## MeasureStack
String | Measure Code | Number | Include this Measure | Measure Type | Name | Description | Baseline Description | Sector | Vintage | Segment | Zone | End Use | Equip Type/Competition Group | Program Category | Parent Category/Competition Group | Unit | Utility Rate Class | Load Profile | Adoption Curve Tech | Adoption Curve AchBase | Adoption Curve AchMod | Adoption Curve AchHigh | Applicability | Baseline EUI (kWh) | Measure EUI (kWh) | Savings EUI (kWh) | Energy Savings % | Demand Reduction % | Full Measure Life (yrs) | Lifetime of First Year Savings (yrs) | Adjusted Baseline Energy Savings (% of 1st Year Savings post-adjustment) (electricity) | Adjusted Baseline Demand Savings (% of 1st Year Savings post-adjustment) (electricity) | Annual Gross Energy Savings at Meter (kWh) | Secondary Fuel Annual Gross Energy Savings at Meter (Not Selected) | Net-to-Gross Ratio, Energy | Demand-to-Energy Ratio | Net-to-Gross Ratio, Demand | Freeridership Rate, Energy | Freeridership Rate, Demand | Spillover Rate, Energy | Spillover Rate, Demand | Baseline Material Cost ($) | Efficient Case Material Cost ($) | Base Labor Cost ($) | Efficient Labor Cost ($) | Full Cost (base) ($) | Full Cost (efficient) ($) | Incremental Cost per Measure ($) | Incremental O&M Cost per Measure ($) | Gross Tax Benefits per Measure ($) | Water Savings (gal) | NEB 2 | Notes | Annual Gross Demand Savings at Meter | Secondary Fuel Annual Gross Demand Savings at Meter
FL Zone 2AssemblyTurnover |  | XXXXXXXX | Yes | Equipment | 10HP Open Drip-Proof(ODP) Motor | High Efficiency 10 HP Open-Drip Proof Motor, 4-Pole, 1800 RPM | 10 HP Open-Drip Proof Motor with EPACT 1992 Efficiency | Commercial | Turnover | Assembly | FL Zone 2 | Ventilation and Circulation | Motor/Fan |  | 0 | Per Unit | [7 empty] | 20689.9073 | 20466.7152 | 223.1921 | 0.010787 |  | 15 |  |  |  | 223.1921 | [8 empty] | 0 | 0 | 0 | 0 | 0 | 0 | 0 | [5 empty] | 0
FL Zone 2College and UniversityTurnover |  | XXXXXXXX | Yes | Equipment | 10HP Open Drip-Proof(ODP) Motor | High Efficiency 10 HP Open-Drip Proof Motor, 4-Pole, 1800 RPM | 10 HP Open-Drip Proof Motor with EPACT 1992 Efficiency | Commercial | Turnover | College and University | FL Zone 2 | Ventilation and Circulation | Motor/Fan |  | 0 | Per Unit | [7 empty] | 20689.9073 | 20466.7152 | 223.1921 | 0.010787 |  | 15 |  |  |  | 223.1921 | [8 empty] | 0 | 0 | 0 | 0 | 0 | 0 | 0 | [5 empty] | 0
FL Zone 2GroceryTurnover |  | XXXXXXXX | Yes | Equipment | 10HP Open Drip-Proof(ODP) Motor | High Efficiency 10 HP Open-Drip Proof Motor, 4-Pole, 1800 RPM | 10 HP Open-Drip Proof Motor with EPACT 1992 Efficiency | Commercial | Turnover | Grocery | FL Zone 2 | Ventilation and Circulation | Motor/Fan |  | 0 | Per Unit | [7 empty] | 20689.9073 | 20466.7152 | 223.1921 | 0.010787 |  | 15 |  |  |  | 223.1921 | [8 empty] | 0 | 0 | 0 | 0 | 0 | 0 | 0 | [5 empty] | 0
FL Zone 2HealthcareTurnover |  | XXXXXXXX | Yes | Equipment | 10HP Open Drip-Proof(ODP) Motor | High Efficiency 10 HP Open-Drip Proof Motor, 4-Pole, 1800 RPM | 10 HP Open-Drip Proof Motor with EPACT 1992 Efficiency | Commercial | Turnover | Healthcare | FL Zone 2 | Ventilation and Circulation | Motor/Fan |  | 0 | Per Unit | [7 empty] | 20689.9073 | 20466.7152 | 223.1921 | 0.010787 |  | 15 |  |  |  | 223.1921 | [8 empty] | 0 | 0 | 0 | 0 | 0 | 0 | 0 | [5 empty] | 0
FL Zone 2HospitalsTurnover |  | XXXXXXXX | Yes | Equipment | 10HP Open Drip-Proof(ODP) Motor | High Efficiency 10 HP Open-Drip Proof Motor, 4-Pole, 1800 RPM | 10 HP Open-Drip Proof Motor with EPACT 1992 Efficiency | Commercial | Turnover | Hospitals | FL Zone 2 | Ventilation and Circulation | Motor/Fan |  | 0 | Per Unit | [7 empty] | 20689.9073 | 20466.7152 | 223.1921 | 0.010787 |  | 15 |  |  |  | 223.1921 | [8 empty] | 0 | 0 | 0 | 0 | 0 | 0 | 0 | [5 empty] | 0
FL Zone 2InstitutionalTurnover |  | XXXXXXXX | Yes | Equipment | 10HP Open Drip-Proof(ODP) Motor | High Efficiency 10 HP Open-Drip Proof Motor, 4-Pole, 1800 RPM | 10 HP Open-Drip Proof Motor with EPACT 1992 Efficiency | Commercial | Turnover | Institutional | FL Zone 2 | Ventilation and Circulation | Motor/Fan |  | 0 | Per Unit | [7 empty] | 20689.9073 | 20466.7152 | 223.1921 | 0.010787 |  | 15 |  |  |  | 223.1921 | [8 empty] | 0 | 0 | 0 | 0 | 0 | 0 | 0 | [5 empty] | 0
FL Zone 2Lodging/HospitalityTurnover |  | XXXXXXXX | Yes | Equipment | 10HP Open Drip-Proof(ODP) Motor | High Efficiency 10 HP Open-Drip Proof Motor, 4-Pole, 1800 RPM | 10 HP Open-Drip Proof Motor with EPACT 1992 Efficiency | Commercial | Turnover | Lodging/Hospitality | FL Zone 2 | Ventilation and Circulation | Motor/Fan |  | 0 | Per Unit | [7 empty] | 20689.9073 | 20466.7152 | 223.1921 | 0.010787 |  | 15 |  |  |  | 223.1921 | [8 empty] | 0 | 0 | 0 | 0 | 0 | 0 | 0 | [5 empty] | 0
FL Zone 2MiscellaneousTurnover |  | XXXXXXXX | Yes | Equipment | 10HP Open Drip-Proof(ODP) Motor | High Efficiency 10 HP Open-Drip Proof Motor, 4-Pole, 1800 RPM | 10 HP Open-Drip Proof Motor with EPACT 1992 Efficiency | Commercial | Turnover | Miscellaneous | FL Zone 2 | Ventilation and Circulation | Motor/Fan |  | 0 | Per Unit | [7 empty] | 20689.9073 | 20466.7152 | 223.1921 | 0.010787 |  | 15 |  |  |  | 223.1921 | [8 empty] | 0 | 0 | 0 | 0 | 0 | 0 | 0 | [5 empty] | 0
FL Zone 2OfficesTurnover |  | XXXXXXXX | Yes | Equipment | 10HP Open Drip-Proof(ODP) Motor | High Efficiency 10 HP Open-Drip Proof Motor, 4-Pole, 1800 RPM | 10 HP Open-Drip Proof Motor with EPACT 1992 Efficiency | Commercial | Turnover | Offices | FL Zone 2 | Ventilation and Circulation | Motor/Fan |  | 0 | Per Unit | [7 empty] | 20689.9073 | 20466.7152 | 223.1921 | 0.010787 |  | 15 |  |  |  | 223.1921 | [8 empty] | 0 | 0 | 0 | 0 | 0 | 0 | 0 | [5 empty] | 0
FL Zone 2RestaurantsTurnover |  | XXXXXXXX | Yes | Equipment | 10HP Open Drip-Proof(ODP) Motor | High Efficiency 10 HP Open-Drip Proof Motor, 4-Pole, 1800 RPM | 10 HP Open-Drip Proof Motor with EPACT 1992 Efficiency | Commercial | Turnover | Restaurants | FL Zone 2 | Ventilation and Circulation | Motor/Fan |  | 0 | Per Unit | [7 empty] | 20689.9073 | 20466.7152 | 223.1921 | 0.010787 |  | 15 |  |  |  | 223.1921 | [8 empty] | 0 | 0 | 0 | 0 | 0 | 0 | 0 | [5 empty] | 0
FL Zone 2RetailTurnover |  | XXXXXXXX | Yes | Equipment | 10HP Open Drip-Proof(ODP) Motor | High Efficiency 10 HP Open-Drip Proof Motor, 4-Pole, 1800 RPM | 10 HP Open-Drip Proof Motor with EPACT 1992 Efficiency | Commercial | Turnover | Retail | FL Zone 2 | Ventilation and Circulation | Motor/Fan |  | 0 | Per Unit | [7 empty] | 20689.9073 | 20466.7152 | 223.1921 | 0.010787 |  | 15 |  |  |  | 223.1921 | [8 empty] | 0 | 0 | 0 | 0 | 0 | 0 | 0 | [5 empty] | 0
FL Zone 2Schools K-12Turnover |  | XXXXXXXX | Yes | Equipment | 10HP Open Drip-Proof(ODP) Motor | High Efficiency 10 HP Open-Drip Proof Motor, 4-Pole, 1800 RPM | 10 HP Open-Drip Proof Motor with EPACT 1992 Efficiency | Commercial | Turnover | Schools K-12 | FL Zone 2 | Ventilation and Circulation | Motor/Fan |  | 0 | Per Unit | [7 empty] | 20689.9073 | 20466.7152 | 223.1921 | 0.010787 |  | 15 |  |  |  | 223.1921 | [8 empty] | 0 | 0 | 0 | 0 | 0 | 0 | 0 | [5 empty] | 0
FL Zone 2WarehouseTurnover |  | XXXXXXXX | Yes | Equipment | 10HP Open Drip-Proof(ODP) Motor | High Efficiency 10 HP Open-Drip Proof Motor, 4-Pole, 1800 RPM | 10 HP Open-Drip Proof Motor with EPACT 1992 Efficiency | Commercial | Turnover | Warehouse | FL Zone 2 | Ventilation and Circulation | Motor/Fan |  | 0 | Per Unit | [7 empty] | 20689.9073 | 20466.7152 | 223.1921 | 0.010787 |  | 15 |  |  |  | 223.1921 | [8 empty] | 0 | 0 | 0 | 0 | 0 | 0 | 0 | [5 empty] | 0
FL Zone 2AssemblyNew |  | XXXXXXXX | Yes | Equipment | 10HP Open Drip-Proof(ODP) Motor | High Efficiency 10 HP Open-Drip Proof Motor, 4-Pole, 1800 RPM | 10 HP Open-Drip Proof Motor with EPACT 1992 Efficiency | Commercial | New | Assembly | FL Zone 2 | Ventilation and Circulation | Motor/Fan |  | 0 | Per Unit | [7 empty] | 20689.9073 | 20466.7152 | 223.1921 | 0.010787 |  | 15 |  |  |  | 223.1921 | [8 empty] | 0 | 0 | 0 | 0 | 0 | 0 | 0 | [5 empty] | 0
FL Zone 2College and UniversityNew |  | XXXXXXXX | Yes | Equipment | 10HP Open Drip-Proof(ODP) Motor | High Efficiency 10 HP Open-Drip Proof Motor, 4-Pole, 1800 RPM | 10 HP Open-Drip Proof Motor with EPACT 1992 Efficiency | Commercial | New | College and University | FL Zone 2 | Ventilation and Circulation | Motor/Fan |  | 0 | Per Unit | [7 empty] | 20689.9073 | 20466.7152 | 223.1921 | 0.010787 |  | 15 |  |  |  | 223.1921 | [8 empty] | 0 | 0 | 0 | 0 | 0 | 0 | 0 | [5 empty] | 0
FL Zone 2GroceryNew |  | XXXXXXXX | Yes | Equipment | 10HP Open Drip-Proof(ODP) Motor | High Efficiency 10 HP Open-Drip Proof Motor, 4-Pole, 1800 RPM | 10 HP Open-Drip Proof Motor with EPACT 1992 Efficiency | Commercial | New | Grocery | FL Zone 2 | Ventilation and Circulation | Motor/Fan |  | 0 | Per Unit | [7 empty] | 20689.9073 | 20466.7152 | 223.1921 | 0.010787 |  | 15 |  |  |  | 223.1921 | [8 empty] | 0 | 0 | 0 | 0 | 0 | 0 | 0 | [5 empty] | 0
FL Zone 2HealthcareNew |  | XXXXXXXX | Yes | Equipment | 10HP Open Drip-Proof(ODP) Motor | High Efficiency 10 HP Open-Drip Proof Motor, 4-Pole, 1800 RPM | 10 HP Open-Drip Proof Motor with EPACT 1992 Efficiency | Commercial | New | Healthcare | FL Zone 2 | Ventilation and Circulation | Motor/Fan |  | 0 | Per Unit | [7 empty] | 20689.9073 | 20466.7152 | 223.1921 | 0.010787 |  | 15 |  |  |  | 223.1921 | [8 empty] | 0 | 0 | 0 | 0 | 0 | 0 | 0 | [5 empty] | 0
FL Zone 2HospitalsNew |  | XXXXXXXX | Yes | Equipment | 10HP Open Drip-Proof(ODP) Motor | High Efficiency 10 HP Open-Drip Proof Motor, 4-Pole, 1800 RPM | 10 HP Open-Drip Proof Motor with EPACT 1992 Efficiency | Commercial | New | Hospitals | FL Zone 2 | Ventilation and Circulation | Motor/Fan |  | 0 | Per Unit | [7 empty] | 20689.9073 | 20466.7152 | 223.1921 | 0.010787 |  | 15 |  |  |  | 223.1921 | [8 empty] | 0 | 0 | 0 | 0 | 0 | 0 | 0 | [5 empty] | 0
FL Zone 2InstitutionalNew |  | XXXXXXXX | Yes | Equipment | 10HP Open Drip-Proof(ODP) Motor | High Efficiency 10 HP Open-Drip Proof Motor, 4-Pole, 1800 RPM | 10 HP Open-Drip Proof Motor with EPACT 1992 Efficiency | Commercial | New | Institutional | FL Zone 2 | Ventilation and Circulation | Motor/Fan |  | 0 | Per Unit | [7 empty] | 20689.9073 | 20466.7152 | 223.1921 | 0.010787 |  | 15 |  |  |  | 223.1921 | [8 empty] | 0 | 0 | 0 | 0 | 0 | 0 | 0 | [5 empty] | 0
FL Zone 2Lodging/HospitalityNew |  | XXXXXXXX | Yes | Equipment | 10HP Open Drip-Proof(ODP) Motor | High Efficiency 10 HP Open-Drip Proof Motor, 4-Pole, 1800 RPM | 10 HP Open-Drip Proof Motor with EPACT 1992 Efficiency | Commercial | New | Lodging/Hospitality | FL Zone 2 | Ventilation and Circulation | Motor/Fan |  | 0 | Per Unit | [7 empty] | 20689.9073 | 20466.7152 | 223.1921 | 0.010787 |  | 15 |  |  |  | 223.1921 | [8 empty] | 0 | 0 | 0 | 0 | 0 | 0 | 0 | [5 empty] | 0
FL Zone 2MiscellaneousNew |  | XXXXXXXX | Yes | Equipment | 10HP Open Drip-Proof(ODP) Motor | High Efficiency 10 HP Open-Drip Proof Motor, 4-Pole, 1800 RPM | 10 HP Open-Drip Proof Motor with EPACT 1992 Efficiency | Commercial | New | Miscellaneous | FL Zone 2 | Ventilation and Circulation | Motor/Fan |  | 0 | Per Unit | [7 empty] | 20689.9073 | 20466.7152 | 223.1921 | 0.010787 |  | 15 |  |  |  | 223.1921 | [8 empty] | 0 | 0 | 0 | 0 | 0 | 0 | 0 | [5 empty] | 0
FL Zone 2OfficesNew |  | XXXXXXXX | Yes | Equipment | 10HP Open Drip-Proof(ODP) Motor | High Efficiency 10 HP Open-Drip Proof Motor, 4-Pole, 1800 RPM | 10 HP Open-Drip Proof Motor with EPACT 1992 Efficiency | Commercial | New | Offices | FL Zone 2 | Ventilation and Circulation | Motor/Fan |  | 0 | Per Unit | [7 empty] | 20689.9073 | 20466.7152 | 223.1921 | 0.010787 |  | 15 |  |  |  | 223.1921 | [8 empty] | 0 | 0 | 0 | 0 | 0 | 0 | 0 | [5 empty] | 0
FL Zone 2RestaurantsNew |  | XXXXXXXX | Yes | Equipment | 10HP Open Drip-Proof(ODP) Motor | High Efficiency 10 HP Open-Drip Proof Motor, 4-Pole, 1800 RPM | 10 HP Open-Drip Proof Motor with EPACT 1992 Efficiency | Commercial | New | Restaurants | FL Zone 2 | Ventilation and Circulation | Motor/Fan |  | 0 | Per Unit | [7 empty] | 20689.9073 | 20466.7152 | 223.1921 | 0.010787 |  | 15 |  |  |  | 223.1921 | [8 empty] | 0 | 0 | 0 | 0 | 0 | 0 | 0 | [5 empty] | 0
FL Zone 2RetailNew |  | XXXXXXXX | Yes | Equipment | 10HP Open Drip-Proof(ODP) Motor | High Efficiency 10 HP Open-Drip Proof Motor, 4-Pole, 1800 RPM | 10 HP Open-Drip Proof Motor with EPACT 1992 Efficiency | Commercial | New | Retail | FL Zone 2 | Ventilation and Circulation | Motor/Fan |  | 0 | Per Unit | [7 empty] | 20689.9073 | 20466.7152 | 223.1921 | 0.010787 |  | 15 |  |  |  | 223.1921 | [8 empty] | 0 | 0 | 0 | 0 | 0 | 0 | 0 | [5 empty] | 0
FL Zone 2Schools K-12New |  | XXXXXXXX | Yes | Equipment | 10HP Open Drip-Proof(ODP) Motor | High Efficiency 10 HP Open-Drip Proof Motor, 4-Pole, 1800 RPM | 10 HP Open-Drip Proof Motor with EPACT 1992 Efficiency | Commercial | New | Schools K-12 | FL Zone 2 | Ventilation and Circulation | Motor/Fan |  | 0 | Per Unit | [7 empty] | 20689.9073 | 20466.7152 | 223.1921 | 0.010787 |  | 15 |  |  |  | 223.1921 | [8 empty] | 0 | 0 | 0 | 0 | 0 | 0 | 0 | [5 empty] | 0
FL Zone 2WarehouseNew |  | XXXXXXXX | Yes | Equipment | 10HP Open Drip-Proof(ODP) Motor | High Efficiency 10 HP Open-Drip Proof Motor, 4-Pole, 1800 RPM | 10 HP Open-Drip Proof Motor with EPACT 1992 Efficiency | Commercial | New | Warehouse | FL Zone 2 | Ventilation and Circulation | Motor/Fan |  | 0 | Per Unit | [7 empty] | 20689.9073 | 20466.7152 | 223.1921 | 0.010787 |  | 15 |  |  |  | 223.1921 | [8 empty] | 0 | 0 | 0 | 0 | 0 | 0 | 0 | [5 empty] | 0
FL Zone 2AssemblyExisting |  | XXXXXXXX | Yes | Nonequipment | Air Curtains | Air Curtains | 0 | Commercial | Existing | Assembly | FL Zone 2 | Space Heating |  |  | 0 | Unit | [7 empty] | 7520.072 | 7442.069 | 78.003 | 0.010373 |  | 8 |  |  |  | 78.003 | [8 empty] | 0 | 0 | 0 | 0 | 0 | 0 | 0 | [5 empty] | 0
FL Zone 2College and UniversityExisting |  | XXXXXXXX | Yes | Nonequipment | Air Curtains | Air Curtains | 0 | Commercial | Existing | College and University | FL Zone 2 | Space Heating |  |  | 0 | Unit | [7 empty] | 44914.4217 | 44836.4187 | 78.003 | 0.0017367 |  | 8 |  |  |  | 78.003 | [8 empty] | 0 | 0 | 0 | 0 | 0 | 0 | 0 | [5 empty] | 0
FL Zone 2GroceryExisting |  | XXXXXXXX | Yes | Nonequipment | Air Curtains | Air Curtains | 0 | Commercial | Existing | Grocery | FL Zone 2 | Space Heating |  |  | 0 | Unit | [7 empty] | 18105.3019 | 18027.2989 | 78.003 | 0.0043083 |  | 8 |  |  |  | 78.003 | [8 empty] | 0 | 0 | 0 | 0 | 0 | 0 | 0 | [5 empty] | 0
FL Zone 2HealthcareExisting |  | XXXXXXXX | Yes | Nonequipment | Air Curtains | Air Curtains | 0 | Commercial | Existing | Healthcare | FL Zone 2 | Space Heating |  |  | 0 | Unit | [7 empty] | 31602.8836 | 31524.8806 | 78.003 | 0.0024682 |  | 8 |  |  |  | 78.003 | [8 empty] | 0 | 0 | 0 | 0 | 0 | 0 | 0 | [5 empty] | 0
FL Zone 2HospitalsExisting |  | XXXXXXXX | Yes | Nonequipment | Air Curtains | Air Curtains | 0 | Commercial | Existing | Hospitals | FL Zone 2 | Space Heating |  |  | 0 | Unit | [7 empty] | 329297.0743 | 329219.0713 | 78.003 | 0.00023688 |  | 8 |  |  |  | 78.003 | [8 empty] | 0 | 0 | 0 | 0 | 0 | 0 | 0 | [5 empty] | 0
FL Zone 2InstitutionalExisting |  | XXXXXXXX | Yes | Nonequipment | Air Curtains | Air Curtains | 0 | Commercial | Existing | Institutional | FL Zone 2 | Space Heating |  |  | 0 | Unit | [7 empty] | 36533.2699 | 36455.2669 | 78.003 | 0.0021351 |  | 8 |  |  |  | 78.003 | [8 empty] | 0 | 0 | 0 | 0 | 0 | 0 | 0 | [5 empty] | 0
FL Zone 2Lodging/HospitalityExisting |  | XXXXXXXX | Yes | Nonequipment | Air Curtains | Air Curtains | 0 | Commercial | Existing | Lodging/Hospitality | FL Zone 2 | Space Heating |  |  | 0 | Unit | [7 empty] | 29969.1152 | 29891.1122 | 78.003 | 0.0026028 |  | 8 |  |  |  | 78.003 | [8 empty] | 0 | 0 | 0 | 0 | 0 | 0 | 0 | [5 empty] | 0
FL Zone 2MiscellaneousExisting |  | XXXXXXXX | Yes | Nonequipment | Air Curtains | Air Curtains | 0 | Commercial | Existing | Miscellaneous | FL Zone 2 | Space Heating |  |  | 0 | Unit | [7 empty] | 348296.6521 | 348218.6491 | 78.003 | 0.00022396 |  | 8 |  |  |  | 78.003 | [8 empty] | 0 | 0 | 0 | 0 | 0 | 0 | 0 | [5 empty] | 0
FL Zone 2OfficesExisting |  | XXXXXXXX | Yes | Nonequipment | Air Curtains | Air Curtains | 0 | Commercial | Existing | Offices | FL Zone 2 | Space Heating |  |  | 0 | Unit | [7 empty] | 26035.3087 | 25957.3057 | 78.003 | 0.002996 |  | 8 |  |  |  | 78.003 | [8 empty] | 0 | 0 | 0 | 0 | 0 | 0 | 0 | [5 empty] | 0
FL Zone 2RestaurantsExisting |  | XXXXXXXX | Yes | Nonequipment | Air Curtains | Air Curtains | 0 | Commercial | Existing | Restaurants | FL Zone 2 | Space Heating |  |  | 0 | Unit | [7 empty] | 18865.8351 | 18787.8321 | 78.003 | 0.0041346 |  | 8 |  |  |  | 78.003 | [8 empty] | 0 | 0 | 0 | 0 | 0 | 0 | 0 | [5 empty] | 0
FL Zone 2RetailExisting |  | XXXXXXXX | Yes | Nonequipment | Air Curtains | Air Curtains | 0 | Commercial | Existing | Retail | FL Zone 2 | Space Heating |  |  | 0 | Unit | [7 empty] | 8240.1374 | 8162.1344 | 78.003 | 0.0094662 |  | 8 |  |  |  | 78.003 | [8 empty] | 0 | 0 | 0 | 0 | 0 | 0 | 0 | [5 empty] | 0
FL Zone 2Schools K-12Existing |  | XXXXXXXX | Yes | Nonequipment | Air Curtains | Air Curtains | 0 | Commercial | Existing | Schools K-12 | FL Zone 2 | Space Heating |  |  | 0 | Unit | [7 empty] | 30794.1632 | 30716.1602 | 78.003 | 0.002533 |  | 8 |  |  |  | 78.003 | [8 empty] | 0 | 0 | 0 | 0 | 0 | 0 | 0 | [5 empty] | 0
FL Zone 2WarehouseExisting |  | XXXXXXXX | Yes | Nonequipment | Air Curtains | Air Curtains | 0 | Commercial | Existing | Warehouse | FL Zone 2 | Space Heating |  |  | 0 | Unit | [7 empty] | 3059.104 | 2981.101 | 78.003 | 0.025499 |  | 8 |  |  |  | 78.003 | [8 empty] | 0 | 0 | 0 | 0 | 0 | 0 | 0 | [5 empty] | 0
FL Zone 2AssemblyNew |  | XXXXXXXX | Yes | Nonequipment | Air Curtains | Air Curtains | 0 | Commercial | New | Assembly | FL Zone 2 | Space Heating |  |  | 0 | Unit | [7 empty] | 7520.072 | 7442.069 | 78.003 | 0.010373 |  | 8 |  |  |  | 78.003 | [8 empty] | 0 | 0 | 0 | 0 | 0 | 0 | 0 | [5 empty] | 0
FL Zone 2College and UniversityNew |  | XXXXXXXX | Yes | Nonequipment | Air Curtains | Air Curtains | 0 | Commercial | New | College and University | FL Zone 2 | Space Heating |  |  | 0 | Unit | [7 empty] | 44914.4217 | 44836.4187 | 78.003 | 0.0017367 |  | 8 |  |  |  | 78.003 | [8 empty] | 0 | 0 | 0 | 0 | 0 | 0 | 0 | [5 empty] | 0
FL Zone 2GroceryNew |  | XXXXXXXX | Yes | Nonequipment | Air Curtains | Air Curtains | 0 | Commercial | New | Grocery | FL Zone 2 | Space Heating |  |  | 0 | Unit | [7 empty] | 18105.3019 | 18027.2989 | 78.003 | 0.0043083 |  | 8 |  |  |  | 78.003 | [8 empty] | 0 | 0 | 0 | 0 | 0 | 0 | 0 | [5 empty] | 0
FL Zone 2HealthcareNew |  | XXXXXXXX | Yes | Nonequipment | Air Curtains | Air Curtains | 0 | Commercial | New | Healthcare | FL Zone 2 | Space Heating |  |  | 0 | Unit | [7 empty] | 31602.8836 | 31524.8806 | 78.003 | 0.0024682 |  | 8 |  |  |  | 78.003 | [8 empty] | 0 | 0 | 0 | 0 | 0 | 0 | 0 | [5 empty] | 0
FL Zone 2HospitalsNew |  | XXXXXXXX | Yes | Nonequipment | Air Curtains | Air Curtains | 0 | Commercial | New | Hospitals | FL Zone 2 | Space Heating |  |  | 0 | Unit | [7 empty] | 329297.0743 | 329219.0713 | 78.003 | 0.00023688 |  | 8 |  |  |  | 78.003 | [8 empty] | 0 | 0 | 0 | 0 | 0 | 0 | 0 | [5 empty] | 0
FL Zone 2InstitutionalNew |  | XXXXXXXX | Yes | Nonequipment | Air Curtains | Air Curtains | 0 | Commercial | New | Institutional | FL Zone 2 | Space Heating |  |  | 0 | Unit | [7 empty] | 36533.2699 | 36455.2669 | 78.003 | 0.0021351 |  | 8 |  |  |  | 78.003 | [8 empty] | 0 | 0 | 0 | 0 | 0 | 0 | 0 | [5 empty] | 0
FL Zone 2Lodging/HospitalityNew |  | XXXXXXXX | Yes | Nonequipment | Air Curtains | Air Curtains | 0 | Commercial | New | Lodging/Hospitality | FL Zone 2 | Space Heating |  |  | 0 | Unit | [7 empty] | 29969.1152 | 29891.1122 | 78.003 | 0.0026028 |  | 8 |  |  |  | 78.003 | [8 empty] | 0 | 0 | 0 | 0 | 0 | 0 | 0 | [5 empty] | 0
FL Zone 2MiscellaneousNew |  | XXXXXXXX | Yes | Nonequipment | Air Curtains | Air Curtains | 0 | Commercial | New | Miscellaneous | FL Zone 2 | Space Heating |  |  | 0 | Unit | [7 empty] | 348296.6521 | 348218.6491 | 78.003 | 0.00022396 |  | 8 |  |  |  | 78.003 | [8 empty] | 0 | 0 | 0 | 0 | 0 | 0 | 0 | [5 empty] | 0
FL Zone 2OfficesNew |  | XXXXXXXX | Yes | Nonequipment | Air Curtains | Air Curtains | 0 | Commercial | New | Offices | FL Zone 2 | Space Heating |  |  | 0 | Unit | [7 empty] | 26035.3087 | 25957.3057 | 78.003 | 0.002996 |  | 8 |  |  |  | 78.003 | [8 empty] | 0 | 0 | 0 | 0 | 0 | 0 | 0 | [5 empty] | 0
FL Zone 2RestaurantsNew |  | XXXXXXXX | Yes | Nonequipment | Air Curtains | Air Curtains | 0 | Commercial | New | Restaurants | FL Zone 2 | Space Heating |  |  | 0 | Unit | [7 empty] | 18865.8351 | 18787.8321 | 78.003 | 0.0041346 |  | 8 |  |  |  | 78.003 | [8 empty] | 0 | 0 | 0 | 0 | 0 | 0 | 0 | [5 empty] | 0
FL Zone 2RetailNew |  | XXXXXXXX | Yes | Nonequipment | Air Curtains | Air Curtains | 0 | Commercial | New | Retail | FL Zone 2 | Space Heating |  |  | 0 | Unit | [7 empty] | 8240.1374 | 8162.1344 | 78.003 | 0.0094662 |  | 8 |  |  |  | 78.003 | [8 empty] | 0 | 0 | 0 | 0 | 0 | 0 | 0 | [5 empty] | 0
FL Zone 2Schools K-12New |  | XXXXXXXX | Yes | Nonequipment | Air Curtains | Air Curtains | 0 | Commercial | New | Schools K-12 | FL Zone 2 | Space Heating |  |  | 0 | Unit | [7 empty] | 30794.1632 | 30716.1602 | 78.003 | 0.002533 |  | 8 |  |  |  | 78.003 | [8 empty] | 0 | 0 | 0 | 0 | 0 | 0 | 0 | [5 empty] | 0
FL Zone 2WarehouseNew |  | XXXXXXXX | Yes | Nonequipment | Air Curtains | Air Curtains | 0 | Commercial | New | Warehouse | FL Zone 2 | Space Heating |  |  | 0 | Unit | [7 empty] | 3059.104 | 2981.101 | 78.003 | 0.025499 |  | 8 |  |  |  | 78.003 | [8 empty] | 0 | 0 | 0 | 0 | 0 | 0 | 0 | [5 empty] | 0
FL Zone 2AssemblyExisting |  | XXXXXXXX | Yes | Nonequipment | Air Curtains | Air Curtains | 0 | Commercial | Existing | Assembly | FL Zone 2 | Space Cooling |  |  | 0 | Unit | [7 empty] | 40558.1631 | 40555.0851 | 3.078 | 7.5891e-05 |  | 8 |  |  |  | 3.078 | [8 empty] | 0 | 0 | 0 | 0 | 0 | 0 | 0 | [5 empty] | 0
FL Zone 2College and UniversityExisting |  | XXXXXXXX | Yes | Nonequipment | Air Curtains | Air Curtains | 0 | Commercial | Existing | College and University | FL Zone 2 | Space Cooling |  |  | 0 | Unit | [7 empty] | 242237.8979 | 242234.8199 | 3.078 | 1.2707e-05 |  | 8 |  |  |  | 3.078 | [8 empty] | 0 | 0 | 0 | 0 | 0 | 0 | 0 | [5 empty] | 0
FL Zone 2GroceryExisting |  | XXXXXXXX | Yes | Nonequipment | Air Curtains | Air Curtains | 0 | Commercial | Existing | Grocery | FL Zone 2 | Space Cooling |  |  | 0 | Unit | [7 empty] | 97647.7064 | 97644.6284 | 3.078 | 3.1521e-05 |  | 8 |  |  |  | 3.078 | [8 empty] | 0 | 0 | 0 | 0 | 0 | 0 | 0 | [5 empty] | 0
FL Zone 2HealthcareExisting |  | XXXXXXXX | Yes | Nonequipment | Air Curtains | Air Curtains | 0 | Commercial | Existing | Healthcare | FL Zone 2 | Space Cooling |  |  | 0 | Unit | [7 empty] | 170444.4983 | 170441.4203 | 3.078 | 1.8059e-05 |  | 8 |  |  |  | 3.078 | [8 empty] | 0 | 0 | 0 | 0 | 0 | 0 | 0 | [5 empty] | 0
FL Zone 2HospitalsExisting |  | XXXXXXXX | Yes | Nonequipment | Air Curtains | Air Curtains | 0 | Commercial | Existing | Hospitals | FL Zone 2 | Space Cooling |  |  | 0 | Unit | [7 empty] | 1776004.8545 | 1776001.7765 | 3.078 | 1.7331e-06 |  | 8 |  |  |  | 3.078 | [8 empty] | 0 | 0 | 0 | 0 | 0 | 0 | 0 | [5 empty] | 0
FL Zone 2InstitutionalExisting |  | XXXXXXXX | Yes | Nonequipment | Air Curtains | Air Curtains | 0 | Commercial | Existing | Institutional | FL Zone 2 | Space Cooling |  |  | 0 | Unit | [7 empty] | 197035.6551 | 197032.5771 | 3.078 | 1.5622e-05 |  | 8 |  |  |  | 3.078 | [8 empty] | 0 | 0 | 0 | 0 | 0 | 0 | 0 | [5 empty] | 0
FL Zone 2Lodging/HospitalityExisting |  | XXXXXXXX | Yes | Nonequipment | Air Curtains | Air Curtains | 0 | Commercial | Existing | Lodging/Hospitality | FL Zone 2 | Space Cooling |  |  | 0 | Unit | [7 empty] | 161633.0609 | 161629.9829 | 3.078 | 1.9043e-05 |  | 8 |  |  |  | 3.078 | [8 empty] | 0 | 0 | 0 | 0 | 0 | 0 | 0 | [5 empty] | 0
FL Zone 2MiscellaneousExisting |  | XXXXXXXX | Yes | Nonequipment | Air Curtains | Air Curtains | 0 | Commercial | Existing | Miscellaneous | FL Zone 2 | Space Cooling |  |  | 0 | Unit | [7 empty] | 1878475.6776 | 1878472.5996 | 3.078 | 1.6386e-06 |  | 8 |  |  |  | 3.078 | [8 empty] | 0 | 0 | 0 | 0 | 0 | 0 | 0 | [5 empty] | 0
FL Zone 2OfficesExisting |  | XXXXXXXX | Yes | Nonequipment | Air Curtains | Air Curtains | 0 | Commercial | Existing | Offices | FL Zone 2 | Space Cooling |  |  | 0 | Unit | [7 empty] | 140416.7794 | 140413.7014 | 3.078 | 2.192e-05 |  | 8 |  |  |  | 3.078 | [8 empty] | 0 | 0 | 0 | 0 | 0 | 0 | 0 | [5 empty] | 0
FL Zone 2RestaurantsExisting |  | XXXXXXXX | Yes | Nonequipment | Air Curtains | Air Curtains | 0 | Commercial | Existing | Restaurants | FL Zone 2 | Space Cooling |  |  | 0 | Unit | [7 empty] | 101749.5064 | 101746.4284 | 3.078 | 3.0251e-05 |  | 8 |  |  |  | 3.078 | [8 empty] | 0 | 0 | 0 | 0 | 0 | 0 | 0 | [5 empty] | 0
FL Zone 2RetailExisting |  | XXXXXXXX | Yes | Nonequipment | Air Curtains | Air Curtains | 0 | Commercial | Existing | Retail | FL Zone 2 | Space Cooling |  |  | 0 | Unit | [7 empty] | 44441.7066 | 44438.6286 | 3.078 | 6.9259e-05 |  | 8 |  |  |  | 3.078 | [8 empty] | 0 | 0 | 0 | 0 | 0 | 0 | 0 | [5 empty] | 0
FL Zone 2Schools K-12Existing |  | XXXXXXXX | Yes | Nonequipment | Air Curtains | Air Curtains | 0 | Commercial | Existing | Schools K-12 | FL Zone 2 | Space Cooling |  |  | 0 | Unit | [7 empty] | 166082.8099 | 166079.7319 | 3.078 | 1.8533e-05 |  | 8 |  |  |  | 3.078 | [8 empty] | 0 | 0 | 0 | 0 | 0 | 0 | 0 | [5 empty] | 0
FL Zone 2WarehouseExisting |  | XXXXXXXX | Yes | Nonequipment | Air Curtains | Air Curtains | 0 | Commercial | Existing | Warehouse | FL Zone 2 | Space Cooling |  |  | 0 | Unit | [7 empty] | 16498.7301 | 16495.6521 | 3.078 | 0.00018656 |  | 8 |  |  |  | 3.078 | [8 empty] | 0 | 0 | 0 | 0 | 0 | 0 | 0 | [5 empty] | 0
FL Zone 2AssemblyNew |  | XXXXXXXX | Yes | Nonequipment | Air Curtains | Air Curtains | 0 | Commercial | New | Assembly | FL Zone 2 | Space Cooling |  |  | 0 | Unit | [7 empty] | 40558.1631 | 40555.0851 | 3.078 | 7.5891e-05 |  | 8 |  |  |  | 3.078 | [8 empty] | 0 | 0 | 0 | 0 | 0 | 0 | 0 | [5 empty] | 0
FL Zone 2College and UniversityNew |  | XXXXXXXX | Yes | Nonequipment | Air Curtains | Air Curtains | 0 | Commercial | New | College and University | FL Zone 2 | Space Cooling |  |  | 0 | Unit | [7 empty] | 242237.8979 | 242234.8199 | 3.078 | 1.2707e-05 |  | 8 |  |  |  | 3.078 | [8 empty] | 0 | 0 | 0 | 0 | 0 | 0 | 0 | [5 empty] | 0
FL Zone 2GroceryNew |  | XXXXXXXX | Yes | Nonequipment | Air Curtains | Air Curtains | 0 | Commercial | New | Grocery | FL Zone 2 | Space Cooling |  |  | 0 | Unit | [7 empty] | 97647.7064 | 97644.6284 | 3.078 | 3.1521e-05 |  | 8 |  |  |  | 3.078 | [8 empty] | 0 | 0 | 0 | 0 | 0 | 0 | 0 | [5 empty] | 0
FL Zone 2HealthcareNew |  | XXXXXXXX | Yes | Nonequipment | Air Curtains | Air Curtains | 0 | Commercial | New | Healthcare | FL Zone 2 | Space Cooling |  |  | 0 | Unit | [7 empty] | 170444.4983 | 170441.4203 | 3.078 | 1.8059e-05 |  | 8 |  |  |  | 3.078 | [8 empty] | 0 | 0 | 0 | 0 | 0 | 0 | 0 | [5 empty] | 0
FL Zone 2HospitalsNew |  | XXXXXXXX | Yes | Nonequipment | Air Curtains | Air Curtains | 0 | Commercial | New | Hospitals | FL Zone 2 | Space Cooling |  |  | 0 | Unit | [7 empty] | 1776004.8545 | 1776001.7765 | 3.078 | 1.7331e-06 |  | 8 |  |  |  | 3.078 | [8 empty] | 0 | 0 | 0 | 0 | 0 | 0 | 0 | [5 empty] | 0
FL Zone 2InstitutionalNew |  | XXXXXXXX | Yes | Nonequipment | Air Curtains | Air Curtains | 0 | Commercial | New | Institutional | FL Zone 2 | Space Cooling |  |  | 0 | Unit | [7 empty] | 197035.6551 | 197032.5771 | 3.078 | 1.5622e-05 |  | 8 |  |  |  | 3.078 | [8 empty] | 0 | 0 | 0 | 0 | 0 | 0 | 0 | [5 empty] | 0
FL Zone 2Lodging/HospitalityNew |  | XXXXXXXX | Yes | Nonequipment | Air Curtains | Air Curtains | 0 | Commercial | New | Lodging/Hospitality | FL Zone 2 | Space Cooling |  |  | 0 | Unit | [7 empty] | 161633.0609 | 161629.9829 | 3.078 | 1.9043e-05 |  | 8 |  |  |  | 3.078 | [8 empty] | 0 | 0 | 0 | 0 | 0 | 0 | 0 | [5 empty] | 0
FL Zone 2MiscellaneousNew |  | XXXXXXXX | Yes | Nonequipment | Air Curtains | Air Curtains | 0 | Commercial | New | Miscellaneous | FL Zone 2 | Space Cooling |  |  | 0 | Unit | [7 empty] | 1878475.6776 | 1878472.5996 | 3.078 | 1.6386e-06 |  | 8 |  |  |  | 3.078 | [8 empty] | 0 | 0 | 0 | 0 | 0 | 0 | 0 | [5 empty] | 0
FL Zone 2OfficesNew |  | XXXXXXXX | Yes | Nonequipment | Air Curtains | Air Curtains | 0 | Commercial | New | Offices | FL Zone 2 | Space Cooling |  |  | 0 | Unit | [7 empty] | 140416.7794 | 140413.7014 | 3.078 | 2.192e-05 |  | 8 |  |  |  | 3.078 | [8 empty] | 0 | 0 | 0 | 0 | 0 | 0 | 0 | [5 empty] | 0
FL Zone 2RestaurantsNew |  | XXXXXXXX | Yes | Nonequipment | Air Curtains | Air Curtains | 0 | Commercial | New | Restaurants | FL Zone 2 | Space Cooling |  |  | 0 | Unit | [7 empty] | 101749.5064 | 101746.4284 | 3.078 | 3.0251e-05 |  | 8 |  |  |  | 3.078 | [8 empty] | 0 | 0 | 0 | 0 | 0 | 0 | 0 | [5 empty] | 0
FL Zone 2RetailNew |  | XXXXXXXX | Yes | Nonequipment | Air Curtains | Air Curtains | 0 | Commercial | New | Retail | FL Zone 2 | Space Cooling |  |  | 0 | Unit | [7 empty] | 44441.7066 | 44438.6286 | 3.078 | 6.9259e-05 |  | 8 |  |  |  | 3.078 | [8 empty] | 0 | 0 | 0 | 0 | 0 | 0 | 0 | [5 empty] | 0
FL Zone 2Schools K-12New |  | XXXXXXXX | Yes | Nonequipment | Air Curtains | Air Curtains | 0 | Commercial | New | Schools K-12 | FL Zone 2 | Space Cooling |  |  | 0 | Unit | [7 empty] | 166082.8099 | 166079.7319 | 3.078 | 1.8533e-05 |  | 8 |  |  |  | 3.078 | [8 empty] | 0 | 0 | 0 | 0 | 0 | 0 | 0 | [5 empty] | 0
FL Zone 2WarehouseNew |  | XXXXXXXX | Yes | Nonequipment | Air Curtains | Air Curtains | 0 | Commercial | New | Warehouse | FL Zone 2 | Space Cooling |  |  | 0 | Unit | [7 empty] | 16498.7301 | 16495.6521 | 3.078 | 0.00018656 |  | 8 |  |  |  | 3.078 | [8 empty] | 0 | 0 | 0 | 0 | 0 | 0 | 0 | [5 empty] | 0
FL Zone 2AssemblyExisting |  | XXXXXXXX | Yes | Nonequipment | Airside Economizer | Airside Economizer | No economizer | Commercial | Existing | Assembly | FL Zone 2 | Space Cooling |  |  | 0 | Per End Use Consumption | [7 empty] | 40558.1631 | 38304.9318 | 2253.2313 | 0.055556 |  | 10 |  |  |  | 2253.2313 | [8 empty] | 0 | 0 | 0 | 0 | 0 | 0 | 0 | [5 empty] | 0
FL Zone 2College and UniversityExisting |  | XXXXXXXX | Yes | Nonequipment | Airside Economizer | Airside Economizer | No economizer | Commercial | Existing | College and University | FL Zone 2 | Space Cooling |  |  | 0 | Per End Use Consumption | [7 empty] | 242237.8979 | 228780.2369 | 13457.661 | 0.055556 |  | 10 |  |  |  | 13457.661 | [8 empty] | 0 | 0 | 0 | 0 | 0 | 0 | 0 | [5 empty] | 0
FL Zone 2GroceryExisting |  | XXXXXXXX | Yes | Nonequipment | Airside Economizer | Airside Economizer | No economizer | Commercial | Existing | Grocery | FL Zone 2 | Space Cooling |  |  | 0 | Per End Use Consumption | [7 empty] | 97647.7064 | 92222.8338 | 5424.8726 | 0.055556 |  | 10 |  |  |  | 5424.8726 | [8 empty] | 0 | 0 | 0 | 0 | 0 | 0 | 0 | [5 empty] | 0
FL Zone 2HealthcareExisting |  | XXXXXXXX | Yes | Nonequipment | Airside Economizer | Airside Economizer | No economizer | Commercial | Existing | Healthcare | FL Zone 2 | Space Cooling |  |  | 0 | Per End Use Consumption | [7 empty] | 170444.4983 | 160975.3595 | 9469.1388 | 0.055556 |  | 10 |  |  |  | 9469.1388 | [8 empty] | 0 | 0 | 0 | 0 | 0 | 0 | 0 | [5 empty] | 0
FL Zone 2HospitalsExisting |  | XXXXXXXX | Yes | Nonequipment | Airside Economizer | Airside Economizer | No economizer | Commercial | Existing | Hospitals | FL Zone 2 | Space Cooling |  |  | 0 | Per End Use Consumption | [7 empty] | 1776004.8545 | 1677337.9181 | 98666.9364 | 0.055556 |  | 10 |  |  |  | 98666.9364 | [8 empty] | 0 | 0 | 0 | 0 | 0 | 0 | 0 | [5 empty] | 0
FL Zone 2InstitutionalExisting |  | XXXXXXXX | Yes | Nonequipment | Airside Economizer | Airside Economizer | No economizer | Commercial | Existing | Institutional | FL Zone 2 | Space Cooling |  |  | 0 | Per End Use Consumption | [7 empty] | 197035.6551 | 186089.2298 | 10946.4253 | 0.055556 |  | 10 |  |  |  | 10946.4253 | [8 empty] | 0 | 0 | 0 | 0 | 0 | 0 | 0 | [5 empty] | 0
FL Zone 2Lodging/HospitalityExisting |  | XXXXXXXX | Yes | Nonequipment | Airside Economizer | Airside Economizer | No economizer | Commercial | Existing | Lodging/Hospitality | FL Zone 2 | Space Cooling |  |  | 0 | Per End Use Consumption | [7 empty] | 161633.0609 | 152653.4465 | 8979.6145 | 0.055556 |  | 10 |  |  |  | 8979.6145 | [8 empty] | 0 | 0 | 0 | 0 | 0 | 0 | 0 | [5 empty] | 0
FL Zone 2MiscellaneousExisting |  | XXXXXXXX | Yes | Nonequipment | Airside Economizer | Airside Economizer | No economizer | Commercial | Existing | Miscellaneous | FL Zone 2 | Space Cooling |  |  | 0 | Per End Use Consumption | [7 empty] | 1878475.6776 | 1774115.9178 | 104359.7599 | 0.055556 |  | 10 |  |  |  | 104359.7599 | [8 empty] | 0 | 0 | 0 | 0 | 0 | 0 | 0 | [5 empty] | 0
FL Zone 2OfficesExisting |  | XXXXXXXX | Yes | Nonequipment | Airside Economizer | Airside Economizer | No economizer | Commercial | Existing | Offices | FL Zone 2 | Space Cooling |  |  | 0 | Per End Use Consumption | [7 empty] | 140416.7794 | 132615.8472 | 7800.9322 | 0.055556 |  | 10 |  |  |  | 7800.9322 | [8 empty] | 0 | 0 | 0 | 0 | 0 | 0 | 0 | [5 empty] | 0
FL Zone 2RestaurantsExisting |  | XXXXXXXX | Yes | Nonequipment | Airside Economizer | Airside Economizer | No economizer | Commercial | Existing | Restaurants | FL Zone 2 | Space Cooling |  |  | 0 | Per End Use Consumption | [7 empty] | 101749.5064 | 96096.7561 | 5652.7504 | 0.055556 |  | 10 |  |  |  | 5652.7504 | [8 empty] | 0 | 0 | 0 | 0 | 0 | 0 | 0 | [5 empty] | 0
FL Zone 2RetailExisting |  | XXXXXXXX | Yes | Nonequipment | Airside Economizer | Airside Economizer | No economizer | Commercial | Existing | Retail | FL Zone 2 | Space Cooling |  |  | 0 | Per End Use Consumption | [7 empty] | 44441.7066 | 41972.7229 | 2468.9837 | 0.055556 |  | 10 |  |  |  | 2468.9837 | [8 empty] | 0 | 0 | 0 | 0 | 0 | 0 | 0 | [5 empty] | 0
FL Zone 2Schools K-12Existing |  | XXXXXXXX | Yes | Nonequipment | Airside Economizer | Airside Economizer | No economizer | Commercial | Existing | Schools K-12 | FL Zone 2 | Space Cooling |  |  | 0 | Per End Use Consumption | [7 empty] | 166082.8099 | 156855.9872 | 9226.8228 | 0.055556 |  | 10 |  |  |  | 9226.8228 | [8 empty] | 0 | 0 | 0 | 0 | 0 | 0 | 0 | [5 empty] | 0
FL Zone 2WarehouseExisting |  | XXXXXXXX | Yes | Nonequipment | Airside Economizer | Airside Economizer | No economizer | Commercial | Existing | Warehouse | FL Zone 2 | Space Cooling |  |  | 0 | Per End Use Consumption | [7 empty] | 16498.7301 | 15582.134 | 916.5961 | 0.055556 |  | 10 |  |  |  | 916.5961 | [8 empty] | 0 | 0 | 0 | 0 | 0 | 0 | 0 | [5 empty] | 0
FL Zone 2AssemblyNew |  | XXXXXXXX | Yes | Nonequipment | Airside Economizer | Airside Economizer | No economizer | Commercial | New | Assembly | FL Zone 2 | Space Cooling |  |  | 0 | Per End Use Consumption | [7 empty] | 40558.1631 | 38304.9318 | 2253.2313 | 0.055556 |  | 10 |  |  |  | 2253.2313 | [8 empty] | 0 | 0 | 0 | 0 | 0 | 0 | 0 | [5 empty] | 0
FL Zone 2College and UniversityNew |  | XXXXXXXX | Yes | Nonequipment | Airside Economizer | Airside Economizer | No economizer | Commercial | New | College and University | FL Zone 2 | Space Cooling |  |  | 0 | Per End Use Consumption | [7 empty] | 242237.8979 | 228780.2369 | 13457.661 | 0.055556 |  | 10 |  |  |  | 13457.661 | [8 empty] | 0 | 0 | 0 | 0 | 0 | 0 | 0 | [5 empty] | 0
FL Zone 2GroceryNew |  | XXXXXXXX | Yes | Nonequipment | Airside Economizer | Airside Economizer | No economizer | Commercial | New | Grocery | FL Zone 2 | Space Cooling |  |  | 0 | Per End Use Consumption | [7 empty] | 97647.7064 | 92222.8338 | 5424.8726 | 0.055556 |  | 10 |  |  |  | 5424.8726 | [8 empty] | 0 | 0 | 0 | 0 | 0 | 0 | 0 | [5 empty] | 0
FL Zone 2HealthcareNew |  | XXXXXXXX | Yes | Nonequipment | Airside Economizer | Airside Economizer | No economizer | Commercial | New | Healthcare | FL Zone 2 | Space Cooling |  |  | 0 | Per End Use Consumption | [7 empty] | 170444.4983 | 160975.3595 | 9469.1388 | 0.055556 |  | 10 |  |  |  | 9469.1388 | [8 empty] | 0 | 0 | 0 | 0 | 0 | 0 | 0 | [5 empty] | 0
FL Zone 2HospitalsNew |  | XXXXXXXX | Yes | Nonequipment | Airside Economizer | Airside Economizer | No economizer | Commercial | New | Hospitals | FL Zone 2 | Space Cooling |  |  | 0 | Per End Use Consumption | [7 empty] | 1776004.8545 | 1677337.9181 | 98666.9364 | 0.055556 |  | 10 |  |  |  | 98666.9364 | [8 empty] | 0 | 0 | 0 | 0 | 0 | 0 | 0 | [5 empty] | 0
FL Zone 2InstitutionalNew |  | XXXXXXXX | Yes | Nonequipment | Airside Economizer | Airside Economizer | No economizer | Commercial | New | Institutional | FL Zone 2 | Space Cooling |  |  | 0 | Per End Use Consumption | [7 empty] | 197035.6551 | 186089.2298 | 10946.4253 | 0.055556 |  | 10 |  |  |  | 10946.4253 | [8 empty] | 0 | 0 | 0 | 0 | 0 | 0 | 0 | [5 empty] | 0
FL Zone 2Lodging/HospitalityNew |  | XXXXXXXX | Yes | Nonequipment | Airside Economizer | Airside Economizer | No economizer | Commercial | New | Lodging/Hospitality | FL Zone 2 | Space Cooling |  |  | 0 | Per End Use Consumption | [7 empty] | 161633.0609 | 152653.4465 | 8979.6145 | 0.055556 |  | 10 |  |  |  | 8979.6145 | [8 empty] | 0 | 0 | 0 | 0 | 0 | 0 | 0 | [5 empty] | 0
FL Zone 2MiscellaneousNew |  | XXXXXXXX | Yes | Nonequipment | Airside Economizer | Airside Economizer | No economizer | Commercial | New | Miscellaneous | FL Zone 2 | Space Cooling |  |  | 0 | Per End Use Consumption | [7 empty] | 1878475.6776 | 1774115.9178 | 104359.7599 | 0.055556 |  | 10 |  |  |  | 104359.7599 | [8 empty] | 0 | 0 | 0 | 0 | 0 | 0 | 0 | [5 empty] | 0
FL Zone 2OfficesNew |  | XXXXXXXX | Yes | Nonequipment | Airside Economizer | Airside Economizer | No economizer | Commercial | New | Offices | FL Zone 2 | Space Cooling |  |  | 0 | Per End Use Consumption | [7 empty] | 140416.7794 | 132615.8472 | 7800.9322 | 0.055556 |  | 10 |  |  |  | 7800.9322 | [8 empty] | 0 | 0 | 0 | 0 | 0 | 0 | 0 | [5 empty] | 0
FL Zone 2RestaurantsNew |  | XXXXXXXX | Yes | Nonequipment | Airside Economizer | Airside Economizer | No economizer | Commercial | New | Restaurants | FL Zone 2 | Space Cooling |  |  | 0 | Per End Use Consumption | [7 empty] | 101749.5064 | 96096.7561 | 5652.7504 | 0.055556 |  | 10 |  |  |  | 5652.7504 | [8 empty] | 0 | 0 | 0 | 0 | 0 | 0 | 0 | [5 empty] | 0
FL Zone 2RetailNew |  | XXXXXXXX | Yes | Nonequipment | Airside Economizer | Airside Economizer | No economizer | Commercial | New | Retail | FL Zone 2 | Space Cooling |  |  | 0 | Per End Use Consumption | [7 empty] | 44441.7066 | 41972.7229 | 2468.9837 | 0.055556 |  | 10 |  |  |  | 2468.9837 | [8 empty] | 0 | 0 | 0 | 0 | 0 | 0 | 0 | [5 empty] | 0
FL Zone 2Schools K-12New |  | XXXXXXXX | Yes | Nonequipment | Airside Economizer | Airside Economizer | No economizer | Commercial | New | Schools K-12 | FL Zone 2 | Space Cooling |  |  | 0 | Per End Use Consumption | [7 empty] | 166082.8099 | 156855.9872 | 9226.8228 | 0.055556 |  | 10 |  |  |  | 9226.8228 | [8 empty] | 0 | 0 | 0 | 0 | 0 | 0 | 0 | [5 empty] | 0
FL Zone 2WarehouseNew |  | XXXXXXXX | Yes | Nonequipment | Airside Economizer | Airside Economizer | No economizer | Commercial | New | Warehouse | FL Zone 2 | Space Cooling |  |  | 0 | Per End Use Consumption | [7 empty] | 16498.7301 | 15582.134 | 916.5961 | 0.055556 |  | 10 |  |  |  | 916.5961 | [8 empty] | 0 | 0 | 0 | 0 | 0 | 0 | 0 | [5 empty] | 0
FL Zone 2AssemblyExisting |  | XXXXXXXX | Yes | Nonequipment | Anti-Sweat Controls | One Medium Temperature Reach-In Case with Anti-Sweat Heater Controls | One Medium Temperature Reach-In Case without Anti-Sweat Heater Controls | Commercial | Existing | Assembly | FL Zone 2 | Refrigeration |  |  | 0 | Per Refrigerated Case | [7 empty] | 1203.0984 | 180.4648 | 1022.6336 | 0.85 |  | 8 |  |  |  | 1022.6336 | [8 empty] | 0 | 0 | 0 | 0 | 0 | 0 | 0 | [5 empty] | 0
FL Zone 2College and UniversityExisting |  | XXXXXXXX | Yes | Nonequipment | Anti-Sweat Controls | One Medium Temperature Reach-In Case with Anti-Sweat Heater Controls | One Medium Temperature Reach-In Case without Anti-Sweat Heater Controls | Commercial | Existing | College and University | FL Zone 2 | Refrigeration |  |  | 0 | Per Refrigerated Case | [7 empty] | 1203.0984 | 180.4648 | 1022.6336 | 0.85 |  | 8 |  |  |  | 1022.6336 | [8 empty] | 0 | 0 | 0 | 0 | 0 | 0 | 0 | [5 empty] | 0
FL Zone 2GroceryExisting |  | XXXXXXXX | Yes | Nonequipment | Anti-Sweat Controls | One Medium Temperature Reach-In Case with Anti-Sweat Heater Controls | One Medium Temperature Reach-In Case without Anti-Sweat Heater Controls | Commercial | Existing | Grocery | FL Zone 2 | Refrigeration |  |  | 0 | Per Refrigerated Case | [7 empty] | 1203.0984 | 180.4648 | 1022.6336 | 0.85 |  | 8 |  |  |  | 1022.6336 | [8 empty] | 0 | 0 | 0 | 0 | 0 | 0 | 0 | [5 empty] | 0
FL Zone 2HealthcareExisting |  | XXXXXXXX | Yes | Nonequipment | Anti-Sweat Controls | One Medium Temperature Reach-In Case with Anti-Sweat Heater Controls | One Medium Temperature Reach-In Case without Anti-Sweat Heater Controls | Commercial | Existing | Healthcare | FL Zone 2 | Refrigeration |  |  | 0 | Per Refrigerated Case | [7 empty] | 1203.0984 | 180.4648 | 1022.6336 | 0.85 |  | 8 |  |  |  | 1022.6336 | [8 empty] | 0 | 0 | 0 | 0 | 0 | 0 | 0 | [5 empty] | 0
FL Zone 2HospitalsExisting |  | XXXXXXXX | Yes | Nonequipment | Anti-Sweat Controls | One Medium Temperature Reach-In Case with Anti-Sweat Heater Controls | One Medium Temperature Reach-In Case without Anti-Sweat Heater Controls | Commercial | Existing | Hospitals | FL Zone 2 | Refrigeration |  |  | 0 | Per Refrigerated Case | [7 empty] | 1203.0984 | 180.4648 | 1022.6336 | 0.85 |  | 8 |  |  |  | 1022.6336 | [8 empty] | 0 | 0 | 0 | 0 | 0 | 0 | 0 | [5 empty] | 0
FL Zone 2InstitutionalExisting |  | XXXXXXXX | Yes | Nonequipment | Anti-Sweat Controls | One Medium Temperature Reach-In Case with Anti-Sweat Heater Controls | One Medium Temperature Reach-In Case without Anti-Sweat Heater Controls | Commercial | Existing | Institutional | FL Zone 2 | Refrigeration |  |  | 0 | Per Refrigerated Case | [7 empty] | 1203.0984 | 180.4648 | 1022.6336 | 0.85 |  | 8 |  |  |  | 1022.6336 | [8 empty] | 0 | 0 | 0 | 0 | 0 | 0 | 0 | [5 empty] | 0
FL Zone 2Lodging/HospitalityExisting |  | XXXXXXXX | Yes | Nonequipment | Anti-Sweat Controls | One Medium Temperature Reach-In Case with Anti-Sweat Heater Controls | One Medium Temperature Reach-In Case without Anti-Sweat Heater Controls | Commercial | Existing | Lodging/Hospitality | FL Zone 2 | Refrigeration |  |  | 0 | Per Refrigerated Case | [7 empty] | 1203.0984 | 180.4648 | 1022.6336 | 0.85 |  | 8 |  |  |  | 1022.6336 | [8 empty] | 0 | 0 | 0 | 0 | 0 | 0 | 0 | [5 empty] | 0
FL Zone 2MiscellaneousExisting |  | XXXXXXXX | Yes | Nonequipment | Anti-Sweat Controls | One Medium Temperature Reach-In Case with Anti-Sweat Heater Controls | One Medium Temperature Reach-In Case without Anti-Sweat Heater Controls | Commercial | Existing | Miscellaneous | FL Zone 2 | Refrigeration |  |  | 0 | Per Refrigerated Case | [7 empty] | 1203.0984 | 180.4648 | 1022.6336 | 0.85 |  | 8 |  |  |  | 1022.6336 | [8 empty] | 0 | 0 | 0 | 0 | 0 | 0 | 0 | [5 empty] | 0
FL Zone 2OfficesExisting |  | XXXXXXXX | Yes | Nonequipment | Anti-Sweat Controls | One Medium Temperature Reach-In Case with Anti-Sweat Heater Controls | One Medium Temperature Reach-In Case without Anti-Sweat Heater Controls | Commercial | Existing | Offices | FL Zone 2 | Refrigeration |  |  | 0 | Per Refrigerated Case | [7 empty] | 1203.0984 | 180.4648 | 1022.6336 | 0.85 |  | 8 |  |  |  | 1022.6336 | [8 empty] | 0 | 0 | 0 | 0 | 0 | 0 | 0 | [5 empty] | 0
FL Zone 2RestaurantsExisting |  | XXXXXXXX | Yes | Nonequipment | Anti-Sweat Controls | One Medium Temperature Reach-In Case with Anti-Sweat Heater Controls | One Medium Temperature Reach-In Case without Anti-Sweat Heater Controls | Commercial | Existing | Restaurants | FL Zone 2 | Refrigeration |  |  | 0 | Per Refrigerated Case | [7 empty] | 1203.0984 | 180.4648 | 1022.6336 | 0.85 |  | 8 |  |  |  | 1022.6336 | [8 empty] | 0 | 0 | 0 | 0 | 0 | 0 | 0 | [5 empty] | 0
FL Zone 2RetailExisting |  | XXXXXXXX | Yes | Nonequipment | Anti-Sweat Controls | One Medium Temperature Reach-In Case with Anti-Sweat Heater Controls | One Medium Temperature Reach-In Case without Anti-Sweat Heater Controls | Commercial | Existing | Retail | FL Zone 2 | Refrigeration |  |  | 0 | Per Refrigerated Case | [7 empty] | 1203.0984 | 180.4648 | 1022.6336 | 0.85 |  | 8 |  |  |  | 1022.6336 | [8 empty] | 0 | 0 | 0 | 0 | 0 | 0 | 0 | [5 empty] | 0
FL Zone 2Schools K-12Existing |  | XXXXXXXX | Yes | Nonequipment | Anti-Sweat Controls | One Medium Temperature Reach-In Case with Anti-Sweat Heater Controls | One Medium Temperature Reach-In Case without Anti-Sweat Heater Controls | Commercial | Existing | Schools K-12 | FL Zone 2 | Refrigeration |  |  | 0 | Per Refrigerated Case | [7 empty] | 1203.0984 | 180.4648 | 1022.6336 | 0.85 |  | 8 |  |  |  | 1022.6336 | [8 empty] | 0 | 0 | 0 | 0 | 0 | 0 | 0 | [5 empty] | 0
FL Zone 2WarehouseExisting |  | XXXXXXXX | Yes | Nonequipment | Anti-Sweat Controls | One Medium Temperature Reach-In Case with Anti-Sweat Heater Controls | One Medium Temperature Reach-In Case without Anti-Sweat Heater Controls | Commercial | Existing | Warehouse | FL Zone 2 | Refrigeration |  |  | 0 | Per Refrigerated Case | [7 empty] | 1203.0984 | 180.4648 | 1022.6336 | 0.85 |  | 8 |  |  |  | 1022.6336 | [8 empty] | 0 | 0 | 0 | 0 | 0 | 0 | 0 | [5 empty] | 0
FL Zone 2AssemblyNew |  | XXXXXXXX | Yes | Nonequipment | Anti-Sweat Controls | One Medium Temperature Reach-In Case with Anti-Sweat Heater Controls | One Medium Temperature Reach-In Case without Anti-Sweat Heater Controls | Commercial | New | Assembly | FL Zone 2 | Refrigeration |  |  | 0 | Per Refrigerated Case | [7 empty] | 1203.0984 | 180.4648 | 1022.6336 | 0.85 |  | 8 |  |  |  | 1022.6336 | [8 empty] | 0 | 0 | 0 | 0 | 0 | 0 | 0 | [5 empty] | 0
FL Zone 2College and UniversityNew |  | XXXXXXXX | Yes | Nonequipment | Anti-Sweat Controls | One Medium Temperature Reach-In Case with Anti-Sweat Heater Controls | One Medium Temperature Reach-In Case without Anti-Sweat Heater Controls | Commercial | New | College and University | FL Zone 2 | Refrigeration |  |  | 0 | Per Refrigerated Case | [7 empty] | 1203.0984 | 180.4648 | 1022.6336 | 0.85 |  | 8 |  |  |  | 1022.6336 | [8 empty] | 0 | 0 | 0 | 0 | 0 | 0 | 0 | [5 empty] | 0
FL Zone 2GroceryNew |  | XXXXXXXX | Yes | Nonequipment | Anti-Sweat Controls | One Medium Temperature Reach-In Case with Anti-Sweat Heater Controls | One Medium Temperature Reach-In Case without Anti-Sweat Heater Controls | Commercial | New | Grocery | FL Zone 2 | Refrigeration |  |  | 0 | Per Refrigerated Case | [7 empty] | 1203.0984 | 180.4648 | 1022.6336 | 0.85 |  | 8 |  |  |  | 1022.6336 | [8 empty] | 0 | 0 | 0 | 0 | 0 | 0 | 0 | [5 empty] | 0
FL Zone 2HealthcareNew |  | XXXXXXXX | Yes | Nonequipment | Anti-Sweat Controls | One Medium Temperature Reach-In Case with Anti-Sweat Heater Controls | One Medium Temperature Reach-In Case without Anti-Sweat Heater Controls | Commercial | New | Healthcare | FL Zone 2 | Refrigeration |  |  | 0 | Per Refrigerated Case | [7 empty] | 1203.0984 | 180.4648 | 1022.6336 | 0.85 |  | 8 |  |  |  | 1022.6336 | [8 empty] | 0 | 0 | 0 | 0 | 0 | 0 | 0 | [5 empty] | 0
FL Zone 2HospitalsNew |  | XXXXXXXX | Yes | Nonequipment | Anti-Sweat Controls | One Medium Temperature Reach-In Case with Anti-Sweat Heater Controls | One Medium Temperature Reach-In Case without Anti-Sweat Heater Controls | Commercial | New | Hospitals | FL Zone 2 | Refrigeration |  |  | 0 | Per Refrigerated Case | [7 empty] | 1203.0984 | 180.4648 | 1022.6336 | 0.85 |  | 8 |  |  |  | 1022.6336 | [8 empty] | 0 | 0 | 0 | 0 | 0 | 0 | 0 | [5 empty] | 0
FL Zone 2InstitutionalNew |  | XXXXXXXX | Yes | Nonequipment | Anti-Sweat Controls | One Medium Temperature Reach-In Case with Anti-Sweat Heater Controls | One Medium Temperature Reach-In Case without Anti-Sweat Heater Controls | Commercial | New | Institutional | FL Zone 2 | Refrigeration |  |  | 0 | Per Refrigerated Case | [7 empty] | 1203.0984 | 180.4648 | 1022.6336 | 0.85 |  | 8 |  |  |  | 1022.6336 | [8 empty] | 0 | 0 | 0 | 0 | 0 | 0 | 0 | [5 empty] | 0
FL Zone 2Lodging/HospitalityNew |  | XXXXXXXX | Yes | Nonequipment | Anti-Sweat Controls | One Medium Temperature Reach-In Case with Anti-Sweat Heater Controls | One Medium Temperature Reach-In Case without Anti-Sweat Heater Controls | Commercial | New | Lodging/Hospitality | FL Zone 2 | Refrigeration |  |  | 0 | Per Refrigerated Case | [7 empty] | 1203.0984 | 180.4648 | 1022.6336 | 0.85 |  | 8 |  |  |  | 1022.6336 | [8 empty] | 0 | 0 | 0 | 0 | 0 | 0 | 0 | [5 empty] | 0
FL Zone 2MiscellaneousNew |  | XXXXXXXX | Yes | Nonequipment | Anti-Sweat Controls | One Medium Temperature Reach-In Case with Anti-Sweat Heater Controls | One Medium Temperature Reach-In Case without Anti-Sweat Heater Controls | Commercial | New | Miscellaneous | FL Zone 2 | Refrigeration |  |  | 0 | Per Refrigerated Case | [7 empty] | 1203.0984 | 180.4648 | 1022.6336 | 0.85 |  | 8 |  |  |  | 1022.6336 | [8 empty] | 0 | 0 | 0 | 0 | 0 | 0 | 0 | [5 empty] | 0
FL Zone 2OfficesNew |  | XXXXXXXX | Yes | Nonequipment | Anti-Sweat Controls | One Medium Temperature Reach-In Case with Anti-Sweat Heater Controls | One Medium Temperature Reach-In Case without Anti-Sweat Heater Controls | Commercial | New | Offices | FL Zone 2 | Refrigeration |  |  | 0 | Per Refrigerated Case | [7 empty] | 1203.0984 | 180.4648 | 1022.6336 | 0.85 |  | 8 |  |  |  | 1022.6336 | [8 empty] | 0 | 0 | 0 | 0 | 0 | 0 | 0 | [5 empty] | 0
FL Zone 2RestaurantsNew |  | XXXXXXXX | Yes | Nonequipment | Anti-Sweat Controls | One Medium Temperature Reach-In Case with Anti-Sweat Heater Controls | One Medium Temperature Reach-In Case without Anti-Sweat Heater Controls | Commercial | New | Restaurants | FL Zone 2 | Refrigeration |  |  | 0 | Per Refrigerated Case | [7 empty] | 1203.0984 | 180.4648 | 1022.6336 | 0.85 |  | 8 |  |  |  | 1022.6336 | [8 empty] | 0 | 0 | 0 | 0 | 0 | 0 | 0 | [5 empty] | 0
FL Zone 2RetailNew |  | XXXXXXXX | Yes | Nonequipment | Anti-Sweat Controls | One Medium Temperature Reach-In Case with Anti-Sweat Heater Controls | One Medium Temperature Reach-In Case without Anti-Sweat Heater Controls | Commercial | New | Retail | FL Zone 2 | Refrigeration |  |  | 0 | Per Refrigerated Case | [7 empty] | 1203.0984 | 180.4648 | 1022.6336 | 0.85 |  | 8 |  |  |  | 1022.6336 | [8 empty] | 0 | 0 | 0 | 0 | 0 | 0 | 0 | [5 empty] | 0
FL Zone 2Schools K-12New |  | XXXXXXXX | Yes | Nonequipment | Anti-Sweat Controls | One Medium Temperature Reach-In Case with Anti-Sweat Heater Controls | One Medium Temperature Reach-In Case without Anti-Sweat Heater Controls | Commercial | New | Schools K-12 | FL Zone 2 | Refrigeration |  |  | 0 | Per Refrigerated Case | [7 empty] | 1203.0984 | 180.4648 | 1022.6336 | 0.85 |  | 8 |  |  |  | 1022.6336 | [8 empty] | 0 | 0 | 0 | 0 | 0 | 0 | 0 | [5 empty] | 0
FL Zone 2WarehouseNew |  | XXXXXXXX | Yes | Nonequipment | Anti-Sweat Controls | One Medium Temperature Reach-In Case with Anti-Sweat Heater Controls | One Medium Temperature Reach-In Case without Anti-Sweat Heater Controls | Commercial | New | Warehouse | FL Zone 2 | Refrigeration |  |  | 0 | Per Refrigerated Case | [7 empty] | 1203.0984 | 180.4648 | 1022.6336 | 0.85 |  | 8 |  |  |  | 1022.6336 | [8 empty] | 0 | 0 | 0 | 0 | 0 | 0 | 0 | [5 empty] | 0
FL Zone 2AssemblyExisting |  | XXXXXXXX | Yes | Nonequipment | Automatic Door Closer for Walk-in Coolers and Freezers | One Medium Temperature Walk-In Refrigerator Door with Auto-Closer | One Medium Temperature Walk-In Refrigerator Door without Auto-Closer | Commercial | Existing | Assembly | FL Zone 2 | Refrigeration |  |  | 0 | Per End Use Consumption | [7 empty] | 1248.3532 | 1209.2703 | 39.0829 | 0.031308 |  | 8 |  |  |  | 39.0829 | [8 empty] | 0 | 0 | 0 | 0 | 0 | 0 | 0 | [5 empty] | 0
FL Zone 2College and UniversityExisting |  | XXXXXXXX | Yes | Nonequipment | Automatic Door Closer for Walk-in Coolers and Freezers | One Medium Temperature Walk-In Refrigerator Door with Auto-Closer | One Medium Temperature Walk-In Refrigerator Door without Auto-Closer | Commercial | Existing | College and University | FL Zone 2 | Refrigeration |  |  | 0 | Per End Use Consumption | [7 empty] | 1248.3532 | 1209.2703 | 39.0829 | 0.031308 |  | 8 |  |  |  | 39.0829 | [8 empty] | 0 | 0 | 0 | 0 | 0 | 0 | 0 | [5 empty] | 0
FL Zone 2GroceryExisting |  | XXXXXXXX | Yes | Nonequipment | Automatic Door Closer for Walk-in Coolers and Freezers | One Medium Temperature Walk-In Refrigerator Door with Auto-Closer | One Medium Temperature Walk-In Refrigerator Door without Auto-Closer | Commercial | Existing | Grocery | FL Zone 2 | Refrigeration |  |  | 0 | Per End Use Consumption | [7 empty] | 1248.3532 | 1209.2703 | 39.0829 | 0.031308 |  | 8 |  |  |  | 39.0829 | [8 empty] | 0 | 0 | 0 | 0 | 0 | 0 | 0 | [5 empty] | 0
FL Zone 2HealthcareExisting |  | XXXXXXXX | Yes | Nonequipment | Automatic Door Closer for Walk-in Coolers and Freezers | One Medium Temperature Walk-In Refrigerator Door with Auto-Closer | One Medium Temperature Walk-In Refrigerator Door without Auto-Closer | Commercial | Existing | Healthcare | FL Zone 2 | Refrigeration |  |  | 0 | Per End Use Consumption | [7 empty] | 1248.3532 | 1209.2703 | 39.0829 | 0.031308 |  | 8 |  |  |  | 39.0829 | [8 empty] | 0 | 0 | 0 | 0 | 0 | 0 | 0 | [5 empty] | 0
FL Zone 2HospitalsExisting |  | XXXXXXXX | Yes | Nonequipment | Automatic Door Closer for Walk-in Coolers and Freezers | One Medium Temperature Walk-In Refrigerator Door with Auto-Closer | One Medium Temperature Walk-In Refrigerator Door without Auto-Closer | Commercial | Existing | Hospitals | FL Zone 2 | Refrigeration |  |  | 0 | Per End Use Consumption | [7 empty] | 1248.3532 | 1209.2703 | 39.0829 | 0.031308 |  | 8 |  |  |  | 39.0829 | [8 empty] | 0 | 0 | 0 | 0 | 0 | 0 | 0 | [5 empty] | 0
FL Zone 2InstitutionalExisting |  | XXXXXXXX | Yes | Nonequipment | Automatic Door Closer for Walk-in Coolers and Freezers | One Medium Temperature Walk-In Refrigerator Door with Auto-Closer | One Medium Temperature Walk-In Refrigerator Door without Auto-Closer | Commercial | Existing | Institutional | FL Zone 2 | Refrigeration |  |  | 0 | Per End Use Consumption | [7 empty] | 1248.3532 | 1209.2703 | 39.0829 | 0.031308 |  | 8 |  |  |  | 39.0829 | [8 empty] | 0 | 0 | 0 | 0 | 0 | 0 | 0 | [5 empty] | 0
FL Zone 2Lodging/HospitalityExisting |  | XXXXXXXX | Yes | Nonequipment | Automatic Door Closer for Walk-in Coolers and Freezers | One Medium Temperature Walk-In Refrigerator Door with Auto-Closer | One Medium Temperature Walk-In Refrigerator Door without Auto-Closer | Commercial | Existing | Lodging/Hospitality | FL Zone 2 | Refrigeration |  |  | 0 | Per End Use Consumption | [7 empty] | 1248.3532 | 1209.2703 | 39.0829 | 0.031308 |  | 8 |  |  |  | 39.0829 | [8 empty] | 0 | 0 | 0 | 0 | 0 | 0 | 0 | [5 empty] | 0
FL Zone 2MiscellaneousExisting |  | XXXXXXXX | Yes | Nonequipment | Automatic Door Closer for Walk-in Coolers and Freezers | One Medium Temperature Walk-In Refrigerator Door with Auto-Closer | One Medium Temperature Walk-In Refrigerator Door without Auto-Closer | Commercial | Existing | Miscellaneous | FL Zone 2 | Refrigeration |  |  | 0 | Per End Use Consumption | [7 empty] | 1248.3532 | 1209.2703 | 39.0829 | 0.031308 |  | 8 |  |  |  | 39.0829 | [8 empty] | 0 | 0 | 0 | 0 | 0 | 0 | 0 | [5 empty] | 0
FL Zone 2OfficesExisting |  | XXXXXXXX | Yes | Nonequipment | Automatic Door Closer for Walk-in Coolers and Freezers | One Medium Temperature Walk-In Refrigerator Door with Auto-Closer | One Medium Temperature Walk-In Refrigerator Door without Auto-Closer | Commercial | Existing | Offices | FL Zone 2 | Refrigeration |  |  | 0 | Per End Use Consumption | [7 empty] | 1248.3532 | 1209.2703 | 39.0829 | 0.031308 |  | 8 |  |  |  | 39.0829 | [8 empty] | 0 | 0 | 0 | 0 | 0 | 0 | 0 | [5 empty] | 0
FL Zone 2RestaurantsExisting |  | XXXXXXXX | Yes | Nonequipment | Automatic Door Closer for Walk-in Coolers and Freezers | One Medium Temperature Walk-In Refrigerator Door with Auto-Closer | One Medium Temperature Walk-In Refrigerator Door without Auto-Closer | Commercial | Existing | Restaurants | FL Zone 2 | Refrigeration |  |  | 0 | Per End Use Consumption | [7 empty] | 1248.3532 | 1209.2703 | 39.0829 | 0.031308 |  | 8 |  |  |  | 39.0829 | [8 empty] | 0 | 0 | 0 | 0 | 0 | 0 | 0 | [5 empty] | 0
FL Zone 2RetailExisting |  | XXXXXXXX | Yes | Nonequipment | Automatic Door Closer for Walk-in Coolers and Freezers | One Medium Temperature Walk-In Refrigerator Door with Auto-Closer | One Medium Temperature Walk-In Refrigerator Door without Auto-Closer | Commercial | Existing | Retail | FL Zone 2 | Refrigeration |  |  | 0 | Per End Use Consumption | [7 empty] | 1248.3532 | 1209.2703 | 39.0829 | 0.031308 |  | 8 |  |  |  | 39.0829 | [8 empty] | 0 | 0 | 0 | 0 | 0 | 0 | 0 | [5 empty] | 0
FL Zone 2Schools K-12Existing |  | XXXXXXXX | Yes | Nonequipment | Automatic Door Closer for Walk-in Coolers and Freezers | One Medium Temperature Walk-In Refrigerator Door with Auto-Closer | One Medium Temperature Walk-In Refrigerator Door without Auto-Closer | Commercial | Existing | Schools K-12 | FL Zone 2 | Refrigeration |  |  | 0 | Per End Use Consumption | [7 empty] | 1248.3532 | 1209.2703 | 39.0829 | 0.031308 |  | 8 |  |  |  | 39.0829 | [8 empty] | 0 | 0 | 0 | 0 | 0 | 0 | 0 | [5 empty] | 0
FL Zone 2WarehouseExisting |  | XXXXXXXX | Yes | Nonequipment | Automatic Door Closer for Walk-in Coolers and Freezers | One Medium Temperature Walk-In Refrigerator Door with Auto-Closer | One Medium Temperature Walk-In Refrigerator Door without Auto-Closer | Commercial | Existing | Warehouse | FL Zone 2 | Refrigeration |  |  | 0 | Per End Use Consumption | [7 empty] | 1248.3532 | 1209.2703 | 39.0829 | 0.031308 |  | 8 |  |  |  | 39.0829 | [8 empty] | 0 | 0 | 0 | 0 | 0 | 0 | 0 | [5 empty] | 0
FL Zone 2AssemblyNew |  | XXXXXXXX | Yes | Nonequipment | Automatic Door Closer for Walk-in Coolers and Freezers | One Medium Temperature Walk-In Refrigerator Door with Auto-Closer | One Medium Temperature Walk-In Refrigerator Door without Auto-Closer | Commercial | New | Assembly | FL Zone 2 | Refrigeration |  |  | 0 | Per End Use Consumption | [7 empty] | 1248.3532 | 1209.2703 | 39.0829 | 0.031308 |  | 8 |  |  |  | 39.0829 | [8 empty] | 0 | 0 | 0 | 0 | 0 | 0 | 0 | [5 empty] | 0
FL Zone 2College and UniversityNew |  | XXXXXXXX | Yes | Nonequipment | Automatic Door Closer for Walk-in Coolers and Freezers | One Medium Temperature Walk-In Refrigerator Door with Auto-Closer | One Medium Temperature Walk-In Refrigerator Door without Auto-Closer | Commercial | New | College and University | FL Zone 2 | Refrigeration |  |  | 0 | Per End Use Consumption | [7 empty] | 1248.3532 | 1209.2703 | 39.0829 | 0.031308 |  | 8 |  |  |  | 39.0829 | [8 empty] | 0 | 0 | 0 | 0 | 0 | 0 | 0 | [5 empty] | 0
FL Zone 2GroceryNew |  | XXXXXXXX | Yes | Nonequipment | Automatic Door Closer for Walk-in Coolers and Freezers | One Medium Temperature Walk-In Refrigerator Door with Auto-Closer | One Medium Temperature Walk-In Refrigerator Door without Auto-Closer | Commercial | New | Grocery | FL Zone 2 | Refrigeration |  |  | 0 | Per End Use Consumption | [7 empty] | 1248.3532 | 1209.2703 | 39.0829 | 0.031308 |  | 8 |  |  |  | 39.0829 | [8 empty] | 0 | 0 | 0 | 0 | 0 | 0 | 0 | [5 empty] | 0
FL Zone 2HealthcareNew |  | XXXXXXXX | Yes | Nonequipment | Automatic Door Closer for Walk-in Coolers and Freezers | One Medium Temperature Walk-In Refrigerator Door with Auto-Closer | One Medium Temperature Walk-In Refrigerator Door without Auto-Closer | Commercial | New | Healthcare | FL Zone 2 | Refrigeration |  |  | 0 | Per End Use Consumption | [7 empty] | 1248.3532 | 1209.2703 | 39.0829 | 0.031308 |  | 8 |  |  |  | 39.0829 | [8 empty] | 0 | 0 | 0 | 0 | 0 | 0 | 0 | [5 empty] | 0
FL Zone 2HospitalsNew |  | XXXXXXXX | Yes | Nonequipment | Automatic Door Closer for Walk-in Coolers and Freezers | One Medium Temperature Walk-In Refrigerator Door with Auto-Closer | One Medium Temperature Walk-In Refrigerator Door without Auto-Closer | Commercial | New | Hospitals | FL Zone 2 | Refrigeration |  |  | 0 | Per End Use Consumption | [7 empty] | 1248.3532 | 1209.2703 | 39.0829 | 0.031308 |  | 8 |  |  |  | 39.0829 | [8 empty] | 0 | 0 | 0 | 0 | 0 | 0 | 0 | [5 empty] | 0
FL Zone 2InstitutionalNew |  | XXXXXXXX | Yes | Nonequipment | Automatic Door Closer for Walk-in Coolers and Freezers | One Medium Temperature Walk-In Refrigerator Door with Auto-Closer | One Medium Temperature Walk-In Refrigerator Door without Auto-Closer | Commercial | New | Institutional | FL Zone 2 | Refrigeration |  |  | 0 | Per End Use Consumption | [7 empty] | 1248.3532 | 1209.2703 | 39.0829 | 0.031308 |  | 8 |  |  |  | 39.0829 | [8 empty] | 0 | 0 | 0 | 0 | 0 | 0 | 0 | [5 empty] | 0
FL Zone 2Lodging/HospitalityNew |  | XXXXXXXX | Yes | Nonequipment | Automatic Door Closer for Walk-in Coolers and Freezers | One Medium Temperature Walk-In Refrigerator Door with Auto-Closer | One Medium Temperature Walk-In Refrigerator Door without Auto-Closer | Commercial | New | Lodging/Hospitality | FL Zone 2 | Refrigeration |  |  | 0 | Per End Use Consumption | [7 empty] | 1248.3532 | 1209.2703 | 39.0829 | 0.031308 |  | 8 |  |  |  | 39.0829 | [8 empty] | 0 | 0 | 0 | 0 | 0 | 0 | 0 | [5 empty] | 0
FL Zone 2MiscellaneousNew |  | XXXXXXXX | Yes | Nonequipment | Automatic Door Closer for Walk-in Coolers and Freezers | One Medium Temperature Walk-In Refrigerator Door with Auto-Closer | One Medium Temperature Walk-In Refrigerator Door without Auto-Closer | Commercial | New | Miscellaneous | FL Zone 2 | Refrigeration |  |  | 0 | Per End Use Consumption | [7 empty] | 1248.3532 | 1209.2703 | 39.0829 | 0.031308 |  | 8 |  |  |  | 39.0829 | [8 empty] | 0 | 0 | 0 | 0 | 0 | 0 | 0 | [5 empty] | 0
FL Zone 2OfficesNew |  | XXXXXXXX | Yes | Nonequipment | Automatic Door Closer for Walk-in Coolers and Freezers | One Medium Temperature Walk-In Refrigerator Door with Auto-Closer | One Medium Temperature Walk-In Refrigerator Door without Auto-Closer | Commercial | New | Offices | FL Zone 2 | Refrigeration |  |  | 0 | Per End Use Consumption | [7 empty] | 1248.3532 | 1209.2703 | 39.0829 | 0.031308 |  | 8 |  |  |  | 39.0829 | [8 empty] | 0 | 0 | 0 | 0 | 0 | 0 | 0 | [5 empty] | 0
FL Zone 2RestaurantsNew |  | XXXXXXXX | Yes | Nonequipment | Automatic Door Closer for Walk-in Coolers and Freezers | One Medium Temperature Walk-In Refrigerator Door with Auto-Closer | One Medium Temperature Walk-In Refrigerator Door without Auto-Closer | Commercial | New | Restaurants | FL Zone 2 | Refrigeration |  |  | 0 | Per End Use Consumption | [7 empty] | 1248.3532 | 1209.2703 | 39.0829 | 0.031308 |  | 8 |  |  |  | 39.0829 | [8 empty] | 0 | 0 | 0 | 0 | 0 | 0 | 0 | [5 empty] | 0
FL Zone 2RetailNew |  | XXXXXXXX | Yes | Nonequipment | Automatic Door Closer for Walk-in Coolers and Freezers | One Medium Temperature Walk-In Refrigerator Door with Auto-Closer | One Medium Temperature Walk-In Refrigerator Door without Auto-Closer | Commercial | New | Retail | FL Zone 2 | Refrigeration |  |  | 0 | Per End Use Consumption | [7 empty] | 1248.3532 | 1209.2703 | 39.0829 | 0.031308 |  | 8 |  |  |  | 39.0829 | [8 empty] | 0 | 0 | 0 | 0 | 0 | 0 | 0 | [5 empty] | 0
FL Zone 2Schools K-12New |  | XXXXXXXX | Yes | Nonequipment | Automatic Door Closer for Walk-in Coolers and Freezers | One Medium Temperature Walk-In Refrigerator Door with Auto-Closer | One Medium Temperature Walk-In Refrigerator Door without Auto-Closer | Commercial | New | Schools K-12 | FL Zone 2 | Refrigeration |  |  | 0 | Per End Use Consumption | [7 empty] | 1248.3532 | 1209.2703 | 39.0829 | 0.031308 |  | 8 |  |  |  | 39.0829 | [8 empty] | 0 | 0 | 0 | 0 | 0 | 0 | 0 | [5 empty] | 0
FL Zone 2WarehouseNew |  | XXXXXXXX | Yes | Nonequipment | Automatic Door Closer for Walk-in Coolers and Freezers | One Medium Temperature Walk-In Refrigerator Door with Auto-Closer | One Medium Temperature Walk-In Refrigerator Door without Auto-Closer | Commercial | New | Warehouse | FL Zone 2 | Refrigeration |  |  | 0 | Per End Use Consumption | [7 empty] | 1248.3532 | 1209.2703 | 39.0829 | 0.031308 |  | 8 |  |  |  | 39.0829 | [8 empty] | 0 | 0 | 0 | 0 | 0 | 0 | 0 | [5 empty] | 0
FL Zone 2AssemblyExisting |  | XXXXXXXX | Yes | Nonequipment | Bi-Level Lighting Control (Exterior) | Bi-Level Controls on Exterior Lighting, 500 Watts Controlled | 500 Watts of Lighting, Manually Controlled | Commercial | Existing | Assembly | FL Zone 2 | Exterior Lighting |  |  | 0 | Per 500W Controlled | [7 empty] | 4380 | 3022.2 | 1357.8 | 0.31 |  | 9 |  |  |  | 1357.8 | [8 empty] | 0 | 0 | 0 | 0 | 0 | 0 | 0 | [5 empty] | 0
FL Zone 2College and UniversityExisting |  | XXXXXXXX | Yes | Nonequipment | Bi-Level Lighting Control (Exterior) | Bi-Level Controls on Exterior Lighting, 500 Watts Controlled | 500 Watts of Lighting, Manually Controlled | Commercial | Existing | College and University | FL Zone 2 | Exterior Lighting |  |  | 0 | Per 500W Controlled | [7 empty] | 4380 | 3022.2 | 1357.8 | 0.31 |  | 9 |  |  |  | 1357.8 | [8 empty] | 0 | 0 | 0 | 0 | 0 | 0 | 0 | [5 empty] | 0
FL Zone 2GroceryExisting |  | XXXXXXXX | Yes | Nonequipment | Bi-Level Lighting Control (Exterior) | Bi-Level Controls on Exterior Lighting, 500 Watts Controlled | 500 Watts of Lighting, Manually Controlled | Commercial | Existing | Grocery | FL Zone 2 | Exterior Lighting |  |  | 0 | Per 500W Controlled | [7 empty] | 4380 | 3022.2 | 1357.8 | 0.31 |  | 9 |  |  |  | 1357.8 | [8 empty] | 0 | 0 | 0 | 0 | 0 | 0 | 0 | [5 empty] | 0
FL Zone 2HealthcareExisting |  | XXXXXXXX | Yes | Nonequipment | Bi-Level Lighting Control (Exterior) | Bi-Level Controls on Exterior Lighting, 500 Watts Controlled | 500 Watts of Lighting, Manually Controlled | Commercial | Existing | Healthcare | FL Zone 2 | Exterior Lighting |  |  | 0 | Per 500W Controlled | [7 empty] | 4380 | 3022.2 | 1357.8 | 0.31 |  | 9 |  |  |  | 1357.8 | [8 empty] | 0 | 0 | 0 | 0 | 0 | 0 | 0 | [5 empty] | 0
FL Zone 2HospitalsExisting |  | XXXXXXXX | Yes | Nonequipment | Bi-Level Lighting Control (Exterior) | Bi-Level Controls on Exterior Lighting, 500 Watts Controlled | 500 Watts of Lighting, Manually Controlled | Commercial | Existing | Hospitals | FL Zone 2 | Exterior Lighting |  |  | 0 | Per 500W Controlled | [7 empty] | 4380 | 3022.2 | 1357.8 | 0.31 |  | 9 |  |  |  | 1357.8 | [8 empty] | 0 | 0 | 0 | 0 | 0 | 0 | 0 | [5 empty] | 0
FL Zone 2InstitutionalExisting |  | XXXXXXXX | Yes | Nonequipment | Bi-Level Lighting Control (Exterior) | Bi-Level Controls on Exterior Lighting, 500 Watts Controlled | 500 Watts of Lighting, Manually Controlled | Commercial | Existing | Institutional | FL Zone 2 | Exterior Lighting |  |  | 0 | Per 500W Controlled | [7 empty] | 4380 | 3022.2 | 1357.8 | 0.31 |  | 9 |  |  |  | 1357.8 | [8 empty] | 0 | 0 | 0 | 0 | 0 | 0 | 0 | [5 empty] | 0
FL Zone 2Lodging/HospitalityExisting |  | XXXXXXXX | Yes | Nonequipment | Bi-Level Lighting Control (Exterior) | Bi-Level Controls on Exterior Lighting, 500 Watts Controlled | 500 Watts of Lighting, Manually Controlled | Commercial | Existing | Lodging/Hospitality | FL Zone 2 | Exterior Lighting |  |  | 0 | Per 500W Controlled | [7 empty] | 4380 | 3022.2 | 1357.8 | 0.31 |  | 9 |  |  |  | 1357.8 | [8 empty] | 0 | 0 | 0 | 0 | 0 | 0 | 0 | [5 empty] | 0
FL Zone 2MiscellaneousExisting |  | XXXXXXXX | Yes | Nonequipment | Bi-Level Lighting Control (Exterior) | Bi-Level Controls on Exterior Lighting, 500 Watts Controlled | 500 Watts of Lighting, Manually Controlled | Commercial | Existing | Miscellaneous | FL Zone 2 | Exterior Lighting |  |  | 0 | Per 500W Controlled | [7 empty] | 4380 | 3022.2 | 1357.8 | 0.31 |  | 9 |  |  |  | 1357.8 | [8 empty] | 0 | 0 | 0 | 0 | 0 | 0 | 0 | [5 empty] | 0
FL Zone 2OfficesExisting |  | XXXXXXXX | Yes | Nonequipment | Bi-Level Lighting Control (Exterior) | Bi-Level Controls on Exterior Lighting, 500 Watts Controlled | 500 Watts of Lighting, Manually Controlled | Commercial | Existing | Offices | FL Zone 2 | Exterior Lighting |  |  | 0 | Per 500W Controlled | [7 empty] | 4380 | 3022.2 | 1357.8 | 0.31 |  | 9 |  |  |  | 1357.8 | [8 empty] | 0 | 0 | 0 | 0 | 0 | 0 | 0 | [5 empty] | 0
FL Zone 2RestaurantsExisting |  | XXXXXXXX | Yes | Nonequipment | Bi-Level Lighting Control (Exterior) | Bi-Level Controls on Exterior Lighting, 500 Watts Controlled | 500 Watts of Lighting, Manually Controlled | Commercial | Existing | Restaurants | FL Zone 2 | Exterior Lighting |  |  | 0 | Per 500W Controlled | [7 empty] | 4380 | 3022.2 | 1357.8 | 0.31 |  | 9 |  |  |  | 1357.8 | [8 empty] | 0 | 0 | 0 | 0 | 0 | 0 | 0 | [5 empty] | 0
FL Zone 2RetailExisting |  | XXXXXXXX | Yes | Nonequipment | Bi-Level Lighting Control (Exterior) | Bi-Level Controls on Exterior Lighting, 500 Watts Controlled | 500 Watts of Lighting, Manually Controlled | Commercial | Existing | Retail | FL Zone 2 | Exterior Lighting |  |  | 0 | Per 500W Controlled | [7 empty] | 4380 | 3022.2 | 1357.8 | 0.31 |  | 9 |  |  |  | 1357.8 | [8 empty] | 0 | 0 | 0 | 0 | 0 | 0 | 0 | [5 empty] | 0
FL Zone 2Schools K-12Existing |  | XXXXXXXX | Yes | Nonequipment | Bi-Level Lighting Control (Exterior) | Bi-Level Controls on Exterior Lighting, 500 Watts Controlled | 500 Watts of Lighting, Manually Controlled | Commercial | Existing | Schools K-12 | FL Zone 2 | Exterior Lighting |  |  | 0 | Per 500W Controlled | [7 empty] | 4380 | 3022.2 | 1357.8 | 0.31 |  | 9 |  |  |  | 1357.8 | [8 empty] | 0 | 0 | 0 | 0 | 0 | 0 | 0 | [5 empty] | 0
FL Zone 2WarehouseExisting |  | XXXXXXXX | Yes | Nonequipment | Bi-Level Lighting Control (Exterior) | Bi-Level Controls on Exterior Lighting, 500 Watts Controlled | 500 Watts of Lighting, Manually Controlled | Commercial | Existing | Warehouse | FL Zone 2 | Exterior Lighting |  |  | 0 | Per 500W Controlled | [7 empty] | 4380 | 3022.2 | 1357.8 | 0.31 |  | 9 |  |  |  | 1357.8 | [8 empty] | 0 | 0 | 0 | 0 | 0 | 0 | 0 | [5 empty] | 0
FL Zone 2AssemblyNew |  | XXXXXXXX | Yes | Nonequipment | Bi-Level Lighting Control (Exterior) | Bi-Level Controls on Exterior Lighting, 500 Watts Controlled | 500 Watts of Lighting, Manually Controlled | Commercial | New | Assembly | FL Zone 2 | Exterior Lighting |  |  | 0 | Per 500W Controlled | [7 empty] | 4380 | 3022.2 | 1357.8 | 0.31 |  | 9 |  |  |  | 1357.8 | [8 empty] | 0 | 0 | 0 | 0 | 0 | 0 | 0 | [5 empty] | 0
FL Zone 2College and UniversityNew |  | XXXXXXXX | Yes | Nonequipment | Bi-Level Lighting Control (Exterior) | Bi-Level Controls on Exterior Lighting, 500 Watts Controlled | 500 Watts of Lighting, Manually Controlled | Commercial | New | College and University | FL Zone 2 | Exterior Lighting |  |  | 0 | Per 500W Controlled | [7 empty] | 4380 | 3022.2 | 1357.8 | 0.31 |  | 9 |  |  |  | 1357.8 | [8 empty] | 0 | 0 | 0 | 0 | 0 | 0 | 0 | [5 empty] | 0
FL Zone 2GroceryNew |  | XXXXXXXX | Yes | Nonequipment | Bi-Level Lighting Control (Exterior) | Bi-Level Controls on Exterior Lighting, 500 Watts Controlled | 500 Watts of Lighting, Manually Controlled | Commercial | New | Grocery | FL Zone 2 | Exterior Lighting |  |  | 0 | Per 500W Controlled | [7 empty] | 4380 | 3022.2 | 1357.8 | 0.31 |  | 9 |  |  |  | 1357.8 | [8 empty] | 0 | 0 | 0 | 0 | 0 | 0 | 0 | [5 empty] | 0
FL Zone 2HealthcareNew |  | XXXXXXXX | Yes | Nonequipment | Bi-Level Lighting Control (Exterior) | Bi-Level Controls on Exterior Lighting, 500 Watts Controlled | 500 Watts of Lighting, Manually Controlled | Commercial | New | Healthcare | FL Zone 2 | Exterior Lighting |  |  | 0 | Per 500W Controlled | [7 empty] | 4380 | 3022.2 | 1357.8 | 0.31 |  | 9 |  |  |  | 1357.8 | [8 empty] | 0 | 0 | 0 | 0 | 0 | 0 | 0 | [5 empty] | 0
FL Zone 2HospitalsNew |  | XXXXXXXX | Yes | Nonequipment | Bi-Level Lighting Control (Exterior) | Bi-Level Controls on Exterior Lighting, 500 Watts Controlled | 500 Watts of Lighting, Manually Controlled | Commercial | New | Hospitals | FL Zone 2 | Exterior Lighting |  |  | 0 | Per 500W Controlled | [7 empty] | 4380 | 3022.2 | 1357.8 | 0.31 |  | 9 |  |  |  | 1357.8 | [8 empty] | 0 | 0 | 0 | 0 | 0 | 0 | 0 | [5 empty] | 0
FL Zone 2InstitutionalNew |  | XXXXXXXX | Yes | Nonequipment | Bi-Level Lighting Control (Exterior) | Bi-Level Controls on Exterior Lighting, 500 Watts Controlled | 500 Watts of Lighting, Manually Controlled | Commercial | New | Institutional | FL Zone 2 | Exterior Lighting |  |  | 0 | Per 500W Controlled | [7 empty] | 4380 | 3022.2 | 1357.8 | 0.31 |  | 9 |  |  |  | 1357.8 | [8 empty] | 0 | 0 | 0 | 0 | 0 | 0 | 0 | [5 empty] | 0
FL Zone 2Lodging/HospitalityNew |  | XXXXXXXX | Yes | Nonequipment | Bi-Level Lighting Control (Exterior) | Bi-Level Controls on Exterior Lighting, 500 Watts Controlled | 500 Watts of Lighting, Manually Controlled | Commercial | New | Lodging/Hospitality | FL Zone 2 | Exterior Lighting |  |  | 0 | Per 500W Controlled | [7 empty] | 4380 | 3022.2 | 1357.8 | 0.31 |  | 9 |  |  |  | 1357.8 | [8 empty] | 0 | 0 | 0 | 0 | 0 | 0 | 0 | [5 empty] | 0
FL Zone 2MiscellaneousNew |  | XXXXXXXX | Yes | Nonequipment | Bi-Level Lighting Control (Exterior) | Bi-Level Controls on Exterior Lighting, 500 Watts Controlled | 500 Watts of Lighting, Manually Controlled | Commercial | New | Miscellaneous | FL Zone 2 | Exterior Lighting |  |  | 0 | Per 500W Controlled | [7 empty] | 4380 | 3022.2 | 1357.8 | 0.31 |  | 9 |  |  |  | 1357.8 | [8 empty] | 0 | 0 | 0 | 0 | 0 | 0 | 0 | [5 empty] | 0
FL Zone 2OfficesNew |  | XXXXXXXX | Yes | Nonequipment | Bi-Level Lighting Control (Exterior) | Bi-Level Controls on Exterior Lighting, 500 Watts Controlled | 500 Watts of Lighting, Manually Controlled | Commercial | New | Offices | FL Zone 2 | Exterior Lighting |  |  | 0 | Per 500W Controlled | [7 empty] | 4380 | 3022.2 | 1357.8 | 0.31 |  | 9 |  |  |  | 1357.8 | [8 empty] | 0 | 0 | 0 | 0 | 0 | 0 | 0 | [5 empty] | 0
FL Zone 2RestaurantsNew |  | XXXXXXXX | Yes | Nonequipment | Bi-Level Lighting Control (Exterior) | Bi-Level Controls on Exterior Lighting, 500 Watts Controlled | 500 Watts of Lighting, Manually Controlled | Commercial | New | Restaurants | FL Zone 2 | Exterior Lighting |  |  | 0 | Per 500W Controlled | [7 empty] | 4380 | 3022.2 | 1357.8 | 0.31 |  | 9 |  |  |  | 1357.8 | [8 empty] | 0 | 0 | 0 | 0 | 0 | 0 | 0 | [5 empty] | 0
FL Zone 2RetailNew |  | XXXXXXXX | Yes | Nonequipment | Bi-Level Lighting Control (Exterior) | Bi-Level Controls on Exterior Lighting, 500 Watts Controlled | 500 Watts of Lighting, Manually Controlled | Commercial | New | Retail | FL Zone 2 | Exterior Lighting |  |  | 0 | Per 500W Controlled | [7 empty] | 4380 | 3022.2 | 1357.8 | 0.31 |  | 9 |  |  |  | 1357.8 | [8 empty] | 0 | 0 | 0 | 0 | 0 | 0 | 0 | [5 empty] | 0
FL Zone 2Schools K-12New |  | XXXXXXXX | Yes | Nonequipment | Bi-Level Lighting Control (Exterior) | Bi-Level Controls on Exterior Lighting, 500 Watts Controlled | 500 Watts of Lighting, Manually Controlled | Commercial | New | Schools K-12 | FL Zone 2 | Exterior Lighting |  |  | 0 | Per 500W Controlled | [7 empty] | 4380 | 3022.2 | 1357.8 | 0.31 |  | 9 |  |  |  | 1357.8 | [8 empty] | 0 | 0 | 0 | 0 | 0 | 0 | 0 | [5 empty] | 0
FL Zone 2WarehouseNew |  | XXXXXXXX | Yes | Nonequipment | Bi-Level Lighting Control (Exterior) | Bi-Level Controls on Exterior Lighting, 500 Watts Controlled | 500 Watts of Lighting, Manually Controlled | Commercial | New | Warehouse | FL Zone 2 | Exterior Lighting |  |  | 0 | Per 500W Controlled | [7 empty] | 4380 | 3022.2 | 1357.8 | 0.31 |  | 9 |  |  |  | 1357.8 | [8 empty] | 0 | 0 | 0 | 0 | 0 | 0 | 0 | [5 empty] | 0
FL Zone 2AssemblyExisting |  | XXXXXXXX | Yes | Nonequipment | Bi-Level Lighting Control (Interior) | Bi-Level Controls on Interior Lighting, 500 Watts Controlled | 500 Watts of Lighting, Manually Controlled | Commercial | Existing | Assembly | FL Zone 2 | Interior Lighting |  |  | 0 | Per 500W Controlled | [7 empty] | 1438 | 992.22 | 445.78 | 0.31 |  | 8 |  |  |  | 445.78 | [8 empty] | 0 | 0 | 0 | 0 | 0 | 0 | 0 | [5 empty] | 0
FL Zone 2College and UniversityExisting |  | XXXXXXXX | Yes | Nonequipment | Bi-Level Lighting Control (Interior) | Bi-Level Controls on Interior Lighting, 500 Watts Controlled | 500 Watts of Lighting, Manually Controlled | Commercial | Existing | College and University | FL Zone 2 | Interior Lighting |  |  | 0 | Per 500W Controlled | [7 empty] | 2204 | 1520.76 | 683.24 | 0.31 |  | 8 |  |  |  | 683.24 | [8 empty] | 0 | 0 | 0 | 0 | 0 | 0 | 0 | [5 empty] | 0
FL Zone 2GroceryExisting |  | XXXXXXXX | Yes | Nonequipment | Bi-Level Lighting Control (Interior) | Bi-Level Controls on Interior Lighting, 500 Watts Controlled | 500 Watts of Lighting, Manually Controlled | Commercial | Existing | Grocery | FL Zone 2 | Interior Lighting |  |  | 0 | Per 500W Controlled | [7 empty] | 2772 | 1912.68 | 859.32 | 0.31 |  | 8 |  |  |  | 859.32 | [8 empty] | 0 | 0 | 0 | 0 | 0 | 0 | 0 | [5 empty] | 0
FL Zone 2HealthcareExisting |  | XXXXXXXX | Yes | Nonequipment | Bi-Level Lighting Control (Interior) | Bi-Level Controls on Interior Lighting, 500 Watts Controlled | 500 Watts of Lighting, Manually Controlled | Commercial | Existing | Healthcare | FL Zone 2 | Interior Lighting |  |  | 0 | Per 500W Controlled | [7 empty] | 2514 | 1734.66 | 779.34 | 0.31 |  | 8 |  |  |  | 779.34 | [8 empty] | 0 | 0 | 0 | 0 | 0 | 0 | 0 | [5 empty] | 0
FL Zone 2HospitalsExisting |  | XXXXXXXX | Yes | Nonequipment | Bi-Level Lighting Control (Interior) | Bi-Level Controls on Interior Lighting, 500 Watts Controlled | 500 Watts of Lighting, Manually Controlled | Commercial | Existing | Hospitals | FL Zone 2 | Interior Lighting |  |  | 0 | Per 500W Controlled | [7 empty] | 3401 | 2346.69 | 1054.31 | 0.31 |  | 8 |  |  |  | 1054.31 | [8 empty] | 0 | 0 | 0 | 0 | 0 | 0 | 0 | [5 empty] | 0
FL Zone 2InstitutionalExisting |  | XXXXXXXX | Yes | Nonequipment | Bi-Level Lighting Control (Interior) | Bi-Level Controls on Interior Lighting, 500 Watts Controlled | 500 Watts of Lighting, Manually Controlled | Commercial | Existing | Institutional | FL Zone 2 | Interior Lighting |  |  | 0 | Per 500W Controlled | [7 empty] | 1649.5 | 1138.155 | 511.345 | 0.31 |  | 8 |  |  |  | 511.345 | [8 empty] | 0 | 0 | 0 | 0 | 0 | 0 | 0 | [5 empty] | 0
FL Zone 2Lodging/HospitalityExisting |  | XXXXXXXX | Yes | Nonequipment | Bi-Level Lighting Control (Interior) | Bi-Level Controls on Interior Lighting, 500 Watts Controlled | 500 Watts of Lighting, Manually Controlled | Commercial | Existing | Lodging/Hospitality | FL Zone 2 | Interior Lighting |  |  | 0 | Per 500W Controlled | [7 empty] | 1877 | 1295.13 | 581.87 | 0.31 |  | 8 |  |  |  | 581.87 | [8 empty] | 0 | 0 | 0 | 0 | 0 | 0 | 0 | [5 empty] | 0
FL Zone 2MiscellaneousExisting |  | XXXXXXXX | Yes | Nonequipment | Bi-Level Lighting Control (Interior) | Bi-Level Controls on Interior Lighting, 500 Watts Controlled | 500 Watts of Lighting, Manually Controlled | Commercial | Existing | Miscellaneous | FL Zone 2 | Interior Lighting |  |  | 0 | Per 500W Controlled | [7 empty] | 2204 | 1520.76 | 683.24 | 0.31 |  | 8 |  |  |  | 683.24 | [8 empty] | 0 | 0 | 0 | 0 | 0 | 0 | 0 | [5 empty] | 0
FL Zone 2OfficesExisting |  | XXXXXXXX | Yes | Nonequipment | Bi-Level Lighting Control (Interior) | Bi-Level Controls on Interior Lighting, 500 Watts Controlled | 500 Watts of Lighting, Manually Controlled | Commercial | Existing | Offices | FL Zone 2 | Interior Lighting |  |  | 0 | Per 500W Controlled | [7 empty] | 1626.5 | 1122.285 | 504.215 | 0.31 |  | 8 |  |  |  | 504.215 | [8 empty] | 0 | 0 | 0 | 0 | 0 | 0 | 0 | [5 empty] | 0
FL Zone 2RestaurantsExisting |  | XXXXXXXX | Yes | Nonequipment | Bi-Level Lighting Control (Interior) | Bi-Level Controls on Interior Lighting, 500 Watts Controlled | 500 Watts of Lighting, Manually Controlled | Commercial | Existing | Restaurants | FL Zone 2 | Interior Lighting |  |  | 0 | Per 500W Controlled | [7 empty] | 1678.5 | 1158.165 | 520.335 | 0.31 |  | 8 |  |  |  | 520.335 | [8 empty] | 0 | 0 | 0 | 0 | 0 | 0 | 0 | [5 empty] | 0
FL Zone 2RetailExisting |  | XXXXXXXX | Yes | Nonequipment | Bi-Level Lighting Control (Interior) | Bi-Level Controls on Interior Lighting, 500 Watts Controlled | 500 Watts of Lighting, Manually Controlled | Commercial | Existing | Retail | FL Zone 2 | Interior Lighting |  |  | 0 | Per 500W Controlled | [7 empty] | 2492 | 1719.48 | 772.52 | 0.31 |  | 8 |  |  |  | 772.52 | [8 empty] | 0 | 0 | 0 | 0 | 0 | 0 | 0 | [5 empty] | 0
FL Zone 2Schools K-12Existing |  | XXXXXXXX | Yes | Nonequipment | Bi-Level Lighting Control (Interior) | Bi-Level Controls on Interior Lighting, 500 Watts Controlled | 500 Watts of Lighting, Manually Controlled | Commercial | Existing | Schools K-12 | FL Zone 2 | Interior Lighting |  |  | 0 | Per 500W Controlled | [7 empty] | 1189.5 | 820.755 | 368.745 | 0.31 |  | 8 |  |  |  | 368.745 | [8 empty] | 0 | 0 | 0 | 0 | 0 | 0 | 0 | [5 empty] | 0
FL Zone 2WarehouseExisting |  | XXXXXXXX | Yes | Nonequipment | Bi-Level Lighting Control (Interior) | Bi-Level Controls on Interior Lighting, 500 Watts Controlled | 500 Watts of Lighting, Manually Controlled | Commercial | Existing | Warehouse | FL Zone 2 | Interior Lighting |  |  | 0 | Per 500W Controlled | [7 empty] | 1912 | 1319.28 | 592.72 | 0.31 |  | 8 |  |  |  | 592.72 | [8 empty] | 0 | 0 | 0 | 0 | 0 | 0 | 0 | [5 empty] | 0
FL Zone 2AssemblyNew |  | XXXXXXXX | Yes | Nonequipment | Bi-Level Lighting Control (Interior) | Bi-Level Controls on Interior Lighting, 500 Watts Controlled | 500 Watts of Lighting, Manually Controlled | Commercial | New | Assembly | FL Zone 2 | Interior Lighting |  |  | 0 | Per 500W Controlled | [7 empty] | 1438 | 992.22 | 445.78 | 0.31 |  | 8 |  |  |  | 445.78 | [8 empty] | 0 | 0 | 0 | 0 | 0 | 0 | 0 | [5 empty] | 0
FL Zone 2College and UniversityNew |  | XXXXXXXX | Yes | Nonequipment | Bi-Level Lighting Control (Interior) | Bi-Level Controls on Interior Lighting, 500 Watts Controlled | 500 Watts of Lighting, Manually Controlled | Commercial | New | College and University | FL Zone 2 | Interior Lighting |  |  | 0 | Per 500W Controlled | [7 empty] | 2204 | 1520.76 | 683.24 | 0.31 |  | 8 |  |  |  | 683.24 | [8 empty] | 0 | 0 | 0 | 0 | 0 | 0 | 0 | [5 empty] | 0
FL Zone 2GroceryNew |  | XXXXXXXX | Yes | Nonequipment | Bi-Level Lighting Control (Interior) | Bi-Level Controls on Interior Lighting, 500 Watts Controlled | 500 Watts of Lighting, Manually Controlled | Commercial | New | Grocery | FL Zone 2 | Interior Lighting |  |  | 0 | Per 500W Controlled | [7 empty] | 2772 | 1912.68 | 859.32 | 0.31 |  | 8 |  |  |  | 859.32 | [8 empty] | 0 | 0 | 0 | 0 | 0 | 0 | 0 | [5 empty] | 0
FL Zone 2HealthcareNew |  | XXXXXXXX | Yes | Nonequipment | Bi-Level Lighting Control (Interior) | Bi-Level Controls on Interior Lighting, 500 Watts Controlled | 500 Watts of Lighting, Manually Controlled | Commercial | New | Healthcare | FL Zone 2 | Interior Lighting |  |  | 0 | Per 500W Controlled | [7 empty] | 2514 | 1734.66 | 779.34 | 0.31 |  | 8 |  |  |  | 779.34 | [8 empty] | 0 | 0 | 0 | 0 | 0 | 0 | 0 | [5 empty] | 0
FL Zone 2HospitalsNew |  | XXXXXXXX | Yes | Nonequipment | Bi-Level Lighting Control (Interior) | Bi-Level Controls on Interior Lighting, 500 Watts Controlled | 500 Watts of Lighting, Manually Controlled | Commercial | New | Hospitals | FL Zone 2 | Interior Lighting |  |  | 0 | Per 500W Controlled | [7 empty] | 3401 | 2346.69 | 1054.31 | 0.31 |  | 8 |  |  |  | 1054.31 | [8 empty] | 0 | 0 | 0 | 0 | 0 | 0 | 0 | [5 empty] | 0
FL Zone 2InstitutionalNew |  | XXXXXXXX | Yes | Nonequipment | Bi-Level Lighting Control (Interior) | Bi-Level Controls on Interior Lighting, 500 Watts Controlled | 500 Watts of Lighting, Manually Controlled | Commercial | New | Institutional | FL Zone 2 | Interior Lighting |  |  | 0 | Per 500W Controlled | [7 empty] | 1649.5 | 1138.155 | 511.345 | 0.31 |  | 8 |  |  |  | 511.345 | [8 empty] | 0 | 0 | 0 | 0 | 0 | 0 | 0 | [5 empty] | 0
FL Zone 2Lodging/HospitalityNew |  | XXXXXXXX | Yes | Nonequipment | Bi-Level Lighting Control (Interior) | Bi-Level Controls on Interior Lighting, 500 Watts Controlled | 500 Watts of Lighting, Manually Controlled | Commercial | New | Lodging/Hospitality | FL Zone 2 | Interior Lighting |  |  | 0 | Per 500W Controlled | [7 empty] | 1877 | 1295.13 | 581.87 | 0.31 |  | 8 |  |  |  | 581.87 | [8 empty] | 0 | 0 | 0 | 0 | 0 | 0 | 0 | [5 empty] | 0
FL Zone 2MiscellaneousNew |  | XXXXXXXX | Yes | Nonequipment | Bi-Level Lighting Control (Interior) | Bi-Level Controls on Interior Lighting, 500 Watts Controlled | 500 Watts of Lighting, Manually Controlled | Commercial | New | Miscellaneous | FL Zone 2 | Interior Lighting |  |  | 0 | Per 500W Controlled | [7 empty] | 2204 | 1520.76 | 683.24 | 0.31 |  | 8 |  |  |  | 683.24 | [8 empty] | 0 | 0 | 0 | 0 | 0 | 0 | 0 | [5 empty] | 0
FL Zone 2OfficesNew |  | XXXXXXXX | Yes | Nonequipment | Bi-Level Lighting Control (Interior) | Bi-Level Controls on Interior Lighting, 500 Watts Controlled | 500 Watts of Lighting, Manually Controlled | Commercial | New | Offices | FL Zone 2 | Interior Lighting |  |  | 0 | Per 500W Controlled | [7 empty] | 1626.5 | 1122.285 | 504.215 | 0.31 |  | 8 |  |  |  | 504.215 | [8 empty] | 0 | 0 | 0 | 0 | 0 | 0 | 0 | [5 empty] | 0
FL Zone 2RestaurantsNew |  | XXXXXXXX | Yes | Nonequipment | Bi-Level Lighting Control (Interior) | Bi-Level Controls on Interior Lighting, 500 Watts Controlled | 500 Watts of Lighting, Manually Controlled | Commercial | New | Restaurants | FL Zone 2 | Interior Lighting |  |  | 0 | Per 500W Controlled | [7 empty] | 1678.5 | 1158.165 | 520.335 | 0.31 |  | 8 |  |  |  | 520.335 | [8 empty] | 0 | 0 | 0 | 0 | 0 | 0 | 0 | [5 empty] | 0
FL Zone 2RetailNew |  | XXXXXXXX | Yes | Nonequipment | Bi-Level Lighting Control (Interior) | Bi-Level Controls on Interior Lighting, 500 Watts Controlled | 500 Watts of Lighting, Manually Controlled | Commercial | New | Retail | FL Zone 2 | Interior Lighting |  |  | 0 | Per 500W Controlled | [7 empty] | 2492 | 1719.48 | 772.52 | 0.31 |  | 8 |  |  |  | 772.52 | [8 empty] | 0 | 0 | 0 | 0 | 0 | 0 | 0 | [5 empty] | 0
FL Zone 2Schools K-12New |  | XXXXXXXX | Yes | Nonequipment | Bi-Level Lighting Control (Interior) | Bi-Level Controls on Interior Lighting, 500 Watts Controlled | 500 Watts of Lighting, Manually Controlled | Commercial | New | Schools K-12 | FL Zone 2 | Interior Lighting |  |  | 0 | Per 500W Controlled | [7 empty] | 1189.5 | 820.755 | 368.745 | 0.31 |  | 8 |  |  |  | 368.745 | [8 empty] | 0 | 0 | 0 | 0 | 0 | 0 | 0 | [5 empty] | 0
FL Zone 2WarehouseNew |  | XXXXXXXX | Yes | Nonequipment | Bi-Level Lighting Control (Interior) | Bi-Level Controls on Interior Lighting, 500 Watts Controlled | 500 Watts of Lighting, Manually Controlled | Commercial | New | Warehouse | FL Zone 2 | Interior Lighting |  |  | 0 | Per 500W Controlled | [7 empty] | 1912 | 1319.28 | 592.72 | 0.31 |  | 8 |  |  |  | 592.72 | [8 empty] | 0 | 0 | 0 | 0 | 0 | 0 | 0 | [5 empty] | 0
FL Zone 2AssemblyExisting |  | XXXXXXXX | Yes | Nonequipment | Ceiling Insulation(R12 to R38) | Blown-in insulation in ceiling cavity/attic | Market Average Existing Ceiling Insulation in older steep slope, residential style commercial building | Commercial | Existing | Assembly | FL Zone 2 | Space Heating |  |  | 0 | Square feet | [7 empty] | 0.59244 | 0.5787 | 0.013741 | 0.023194 |  | 20 |  |  |  | 0.013741 | [8 empty] | 0 | 0 | 0 | 0 | 0 | 0 | 0 | [5 empty] | 0
FL Zone 2College and UniversityExisting |  | XXXXXXXX | Yes | Nonequipment | Ceiling Insulation(R12 to R38) | Blown-in insulation in ceiling cavity/attic | Market Average Existing Ceiling Insulation in older steep slope, residential style commercial building | Commercial | Existing | College and University | FL Zone 2 | Space Heating |  |  | 0 | Square feet | [7 empty] | 1.7285 | 1.7147 | 0.013741 | 0.0079499 |  | 20 |  |  |  | 0.013741 | [8 empty] | 0 | 0 | 0 | 0 | 0 | 0 | 0 | [5 empty] | 0
FL Zone 2GroceryExisting |  | XXXXXXXX | Yes | Nonequipment | Ceiling Insulation(R12 to R38) | Blown-in insulation in ceiling cavity/attic | Market Average Existing Ceiling Insulation in older steep slope, residential style commercial building | Commercial | Existing | Grocery | FL Zone 2 | Space Heating |  |  | 0 | Square feet | [7 empty] | 4.8505 | 4.8367 | 0.013741 | 0.002833 |  | 20 |  |  |  | 0.013741 | [8 empty] | 0 | 0 | 0 | 0 | 0 | 0 | 0 | [5 empty] | 0
FL Zone 2HealthcareExisting |  | XXXXXXXX | Yes | Nonequipment | Ceiling Insulation(R12 to R38) | Blown-in insulation in ceiling cavity/attic | Market Average Existing Ceiling Insulation in older steep slope, residential style commercial building | Commercial | Existing | Healthcare | FL Zone 2 | Space Heating |  |  | 0 | Square feet | [7 empty] | 2.3592 | 2.3454 | 0.013741 | 0.0058246 |  | 20 |  |  |  | 0.013741 | [8 empty] | 0 | 0 | 0 | 0 | 0 | 0 | 0 | [5 empty] | 0
FL Zone 2HospitalsExisting |  | XXXXXXXX | Yes | Nonequipment | Ceiling Insulation(R12 to R38) | Blown-in insulation in ceiling cavity/attic | Market Average Existing Ceiling Insulation in older steep slope, residential style commercial building | Commercial | Existing | Hospitals | FL Zone 2 | Space Heating |  |  | 0 | Square feet | [7 empty] | 12.716 | 12.7023 | 0.013741 | 0.0010806 |  | 20 |  |  |  | 0.013741 | [8 empty] | 0 | 0 | 0 | 0 | 0 | 0 | 0 | [5 empty] | 0
FL Zone 2InstitutionalExisting |  | XXXXXXXX | Yes | Nonequipment | Ceiling Insulation(R12 to R38) | Blown-in insulation in ceiling cavity/attic | Market Average Existing Ceiling Insulation in older steep slope, residential style commercial building | Commercial | Existing | Institutional | FL Zone 2 | Space Heating |  |  | 0 | Square feet | [7 empty] | 8.8017 | 8.788 | 0.013741 | 0.0015612 |  | 20 |  |  |  | 0.013741 | [8 empty] | 0 | 0 | 0 | 0 | 0 | 0 | 0 | [5 empty] | 0
FL Zone 2Lodging/HospitalityExisting |  | XXXXXXXX | Yes | Nonequipment | Ceiling Insulation(R12 to R38) | Blown-in insulation in ceiling cavity/attic | Market Average Existing Ceiling Insulation in older steep slope, residential style commercial building | Commercial | Existing | Lodging/Hospitality | FL Zone 2 | Space Heating |  |  | 0 | Square feet | [7 empty] | 5.4316 | 5.4178 | 0.013741 | 0.0025299 |  | 20 |  |  |  | 0.013741 | [8 empty] | 0 | 0 | 0 | 0 | 0 | 0 | 0 | [5 empty] | 0
FL Zone 2MiscellaneousExisting |  | XXXXXXXX | Yes | Nonequipment | Ceiling Insulation(R12 to R38) | Blown-in insulation in ceiling cavity/attic | Market Average Existing Ceiling Insulation in older steep slope, residential style commercial building | Commercial | Existing | Miscellaneous | FL Zone 2 | Space Heating |  |  | 0 | Square feet | [7 empty] | 16.7729 | 16.7591 | 0.013741 | 0.00081925 |  | 20 |  |  |  | 0.013741 | [8 empty] | 0 | 0 | 0 | 0 | 0 | 0 | 0 | [5 empty] | 0
FL Zone 2OfficesExisting |  | XXXXXXXX | Yes | Nonequipment | Ceiling Insulation(R12 to R38) | Blown-in insulation in ceiling cavity/attic | Market Average Existing Ceiling Insulation in older steep slope, residential style commercial building | Commercial | Existing | Offices | FL Zone 2 | Space Heating |  |  | 0 | Square feet | [7 empty] | 9.1029 | 9.0892 | 0.013741 | 0.0015095 |  | 20 |  |  |  | 0.013741 | [8 empty] | 0 | 0 | 0 | 0 | 0 | 0 | 0 | [5 empty] | 0
FL Zone 2RestaurantsExisting |  | XXXXXXXX | Yes | Nonequipment | Ceiling Insulation(R12 to R38) | Blown-in insulation in ceiling cavity/attic | Market Average Existing Ceiling Insulation in older steep slope, residential style commercial building | Commercial | Existing | Restaurants | FL Zone 2 | Space Heating |  |  | 0 | Square feet | [7 empty] | 4.9042 | 4.8904 | 0.013741 | 0.0028019 |  | 20 |  |  |  | 0.013741 | [8 empty] | 0 | 0 | 0 | 0 | 0 | 0 | 0 | [5 empty] | 0
FL Zone 2RetailExisting |  | XXXXXXXX | Yes | Nonequipment | Ceiling Insulation(R12 to R38) | Blown-in insulation in ceiling cavity/attic | Market Average Existing Ceiling Insulation in older steep slope, residential style commercial building | Commercial | Existing | Retail | FL Zone 2 | Space Heating |  |  | 0 | Square feet | [7 empty] | 0.93572 | 0.92198 | 0.013741 | 0.014685 |  | 20 |  |  |  | 0.013741 | [8 empty] | 0 | 0 | 0 | 0 | 0 | 0 | 0 | [5 empty] | 0
FL Zone 2Schools K-12Existing |  | XXXXXXXX | Yes | Nonequipment | Ceiling Insulation(R12 to R38) | Blown-in insulation in ceiling cavity/attic | Market Average Existing Ceiling Insulation in older steep slope, residential style commercial building | Commercial | Existing | Schools K-12 | FL Zone 2 | Space Heating |  |  | 0 | Square feet | [7 empty] | 0.79861 | 0.78487 | 0.013741 | 0.017206 |  | 20 |  |  |  | 0.013741 | [8 empty] | 0 | 0 | 0 | 0 | 0 | 0 | 0 | [5 empty] | 0
FL Zone 2WarehouseExisting |  | XXXXXXXX | Yes | Nonequipment | Ceiling Insulation(R12 to R38) | Blown-in insulation in ceiling cavity/attic | Market Average Existing Ceiling Insulation in older steep slope, residential style commercial building | Commercial | Existing | Warehouse | FL Zone 2 | Space Heating |  |  | 0 | Square feet | [7 empty] | 0.21938 | 0.20564 | 0.013741 | 0.062637 |  | 20 |  |  |  | 0.013741 | [8 empty] | 0 | 0 | 0 | 0 | 0 | 0 | 0 | [5 empty] | 0
FL Zone 2AssemblyNew |  | XXXXXXXX | Yes | Nonequipment | Ceiling Insulation(R12 to R38) | Blown-in insulation in ceiling cavity/attic | Code-Compliant Ceiling Insulation | Commercial | New | Assembly | FL Zone 2 | Space Heating |  |  | 0 | Square feet | [7 empty] | 0.59244 | 0.57999 | 0.012453 | 0.02102 |  | 20 |  |  |  | 0.012453 | [8 empty] | 0 | 0 | 0 | 0 | 0 | 0 | 0 | [5 empty] | 0
FL Zone 2College and UniversityNew |  | XXXXXXXX | Yes | Nonequipment | Ceiling Insulation(R12 to R38) | Blown-in insulation in ceiling cavity/attic | Code-Compliant Ceiling Insulation | Commercial | New | College and University | FL Zone 2 | Space Heating |  |  | 0 | Square feet | [7 empty] | 1.7285 | 1.716 | 0.012453 | 0.0072046 |  | 20 |  |  |  | 0.012453 | [8 empty] | 0 | 0 | 0 | 0 | 0 | 0 | 0 | [5 empty] | 0
FL Zone 2GroceryNew |  | XXXXXXXX | Yes | Nonequipment | Ceiling Insulation(R12 to R38) | Blown-in insulation in ceiling cavity/attic | Code-Compliant Ceiling Insulation | Commercial | New | Grocery | FL Zone 2 | Space Heating |  |  | 0 | Square feet | [7 empty] | 4.8505 | 4.838 | 0.012453 | 0.0025674 |  | 20 |  |  |  | 0.012453 | [8 empty] | 0 | 0 | 0 | 0 | 0 | 0 | 0 | [5 empty] | 0
FL Zone 2HealthcareNew |  | XXXXXXXX | Yes | Nonequipment | Ceiling Insulation(R12 to R38) | Blown-in insulation in ceiling cavity/attic | Code-Compliant Ceiling Insulation | Commercial | New | Healthcare | FL Zone 2 | Space Heating |  |  | 0 | Square feet | [7 empty] | 2.3592 | 2.3467 | 0.012453 | 0.0052785 |  | 20 |  |  |  | 0.012453 | [8 empty] | 0 | 0 | 0 | 0 | 0 | 0 | 0 | [5 empty] | 0
FL Zone 2HospitalsNew |  | XXXXXXXX | Yes | Nonequipment | Ceiling Insulation(R12 to R38) | Blown-in insulation in ceiling cavity/attic | Code-Compliant Ceiling Insulation | Commercial | New | Hospitals | FL Zone 2 | Space Heating |  |  | 0 | Square feet | [7 empty] | 12.716 | 12.7035 | 0.012453 | 0.00097931 |  | 20 |  |  |  | 0.012453 | [8 empty] | 0 | 0 | 0 | 0 | 0 | 0 | 0 | [5 empty] | 0
FL Zone 2InstitutionalNew |  | XXXXXXXX | Yes | Nonequipment | Ceiling Insulation(R12 to R38) | Blown-in insulation in ceiling cavity/attic | Code-Compliant Ceiling Insulation | Commercial | New | Institutional | FL Zone 2 | Space Heating |  |  | 0 | Square feet | [7 empty] | 8.8017 | 8.7893 | 0.012453 | 0.0014148 |  | 20 |  |  |  | 0.012453 | [8 empty] | 0 | 0 | 0 | 0 | 0 | 0 | 0 | [5 empty] | 0
FL Zone 2Lodging/HospitalityNew |  | XXXXXXXX | Yes | Nonequipment | Ceiling Insulation(R12 to R38) | Blown-in insulation in ceiling cavity/attic | Code-Compliant Ceiling Insulation | Commercial | New | Lodging/Hospitality | FL Zone 2 | Space Heating |  |  | 0 | Square feet | [7 empty] | 5.4316 | 5.4191 | 0.012453 | 0.0022927 |  | 20 |  |  |  | 0.012453 | [8 empty] | 0 | 0 | 0 | 0 | 0 | 0 | 0 | [5 empty] | 0
FL Zone 2MiscellaneousNew |  | XXXXXXXX | Yes | Nonequipment | Ceiling Insulation(R12 to R38) | Blown-in insulation in ceiling cavity/attic | Code-Compliant Ceiling Insulation | Commercial | New | Miscellaneous | FL Zone 2 | Space Heating |  |  | 0 | Square feet | [7 empty] | 16.7729 | 16.7604 | 0.012453 | 0.00074245 |  | 20 |  |  |  | 0.012453 | [8 empty] | 0 | 0 | 0 | 0 | 0 | 0 | 0 | [5 empty] | 0
FL Zone 2OfficesNew |  | XXXXXXXX | Yes | Nonequipment | Ceiling Insulation(R12 to R38) | Blown-in insulation in ceiling cavity/attic | Code-Compliant Ceiling Insulation | Commercial | New | Offices | FL Zone 2 | Space Heating |  |  | 0 | Square feet | [7 empty] | 9.1029 | 9.0905 | 0.012453 | 0.001368 |  | 20 |  |  |  | 0.012453 | [8 empty] | 0 | 0 | 0 | 0 | 0 | 0 | 0 | [5 empty] | 0
FL Zone 2RestaurantsNew |  | XXXXXXXX | Yes | Nonequipment | Ceiling Insulation(R12 to R38) | Blown-in insulation in ceiling cavity/attic | Code-Compliant Ceiling Insulation | Commercial | New | Restaurants | FL Zone 2 | Space Heating |  |  | 0 | Square feet | [7 empty] | 4.9042 | 4.8917 | 0.012453 | 0.0025393 |  | 20 |  |  |  | 0.012453 | [8 empty] | 0 | 0 | 0 | 0 | 0 | 0 | 0 | [5 empty] | 0
FL Zone 2RetailNew |  | XXXXXXXX | Yes | Nonequipment | Ceiling Insulation(R12 to R38) | Blown-in insulation in ceiling cavity/attic | Code-Compliant Ceiling Insulation | Commercial | New | Retail | FL Zone 2 | Space Heating |  |  | 0 | Square feet | [7 empty] | 0.93572 | 0.92327 | 0.012453 | 0.013308 |  | 20 |  |  |  | 0.012453 | [8 empty] | 0 | 0 | 0 | 0 | 0 | 0 | 0 | [5 empty] | 0
FL Zone 2Schools K-12New |  | XXXXXXXX | Yes | Nonequipment | Ceiling Insulation(R12 to R38) | Blown-in insulation in ceiling cavity/attic | Code-Compliant Ceiling Insulation | Commercial | New | Schools K-12 | FL Zone 2 | Space Heating |  |  | 0 | Square feet | [7 empty] | 0.79861 | 0.78616 | 0.012453 | 0.015593 |  | 20 |  |  |  | 0.012453 | [8 empty] | 0 | 0 | 0 | 0 | 0 | 0 | 0 | [5 empty] | 0
FL Zone 2WarehouseNew |  | XXXXXXXX | Yes | Nonequipment | Ceiling Insulation(R12 to R38) | Blown-in insulation in ceiling cavity/attic | Code-Compliant Ceiling Insulation | Commercial | New | Warehouse | FL Zone 2 | Space Heating |  |  | 0 | Square feet | [7 empty] | 0.21938 | 0.20693 | 0.012453 | 0.056765 |  | 20 |  |  |  | 0.012453 | [8 empty] | 0 | 0 | 0 | 0 | 0 | 0 | 0 | [5 empty] | 0
FL Zone 2AssemblyExisting |  | XXXXXXXX | Yes | Nonequipment | Ceiling Insulation(R12 to R38) | Blown-in insulation in ceiling cavity/attic | Market Average Existing Ceiling Insulation in older steep slope, residential style commercial building | Commercial | Existing | Assembly | FL Zone 2 | Space Cooling |  |  | 0 | Square feet | [7 empty] | 3.1952 | 3.0035 | 0.1917 | 0.059995 |  | 20 |  |  |  | 0.1917 | [8 empty] | 0 | 0 | 0 | 0 | 0 | 0 | 0 | [5 empty] | 0
FL Zone 2College and UniversityExisting |  | XXXXXXXX | Yes | Nonequipment | Ceiling Insulation(R12 to R38) | Blown-in insulation in ceiling cavity/attic | Market Average Existing Ceiling Insulation in older steep slope, residential style commercial building | Commercial | Existing | College and University | FL Zone 2 | Space Cooling |  |  | 0 | Square feet | [7 empty] | 9.3222 | 9.1305 | 0.1917 | 0.020564 |  | 20 |  |  |  | 0.1917 | [8 empty] | 0 | 0 | 0 | 0 | 0 | 0 | 0 | [5 empty] | 0
FL Zone 2GroceryExisting |  | XXXXXXXX | Yes | Nonequipment | Ceiling Insulation(R12 to R38) | Blown-in insulation in ceiling cavity/attic | Market Average Existing Ceiling Insulation in older steep slope, residential style commercial building | Commercial | Existing | Grocery | FL Zone 2 | Space Cooling |  |  | 0 | Square feet | [7 empty] | 26.16 | 25.9683 | 0.1917 | 0.0073278 |  | 20 |  |  |  | 0.1917 | [8 empty] | 0 | 0 | 0 | 0 | 0 | 0 | 0 | [5 empty] | 0
FL Zone 2HealthcareExisting |  | XXXXXXXX | Yes | Nonequipment | Ceiling Insulation(R12 to R38) | Blown-in insulation in ceiling cavity/attic | Market Average Existing Ceiling Insulation in older steep slope, residential style commercial building | Commercial | Existing | Healthcare | FL Zone 2 | Space Cooling |  |  | 0 | Square feet | [7 empty] | 12.7238 | 12.5321 | 0.1917 | 0.015066 |  | 20 |  |  |  | 0.1917 | [8 empty] | 0 | 0 | 0 | 0 | 0 | 0 | 0 | [5 empty] | 0
FL Zone 2HospitalsExisting |  | XXXXXXXX | Yes | Nonequipment | Ceiling Insulation(R12 to R38) | Blown-in insulation in ceiling cavity/attic | Market Average Existing Ceiling Insulation in older steep slope, residential style commercial building | Commercial | Existing | Hospitals | FL Zone 2 | Space Cooling |  |  | 0 | Square feet | [7 empty] | 68.5815 | 68.3898 | 0.1917 | 0.0027952 |  | 20 |  |  |  | 0.1917 | [8 empty] | 0 | 0 | 0 | 0 | 0 | 0 | 0 | [5 empty] | 0
FL Zone 2InstitutionalExisting |  | XXXXXXXX | Yes | Nonequipment | Ceiling Insulation(R12 to R38) | Blown-in insulation in ceiling cavity/attic | Market Average Existing Ceiling Insulation in older steep slope, residential style commercial building | Commercial | Existing | Institutional | FL Zone 2 | Space Cooling |  |  | 0 | Square feet | [7 empty] | 47.4704 | 47.2787 | 0.1917 | 0.0040382 |  | 20 |  |  |  | 0.1917 | [8 empty] | 0 | 0 | 0 | 0 | 0 | 0 | 0 | [5 empty] | 0
FL Zone 2Lodging/HospitalityExisting |  | XXXXXXXX | Yes | Nonequipment | Ceiling Insulation(R12 to R38) | Blown-in insulation in ceiling cavity/attic | Market Average Existing Ceiling Insulation in older steep slope, residential style commercial building | Commercial | Existing | Lodging/Hospitality | FL Zone 2 | Space Cooling |  |  | 0 | Square feet | [7 empty] | 29.2942 | 29.1025 | 0.1917 | 0.0065439 |  | 20 |  |  |  | 0.1917 | [8 empty] | 0 | 0 | 0 | 0 | 0 | 0 | 0 | [5 empty] | 0
FL Zone 2MiscellaneousExisting |  | XXXXXXXX | Yes | Nonequipment | Ceiling Insulation(R12 to R38) | Blown-in insulation in ceiling cavity/attic | Market Average Existing Ceiling Insulation in older steep slope, residential style commercial building | Commercial | Existing | Miscellaneous | FL Zone 2 | Space Cooling |  |  | 0 | Square feet | [7 empty] | 90.4615 | 90.2698 | 0.1917 | 0.0021191 |  | 20 |  |  |  | 0.1917 | [8 empty] | 0 | 0 | 0 | 0 | 0 | 0 | 0 | [5 empty] | 0
FL Zone 2OfficesExisting |  | XXXXXXXX | Yes | Nonequipment | Ceiling Insulation(R12 to R38) | Blown-in insulation in ceiling cavity/attic | Market Average Existing Ceiling Insulation in older steep slope, residential style commercial building | Commercial | Existing | Offices | FL Zone 2 | Space Cooling |  |  | 0 | Square feet | [7 empty] | 49.095 | 48.9033 | 0.1917 | 0.0039046 |  | 20 |  |  |  | 0.1917 | [8 empty] | 0 | 0 | 0 | 0 | 0 | 0 | 0 | [5 empty] | 0
FL Zone 2RestaurantsExisting |  | XXXXXXXX | Yes | Nonequipment | Ceiling Insulation(R12 to R38) | Blown-in insulation in ceiling cavity/attic | Market Average Existing Ceiling Insulation in older steep slope, residential style commercial building | Commercial | Existing | Restaurants | FL Zone 2 | Space Cooling |  |  | 0 | Square feet | [7 empty] | 26.4498 | 26.2581 | 0.1917 | 0.0072476 |  | 20 |  |  |  | 0.1917 | [8 empty] | 0 | 0 | 0 | 0 | 0 | 0 | 0 | [5 empty] | 0
FL Zone 2RetailExisting |  | XXXXXXXX | Yes | Nonequipment | Ceiling Insulation(R12 to R38) | Blown-in insulation in ceiling cavity/attic | Market Average Existing Ceiling Insulation in older steep slope, residential style commercial building | Commercial | Existing | Retail | FL Zone 2 | Space Cooling |  |  | 0 | Square feet | [7 empty] | 5.0466 | 4.8549 | 0.1917 | 0.037985 |  | 20 |  |  |  | 0.1917 | [8 empty] | 0 | 0 | 0 | 0 | 0 | 0 | 0 | [5 empty] | 0
FL Zone 2Schools K-12Existing |  | XXXXXXXX | Yes | Nonequipment | Ceiling Insulation(R12 to R38) | Blown-in insulation in ceiling cavity/attic | Market Average Existing Ceiling Insulation in older steep slope, residential style commercial building | Commercial | Existing | Schools K-12 | FL Zone 2 | Space Cooling |  |  | 0 | Square feet | [7 empty] | 4.3072 | 4.1155 | 0.1917 | 0.044507 |  | 20 |  |  |  | 0.1917 | [8 empty] | 0 | 0 | 0 | 0 | 0 | 0 | 0 | [5 empty] | 0
FL Zone 2WarehouseExisting |  | XXXXXXXX | Yes | Nonequipment | Ceiling Insulation(R12 to R38) | Blown-in insulation in ceiling cavity/attic | Market Average Existing Ceiling Insulation in older steep slope, residential style commercial building | Commercial | Existing | Warehouse | FL Zone 2 | Space Cooling |  |  | 0 | Square feet | [7 empty] | 1.1832 | 0.99148 | 0.1917 | 0.16202 |  | 20 |  |  |  | 0.1917 | [8 empty] | 0 | 0 | 0 | 0 | 0 | 0 | 0 | [5 empty] | 0
FL Zone 2AssemblyNew |  | XXXXXXXX | Yes | Nonequipment | Ceiling Insulation(R12 to R38) | Blown-in insulation in ceiling cavity/attic | Code-Compliant Ceiling Insulation | Commercial | New | Assembly | FL Zone 2 | Space Cooling |  |  | 0 | Square feet | [7 empty] | 3.1952 | 3.0035 | 0.1917 | 0.059995 |  | 20 |  |  |  | 0.1917 | [8 empty] | 0 | 0 | 0 | 0 | 0 | 0 | 0 | [5 empty] | 0
FL Zone 2College and UniversityNew |  | XXXXXXXX | Yes | Nonequipment | Ceiling Insulation(R12 to R38) | Blown-in insulation in ceiling cavity/attic | Code-Compliant Ceiling Insulation | Commercial | New | College and University | FL Zone 2 | Space Cooling |  |  | 0 | Square feet | [7 empty] | 9.3222 | 9.1305 | 0.1917 | 0.020564 |  | 20 |  |  |  | 0.1917 | [8 empty] | 0 | 0 | 0 | 0 | 0 | 0 | 0 | [5 empty] | 0
FL Zone 2GroceryNew |  | XXXXXXXX | Yes | Nonequipment | Ceiling Insulation(R12 to R38) | Blown-in insulation in ceiling cavity/attic | Code-Compliant Ceiling Insulation | Commercial | New | Grocery | FL Zone 2 | Space Cooling |  |  | 0 | Square feet | [7 empty] | 26.16 | 25.9683 | 0.1917 | 0.0073278 |  | 20 |  |  |  | 0.1917 | [8 empty] | 0 | 0 | 0 | 0 | 0 | 0 | 0 | [5 empty] | 0
FL Zone 2HealthcareNew |  | XXXXXXXX | Yes | Nonequipment | Ceiling Insulation(R12 to R38) | Blown-in insulation in ceiling cavity/attic | Code-Compliant Ceiling Insulation | Commercial | New | Healthcare | FL Zone 2 | Space Cooling |  |  | 0 | Square feet | [7 empty] | 12.7238 | 12.5321 | 0.1917 | 0.015066 |  | 20 |  |  |  | 0.1917 | [8 empty] | 0 | 0 | 0 | 0 | 0 | 0 | 0 | [5 empty] | 0
FL Zone 2HospitalsNew |  | XXXXXXXX | Yes | Nonequipment | Ceiling Insulation(R12 to R38) | Blown-in insulation in ceiling cavity/attic | Code-Compliant Ceiling Insulation | Commercial | New | Hospitals | FL Zone 2 | Space Cooling |  |  | 0 | Square feet | [7 empty] | 68.5815 | 68.3898 | 0.1917 | 0.0027952 |  | 20 |  |  |  | 0.1917 | [8 empty] | 0 | 0 | 0 | 0 | 0 | 0 | 0 | [5 empty] | 0
FL Zone 2InstitutionalNew |  | XXXXXXXX | Yes | Nonequipment | Ceiling Insulation(R12 to R38) | Blown-in insulation in ceiling cavity/attic | Code-Compliant Ceiling Insulation | Commercial | New | Institutional | FL Zone 2 | Space Cooling |  |  | 0 | Square feet | [7 empty] | 47.4704 | 47.2787 | 0.1917 | 0.0040382 |  | 20 |  |  |  | 0.1917 | [8 empty] | 0 | 0 | 0 | 0 | 0 | 0 | 0 | [5 empty] | 0
FL Zone 2Lodging/HospitalityNew |  | XXXXXXXX | Yes | Nonequipment | Ceiling Insulation(R12 to R38) | Blown-in insulation in ceiling cavity/attic | Code-Compliant Ceiling Insulation | Commercial | New | Lodging/Hospitality | FL Zone 2 | Space Cooling |  |  | 0 | Square feet | [7 empty] | 29.2942 | 29.1025 | 0.1917 | 0.0065439 |  | 20 |  |  |  | 0.1917 | [8 empty] | 0 | 0 | 0 | 0 | 0 | 0 | 0 | [5 empty] | 0
FL Zone 2MiscellaneousNew |  | XXXXXXXX | Yes | Nonequipment | Ceiling Insulation(R12 to R38) | Blown-in insulation in ceiling cavity/attic | Code-Compliant Ceiling Insulation | Commercial | New | Miscellaneous | FL Zone 2 | Space Cooling |  |  | 0 | Square feet | [7 empty] | 90.4615 | 90.2698 | 0.1917 | 0.0021191 |  | 20 |  |  |  | 0.1917 | [8 empty] | 0 | 0 | 0 | 0 | 0 | 0 | 0 | [5 empty] | 0
FL Zone 2OfficesNew |  | XXXXXXXX | Yes | Nonequipment | Ceiling Insulation(R12 to R38) | Blown-in insulation in ceiling cavity/attic | Code-Compliant Ceiling Insulation | Commercial | New | Offices | FL Zone 2 | Space Cooling |  |  | 0 | Square feet | [7 empty] | 49.095 | 48.9033 | 0.1917 | 0.0039046 |  | 20 |  |  |  | 0.1917 | [8 empty] | 0 | 0 | 0 | 0 | 0 | 0 | 0 | [5 empty] | 0
FL Zone 2RestaurantsNew |  | XXXXXXXX | Yes | Nonequipment | Ceiling Insulation(R12 to R38) | Blown-in insulation in ceiling cavity/attic | Code-Compliant Ceiling Insulation | Commercial | New | Restaurants | FL Zone 2 | Space Cooling |  |  | 0 | Square feet | [7 empty] | 26.4498 | 26.2581 | 0.1917 | 0.0072476 |  | 20 |  |  |  | 0.1917 | [8 empty] | 0 | 0 | 0 | 0 | 0 | 0 | 0 | [5 empty] | 0
FL Zone 2RetailNew |  | XXXXXXXX | Yes | Nonequipment | Ceiling Insulation(R12 to R38) | Blown-in insulation in ceiling cavity/attic | Code-Compliant Ceiling Insulation | Commercial | New | Retail | FL Zone 2 | Space Cooling |  |  | 0 | Square feet | [7 empty] | 5.0466 | 4.8549 | 0.1917 | 0.037985 |  | 20 |  |  |  | 0.1917 | [8 empty] | 0 | 0 | 0 | 0 | 0 | 0 | 0 | [5 empty] | 0
FL Zone 2Schools K-12New |  | XXXXXXXX | Yes | Nonequipment | Ceiling Insulation(R12 to R38) | Blown-in insulation in ceiling cavity/attic | Code-Compliant Ceiling Insulation | Commercial | New | Schools K-12 | FL Zone 2 | Space Cooling |  |  | 0 | Square feet | [7 empty] | 4.3072 | 4.1155 | 0.1917 | 0.044507 |  | 20 |  |  |  | 0.1917 | [8 empty] | 0 | 0 | 0 | 0 | 0 | 0 | 0 | [5 empty] | 0
FL Zone 2WarehouseNew |  | XXXXXXXX | Yes | Nonequipment | Ceiling Insulation(R12 to R38) | Blown-in insulation in ceiling cavity/attic | Code-Compliant Ceiling Insulation | Commercial | New | Warehouse | FL Zone 2 | Space Cooling |  |  | 0 | Square feet | [7 empty] | 1.1832 | 0.99148 | 0.1917 | 0.16202 |  | 20 |  |  |  | 0.1917 | [8 empty] | 0 | 0 | 0 | 0 | 0 | 0 | 0 | [5 empty] | 0
FL Zone 2AssemblyExisting |  | XXXXXXXX | Yes | Nonequipment | Ceiling Insulation(R19 to R38) | Blown-in insulation in ceiling cavity/attic | Market Average Existing Ceiling Insulation in older steep slope, residential style commercial building | Commercial | Existing | Assembly | FL Zone 2 | Space Heating |  |  | 0 | Square feet | [7 empty] | 0.59244 | 0.5861 | 0.0063421 | 0.010705 |  | 20 |  |  |  | 0.0063421 | [8 empty] | 0 | 0 | 0 | 0 | 0 | 0 | 0 | [5 empty] | 0
FL Zone 2College and UniversityExisting |  | XXXXXXXX | Yes | Nonequipment | Ceiling Insulation(R19 to R38) | Blown-in insulation in ceiling cavity/attic | Market Average Existing Ceiling Insulation in older steep slope, residential style commercial building | Commercial | Existing | College and University | FL Zone 2 | Space Heating |  |  | 0 | Square feet | [7 empty] | 1.7285 | 1.7221 | 0.0063421 | 0.0036692 |  | 20 |  |  |  | 0.0063421 | [8 empty] | 0 | 0 | 0 | 0 | 0 | 0 | 0 | [5 empty] | 0
FL Zone 2GroceryExisting |  | XXXXXXXX | Yes | Nonequipment | Ceiling Insulation(R19 to R38) | Blown-in insulation in ceiling cavity/attic | Market Average Existing Ceiling Insulation in older steep slope, residential style commercial building | Commercial | Existing | Grocery | FL Zone 2 | Space Heating |  |  | 0 | Square feet | [7 empty] | 4.8505 | 4.8441 | 0.0063421 | 0.0013075 |  | 20 |  |  |  | 0.0063421 | [8 empty] | 0 | 0 | 0 | 0 | 0 | 0 | 0 | [5 empty] | 0
FL Zone 2HealthcareExisting |  | XXXXXXXX | Yes | Nonequipment | Ceiling Insulation(R19 to R38) | Blown-in insulation in ceiling cavity/attic | Market Average Existing Ceiling Insulation in older steep slope, residential style commercial building | Commercial | Existing | Healthcare | FL Zone 2 | Space Heating |  |  | 0 | Square feet | [7 empty] | 2.3592 | 2.3528 | 0.0063421 | 0.0026883 |  | 20 |  |  |  | 0.0063421 | [8 empty] | 0 | 0 | 0 | 0 | 0 | 0 | 0 | [5 empty] | 0
FL Zone 2HospitalsExisting |  | XXXXXXXX | Yes | Nonequipment | Ceiling Insulation(R19 to R38) | Blown-in insulation in ceiling cavity/attic | Market Average Existing Ceiling Insulation in older steep slope, residential style commercial building | Commercial | Existing | Hospitals | FL Zone 2 | Space Heating |  |  | 0 | Square feet | [7 empty] | 12.716 | 12.7097 | 0.0063421 | 0.00049875 |  | 20 |  |  |  | 0.0063421 | [8 empty] | 0 | 0 | 0 | 0 | 0 | 0 | 0 | [5 empty] | 0
FL Zone 2InstitutionalExisting |  | XXXXXXXX | Yes | Nonequipment | Ceiling Insulation(R19 to R38) | Blown-in insulation in ceiling cavity/attic | Market Average Existing Ceiling Insulation in older steep slope, residential style commercial building | Commercial | Existing | Institutional | FL Zone 2 | Space Heating |  |  | 0 | Square feet | [7 empty] | 8.8017 | 8.7954 | 0.0063421 | 0.00072055 |  | 20 |  |  |  | 0.0063421 | [8 empty] | 0 | 0 | 0 | 0 | 0 | 0 | 0 | [5 empty] | 0
FL Zone 2Lodging/HospitalityExisting |  | XXXXXXXX | Yes | Nonequipment | Ceiling Insulation(R19 to R38) | Blown-in insulation in ceiling cavity/attic | Market Average Existing Ceiling Insulation in older steep slope, residential style commercial building | Commercial | Existing | Lodging/Hospitality | FL Zone 2 | Space Heating |  |  | 0 | Square feet | [7 empty] | 5.4316 | 5.4252 | 0.0063421 | 0.0011676 |  | 20 |  |  |  | 0.0063421 | [8 empty] | 0 | 0 | 0 | 0 | 0 | 0 | 0 | [5 empty] | 0
FL Zone 2MiscellaneousExisting |  | XXXXXXXX | Yes | Nonequipment | Ceiling Insulation(R19 to R38) | Blown-in insulation in ceiling cavity/attic | Market Average Existing Ceiling Insulation in older steep slope, residential style commercial building | Commercial | Existing | Miscellaneous | FL Zone 2 | Space Heating |  |  | 0 | Square feet | [7 empty] | 16.7729 | 16.7665 | 0.0063421 | 0.00037812 |  | 20 |  |  |  | 0.0063421 | [8 empty] | 0 | 0 | 0 | 0 | 0 | 0 | 0 | [5 empty] | 0
FL Zone 2OfficesExisting |  | XXXXXXXX | Yes | Nonequipment | Ceiling Insulation(R19 to R38) | Blown-in insulation in ceiling cavity/attic | Market Average Existing Ceiling Insulation in older steep slope, residential style commercial building | Commercial | Existing | Offices | FL Zone 2 | Space Heating |  |  | 0 | Square feet | [7 empty] | 9.1029 | 9.0966 | 0.0063421 | 0.00069671 |  | 20 |  |  |  | 0.0063421 | [8 empty] | 0 | 0 | 0 | 0 | 0 | 0 | 0 | [5 empty] | 0
FL Zone 2RestaurantsExisting |  | XXXXXXXX | Yes | Nonequipment | Ceiling Insulation(R19 to R38) | Blown-in insulation in ceiling cavity/attic | Market Average Existing Ceiling Insulation in older steep slope, residential style commercial building | Commercial | Existing | Restaurants | FL Zone 2 | Space Heating |  |  | 0 | Square feet | [7 empty] | 4.9042 | 4.8978 | 0.0063421 | 0.0012932 |  | 20 |  |  |  | 0.0063421 | [8 empty] | 0 | 0 | 0 | 0 | 0 | 0 | 0 | [5 empty] | 0
FL Zone 2RetailExisting |  | XXXXXXXX | Yes | Nonequipment | Ceiling Insulation(R19 to R38) | Blown-in insulation in ceiling cavity/attic | Market Average Existing Ceiling Insulation in older steep slope, residential style commercial building | Commercial | Existing | Retail | FL Zone 2 | Space Heating |  |  | 0 | Square feet | [7 empty] | 0.93572 | 0.92938 | 0.0063421 | 0.0067778 |  | 20 |  |  |  | 0.0063421 | [8 empty] | 0 | 0 | 0 | 0 | 0 | 0 | 0 | [5 empty] | 0
FL Zone 2Schools K-12Existing |  | XXXXXXXX | Yes | Nonequipment | Ceiling Insulation(R19 to R38) | Blown-in insulation in ceiling cavity/attic | Market Average Existing Ceiling Insulation in older steep slope, residential style commercial building | Commercial | Existing | Schools K-12 | FL Zone 2 | Space Heating |  |  | 0 | Square feet | [7 empty] | 0.79861 | 0.79227 | 0.0063421 | 0.0079414 |  | 20 |  |  |  | 0.0063421 | [8 empty] | 0 | 0 | 0 | 0 | 0 | 0 | 0 | [5 empty] | 0
FL Zone 2WarehouseExisting |  | XXXXXXXX | Yes | Nonequipment | Ceiling Insulation(R19 to R38) | Blown-in insulation in ceiling cavity/attic | Market Average Existing Ceiling Insulation in older steep slope, residential style commercial building | Commercial | Existing | Warehouse | FL Zone 2 | Space Heating |  |  | 0 | Square feet | [7 empty] | 0.21938 | 0.21304 | 0.0063421 | 0.028909 |  | 20 |  |  |  | 0.0063421 | [8 empty] | 0 | 0 | 0 | 0 | 0 | 0 | 0 | [5 empty] | 0
FL Zone 2AssemblyNew |  | XXXXXXXX | Yes | Nonequipment | Ceiling Insulation(R19 to R38) | Blown-in insulation in ceiling cavity/attic | Code-Compliant Ceiling Insulation | Commercial | New | Assembly | FL Zone 2 | Space Heating |  |  | 0 | Square feet | [7 empty] | 0.59244 | 0.5867 | 0.0057475 | 0.0097014 |  | 20 |  |  |  | 0.0057475 | [8 empty] | 0 | 0 | 0 | 0 | 0 | 0 | 0 | [5 empty] | 0
FL Zone 2College and UniversityNew |  | XXXXXXXX | Yes | Nonequipment | Ceiling Insulation(R19 to R38) | Blown-in insulation in ceiling cavity/attic | Code-Compliant Ceiling Insulation | Commercial | New | College and University | FL Zone 2 | Space Heating |  |  | 0 | Square feet | [7 empty] | 1.7285 | 1.7227 | 0.0057475 | 0.0033252 |  | 20 |  |  |  | 0.0057475 | [8 empty] | 0 | 0 | 0 | 0 | 0 | 0 | 0 | [5 empty] | 0
FL Zone 2GroceryNew |  | XXXXXXXX | Yes | Nonequipment | Ceiling Insulation(R19 to R38) | Blown-in insulation in ceiling cavity/attic | Code-Compliant Ceiling Insulation | Commercial | New | Grocery | FL Zone 2 | Space Heating |  |  | 0 | Square feet | [7 empty] | 4.8505 | 4.8447 | 0.0057475 | 0.0011849 |  | 20 |  |  |  | 0.0057475 | [8 empty] | 0 | 0 | 0 | 0 | 0 | 0 | 0 | [5 empty] | 0
FL Zone 2HealthcareNew |  | XXXXXXXX | Yes | Nonequipment | Ceiling Insulation(R19 to R38) | Blown-in insulation in ceiling cavity/attic | Code-Compliant Ceiling Insulation | Commercial | New | Healthcare | FL Zone 2 | Space Heating |  |  | 0 | Square feet | [7 empty] | 2.3592 | 2.3534 | 0.0057475 | 0.0024362 |  | 20 |  |  |  | 0.0057475 | [8 empty] | 0 | 0 | 0 | 0 | 0 | 0 | 0 | [5 empty] | 0
FL Zone 2HospitalsNew |  | XXXXXXXX | Yes | Nonequipment | Ceiling Insulation(R19 to R38) | Blown-in insulation in ceiling cavity/attic | Code-Compliant Ceiling Insulation | Commercial | New | Hospitals | FL Zone 2 | Space Heating |  |  | 0 | Square feet | [7 empty] | 12.716 | 12.7103 | 0.0057475 | 0.00045199 |  | 20 |  |  |  | 0.0057475 | [8 empty] | 0 | 0 | 0 | 0 | 0 | 0 | 0 | [5 empty] | 0
FL Zone 2InstitutionalNew |  | XXXXXXXX | Yes | Nonequipment | Ceiling Insulation(R19 to R38) | Blown-in insulation in ceiling cavity/attic | Code-Compliant Ceiling Insulation | Commercial | New | Institutional | FL Zone 2 | Space Heating |  |  | 0 | Square feet | [7 empty] | 8.8017 | 8.796 | 0.0057475 | 0.000653 |  | 20 |  |  |  | 0.0057475 | [8 empty] | 0 | 0 | 0 | 0 | 0 | 0 | 0 | [5 empty] | 0
FL Zone 2Lodging/HospitalityNew |  | XXXXXXXX | Yes | Nonequipment | Ceiling Insulation(R19 to R38) | Blown-in insulation in ceiling cavity/attic | Code-Compliant Ceiling Insulation | Commercial | New | Lodging/Hospitality | FL Zone 2 | Space Heating |  |  | 0 | Square feet | [7 empty] | 5.4316 | 5.4258 | 0.0057475 | 0.0010582 |  | 20 |  |  |  | 0.0057475 | [8 empty] | 0 | 0 | 0 | 0 | 0 | 0 | 0 | [5 empty] | 0
FL Zone 2MiscellaneousNew |  | XXXXXXXX | Yes | Nonequipment | Ceiling Insulation(R19 to R38) | Blown-in insulation in ceiling cavity/attic | Code-Compliant Ceiling Insulation | Commercial | New | Miscellaneous | FL Zone 2 | Space Heating |  |  | 0 | Square feet | [7 empty] | 16.7729 | 16.7671 | 0.0057475 | 0.00034267 |  | 20 |  |  |  | 0.0057475 | [8 empty] | 0 | 0 | 0 | 0 | 0 | 0 | 0 | [5 empty] | 0
FL Zone 2OfficesNew |  | XXXXXXXX | Yes | Nonequipment | Ceiling Insulation(R19 to R38) | Blown-in insulation in ceiling cavity/attic | Code-Compliant Ceiling Insulation | Commercial | New | Offices | FL Zone 2 | Space Heating |  |  | 0 | Square feet | [7 empty] | 9.1029 | 9.0972 | 0.0057475 | 0.00063139 |  | 20 |  |  |  | 0.0057475 | [8 empty] | 0 | 0 | 0 | 0 | 0 | 0 | 0 | [5 empty] | 0
FL Zone 2RestaurantsNew |  | XXXXXXXX | Yes | Nonequipment | Ceiling Insulation(R19 to R38) | Blown-in insulation in ceiling cavity/attic | Code-Compliant Ceiling Insulation | Commercial | New | Restaurants | FL Zone 2 | Space Heating |  |  | 0 | Square feet | [7 empty] | 4.9042 | 4.8984 | 0.0057475 | 0.001172 |  | 20 |  |  |  | 0.0057475 | [8 empty] | 0 | 0 | 0 | 0 | 0 | 0 | 0 | [5 empty] | 0
FL Zone 2RetailNew |  | XXXXXXXX | Yes | Nonequipment | Ceiling Insulation(R19 to R38) | Blown-in insulation in ceiling cavity/attic | Code-Compliant Ceiling Insulation | Commercial | New | Retail | FL Zone 2 | Space Heating |  |  | 0 | Square feet | [7 empty] | 0.93572 | 0.92997 | 0.0057475 | 0.0061423 |  | 20 |  |  |  | 0.0057475 | [8 empty] | 0 | 0 | 0 | 0 | 0 | 0 | 0 | [5 empty] | 0
FL Zone 2Schools K-12New |  | XXXXXXXX | Yes | Nonequipment | Ceiling Insulation(R19 to R38) | Blown-in insulation in ceiling cavity/attic | Code-Compliant Ceiling Insulation | Commercial | New | Schools K-12 | FL Zone 2 | Space Heating |  |  | 0 | Square feet | [7 empty] | 0.79861 | 0.79286 | 0.0057475 | 0.0071969 |  | 20 |  |  |  | 0.0057475 | [8 empty] | 0 | 0 | 0 | 0 | 0 | 0 | 0 | [5 empty] | 0
FL Zone 2WarehouseNew |  | XXXXXXXX | Yes | Nonequipment | Ceiling Insulation(R19 to R38) | Blown-in insulation in ceiling cavity/attic | Code-Compliant Ceiling Insulation | Commercial | New | Warehouse | FL Zone 2 | Space Heating |  |  | 0 | Square feet | [7 empty] | 0.21938 | 0.21363 | 0.0057475 | 0.026199 |  | 20 |  |  |  | 0.0057475 | [8 empty] | 0 | 0 | 0 | 0 | 0 | 0 | 0 | [5 empty] | 0
FL Zone 2AssemblyExisting |  | XXXXXXXX | Yes | Nonequipment | Ceiling Insulation(R19 to R38) | Blown-in insulation in ceiling cavity/attic | Market Average Existing Ceiling Insulation in older steep slope, residential style commercial building | Commercial | Existing | Assembly | FL Zone 2 | Space Cooling |  |  | 0 | Square feet | [7 empty] | 3.1952 | 3.1068 | 0.088475 | 0.02769 |  | 20 |  |  |  | 0.088475 | [8 empty] | 0 | 0 | 0 | 0 | 0 | 0 | 0 | [5 empty] | 0
FL Zone 2College and UniversityExisting |  | XXXXXXXX | Yes | Nonequipment | Ceiling Insulation(R19 to R38) | Blown-in insulation in ceiling cavity/attic | Market Average Existing Ceiling Insulation in older steep slope, residential style commercial building | Commercial | Existing | College and University | FL Zone 2 | Space Cooling |  |  | 0 | Square feet | [7 empty] | 9.3222 | 9.2337 | 0.088475 | 0.0094908 |  | 20 |  |  |  | 0.088475 | [8 empty] | 0 | 0 | 0 | 0 | 0 | 0 | 0 | [5 empty] | 0
FL Zone 2GroceryExisting |  | XXXXXXXX | Yes | Nonequipment | Ceiling Insulation(R19 to R38) | Blown-in insulation in ceiling cavity/attic | Market Average Existing Ceiling Insulation in older steep slope, residential style commercial building | Commercial | Existing | Grocery | FL Zone 2 | Space Cooling |  |  | 0 | Square feet | [7 empty] | 26.16 | 26.0716 | 0.088475 | 0.0033821 |  | 20 |  |  |  | 0.088475 | [8 empty] | 0 | 0 | 0 | 0 | 0 | 0 | 0 | [5 empty] | 0
FL Zone 2HealthcareExisting |  | XXXXXXXX | Yes | Nonequipment | Ceiling Insulation(R19 to R38) | Blown-in insulation in ceiling cavity/attic | Market Average Existing Ceiling Insulation in older steep slope, residential style commercial building | Commercial | Existing | Healthcare | FL Zone 2 | Space Cooling |  |  | 0 | Square feet | [7 empty] | 12.7238 | 12.6353 | 0.088475 | 0.0069536 |  | 20 |  |  |  | 0.088475 | [8 empty] | 0 | 0 | 0 | 0 | 0 | 0 | 0 | [5 empty] | 0
FL Zone 2HospitalsExisting |  | XXXXXXXX | Yes | Nonequipment | Ceiling Insulation(R19 to R38) | Blown-in insulation in ceiling cavity/attic | Market Average Existing Ceiling Insulation in older steep slope, residential style commercial building | Commercial | Existing | Hospitals | FL Zone 2 | Space Cooling |  |  | 0 | Square feet | [7 empty] | 68.5815 | 68.493 | 0.088475 | 0.0012901 |  | 20 |  |  |  | 0.088475 | [8 empty] | 0 | 0 | 0 | 0 | 0 | 0 | 0 | [5 empty] | 0
FL Zone 2InstitutionalExisting |  | XXXXXXXX | Yes | Nonequipment | Ceiling Insulation(R19 to R38) | Blown-in insulation in ceiling cavity/attic | Market Average Existing Ceiling Insulation in older steep slope, residential style commercial building | Commercial | Existing | Institutional | FL Zone 2 | Space Cooling |  |  | 0 | Square feet | [7 empty] | 47.4704 | 47.3819 | 0.088475 | 0.0018638 |  | 20 |  |  |  | 0.088475 | [8 empty] | 0 | 0 | 0 | 0 | 0 | 0 | 0 | [5 empty] | 0
FL Zone 2Lodging/HospitalityExisting |  | XXXXXXXX | Yes | Nonequipment | Ceiling Insulation(R19 to R38) | Blown-in insulation in ceiling cavity/attic | Market Average Existing Ceiling Insulation in older steep slope, residential style commercial building | Commercial | Existing | Lodging/Hospitality | FL Zone 2 | Space Cooling |  |  | 0 | Square feet | [7 empty] | 29.2942 | 29.2057 | 0.088475 | 0.0030202 |  | 20 |  |  |  | 0.088475 | [8 empty] | 0 | 0 | 0 | 0 | 0 | 0 | 0 | [5 empty] | 0
FL Zone 2MiscellaneousExisting |  | XXXXXXXX | Yes | Nonequipment | Ceiling Insulation(R19 to R38) | Blown-in insulation in ceiling cavity/attic | Market Average Existing Ceiling Insulation in older steep slope, residential style commercial building | Commercial | Existing | Miscellaneous | FL Zone 2 | Space Cooling |  |  | 0 | Square feet | [7 empty] | 90.4615 | 90.3731 | 0.088475 | 0.00097805 |  | 20 |  |  |  | 0.088475 | [8 empty] | 0 | 0 | 0 | 0 | 0 | 0 | 0 | [5 empty] | 0
FL Zone 2OfficesExisting |  | XXXXXXXX | Yes | Nonequipment | Ceiling Insulation(R19 to R38) | Blown-in insulation in ceiling cavity/attic | Market Average Existing Ceiling Insulation in older steep slope, residential style commercial building | Commercial | Existing | Offices | FL Zone 2 | Space Cooling |  |  | 0 | Square feet | [7 empty] | 49.095 | 49.0065 | 0.088475 | 0.0018021 |  | 20 |  |  |  | 0.088475 | [8 empty] | 0 | 0 | 0 | 0 | 0 | 0 | 0 | [5 empty] | 0
FL Zone 2RestaurantsExisting |  | XXXXXXXX | Yes | Nonequipment | Ceiling Insulation(R19 to R38) | Blown-in insulation in ceiling cavity/attic | Market Average Existing Ceiling Insulation in older steep slope, residential style commercial building | Commercial | Existing | Restaurants | FL Zone 2 | Space Cooling |  |  | 0 | Square feet | [7 empty] | 26.4498 | 26.3613 | 0.088475 | 0.003345 |  | 20 |  |  |  | 0.088475 | [8 empty] | 0 | 0 | 0 | 0 | 0 | 0 | 0 | [5 empty] | 0
FL Zone 2RetailExisting |  | XXXXXXXX | Yes | Nonequipment | Ceiling Insulation(R19 to R38) | Blown-in insulation in ceiling cavity/attic | Market Average Existing Ceiling Insulation in older steep slope, residential style commercial building | Commercial | Existing | Retail | FL Zone 2 | Space Cooling |  |  | 0 | Square feet | [7 empty] | 5.0466 | 4.9582 | 0.088475 | 0.017532 |  | 20 |  |  |  | 0.088475 | [8 empty] | 0 | 0 | 0 | 0 | 0 | 0 | 0 | [5 empty] | 0
FL Zone 2Schools K-12Existing |  | XXXXXXXX | Yes | Nonequipment | Ceiling Insulation(R19 to R38) | Blown-in insulation in ceiling cavity/attic | Market Average Existing Ceiling Insulation in older steep slope, residential style commercial building | Commercial | Existing | Schools K-12 | FL Zone 2 | Space Cooling |  |  | 0 | Square feet | [7 empty] | 4.3072 | 4.2187 | 0.088475 | 0.020542 |  | 20 |  |  |  | 0.088475 | [8 empty] | 0 | 0 | 0 | 0 | 0 | 0 | 0 | [5 empty] | 0
FL Zone 2WarehouseExisting |  | XXXXXXXX | Yes | Nonequipment | Ceiling Insulation(R19 to R38) | Blown-in insulation in ceiling cavity/attic | Market Average Existing Ceiling Insulation in older steep slope, residential style commercial building | Commercial | Existing | Warehouse | FL Zone 2 | Space Cooling |  |  | 0 | Square feet | [7 empty] | 1.1832 | 1.0947 | 0.088475 | 0.074778 |  | 20 |  |  |  | 0.088475 | [8 empty] | 0 | 0 | 0 | 0 | 0 | 0 | 0 | [5 empty] | 0
FL Zone 2AssemblyNew |  | XXXXXXXX | Yes | Nonequipment | Ceiling Insulation(R19 to R38) | Blown-in insulation in ceiling cavity/attic | Code-Compliant Ceiling Insulation | Commercial | New | Assembly | FL Zone 2 | Space Cooling |  |  | 0 | Square feet | [7 empty] | 3.1952 | 3.1068 | 0.088475 | 0.02769 |  | 20 |  |  |  | 0.088475 | [8 empty] | 0 | 0 | 0 | 0 | 0 | 0 | 0 | [5 empty] | 0
FL Zone 2College and UniversityNew |  | XXXXXXXX | Yes | Nonequipment | Ceiling Insulation(R19 to R38) | Blown-in insulation in ceiling cavity/attic | Code-Compliant Ceiling Insulation | Commercial | New | College and University | FL Zone 2 | Space Cooling |  |  | 0 | Square feet | [7 empty] | 9.3222 | 9.2337 | 0.088475 | 0.0094908 |  | 20 |  |  |  | 0.088475 | [8 empty] | 0 | 0 | 0 | 0 | 0 | 0 | 0 | [5 empty] | 0
FL Zone 2GroceryNew |  | XXXXXXXX | Yes | Nonequipment | Ceiling Insulation(R19 to R38) | Blown-in insulation in ceiling cavity/attic | Code-Compliant Ceiling Insulation | Commercial | New | Grocery | FL Zone 2 | Space Cooling |  |  | 0 | Square feet | [7 empty] | 26.16 | 26.0716 | 0.088475 | 0.0033821 |  | 20 |  |  |  | 0.088475 | [8 empty] | 0 | 0 | 0 | 0 | 0 | 0 | 0 | [5 empty] | 0
FL Zone 2HealthcareNew |  | XXXXXXXX | Yes | Nonequipment | Ceiling Insulation(R19 to R38) | Blown-in insulation in ceiling cavity/attic | Code-Compliant Ceiling Insulation | Commercial | New | Healthcare | FL Zone 2 | Space Cooling |  |  | 0 | Square feet | [7 empty] | 12.7238 | 12.6353 | 0.088475 | 0.0069536 |  | 20 |  |  |  | 0.088475 | [8 empty] | 0 | 0 | 0 | 0 | 0 | 0 | 0 | [5 empty] | 0
FL Zone 2HospitalsNew |  | XXXXXXXX | Yes | Nonequipment | Ceiling Insulation(R19 to R38) | Blown-in insulation in ceiling cavity/attic | Code-Compliant Ceiling Insulation | Commercial | New | Hospitals | FL Zone 2 | Space Cooling |  |  | 0 | Square feet | [7 empty] | 68.5815 | 68.493 | 0.088475 | 0.0012901 |  | 20 |  |  |  | 0.088475 | [8 empty] | 0 | 0 | 0 | 0 | 0 | 0 | 0 | [5 empty] | 0
FL Zone 2InstitutionalNew |  | XXXXXXXX | Yes | Nonequipment | Ceiling Insulation(R19 to R38) | Blown-in insulation in ceiling cavity/attic | Code-Compliant Ceiling Insulation | Commercial | New | Institutional | FL Zone 2 | Space Cooling |  |  | 0 | Square feet | [7 empty] | 47.4704 | 47.3819 | 0.088475 | 0.0018638 |  | 20 |  |  |  | 0.088475 | [8 empty] | 0 | 0 | 0 | 0 | 0 | 0 | 0 | [5 empty] | 0
FL Zone 2Lodging/HospitalityNew |  | XXXXXXXX | Yes | Nonequipment | Ceiling Insulation(R19 to R38) | Blown-in insulation in ceiling cavity/attic | Code-Compliant Ceiling Insulation | Commercial | New | Lodging/Hospitality | FL Zone 2 | Space Cooling |  |  | 0 | Square feet | [7 empty] | 29.2942 | 29.2057 | 0.088475 | 0.0030202 |  | 20 |  |  |  | 0.088475 | [8 empty] | 0 | 0 | 0 | 0 | 0 | 0 | 0 | [5 empty] | 0
FL Zone 2MiscellaneousNew |  | XXXXXXXX | Yes | Nonequipment | Ceiling Insulation(R19 to R38) | Blown-in insulation in ceiling cavity/attic | Code-Compliant Ceiling Insulation | Commercial | New | Miscellaneous | FL Zone 2 | Space Cooling |  |  | 0 | Square feet | [7 empty] | 90.4615 | 90.3731 | 0.088475 | 0.00097805 |  | 20 |  |  |  | 0.088475 | [8 empty] | 0 | 0 | 0 | 0 | 0 | 0 | 0 | [5 empty] | 0
FL Zone 2OfficesNew |  | XXXXXXXX | Yes | Nonequipment | Ceiling Insulation(R19 to R38) | Blown-in insulation in ceiling cavity/attic | Code-Compliant Ceiling Insulation | Commercial | New | Offices | FL Zone 2 | Space Cooling |  |  | 0 | Square feet | [7 empty] | 49.095 | 49.0065 | 0.088475 | 0.0018021 |  | 20 |  |  |  | 0.088475 | [8 empty] | 0 | 0 | 0 | 0 | 0 | 0 | 0 | [5 empty] | 0
FL Zone 2RestaurantsNew |  | XXXXXXXX | Yes | Nonequipment | Ceiling Insulation(R19 to R38) | Blown-in insulation in ceiling cavity/attic | Code-Compliant Ceiling Insulation | Commercial | New | Restaurants | FL Zone 2 | Space Cooling |  |  | 0 | Square feet | [7 empty] | 26.4498 | 26.3613 | 0.088475 | 0.003345 |  | 20 |  |  |  | 0.088475 | [8 empty] | 0 | 0 | 0 | 0 | 0 | 0 | 0 | [5 empty] | 0
FL Zone 2RetailNew |  | XXXXXXXX | Yes | Nonequipment | Ceiling Insulation(R19 to R38) | Blown-in insulation in ceiling cavity/attic | Code-Compliant Ceiling Insulation | Commercial | New | Retail | FL Zone 2 | Space Cooling |  |  | 0 | Square feet | [7 empty] | 5.0466 | 4.9582 | 0.088475 | 0.017532 |  | 20 |  |  |  | 0.088475 | [8 empty] | 0 | 0 | 0 | 0 | 0 | 0 | 0 | [5 empty] | 0
FL Zone 2Schools K-12New |  | XXXXXXXX | Yes | Nonequipment | Ceiling Insulation(R19 to R38) | Blown-in insulation in ceiling cavity/attic | Code-Compliant Ceiling Insulation | Commercial | New | Schools K-12 | FL Zone 2 | Space Cooling |  |  | 0 | Square feet | [7 empty] | 4.3072 | 4.2187 | 0.088475 | 0.020542 |  | 20 |  |  |  | 0.088475 | [8 empty] | 0 | 0 | 0 | 0 | 0 | 0 | 0 | [5 empty] | 0
FL Zone 2WarehouseNew |  | XXXXXXXX | Yes | Nonequipment | Ceiling Insulation(R19 to R38) | Blown-in insulation in ceiling cavity/attic | Code-Compliant Ceiling Insulation | Commercial | New | Warehouse | FL Zone 2 | Space Cooling |  |  | 0 | Square feet | [7 empty] | 1.1832 | 1.0947 | 0.088475 | 0.074778 |  | 20 |  |  |  | 0.088475 | [8 empty] | 0 | 0 | 0 | 0 | 0 | 0 | 0 | [5 empty] | 0
FL Zone 2AssemblyExisting |  | XXXXXXXX | Yes | Nonequipment | Ceiling Insulation(R2 to R38) | Blown-in insulation in ceiling cavity/attic | Market Average Existing Ceiling Insulation in older steep slope, residential style commercial building | Commercial | Existing | Assembly | FL Zone 2 | Space Heating |  |  | 0 | Square feet | [7 empty] | 0.59244 | 0.47829 | 0.11416 | 0.19269 |  | 20 |  |  |  | 0.11416 | [8 empty] | 0 | 0 | 0 | 0 | 0 | 0 | 0 | [5 empty] | 0
FL Zone 2College and UniversityExisting |  | XXXXXXXX | Yes | Nonequipment | Ceiling Insulation(R2 to R38) | Blown-in insulation in ceiling cavity/attic | Market Average Existing Ceiling Insulation in older steep slope, residential style commercial building | Commercial | Existing | College and University | FL Zone 2 | Space Heating |  |  | 0 | Square feet | [7 empty] | 1.7285 | 1.6143 | 0.11416 | 0.066045 |  | 20 |  |  |  | 0.11416 | [8 empty] | 0 | 0 | 0 | 0 | 0 | 0 | 0 | [5 empty] | 0
FL Zone 2GroceryExisting |  | XXXXXXXX | Yes | Nonequipment | Ceiling Insulation(R2 to R38) | Blown-in insulation in ceiling cavity/attic | Market Average Existing Ceiling Insulation in older steep slope, residential style commercial building | Commercial | Existing | Grocery | FL Zone 2 | Space Heating |  |  | 0 | Square feet | [7 empty] | 4.8505 | 4.7363 | 0.11416 | 0.023535 |  | 20 |  |  |  | 0.11416 | [8 empty] | 0 | 0 | 0 | 0 | 0 | 0 | 0 | [5 empty] | 0
FL Zone 2HealthcareExisting |  | XXXXXXXX | Yes | Nonequipment | Ceiling Insulation(R2 to R38) | Blown-in insulation in ceiling cavity/attic | Market Average Existing Ceiling Insulation in older steep slope, residential style commercial building | Commercial | Existing | Healthcare | FL Zone 2 | Space Heating |  |  | 0 | Square feet | [7 empty] | 2.3592 | 2.245 | 0.11416 | 0.048389 |  | 20 |  |  |  | 0.11416 | [8 empty] | 0 | 0 | 0 | 0 | 0 | 0 | 0 | [5 empty] | 0
FL Zone 2HospitalsExisting |  | XXXXXXXX | Yes | Nonequipment | Ceiling Insulation(R2 to R38) | Blown-in insulation in ceiling cavity/attic | Market Average Existing Ceiling Insulation in older steep slope, residential style commercial building | Commercial | Existing | Hospitals | FL Zone 2 | Space Heating |  |  | 0 | Square feet | [7 empty] | 12.716 | 12.6018 | 0.11416 | 0.0089775 |  | 20 |  |  |  | 0.11416 | [8 empty] | 0 | 0 | 0 | 0 | 0 | 0 | 0 | [5 empty] | 0
FL Zone 2InstitutionalExisting |  | XXXXXXXX | Yes | Nonequipment | Ceiling Insulation(R2 to R38) | Blown-in insulation in ceiling cavity/attic | Market Average Existing Ceiling Insulation in older steep slope, residential style commercial building | Commercial | Existing | Institutional | FL Zone 2 | Space Heating |  |  | 0 | Square feet | [7 empty] | 8.8017 | 8.6875 | 0.11416 | 0.01297 |  | 20 |  |  |  | 0.11416 | [8 empty] | 0 | 0 | 0 | 0 | 0 | 0 | 0 | [5 empty] | 0
FL Zone 2Lodging/HospitalityExisting |  | XXXXXXXX | Yes | Nonequipment | Ceiling Insulation(R2 to R38) | Blown-in insulation in ceiling cavity/attic | Market Average Existing Ceiling Insulation in older steep slope, residential style commercial building | Commercial | Existing | Lodging/Hospitality | FL Zone 2 | Space Heating |  |  | 0 | Square feet | [7 empty] | 5.4316 | 5.3174 | 0.11416 | 0.021017 |  | 20 |  |  |  | 0.11416 | [8 empty] | 0 | 0 | 0 | 0 | 0 | 0 | 0 | [5 empty] | 0
FL Zone 2MiscellaneousExisting |  | XXXXXXXX | Yes | Nonequipment | Ceiling Insulation(R2 to R38) | Blown-in insulation in ceiling cavity/attic | Market Average Existing Ceiling Insulation in older steep slope, residential style commercial building | Commercial | Existing | Miscellaneous | FL Zone 2 | Space Heating |  |  | 0 | Square feet | [7 empty] | 16.7729 | 16.6587 | 0.11416 | 0.0068061 |  | 20 |  |  |  | 0.11416 | [8 empty] | 0 | 0 | 0 | 0 | 0 | 0 | 0 | [5 empty] | 0
FL Zone 2OfficesExisting |  | XXXXXXXX | Yes | Nonequipment | Ceiling Insulation(R2 to R38) | Blown-in insulation in ceiling cavity/attic | Market Average Existing Ceiling Insulation in older steep slope, residential style commercial building | Commercial | Existing | Offices | FL Zone 2 | Space Heating |  |  | 0 | Square feet | [7 empty] | 9.1029 | 8.9888 | 0.11416 | 0.012541 |  | 20 |  |  |  | 0.11416 | [8 empty] | 0 | 0 | 0 | 0 | 0 | 0 | 0 | [5 empty] | 0
FL Zone 2RestaurantsExisting |  | XXXXXXXX | Yes | Nonequipment | Ceiling Insulation(R2 to R38) | Blown-in insulation in ceiling cavity/attic | Market Average Existing Ceiling Insulation in older steep slope, residential style commercial building | Commercial | Existing | Restaurants | FL Zone 2 | Space Heating |  |  | 0 | Square feet | [7 empty] | 4.9042 | 4.79 | 0.11416 | 0.023278 |  | 20 |  |  |  | 0.11416 | [8 empty] | 0 | 0 | 0 | 0 | 0 | 0 | 0 | [5 empty] | 0
FL Zone 2RetailExisting |  | XXXXXXXX | Yes | Nonequipment | Ceiling Insulation(R2 to R38) | Blown-in insulation in ceiling cavity/attic | Market Average Existing Ceiling Insulation in older steep slope, residential style commercial building | Commercial | Existing | Retail | FL Zone 2 | Space Heating |  |  | 0 | Square feet | [7 empty] | 0.93572 | 0.82156 | 0.11416 | 0.122 |  | 20 |  |  |  | 0.11416 | [8 empty] | 0 | 0 | 0 | 0 | 0 | 0 | 0 | [5 empty] | 0
FL Zone 2Schools K-12Existing |  | XXXXXXXX | Yes | Nonequipment | Ceiling Insulation(R2 to R38) | Blown-in insulation in ceiling cavity/attic | Market Average Existing Ceiling Insulation in older steep slope, residential style commercial building | Commercial | Existing | Schools K-12 | FL Zone 2 | Space Heating |  |  | 0 | Square feet | [7 empty] | 0.79861 | 0.68445 | 0.11416 | 0.14295 |  | 20 |  |  |  | 0.11416 | [8 empty] | 0 | 0 | 0 | 0 | 0 | 0 | 0 | [5 empty] | 0
FL Zone 2WarehouseExisting |  | XXXXXXXX | Yes | Nonequipment | Ceiling Insulation(R2 to R38) | Blown-in insulation in ceiling cavity/attic | Market Average Existing Ceiling Insulation in older steep slope, residential style commercial building | Commercial | Existing | Warehouse | FL Zone 2 | Space Heating |  |  | 0 | Square feet | [7 empty] | 0.21938 | 0.10522 | 0.11416 | 0.52037 |  | 20 |  |  |  | 0.11416 | [8 empty] | 0 | 0 | 0 | 0 | 0 | 0 | 0 | [5 empty] | 0
FL Zone 2AssemblyNew |  | XXXXXXXX | Yes | Nonequipment | Ceiling Insulation(R2 to R38) | Blown-in insulation in ceiling cavity/attic | Code-Compliant Ceiling Insulation | Commercial | New | Assembly | FL Zone 2 | Space Heating |  |  | 0 | Square feet | [7 empty] | 0.59244 | 0.48899 | 0.10346 | 0.17462 |  | 20 |  |  |  | 0.10346 | [8 empty] | 0 | 0 | 0 | 0 | 0 | 0 | 0 | [5 empty] | 0
FL Zone 2College and UniversityNew |  | XXXXXXXX | Yes | Nonequipment | Ceiling Insulation(R2 to R38) | Blown-in insulation in ceiling cavity/attic | Code-Compliant Ceiling Insulation | Commercial | New | College and University | FL Zone 2 | Space Heating |  |  | 0 | Square feet | [7 empty] | 1.7285 | 1.625 | 0.10346 | 0.059854 |  | 20 |  |  |  | 0.10346 | [8 empty] | 0 | 0 | 0 | 0 | 0 | 0 | 0 | [5 empty] | 0
FL Zone 2GroceryNew |  | XXXXXXXX | Yes | Nonequipment | Ceiling Insulation(R2 to R38) | Blown-in insulation in ceiling cavity/attic | Code-Compliant Ceiling Insulation | Commercial | New | Grocery | FL Zone 2 | Space Heating |  |  | 0 | Square feet | [7 empty] | 4.8505 | 4.747 | 0.10346 | 0.021329 |  | 20 |  |  |  | 0.10346 | [8 empty] | 0 | 0 | 0 | 0 | 0 | 0 | 0 | [5 empty] | 0
FL Zone 2HealthcareNew |  | XXXXXXXX | Yes | Nonequipment | Ceiling Insulation(R2 to R38) | Blown-in insulation in ceiling cavity/attic | Code-Compliant Ceiling Insulation | Commercial | New | Healthcare | FL Zone 2 | Space Heating |  |  | 0 | Square feet | [7 empty] | 2.3592 | 2.2557 | 0.10346 | 0.043852 |  | 20 |  |  |  | 0.10346 | [8 empty] | 0 | 0 | 0 | 0 | 0 | 0 | 0 | [5 empty] | 0
FL Zone 2HospitalsNew |  | XXXXXXXX | Yes | Nonequipment | Ceiling Insulation(R2 to R38) | Blown-in insulation in ceiling cavity/attic | Code-Compliant Ceiling Insulation | Commercial | New | Hospitals | FL Zone 2 | Space Heating |  |  | 0 | Square feet | [7 empty] | 12.716 | 12.6125 | 0.10346 | 0.0081358 |  | 20 |  |  |  | 0.10346 | [8 empty] | 0 | 0 | 0 | 0 | 0 | 0 | 0 | [5 empty] | 0
FL Zone 2InstitutionalNew |  | XXXXXXXX | Yes | Nonequipment | Ceiling Insulation(R2 to R38) | Blown-in insulation in ceiling cavity/attic | Code-Compliant Ceiling Insulation | Commercial | New | Institutional | FL Zone 2 | Space Heating |  |  | 0 | Square feet | [7 empty] | 8.8017 | 8.6982 | 0.10346 | 0.011754 |  | 20 |  |  |  | 0.10346 | [8 empty] | 0 | 0 | 0 | 0 | 0 | 0 | 0 | [5 empty] | 0
FL Zone 2Lodging/HospitalityNew |  | XXXXXXXX | Yes | Nonequipment | Ceiling Insulation(R2 to R38) | Blown-in insulation in ceiling cavity/attic | Code-Compliant Ceiling Insulation | Commercial | New | Lodging/Hospitality | FL Zone 2 | Space Heating |  |  | 0 | Square feet | [7 empty] | 5.4316 | 5.3281 | 0.10346 | 0.019047 |  | 20 |  |  |  | 0.10346 | [8 empty] | 0 | 0 | 0 | 0 | 0 | 0 | 0 | [5 empty] | 0
FL Zone 2MiscellaneousNew |  | XXXXXXXX | Yes | Nonequipment | Ceiling Insulation(R2 to R38) | Blown-in insulation in ceiling cavity/attic | Code-Compliant Ceiling Insulation | Commercial | New | Miscellaneous | FL Zone 2 | Space Heating |  |  | 0 | Square feet | [7 empty] | 16.7729 | 16.6694 | 0.10346 | 0.006168 |  | 20 |  |  |  | 0.10346 | [8 empty] | 0 | 0 | 0 | 0 | 0 | 0 | 0 | [5 empty] | 0
FL Zone 2OfficesNew |  | XXXXXXXX | Yes | Nonequipment | Ceiling Insulation(R2 to R38) | Blown-in insulation in ceiling cavity/attic | Code-Compliant Ceiling Insulation | Commercial | New | Offices | FL Zone 2 | Space Heating |  |  | 0 | Square feet | [7 empty] | 9.1029 | 8.9995 | 0.10346 | 0.011365 |  | 20 |  |  |  | 0.10346 | [8 empty] | 0 | 0 | 0 | 0 | 0 | 0 | 0 | [5 empty] | 0
FL Zone 2RestaurantsNew |  | XXXXXXXX | Yes | Nonequipment | Ceiling Insulation(R2 to R38) | Blown-in insulation in ceiling cavity/attic | Code-Compliant Ceiling Insulation | Commercial | New | Restaurants | FL Zone 2 | Space Heating |  |  | 0 | Square feet | [7 empty] | 4.9042 | 4.8007 | 0.10346 | 0.021095 |  | 20 |  |  |  | 0.10346 | [8 empty] | 0 | 0 | 0 | 0 | 0 | 0 | 0 | [5 empty] | 0
FL Zone 2RetailNew |  | XXXXXXXX | Yes | Nonequipment | Ceiling Insulation(R2 to R38) | Blown-in insulation in ceiling cavity/attic | Code-Compliant Ceiling Insulation | Commercial | New | Retail | FL Zone 2 | Space Heating |  |  | 0 | Square feet | [7 empty] | 0.93572 | 0.83227 | 0.10346 | 0.11056 |  | 20 |  |  |  | 0.10346 | [8 empty] | 0 | 0 | 0 | 0 | 0 | 0 | 0 | [5 empty] | 0
FL Zone 2Schools K-12New |  | XXXXXXXX | Yes | Nonequipment | Ceiling Insulation(R2 to R38) | Blown-in insulation in ceiling cavity/attic | Code-Compliant Ceiling Insulation | Commercial | New | Schools K-12 | FL Zone 2 | Space Heating |  |  | 0 | Square feet | [7 empty] | 0.79861 | 0.69515 | 0.10346 | 0.12954 |  | 20 |  |  |  | 0.10346 | [8 empty] | 0 | 0 | 0 | 0 | 0 | 0 | 0 | [5 empty] | 0
FL Zone 2WarehouseNew |  | XXXXXXXX | Yes | Nonequipment | Ceiling Insulation(R2 to R38) | Blown-in insulation in ceiling cavity/attic | Code-Compliant Ceiling Insulation | Commercial | New | Warehouse | FL Zone 2 | Space Heating |  |  | 0 | Square feet | [7 empty] | 0.21938 | 0.11592 | 0.10346 | 0.47158 |  | 20 |  |  |  | 0.10346 | [8 empty] | 0 | 0 | 0 | 0 | 0 | 0 | 0 | [5 empty] | 0
FL Zone 2AssemblyExisting |  | XXXXXXXX | Yes | Nonequipment | Ceiling Insulation(R2 to R38) | Blown-in insulation in ceiling cavity/attic | Market Average Existing Ceiling Insulation in older steep slope, residential style commercial building | Commercial | Existing | Assembly | FL Zone 2 | Space Cooling |  |  | 0 | Square feet | [7 empty] | 3.1952 | 1.6027 | 1.5926 | 0.49842 |  | 20 |  |  |  | 1.5926 | [8 empty] | 0 | 0 | 0 | 0 | 0 | 0 | 0 | [5 empty] | 0
FL Zone 2College and UniversityExisting |  | XXXXXXXX | Yes | Nonequipment | Ceiling Insulation(R2 to R38) | Blown-in insulation in ceiling cavity/attic | Market Average Existing Ceiling Insulation in older steep slope, residential style commercial building | Commercial | Existing | College and University | FL Zone 2 | Space Cooling |  |  | 0 | Square feet | [7 empty] | 9.3222 | 7.7296 | 1.5926 | 0.17084 |  | 20 |  |  |  | 1.5926 | [8 empty] | 0 | 0 | 0 | 0 | 0 | 0 | 0 | [5 empty] | 0
FL Zone 2GroceryExisting |  | XXXXXXXX | Yes | Nonequipment | Ceiling Insulation(R2 to R38) | Blown-in insulation in ceiling cavity/attic | Market Average Existing Ceiling Insulation in older steep slope, residential style commercial building | Commercial | Existing | Grocery | FL Zone 2 | Space Cooling |  |  | 0 | Square feet | [7 empty] | 26.16 | 24.5675 | 1.5926 | 0.060878 |  | 20 |  |  |  | 1.5926 | [8 empty] | 0 | 0 | 0 | 0 | 0 | 0 | 0 | [5 empty] | 0
FL Zone 2HealthcareExisting |  | XXXXXXXX | Yes | Nonequipment | Ceiling Insulation(R2 to R38) | Blown-in insulation in ceiling cavity/attic | Market Average Existing Ceiling Insulation in older steep slope, residential style commercial building | Commercial | Existing | Healthcare | FL Zone 2 | Space Cooling |  |  | 0 | Square feet | [7 empty] | 12.7238 | 11.1312 | 1.5926 | 0.12516 |  | 20 |  |  |  | 1.5926 | [8 empty] | 0 | 0 | 0 | 0 | 0 | 0 | 0 | [5 empty] | 0
FL Zone 2HospitalsExisting |  | XXXXXXXX | Yes | Nonequipment | Ceiling Insulation(R2 to R38) | Blown-in insulation in ceiling cavity/attic | Market Average Existing Ceiling Insulation in older steep slope, residential style commercial building | Commercial | Existing | Hospitals | FL Zone 2 | Space Cooling |  |  | 0 | Square feet | [7 empty] | 68.5815 | 66.9889 | 1.5926 | 0.023221 |  | 20 |  |  |  | 1.5926 | [8 empty] | 0 | 0 | 0 | 0 | 0 | 0 | 0 | [5 empty] | 0
FL Zone 2InstitutionalExisting |  | XXXXXXXX | Yes | Nonequipment | Ceiling Insulation(R2 to R38) | Blown-in insulation in ceiling cavity/attic | Market Average Existing Ceiling Insulation in older steep slope, residential style commercial building | Commercial | Existing | Institutional | FL Zone 2 | Space Cooling |  |  | 0 | Square feet | [7 empty] | 47.4704 | 45.8779 | 1.5926 | 0.033548 |  | 20 |  |  |  | 1.5926 | [8 empty] | 0 | 0 | 0 | 0 | 0 | 0 | 0 | [5 empty] | 0
FL Zone 2Lodging/HospitalityExisting |  | XXXXXXXX | Yes | Nonequipment | Ceiling Insulation(R2 to R38) | Blown-in insulation in ceiling cavity/attic | Market Average Existing Ceiling Insulation in older steep slope, residential style commercial building | Commercial | Existing | Lodging/Hospitality | FL Zone 2 | Space Cooling |  |  | 0 | Square feet | [7 empty] | 29.2942 | 27.7016 | 1.5926 | 0.054364 |  | 20 |  |  |  | 1.5926 | [8 empty] | 0 | 0 | 0 | 0 | 0 | 0 | 0 | [5 empty] | 0
FL Zone 2MiscellaneousExisting |  | XXXXXXXX | Yes | Nonequipment | Ceiling Insulation(R2 to R38) | Blown-in insulation in ceiling cavity/attic | Market Average Existing Ceiling Insulation in older steep slope, residential style commercial building | Commercial | Existing | Miscellaneous | FL Zone 2 | Space Cooling |  |  | 0 | Square feet | [7 empty] | 90.4615 | 88.869 | 1.5926 | 0.017605 |  | 20 |  |  |  | 1.5926 | [8 empty] | 0 | 0 | 0 | 0 | 0 | 0 | 0 | [5 empty] | 0
FL Zone 2OfficesExisting |  | XXXXXXXX | Yes | Nonequipment | Ceiling Insulation(R2 to R38) | Blown-in insulation in ceiling cavity/attic | Market Average Existing Ceiling Insulation in older steep slope, residential style commercial building | Commercial | Existing | Offices | FL Zone 2 | Space Cooling |  |  | 0 | Square feet | [7 empty] | 49.095 | 47.5024 | 1.5926 | 0.032438 |  | 20 |  |  |  | 1.5926 | [8 empty] | 0 | 0 | 0 | 0 | 0 | 0 | 0 | [5 empty] | 0
FL Zone 2RestaurantsExisting |  | XXXXXXXX | Yes | Nonequipment | Ceiling Insulation(R2 to R38) | Blown-in insulation in ceiling cavity/attic | Market Average Existing Ceiling Insulation in older steep slope, residential style commercial building | Commercial | Existing | Restaurants | FL Zone 2 | Space Cooling |  |  | 0 | Square feet | [7 empty] | 26.4498 | 24.8572 | 1.5926 | 0.060211 |  | 20 |  |  |  | 1.5926 | [8 empty] | 0 | 0 | 0 | 0 | 0 | 0 | 0 | [5 empty] | 0
FL Zone 2RetailExisting |  | XXXXXXXX | Yes | Nonequipment | Ceiling Insulation(R2 to R38) | Blown-in insulation in ceiling cavity/attic | Market Average Existing Ceiling Insulation in older steep slope, residential style commercial building | Commercial | Existing | Retail | FL Zone 2 | Space Cooling |  |  | 0 | Square feet | [7 empty] | 5.0466 | 3.4541 | 1.5926 | 0.31557 |  | 20 |  |  |  | 1.5926 | [8 empty] | 0 | 0 | 0 | 0 | 0 | 0 | 0 | [5 empty] | 0
FL Zone 2Schools K-12Existing |  | XXXXXXXX | Yes | Nonequipment | Ceiling Insulation(R2 to R38) | Blown-in insulation in ceiling cavity/attic | Market Average Existing Ceiling Insulation in older steep slope, residential style commercial building | Commercial | Existing | Schools K-12 | FL Zone 2 | Space Cooling |  |  | 0 | Square feet | [7 empty] | 4.3072 | 2.7146 | 1.5926 | 0.36975 |  | 20 |  |  |  | 1.5926 | [8 empty] | 0 | 0 | 0 | 0 | 0 | 0 | 0 | [5 empty] | 0
FL Zone 2WarehouseExisting |  | XXXXXXXX | Yes | Nonequipment | Ceiling Insulation(R2 to R38) | Blown-in insulation in ceiling cavity/attic | Market Average Existing Ceiling Insulation in older steep slope, residential style commercial building | Commercial | Existing | Warehouse | FL Zone 2 | Space Cooling |  |  | 0 | Square feet | [7 empty] | 1.1832 | 0.062273 | 1.1209 | 0.94737 |  | 20 |  |  |  | 1.1209 | [8 empty] | 0 | 0 | 0 | 0 | 0 | 0 | 0 | [5 empty] | 0
FL Zone 2AssemblyNew |  | XXXXXXXX | Yes | Nonequipment | Ceiling Insulation(R2 to R38) | Blown-in insulation in ceiling cavity/attic | Code-Compliant Ceiling Insulation | Commercial | New | Assembly | FL Zone 2 | Space Cooling |  |  | 0 | Square feet | [7 empty] | 3.1952 | 1.6027 | 1.5926 | 0.49842 |  | 20 |  |  |  | 1.5926 | [8 empty] | 0 | 0 | 0 | 0 | 0 | 0 | 0 | [5 empty] | 0
FL Zone 2College and UniversityNew |  | XXXXXXXX | Yes | Nonequipment | Ceiling Insulation(R2 to R38) | Blown-in insulation in ceiling cavity/attic | Code-Compliant Ceiling Insulation | Commercial | New | College and University | FL Zone 2 | Space Cooling |  |  | 0 | Square feet | [7 empty] | 9.3222 | 7.7296 | 1.5926 | 0.17084 |  | 20 |  |  |  | 1.5926 | [8 empty] | 0 | 0 | 0 | 0 | 0 | 0 | 0 | [5 empty] | 0
FL Zone 2GroceryNew |  | XXXXXXXX | Yes | Nonequipment | Ceiling Insulation(R2 to R38) | Blown-in insulation in ceiling cavity/attic | Code-Compliant Ceiling Insulation | Commercial | New | Grocery | FL Zone 2 | Space Cooling |  |  | 0 | Square feet | [7 empty] | 26.16 | 24.5675 | 1.5926 | 0.060878 |  | 20 |  |  |  | 1.5926 | [8 empty] | 0 | 0 | 0 | 0 | 0 | 0 | 0 | [5 empty] | 0
FL Zone 2HealthcareNew |  | XXXXXXXX | Yes | Nonequipment | Ceiling Insulation(R2 to R38) | Blown-in insulation in ceiling cavity/attic | Code-Compliant Ceiling Insulation | Commercial | New | Healthcare | FL Zone 2 | Space Cooling |  |  | 0 | Square feet | [7 empty] | 12.7238 | 11.1312 | 1.5926 | 0.12516 |  | 20 |  |  |  | 1.5926 | [8 empty] | 0 | 0 | 0 | 0 | 0 | 0 | 0 | [5 empty] | 0
FL Zone 2HospitalsNew |  | XXXXXXXX | Yes | Nonequipment | Ceiling Insulation(R2 to R38) | Blown-in insulation in ceiling cavity/attic | Code-Compliant Ceiling Insulation | Commercial | New | Hospitals | FL Zone 2 | Space Cooling |  |  | 0 | Square feet | [7 empty] | 68.5815 | 66.9889 | 1.5926 | 0.023221 |  | 20 |  |  |  | 1.5926 | [8 empty] | 0 | 0 | 0 | 0 | 0 | 0 | 0 | [5 empty] | 0
FL Zone 2InstitutionalNew |  | XXXXXXXX | Yes | Nonequipment | Ceiling Insulation(R2 to R38) | Blown-in insulation in ceiling cavity/attic | Code-Compliant Ceiling Insulation | Commercial | New | Institutional | FL Zone 2 | Space Cooling |  |  | 0 | Square feet | [7 empty] | 47.4704 | 45.8779 | 1.5926 | 0.033548 |  | 20 |  |  |  | 1.5926 | [8 empty] | 0 | 0 | 0 | 0 | 0 | 0 | 0 | [5 empty] | 0
FL Zone 2Lodging/HospitalityNew |  | XXXXXXXX | Yes | Nonequipment | Ceiling Insulation(R2 to R38) | Blown-in insulation in ceiling cavity/attic | Code-Compliant Ceiling Insulation | Commercial | New | Lodging/Hospitality | FL Zone 2 | Space Cooling |  |  | 0 | Square feet | [7 empty] | 29.2942 | 27.7016 | 1.5926 | 0.054364 |  | 20 |  |  |  | 1.5926 | [8 empty] | 0 | 0 | 0 | 0 | 0 | 0 | 0 | [5 empty] | 0
FL Zone 2MiscellaneousNew |  | XXXXXXXX | Yes | Nonequipment | Ceiling Insulation(R2 to R38) | Blown-in insulation in ceiling cavity/attic | Code-Compliant Ceiling Insulation | Commercial | New | Miscellaneous | FL Zone 2 | Space Cooling |  |  | 0 | Square feet | [7 empty] | 90.4615 | 88.869 | 1.5926 | 0.017605 |  | 20 |  |  |  | 1.5926 | [8 empty] | 0 | 0 | 0 | 0 | 0 | 0 | 0 | [5 empty] | 0
FL Zone 2OfficesNew |  | XXXXXXXX | Yes | Nonequipment | Ceiling Insulation(R2 to R38) | Blown-in insulation in ceiling cavity/attic | Code-Compliant Ceiling Insulation | Commercial | New | Offices | FL Zone 2 | Space Cooling |  |  | 0 | Square feet | [7 empty] | 49.095 | 47.5024 | 1.5926 | 0.032438 |  | 20 |  |  |  | 1.5926 | [8 empty] | 0 | 0 | 0 | 0 | 0 | 0 | 0 | [5 empty] | 0
FL Zone 2RestaurantsNew |  | XXXXXXXX | Yes | Nonequipment | Ceiling Insulation(R2 to R38) | Blown-in insulation in ceiling cavity/attic | Code-Compliant Ceiling Insulation | Commercial | New | Restaurants | FL Zone 2 | Space Cooling |  |  | 0 | Square feet | [7 empty] | 26.4498 | 24.8572 | 1.5926 | 0.060211 |  | 20 |  |  |  | 1.5926 | [8 empty] | 0 | 0 | 0 | 0 | 0 | 0 | 0 | [5 empty] | 0
FL Zone 2RetailNew |  | XXXXXXXX | Yes | Nonequipment | Ceiling Insulation(R2 to R38) | Blown-in insulation in ceiling cavity/attic | Code-Compliant Ceiling Insulation | Commercial | New | Retail | FL Zone 2 | Space Cooling |  |  | 0 | Square feet | [7 empty] | 5.0466 | 3.4541 | 1.5926 | 0.31557 |  | 20 |  |  |  | 1.5926 | [8 empty] | 0 | 0 | 0 | 0 | 0 | 0 | 0 | [5 empty] | 0
FL Zone 2Schools K-12New |  | XXXXXXXX | Yes | Nonequipment | Ceiling Insulation(R2 to R38) | Blown-in insulation in ceiling cavity/attic | Code-Compliant Ceiling Insulation | Commercial | New | Schools K-12 | FL Zone 2 | Space Cooling |  |  | 0 | Square feet | [7 empty] | 4.3072 | 2.7146 | 1.5926 | 0.36975 |  | 20 |  |  |  | 1.5926 | [8 empty] | 0 | 0 | 0 | 0 | 0 | 0 | 0 | [5 empty] | 0
FL Zone 2WarehouseNew |  | XXXXXXXX | Yes | Nonequipment | Ceiling Insulation(R2 to R38) | Blown-in insulation in ceiling cavity/attic | Code-Compliant Ceiling Insulation | Commercial | New | Warehouse | FL Zone 2 | Space Cooling |  |  | 0 | Square feet | [7 empty] | 1.1832 | 0.062273 | 1.1209 | 0.94737 |  | 20 |  |  |  | 1.1209 | [8 empty] | 0 | 0 | 0 | 0 | 0 | 0 | 0 | [5 empty] | 0
FL Zone 2AssemblyExisting |  | XXXXXXXX | Yes | Nonequipment | Ceiling Insulation(R30 to R38) | Blown-in insulation in ceiling cavity/attic | Market Average Existing Ceiling Insulation in older steep slope, residential style commercial building | Commercial | Existing | Assembly | FL Zone 2 | Space Heating |  |  | 0 | Square feet | [7 empty] | 0.59244 | 0.59075 | 0.0016912 | 0.0028547 |  | 20 |  |  |  | 0.0016912 | [8 empty] | 0 | 0 | 0 | 0 | 0 | 0 | 0 | [5 empty] | 0
FL Zone 2College and UniversityExisting |  | XXXXXXXX | Yes | Nonequipment | Ceiling Insulation(R30 to R38) | Blown-in insulation in ceiling cavity/attic | Market Average Existing Ceiling Insulation in older steep slope, residential style commercial building | Commercial | Existing | College and University | FL Zone 2 | Space Heating |  |  | 0 | Square feet | [7 empty] | 1.7285 | 1.7268 | 0.0016912 | 0.00097845 |  | 20 |  |  |  | 0.0016912 | [8 empty] | 0 | 0 | 0 | 0 | 0 | 0 | 0 | [5 empty] | 0
FL Zone 2GroceryExisting |  | XXXXXXXX | Yes | Nonequipment | Ceiling Insulation(R30 to R38) | Blown-in insulation in ceiling cavity/attic | Market Average Existing Ceiling Insulation in older steep slope, residential style commercial building | Commercial | Existing | Grocery | FL Zone 2 | Space Heating |  |  | 0 | Square feet | [7 empty] | 4.8505 | 4.8488 | 0.0016912 | 0.00034867 |  | 20 |  |  |  | 0.0016912 | [8 empty] | 0 | 0 | 0 | 0 | 0 | 0 | 0 | [5 empty] | 0
FL Zone 2HealthcareExisting |  | XXXXXXXX | Yes | Nonequipment | Ceiling Insulation(R30 to R38) | Blown-in insulation in ceiling cavity/attic | Market Average Existing Ceiling Insulation in older steep slope, residential style commercial building | Commercial | Existing | Healthcare | FL Zone 2 | Space Heating |  |  | 0 | Square feet | [7 empty] | 2.3592 | 2.3575 | 0.0016912 | 0.00071687 |  | 20 |  |  |  | 0.0016912 | [8 empty] | 0 | 0 | 0 | 0 | 0 | 0 | 0 | [5 empty] | 0
FL Zone 2HospitalsExisting |  | XXXXXXXX | Yes | Nonequipment | Ceiling Insulation(R30 to R38) | Blown-in insulation in ceiling cavity/attic | Market Average Existing Ceiling Insulation in older steep slope, residential style commercial building | Commercial | Existing | Hospitals | FL Zone 2 | Space Heating |  |  | 0 | Square feet | [7 empty] | 12.716 | 12.7143 | 0.0016912 | 0.000133 |  | 20 |  |  |  | 0.0016912 | [8 empty] | 0 | 0 | 0 | 0 | 0 | 0 | 0 | [5 empty] | 0
FL Zone 2InstitutionalExisting |  | XXXXXXXX | Yes | Nonequipment | Ceiling Insulation(R30 to R38) | Blown-in insulation in ceiling cavity/attic | Market Average Existing Ceiling Insulation in older steep slope, residential style commercial building | Commercial | Existing | Institutional | FL Zone 2 | Space Heating |  |  | 0 | Square feet | [7 empty] | 8.8017 | 8.8 | 0.0016912 | 0.00019215 |  | 20 |  |  |  | 0.0016912 | [8 empty] | 0 | 0 | 0 | 0 | 0 | 0 | 0 | [5 empty] | 0
FL Zone 2Lodging/HospitalityExisting |  | XXXXXXXX | Yes | Nonequipment | Ceiling Insulation(R30 to R38) | Blown-in insulation in ceiling cavity/attic | Market Average Existing Ceiling Insulation in older steep slope, residential style commercial building | Commercial | Existing | Lodging/Hospitality | FL Zone 2 | Space Heating |  |  | 0 | Square feet | [7 empty] | 5.4316 | 5.4299 | 0.0016912 | 0.00031137 |  | 20 |  |  |  | 0.0016912 | [8 empty] | 0 | 0 | 0 | 0 | 0 | 0 | 0 | [5 empty] | 0
FL Zone 2MiscellaneousExisting |  | XXXXXXXX | Yes | Nonequipment | Ceiling Insulation(R30 to R38) | Blown-in insulation in ceiling cavity/attic | Market Average Existing Ceiling Insulation in older steep slope, residential style commercial building | Commercial | Existing | Miscellaneous | FL Zone 2 | Space Heating |  |  | 0 | Square feet | [7 empty] | 16.7729 | 16.7712 | 0.0016912 | 0.00010083 |  | 20 |  |  |  | 0.0016912 | [8 empty] | 0 | 0 | 0 | 0 | 0 | 0 | 0 | [5 empty] | 0
FL Zone 2OfficesExisting |  | XXXXXXXX | Yes | Nonequipment | Ceiling Insulation(R30 to R38) | Blown-in insulation in ceiling cavity/attic | Market Average Existing Ceiling Insulation in older steep slope, residential style commercial building | Commercial | Existing | Offices | FL Zone 2 | Space Heating |  |  | 0 | Square feet | [7 empty] | 9.1029 | 9.1012 | 0.0016912 | 0.00018579 |  | 20 |  |  |  | 0.0016912 | [8 empty] | 0 | 0 | 0 | 0 | 0 | 0 | 0 | [5 empty] | 0
FL Zone 2RestaurantsExisting |  | XXXXXXXX | Yes | Nonequipment | Ceiling Insulation(R30 to R38) | Blown-in insulation in ceiling cavity/attic | Market Average Existing Ceiling Insulation in older steep slope, residential style commercial building | Commercial | Existing | Restaurants | FL Zone 2 | Space Heating |  |  | 0 | Square feet | [7 empty] | 4.9042 | 4.9025 | 0.0016912 | 0.00034485 |  | 20 |  |  |  | 0.0016912 | [8 empty] | 0 | 0 | 0 | 0 | 0 | 0 | 0 | [5 empty] | 0
FL Zone 2RetailExisting |  | XXXXXXXX | Yes | Nonequipment | Ceiling Insulation(R30 to R38) | Blown-in insulation in ceiling cavity/attic | Market Average Existing Ceiling Insulation in older steep slope, residential style commercial building | Commercial | Existing | Retail | FL Zone 2 | Space Heating |  |  | 0 | Square feet | [7 empty] | 0.93572 | 0.93403 | 0.0016912 | 0.0018074 |  | 20 |  |  |  | 0.0016912 | [8 empty] | 0 | 0 | 0 | 0 | 0 | 0 | 0 | [5 empty] | 0
FL Zone 2Schools K-12Existing |  | XXXXXXXX | Yes | Nonequipment | Ceiling Insulation(R30 to R38) | Blown-in insulation in ceiling cavity/attic | Market Average Existing Ceiling Insulation in older steep slope, residential style commercial building | Commercial | Existing | Schools K-12 | FL Zone 2 | Space Heating |  |  | 0 | Square feet | [7 empty] | 0.79861 | 0.79692 | 0.0016912 | 0.0021177 |  | 20 |  |  |  | 0.0016912 | [8 empty] | 0 | 0 | 0 | 0 | 0 | 0 | 0 | [5 empty] | 0
FL Zone 2WarehouseExisting |  | XXXXXXXX | Yes | Nonequipment | Ceiling Insulation(R30 to R38) | Blown-in insulation in ceiling cavity/attic | Market Average Existing Ceiling Insulation in older steep slope, residential style commercial building | Commercial | Existing | Warehouse | FL Zone 2 | Space Heating |  |  | 0 | Square feet | [7 empty] | 0.21938 | 0.21769 | 0.0016912 | 0.0077091 |  | 20 |  |  |  | 0.0016912 | [8 empty] | 0 | 0 | 0 | 0 | 0 | 0 | 0 | [5 empty] | 0
FL Zone 2AssemblyNew |  | XXXXXXXX | Yes | Nonequipment | Ceiling Insulation(R30 to R38) | Blown-in insulation in ceiling cavity/attic | Code-Compliant Ceiling Insulation | Commercial | New | Assembly | FL Zone 2 | Space Heating |  |  | 0 | Square feet | [7 empty] | 0.59244 | 0.59091 | 0.0015327 | 0.002587 |  | 20 |  |  |  | 0.0015327 | [8 empty] | 0 | 0 | 0 | 0 | 0 | 0 | 0 | [5 empty] | 0
FL Zone 2College and UniversityNew |  | XXXXXXXX | Yes | Nonequipment | Ceiling Insulation(R30 to R38) | Blown-in insulation in ceiling cavity/attic | Code-Compliant Ceiling Insulation | Commercial | New | College and University | FL Zone 2 | Space Heating |  |  | 0 | Square feet | [7 empty] | 1.7285 | 1.7269 | 0.0015327 | 0.00088672 |  | 20 |  |  |  | 0.0015327 | [8 empty] | 0 | 0 | 0 | 0 | 0 | 0 | 0 | [5 empty] | 0
FL Zone 2GroceryNew |  | XXXXXXXX | Yes | Nonequipment | Ceiling Insulation(R30 to R38) | Blown-in insulation in ceiling cavity/attic | Code-Compliant Ceiling Insulation | Commercial | New | Grocery | FL Zone 2 | Space Heating |  |  | 0 | Square feet | [7 empty] | 4.8505 | 4.8489 | 0.0015327 | 0.00031599 |  | 20 |  |  |  | 0.0015327 | [8 empty] | 0 | 0 | 0 | 0 | 0 | 0 | 0 | [5 empty] | 0
FL Zone 2HealthcareNew |  | XXXXXXXX | Yes | Nonequipment | Ceiling Insulation(R30 to R38) | Blown-in insulation in ceiling cavity/attic | Code-Compliant Ceiling Insulation | Commercial | New | Healthcare | FL Zone 2 | Space Heating |  |  | 0 | Square feet | [7 empty] | 2.3592 | 2.3576 | 0.0015327 | 0.00064966 |  | 20 |  |  |  | 0.0015327 | [8 empty] | 0 | 0 | 0 | 0 | 0 | 0 | 0 | [5 empty] | 0
FL Zone 2HospitalsNew |  | XXXXXXXX | Yes | Nonequipment | Ceiling Insulation(R30 to R38) | Blown-in insulation in ceiling cavity/attic | Code-Compliant Ceiling Insulation | Commercial | New | Hospitals | FL Zone 2 | Space Heating |  |  | 0 | Square feet | [7 empty] | 12.716 | 12.7145 | 0.0015327 | 0.00012053 |  | 20 |  |  |  | 0.0015327 | [8 empty] | 0 | 0 | 0 | 0 | 0 | 0 | 0 | [5 empty] | 0
FL Zone 2InstitutionalNew |  | XXXXXXXX | Yes | Nonequipment | Ceiling Insulation(R30 to R38) | Blown-in insulation in ceiling cavity/attic | Code-Compliant Ceiling Insulation | Commercial | New | Institutional | FL Zone 2 | Space Heating |  |  | 0 | Square feet | [7 empty] | 8.8017 | 8.8002 | 0.0015327 | 0.00017413 |  | 20 |  |  |  | 0.0015327 | [8 empty] | 0 | 0 | 0 | 0 | 0 | 0 | 0 | [5 empty] | 0
FL Zone 2Lodging/HospitalityNew |  | XXXXXXXX | Yes | Nonequipment | Ceiling Insulation(R30 to R38) | Blown-in insulation in ceiling cavity/attic | Code-Compliant Ceiling Insulation | Commercial | New | Lodging/Hospitality | FL Zone 2 | Space Heating |  |  | 0 | Square feet | [7 empty] | 5.4316 | 5.43 | 0.0015327 | 0.00028218 |  | 20 |  |  |  | 0.0015327 | [8 empty] | 0 | 0 | 0 | 0 | 0 | 0 | 0 | [5 empty] | 0
FL Zone 2MiscellaneousNew |  | XXXXXXXX | Yes | Nonequipment | Ceiling Insulation(R30 to R38) | Blown-in insulation in ceiling cavity/attic | Code-Compliant Ceiling Insulation | Commercial | New | Miscellaneous | FL Zone 2 | Space Heating |  |  | 0 | Square feet | [7 empty] | 16.7729 | 16.7713 | 0.0015327 | 9.1378e-05 |  | 20 |  |  |  | 0.0015327 | [8 empty] | 0 | 0 | 0 | 0 | 0 | 0 | 0 | [5 empty] | 0
FL Zone 2OfficesNew |  | XXXXXXXX | Yes | Nonequipment | Ceiling Insulation(R30 to R38) | Blown-in insulation in ceiling cavity/attic | Code-Compliant Ceiling Insulation | Commercial | New | Offices | FL Zone 2 | Space Heating |  |  | 0 | Square feet | [7 empty] | 9.1029 | 9.1014 | 0.0015327 | 0.00016837 |  | 20 |  |  |  | 0.0015327 | [8 empty] | 0 | 0 | 0 | 0 | 0 | 0 | 0 | [5 empty] | 0
FL Zone 2RestaurantsNew |  | XXXXXXXX | Yes | Nonequipment | Ceiling Insulation(R30 to R38) | Blown-in insulation in ceiling cavity/attic | Code-Compliant Ceiling Insulation | Commercial | New | Restaurants | FL Zone 2 | Space Heating |  |  | 0 | Square feet | [7 empty] | 4.9042 | 4.9026 | 0.0015327 | 0.00031252 |  | 20 |  |  |  | 0.0015327 | [8 empty] | 0 | 0 | 0 | 0 | 0 | 0 | 0 | [5 empty] | 0
FL Zone 2RetailNew |  | XXXXXXXX | Yes | Nonequipment | Ceiling Insulation(R30 to R38) | Blown-in insulation in ceiling cavity/attic | Code-Compliant Ceiling Insulation | Commercial | New | Retail | FL Zone 2 | Space Heating |  |  | 0 | Square feet | [7 empty] | 0.93572 | 0.93419 | 0.0015327 | 0.001638 |  | 20 |  |  |  | 0.0015327 | [8 empty] | 0 | 0 | 0 | 0 | 0 | 0 | 0 | [5 empty] | 0
FL Zone 2Schools K-12New |  | XXXXXXXX | Yes | Nonequipment | Ceiling Insulation(R30 to R38) | Blown-in insulation in ceiling cavity/attic | Code-Compliant Ceiling Insulation | Commercial | New | Schools K-12 | FL Zone 2 | Space Heating |  |  | 0 | Square feet | [7 empty] | 0.79861 | 0.79708 | 0.0015327 | 0.0019192 |  | 20 |  |  |  | 0.0015327 | [8 empty] | 0 | 0 | 0 | 0 | 0 | 0 | 0 | [5 empty] | 0
FL Zone 2WarehouseNew |  | XXXXXXXX | Yes | Nonequipment | Ceiling Insulation(R30 to R38) | Blown-in insulation in ceiling cavity/attic | Code-Compliant Ceiling Insulation | Commercial | New | Warehouse | FL Zone 2 | Space Heating |  |  | 0 | Square feet | [7 empty] | 0.21938 | 0.21785 | 0.0015327 | 0.0069864 |  | 20 |  |  |  | 0.0015327 | [8 empty] | 0 | 0 | 0 | 0 | 0 | 0 | 0 | [5 empty] | 0
FL Zone 2AssemblyExisting |  | XXXXXXXX | Yes | Nonequipment | Ceiling Insulation(R30 to R38) | Blown-in insulation in ceiling cavity/attic | Market Average Existing Ceiling Insulation in older steep slope, residential style commercial building | Commercial | Existing | Assembly | FL Zone 2 | Space Cooling |  |  | 0 | Square feet | [7 empty] | 3.1952 | 3.1716 | 0.023593 | 0.0073839 |  | 20 |  |  |  | 0.023593 | [8 empty] | 0 | 0 | 0 | 0 | 0 | 0 | 0 | [5 empty] | 0
FL Zone 2College and UniversityExisting |  | XXXXXXXX | Yes | Nonequipment | Ceiling Insulation(R30 to R38) | Blown-in insulation in ceiling cavity/attic | Market Average Existing Ceiling Insulation in older steep slope, residential style commercial building | Commercial | Existing | College and University | FL Zone 2 | Space Cooling |  |  | 0 | Square feet | [7 empty] | 9.3222 | 9.2986 | 0.023593 | 0.0025309 |  | 20 |  |  |  | 0.023593 | [8 empty] | 0 | 0 | 0 | 0 | 0 | 0 | 0 | [5 empty] | 0
FL Zone 2GroceryExisting |  | XXXXXXXX | Yes | Nonequipment | Ceiling Insulation(R30 to R38) | Blown-in insulation in ceiling cavity/attic | Market Average Existing Ceiling Insulation in older steep slope, residential style commercial building | Commercial | Existing | Grocery | FL Zone 2 | Space Cooling |  |  | 0 | Square feet | [7 empty] | 26.16 | 26.1364 | 0.023593 | 0.00090189 |  | 20 |  |  |  | 0.023593 | [8 empty] | 0 | 0 | 0 | 0 | 0 | 0 | 0 | [5 empty] | 0
FL Zone 2HealthcareExisting |  | XXXXXXXX | Yes | Nonequipment | Ceiling Insulation(R30 to R38) | Blown-in insulation in ceiling cavity/attic | Market Average Existing Ceiling Insulation in older steep slope, residential style commercial building | Commercial | Existing | Healthcare | FL Zone 2 | Space Cooling |  |  | 0 | Square feet | [7 empty] | 12.7238 | 12.7002 | 0.023593 | 0.0018543 |  | 20 |  |  |  | 0.023593 | [8 empty] | 0 | 0 | 0 | 0 | 0 | 0 | 0 | [5 empty] | 0
FL Zone 2HospitalsExisting |  | XXXXXXXX | Yes | Nonequipment | Ceiling Insulation(R30 to R38) | Blown-in insulation in ceiling cavity/attic | Market Average Existing Ceiling Insulation in older steep slope, residential style commercial building | Commercial | Existing | Hospitals | FL Zone 2 | Space Cooling |  |  | 0 | Square feet | [7 empty] | 68.5815 | 68.5579 | 0.023593 | 0.00034402 |  | 20 |  |  |  | 0.023593 | [8 empty] | 0 | 0 | 0 | 0 | 0 | 0 | 0 | [5 empty] | 0
FL Zone 2InstitutionalExisting |  | XXXXXXXX | Yes | Nonequipment | Ceiling Insulation(R30 to R38) | Blown-in insulation in ceiling cavity/attic | Market Average Existing Ceiling Insulation in older steep slope, residential style commercial building | Commercial | Existing | Institutional | FL Zone 2 | Space Cooling |  |  | 0 | Square feet | [7 empty] | 47.4704 | 47.4468 | 0.023593 | 0.00049701 |  | 20 |  |  |  | 0.023593 | [8 empty] | 0 | 0 | 0 | 0 | 0 | 0 | 0 | [5 empty] | 0
FL Zone 2Lodging/HospitalityExisting |  | XXXXXXXX | Yes | Nonequipment | Ceiling Insulation(R30 to R38) | Blown-in insulation in ceiling cavity/attic | Market Average Existing Ceiling Insulation in older steep slope, residential style commercial building | Commercial | Existing | Lodging/Hospitality | FL Zone 2 | Space Cooling |  |  | 0 | Square feet | [7 empty] | 29.2942 | 29.2706 | 0.023593 | 0.0008054 |  | 20 |  |  |  | 0.023593 | [8 empty] | 0 | 0 | 0 | 0 | 0 | 0 | 0 | [5 empty] | 0
FL Zone 2MiscellaneousExisting |  | XXXXXXXX | Yes | Nonequipment | Ceiling Insulation(R30 to R38) | Blown-in insulation in ceiling cavity/attic | Market Average Existing Ceiling Insulation in older steep slope, residential style commercial building | Commercial | Existing | Miscellaneous | FL Zone 2 | Space Cooling |  |  | 0 | Square feet | [7 empty] | 90.4615 | 90.4379 | 0.023593 | 0.00026081 |  | 20 |  |  |  | 0.023593 | [8 empty] | 0 | 0 | 0 | 0 | 0 | 0 | 0 | [5 empty] | 0
FL Zone 2OfficesExisting |  | XXXXXXXX | Yes | Nonequipment | Ceiling Insulation(R30 to R38) | Blown-in insulation in ceiling cavity/attic | Market Average Existing Ceiling Insulation in older steep slope, residential style commercial building | Commercial | Existing | Offices | FL Zone 2 | Space Cooling |  |  | 0 | Square feet | [7 empty] | 49.095 | 49.0714 | 0.023593 | 0.00048057 |  | 20 |  |  |  | 0.023593 | [8 empty] | 0 | 0 | 0 | 0 | 0 | 0 | 0 | [5 empty] | 0
FL Zone 2RestaurantsExisting |  | XXXXXXXX | Yes | Nonequipment | Ceiling Insulation(R30 to R38) | Blown-in insulation in ceiling cavity/attic | Market Average Existing Ceiling Insulation in older steep slope, residential style commercial building | Commercial | Existing | Restaurants | FL Zone 2 | Space Cooling |  |  | 0 | Square feet | [7 empty] | 26.4498 | 26.4262 | 0.023593 | 0.00089201 |  | 20 |  |  |  | 0.023593 | [8 empty] | 0 | 0 | 0 | 0 | 0 | 0 | 0 | [5 empty] | 0
FL Zone 2RetailExisting |  | XXXXXXXX | Yes | Nonequipment | Ceiling Insulation(R30 to R38) | Blown-in insulation in ceiling cavity/attic | Market Average Existing Ceiling Insulation in older steep slope, residential style commercial building | Commercial | Existing | Retail | FL Zone 2 | Space Cooling |  |  | 0 | Square feet | [7 empty] | 5.0466 | 5.023 | 0.023593 | 0.0046751 |  | 20 |  |  |  | 0.023593 | [8 empty] | 0 | 0 | 0 | 0 | 0 | 0 | 0 | [5 empty] | 0
FL Zone 2Schools K-12Existing |  | XXXXXXXX | Yes | Nonequipment | Ceiling Insulation(R30 to R38) | Blown-in insulation in ceiling cavity/attic | Market Average Existing Ceiling Insulation in older steep slope, residential style commercial building | Commercial | Existing | Schools K-12 | FL Zone 2 | Space Cooling |  |  | 0 | Square feet | [7 empty] | 4.3072 | 4.2836 | 0.023593 | 0.0054777 |  | 20 |  |  |  | 0.023593 | [8 empty] | 0 | 0 | 0 | 0 | 0 | 0 | 0 | [5 empty] | 0
FL Zone 2WarehouseExisting |  | XXXXXXXX | Yes | Nonequipment | Ceiling Insulation(R30 to R38) | Blown-in insulation in ceiling cavity/attic | Market Average Existing Ceiling Insulation in older steep slope, residential style commercial building | Commercial | Existing | Warehouse | FL Zone 2 | Space Cooling |  |  | 0 | Square feet | [7 empty] | 1.1832 | 1.1596 | 0.023593 | 0.019941 |  | 20 |  |  |  | 0.023593 | [8 empty] | 0 | 0 | 0 | 0 | 0 | 0 | 0 | [5 empty] | 0
FL Zone 2AssemblyNew |  | XXXXXXXX | Yes | Nonequipment | Ceiling Insulation(R30 to R38) | Blown-in insulation in ceiling cavity/attic | Code-Compliant Ceiling Insulation | Commercial | New | Assembly | FL Zone 2 | Space Cooling |  |  | 0 | Square feet | [7 empty] | 3.1952 | 3.1716 | 0.023593 | 0.0073839 |  | 20 |  |  |  | 0.023593 | [8 empty] | 0 | 0 | 0 | 0 | 0 | 0 | 0 | [5 empty] | 0
FL Zone 2College and UniversityNew |  | XXXXXXXX | Yes | Nonequipment | Ceiling Insulation(R30 to R38) | Blown-in insulation in ceiling cavity/attic | Code-Compliant Ceiling Insulation | Commercial | New | College and University | FL Zone 2 | Space Cooling |  |  | 0 | Square feet | [7 empty] | 9.3222 | 9.2986 | 0.023593 | 0.0025309 |  | 20 |  |  |  | 0.023593 | [8 empty] | 0 | 0 | 0 | 0 | 0 | 0 | 0 | [5 empty] | 0
FL Zone 2GroceryNew |  | XXXXXXXX | Yes | Nonequipment | Ceiling Insulation(R30 to R38) | Blown-in insulation in ceiling cavity/attic | Code-Compliant Ceiling Insulation | Commercial | New | Grocery | FL Zone 2 | Space Cooling |  |  | 0 | Square feet | [7 empty] | 26.16 | 26.1364 | 0.023593 | 0.00090189 |  | 20 |  |  |  | 0.023593 | [8 empty] | 0 | 0 | 0 | 0 | 0 | 0 | 0 | [5 empty] | 0
FL Zone 2HealthcareNew |  | XXXXXXXX | Yes | Nonequipment | Ceiling Insulation(R30 to R38) | Blown-in insulation in ceiling cavity/attic | Code-Compliant Ceiling Insulation | Commercial | New | Healthcare | FL Zone 2 | Space Cooling |  |  | 0 | Square feet | [7 empty] | 12.7238 | 12.7002 | 0.023593 | 0.0018543 |  | 20 |  |  |  | 0.023593 | [8 empty] | 0 | 0 | 0 | 0 | 0 | 0 | 0 | [5 empty] | 0
FL Zone 2HospitalsNew |  | XXXXXXXX | Yes | Nonequipment | Ceiling Insulation(R30 to R38) | Blown-in insulation in ceiling cavity/attic | Code-Compliant Ceiling Insulation | Commercial | New | Hospitals | FL Zone 2 | Space Cooling |  |  | 0 | Square feet | [7 empty] | 68.5815 | 68.5579 | 0.023593 | 0.00034402 |  | 20 |  |  |  | 0.023593 | [8 empty] | 0 | 0 | 0 | 0 | 0 | 0 | 0 | [5 empty] | 0
FL Zone 2InstitutionalNew |  | XXXXXXXX | Yes | Nonequipment | Ceiling Insulation(R30 to R38) | Blown-in insulation in ceiling cavity/attic | Code-Compliant Ceiling Insulation | Commercial | New | Institutional | FL Zone 2 | Space Cooling |  |  | 0 | Square feet | [7 empty] | 47.4704 | 47.4468 | 0.023593 | 0.00049701 |  | 20 |  |  |  | 0.023593 | [8 empty] | 0 | 0 | 0 | 0 | 0 | 0 | 0 | [5 empty] | 0
FL Zone 2Lodging/HospitalityNew |  | XXXXXXXX | Yes | Nonequipment | Ceiling Insulation(R30 to R38) | Blown-in insulation in ceiling cavity/attic | Code-Compliant Ceiling Insulation | Commercial | New | Lodging/Hospitality | FL Zone 2 | Space Cooling |  |  | 0 | Square feet | [7 empty] | 29.2942 | 29.2706 | 0.023593 | 0.0008054 |  | 20 |  |  |  | 0.023593 | [8 empty] | 0 | 0 | 0 | 0 | 0 | 0 | 0 | [5 empty] | 0
FL Zone 2MiscellaneousNew |  | XXXXXXXX | Yes | Nonequipment | Ceiling Insulation(R30 to R38) | Blown-in insulation in ceiling cavity/attic | Code-Compliant Ceiling Insulation | Commercial | New | Miscellaneous | FL Zone 2 | Space Cooling |  |  | 0 | Square feet | [7 empty] | 90.4615 | 90.4379 | 0.023593 | 0.00026081 |  | 20 |  |  |  | 0.023593 | [8 empty] | 0 | 0 | 0 | 0 | 0 | 0 | 0 | [5 empty] | 0
FL Zone 2OfficesNew |  | XXXXXXXX | Yes | Nonequipment | Ceiling Insulation(R30 to R38) | Blown-in insulation in ceiling cavity/attic | Code-Compliant Ceiling Insulation | Commercial | New | Offices | FL Zone 2 | Space Cooling |  |  | 0 | Square feet | [7 empty] | 49.095 | 49.0714 | 0.023593 | 0.00048057 |  | 20 |  |  |  | 0.023593 | [8 empty] | 0 | 0 | 0 | 0 | 0 | 0 | 0 | [5 empty] | 0
FL Zone 2RestaurantsNew |  | XXXXXXXX | Yes | Nonequipment | Ceiling Insulation(R30 to R38) | Blown-in insulation in ceiling cavity/attic | Code-Compliant Ceiling Insulation | Commercial | New | Restaurants | FL Zone 2 | Space Cooling |  |  | 0 | Square feet | [7 empty] | 26.4498 | 26.4262 | 0.023593 | 0.00089201 |  | 20 |  |  |  | 0.023593 | [8 empty] | 0 | 0 | 0 | 0 | 0 | 0 | 0 | [5 empty] | 0
FL Zone 2RetailNew |  | XXXXXXXX | Yes | Nonequipment | Ceiling Insulation(R30 to R38) | Blown-in insulation in ceiling cavity/attic | Code-Compliant Ceiling Insulation | Commercial | New | Retail | FL Zone 2 | Space Cooling |  |  | 0 | Square feet | [7 empty] | 5.0466 | 5.023 | 0.023593 | 0.0046751 |  | 20 |  |  |  | 0.023593 | [8 empty] | 0 | 0 | 0 | 0 | 0 | 0 | 0 | [5 empty] | 0
FL Zone 2Schools K-12New |  | XXXXXXXX | Yes | Nonequipment | Ceiling Insulation(R30 to R38) | Blown-in insulation in ceiling cavity/attic | Code-Compliant Ceiling Insulation | Commercial | New | Schools K-12 | FL Zone 2 | Space Cooling |  |  | 0 | Square feet | [7 empty] | 4.3072 | 4.2836 | 0.023593 | 0.0054777 |  | 20 |  |  |  | 0.023593 | [8 empty] | 0 | 0 | 0 | 0 | 0 | 0 | 0 | [5 empty] | 0
FL Zone 2WarehouseNew |  | XXXXXXXX | Yes | Nonequipment | Ceiling Insulation(R30 to R38) | Blown-in insulation in ceiling cavity/attic | Code-Compliant Ceiling Insulation | Commercial | New | Warehouse | FL Zone 2 | Space Cooling |  |  | 0 | Square feet | [7 empty] | 1.1832 | 1.1596 | 0.023593 | 0.019941 |  | 20 |  |  |  | 0.023593 | [8 empty] | 0 | 0 | 0 | 0 | 0 | 0 | 0 | [5 empty] | 0
FL Zone 2AssemblyTurnover |  | XXXXXXXX | Yes | Equipment | CFL - 15W Flood | CFL (assume 15W) replacing EISA-2020 compliant baseline lamp (65w flood) | EISA-2020 compliant baseline lamp (65W flood) | Commercial | Turnover | Assembly | FL Zone 2 | Exterior Lighting | Spot lighting/Security/Flood |  | 0 | Per Lamp | [7 empty] | 261.17 | 60.27 | 200.9 | 0.76923 |  | 7.8 |  |  |  | 200.9 | [8 empty] | 0 | 0 | 0 | 0 | 0 | 0 | 0 | [5 empty] | 0
FL Zone 2College and UniversityTurnover |  | XXXXXXXX | Yes | Equipment | CFL - 15W Flood | CFL (assume 15W) replacing EISA-2020 compliant baseline lamp (65w flood) | EISA-2020 compliant baseline lamp (65W flood) | Commercial | Turnover | College and University | FL Zone 2 | Exterior Lighting | Spot lighting/Security/Flood |  | 0 | Per Lamp | [7 empty] | 261.17 | 60.27 | 200.9 | 0.76923 |  | 7.8 |  |  |  | 200.9 | [8 empty] | 0 | 0 | 0 | 0 | 0 | 0 | 0 | [5 empty] | 0
FL Zone 2GroceryTurnover |  | XXXXXXXX | Yes | Equipment | CFL - 15W Flood | CFL (assume 15W) replacing EISA-2020 compliant baseline lamp (65w flood) | EISA-2020 compliant baseline lamp (65W flood) | Commercial | Turnover | Grocery | FL Zone 2 | Exterior Lighting | Spot lighting/Security/Flood |  | 0 | Per Lamp | [7 empty] | 261.17 | 60.27 | 200.9 | 0.76923 |  | 7.8 |  |  |  | 200.9 | [8 empty] | 0 | 0 | 0 | 0 | 0 | 0 | 0 | [5 empty] | 0
FL Zone 2HealthcareTurnover |  | XXXXXXXX | Yes | Equipment | CFL - 15W Flood | CFL (assume 15W) replacing EISA-2020 compliant baseline lamp (65w flood) | EISA-2020 compliant baseline lamp (65W flood) | Commercial | Turnover | Healthcare | FL Zone 2 | Exterior Lighting | Spot lighting/Security/Flood |  | 0 | Per Lamp | [7 empty] | 261.17 | 60.27 | 200.9 | 0.76923 |  | 7.8 |  |  |  | 200.9 | [8 empty] | 0 | 0 | 0 | 0 | 0 | 0 | 0 | [5 empty] | 0
FL Zone 2HospitalsTurnover |  | XXXXXXXX | Yes | Equipment | CFL - 15W Flood | CFL (assume 15W) replacing EISA-2020 compliant baseline lamp (65w flood) | EISA-2020 compliant baseline lamp (65W flood) | Commercial | Turnover | Hospitals | FL Zone 2 | Exterior Lighting | Spot lighting/Security/Flood |  | 0 | Per Lamp | [7 empty] | 261.17 | 60.27 | 200.9 | 0.76923 |  | 7.8 |  |  |  | 200.9 | [8 empty] | 0 | 0 | 0 | 0 | 0 | 0 | 0 | [5 empty] | 0
FL Zone 2InstitutionalTurnover |  | XXXXXXXX | Yes | Equipment | CFL - 15W Flood | CFL (assume 15W) replacing EISA-2020 compliant baseline lamp (65w flood) | EISA-2020 compliant baseline lamp (65W flood) | Commercial | Turnover | Institutional | FL Zone 2 | Exterior Lighting | Spot lighting/Security/Flood |  | 0 | Per Lamp | [7 empty] | 261.17 | 60.27 | 200.9 | 0.76923 |  | 7.8 |  |  |  | 200.9 | [8 empty] | 0 | 0 | 0 | 0 | 0 | 0 | 0 | [5 empty] | 0
FL Zone 2Lodging/HospitalityTurnover |  | XXXXXXXX | Yes | Equipment | CFL - 15W Flood | CFL (assume 15W) replacing EISA-2020 compliant baseline lamp (65w flood) | EISA-2020 compliant baseline lamp (65W flood) | Commercial | Turnover | Lodging/Hospitality | FL Zone 2 | Exterior Lighting | Spot lighting/Security/Flood |  | 0 | Per Lamp | [7 empty] | 261.17 | 60.27 | 200.9 | 0.76923 |  | 7.8 |  |  |  | 200.9 | [8 empty] | 0 | 0 | 0 | 0 | 0 | 0 | 0 | [5 empty] | 0
FL Zone 2MiscellaneousTurnover |  | XXXXXXXX | Yes | Equipment | CFL - 15W Flood | CFL (assume 15W) replacing EISA-2020 compliant baseline lamp (65w flood) | EISA-2020 compliant baseline lamp (65W flood) | Commercial | Turnover | Miscellaneous | FL Zone 2 | Exterior Lighting | Spot lighting/Security/Flood |  | 0 | Per Lamp | [7 empty] | 261.17 | 60.27 | 200.9 | 0.76923 |  | 7.8 |  |  |  | 200.9 | [8 empty] | 0 | 0 | 0 | 0 | 0 | 0 | 0 | [5 empty] | 0
FL Zone 2OfficesTurnover |  | XXXXXXXX | Yes | Equipment | CFL - 15W Flood | CFL (assume 15W) replacing EISA-2020 compliant baseline lamp (65w flood) | EISA-2020 compliant baseline lamp (65W flood) | Commercial | Turnover | Offices | FL Zone 2 | Exterior Lighting | Spot lighting/Security/Flood |  | 0 | Per Lamp | [7 empty] | 261.17 | 60.27 | 200.9 | 0.76923 |  | 7.8 |  |  |  | 200.9 | [8 empty] | 0 | 0 | 0 | 0 | 0 | 0 | 0 | [5 empty] | 0
FL Zone 2RestaurantsTurnover |  | XXXXXXXX | Yes | Equipment | CFL - 15W Flood | CFL (assume 15W) replacing EISA-2020 compliant baseline lamp (65w flood) | EISA-2020 compliant baseline lamp (65W flood) | Commercial | Turnover | Restaurants | FL Zone 2 | Exterior Lighting | Spot lighting/Security/Flood |  | 0 | Per Lamp | [7 empty] | 261.17 | 60.27 | 200.9 | 0.76923 |  | 7.8 |  |  |  | 200.9 | [8 empty] | 0 | 0 | 0 | 0 | 0 | 0 | 0 | [5 empty] | 0
FL Zone 2RetailTurnover |  | XXXXXXXX | Yes | Equipment | CFL - 15W Flood | CFL (assume 15W) replacing EISA-2020 compliant baseline lamp (65w flood) | EISA-2020 compliant baseline lamp (65W flood) | Commercial | Turnover | Retail | FL Zone 2 | Exterior Lighting | Spot lighting/Security/Flood |  | 0 | Per Lamp | [7 empty] | 261.17 | 60.27 | 200.9 | 0.76923 |  | 7.8 |  |  |  | 200.9 | [8 empty] | 0 | 0 | 0 | 0 | 0 | 0 | 0 | [5 empty] | 0
FL Zone 2Schools K-12Turnover |  | XXXXXXXX | Yes | Equipment | CFL - 15W Flood | CFL (assume 15W) replacing EISA-2020 compliant baseline lamp (65w flood) | EISA-2020 compliant baseline lamp (65W flood) | Commercial | Turnover | Schools K-12 | FL Zone 2 | Exterior Lighting | Spot lighting/Security/Flood |  | 0 | Per Lamp | [7 empty] | 261.17 | 60.27 | 200.9 | 0.76923 |  | 7.8 |  |  |  | 200.9 | [8 empty] | 0 | 0 | 0 | 0 | 0 | 0 | 0 | [5 empty] | 0
FL Zone 2WarehouseTurnover |  | XXXXXXXX | Yes | Equipment | CFL - 15W Flood | CFL (assume 15W) replacing EISA-2020 compliant baseline lamp (65w flood) | EISA-2020 compliant baseline lamp (65W flood) | Commercial | Turnover | Warehouse | FL Zone 2 | Exterior Lighting | Spot lighting/Security/Flood |  | 0 | Per Lamp | [7 empty] | 261.17 | 60.27 | 200.9 | 0.76923 |  | 7.8 |  |  |  | 200.9 | [8 empty] | 0 | 0 | 0 | 0 | 0 | 0 | 0 | [5 empty] | 0
FL Zone 2AssemblyNew |  | XXXXXXXX | Yes | Equipment | CFL - 15W Flood | CFL (assume 15W) replacing EISA-2020 compliant baseline lamp (65w flood) | EISA-2020 compliant baseline lamp (65W flood) | Commercial | New | Assembly | FL Zone 2 | Exterior Lighting | Spot lighting/Security/Flood |  | 0 | Per Lamp | [7 empty] | 261.17 | 60.27 | 200.9 | 0.76923 |  | 7.8 |  |  |  | 200.9 | [8 empty] | 0 | 0 | 0 | 0 | 0 | 0 | 0 | [5 empty] | 0
FL Zone 2College and UniversityNew |  | XXXXXXXX | Yes | Equipment | CFL - 15W Flood | CFL (assume 15W) replacing EISA-2020 compliant baseline lamp (65w flood) | EISA-2020 compliant baseline lamp (65W flood) | Commercial | New | College and University | FL Zone 2 | Exterior Lighting | Spot lighting/Security/Flood |  | 0 | Per Lamp | [7 empty] | 261.17 | 60.27 | 200.9 | 0.76923 |  | 7.8 |  |  |  | 200.9 | [8 empty] | 0 | 0 | 0 | 0 | 0 | 0 | 0 | [5 empty] | 0
FL Zone 2GroceryNew |  | XXXXXXXX | Yes | Equipment | CFL - 15W Flood | CFL (assume 15W) replacing EISA-2020 compliant baseline lamp (65w flood) | EISA-2020 compliant baseline lamp (65W flood) | Commercial | New | Grocery | FL Zone 2 | Exterior Lighting | Spot lighting/Security/Flood |  | 0 | Per Lamp | [7 empty] | 261.17 | 60.27 | 200.9 | 0.76923 |  | 7.8 |  |  |  | 200.9 | [8 empty] | 0 | 0 | 0 | 0 | 0 | 0 | 0 | [5 empty] | 0
FL Zone 2HealthcareNew |  | XXXXXXXX | Yes | Equipment | CFL - 15W Flood | CFL (assume 15W) replacing EISA-2020 compliant baseline lamp (65w flood) | EISA-2020 compliant baseline lamp (65W flood) | Commercial | New | Healthcare | FL Zone 2 | Exterior Lighting | Spot lighting/Security/Flood |  | 0 | Per Lamp | [7 empty] | 261.17 | 60.27 | 200.9 | 0.76923 |  | 7.8 |  |  |  | 200.9 | [8 empty] | 0 | 0 | 0 | 0 | 0 | 0 | 0 | [5 empty] | 0
FL Zone 2HospitalsNew |  | XXXXXXXX | Yes | Equipment | CFL - 15W Flood | CFL (assume 15W) replacing EISA-2020 compliant baseline lamp (65w flood) | EISA-2020 compliant baseline lamp (65W flood) | Commercial | New | Hospitals | FL Zone 2 | Exterior Lighting | Spot lighting/Security/Flood |  | 0 | Per Lamp | [7 empty] | 261.17 | 60.27 | 200.9 | 0.76923 |  | 7.8 |  |  |  | 200.9 | [8 empty] | 0 | 0 | 0 | 0 | 0 | 0 | 0 | [5 empty] | 0
FL Zone 2InstitutionalNew |  | XXXXXXXX | Yes | Equipment | CFL - 15W Flood | CFL (assume 15W) replacing EISA-2020 compliant baseline lamp (65w flood) | EISA-2020 compliant baseline lamp (65W flood) | Commercial | New | Institutional | FL Zone 2 | Exterior Lighting | Spot lighting/Security/Flood |  | 0 | Per Lamp | [7 empty] | 261.17 | 60.27 | 200.9 | 0.76923 |  | 7.8 |  |  |  | 200.9 | [8 empty] | 0 | 0 | 0 | 0 | 0 | 0 | 0 | [5 empty] | 0
FL Zone 2Lodging/HospitalityNew |  | XXXXXXXX | Yes | Equipment | CFL - 15W Flood | CFL (assume 15W) replacing EISA-2020 compliant baseline lamp (65w flood) | EISA-2020 compliant baseline lamp (65W flood) | Commercial | New | Lodging/Hospitality | FL Zone 2 | Exterior Lighting | Spot lighting/Security/Flood |  | 0 | Per Lamp | [7 empty] | 261.17 | 60.27 | 200.9 | 0.76923 |  | 7.8 |  |  |  | 200.9 | [8 empty] | 0 | 0 | 0 | 0 | 0 | 0 | 0 | [5 empty] | 0
FL Zone 2MiscellaneousNew |  | XXXXXXXX | Yes | Equipment | CFL - 15W Flood | CFL (assume 15W) replacing EISA-2020 compliant baseline lamp (65w flood) | EISA-2020 compliant baseline lamp (65W flood) | Commercial | New | Miscellaneous | FL Zone 2 | Exterior Lighting | Spot lighting/Security/Flood |  | 0 | Per Lamp | [7 empty] | 261.17 | 60.27 | 200.9 | 0.76923 |  | 7.8 |  |  |  | 200.9 | [8 empty] | 0 | 0 | 0 | 0 | 0 | 0 | 0 | [5 empty] | 0
FL Zone 2OfficesNew |  | XXXXXXXX | Yes | Equipment | CFL - 15W Flood | CFL (assume 15W) replacing EISA-2020 compliant baseline lamp (65w flood) | EISA-2020 compliant baseline lamp (65W flood) | Commercial | New | Offices | FL Zone 2 | Exterior Lighting | Spot lighting/Security/Flood |  | 0 | Per Lamp | [7 empty] | 261.17 | 60.27 | 200.9 | 0.76923 |  | 7.8 |  |  |  | 200.9 | [8 empty] | 0 | 0 | 0 | 0 | 0 | 0 | 0 | [5 empty] | 0
FL Zone 2RestaurantsNew |  | XXXXXXXX | Yes | Equipment | CFL - 15W Flood | CFL (assume 15W) replacing EISA-2020 compliant baseline lamp (65w flood) | EISA-2020 compliant baseline lamp (65W flood) | Commercial | New | Restaurants | FL Zone 2 | Exterior Lighting | Spot lighting/Security/Flood |  | 0 | Per Lamp | [7 empty] | 261.17 | 60.27 | 200.9 | 0.76923 |  | 7.8 |  |  |  | 200.9 | [8 empty] | 0 | 0 | 0 | 0 | 0 | 0 | 0 | [5 empty] | 0
FL Zone 2RetailNew |  | XXXXXXXX | Yes | Equipment | CFL - 15W Flood | CFL (assume 15W) replacing EISA-2020 compliant baseline lamp (65w flood) | EISA-2020 compliant baseline lamp (65W flood) | Commercial | New | Retail | FL Zone 2 | Exterior Lighting | Spot lighting/Security/Flood |  | 0 | Per Lamp | [7 empty] | 261.17 | 60.27 | 200.9 | 0.76923 |  | 7.8 |  |  |  | 200.9 | [8 empty] | 0 | 0 | 0 | 0 | 0 | 0 | 0 | [5 empty] | 0
FL Zone 2Schools K-12New |  | XXXXXXXX | Yes | Equipment | CFL - 15W Flood | CFL (assume 15W) replacing EISA-2020 compliant baseline lamp (65w flood) | EISA-2020 compliant baseline lamp (65W flood) | Commercial | New | Schools K-12 | FL Zone 2 | Exterior Lighting | Spot lighting/Security/Flood |  | 0 | Per Lamp | [7 empty] | 261.17 | 60.27 | 200.9 | 0.76923 |  | 7.8 |  |  |  | 200.9 | [8 empty] | 0 | 0 | 0 | 0 | 0 | 0 | 0 | [5 empty] | 0
FL Zone 2WarehouseNew |  | XXXXXXXX | Yes | Equipment | CFL - 15W Flood | CFL (assume 15W) replacing EISA-2020 compliant baseline lamp (65w flood) | EISA-2020 compliant baseline lamp (65W flood) | Commercial | New | Warehouse | FL Zone 2 | Exterior Lighting | Spot lighting/Security/Flood |  | 0 | Per Lamp | [7 empty] | 261.17 | 60.27 | 200.9 | 0.76923 |  | 7.8 |  |  |  | 200.9 | [8 empty] | 0 | 0 | 0 | 0 | 0 | 0 | 0 | [5 empty] | 0
FL Zone 2AssemblyTurnover |  | XXXXXXXX | Yes | Equipment | CFL-23W | CFL (assume 23W) replacing EISA-2020 compliant baseline lamp (100w equivalent) | EISA-2020 compliant baseline lamp (100W equivalent) | Commercial | Turnover | Assembly | FL Zone 2 | Interior Lighting | Spot lighting |  | 0 | Per Lamp | [7 empty] | 86.28 | 66.148 | 20.132 | 0.23333 |  | 7.8 |  |  |  | 20.132 | [8 empty] | 0 | 0 | 0 | 0 | 0 | 0 | 0 | [5 empty] | 0
FL Zone 2College and UniversityTurnover |  | XXXXXXXX | Yes | Equipment | CFL-23W | CFL (assume 23W) replacing EISA-2020 compliant baseline lamp (100w equivalent) | EISA-2020 compliant baseline lamp (100W equivalent) | Commercial | Turnover | College and University | FL Zone 2 | Interior Lighting | Spot lighting |  | 0 | Per Lamp | [7 empty] | 132.24 | 101.384 | 30.856 | 0.23333 |  | 7.8 |  |  |  | 30.856 | [8 empty] | 0 | 0 | 0 | 0 | 0 | 0 | 0 | [5 empty] | 0
FL Zone 2GroceryTurnover |  | XXXXXXXX | Yes | Equipment | CFL-23W | CFL (assume 23W) replacing EISA-2020 compliant baseline lamp (100w equivalent) | EISA-2020 compliant baseline lamp (100W equivalent) | Commercial | Turnover | Grocery | FL Zone 2 | Interior Lighting | Spot lighting |  | 0 | Per Lamp | [7 empty] | 166.32 | 127.512 | 38.808 | 0.23333 |  | 7.8 |  |  |  | 38.808 | [8 empty] | 0 | 0 | 0 | 0 | 0 | 0 | 0 | [5 empty] | 0
FL Zone 2HealthcareTurnover |  | XXXXXXXX | Yes | Equipment | CFL-23W | CFL (assume 23W) replacing EISA-2020 compliant baseline lamp (100w equivalent) | EISA-2020 compliant baseline lamp (100W equivalent) | Commercial | Turnover | Healthcare | FL Zone 2 | Interior Lighting | Spot lighting |  | 0 | Per Lamp | [7 empty] | 150.84 | 115.644 | 35.196 | 0.23333 |  | 7.8 |  |  |  | 35.196 | [8 empty] | 0 | 0 | 0 | 0 | 0 | 0 | 0 | [5 empty] | 0
FL Zone 2HospitalsTurnover |  | XXXXXXXX | Yes | Equipment | CFL-23W | CFL (assume 23W) replacing EISA-2020 compliant baseline lamp (100w equivalent) | EISA-2020 compliant baseline lamp (100W equivalent) | Commercial | Turnover | Hospitals | FL Zone 2 | Interior Lighting | Spot lighting |  | 0 | Per Lamp | [7 empty] | 204.06 | 156.446 | 47.614 | 0.23333 |  | 7.8 |  |  |  | 47.614 | [8 empty] | 0 | 0 | 0 | 0 | 0 | 0 | 0 | [5 empty] | 0
FL Zone 2InstitutionalTurnover |  | XXXXXXXX | Yes | Equipment | CFL-23W | CFL (assume 23W) replacing EISA-2020 compliant baseline lamp (100w equivalent) | EISA-2020 compliant baseline lamp (100W equivalent) | Commercial | Turnover | Institutional | FL Zone 2 | Interior Lighting | Spot lighting |  | 0 | Per Lamp | [7 empty] | 98.97 | 75.877 | 23.093 | 0.23333 |  | 7.8 |  |  |  | 23.093 | [8 empty] | 0 | 0 | 0 | 0 | 0 | 0 | 0 | [5 empty] | 0
FL Zone 2Lodging/HospitalityTurnover |  | XXXXXXXX | Yes | Equipment | CFL-23W | CFL (assume 23W) replacing EISA-2020 compliant baseline lamp (100w equivalent) | EISA-2020 compliant baseline lamp (100W equivalent) | Commercial | Turnover | Lodging/Hospitality | FL Zone 2 | Interior Lighting | Spot lighting |  | 0 | Per Lamp | [7 empty] | 112.62 | 86.342 | 26.278 | 0.23333 |  | 7.8 |  |  |  | 26.278 | [8 empty] | 0 | 0 | 0 | 0 | 0 | 0 | 0 | [5 empty] | 0
FL Zone 2MiscellaneousTurnover |  | XXXXXXXX | Yes | Equipment | CFL-23W | CFL (assume 23W) replacing EISA-2020 compliant baseline lamp (100w equivalent) | EISA-2020 compliant baseline lamp (100W equivalent) | Commercial | Turnover | Miscellaneous | FL Zone 2 | Interior Lighting | Spot lighting |  | 0 | Per Lamp | [7 empty] | 132.24 | 101.384 | 30.856 | 0.23333 |  | 7.8 |  |  |  | 30.856 | [8 empty] | 0 | 0 | 0 | 0 | 0 | 0 | 0 | [5 empty] | 0
FL Zone 2OfficesTurnover |  | XXXXXXXX | Yes | Equipment | CFL-23W | CFL (assume 23W) replacing EISA-2020 compliant baseline lamp (100w equivalent) | EISA-2020 compliant baseline lamp (100W equivalent) | Commercial | Turnover | Offices | FL Zone 2 | Interior Lighting | Spot lighting |  | 0 | Per Lamp | [7 empty] | 97.59 | 74.819 | 22.771 | 0.23333 |  | 7.8 |  |  |  | 22.771 | [8 empty] | 0 | 0 | 0 | 0 | 0 | 0 | 0 | [5 empty] | 0
FL Zone 2RestaurantsTurnover |  | XXXXXXXX | Yes | Equipment | CFL-23W | CFL (assume 23W) replacing EISA-2020 compliant baseline lamp (100w equivalent) | EISA-2020 compliant baseline lamp (100W equivalent) | Commercial | Turnover | Restaurants | FL Zone 2 | Interior Lighting | Spot lighting |  | 0 | Per Lamp | [7 empty] | 100.71 | 77.211 | 23.499 | 0.23333 |  | 7.8 |  |  |  | 23.499 | [8 empty] | 0 | 0 | 0 | 0 | 0 | 0 | 0 | [5 empty] | 0
FL Zone 2RetailTurnover |  | XXXXXXXX | Yes | Equipment | CFL-23W | CFL (assume 23W) replacing EISA-2020 compliant baseline lamp (100w equivalent) | EISA-2020 compliant baseline lamp (100W equivalent) | Commercial | Turnover | Retail | FL Zone 2 | Interior Lighting | Spot lighting |  | 0 | Per Lamp | [7 empty] | 149.52 | 114.632 | 34.888 | 0.23333 |  | 7.8 |  |  |  | 34.888 | [8 empty] | 0 | 0 | 0 | 0 | 0 | 0 | 0 | [5 empty] | 0
FL Zone 2Schools K-12Turnover |  | XXXXXXXX | Yes | Equipment | CFL-23W | CFL (assume 23W) replacing EISA-2020 compliant baseline lamp (100w equivalent) | EISA-2020 compliant baseline lamp (100W equivalent) | Commercial | Turnover | Schools K-12 | FL Zone 2 | Interior Lighting | Spot lighting |  | 0 | Per Lamp | [7 empty] | 71.37 | 54.717 | 16.653 | 0.23333 |  | 7.8 |  |  |  | 16.653 | [8 empty] | 0 | 0 | 0 | 0 | 0 | 0 | 0 | [5 empty] | 0
FL Zone 2WarehouseTurnover |  | XXXXXXXX | Yes | Equipment | CFL-23W | CFL (assume 23W) replacing EISA-2020 compliant baseline lamp (100w equivalent) | EISA-2020 compliant baseline lamp (100W equivalent) | Commercial | Turnover | Warehouse | FL Zone 2 | Interior Lighting | Spot lighting |  | 0 | Per Lamp | [7 empty] | 114.72 | 87.952 | 26.768 | 0.23333 |  | 7.8 |  |  |  | 26.768 | [8 empty] | 0 | 0 | 0 | 0 | 0 | 0 | 0 | [5 empty] | 0
FL Zone 2AssemblyNew |  | XXXXXXXX | Yes | Equipment | CFL-23W | CFL (assume 23W) replacing EISA-2020 compliant baseline lamp (100w equivalent) | EISA-2020 compliant baseline lamp (100W equivalent) | Commercial | New | Assembly | FL Zone 2 | Interior Lighting | Spot lighting |  | 0 | Per Lamp | [7 empty] | 86.28 | 66.148 | 20.132 | 0.23333 |  | 7.8 |  |  |  | 20.132 | [8 empty] | 0 | 0 | 0 | 0 | 0 | 0 | 0 | [5 empty] | 0
FL Zone 2College and UniversityNew |  | XXXXXXXX | Yes | Equipment | CFL-23W | CFL (assume 23W) replacing EISA-2020 compliant baseline lamp (100w equivalent) | EISA-2020 compliant baseline lamp (100W equivalent) | Commercial | New | College and University | FL Zone 2 | Interior Lighting | Spot lighting |  | 0 | Per Lamp | [7 empty] | 132.24 | 101.384 | 30.856 | 0.23333 |  | 7.8 |  |  |  | 30.856 | [8 empty] | 0 | 0 | 0 | 0 | 0 | 0 | 0 | [5 empty] | 0
FL Zone 2GroceryNew |  | XXXXXXXX | Yes | Equipment | CFL-23W | CFL (assume 23W) replacing EISA-2020 compliant baseline lamp (100w equivalent) | EISA-2020 compliant baseline lamp (100W equivalent) | Commercial | New | Grocery | FL Zone 2 | Interior Lighting | Spot lighting |  | 0 | Per Lamp | [7 empty] | 166.32 | 127.512 | 38.808 | 0.23333 |  | 7.8 |  |  |  | 38.808 | [8 empty] | 0 | 0 | 0 | 0 | 0 | 0 | 0 | [5 empty] | 0
FL Zone 2HealthcareNew |  | XXXXXXXX | Yes | Equipment | CFL-23W | CFL (assume 23W) replacing EISA-2020 compliant baseline lamp (100w equivalent) | EISA-2020 compliant baseline lamp (100W equivalent) | Commercial | New | Healthcare | FL Zone 2 | Interior Lighting | Spot lighting |  | 0 | Per Lamp | [7 empty] | 150.84 | 115.644 | 35.196 | 0.23333 |  | 7.8 |  |  |  | 35.196 | [8 empty] | 0 | 0 | 0 | 0 | 0 | 0 | 0 | [5 empty] | 0
FL Zone 2HospitalsNew |  | XXXXXXXX | Yes | Equipment | CFL-23W | CFL (assume 23W) replacing EISA-2020 compliant baseline lamp (100w equivalent) | EISA-2020 compliant baseline lamp (100W equivalent) | Commercial | New | Hospitals | FL Zone 2 | Interior Lighting | Spot lighting |  | 0 | Per Lamp | [7 empty] | 204.06 | 156.446 | 47.614 | 0.23333 |  | 7.8 |  |  |  | 47.614 | [8 empty] | 0 | 0 | 0 | 0 | 0 | 0 | 0 | [5 empty] | 0
FL Zone 2InstitutionalNew |  | XXXXXXXX | Yes | Equipment | CFL-23W | CFL (assume 23W) replacing EISA-2020 compliant baseline lamp (100w equivalent) | EISA-2020 compliant baseline lamp (100W equivalent) | Commercial | New | Institutional | FL Zone 2 | Interior Lighting | Spot lighting |  | 0 | Per Lamp | [7 empty] | 98.97 | 75.877 | 23.093 | 0.23333 |  | 7.8 |  |  |  | 23.093 | [8 empty] | 0 | 0 | 0 | 0 | 0 | 0 | 0 | [5 empty] | 0
FL Zone 2Lodging/HospitalityNew |  | XXXXXXXX | Yes | Equipment | CFL-23W | CFL (assume 23W) replacing EISA-2020 compliant baseline lamp (100w equivalent) | EISA-2020 compliant baseline lamp (100W equivalent) | Commercial | New | Lodging/Hospitality | FL Zone 2 | Interior Lighting | Spot lighting |  | 0 | Per Lamp | [7 empty] | 112.62 | 86.342 | 26.278 | 0.23333 |  | 7.8 |  |  |  | 26.278 | [8 empty] | 0 | 0 | 0 | 0 | 0 | 0 | 0 | [5 empty] | 0
FL Zone 2MiscellaneousNew |  | XXXXXXXX | Yes | Equipment | CFL-23W | CFL (assume 23W) replacing EISA-2020 compliant baseline lamp (100w equivalent) | EISA-2020 compliant baseline lamp (100W equivalent) | Commercial | New | Miscellaneous | FL Zone 2 | Interior Lighting | Spot lighting |  | 0 | Per Lamp | [7 empty] | 132.24 | 101.384 | 30.856 | 0.23333 |  | 7.8 |  |  |  | 30.856 | [8 empty] | 0 | 0 | 0 | 0 | 0 | 0 | 0 | [5 empty] | 0
FL Zone 2OfficesNew |  | XXXXXXXX | Yes | Equipment | CFL-23W | CFL (assume 23W) replacing EISA-2020 compliant baseline lamp (100w equivalent) | EISA-2020 compliant baseline lamp (100W equivalent) | Commercial | New | Offices | FL Zone 2 | Interior Lighting | Spot lighting |  | 0 | Per Lamp | [7 empty] | 97.59 | 74.819 | 22.771 | 0.23333 |  | 7.8 |  |  |  | 22.771 | [8 empty] | 0 | 0 | 0 | 0 | 0 | 0 | 0 | [5 empty] | 0
FL Zone 2RestaurantsNew |  | XXXXXXXX | Yes | Equipment | CFL-23W | CFL (assume 23W) replacing EISA-2020 compliant baseline lamp (100w equivalent) | EISA-2020 compliant baseline lamp (100W equivalent) | Commercial | New | Restaurants | FL Zone 2 | Interior Lighting | Spot lighting |  | 0 | Per Lamp | [7 empty] | 100.71 | 77.211 | 23.499 | 0.23333 |  | 7.8 |  |  |  | 23.499 | [8 empty] | 0 | 0 | 0 | 0 | 0 | 0 | 0 | [5 empty] | 0
FL Zone 2RetailNew |  | XXXXXXXX | Yes | Equipment | CFL-23W | CFL (assume 23W) replacing EISA-2020 compliant baseline lamp (100w equivalent) | EISA-2020 compliant baseline lamp (100W equivalent) | Commercial | New | Retail | FL Zone 2 | Interior Lighting | Spot lighting |  | 0 | Per Lamp | [7 empty] | 149.52 | 114.632 | 34.888 | 0.23333 |  | 7.8 |  |  |  | 34.888 | [8 empty] | 0 | 0 | 0 | 0 | 0 | 0 | 0 | [5 empty] | 0
FL Zone 2Schools K-12New |  | XXXXXXXX | Yes | Equipment | CFL-23W | CFL (assume 23W) replacing EISA-2020 compliant baseline lamp (100w equivalent) | EISA-2020 compliant baseline lamp (100W equivalent) | Commercial | New | Schools K-12 | FL Zone 2 | Interior Lighting | Spot lighting |  | 0 | Per Lamp | [7 empty] | 71.37 | 54.717 | 16.653 | 0.23333 |  | 7.8 |  |  |  | 16.653 | [8 empty] | 0 | 0 | 0 | 0 | 0 | 0 | 0 | [5 empty] | 0
FL Zone 2WarehouseNew |  | XXXXXXXX | Yes | Equipment | CFL-23W | CFL (assume 23W) replacing EISA-2020 compliant baseline lamp (100w equivalent) | EISA-2020 compliant baseline lamp (100W equivalent) | Commercial | New | Warehouse | FL Zone 2 | Interior Lighting | Spot lighting |  | 0 | Per Lamp | [7 empty] | 114.72 | 87.952 | 26.768 | 0.23333 |  | 7.8 |  |  |  | 26.768 | [8 empty] | 0 | 0 | 0 | 0 | 0 | 0 | 0 | [5 empty] | 0
FL Zone 2AssemblyExisting |  | XXXXXXXX | Yes | Nonequipment | Chilled Water Controls Optimization | Deploy an algorithm package on the chiller to totalize the available power inputs and calculate the cooling load, and accordingly apply small set-point adjustments to the plant control system | Standard chilled water controls | Commercial | Existing | Assembly | FL Zone 2 | Space Cooling |  |  | 0 | Per End Use Consumption | [7 empty] | 21061.2389 | 18428.584 | 2632.6549 | 0.125 |  | 10 |  |  |  | 2632.6549 | [8 empty] | 0 | 0 | 0 | 0 | 0 | 0 | 0 | [5 empty] | 0
FL Zone 2College and UniversityExisting |  | XXXXXXXX | Yes | Nonequipment | Chilled Water Controls Optimization | Deploy an algorithm package on the chiller to totalize the available power inputs and calculate the cooling load, and accordingly apply small set-point adjustments to the plant control system | Standard chilled water controls | Commercial | Existing | College and University | FL Zone 2 | Space Cooling |  |  | 0 | Per End Use Consumption | [7 empty] | 67414.43 | 58987.6263 | 8426.8038 | 0.125 |  | 10 |  |  |  | 8426.8038 | [8 empty] | 0 | 0 | 0 | 0 | 0 | 0 | 0 | [5 empty] | 0
FL Zone 2GroceryExisting |  | XXXXXXXX | Yes | Nonequipment | Chilled Water Controls Optimization | Deploy an algorithm package on the chiller to totalize the available power inputs and calculate the cooling load, and accordingly apply small set-point adjustments to the plant control system | Standard chilled water controls | Commercial | Existing | Grocery | FL Zone 2 | Space Cooling |  |  | 0 | Per End Use Consumption | [7 empty] | 0 | 0 | 0 |  |  | 10 |  |  |  | 0 | [8 empty] | 0 | 0 | 0 | 0 | 0 | 0 | 0 | [5 empty] | 0
FL Zone 2HealthcareExisting |  | XXXXXXXX | Yes | Nonequipment | Chilled Water Controls Optimization | Deploy an algorithm package on the chiller to totalize the available power inputs and calculate the cooling load, and accordingly apply small set-point adjustments to the plant control system | Standard chilled water controls | Commercial | Existing | Healthcare | FL Zone 2 | Space Cooling |  |  | 0 | Per End Use Consumption | [7 empty] | 32150.2642 | 28131.4811 | 4018.783 | 0.125 |  | 10 |  |  |  | 4018.783 | [8 empty] | 0 | 0 | 0 | 0 | 0 | 0 | 0 | [5 empty] | 0
FL Zone 2HospitalsExisting |  | XXXXXXXX | Yes | Nonequipment | Chilled Water Controls Optimization | Deploy an algorithm package on the chiller to totalize the available power inputs and calculate the cooling load, and accordingly apply small set-point adjustments to the plant control system | Standard chilled water controls | Commercial | Existing | Hospitals | FL Zone 2 | Space Cooling |  |  | 0 | Per End Use Consumption | [7 empty] | 186714.2315 | 163374.9526 | 23339.2789 | 0.125 |  | 10 |  |  |  | 23339.2789 | [8 empty] | 0 | 0 | 0 | 0 | 0 | 0 | 0 | [5 empty] | 0
FL Zone 2InstitutionalExisting |  | XXXXXXXX | Yes | Nonequipment | Chilled Water Controls Optimization | Deploy an algorithm package on the chiller to totalize the available power inputs and calculate the cooling load, and accordingly apply small set-point adjustments to the plant control system | Standard chilled water controls | Commercial | Existing | Institutional | FL Zone 2 | Space Cooling |  |  | 0 | Per End Use Consumption | [7 empty] | 11376.6141 | 9954.5374 | 1422.0768 | 0.125 |  | 10 |  |  |  | 1422.0768 | [8 empty] | 0 | 0 | 0 | 0 | 0 | 0 | 0 | [5 empty] | 0
FL Zone 2Lodging/HospitalityExisting |  | XXXXXXXX | Yes | Nonequipment | Chilled Water Controls Optimization | Deploy an algorithm package on the chiller to totalize the available power inputs and calculate the cooling load, and accordingly apply small set-point adjustments to the plant control system | Standard chilled water controls | Commercial | Existing | Lodging/Hospitality | FL Zone 2 | Space Cooling |  |  | 0 | Per End Use Consumption | [7 empty] | 87508.8179 | 76570.2156 | 10938.6022 | 0.125 |  | 10 |  |  |  | 10938.6022 | [8 empty] | 0 | 0 | 0 | 0 | 0 | 0 | 0 | [5 empty] | 0
FL Zone 2MiscellaneousExisting |  | XXXXXXXX | Yes | Nonequipment | Chilled Water Controls Optimization | Deploy an algorithm package on the chiller to totalize the available power inputs and calculate the cooling load, and accordingly apply small set-point adjustments to the plant control system | Standard chilled water controls | Commercial | Existing | Miscellaneous | FL Zone 2 | Space Cooling |  |  | 0 | Per End Use Consumption | [7 empty] | 27097.7274 | 23710.5115 | 3387.2159 | 0.125 |  | 10 |  |  |  | 3387.2159 | [8 empty] | 0 | 0 | 0 | 0 | 0 | 0 | 0 | [5 empty] | 0
FL Zone 2OfficesExisting |  | XXXXXXXX | Yes | Nonequipment | Chilled Water Controls Optimization | Deploy an algorithm package on the chiller to totalize the available power inputs and calculate the cooling load, and accordingly apply small set-point adjustments to the plant control system | Standard chilled water controls | Commercial | Existing | Offices | FL Zone 2 | Space Cooling |  |  | 0 | Per End Use Consumption | [7 empty] | 27755.4081 | 24285.9821 | 3469.426 | 0.125 |  | 10 |  |  |  | 3469.426 | [8 empty] | 0 | 0 | 0 | 0 | 0 | 0 | 0 | [5 empty] | 0
FL Zone 2RestaurantsExisting |  | XXXXXXXX | Yes | Nonequipment | Chilled Water Controls Optimization | Deploy an algorithm package on the chiller to totalize the available power inputs and calculate the cooling load, and accordingly apply small set-point adjustments to the plant control system | Standard chilled water controls | Commercial | Existing | Restaurants | FL Zone 2 | Space Cooling |  |  | 0 | Per End Use Consumption | [7 empty] | 34129.8424 | 29863.6121 | 4266.2303 | 0.125 |  | 10 |  |  |  | 4266.2303 | [8 empty] | 0 | 0 | 0 | 0 | 0 | 0 | 0 | [5 empty] | 0
FL Zone 2RetailExisting |  | XXXXXXXX | Yes | Nonequipment | Chilled Water Controls Optimization | Deploy an algorithm package on the chiller to totalize the available power inputs and calculate the cooling load, and accordingly apply small set-point adjustments to the plant control system | Standard chilled water controls | Commercial | Existing | Retail | FL Zone 2 | Space Cooling |  |  | 0 | Per End Use Consumption | [7 empty] | 24975.3414 | 21853.4237 | 3121.9177 | 0.125 |  | 10 |  |  |  | 3121.9177 | [8 empty] | 0 | 0 | 0 | 0 | 0 | 0 | 0 | [5 empty] | 0
FL Zone 2Schools K-12Existing |  | XXXXXXXX | Yes | Nonequipment | Chilled Water Controls Optimization | Deploy an algorithm package on the chiller to totalize the available power inputs and calculate the cooling load, and accordingly apply small set-point adjustments to the plant control system | Standard chilled water controls | Commercial | Existing | Schools K-12 | FL Zone 2 | Space Cooling |  |  | 0 | Per End Use Consumption | [7 empty] | 19159.8063 | 16764.8305 | 2394.9758 | 0.125 |  | 10 |  |  |  | 2394.9758 | [8 empty] | 0 | 0 | 0 | 0 | 0 | 0 | 0 | [5 empty] | 0
FL Zone 2WarehouseExisting |  | XXXXXXXX | Yes | Nonequipment | Chilled Water Controls Optimization | Deploy an algorithm package on the chiller to totalize the available power inputs and calculate the cooling load, and accordingly apply small set-point adjustments to the plant control system | Standard chilled water controls | Commercial | Existing | Warehouse | FL Zone 2 | Space Cooling |  |  | 0 | Per End Use Consumption | [7 empty] | 7401.6724 | 6476.4633 | 925.209 | 0.125 |  | 10 |  |  |  | 925.209 | [8 empty] | 0 | 0 | 0 | 0 | 0 | 0 | 0 | [5 empty] | 0
FL Zone 2AssemblyNew |  | XXXXXXXX | Yes | Nonequipment | Chilled Water Controls Optimization | Deploy an algorithm package on the chiller to totalize the available power inputs and calculate the cooling load, and accordingly apply small set-point adjustments to the plant control system | Standard chilled water controls | Commercial | New | Assembly | FL Zone 2 | Space Cooling |  |  | 0 | Per End Use Consumption | [7 empty] | 21061.2389 | 18428.584 | 2632.6549 | 0.125 |  | 10 |  |  |  | 2632.6549 | [8 empty] | 0 | 0 | 0 | 0 | 0 | 0 | 0 | [5 empty] | 0
FL Zone 2College and UniversityNew |  | XXXXXXXX | Yes | Nonequipment | Chilled Water Controls Optimization | Deploy an algorithm package on the chiller to totalize the available power inputs and calculate the cooling load, and accordingly apply small set-point adjustments to the plant control system | Standard chilled water controls | Commercial | New | College and University | FL Zone 2 | Space Cooling |  |  | 0 | Per End Use Consumption | [7 empty] | 67414.43 | 58987.6263 | 8426.8038 | 0.125 |  | 10 |  |  |  | 8426.8038 | [8 empty] | 0 | 0 | 0 | 0 | 0 | 0 | 0 | [5 empty] | 0
FL Zone 2GroceryNew |  | XXXXXXXX | Yes | Nonequipment | Chilled Water Controls Optimization | Deploy an algorithm package on the chiller to totalize the available power inputs and calculate the cooling load, and accordingly apply small set-point adjustments to the plant control system | Standard chilled water controls | Commercial | New | Grocery | FL Zone 2 | Space Cooling |  |  | 0 | Per End Use Consumption | [7 empty] | 0 | 0 | 0 |  |  | 10 |  |  |  | 0 | [8 empty] | 0 | 0 | 0 | 0 | 0 | 0 | 0 | [5 empty] | 0
FL Zone 2HealthcareNew |  | XXXXXXXX | Yes | Nonequipment | Chilled Water Controls Optimization | Deploy an algorithm package on the chiller to totalize the available power inputs and calculate the cooling load, and accordingly apply small set-point adjustments to the plant control system | Standard chilled water controls | Commercial | New | Healthcare | FL Zone 2 | Space Cooling |  |  | 0 | Per End Use Consumption | [7 empty] | 32150.2642 | 28131.4811 | 4018.783 | 0.125 |  | 10 |  |  |  | 4018.783 | [8 empty] | 0 | 0 | 0 | 0 | 0 | 0 | 0 | [5 empty] | 0
FL Zone 2HospitalsNew |  | XXXXXXXX | Yes | Nonequipment | Chilled Water Controls Optimization | Deploy an algorithm package on the chiller to totalize the available power inputs and calculate the cooling load, and accordingly apply small set-point adjustments to the plant control system | Standard chilled water controls | Commercial | New | Hospitals | FL Zone 2 | Space Cooling |  |  | 0 | Per End Use Consumption | [7 empty] | 186714.2315 | 163374.9526 | 23339.2789 | 0.125 |  | 10 |  |  |  | 23339.2789 | [8 empty] | 0 | 0 | 0 | 0 | 0 | 0 | 0 | [5 empty] | 0
FL Zone 2InstitutionalNew |  | XXXXXXXX | Yes | Nonequipment | Chilled Water Controls Optimization | Deploy an algorithm package on the chiller to totalize the available power inputs and calculate the cooling load, and accordingly apply small set-point adjustments to the plant control system | Standard chilled water controls | Commercial | New | Institutional | FL Zone 2 | Space Cooling |  |  | 0 | Per End Use Consumption | [7 empty] | 11376.6141 | 9954.5374 | 1422.0768 | 0.125 |  | 10 |  |  |  | 1422.0768 | [8 empty] | 0 | 0 | 0 | 0 | 0 | 0 | 0 | [5 empty] | 0
FL Zone 2Lodging/HospitalityNew |  | XXXXXXXX | Yes | Nonequipment | Chilled Water Controls Optimization | Deploy an algorithm package on the chiller to totalize the available power inputs and calculate the cooling load, and accordingly apply small set-point adjustments to the plant control system | Standard chilled water controls | Commercial | New | Lodging/Hospitality | FL Zone 2 | Space Cooling |  |  | 0 | Per End Use Consumption | [7 empty] | 87508.8179 | 76570.2156 | 10938.6022 | 0.125 |  | 10 |  |  |  | 10938.6022 | [8 empty] | 0 | 0 | 0 | 0 | 0 | 0 | 0 | [5 empty] | 0
FL Zone 2MiscellaneousNew |  | XXXXXXXX | Yes | Nonequipment | Chilled Water Controls Optimization | Deploy an algorithm package on the chiller to totalize the available power inputs and calculate the cooling load, and accordingly apply small set-point adjustments to the plant control system | Standard chilled water controls | Commercial | New | Miscellaneous | FL Zone 2 | Space Cooling |  |  | 0 | Per End Use Consumption | [7 empty] | 27097.7274 | 23710.5115 | 3387.2159 | 0.125 |  | 10 |  |  |  | 3387.2159 | [8 empty] | 0 | 0 | 0 | 0 | 0 | 0 | 0 | [5 empty] | 0
FL Zone 2OfficesNew |  | XXXXXXXX | Yes | Nonequipment | Chilled Water Controls Optimization | Deploy an algorithm package on the chiller to totalize the available power inputs and calculate the cooling load, and accordingly apply small set-point adjustments to the plant control system | Standard chilled water controls | Commercial | New | Offices | FL Zone 2 | Space Cooling |  |  | 0 | Per End Use Consumption | [7 empty] | 27755.4081 | 24285.9821 | 3469.426 | 0.125 |  | 10 |  |  |  | 3469.426 | [8 empty] | 0 | 0 | 0 | 0 | 0 | 0 | 0 | [5 empty] | 0
FL Zone 2RestaurantsNew |  | XXXXXXXX | Yes | Nonequipment | Chilled Water Controls Optimization | Deploy an algorithm package on the chiller to totalize the available power inputs and calculate the cooling load, and accordingly apply small set-point adjustments to the plant control system | Standard chilled water controls | Commercial | New | Restaurants | FL Zone 2 | Space Cooling |  |  | 0 | Per End Use Consumption | [7 empty] | 34129.8424 | 29863.6121 | 4266.2303 | 0.125 |  | 10 |  |  |  | 4266.2303 | [8 empty] | 0 | 0 | 0 | 0 | 0 | 0 | 0 | [5 empty] | 0
FL Zone 2RetailNew |  | XXXXXXXX | Yes | Nonequipment | Chilled Water Controls Optimization | Deploy an algorithm package on the chiller to totalize the available power inputs and calculate the cooling load, and accordingly apply small set-point adjustments to the plant control system | Standard chilled water controls | Commercial | New | Retail | FL Zone 2 | Space Cooling |  |  | 0 | Per End Use Consumption | [7 empty] | 24975.3414 | 21853.4237 | 3121.9177 | 0.125 |  | 10 |  |  |  | 3121.9177 | [8 empty] | 0 | 0 | 0 | 0 | 0 | 0 | 0 | [5 empty] | 0
FL Zone 2Schools K-12New |  | XXXXXXXX | Yes | Nonequipment | Chilled Water Controls Optimization | Deploy an algorithm package on the chiller to totalize the available power inputs and calculate the cooling load, and accordingly apply small set-point adjustments to the plant control system | Standard chilled water controls | Commercial | New | Schools K-12 | FL Zone 2 | Space Cooling |  |  | 0 | Per End Use Consumption | [7 empty] | 19159.8063 | 16764.8305 | 2394.9758 | 0.125 |  | 10 |  |  |  | 2394.9758 | [8 empty] | 0 | 0 | 0 | 0 | 0 | 0 | 0 | [5 empty] | 0
FL Zone 2WarehouseNew |  | XXXXXXXX | Yes | Nonequipment | Chilled Water Controls Optimization | Deploy an algorithm package on the chiller to totalize the available power inputs and calculate the cooling load, and accordingly apply small set-point adjustments to the plant control system | Standard chilled water controls | Commercial | New | Warehouse | FL Zone 2 | Space Cooling |  |  | 0 | Per End Use Consumption | [7 empty] | 7401.6724 | 6476.4633 | 925.209 | 0.125 |  | 10 |  |  |  | 925.209 | [8 empty] | 0 | 0 | 0 | 0 | 0 | 0 | 0 | [5 empty] | 0
FL Zone 2AssemblyExisting |  | XXXXXXXX | Yes | Nonequipment | Chilled Water System - Variable Speed Drives | 10HP Chilled Water Pump with VFD Control | 10HP Chilled Water Pump Single Speed | Commercial | Existing | Assembly | FL Zone 2 | Space Cooling |  |  | 0 | Per End Use Consumption | [7 empty] | 36489.1304 | 27461.7196 | 9027.4109 | 0.2474 |  | 13 |  |  |  | 9027.4109 | [8 empty] | 0 | 0 | 0 | 0 | 0 | 0 | 0 | [5 empty] | 0
FL Zone 2College and UniversityExisting |  | XXXXXXXX | Yes | Nonequipment | Chilled Water System - Variable Speed Drives | 10HP Chilled Water Pump with VFD Control | 10HP Chilled Water Pump Single Speed | Commercial | Existing | College and University | FL Zone 2 | Space Cooling |  |  | 0 | Per End Use Consumption | [7 empty] | 36489.1304 | 27461.7196 | 9027.4109 | 0.2474 |  | 13 |  |  |  | 9027.4109 | [8 empty] | 0 | 0 | 0 | 0 | 0 | 0 | 0 | [5 empty] | 0
FL Zone 2GroceryExisting |  | XXXXXXXX | Yes | Nonequipment | Chilled Water System - Variable Speed Drives | 10HP Chilled Water Pump with VFD Control | 10HP Chilled Water Pump Single Speed | Commercial | Existing | Grocery | FL Zone 2 | Space Cooling |  |  | 0 | Per End Use Consumption | [7 empty] | 36489.1304 | 27461.7196 | 9027.4109 | 0.2474 |  | 13 |  |  |  | 9027.4109 | [8 empty] | 0 | 0 | 0 | 0 | 0 | 0 | 0 | [5 empty] | 0
FL Zone 2HealthcareExisting |  | XXXXXXXX | Yes | Nonequipment | Chilled Water System - Variable Speed Drives | 10HP Chilled Water Pump with VFD Control | 10HP Chilled Water Pump Single Speed | Commercial | Existing | Healthcare | FL Zone 2 | Space Cooling |  |  | 0 | Per End Use Consumption | [7 empty] | 36489.1304 | 27461.7196 | 9027.4109 | 0.2474 |  | 13 |  |  |  | 9027.4109 | [8 empty] | 0 | 0 | 0 | 0 | 0 | 0 | 0 | [5 empty] | 0
FL Zone 2HospitalsExisting |  | XXXXXXXX | Yes | Nonequipment | Chilled Water System - Variable Speed Drives | 10HP Chilled Water Pump with VFD Control | 10HP Chilled Water Pump Single Speed | Commercial | Existing | Hospitals | FL Zone 2 | Space Cooling |  |  | 0 | Per End Use Consumption | [7 empty] | 36489.1304 | 27461.7196 | 9027.4109 | 0.2474 |  | 13 |  |  |  | 9027.4109 | [8 empty] | 0 | 0 | 0 | 0 | 0 | 0 | 0 | [5 empty] | 0
FL Zone 2InstitutionalExisting |  | XXXXXXXX | Yes | Nonequipment | Chilled Water System - Variable Speed Drives | 10HP Chilled Water Pump with VFD Control | 10HP Chilled Water Pump Single Speed | Commercial | Existing | Institutional | FL Zone 2 | Space Cooling |  |  | 0 | Per End Use Consumption | [7 empty] | 36489.1304 | 27461.7196 | 9027.4109 | 0.2474 |  | 13 |  |  |  | 9027.4109 | [8 empty] | 0 | 0 | 0 | 0 | 0 | 0 | 0 | [5 empty] | 0
FL Zone 2Lodging/HospitalityExisting |  | XXXXXXXX | Yes | Nonequipment | Chilled Water System - Variable Speed Drives | 10HP Chilled Water Pump with VFD Control | 10HP Chilled Water Pump Single Speed | Commercial | Existing | Lodging/Hospitality | FL Zone 2 | Space Cooling |  |  | 0 | Per End Use Consumption | [7 empty] | 36489.1304 | 27461.7196 | 9027.4109 | 0.2474 |  | 13 |  |  |  | 9027.4109 | [8 empty] | 0 | 0 | 0 | 0 | 0 | 0 | 0 | [5 empty] | 0
FL Zone 2MiscellaneousExisting |  | XXXXXXXX | Yes | Nonequipment | Chilled Water System - Variable Speed Drives | 10HP Chilled Water Pump with VFD Control | 10HP Chilled Water Pump Single Speed | Commercial | Existing | Miscellaneous | FL Zone 2 | Space Cooling |  |  | 0 | Per End Use Consumption | [7 empty] | 36489.1304 | 27461.7196 | 9027.4109 | 0.2474 |  | 13 |  |  |  | 9027.4109 | [8 empty] | 0 | 0 | 0 | 0 | 0 | 0 | 0 | [5 empty] | 0
FL Zone 2OfficesExisting |  | XXXXXXXX | Yes | Nonequipment | Chilled Water System - Variable Speed Drives | 10HP Chilled Water Pump with VFD Control | 10HP Chilled Water Pump Single Speed | Commercial | Existing | Offices | FL Zone 2 | Space Cooling |  |  | 0 | Per End Use Consumption | [7 empty] | 36489.1304 | 27461.7196 | 9027.4109 | 0.2474 |  | 13 |  |  |  | 9027.4109 | [8 empty] | 0 | 0 | 0 | 0 | 0 | 0 | 0 | [5 empty] | 0
FL Zone 2RestaurantsExisting |  | XXXXXXXX | Yes | Nonequipment | Chilled Water System - Variable Speed Drives | 10HP Chilled Water Pump with VFD Control | 10HP Chilled Water Pump Single Speed | Commercial | Existing | Restaurants | FL Zone 2 | Space Cooling |  |  | 0 | Per End Use Consumption | [7 empty] | 36489.1304 | 27461.7196 | 9027.4109 | 0.2474 |  | 13 |  |  |  | 9027.4109 | [8 empty] | 0 | 0 | 0 | 0 | 0 | 0 | 0 | [5 empty] | 0
FL Zone 2RetailExisting |  | XXXXXXXX | Yes | Nonequipment | Chilled Water System - Variable Speed Drives | 10HP Chilled Water Pump with VFD Control | 10HP Chilled Water Pump Single Speed | Commercial | Existing | Retail | FL Zone 2 | Space Cooling |  |  | 0 | Per End Use Consumption | [7 empty] | 36489.1304 | 27461.7196 | 9027.4109 | 0.2474 |  | 13 |  |  |  | 9027.4109 | [8 empty] | 0 | 0 | 0 | 0 | 0 | 0 | 0 | [5 empty] | 0
FL Zone 2Schools K-12Existing |  | XXXXXXXX | Yes | Nonequipment | Chilled Water System - Variable Speed Drives | 10HP Chilled Water Pump with VFD Control | 10HP Chilled Water Pump Single Speed | Commercial | Existing | Schools K-12 | FL Zone 2 | Space Cooling |  |  | 0 | Per End Use Consumption | [7 empty] | 36489.1304 | 27461.7196 | 9027.4109 | 0.2474 |  | 13 |  |  |  | 9027.4109 | [8 empty] | 0 | 0 | 0 | 0 | 0 | 0 | 0 | [5 empty] | 0
FL Zone 2WarehouseExisting |  | XXXXXXXX | Yes | Nonequipment | Chilled Water System - Variable Speed Drives | 10HP Chilled Water Pump with VFD Control | 10HP Chilled Water Pump Single Speed | Commercial | Existing | Warehouse | FL Zone 2 | Space Cooling |  |  | 0 | Per End Use Consumption | [7 empty] | 36489.1304 | 27461.7196 | 9027.4109 | 0.2474 |  | 13 |  |  |  | 9027.4109 | [8 empty] | 0 | 0 | 0 | 0 | 0 | 0 | 0 | [5 empty] | 0
FL Zone 2AssemblyNew |  | XXXXXXXX | Yes | Nonequipment | Chilled Water System - Variable Speed Drives | 10HP Chilled Water Pump with VFD Control | 10HP Chilled Water Pump Single Speed | Commercial | New | Assembly | FL Zone 2 | Space Cooling |  |  | 0 | Per End Use Consumption | [7 empty] | 36489.1304 | 27461.7196 | 9027.4109 | 0.2474 |  | 13 |  |  |  | 9027.4109 | [8 empty] | 0 | 0 | 0 | 0 | 0 | 0 | 0 | [5 empty] | 0
FL Zone 2College and UniversityNew |  | XXXXXXXX | Yes | Nonequipment | Chilled Water System - Variable Speed Drives | 10HP Chilled Water Pump with VFD Control | 10HP Chilled Water Pump Single Speed | Commercial | New | College and University | FL Zone 2 | Space Cooling |  |  | 0 | Per End Use Consumption | [7 empty] | 36489.1304 | 27461.7196 | 9027.4109 | 0.2474 |  | 13 |  |  |  | 9027.4109 | [8 empty] | 0 | 0 | 0 | 0 | 0 | 0 | 0 | [5 empty] | 0
FL Zone 2GroceryNew |  | XXXXXXXX | Yes | Nonequipment | Chilled Water System - Variable Speed Drives | 10HP Chilled Water Pump with VFD Control | 10HP Chilled Water Pump Single Speed | Commercial | New | Grocery | FL Zone 2 | Space Cooling |  |  | 0 | Per End Use Consumption | [7 empty] | 36489.1304 | 27461.7196 | 9027.4109 | 0.2474 |  | 13 |  |  |  | 9027.4109 | [8 empty] | 0 | 0 | 0 | 0 | 0 | 0 | 0 | [5 empty] | 0
FL Zone 2HealthcareNew |  | XXXXXXXX | Yes | Nonequipment | Chilled Water System - Variable Speed Drives | 10HP Chilled Water Pump with VFD Control | 10HP Chilled Water Pump Single Speed | Commercial | New | Healthcare | FL Zone 2 | Space Cooling |  |  | 0 | Per End Use Consumption | [7 empty] | 36489.1304 | 27461.7196 | 9027.4109 | 0.2474 |  | 13 |  |  |  | 9027.4109 | [8 empty] | 0 | 0 | 0 | 0 | 0 | 0 | 0 | [5 empty] | 0
FL Zone 2HospitalsNew |  | XXXXXXXX | Yes | Nonequipment | Chilled Water System - Variable Speed Drives | 10HP Chilled Water Pump with VFD Control | 10HP Chilled Water Pump Single Speed | Commercial | New | Hospitals | FL Zone 2 | Space Cooling |  |  | 0 | Per End Use Consumption | [7 empty] | 36489.1304 | 27461.7196 | 9027.4109 | 0.2474 |  | 13 |  |  |  | 9027.4109 | [8 empty] | 0 | 0 | 0 | 0 | 0 | 0 | 0 | [5 empty] | 0
FL Zone 2InstitutionalNew |  | XXXXXXXX | Yes | Nonequipment | Chilled Water System - Variable Speed Drives | 10HP Chilled Water Pump with VFD Control | 10HP Chilled Water Pump Single Speed | Commercial | New | Institutional | FL Zone 2 | Space Cooling |  |  | 0 | Per End Use Consumption | [7 empty] | 36489.1304 | 27461.7196 | 9027.4109 | 0.2474 |  | 13 |  |  |  | 9027.4109 | [8 empty] | 0 | 0 | 0 | 0 | 0 | 0 | 0 | [5 empty] | 0
FL Zone 2Lodging/HospitalityNew |  | XXXXXXXX | Yes | Nonequipment | Chilled Water System - Variable Speed Drives | 10HP Chilled Water Pump with VFD Control | 10HP Chilled Water Pump Single Speed | Commercial | New | Lodging/Hospitality | FL Zone 2 | Space Cooling |  |  | 0 | Per End Use Consumption | [7 empty] | 36489.1304 | 27461.7196 | 9027.4109 | 0.2474 |  | 13 |  |  |  | 9027.4109 | [8 empty] | 0 | 0 | 0 | 0 | 0 | 0 | 0 | [5 empty] | 0
FL Zone 2MiscellaneousNew |  | XXXXXXXX | Yes | Nonequipment | Chilled Water System - Variable Speed Drives | 10HP Chilled Water Pump with VFD Control | 10HP Chilled Water Pump Single Speed | Commercial | New | Miscellaneous | FL Zone 2 | Space Cooling |  |  | 0 | Per End Use Consumption | [7 empty] | 36489.1304 | 27461.7196 | 9027.4109 | 0.2474 |  | 13 |  |  |  | 9027.4109 | [8 empty] | 0 | 0 | 0 | 0 | 0 | 0 | 0 | [5 empty] | 0
FL Zone 2OfficesNew |  | XXXXXXXX | Yes | Nonequipment | Chilled Water System - Variable Speed Drives | 10HP Chilled Water Pump with VFD Control | 10HP Chilled Water Pump Single Speed | Commercial | New | Offices | FL Zone 2 | Space Cooling |  |  | 0 | Per End Use Consumption | [7 empty] | 36489.1304 | 27461.7196 | 9027.4109 | 0.2474 |  | 13 |  |  |  | 9027.4109 | [8 empty] | 0 | 0 | 0 | 0 | 0 | 0 | 0 | [5 empty] | 0
FL Zone 2RestaurantsNew |  | XXXXXXXX | Yes | Nonequipment | Chilled Water System - Variable Speed Drives | 10HP Chilled Water Pump with VFD Control | 10HP Chilled Water Pump Single Speed | Commercial | New | Restaurants | FL Zone 2 | Space Cooling |  |  | 0 | Per End Use Consumption | [7 empty] | 36489.1304 | 27461.7196 | 9027.4109 | 0.2474 |  | 13 |  |  |  | 9027.4109 | [8 empty] | 0 | 0 | 0 | 0 | 0 | 0 | 0 | [5 empty] | 0
FL Zone 2RetailNew |  | XXXXXXXX | Yes | Nonequipment | Chilled Water System - Variable Speed Drives | 10HP Chilled Water Pump with VFD Control | 10HP Chilled Water Pump Single Speed | Commercial | New | Retail | FL Zone 2 | Space Cooling |  |  | 0 | Per End Use Consumption | [7 empty] | 36489.1304 | 27461.7196 | 9027.4109 | 0.2474 |  | 13 |  |  |  | 9027.4109 | [8 empty] | 0 | 0 | 0 | 0 | 0 | 0 | 0 | [5 empty] | 0
FL Zone 2Schools K-12New |  | XXXXXXXX | Yes | Nonequipment | Chilled Water System - Variable Speed Drives | 10HP Chilled Water Pump with VFD Control | 10HP Chilled Water Pump Single Speed | Commercial | New | Schools K-12 | FL Zone 2 | Space Cooling |  |  | 0 | Per End Use Consumption | [7 empty] | 36489.1304 | 27461.7196 | 9027.4109 | 0.2474 |  | 13 |  |  |  | 9027.4109 | [8 empty] | 0 | 0 | 0 | 0 | 0 | 0 | 0 | [5 empty] | 0
FL Zone 2WarehouseNew |  | XXXXXXXX | Yes | Nonequipment | Chilled Water System - Variable Speed Drives | 10HP Chilled Water Pump with VFD Control | 10HP Chilled Water Pump Single Speed | Commercial | New | Warehouse | FL Zone 2 | Space Cooling |  |  | 0 | Per End Use Consumption | [7 empty] | 36489.1304 | 27461.7196 | 9027.4109 | 0.2474 |  | 13 |  |  |  | 9027.4109 | [8 empty] | 0 | 0 | 0 | 0 | 0 | 0 | 0 | [5 empty] | 0
FL Zone 2AssemblyExisting |  | XXXXXXXX | Yes | Nonequipment | CO Sensors for Parking Garage Exhaust | Enclosed Parking Garage Exhaust with CO Control | Constant Volume Enclosed Parking Garage Exhaust | Commercial | Existing | Assembly | FL Zone 2 | Ventilation and Circulation |  |  | 0 | Per 3 Hp | [7 empty] | 15091.0062 | 10110.9741 | 4980.032 | 0.33 |  | 15 |  |  |  | 4980.032 | [8 empty] | 0 | 0 | 0 | 0 | 0 | 0 | 0 | [5 empty] | 0
FL Zone 2College and UniversityExisting |  | XXXXXXXX | Yes | Nonequipment | CO Sensors for Parking Garage Exhaust | Enclosed Parking Garage Exhaust with CO Control | Constant Volume Enclosed Parking Garage Exhaust | Commercial | Existing | College and University | FL Zone 2 | Ventilation and Circulation |  |  | 0 | Per 3 Hp | [7 empty] | 15091.0062 | 10110.9741 | 4980.032 | 0.33 |  | 15 |  |  |  | 4980.032 | [8 empty] | 0 | 0 | 0 | 0 | 0 | 0 | 0 | [5 empty] | 0
FL Zone 2GroceryExisting |  | XXXXXXXX | Yes | Nonequipment | CO Sensors for Parking Garage Exhaust | Enclosed Parking Garage Exhaust with CO Control | Constant Volume Enclosed Parking Garage Exhaust | Commercial | Existing | Grocery | FL Zone 2 | Ventilation and Circulation |  |  | 0 | Per 3 Hp | [7 empty] | 15091.0062 | 10110.9741 | 4980.032 | 0.33 |  | 15 |  |  |  | 4980.032 | [8 empty] | 0 | 0 | 0 | 0 | 0 | 0 | 0 | [5 empty] | 0
FL Zone 2HealthcareExisting |  | XXXXXXXX | Yes | Nonequipment | CO Sensors for Parking Garage Exhaust | Enclosed Parking Garage Exhaust with CO Control | Constant Volume Enclosed Parking Garage Exhaust | Commercial | Existing | Healthcare | FL Zone 2 | Ventilation and Circulation |  |  | 0 | Per 3 Hp | [7 empty] | 15091.0062 | 10110.9741 | 4980.032 | 0.33 |  | 15 |  |  |  | 4980.032 | [8 empty] | 0 | 0 | 0 | 0 | 0 | 0 | 0 | [5 empty] | 0
FL Zone 2HospitalsExisting |  | XXXXXXXX | Yes | Nonequipment | CO Sensors for Parking Garage Exhaust | Enclosed Parking Garage Exhaust with CO Control | Constant Volume Enclosed Parking Garage Exhaust | Commercial | Existing | Hospitals | FL Zone 2 | Ventilation and Circulation |  |  | 0 | Per 3 Hp | [7 empty] | 15091.0062 | 10110.9741 | 4980.032 | 0.33 |  | 15 |  |  |  | 4980.032 | [8 empty] | 0 | 0 | 0 | 0 | 0 | 0 | 0 | [5 empty] | 0
FL Zone 2InstitutionalExisting |  | XXXXXXXX | Yes | Nonequipment | CO Sensors for Parking Garage Exhaust | Enclosed Parking Garage Exhaust with CO Control | Constant Volume Enclosed Parking Garage Exhaust | Commercial | Existing | Institutional | FL Zone 2 | Ventilation and Circulation |  |  | 0 | Per 3 Hp | [7 empty] | 15091.0062 | 10110.9741 | 4980.032 | 0.33 |  | 15 |  |  |  | 4980.032 | [8 empty] | 0 | 0 | 0 | 0 | 0 | 0 | 0 | [5 empty] | 0
FL Zone 2Lodging/HospitalityExisting |  | XXXXXXXX | Yes | Nonequipment | CO Sensors for Parking Garage Exhaust | Enclosed Parking Garage Exhaust with CO Control | Constant Volume Enclosed Parking Garage Exhaust | Commercial | Existing | Lodging/Hospitality | FL Zone 2 | Ventilation and Circulation |  |  | 0 | Per 3 Hp | [7 empty] | 15091.0062 | 10110.9741 | 4980.032 | 0.33 |  | 15 |  |  |  | 4980.032 | [8 empty] | 0 | 0 | 0 | 0 | 0 | 0 | 0 | [5 empty] | 0
FL Zone 2MiscellaneousExisting |  | XXXXXXXX | Yes | Nonequipment | CO Sensors for Parking Garage Exhaust | Enclosed Parking Garage Exhaust with CO Control | Constant Volume Enclosed Parking Garage Exhaust | Commercial | Existing | Miscellaneous | FL Zone 2 | Ventilation and Circulation |  |  | 0 | Per 3 Hp | [7 empty] | 15091.0062 | 10110.9741 | 4980.032 | 0.33 |  | 15 |  |  |  | 4980.032 | [8 empty] | 0 | 0 | 0 | 0 | 0 | 0 | 0 | [5 empty] | 0
FL Zone 2OfficesExisting |  | XXXXXXXX | Yes | Nonequipment | CO Sensors for Parking Garage Exhaust | Enclosed Parking Garage Exhaust with CO Control | Constant Volume Enclosed Parking Garage Exhaust | Commercial | Existing | Offices | FL Zone 2 | Ventilation and Circulation |  |  | 0 | Per 3 Hp | [7 empty] | 15091.0062 | 10110.9741 | 4980.032 | 0.33 |  | 15 |  |  |  | 4980.032 | [8 empty] | 0 | 0 | 0 | 0 | 0 | 0 | 0 | [5 empty] | 0
FL Zone 2RestaurantsExisting |  | XXXXXXXX | Yes | Nonequipment | CO Sensors for Parking Garage Exhaust | Enclosed Parking Garage Exhaust with CO Control | Constant Volume Enclosed Parking Garage Exhaust | Commercial | Existing | Restaurants | FL Zone 2 | Ventilation and Circulation |  |  | 0 | Per 3 Hp | [7 empty] | 15091.0062 | 10110.9741 | 4980.032 | 0.33 |  | 15 |  |  |  | 4980.032 | [8 empty] | 0 | 0 | 0 | 0 | 0 | 0 | 0 | [5 empty] | 0
FL Zone 2RetailExisting |  | XXXXXXXX | Yes | Nonequipment | CO Sensors for Parking Garage Exhaust | Enclosed Parking Garage Exhaust with CO Control | Constant Volume Enclosed Parking Garage Exhaust | Commercial | Existing | Retail | FL Zone 2 | Ventilation and Circulation |  |  | 0 | Per 3 Hp | [7 empty] | 15091.0062 | 10110.9741 | 4980.032 | 0.33 |  | 15 |  |  |  | 4980.032 | [8 empty] | 0 | 0 | 0 | 0 | 0 | 0 | 0 | [5 empty] | 0
FL Zone 2Schools K-12Existing |  | XXXXXXXX | Yes | Nonequipment | CO Sensors for Parking Garage Exhaust | Enclosed Parking Garage Exhaust with CO Control | Constant Volume Enclosed Parking Garage Exhaust | Commercial | Existing | Schools K-12 | FL Zone 2 | Ventilation and Circulation |  |  | 0 | Per 3 Hp | [7 empty] | 15091.0062 | 10110.9741 | 4980.032 | 0.33 |  | 15 |  |  |  | 4980.032 | [8 empty] | 0 | 0 | 0 | 0 | 0 | 0 | 0 | [5 empty] | 0
FL Zone 2WarehouseExisting |  | XXXXXXXX | Yes | Nonequipment | CO Sensors for Parking Garage Exhaust | Enclosed Parking Garage Exhaust with CO Control | Constant Volume Enclosed Parking Garage Exhaust | Commercial | Existing | Warehouse | FL Zone 2 | Ventilation and Circulation |  |  | 0 | Per 3 Hp | [7 empty] | 15091.0062 | 10110.9741 | 4980.032 | 0.33 |  | 15 |  |  |  | 4980.032 | [8 empty] | 0 | 0 | 0 | 0 | 0 | 0 | 0 | [5 empty] | 0
FL Zone 2AssemblyNew |  | XXXXXXXX | Yes | Nonequipment | CO Sensors for Parking Garage Exhaust | Enclosed Parking Garage Exhaust with CO Control | Constant Volume Enclosed Parking Garage Exhaust | Commercial | New | Assembly | FL Zone 2 | Ventilation and Circulation |  |  | 0 | Per 3 Hp | [7 empty] | 15091.0062 | 10110.9741 | 4980.032 | 0.33 |  | 15 |  |  |  | 4980.032 | [8 empty] | 0 | 0 | 0 | 0 | 0 | 0 | 0 | [5 empty] | 0
FL Zone 2College and UniversityNew |  | XXXXXXXX | Yes | Nonequipment | CO Sensors for Parking Garage Exhaust | Enclosed Parking Garage Exhaust with CO Control | Constant Volume Enclosed Parking Garage Exhaust | Commercial | New | College and University | FL Zone 2 | Ventilation and Circulation |  |  | 0 | Per 3 Hp | [7 empty] | 15091.0062 | 10110.9741 | 4980.032 | 0.33 |  | 15 |  |  |  | 4980.032 | [8 empty] | 0 | 0 | 0 | 0 | 0 | 0 | 0 | [5 empty] | 0
FL Zone 2GroceryNew |  | XXXXXXXX | Yes | Nonequipment | CO Sensors for Parking Garage Exhaust | Enclosed Parking Garage Exhaust with CO Control | Constant Volume Enclosed Parking Garage Exhaust | Commercial | New | Grocery | FL Zone 2 | Ventilation and Circulation |  |  | 0 | Per 3 Hp | [7 empty] | 15091.0062 | 10110.9741 | 4980.032 | 0.33 |  | 15 |  |  |  | 4980.032 | [8 empty] | 0 | 0 | 0 | 0 | 0 | 0 | 0 | [5 empty] | 0
FL Zone 2HealthcareNew |  | XXXXXXXX | Yes | Nonequipment | CO Sensors for Parking Garage Exhaust | Enclosed Parking Garage Exhaust with CO Control | Constant Volume Enclosed Parking Garage Exhaust | Commercial | New | Healthcare | FL Zone 2 | Ventilation and Circulation |  |  | 0 | Per 3 Hp | [7 empty] | 15091.0062 | 10110.9741 | 4980.032 | 0.33 |  | 15 |  |  |  | 4980.032 | [8 empty] | 0 | 0 | 0 | 0 | 0 | 0 | 0 | [5 empty] | 0
FL Zone 2HospitalsNew |  | XXXXXXXX | Yes | Nonequipment | CO Sensors for Parking Garage Exhaust | Enclosed Parking Garage Exhaust with CO Control | Constant Volume Enclosed Parking Garage Exhaust | Commercial | New | Hospitals | FL Zone 2 | Ventilation and Circulation |  |  | 0 | Per 3 Hp | [7 empty] | 15091.0062 | 10110.9741 | 4980.032 | 0.33 |  | 15 |  |  |  | 4980.032 | [8 empty] | 0 | 0 | 0 | 0 | 0 | 0 | 0 | [5 empty] | 0
FL Zone 2InstitutionalNew |  | XXXXXXXX | Yes | Nonequipment | CO Sensors for Parking Garage Exhaust | Enclosed Parking Garage Exhaust with CO Control | Constant Volume Enclosed Parking Garage Exhaust | Commercial | New | Institutional | FL Zone 2 | Ventilation and Circulation |  |  | 0 | Per 3 Hp | [7 empty] | 15091.0062 | 10110.9741 | 4980.032 | 0.33 |  | 15 |  |  |  | 4980.032 | [8 empty] | 0 | 0 | 0 | 0 | 0 | 0 | 0 | [5 empty] | 0
FL Zone 2Lodging/HospitalityNew |  | XXXXXXXX | Yes | Nonequipment | CO Sensors for Parking Garage Exhaust | Enclosed Parking Garage Exhaust with CO Control | Constant Volume Enclosed Parking Garage Exhaust | Commercial | New | Lodging/Hospitality | FL Zone 2 | Ventilation and Circulation |  |  | 0 | Per 3 Hp | [7 empty] | 15091.0062 | 10110.9741 | 4980.032 | 0.33 |  | 15 |  |  |  | 4980.032 | [8 empty] | 0 | 0 | 0 | 0 | 0 | 0 | 0 | [5 empty] | 0
FL Zone 2MiscellaneousNew |  | XXXXXXXX | Yes | Nonequipment | CO Sensors for Parking Garage Exhaust | Enclosed Parking Garage Exhaust with CO Control | Constant Volume Enclosed Parking Garage Exhaust | Commercial | New | Miscellaneous | FL Zone 2 | Ventilation and Circulation |  |  | 0 | Per 3 Hp | [7 empty] | 15091.0062 | 10110.9741 | 4980.032 | 0.33 |  | 15 |  |  |  | 4980.032 | [8 empty] | 0 | 0 | 0 | 0 | 0 | 0 | 0 | [5 empty] | 0
FL Zone 2OfficesNew |  | XXXXXXXX | Yes | Nonequipment | CO Sensors for Parking Garage Exhaust | Enclosed Parking Garage Exhaust with CO Control | Constant Volume Enclosed Parking Garage Exhaust | Commercial | New | Offices | FL Zone 2 | Ventilation and Circulation |  |  | 0 | Per 3 Hp | [7 empty] | 15091.0062 | 10110.9741 | 4980.032 | 0.33 |  | 15 |  |  |  | 4980.032 | [8 empty] | 0 | 0 | 0 | 0 | 0 | 0 | 0 | [5 empty] | 0
FL Zone 2RestaurantsNew |  | XXXXXXXX | Yes | Nonequipment | CO Sensors for Parking Garage Exhaust | Enclosed Parking Garage Exhaust with CO Control | Constant Volume Enclosed Parking Garage Exhaust | Commercial | New | Restaurants | FL Zone 2 | Ventilation and Circulation |  |  | 0 | Per 3 Hp | [7 empty] | 15091.0062 | 10110.9741 | 4980.032 | 0.33 |  | 15 |  |  |  | 4980.032 | [8 empty] | 0 | 0 | 0 | 0 | 0 | 0 | 0 | [5 empty] | 0
FL Zone 2RetailNew |  | XXXXXXXX | Yes | Nonequipment | CO Sensors for Parking Garage Exhaust | Enclosed Parking Garage Exhaust with CO Control | Constant Volume Enclosed Parking Garage Exhaust | Commercial | New | Retail | FL Zone 2 | Ventilation and Circulation |  |  | 0 | Per 3 Hp | [7 empty] | 15091.0062 | 10110.9741 | 4980.032 | 0.33 |  | 15 |  |  |  | 4980.032 | [8 empty] | 0 | 0 | 0 | 0 | 0 | 0 | 0 | [5 empty] | 0
FL Zone 2Schools K-12New |  | XXXXXXXX | Yes | Nonequipment | CO Sensors for Parking Garage Exhaust | Enclosed Parking Garage Exhaust with CO Control | Constant Volume Enclosed Parking Garage Exhaust | Commercial | New | Schools K-12 | FL Zone 2 | Ventilation and Circulation |  |  | 0 | Per 3 Hp | [7 empty] | 15091.0062 | 10110.9741 | 4980.032 | 0.33 |  | 15 |  |  |  | 4980.032 | [8 empty] | 0 | 0 | 0 | 0 | 0 | 0 | 0 | [5 empty] | 0
FL Zone 2WarehouseNew |  | XXXXXXXX | Yes | Nonequipment | CO Sensors for Parking Garage Exhaust | Enclosed Parking Garage Exhaust with CO Control | Constant Volume Enclosed Parking Garage Exhaust | Commercial | New | Warehouse | FL Zone 2 | Ventilation and Circulation |  |  | 0 | Per 3 Hp | [7 empty] | 15091.0062 | 10110.9741 | 4980.032 | 0.33 |  | 15 |  |  |  | 4980.032 | [8 empty] | 0 | 0 | 0 | 0 | 0 | 0 | 0 | [5 empty] | 0
FL Zone 2AssemblyExisting |  | XXXXXXXX | Yes | Nonequipment | Cool Roof | Cool Roof - Includes both DX and chiller cooling systems | Code-Compliant Flat Roof | Commercial | Existing | Assembly | FL Zone 2 | Space Heating |  |  | 0 | Square feet | [7 empty] | 0.59244 | 0.58779 | 0.0046487 | 0.0078467 |  | 15 |  |  |  | 0.0046487 | [8 empty] | 0 | 0 | 0 | 0 | 0 | 0 | 0 | [5 empty] | 0
FL Zone 2College and UniversityExisting |  | XXXXXXXX | Yes | Nonequipment | Cool Roof | Cool Roof - Includes both DX and chiller cooling systems | Code-Compliant Flat Roof | Commercial | Existing | College and University | FL Zone 2 | Space Heating |  |  | 0 | Square feet | [7 empty] | 1.7285 | 1.7238 | 0.0046487 | 0.0026895 |  | 15 |  |  |  | 0.0046487 | [8 empty] | 0 | 0 | 0 | 0 | 0 | 0 | 0 | [5 empty] | 0
FL Zone 2GroceryExisting |  | XXXXXXXX | Yes | Nonequipment | Cool Roof | Cool Roof - Includes both DX and chiller cooling systems | Code-Compliant Flat Roof | Commercial | Existing | Grocery | FL Zone 2 | Space Heating |  |  | 0 | Square feet | [7 empty] | 4.8505 | 4.8458 | 0.0046487 | 0.00095841 |  | 15 |  |  |  | 0.0046487 | [8 empty] | 0 | 0 | 0 | 0 | 0 | 0 | 0 | [5 empty] | 0
FL Zone 2HealthcareExisting |  | XXXXXXXX | Yes | Nonequipment | Cool Roof | Cool Roof - Includes both DX and chiller cooling systems | Code-Compliant Flat Roof | Commercial | Existing | Healthcare | FL Zone 2 | Space Heating |  |  | 0 | Square feet | [7 empty] | 2.3592 | 2.3545 | 0.0046487 | 0.0019705 |  | 15 |  |  |  | 0.0046487 | [8 empty] | 0 | 0 | 0 | 0 | 0 | 0 | 0 | [5 empty] | 0
FL Zone 2HospitalsExisting |  | XXXXXXXX | Yes | Nonequipment | Cool Roof | Cool Roof - Includes both DX and chiller cooling systems | Code-Compliant Flat Roof | Commercial | Existing | Hospitals | FL Zone 2 | Space Heating |  |  | 0 | Square feet | [7 empty] | 12.716 | 12.7114 | 0.0046487 | 0.00036558 |  | 15 |  |  |  | 0.0046487 | [8 empty] | 0 | 0 | 0 | 0 | 0 | 0 | 0 | [5 empty] | 0
FL Zone 2InstitutionalExisting |  | XXXXXXXX | Yes | Nonequipment | Cool Roof | Cool Roof - Includes both DX and chiller cooling systems | Code-Compliant Flat Roof | Commercial | Existing | Institutional | FL Zone 2 | Space Heating |  |  | 0 | Square feet | [7 empty] | 8.8017 | 8.7971 | 0.0046487 | 0.00052816 |  | 15 |  |  |  | 0.0046487 | [8 empty] | 0 | 0 | 0 | 0 | 0 | 0 | 0 | [5 empty] | 0
FL Zone 2Lodging/HospitalityExisting |  | XXXXXXXX | Yes | Nonequipment | Cool Roof | Cool Roof - Includes both DX and chiller cooling systems | Code-Compliant Flat Roof | Commercial | Existing | Lodging/Hospitality | FL Zone 2 | Space Heating |  |  | 0 | Square feet | [7 empty] | 5.4316 | 5.4269 | 0.0046487 | 0.00085587 |  | 15 |  |  |  | 0.0046487 | [8 empty] | 0 | 0 | 0 | 0 | 0 | 0 | 0 | [5 empty] | 0
FL Zone 2MiscellaneousExisting |  | XXXXXXXX | Yes | Nonequipment | Cool Roof | Cool Roof - Includes both DX and chiller cooling systems | Code-Compliant Flat Roof | Commercial | Existing | Miscellaneous | FL Zone 2 | Space Heating |  |  | 0 | Square feet | [7 empty] | 16.7729 | 16.7682 | 0.0046487 | 0.00027716 |  | 15 |  |  |  | 0.0046487 | [8 empty] | 0 | 0 | 0 | 0 | 0 | 0 | 0 | [5 empty] | 0
FL Zone 2OfficesExisting |  | XXXXXXXX | Yes | Nonequipment | Cool Roof | Cool Roof - Includes both DX and chiller cooling systems | Code-Compliant Flat Roof | Commercial | Existing | Offices | FL Zone 2 | Space Heating |  |  | 0 | Square feet | [7 empty] | 9.1029 | 9.0983 | 0.0046487 | 0.00051068 |  | 15 |  |  |  | 0.0046487 | [8 empty] | 0 | 0 | 0 | 0 | 0 | 0 | 0 | [5 empty] | 0
FL Zone 2RestaurantsExisting |  | XXXXXXXX | Yes | Nonequipment | Cool Roof | Cool Roof - Includes both DX and chiller cooling systems | Code-Compliant Flat Roof | Commercial | Existing | Restaurants | FL Zone 2 | Space Heating |  |  | 0 | Square feet | [7 empty] | 4.9042 | 4.8995 | 0.0046487 | 0.00094791 |  | 15 |  |  |  | 0.0046487 | [8 empty] | 0 | 0 | 0 | 0 | 0 | 0 | 0 | [5 empty] | 0
FL Zone 2RetailExisting |  | XXXXXXXX | Yes | Nonequipment | Cool Roof | Cool Roof - Includes both DX and chiller cooling systems | Code-Compliant Flat Roof | Commercial | Existing | Retail | FL Zone 2 | Space Heating |  |  | 0 | Square feet | [7 empty] | 0.93572 | 0.93107 | 0.0046487 | 0.004968 |  | 15 |  |  |  | 0.0046487 | [8 empty] | 0 | 0 | 0 | 0 | 0 | 0 | 0 | [5 empty] | 0
FL Zone 2Schools K-12Existing |  | XXXXXXXX | Yes | Nonequipment | Cool Roof | Cool Roof - Includes both DX and chiller cooling systems | Code-Compliant Flat Roof | Commercial | Existing | Schools K-12 | FL Zone 2 | Space Heating |  |  | 0 | Square feet | [7 empty] | 0.79861 | 0.79396 | 0.0046487 | 0.005821 |  | 15 |  |  |  | 0.0046487 | [8 empty] | 0 | 0 | 0 | 0 | 0 | 0 | 0 | [5 empty] | 0
FL Zone 2WarehouseExisting |  | XXXXXXXX | Yes | Nonequipment | Cool Roof | Cool Roof - Includes both DX and chiller cooling systems | Code-Compliant Flat Roof | Commercial | Existing | Warehouse | FL Zone 2 | Space Heating |  |  | 0 | Square feet | [7 empty] | 0.21938 | 0.21473 | 0.0046487 | 0.02119 |  | 15 |  |  |  | 0.0046487 | [8 empty] | 0 | 0 | 0 | 0 | 0 | 0 | 0 | [5 empty] | 0
FL Zone 2AssemblyNew |  | XXXXXXXX | Yes | Nonequipment | Cool Roof | Cool Roof - Includes both DX and chiller cooling systems | Code-Compliant Flat Roof | Commercial | New | Assembly | FL Zone 2 | Space Heating |  |  | 0 | Square feet | [7 empty] | 0.59244 | 0.58823 | 0.0042129 | 0.007111 |  | 15 |  |  |  | 0.0042129 | [8 empty] | 0 | 0 | 0 | 0 | 0 | 0 | 0 | [5 empty] | 0
FL Zone 2College and UniversityNew |  | XXXXXXXX | Yes | Nonequipment | Cool Roof | Cool Roof - Includes both DX and chiller cooling systems | Code-Compliant Flat Roof | Commercial | New | College and University | FL Zone 2 | Space Heating |  |  | 0 | Square feet | [7 empty] | 1.7285 | 1.7243 | 0.0042129 | 0.0024373 |  | 15 |  |  |  | 0.0042129 | [8 empty] | 0 | 0 | 0 | 0 | 0 | 0 | 0 | [5 empty] | 0
FL Zone 2GroceryNew |  | XXXXXXXX | Yes | Nonequipment | Cool Roof | Cool Roof - Includes both DX and chiller cooling systems | Code-Compliant Flat Roof | Commercial | New | Grocery | FL Zone 2 | Space Heating |  |  | 0 | Square feet | [7 empty] | 4.8505 | 4.8462 | 0.0042129 | 0.00086855 |  | 15 |  |  |  | 0.0042129 | [8 empty] | 0 | 0 | 0 | 0 | 0 | 0 | 0 | [5 empty] | 0
FL Zone 2HealthcareNew |  | XXXXXXXX | Yes | Nonequipment | Cool Roof | Cool Roof - Includes both DX and chiller cooling systems | Code-Compliant Flat Roof | Commercial | New | Healthcare | FL Zone 2 | Space Heating |  |  | 0 | Square feet | [7 empty] | 2.3592 | 2.355 | 0.0042129 | 0.0017857 |  | 15 |  |  |  | 0.0042129 | [8 empty] | 0 | 0 | 0 | 0 | 0 | 0 | 0 | [5 empty] | 0
FL Zone 2HospitalsNew |  | XXXXXXXX | Yes | Nonequipment | Cool Roof | Cool Roof - Includes both DX and chiller cooling systems | Code-Compliant Flat Roof | Commercial | New | Hospitals | FL Zone 2 | Space Heating |  |  | 0 | Square feet | [7 empty] | 12.716 | 12.7118 | 0.0042129 | 0.00033131 |  | 15 |  |  |  | 0.0042129 | [8 empty] | 0 | 0 | 0 | 0 | 0 | 0 | 0 | [5 empty] | 0
FL Zone 2InstitutionalNew |  | XXXXXXXX | Yes | Nonequipment | Cool Roof | Cool Roof - Includes both DX and chiller cooling systems | Code-Compliant Flat Roof | Commercial | New | Institutional | FL Zone 2 | Space Heating |  |  | 0 | Square feet | [7 empty] | 8.8017 | 8.7975 | 0.0042129 | 0.00047864 |  | 15 |  |  |  | 0.0042129 | [8 empty] | 0 | 0 | 0 | 0 | 0 | 0 | 0 | [5 empty] | 0
FL Zone 2Lodging/HospitalityNew |  | XXXXXXXX | Yes | Nonequipment | Cool Roof | Cool Roof - Includes both DX and chiller cooling systems | Code-Compliant Flat Roof | Commercial | New | Lodging/Hospitality | FL Zone 2 | Space Heating |  |  | 0 | Square feet | [7 empty] | 5.4316 | 5.4273 | 0.0042129 | 0.00077563 |  | 15 |  |  |  | 0.0042129 | [8 empty] | 0 | 0 | 0 | 0 | 0 | 0 | 0 | [5 empty] | 0
FL Zone 2MiscellaneousNew |  | XXXXXXXX | Yes | Nonequipment | Cool Roof | Cool Roof - Includes both DX and chiller cooling systems | Code-Compliant Flat Roof | Commercial | New | Miscellaneous | FL Zone 2 | Space Heating |  |  | 0 | Square feet | [7 empty] | 16.7729 | 16.7687 | 0.0042129 | 0.00025117 |  | 15 |  |  |  | 0.0042129 | [8 empty] | 0 | 0 | 0 | 0 | 0 | 0 | 0 | [5 empty] | 0
FL Zone 2OfficesNew |  | XXXXXXXX | Yes | Nonequipment | Cool Roof | Cool Roof - Includes both DX and chiller cooling systems | Code-Compliant Flat Roof | Commercial | New | Offices | FL Zone 2 | Space Heating |  |  | 0 | Square feet | [7 empty] | 9.1029 | 9.0987 | 0.0042129 | 0.00046281 |  | 15 |  |  |  | 0.0042129 | [8 empty] | 0 | 0 | 0 | 0 | 0 | 0 | 0 | [5 empty] | 0
FL Zone 2RestaurantsNew |  | XXXXXXXX | Yes | Nonequipment | Cool Roof | Cool Roof - Includes both DX and chiller cooling systems | Code-Compliant Flat Roof | Commercial | New | Restaurants | FL Zone 2 | Space Heating |  |  | 0 | Square feet | [7 empty] | 4.9042 | 4.9 | 0.0042129 | 0.00085904 |  | 15 |  |  |  | 0.0042129 | [8 empty] | 0 | 0 | 0 | 0 | 0 | 0 | 0 | [5 empty] | 0
FL Zone 2RetailNew |  | XXXXXXXX | Yes | Nonequipment | Cool Roof | Cool Roof - Includes both DX and chiller cooling systems | Code-Compliant Flat Roof | Commercial | New | Retail | FL Zone 2 | Space Heating |  |  | 0 | Square feet | [7 empty] | 0.93572 | 0.93151 | 0.0042129 | 0.0045023 |  | 15 |  |  |  | 0.0042129 | [8 empty] | 0 | 0 | 0 | 0 | 0 | 0 | 0 | [5 empty] | 0
FL Zone 2Schools K-12New |  | XXXXXXXX | Yes | Nonequipment | Cool Roof | Cool Roof - Includes both DX and chiller cooling systems | Code-Compliant Flat Roof | Commercial | New | Schools K-12 | FL Zone 2 | Space Heating |  |  | 0 | Square feet | [7 empty] | 0.79861 | 0.7944 | 0.0042129 | 0.0052753 |  | 15 |  |  |  | 0.0042129 | [8 empty] | 0 | 0 | 0 | 0 | 0 | 0 | 0 | [5 empty] | 0
FL Zone 2WarehouseNew |  | XXXXXXXX | Yes | Nonequipment | Cool Roof | Cool Roof - Includes both DX and chiller cooling systems | Code-Compliant Flat Roof | Commercial | New | Warehouse | FL Zone 2 | Space Heating |  |  | 0 | Square feet | [7 empty] | 0.21938 | 0.21517 | 0.0042129 | 0.019204 |  | 15 |  |  |  | 0.0042129 | [8 empty] | 0 | 0 | 0 | 0 | 0 | 0 | 0 | [5 empty] | 0
FL Zone 2AssemblyExisting |  | XXXXXXXX | Yes | Nonequipment | Cool Roof | Cool Roof - Includes both DX and chiller cooling systems | Code-Compliant Flat Roof | Commercial | Existing | Assembly | FL Zone 2 | Space Cooling |  |  | 0 | Square feet | [7 empty] | 3.1952 | 3.0217 | 0.17354 | 0.054312 |  | 15 |  |  |  | 0.17354 | [8 empty] | 0 | 0 | 0 | 0 | 0 | 0 | 0 | [5 empty] | 0
FL Zone 2College and UniversityExisting |  | XXXXXXXX | Yes | Nonequipment | Cool Roof | Cool Roof - Includes both DX and chiller cooling systems | Code-Compliant Flat Roof | Commercial | Existing | College and University | FL Zone 2 | Space Cooling |  |  | 0 | Square feet | [7 empty] | 9.3222 | 9.1486 | 0.17354 | 0.018616 |  | 15 |  |  |  | 0.17354 | [8 empty] | 0 | 0 | 0 | 0 | 0 | 0 | 0 | [5 empty] | 0
FL Zone 2GroceryExisting |  | XXXXXXXX | Yes | Nonequipment | Cool Roof | Cool Roof - Includes both DX and chiller cooling systems | Code-Compliant Flat Roof | Commercial | Existing | Grocery | FL Zone 2 | Space Cooling |  |  | 0 | Square feet | [7 empty] | 26.16 | 25.9865 | 0.17354 | 0.0066337 |  | 15 |  |  |  | 0.17354 | [8 empty] | 0 | 0 | 0 | 0 | 0 | 0 | 0 | [5 empty] | 0
FL Zone 2HealthcareExisting |  | XXXXXXXX | Yes | Nonequipment | Cool Roof | Cool Roof - Includes both DX and chiller cooling systems | Code-Compliant Flat Roof | Commercial | Existing | Healthcare | FL Zone 2 | Space Cooling |  |  | 0 | Square feet | [7 empty] | 12.7238 | 12.5502 | 0.17354 | 0.013639 |  | 15 |  |  |  | 0.17354 | [8 empty] | 0 | 0 | 0 | 0 | 0 | 0 | 0 | [5 empty] | 0
FL Zone 2HospitalsExisting |  | XXXXXXXX | Yes | Nonequipment | Cool Roof | Cool Roof - Includes both DX and chiller cooling systems | Code-Compliant Flat Roof | Commercial | Existing | Hospitals | FL Zone 2 | Space Cooling |  |  | 0 | Square feet | [7 empty] | 68.5815 | 68.4079 | 0.17354 | 0.0025304 |  | 15 |  |  |  | 0.17354 | [8 empty] | 0 | 0 | 0 | 0 | 0 | 0 | 0 | [5 empty] | 0
FL Zone 2InstitutionalExisting |  | XXXXXXXX | Yes | Nonequipment | Cool Roof | Cool Roof - Includes both DX and chiller cooling systems | Code-Compliant Flat Roof | Commercial | Existing | Institutional | FL Zone 2 | Space Cooling |  |  | 0 | Square feet | [7 empty] | 47.4704 | 47.2969 | 0.17354 | 0.0036557 |  | 15 |  |  |  | 0.17354 | [8 empty] | 0 | 0 | 0 | 0 | 0 | 0 | 0 | [5 empty] | 0
FL Zone 2Lodging/HospitalityExisting |  | XXXXXXXX | Yes | Nonequipment | Cool Roof | Cool Roof - Includes both DX and chiller cooling systems | Code-Compliant Flat Roof | Commercial | Existing | Lodging/Hospitality | FL Zone 2 | Space Cooling |  |  | 0 | Square feet | [7 empty] | 29.2942 | 29.1206 | 0.17354 | 0.005924 |  | 15 |  |  |  | 0.17354 | [8 empty] | 0 | 0 | 0 | 0 | 0 | 0 | 0 | [5 empty] | 0
FL Zone 2MiscellaneousExisting |  | XXXXXXXX | Yes | Nonequipment | Cool Roof | Cool Roof - Includes both DX and chiller cooling systems | Code-Compliant Flat Roof | Commercial | Existing | Miscellaneous | FL Zone 2 | Space Cooling |  |  | 0 | Square feet | [7 empty] | 90.4615 | 90.288 | 0.17354 | 0.0019184 |  | 15 |  |  |  | 0.17354 | [8 empty] | 0 | 0 | 0 | 0 | 0 | 0 | 0 | [5 empty] | 0
FL Zone 2OfficesExisting |  | XXXXXXXX | Yes | Nonequipment | Cool Roof | Cool Roof - Includes both DX and chiller cooling systems | Code-Compliant Flat Roof | Commercial | Existing | Offices | FL Zone 2 | Space Cooling |  |  | 0 | Square feet | [7 empty] | 49.095 | 48.9214 | 0.17354 | 0.0035348 |  | 15 |  |  |  | 0.17354 | [8 empty] | 0 | 0 | 0 | 0 | 0 | 0 | 0 | [5 empty] | 0
FL Zone 2RestaurantsExisting |  | XXXXXXXX | Yes | Nonequipment | Cool Roof | Cool Roof - Includes both DX and chiller cooling systems | Code-Compliant Flat Roof | Commercial | Existing | Restaurants | FL Zone 2 | Space Cooling |  |  | 0 | Square feet | [7 empty] | 26.4498 | 26.2763 | 0.17354 | 0.0065611 |  | 15 |  |  |  | 0.17354 | [8 empty] | 0 | 0 | 0 | 0 | 0 | 0 | 0 | [5 empty] | 0
FL Zone 2RetailExisting |  | XXXXXXXX | Yes | Nonequipment | Cool Roof | Cool Roof - Includes both DX and chiller cooling systems | Code-Compliant Flat Roof | Commercial | Existing | Retail | FL Zone 2 | Space Cooling |  |  | 0 | Square feet | [7 empty] | 5.0466 | 4.8731 | 0.17354 | 0.034387 |  | 15 |  |  |  | 0.17354 | [8 empty] | 0 | 0 | 0 | 0 | 0 | 0 | 0 | [5 empty] | 0
FL Zone 2Schools K-12Existing |  | XXXXXXXX | Yes | Nonequipment | Cool Roof | Cool Roof - Includes both DX and chiller cooling systems | Code-Compliant Flat Roof | Commercial | Existing | Schools K-12 | FL Zone 2 | Space Cooling |  |  | 0 | Square feet | [7 empty] | 4.3072 | 4.1336 | 0.17354 | 0.040291 |  | 15 |  |  |  | 0.17354 | [8 empty] | 0 | 0 | 0 | 0 | 0 | 0 | 0 | [5 empty] | 0
FL Zone 2WarehouseExisting |  | XXXXXXXX | Yes | Nonequipment | Cool Roof | Cool Roof - Includes both DX and chiller cooling systems | Code-Compliant Flat Roof | Commercial | Existing | Warehouse | FL Zone 2 | Space Cooling |  |  | 0 | Square feet | [7 empty] | 1.1832 | 1.0096 | 0.17354 | 0.14667 |  | 15 |  |  |  | 0.17354 | [8 empty] | 0 | 0 | 0 | 0 | 0 | 0 | 0 | [5 empty] | 0
FL Zone 2AssemblyNew |  | XXXXXXXX | Yes | Nonequipment | Cool Roof | Cool Roof - Includes both DX and chiller cooling systems | Code-Compliant Flat Roof | Commercial | New | Assembly | FL Zone 2 | Space Cooling |  |  | 0 | Square feet | [7 empty] | 3.1952 | 3.0217 | 0.17354 | 0.054312 |  | 15 |  |  |  | 0.17354 | [8 empty] | 0 | 0 | 0 | 0 | 0 | 0 | 0 | [5 empty] | 0
FL Zone 2College and UniversityNew |  | XXXXXXXX | Yes | Nonequipment | Cool Roof | Cool Roof - Includes both DX and chiller cooling systems | Code-Compliant Flat Roof | Commercial | New | College and University | FL Zone 2 | Space Cooling |  |  | 0 | Square feet | [7 empty] | 9.3222 | 9.1486 | 0.17354 | 0.018616 |  | 15 |  |  |  | 0.17354 | [8 empty] | 0 | 0 | 0 | 0 | 0 | 0 | 0 | [5 empty] | 0
FL Zone 2GroceryNew |  | XXXXXXXX | Yes | Nonequipment | Cool Roof | Cool Roof - Includes both DX and chiller cooling systems | Code-Compliant Flat Roof | Commercial | New | Grocery | FL Zone 2 | Space Cooling |  |  | 0 | Square feet | [7 empty] | 26.16 | 25.9865 | 0.17354 | 0.0066337 |  | 15 |  |  |  | 0.17354 | [8 empty] | 0 | 0 | 0 | 0 | 0 | 0 | 0 | [5 empty] | 0
FL Zone 2HealthcareNew |  | XXXXXXXX | Yes | Nonequipment | Cool Roof | Cool Roof - Includes both DX and chiller cooling systems | Code-Compliant Flat Roof | Commercial | New | Healthcare | FL Zone 2 | Space Cooling |  |  | 0 | Square feet | [7 empty] | 12.7238 | 12.5502 | 0.17354 | 0.013639 |  | 15 |  |  |  | 0.17354 | [8 empty] | 0 | 0 | 0 | 0 | 0 | 0 | 0 | [5 empty] | 0
FL Zone 2HospitalsNew |  | XXXXXXXX | Yes | Nonequipment | Cool Roof | Cool Roof - Includes both DX and chiller cooling systems | Code-Compliant Flat Roof | Commercial | New | Hospitals | FL Zone 2 | Space Cooling |  |  | 0 | Square feet | [7 empty] | 68.5815 | 68.4079 | 0.17354 | 0.0025304 |  | 15 |  |  |  | 0.17354 | [8 empty] | 0 | 0 | 0 | 0 | 0 | 0 | 0 | [5 empty] | 0
FL Zone 2InstitutionalNew |  | XXXXXXXX | Yes | Nonequipment | Cool Roof | Cool Roof - Includes both DX and chiller cooling systems | Code-Compliant Flat Roof | Commercial | New | Institutional | FL Zone 2 | Space Cooling |  |  | 0 | Square feet | [7 empty] | 47.4704 | 47.2969 | 0.17354 | 0.0036557 |  | 15 |  |  |  | 0.17354 | [8 empty] | 0 | 0 | 0 | 0 | 0 | 0 | 0 | [5 empty] | 0
FL Zone 2Lodging/HospitalityNew |  | XXXXXXXX | Yes | Nonequipment | Cool Roof | Cool Roof - Includes both DX and chiller cooling systems | Code-Compliant Flat Roof | Commercial | New | Lodging/Hospitality | FL Zone 2 | Space Cooling |  |  | 0 | Square feet | [7 empty] | 29.2942 | 29.1206 | 0.17354 | 0.005924 |  | 15 |  |  |  | 0.17354 | [8 empty] | 0 | 0 | 0 | 0 | 0 | 0 | 0 | [5 empty] | 0
FL Zone 2MiscellaneousNew |  | XXXXXXXX | Yes | Nonequipment | Cool Roof | Cool Roof - Includes both DX and chiller cooling systems | Code-Compliant Flat Roof | Commercial | New | Miscellaneous | FL Zone 2 | Space Cooling |  |  | 0 | Square feet | [7 empty] | 90.4615 | 90.288 | 0.17354 | 0.0019184 |  | 15 |  |  |  | 0.17354 | [8 empty] | 0 | 0 | 0 | 0 | 0 | 0 | 0 | [5 empty] | 0
FL Zone 2OfficesNew |  | XXXXXXXX | Yes | Nonequipment | Cool Roof | Cool Roof - Includes both DX and chiller cooling systems | Code-Compliant Flat Roof | Commercial | New | Offices | FL Zone 2 | Space Cooling |  |  | 0 | Square feet | [7 empty] | 49.095 | 48.9214 | 0.17354 | 0.0035348 |  | 15 |  |  |  | 0.17354 | [8 empty] | 0 | 0 | 0 | 0 | 0 | 0 | 0 | [5 empty] | 0
FL Zone 2RestaurantsNew |  | XXXXXXXX | Yes | Nonequipment | Cool Roof | Cool Roof - Includes both DX and chiller cooling systems | Code-Compliant Flat Roof | Commercial | New | Restaurants | FL Zone 2 | Space Cooling |  |  | 0 | Square feet | [7 empty] | 26.4498 | 26.2763 | 0.17354 | 0.0065611 |  | 15 |  |  |  | 0.17354 | [8 empty] | 0 | 0 | 0 | 0 | 0 | 0 | 0 | [5 empty] | 0
FL Zone 2RetailNew |  | XXXXXXXX | Yes | Nonequipment | Cool Roof | Cool Roof - Includes both DX and chiller cooling systems | Code-Compliant Flat Roof | Commercial | New | Retail | FL Zone 2 | Space Cooling |  |  | 0 | Square feet | [7 empty] | 5.0466 | 4.8731 | 0.17354 | 0.034387 |  | 15 |  |  |  | 0.17354 | [8 empty] | 0 | 0 | 0 | 0 | 0 | 0 | 0 | [5 empty] | 0
FL Zone 2Schools K-12New |  | XXXXXXXX | Yes | Nonequipment | Cool Roof | Cool Roof - Includes both DX and chiller cooling systems | Code-Compliant Flat Roof | Commercial | New | Schools K-12 | FL Zone 2 | Space Cooling |  |  | 0 | Square feet | [7 empty] | 4.3072 | 4.1336 | 0.17354 | 0.040291 |  | 15 |  |  |  | 0.17354 | [8 empty] | 0 | 0 | 0 | 0 | 0 | 0 | 0 | [5 empty] | 0
FL Zone 2WarehouseNew |  | XXXXXXXX | Yes | Nonequipment | Cool Roof | Cool Roof - Includes both DX and chiller cooling systems | Code-Compliant Flat Roof | Commercial | New | Warehouse | FL Zone 2 | Space Cooling |  |  | 0 | Square feet | [7 empty] | 1.1832 | 1.0096 | 0.17354 | 0.14667 |  | 15 |  |  |  | 0.17354 | [8 empty] | 0 | 0 | 0 | 0 | 0 | 0 | 0 | [5 empty] | 0
FL Zone 2AssemblyExisting |  | XXXXXXXX | Yes | Nonequipment | Dedicated Outdoor Air System on VRF unit | Code-Compliant VRF utilizing Dedicated Outdoor Air System | Code-Compliant PTHP | Commercial | Existing | Assembly | FL Zone 2 | Space Heating |  |  | 0 | Per Unit | [7 empty] | 315.0698 | 283.5628 | 31.507 | 0.1 |  | 15 |  |  |  | 9.8967 | [8 empty] | 0 | 0 | 0 | 0 | 0 | 0 | 0 | [5 empty] | 0
FL Zone 2College and UniversityExisting |  | XXXXXXXX | Yes | Nonequipment | Dedicated Outdoor Air System on VRF unit | Code-Compliant VRF utilizing Dedicated Outdoor Air System | Code-Compliant PTHP | Commercial | Existing | College and University | FL Zone 2 | Space Heating |  |  | 0 | Per Unit | [7 empty] | 315.0698 | 283.5628 | 31.507 | 0.1 |  | 15 |  |  |  | 9.8967 | [8 empty] | 0 | 0 | 0 | 0 | 0 | 0 | 0 | [5 empty] | 0
FL Zone 2GroceryExisting |  | XXXXXXXX | Yes | Nonequipment | Dedicated Outdoor Air System on VRF unit | Code-Compliant VRF utilizing Dedicated Outdoor Air System | Code-Compliant PTHP | Commercial | Existing | Grocery | FL Zone 2 | Space Heating |  |  | 0 | Per Unit | [7 empty] | 541.9201 | 487.7281 | 54.192 | 0.1 |  | 15 |  |  |  | 17.0224 | [8 empty] | 0 | 0 | 0 | 0 | 0 | 0 | 0 | [5 empty] | 0
FL Zone 2HealthcareExisting |  | XXXXXXXX | Yes | Nonequipment | Dedicated Outdoor Air System on VRF unit | Code-Compliant VRF utilizing Dedicated Outdoor Air System | Code-Compliant PTHP | Commercial | Existing | Healthcare | FL Zone 2 | Space Heating |  |  | 0 | Per Unit | [7 empty] | 494.0295 | 444.6265 | 49.4029 | 0.1 |  | 15 |  |  |  | 15.5181 | [8 empty] | 0 | 0 | 0 | 0 | 0 | 0 | 0 | [5 empty] | 0
FL Zone 2HospitalsExisting |  | XXXXXXXX | Yes | Nonequipment | Dedicated Outdoor Air System on VRF unit | Code-Compliant VRF utilizing Dedicated Outdoor Air System | Code-Compliant PTHP | Commercial | Existing | Hospitals | FL Zone 2 | Space Heating |  |  | 0 | Per Unit | [7 empty] | 562.0845 | 505.8761 | 56.2085 | 0.1 |  | 15 |  |  |  | 17.6558 | [8 empty] | 0 | 0 | 0 | 0 | 0 | 0 | 0 | [5 empty] | 0
FL Zone 2InstitutionalExisting |  | XXXXXXXX | Yes | Nonequipment | Dedicated Outdoor Air System on VRF unit | Code-Compliant VRF utilizing Dedicated Outdoor Air System | Code-Compliant PTHP | Commercial | Existing | Institutional | FL Zone 2 | Space Heating |  |  | 0 | Per Unit | [7 empty] | 274.7409 | 247.2668 | 27.4741 | 0.1 |  | 15 |  |  |  | 8.6299 | [8 empty] | 0 | 0 | 0 | 0 | 0 | 0 | 0 | [5 empty] | 0
FL Zone 2Lodging/HospitalityExisting |  | XXXXXXXX | Yes | Nonequipment | Dedicated Outdoor Air System on VRF unit | Code-Compliant VRF utilizing Dedicated Outdoor Air System | Code-Compliant PTHP | Commercial | Existing | Lodging/Hospitality | FL Zone 2 | Space Heating |  |  | 0 | Per Unit | [7 empty] | 332.7137 | 299.4423 | 33.2714 | 0.1 |  | 15 |  |  |  | 10.4509 | [8 empty] | 0 | 0 | 0 | 0 | 0 | 0 | 0 | [5 empty] | 0
FL Zone 2MiscellaneousExisting |  | XXXXXXXX | Yes | Nonequipment | Dedicated Outdoor Air System on VRF unit | Code-Compliant VRF utilizing Dedicated Outdoor Air System | Code-Compliant PTHP | Commercial | Existing | Miscellaneous | FL Zone 2 | Space Heating |  |  | 0 | Per Unit | [7 empty] | 173.9185 | 156.5267 | 17.3919 | 0.1 |  | 15 |  |  |  | 5.463 | [8 empty] | 0 | 0 | 0 | 0 | 0 | 0 | 0 | [5 empty] | 0
FL Zone 2OfficesExisting |  | XXXXXXXX | Yes | Nonequipment | Dedicated Outdoor Air System on VRF unit | Code-Compliant VRF utilizing Dedicated Outdoor Air System | Code-Compliant PTHP | Commercial | Existing | Offices | FL Zone 2 | Space Heating |  |  | 0 | Per Unit | [7 empty] | 184.0008 | 165.6007 | 18.4001 | 0.1 |  | 15 |  |  |  | 5.7797 | [8 empty] | 0 | 0 | 0 | 0 | 0 | 0 | 0 | [5 empty] | 0
FL Zone 2RestaurantsExisting |  | XXXXXXXX | Yes | Nonequipment | Dedicated Outdoor Air System on VRF unit | Code-Compliant VRF utilizing Dedicated Outdoor Air System | Code-Compliant PTHP | Commercial | Existing | Restaurants | FL Zone 2 | Space Heating |  |  | 0 | Per Unit | [7 empty] | 1161.9774 | 1045.7797 | 116.1977 | 0.1 |  | 15 |  |  |  | 36.4991 | [8 empty] | 0 | 0 | 0 | 0 | 0 | 0 | 0 | [5 empty] | 0
FL Zone 2RetailExisting |  | XXXXXXXX | Yes | Nonequipment | Dedicated Outdoor Air System on VRF unit | Code-Compliant VRF utilizing Dedicated Outdoor Air System | Code-Compliant PTHP | Commercial | Existing | Retail | FL Zone 2 | Space Heating |  |  | 0 | Per Unit | [7 empty] | 728.4414 | 655.5972 | 72.8441 | 0.1 |  | 15 |  |  |  | 22.8812 | [8 empty] | 0 | 0 | 0 | 0 | 0 | 0 | 0 | [5 empty] | 0
FL Zone 2Schools K-12Existing |  | XXXXXXXX | Yes | Nonequipment | Dedicated Outdoor Air System on VRF unit | Code-Compliant VRF utilizing Dedicated Outdoor Air System | Code-Compliant PTHP | Commercial | Existing | Schools K-12 | FL Zone 2 | Space Heating |  |  | 0 | Per Unit | [7 empty] | 670.4685 | 603.4217 | 67.0469 | 0.1 |  | 15 |  |  |  | 21.0602 | [8 empty] | 0 | 0 | 0 | 0 | 0 | 0 | 0 | [5 empty] | 0
FL Zone 2WarehouseExisting |  | XXXXXXXX | Yes | Nonequipment | Dedicated Outdoor Air System on VRF unit | Code-Compliant VRF utilizing Dedicated Outdoor Air System | Code-Compliant PTHP | Commercial | Existing | Warehouse | FL Zone 2 | Space Heating |  |  | 0 | Per Unit | [7 empty] | 173.9185 | 156.5267 | 17.3919 | 0.1 |  | 15 |  |  |  | 5.463 | [8 empty] | 0 | 0 | 0 | 0 | 0 | 0 | 0 | [5 empty] | 0
FL Zone 2AssemblyNew |  | XXXXXXXX | Yes | Nonequipment | Dedicated Outdoor Air System on VRF unit | Code-Compliant VRF utilizing Dedicated Outdoor Air System | Code-Compliant PTHP | Commercial | New | Assembly | FL Zone 2 | Space Heating |  |  | 0 | Per Unit | [7 empty] | 315.0698 | 283.5628 | 31.507 | 0.1 |  | 15 |  |  |  | 9.8967 | [8 empty] | 0 | 0 | 0 | 0 | 0 | 0 | 0 | [5 empty] | 0
FL Zone 2College and UniversityNew |  | XXXXXXXX | Yes | Nonequipment | Dedicated Outdoor Air System on VRF unit | Code-Compliant VRF utilizing Dedicated Outdoor Air System | Code-Compliant PTHP | Commercial | New | College and University | FL Zone 2 | Space Heating |  |  | 0 | Per Unit | [7 empty] | 315.0698 | 283.5628 | 31.507 | 0.1 |  | 15 |  |  |  | 9.8967 | [8 empty] | 0 | 0 | 0 | 0 | 0 | 0 | 0 | [5 empty] | 0
FL Zone 2GroceryNew |  | XXXXXXXX | Yes | Nonequipment | Dedicated Outdoor Air System on VRF unit | Code-Compliant VRF utilizing Dedicated Outdoor Air System | Code-Compliant PTHP | Commercial | New | Grocery | FL Zone 2 | Space Heating |  |  | 0 | Per Unit | [7 empty] | 541.9201 | 487.7281 | 54.192 | 0.1 |  | 15 |  |  |  | 17.0224 | [8 empty] | 0 | 0 | 0 | 0 | 0 | 0 | 0 | [5 empty] | 0
FL Zone 2HealthcareNew |  | XXXXXXXX | Yes | Nonequipment | Dedicated Outdoor Air System on VRF unit | Code-Compliant VRF utilizing Dedicated Outdoor Air System | Code-Compliant PTHP | Commercial | New | Healthcare | FL Zone 2 | Space Heating |  |  | 0 | Per Unit | [7 empty] | 494.0295 | 444.6265 | 49.4029 | 0.1 |  | 15 |  |  |  | 15.5181 | [8 empty] | 0 | 0 | 0 | 0 | 0 | 0 | 0 | [5 empty] | 0
FL Zone 2HospitalsNew |  | XXXXXXXX | Yes | Nonequipment | Dedicated Outdoor Air System on VRF unit | Code-Compliant VRF utilizing Dedicated Outdoor Air System | Code-Compliant PTHP | Commercial | New | Hospitals | FL Zone 2 | Space Heating |  |  | 0 | Per Unit | [7 empty] | 562.0845 | 505.8761 | 56.2085 | 0.1 |  | 15 |  |  |  | 17.6558 | [8 empty] | 0 | 0 | 0 | 0 | 0 | 0 | 0 | [5 empty] | 0
FL Zone 2InstitutionalNew |  | XXXXXXXX | Yes | Nonequipment | Dedicated Outdoor Air System on VRF unit | Code-Compliant VRF utilizing Dedicated Outdoor Air System | Code-Compliant PTHP | Commercial | New | Institutional | FL Zone 2 | Space Heating |  |  | 0 | Per Unit | [7 empty] | 274.7409 | 247.2668 | 27.4741 | 0.1 |  | 15 |  |  |  | 8.6299 | [8 empty] | 0 | 0 | 0 | 0 | 0 | 0 | 0 | [5 empty] | 0
FL Zone 2Lodging/HospitalityNew |  | XXXXXXXX | Yes | Nonequipment | Dedicated Outdoor Air System on VRF unit | Code-Compliant VRF utilizing Dedicated Outdoor Air System | Code-Compliant PTHP | Commercial | New | Lodging/Hospitality | FL Zone 2 | Space Heating |  |  | 0 | Per Unit | [7 empty] | 332.7137 | 299.4423 | 33.2714 | 0.1 |  | 15 |  |  |  | 10.4509 | [8 empty] | 0 | 0 | 0 | 0 | 0 | 0 | 0 | [5 empty] | 0
FL Zone 2MiscellaneousNew |  | XXXXXXXX | Yes | Nonequipment | Dedicated Outdoor Air System on VRF unit | Code-Compliant VRF utilizing Dedicated Outdoor Air System | Code-Compliant PTHP | Commercial | New | Miscellaneous | FL Zone 2 | Space Heating |  |  | 0 | Per Unit | [7 empty] | 173.9185 | 156.5267 | 17.3919 | 0.1 |  | 15 |  |  |  | 5.463 | [8 empty] | 0 | 0 | 0 | 0 | 0 | 0 | 0 | [5 empty] | 0
FL Zone 2OfficesNew |  | XXXXXXXX | Yes | Nonequipment | Dedicated Outdoor Air System on VRF unit | Code-Compliant VRF utilizing Dedicated Outdoor Air System | Code-Compliant PTHP | Commercial | New | Offices | FL Zone 2 | Space Heating |  |  | 0 | Per Unit | [7 empty] | 184.0008 | 165.6007 | 18.4001 | 0.1 |  | 15 |  |  |  | 5.7797 | [8 empty] | 0 | 0 | 0 | 0 | 0 | 0 | 0 | [5 empty] | 0
FL Zone 2RestaurantsNew |  | XXXXXXXX | Yes | Nonequipment | Dedicated Outdoor Air System on VRF unit | Code-Compliant VRF utilizing Dedicated Outdoor Air System | Code-Compliant PTHP | Commercial | New | Restaurants | FL Zone 2 | Space Heating |  |  | 0 | Per Unit | [7 empty] | 1161.9774 | 1045.7797 | 116.1977 | 0.1 |  | 15 |  |  |  | 36.4991 | [8 empty] | 0 | 0 | 0 | 0 | 0 | 0 | 0 | [5 empty] | 0
FL Zone 2RetailNew |  | XXXXXXXX | Yes | Nonequipment | Dedicated Outdoor Air System on VRF unit | Code-Compliant VRF utilizing Dedicated Outdoor Air System | Code-Compliant PTHP | Commercial | New | Retail | FL Zone 2 | Space Heating |  |  | 0 | Per Unit | [7 empty] | 728.4414 | 655.5972 | 72.8441 | 0.1 |  | 15 |  |  |  | 22.8812 | [8 empty] | 0 | 0 | 0 | 0 | 0 | 0 | 0 | [5 empty] | 0
FL Zone 2Schools K-12New |  | XXXXXXXX | Yes | Nonequipment | Dedicated Outdoor Air System on VRF unit | Code-Compliant VRF utilizing Dedicated Outdoor Air System | Code-Compliant PTHP | Commercial | New | Schools K-12 | FL Zone 2 | Space Heating |  |  | 0 | Per Unit | [7 empty] | 670.4685 | 603.4217 | 67.0469 | 0.1 |  | 15 |  |  |  | 21.0602 | [8 empty] | 0 | 0 | 0 | 0 | 0 | 0 | 0 | [5 empty] | 0
FL Zone 2WarehouseNew |  | XXXXXXXX | Yes | Nonequipment | Dedicated Outdoor Air System on VRF unit | Code-Compliant VRF utilizing Dedicated Outdoor Air System | Code-Compliant PTHP | Commercial | New | Warehouse | FL Zone 2 | Space Heating |  |  | 0 | Per Unit | [7 empty] | 173.9185 | 156.5267 | 17.3919 | 0.1 |  | 15 |  |  |  | 5.463 | [8 empty] | 0 | 0 | 0 | 0 | 0 | 0 | 0 | [5 empty] | 0
FL Zone 2AssemblyExisting |  | XXXXXXXX | Yes | Nonequipment | Dedicated Outdoor Air System on VRF unit | Code-Compliant VRF utilizing Dedicated Outdoor Air System | Code-Compliant PTHP | Commercial | Existing | Assembly | FL Zone 2 | Space Cooling |  |  | 0 | Per Unit | [7 empty] | 4392.1356 | 3623.5119 | 768.6237 | 0.175 |  | 15 |  |  |  | 851.5326 | [8 empty] | 0 | 0 | 0 | 0 | 0 | 0 | 0 | [5 empty] | 0
FL Zone 2College and UniversityExisting |  | XXXXXXXX | Yes | Nonequipment | Dedicated Outdoor Air System on VRF unit | Code-Compliant VRF utilizing Dedicated Outdoor Air System | Code-Compliant PTHP | Commercial | Existing | College and University | FL Zone 2 | Space Cooling |  |  | 0 | Per Unit | [7 empty] | 4872.683 | 4019.9634 | 852.7195 | 0.175 |  | 15 |  |  |  | 944.6995 | [8 empty] | 0 | 0 | 0 | 0 | 0 | 0 | 0 | [5 empty] | 0
FL Zone 2GroceryExisting |  | XXXXXXXX | Yes | Nonequipment | Dedicated Outdoor Air System on VRF unit | Code-Compliant VRF utilizing Dedicated Outdoor Air System | Code-Compliant PTHP | Commercial | Existing | Grocery | FL Zone 2 | Space Cooling |  |  | 0 | Per Unit | [7 empty] | 2426.2601 | 2001.6646 | 424.5955 | 0.175 |  | 15 |  |  |  | 470.3952 | [8 empty] | 0 | 0 | 0 | 0 | 0 | 0 | 0 | [5 empty] | 0
FL Zone 2HealthcareExisting |  | XXXXXXXX | Yes | Nonequipment | Dedicated Outdoor Air System on VRF unit | Code-Compliant VRF utilizing Dedicated Outdoor Air System | Code-Compliant PTHP | Commercial | Existing | Healthcare | FL Zone 2 | Space Cooling |  |  | 0 | Per Unit | [7 empty] | 9557.1796 | 7884.6731 | 1672.5064 | 0.175 |  | 15 |  |  |  | 1852.914 | [8 empty] | 0 | 0 | 0 | 0 | 0 | 0 | 0 | [5 empty] | 0
FL Zone 2HospitalsExisting |  | XXXXXXXX | Yes | Nonequipment | Dedicated Outdoor Air System on VRF unit | Code-Compliant VRF utilizing Dedicated Outdoor Air System | Code-Compliant PTHP | Commercial | Existing | Hospitals | FL Zone 2 | Space Cooling |  |  | 0 | Per Unit | [7 empty] | 9053.1089 | 7468.8148 | 1584.2941 | 0.175 |  | 15 |  |  |  | 1755.1865 | [8 empty] | 0 | 0 | 0 | 0 | 0 | 0 | 0 | [5 empty] | 0
FL Zone 2InstitutionalExisting |  | XXXXXXXX | Yes | Nonequipment | Dedicated Outdoor Air System on VRF unit | Code-Compliant VRF utilizing Dedicated Outdoor Air System | Code-Compliant PTHP | Commercial | Existing | Institutional | FL Zone 2 | Space Cooling |  |  | 0 | Per Unit | [7 empty] | 2372.4925 | 1957.3063 | 415.1862 | 0.175 |  | 15 |  |  |  | 459.9709 | [8 empty] | 0 | 0 | 0 | 0 | 0 | 0 | 0 | [5 empty] | 0
FL Zone 2Lodging/HospitalityExisting |  | XXXXXXXX | Yes | Nonequipment | Dedicated Outdoor Air System on VRF unit | Code-Compliant VRF utilizing Dedicated Outdoor Air System | Code-Compliant PTHP | Commercial | Existing | Lodging/Hospitality | FL Zone 2 | Space Cooling |  |  | 0 | Per Unit | [7 empty] | 7255.2569 | 5985.587 | 1269.67 | 0.175 |  | 15 |  |  |  | 1406.625 | [8 empty] | 0 | 0 | 0 | 0 | 0 | 0 | 0 | [5 empty] | 0
FL Zone 2MiscellaneousExisting |  | XXXXXXXX | Yes | Nonequipment | Dedicated Outdoor Air System on VRF unit | Code-Compliant VRF utilizing Dedicated Outdoor Air System | Code-Compliant PTHP | Commercial | Existing | Miscellaneous | FL Zone 2 | Space Cooling |  |  | 0 | Per Unit | [7 empty] | 2453.1438 | 2023.8437 | 429.3002 | 0.175 |  | 15 |  |  |  | 475.6073 | [8 empty] | 0 | 0 | 0 | 0 | 0 | 0 | 0 | [5 empty] | 0
FL Zone 2OfficesExisting |  | XXXXXXXX | Yes | Nonequipment | Dedicated Outdoor Air System on VRF unit | Code-Compliant VRF utilizing Dedicated Outdoor Air System | Code-Compliant PTHP | Commercial | Existing | Offices | FL Zone 2 | Space Cooling |  |  | 0 | Per Unit | [7 empty] | 4943.2529 | 4078.1836 | 865.0693 | 0.175 |  | 15 |  |  |  | 958.3813 | [8 empty] | 0 | 0 | 0 | 0 | 0 | 0 | 0 | [5 empty] | 0
FL Zone 2RestaurantsExisting |  | XXXXXXXX | Yes | Nonequipment | Dedicated Outdoor Air System on VRF unit | Code-Compliant VRF utilizing Dedicated Outdoor Air System | Code-Compliant PTHP | Commercial | Existing | Restaurants | FL Zone 2 | Space Cooling |  |  | 0 | Per Unit | [7 empty] | 7117.4776 | 5871.919 | 1245.5586 | 0.175 |  | 15 |  |  |  | 1379.9128 | [8 empty] | 0 | 0 | 0 | 0 | 0 | 0 | 0 | [5 empty] | 0
FL Zone 2RetailExisting |  | XXXXXXXX | Yes | Nonequipment | Dedicated Outdoor Air System on VRF unit | Code-Compliant VRF utilizing Dedicated Outdoor Air System | Code-Compliant PTHP | Commercial | Existing | Retail | FL Zone 2 | Space Cooling |  |  | 0 | Per Unit | [7 empty] | 5578.3819 | 4602.1651 | 976.2168 | 0.175 |  | 15 |  |  |  | 1081.518 | [8 empty] | 0 | 0 | 0 | 0 | 0 | 0 | 0 | [5 empty] | 0
FL Zone 2Schools K-12Existing |  | XXXXXXXX | Yes | Nonequipment | Dedicated Outdoor Air System on VRF unit | Code-Compliant VRF utilizing Dedicated Outdoor Air System | Code-Compliant PTHP | Commercial | Existing | Schools K-12 | FL Zone 2 | Space Cooling |  |  | 0 | Per Unit | [7 empty] | 4849.1597 | 4000.5567 | 848.6029 | 0.175 |  | 15 |  |  |  | 940.1389 | [8 empty] | 0 | 0 | 0 | 0 | 0 | 0 | 0 | [5 empty] | 0
FL Zone 2WarehouseExisting |  | XXXXXXXX | Yes | Nonequipment | Dedicated Outdoor Air System on VRF unit | Code-Compliant VRF utilizing Dedicated Outdoor Air System | Code-Compliant PTHP | Commercial | Existing | Warehouse | FL Zone 2 | Space Cooling |  |  | 0 | Per Unit | [7 empty] | 1065.2693 | 878.8472 | 186.4221 | 0.175 |  | 15 |  |  |  | 206.5309 | [8 empty] | 0 | 0 | 0 | 0 | 0 | 0 | 0 | [5 empty] | 0
FL Zone 2AssemblyNew |  | XXXXXXXX | Yes | Nonequipment | Dedicated Outdoor Air System on VRF unit | Code-Compliant VRF utilizing Dedicated Outdoor Air System | Code-Compliant PTHP | Commercial | New | Assembly | FL Zone 2 | Space Cooling |  |  | 0 | Per Unit | [7 empty] | 4392.1356 | 3623.5119 | 768.6237 | 0.175 |  | 15 |  |  |  | 851.5326 | [8 empty] | 0 | 0 | 0 | 0 | 0 | 0 | 0 | [5 empty] | 0
FL Zone 2College and UniversityNew |  | XXXXXXXX | Yes | Nonequipment | Dedicated Outdoor Air System on VRF unit | Code-Compliant VRF utilizing Dedicated Outdoor Air System | Code-Compliant PTHP | Commercial | New | College and University | FL Zone 2 | Space Cooling |  |  | 0 | Per Unit | [7 empty] | 4872.683 | 4019.9634 | 852.7195 | 0.175 |  | 15 |  |  |  | 944.6995 | [8 empty] | 0 | 0 | 0 | 0 | 0 | 0 | 0 | [5 empty] | 0
FL Zone 2GroceryNew |  | XXXXXXXX | Yes | Nonequipment | Dedicated Outdoor Air System on VRF unit | Code-Compliant VRF utilizing Dedicated Outdoor Air System | Code-Compliant PTHP | Commercial | New | Grocery | FL Zone 2 | Space Cooling |  |  | 0 | Per Unit | [7 empty] | 2426.2601 | 2001.6646 | 424.5955 | 0.175 |  | 15 |  |  |  | 470.3952 | [8 empty] | 0 | 0 | 0 | 0 | 0 | 0 | 0 | [5 empty] | 0
FL Zone 2HealthcareNew |  | XXXXXXXX | Yes | Nonequipment | Dedicated Outdoor Air System on VRF unit | Code-Compliant VRF utilizing Dedicated Outdoor Air System | Code-Compliant PTHP | Commercial | New | Healthcare | FL Zone 2 | Space Cooling |  |  | 0 | Per Unit | [7 empty] | 9557.1796 | 7884.6731 | 1672.5064 | 0.175 |  | 15 |  |  |  | 1852.914 | [8 empty] | 0 | 0 | 0 | 0 | 0 | 0 | 0 | [5 empty] | 0
FL Zone 2HospitalsNew |  | XXXXXXXX | Yes | Nonequipment | Dedicated Outdoor Air System on VRF unit | Code-Compliant VRF utilizing Dedicated Outdoor Air System | Code-Compliant PTHP | Commercial | New | Hospitals | FL Zone 2 | Space Cooling |  |  | 0 | Per Unit | [7 empty] | 9053.1089 | 7468.8148 | 1584.2941 | 0.175 |  | 15 |  |  |  | 1755.1865 | [8 empty] | 0 | 0 | 0 | 0 | 0 | 0 | 0 | [5 empty] | 0
FL Zone 2InstitutionalNew |  | XXXXXXXX | Yes | Nonequipment | Dedicated Outdoor Air System on VRF unit | Code-Compliant VRF utilizing Dedicated Outdoor Air System | Code-Compliant PTHP | Commercial | New | Institutional | FL Zone 2 | Space Cooling |  |  | 0 | Per Unit | [7 empty] | 2372.4925 | 1957.3063 | 415.1862 | 0.175 |  | 15 |  |  |  | 459.9709 | [8 empty] | 0 | 0 | 0 | 0 | 0 | 0 | 0 | [5 empty] | 0
FL Zone 2Lodging/HospitalityNew |  | XXXXXXXX | Yes | Nonequipment | Dedicated Outdoor Air System on VRF unit | Code-Compliant VRF utilizing Dedicated Outdoor Air System | Code-Compliant PTHP | Commercial | New | Lodging/Hospitality | FL Zone 2 | Space Cooling |  |  | 0 | Per Unit | [7 empty] | 7255.2569 | 5985.587 | 1269.67 | 0.175 |  | 15 |  |  |  | 1406.625 | [8 empty] | 0 | 0 | 0 | 0 | 0 | 0 | 0 | [5 empty] | 0
FL Zone 2MiscellaneousNew |  | XXXXXXXX | Yes | Nonequipment | Dedicated Outdoor Air System on VRF unit | Code-Compliant VRF utilizing Dedicated Outdoor Air System | Code-Compliant PTHP | Commercial | New | Miscellaneous | FL Zone 2 | Space Cooling |  |  | 0 | Per Unit | [7 empty] | 2453.1438 | 2023.8437 | 429.3002 | 0.175 |  | 15 |  |  |  | 475.6073 | [8 empty] | 0 | 0 | 0 | 0 | 0 | 0 | 0 | [5 empty] | 0
FL Zone 2OfficesNew |  | XXXXXXXX | Yes | Nonequipment | Dedicated Outdoor Air System on VRF unit | Code-Compliant VRF utilizing Dedicated Outdoor Air System | Code-Compliant PTHP | Commercial | New | Offices | FL Zone 2 | Space Cooling |  |  | 0 | Per Unit | [7 empty] | 4943.2529 | 4078.1836 | 865.0693 | 0.175 |  | 15 |  |  |  | 958.3813 | [8 empty] | 0 | 0 | 0 | 0 | 0 | 0 | 0 | [5 empty] | 0
FL Zone 2RestaurantsNew |  | XXXXXXXX | Yes | Nonequipment | Dedicated Outdoor Air System on VRF unit | Code-Compliant VRF utilizing Dedicated Outdoor Air System | Code-Compliant PTHP | Commercial | New | Restaurants | FL Zone 2 | Space Cooling |  |  | 0 | Per Unit | [7 empty] | 7117.4776 | 5871.919 | 1245.5586 | 0.175 |  | 15 |  |  |  | 1379.9128 | [8 empty] | 0 | 0 | 0 | 0 | 0 | 0 | 0 | [5 empty] | 0
FL Zone 2RetailNew |  | XXXXXXXX | Yes | Nonequipment | Dedicated Outdoor Air System on VRF unit | Code-Compliant VRF utilizing Dedicated Outdoor Air System | Code-Compliant PTHP | Commercial | New | Retail | FL Zone 2 | Space Cooling |  |  | 0 | Per Unit | [7 empty] | 5578.3819 | 4602.1651 | 976.2168 | 0.175 |  | 15 |  |  |  | 1081.518 | [8 empty] | 0 | 0 | 0 | 0 | 0 | 0 | 0 | [5 empty] | 0
FL Zone 2Schools K-12New |  | XXXXXXXX | Yes | Nonequipment | Dedicated Outdoor Air System on VRF unit | Code-Compliant VRF utilizing Dedicated Outdoor Air System | Code-Compliant PTHP | Commercial | New | Schools K-12 | FL Zone 2 | Space Cooling |  |  | 0 | Per Unit | [7 empty] | 4849.1597 | 4000.5567 | 848.6029 | 0.175 |  | 15 |  |  |  | 940.1389 | [8 empty] | 0 | 0 | 0 | 0 | 0 | 0 | 0 | [5 empty] | 0
FL Zone 2WarehouseNew |  | XXXXXXXX | Yes | Nonequipment | Dedicated Outdoor Air System on VRF unit | Code-Compliant VRF utilizing Dedicated Outdoor Air System | Code-Compliant PTHP | Commercial | New | Warehouse | FL Zone 2 | Space Cooling |  |  | 0 | Per Unit | [7 empty] | 1065.2693 | 878.8472 | 186.4221 | 0.175 |  | 15 |  |  |  | 206.5309 | [8 empty] | 0 | 0 | 0 | 0 | 0 | 0 | 0 | [5 empty] | 0
FL Zone 2AssemblyExisting |  | XXXXXXXX | Yes | Nonequipment | Demand Controlled Ventilation | Return Air System with CO2 Sensors | Standard Return Air System, No Sensors | Commercial | Existing | Assembly | FL Zone 2 | Ventilation and Circulation |  |  | 0 | Per End Use Consumption | [7 empty] | 9357.0704 | 4678.5352 | 4678.5352 | 0.5 |  | 10 |  |  |  | 4678.5352 | [8 empty] | 0 | 0 | 0 | 0 | 0 | 0 | 0 | [5 empty] | 0
FL Zone 2College and UniversityExisting |  | XXXXXXXX | Yes | Nonequipment | Demand Controlled Ventilation | Return Air System with CO2 Sensors | Standard Return Air System, No Sensors | Commercial | Existing | College and University | FL Zone 2 | Ventilation and Circulation |  |  | 0 | Per End Use Consumption | [7 empty] | 55886.0882 | 27943.0441 | 27943.0441 | 0.5 |  | 10 |  |  |  | 27943.0441 | [8 empty] | 0 | 0 | 0 | 0 | 0 | 0 | 0 | [5 empty] | 0
FL Zone 2GroceryExisting |  | XXXXXXXX | Yes | Nonequipment | Demand Controlled Ventilation | Return Air System with CO2 Sensors | Standard Return Air System, No Sensors | Commercial | Existing | Grocery | FL Zone 2 | Ventilation and Circulation |  |  | 0 | Per End Use Consumption | [7 empty] | 22528.0535 | 20402.7838 | 2125.2697 | 0.094339 |  | 10 |  |  |  | 2125.2697 | [8 empty] | 0 | 0 | 0 | 0 | 0 | 0 | 0 | [5 empty] | 0
FL Zone 2HealthcareExisting |  | XXXXXXXX | Yes | Nonequipment | Demand Controlled Ventilation | Return Air System with CO2 Sensors | Standard Return Air System, No Sensors | Commercial | Existing | Healthcare | FL Zone 2 | Ventilation and Circulation |  |  | 0 | Per End Use Consumption | [7 empty] | 39322.8159 | 30247.0931 | 9075.7228 | 0.2308 |  | 10 |  |  |  | 9075.7228 | [8 empty] | 0 | 0 | 0 | 0 | 0 | 0 | 0 | [5 empty] | 0
FL Zone 2HospitalsExisting |  | XXXXXXXX | Yes | Nonequipment | Demand Controlled Ventilation | Return Air System with CO2 Sensors | Standard Return Air System, No Sensors | Commercial | Existing | Hospitals | FL Zone 2 | Ventilation and Circulation |  |  | 0 | Per End Use Consumption | [7 empty] | 409737.5542 | 315169.9506 | 94567.6036 | 0.2308 |  | 10 |  |  |  | 94567.6036 | [8 empty] | 0 | 0 | 0 | 0 | 0 | 0 | 0 | [5 empty] | 0
FL Zone 2InstitutionalExisting |  | XXXXXXXX | Yes | Nonequipment | Demand Controlled Ventilation | Return Air System with CO2 Sensors | Standard Return Air System, No Sensors | Commercial | Existing | Institutional | FL Zone 2 | Ventilation and Circulation |  |  | 0 | Per End Use Consumption | [7 empty] | 45457.5939 | 36152.0454 | 9305.5485 | 0.20471 |  | 10 |  |  |  | 9305.5485 | [8 empty] | 0 | 0 | 0 | 0 | 0 | 0 | 0 | [5 empty] | 0
FL Zone 2Lodging/HospitalityExisting |  | XXXXXXXX | Yes | Nonequipment | Demand Controlled Ventilation | Return Air System with CO2 Sensors | Standard Return Air System, No Sensors | Commercial | Existing | Lodging/Hospitality | FL Zone 2 | Ventilation and Circulation |  |  | 0 | Per End Use Consumption | [7 empty] | 37289.9516 | 22041.6325 | 15248.3191 | 0.40891 |  | 10 |  |  |  | 15248.3191 | [8 empty] | 0 | 0 | 0 | 0 | 0 | 0 | 0 | [5 empty] | 0
FL Zone 2MiscellaneousExisting |  | XXXXXXXX | Yes | Nonequipment | Demand Controlled Ventilation | Return Air System with CO2 Sensors | Standard Return Air System, No Sensors | Commercial | Existing | Miscellaneous | FL Zone 2 | Ventilation and Circulation |  |  | 0 | Per End Use Consumption | [7 empty] | 433378.3365 | 419545.6656 | 13832.6709 | 0.031918 |  | 10 |  |  |  | 13832.6709 | [8 empty] | 0 | 0 | 0 | 0 | 0 | 0 | 0 | [5 empty] | 0
FL Zone 2OfficesExisting |  | XXXXXXXX | Yes | Nonequipment | Demand Controlled Ventilation | Return Air System with CO2 Sensors | Standard Return Air System, No Sensors | Commercial | Existing | Offices | FL Zone 2 | Ventilation and Circulation |  |  | 0 | Per End Use Consumption | [7 empty] | 32395.1974 | 25148.8635 | 7246.3338 | 0.22369 |  | 10 |  |  |  | 7246.3338 | [8 empty] | 0 | 0 | 0 | 0 | 0 | 0 | 0 | [5 empty] | 0
FL Zone 2RestaurantsExisting |  | XXXXXXXX | Yes | Nonequipment | Demand Controlled Ventilation | Return Air System with CO2 Sensors | Standard Return Air System, No Sensors | Commercial | Existing | Restaurants | FL Zone 2 | Ventilation and Circulation |  |  | 0 | Per End Use Consumption | [7 empty] | 23474.3693 | 21183.0669 | 2291.3025 | 0.097609 |  | 10 |  |  |  | 2291.3025 | [8 empty] | 0 | 0 | 0 | 0 | 0 | 0 | 0 | [5 empty] | 0
FL Zone 2RetailExisting |  | XXXXXXXX | Yes | Nonequipment | Demand Controlled Ventilation | Return Air System with CO2 Sensors | Standard Return Air System, No Sensors | Commercial | Existing | Retail | FL Zone 2 | Ventilation and Circulation |  |  | 0 | Per End Use Consumption | [7 empty] | 10253.0329 | 5126.5164 | 5126.5164 | 0.5 |  | 10 |  |  |  | 5126.5164 | [8 empty] | 0 | 0 | 0 | 0 | 0 | 0 | 0 | [5 empty] | 0
FL Zone 2Schools K-12Existing |  | XXXXXXXX | Yes | Nonequipment | Demand Controlled Ventilation | Return Air System with CO2 Sensors | Standard Return Air System, No Sensors | Commercial | Existing | Schools K-12 | FL Zone 2 | Ventilation and Circulation |  |  | 0 | Per End Use Consumption | [7 empty] | 38316.5419 | 19158.2709 | 19158.2709 | 0.5 |  | 10 |  |  |  | 19158.2709 | [8 empty] | 0 | 0 | 0 | 0 | 0 | 0 | 0 | [5 empty] | 0
FL Zone 2WarehouseExisting |  | XXXXXXXX | Yes | Nonequipment | Demand Controlled Ventilation | Return Air System with CO2 Sensors | Standard Return Air System, No Sensors | Commercial | Existing | Warehouse | FL Zone 2 | Ventilation and Circulation |  |  | 0 | Per End Use Consumption | [7 empty] | 3806.38 | 1903.19 | 1903.19 | 0.5 |  | 10 |  |  |  | 1903.19 | [8 empty] | 0 | 0 | 0 | 0 | 0 | 0 | 0 | [5 empty] | 0
FL Zone 2AssemblyNew |  | XXXXXXXX | Yes | Nonequipment | Demand Controlled Ventilation | Return Air System with CO2 Sensors | Standard Return Air System, No Sensors | Commercial | New | Assembly | FL Zone 2 | Ventilation and Circulation |  |  | 0 | Per End Use Consumption | [7 empty] | 9357.0704 | 4678.5352 | 4678.5352 | 0.5 |  | 10 |  |  |  | 4678.5352 | [8 empty] | 0 | 0 | 0 | 0 | 0 | 0 | 0 | [5 empty] | 0
FL Zone 2College and UniversityNew |  | XXXXXXXX | Yes | Nonequipment | Demand Controlled Ventilation | Return Air System with CO2 Sensors | Standard Return Air System, No Sensors | Commercial | New | College and University | FL Zone 2 | Ventilation and Circulation |  |  | 0 | Per End Use Consumption | [7 empty] | 55886.0882 | 27943.0441 | 27943.0441 | 0.5 |  | 10 |  |  |  | 27943.0441 | [8 empty] | 0 | 0 | 0 | 0 | 0 | 0 | 0 | [5 empty] | 0
FL Zone 2GroceryNew |  | XXXXXXXX | Yes | Nonequipment | Demand Controlled Ventilation | Return Air System with CO2 Sensors | Standard Return Air System, No Sensors | Commercial | New | Grocery | FL Zone 2 | Ventilation and Circulation |  |  | 0 | Per End Use Consumption | [7 empty] | 22528.0535 | 20402.7838 | 2125.2697 | 0.094339 |  | 10 |  |  |  | 2125.2697 | [8 empty] | 0 | 0 | 0 | 0 | 0 | 0 | 0 | [5 empty] | 0
FL Zone 2HealthcareNew |  | XXXXXXXX | Yes | Nonequipment | Demand Controlled Ventilation | Return Air System with CO2 Sensors | Standard Return Air System, No Sensors | Commercial | New | Healthcare | FL Zone 2 | Ventilation and Circulation |  |  | 0 | Per End Use Consumption | [7 empty] | 39322.8159 | 30247.0931 | 9075.7228 | 0.2308 |  | 10 |  |  |  | 9075.7228 | [8 empty] | 0 | 0 | 0 | 0 | 0 | 0 | 0 | [5 empty] | 0
FL Zone 2HospitalsNew |  | XXXXXXXX | Yes | Nonequipment | Demand Controlled Ventilation | Return Air System with CO2 Sensors | Standard Return Air System, No Sensors | Commercial | New | Hospitals | FL Zone 2 | Ventilation and Circulation |  |  | 0 | Per End Use Consumption | [7 empty] | 409737.5542 | 315169.9506 | 94567.6036 | 0.2308 |  | 10 |  |  |  | 94567.6036 | [8 empty] | 0 | 0 | 0 | 0 | 0 | 0 | 0 | [5 empty] | 0
FL Zone 2InstitutionalNew |  | XXXXXXXX | Yes | Nonequipment | Demand Controlled Ventilation | Return Air System with CO2 Sensors | Standard Return Air System, No Sensors | Commercial | New | Institutional | FL Zone 2 | Ventilation and Circulation |  |  | 0 | Per End Use Consumption | [7 empty] | 45457.5939 | 36152.0454 | 9305.5485 | 0.20471 |  | 10 |  |  |  | 9305.5485 | [8 empty] | 0 | 0 | 0 | 0 | 0 | 0 | 0 | [5 empty] | 0
FL Zone 2Lodging/HospitalityNew |  | XXXXXXXX | Yes | Nonequipment | Demand Controlled Ventilation | Return Air System with CO2 Sensors | Standard Return Air System, No Sensors | Commercial | New | Lodging/Hospitality | FL Zone 2 | Ventilation and Circulation |  |  | 0 | Per End Use Consumption | [7 empty] | 37289.9516 | 22041.6325 | 15248.3191 | 0.40891 |  | 10 |  |  |  | 15248.3191 | [8 empty] | 0 | 0 | 0 | 0 | 0 | 0 | 0 | [5 empty] | 0
FL Zone 2MiscellaneousNew |  | XXXXXXXX | Yes | Nonequipment | Demand Controlled Ventilation | Return Air System with CO2 Sensors | Standard Return Air System, No Sensors | Commercial | New | Miscellaneous | FL Zone 2 | Ventilation and Circulation |  |  | 0 | Per End Use Consumption | [7 empty] | 433378.3365 | 419545.6656 | 13832.6709 | 0.031918 |  | 10 |  |  |  | 13832.6709 | [8 empty] | 0 | 0 | 0 | 0 | 0 | 0 | 0 | [5 empty] | 0
FL Zone 2OfficesNew |  | XXXXXXXX | Yes | Nonequipment | Demand Controlled Ventilation | Return Air System with CO2 Sensors | Standard Return Air System, No Sensors | Commercial | New | Offices | FL Zone 2 | Ventilation and Circulation |  |  | 0 | Per End Use Consumption | [7 empty] | 32395.1974 | 25148.8635 | 7246.3338 | 0.22369 |  | 10 |  |  |  | 7246.3338 | [8 empty] | 0 | 0 | 0 | 0 | 0 | 0 | 0 | [5 empty] | 0
FL Zone 2RestaurantsNew |  | XXXXXXXX | Yes | Nonequipment | Demand Controlled Ventilation | Return Air System with CO2 Sensors | Standard Return Air System, No Sensors | Commercial | New | Restaurants | FL Zone 2 | Ventilation and Circulation |  |  | 0 | Per End Use Consumption | [7 empty] | 23474.3693 | 21183.0669 | 2291.3025 | 0.097609 |  | 10 |  |  |  | 2291.3025 | [8 empty] | 0 | 0 | 0 | 0 | 0 | 0 | 0 | [5 empty] | 0
FL Zone 2RetailNew |  | XXXXXXXX | Yes | Nonequipment | Demand Controlled Ventilation | Return Air System with CO2 Sensors | Standard Return Air System, No Sensors | Commercial | New | Retail | FL Zone 2 | Ventilation and Circulation |  |  | 0 | Per End Use Consumption | [7 empty] | 10253.0329 | 5126.5164 | 5126.5164 | 0.5 |  | 10 |  |  |  | 5126.5164 | [8 empty] | 0 | 0 | 0 | 0 | 0 | 0 | 0 | [5 empty] | 0
FL Zone 2Schools K-12New |  | XXXXXXXX | Yes | Nonequipment | Demand Controlled Ventilation | Return Air System with CO2 Sensors | Standard Return Air System, No Sensors | Commercial | New | Schools K-12 | FL Zone 2 | Ventilation and Circulation |  |  | 0 | Per End Use Consumption | [7 empty] | 38316.5419 | 19158.2709 | 19158.2709 | 0.5 |  | 10 |  |  |  | 19158.2709 | [8 empty] | 0 | 0 | 0 | 0 | 0 | 0 | 0 | [5 empty] | 0
FL Zone 2WarehouseNew |  | XXXXXXXX | Yes | Nonequipment | Demand Controlled Ventilation | Return Air System with CO2 Sensors | Standard Return Air System, No Sensors | Commercial | New | Warehouse | FL Zone 2 | Ventilation and Circulation |  |  | 0 | Per End Use Consumption | [7 empty] | 3806.38 | 1903.19 | 1903.19 | 0.5 |  | 10 |  |  |  | 1903.19 | [8 empty] | 0 | 0 | 0 | 0 | 0 | 0 | 0 | [5 empty] | 0
FL Zone 2AssemblyExisting |  | XXXXXXXX | Yes | Nonequipment | Demand Defrost | Walk-In Freezer System with Demand-Controlled Electric Defrost Cycle | Walk-In Freezer System with Timer-Controlled Electric Defrost Cycle | Commercial | Existing | Assembly | FL Zone 2 | Refrigeration |  |  | 0 | Per Unit | [7 empty] | 1314.9 | 920.43 | 394.47 | 0.3 |  | 10 |  |  |  | 394.47 | [8 empty] | 0 | 0 | 0 | 0 | 0 | 0 | 0 | [5 empty] | 0
FL Zone 2College and UniversityExisting |  | XXXXXXXX | Yes | Nonequipment | Demand Defrost | Walk-In Freezer System with Demand-Controlled Electric Defrost Cycle | Walk-In Freezer System with Timer-Controlled Electric Defrost Cycle | Commercial | Existing | College and University | FL Zone 2 | Refrigeration |  |  | 0 | Per Unit | [7 empty] | 1314.9 | 920.43 | 394.47 | 0.3 |  | 10 |  |  |  | 394.47 | [8 empty] | 0 | 0 | 0 | 0 | 0 | 0 | 0 | [5 empty] | 0
FL Zone 2GroceryExisting |  | XXXXXXXX | Yes | Nonequipment | Demand Defrost | Walk-In Freezer System with Demand-Controlled Electric Defrost Cycle | Walk-In Freezer System with Timer-Controlled Electric Defrost Cycle | Commercial | Existing | Grocery | FL Zone 2 | Refrigeration |  |  | 0 | Per Unit | [7 empty] | 1314.9 | 920.43 | 394.47 | 0.3 |  | 10 |  |  |  | 394.47 | [8 empty] | 0 | 0 | 0 | 0 | 0 | 0 | 0 | [5 empty] | 0
FL Zone 2HealthcareExisting |  | XXXXXXXX | Yes | Nonequipment | Demand Defrost | Walk-In Freezer System with Demand-Controlled Electric Defrost Cycle | Walk-In Freezer System with Timer-Controlled Electric Defrost Cycle | Commercial | Existing | Healthcare | FL Zone 2 | Refrigeration |  |  | 0 | Per Unit | [7 empty] | 1314.9 | 920.43 | 394.47 | 0.3 |  | 10 |  |  |  | 394.47 | [8 empty] | 0 | 0 | 0 | 0 | 0 | 0 | 0 | [5 empty] | 0
FL Zone 2HospitalsExisting |  | XXXXXXXX | Yes | Nonequipment | Demand Defrost | Walk-In Freezer System with Demand-Controlled Electric Defrost Cycle | Walk-In Freezer System with Timer-Controlled Electric Defrost Cycle | Commercial | Existing | Hospitals | FL Zone 2 | Refrigeration |  |  | 0 | Per Unit | [7 empty] | 1314.9 | 920.43 | 394.47 | 0.3 |  | 10 |  |  |  | 394.47 | [8 empty] | 0 | 0 | 0 | 0 | 0 | 0 | 0 | [5 empty] | 0
FL Zone 2InstitutionalExisting |  | XXXXXXXX | Yes | Nonequipment | Demand Defrost | Walk-In Freezer System with Demand-Controlled Electric Defrost Cycle | Walk-In Freezer System with Timer-Controlled Electric Defrost Cycle | Commercial | Existing | Institutional | FL Zone 2 | Refrigeration |  |  | 0 | Per Unit | [7 empty] | 1314.9 | 920.43 | 394.47 | 0.3 |  | 10 |  |  |  | 394.47 | [8 empty] | 0 | 0 | 0 | 0 | 0 | 0 | 0 | [5 empty] | 0
FL Zone 2Lodging/HospitalityExisting |  | XXXXXXXX | Yes | Nonequipment | Demand Defrost | Walk-In Freezer System with Demand-Controlled Electric Defrost Cycle | Walk-In Freezer System with Timer-Controlled Electric Defrost Cycle | Commercial | Existing | Lodging/Hospitality | FL Zone 2 | Refrigeration |  |  | 0 | Per Unit | [7 empty] | 1314.9 | 920.43 | 394.47 | 0.3 |  | 10 |  |  |  | 394.47 | [8 empty] | 0 | 0 | 0 | 0 | 0 | 0 | 0 | [5 empty] | 0
FL Zone 2MiscellaneousExisting |  | XXXXXXXX | Yes | Nonequipment | Demand Defrost | Walk-In Freezer System with Demand-Controlled Electric Defrost Cycle | Walk-In Freezer System with Timer-Controlled Electric Defrost Cycle | Commercial | Existing | Miscellaneous | FL Zone 2 | Refrigeration |  |  | 0 | Per Unit | [7 empty] | 1314.9 | 920.43 | 394.47 | 0.3 |  | 10 |  |  |  | 394.47 | [8 empty] | 0 | 0 | 0 | 0 | 0 | 0 | 0 | [5 empty] | 0
FL Zone 2OfficesExisting |  | XXXXXXXX | Yes | Nonequipment | Demand Defrost | Walk-In Freezer System with Demand-Controlled Electric Defrost Cycle | Walk-In Freezer System with Timer-Controlled Electric Defrost Cycle | Commercial | Existing | Offices | FL Zone 2 | Refrigeration |  |  | 0 | Per Unit | [7 empty] | 1314.9 | 920.43 | 394.47 | 0.3 |  | 10 |  |  |  | 394.47 | [8 empty] | 0 | 0 | 0 | 0 | 0 | 0 | 0 | [5 empty] | 0
FL Zone 2RestaurantsExisting |  | XXXXXXXX | Yes | Nonequipment | Demand Defrost | Walk-In Freezer System with Demand-Controlled Electric Defrost Cycle | Walk-In Freezer System with Timer-Controlled Electric Defrost Cycle | Commercial | Existing | Restaurants | FL Zone 2 | Refrigeration |  |  | 0 | Per Unit | [7 empty] | 1314.9 | 920.43 | 394.47 | 0.3 |  | 10 |  |  |  | 394.47 | [8 empty] | 0 | 0 | 0 | 0 | 0 | 0 | 0 | [5 empty] | 0
FL Zone 2RetailExisting |  | XXXXXXXX | Yes | Nonequipment | Demand Defrost | Walk-In Freezer System with Demand-Controlled Electric Defrost Cycle | Walk-In Freezer System with Timer-Controlled Electric Defrost Cycle | Commercial | Existing | Retail | FL Zone 2 | Refrigeration |  |  | 0 | Per Unit | [7 empty] | 1314.9 | 920.43 | 394.47 | 0.3 |  | 10 |  |  |  | 394.47 | [8 empty] | 0 | 0 | 0 | 0 | 0 | 0 | 0 | [5 empty] | 0
FL Zone 2Schools K-12Existing |  | XXXXXXXX | Yes | Nonequipment | Demand Defrost | Walk-In Freezer System with Demand-Controlled Electric Defrost Cycle | Walk-In Freezer System with Timer-Controlled Electric Defrost Cycle | Commercial | Existing | Schools K-12 | FL Zone 2 | Refrigeration |  |  | 0 | Per Unit | [7 empty] | 1314.9 | 920.43 | 394.47 | 0.3 |  | 10 |  |  |  | 394.47 | [8 empty] | 0 | 0 | 0 | 0 | 0 | 0 | 0 | [5 empty] | 0
FL Zone 2WarehouseExisting |  | XXXXXXXX | Yes | Nonequipment | Demand Defrost | Walk-In Freezer System with Demand-Controlled Electric Defrost Cycle | Walk-In Freezer System with Timer-Controlled Electric Defrost Cycle | Commercial | Existing | Warehouse | FL Zone 2 | Refrigeration |  |  | 0 | Per Unit | [7 empty] | 1314.9 | 920.43 | 394.47 | 0.3 |  | 10 |  |  |  | 394.47 | [8 empty] | 0 | 0 | 0 | 0 | 0 | 0 | 0 | [5 empty] | 0
FL Zone 2AssemblyNew |  | XXXXXXXX | Yes | Nonequipment | Demand Defrost | Walk-In Freezer System with Demand-Controlled Electric Defrost Cycle | Walk-In Freezer System with Timer-Controlled Electric Defrost Cycle | Commercial | New | Assembly | FL Zone 2 | Refrigeration |  |  | 0 | Per Unit | [7 empty] | 1314.9 | 920.43 | 394.47 | 0.3 |  | 10 |  |  |  | 394.47 | [8 empty] | 0 | 0 | 0 | 0 | 0 | 0 | 0 | [5 empty] | 0
FL Zone 2College and UniversityNew |  | XXXXXXXX | Yes | Nonequipment | Demand Defrost | Walk-In Freezer System with Demand-Controlled Electric Defrost Cycle | Walk-In Freezer System with Timer-Controlled Electric Defrost Cycle | Commercial | New | College and University | FL Zone 2 | Refrigeration |  |  | 0 | Per Unit | [7 empty] | 1314.9 | 920.43 | 394.47 | 0.3 |  | 10 |  |  |  | 394.47 | [8 empty] | 0 | 0 | 0 | 0 | 0 | 0 | 0 | [5 empty] | 0
FL Zone 2GroceryNew |  | XXXXXXXX | Yes | Nonequipment | Demand Defrost | Walk-In Freezer System with Demand-Controlled Electric Defrost Cycle | Walk-In Freezer System with Timer-Controlled Electric Defrost Cycle | Commercial | New | Grocery | FL Zone 2 | Refrigeration |  |  | 0 | Per Unit | [7 empty] | 1314.9 | 920.43 | 394.47 | 0.3 |  | 10 |  |  |  | 394.47 | [8 empty] | 0 | 0 | 0 | 0 | 0 | 0 | 0 | [5 empty] | 0
FL Zone 2HealthcareNew |  | XXXXXXXX | Yes | Nonequipment | Demand Defrost | Walk-In Freezer System with Demand-Controlled Electric Defrost Cycle | Walk-In Freezer System with Timer-Controlled Electric Defrost Cycle | Commercial | New | Healthcare | FL Zone 2 | Refrigeration |  |  | 0 | Per Unit | [7 empty] | 1314.9 | 920.43 | 394.47 | 0.3 |  | 10 |  |  |  | 394.47 | [8 empty] | 0 | 0 | 0 | 0 | 0 | 0 | 0 | [5 empty] | 0
FL Zone 2HospitalsNew |  | XXXXXXXX | Yes | Nonequipment | Demand Defrost | Walk-In Freezer System with Demand-Controlled Electric Defrost Cycle | Walk-In Freezer System with Timer-Controlled Electric Defrost Cycle | Commercial | New | Hospitals | FL Zone 2 | Refrigeration |  |  | 0 | Per Unit | [7 empty] | 1314.9 | 920.43 | 394.47 | 0.3 |  | 10 |  |  |  | 394.47 | [8 empty] | 0 | 0 | 0 | 0 | 0 | 0 | 0 | [5 empty] | 0
FL Zone 2InstitutionalNew |  | XXXXXXXX | Yes | Nonequipment | Demand Defrost | Walk-In Freezer System with Demand-Controlled Electric Defrost Cycle | Walk-In Freezer System with Timer-Controlled Electric Defrost Cycle | Commercial | New | Institutional | FL Zone 2 | Refrigeration |  |  | 0 | Per Unit | [7 empty] | 1314.9 | 920.43 | 394.47 | 0.3 |  | 10 |  |  |  | 394.47 | [8 empty] | 0 | 0 | 0 | 0 | 0 | 0 | 0 | [5 empty] | 0
FL Zone 2Lodging/HospitalityNew |  | XXXXXXXX | Yes | Nonequipment | Demand Defrost | Walk-In Freezer System with Demand-Controlled Electric Defrost Cycle | Walk-In Freezer System with Timer-Controlled Electric Defrost Cycle | Commercial | New | Lodging/Hospitality | FL Zone 2 | Refrigeration |  |  | 0 | Per Unit | [7 empty] | 1314.9 | 920.43 | 394.47 | 0.3 |  | 10 |  |  |  | 394.47 | [8 empty] | 0 | 0 | 0 | 0 | 0 | 0 | 0 | [5 empty] | 0
FL Zone 2MiscellaneousNew |  | XXXXXXXX | Yes | Nonequipment | Demand Defrost | Walk-In Freezer System with Demand-Controlled Electric Defrost Cycle | Walk-In Freezer System with Timer-Controlled Electric Defrost Cycle | Commercial | New | Miscellaneous | FL Zone 2 | Refrigeration |  |  | 0 | Per Unit | [7 empty] | 1314.9 | 920.43 | 394.47 | 0.3 |  | 10 |  |  |  | 394.47 | [8 empty] | 0 | 0 | 0 | 0 | 0 | 0 | 0 | [5 empty] | 0
FL Zone 2OfficesNew |  | XXXXXXXX | Yes | Nonequipment | Demand Defrost | Walk-In Freezer System with Demand-Controlled Electric Defrost Cycle | Walk-In Freezer System with Timer-Controlled Electric Defrost Cycle | Commercial | New | Offices | FL Zone 2 | Refrigeration |  |  | 0 | Per Unit | [7 empty] | 1314.9 | 920.43 | 394.47 | 0.3 |  | 10 |  |  |  | 394.47 | [8 empty] | 0 | 0 | 0 | 0 | 0 | 0 | 0 | [5 empty] | 0
FL Zone 2RestaurantsNew |  | XXXXXXXX | Yes | Nonequipment | Demand Defrost | Walk-In Freezer System with Demand-Controlled Electric Defrost Cycle | Walk-In Freezer System with Timer-Controlled Electric Defrost Cycle | Commercial | New | Restaurants | FL Zone 2 | Refrigeration |  |  | 0 | Per Unit | [7 empty] | 1314.9 | 920.43 | 394.47 | 0.3 |  | 10 |  |  |  | 394.47 | [8 empty] | 0 | 0 | 0 | 0 | 0 | 0 | 0 | [5 empty] | 0
FL Zone 2RetailNew |  | XXXXXXXX | Yes | Nonequipment | Demand Defrost | Walk-In Freezer System with Demand-Controlled Electric Defrost Cycle | Walk-In Freezer System with Timer-Controlled Electric Defrost Cycle | Commercial | New | Retail | FL Zone 2 | Refrigeration |  |  | 0 | Per Unit | [7 empty] | 1314.9 | 920.43 | 394.47 | 0.3 |  | 10 |  |  |  | 394.47 | [8 empty] | 0 | 0 | 0 | 0 | 0 | 0 | 0 | [5 empty] | 0
FL Zone 2Schools K-12New |  | XXXXXXXX | Yes | Nonequipment | Demand Defrost | Walk-In Freezer System with Demand-Controlled Electric Defrost Cycle | Walk-In Freezer System with Timer-Controlled Electric Defrost Cycle | Commercial | New | Schools K-12 | FL Zone 2 | Refrigeration |  |  | 0 | Per Unit | [7 empty] | 1314.9 | 920.43 | 394.47 | 0.3 |  | 10 |  |  |  | 394.47 | [8 empty] | 0 | 0 | 0 | 0 | 0 | 0 | 0 | [5 empty] | 0
FL Zone 2WarehouseNew |  | XXXXXXXX | Yes | Nonequipment | Demand Defrost | Walk-In Freezer System with Demand-Controlled Electric Defrost Cycle | Walk-In Freezer System with Timer-Controlled Electric Defrost Cycle | Commercial | New | Warehouse | FL Zone 2 | Refrigeration |  |  | 0 | Per Unit | [7 empty] | 1314.9 | 920.43 | 394.47 | 0.3 |  | 10 |  |  |  | 394.47 | [8 empty] | 0 | 0 | 0 | 0 | 0 | 0 | 0 | [5 empty] | 0
FL Zone 2AssemblyExisting |  | XXXXXXXX | Yes | Nonequipment | Destratification Fans | Destratification Fans improve temperature distribution by circulating warmer air from the ceiling back down to the floor level | No destratification fan | Commercial | Existing | Assembly | FL Zone 2 | Space Heating |  |  | 0 | Square feet | [7 empty] | 1956.3868 | 1673.3141 | 283.0728 | 0.14469 |  | 10 |  |  |  | 283.0728 | [8 empty] | 0 | 0 | 0 | 0 | 0 | 0 | 0 | [5 empty] | 0
FL Zone 2College and UniversityExisting |  | XXXXXXXX | Yes | Nonequipment | Destratification Fans | Destratification Fans improve temperature distribution by circulating warmer air from the ceiling back down to the floor level | No destratification fan | Commercial | Existing | College and University | FL Zone 2 | Space Heating |  |  | 0 | Square feet | [7 empty] | 3298.4457 | 2783.4994 | 514.9463 | 0.15612 |  | 10 |  |  |  | 514.9463 | [8 empty] | 0 | 0 | 0 | 0 | 0 | 0 | 0 | [5 empty] | 0
FL Zone 2GroceryExisting |  | XXXXXXXX | Yes | Nonequipment | Destratification Fans | Destratification Fans improve temperature distribution by circulating warmer air from the ceiling back down to the floor level | No destratification fan | Commercial | Existing | Grocery | FL Zone 2 | Space Heating |  |  | 0 | Square feet | [7 empty] | 1478.9409 | 1293.4751 | 185.4658 | 0.1254 |  | 10 |  |  |  | 185.4658 | [8 empty] | 0 | 0 | 0 | 0 | 0 | 0 | 0 | [5 empty] | 0
FL Zone 2HealthcareExisting |  | XXXXXXXX | Yes | Nonequipment | Destratification Fans | Destratification Fans improve temperature distribution by circulating warmer air from the ceiling back down to the floor level | No destratification fan | Commercial | Existing | Healthcare | FL Zone 2 | Space Heating |  |  | 0 | Square feet | [7 empty] | 3186.9671 | 2723.0913 | 463.8758 | 0.14555 |  | 10 |  |  |  | 463.8758 | [8 empty] | 0 | 0 | 0 | 0 | 0 | 0 | 0 | [5 empty] | 0
FL Zone 2HospitalsExisting |  | XXXXXXXX | Yes | Nonequipment | Destratification Fans | Destratification Fans improve temperature distribution by circulating warmer air from the ceiling back down to the floor level | No destratification fan | Commercial | Existing | Hospitals | FL Zone 2 | Space Heating |  |  | 0 | Square feet | [7 empty] | 5869.3109 | 4953.3237 | 915.9872 | 0.15606 |  | 10 |  |  |  | 915.9872 | [8 empty] | 0 | 0 | 0 | 0 | 0 | 0 | 0 | [5 empty] | 0
FL Zone 2InstitutionalExisting |  | XXXXXXXX | Yes | Nonequipment | Destratification Fans | Destratification Fans improve temperature distribution by circulating warmer air from the ceiling back down to the floor level | No destratification fan | Commercial | Existing | Institutional | FL Zone 2 | Space Heating |  |  | 0 | Square feet | [7 empty] | 802.5955 | 700.6307 | 101.9648 | 0.12704 |  | 10 |  |  |  | 101.9648 | [8 empty] | 0 | 0 | 0 | 0 | 0 | 0 | 0 | [5 empty] | 0
FL Zone 2Lodging/HospitalityExisting |  | XXXXXXXX | Yes | Nonequipment | Destratification Fans | Destratification Fans improve temperature distribution by circulating warmer air from the ceiling back down to the floor level | No destratification fan | Commercial | Existing | Lodging/Hospitality | FL Zone 2 | Space Heating |  |  | 0 | Square feet | [7 empty] | 1169.948 | 1016.1305 | 153.8175 | 0.13147 |  | 10 |  |  |  | 153.8175 | [8 empty] | 0 | 0 | 0 | 0 | 0 | 0 | 0 | [5 empty] | 0
FL Zone 2MiscellaneousExisting |  | XXXXXXXX | Yes | Nonequipment | Destratification Fans | Destratification Fans improve temperature distribution by circulating warmer air from the ceiling back down to the floor level | No destratification fan | Commercial | Existing | Miscellaneous | FL Zone 2 | Space Heating |  |  | 0 | Square feet | [7 empty] | 1540.8491 | 1305.7738 | 235.0753 | 0.15256 |  | 10 |  |  |  | 235.0753 | [8 empty] | 0 | 0 | 0 | 0 | 0 | 0 | 0 | [5 empty] | 0
FL Zone 2OfficesExisting |  | XXXXXXXX | Yes | Nonequipment | Destratification Fans | Destratification Fans improve temperature distribution by circulating warmer air from the ceiling back down to the floor level | No destratification fan | Commercial | Existing | Offices | FL Zone 2 | Space Heating |  |  | 0 | Square feet | [7 empty] | 424.3767 | 372.8921 | 51.4847 | 0.12132 |  | 10 |  |  |  | 51.4847 | [8 empty] | 0 | 0 | 0 | 0 | 0 | 0 | 0 | [5 empty] | 0
FL Zone 2RestaurantsExisting |  | XXXXXXXX | Yes | Nonequipment | Destratification Fans | Destratification Fans improve temperature distribution by circulating warmer air from the ceiling back down to the floor level | No destratification fan | Commercial | Existing | Restaurants | FL Zone 2 | Space Heating |  |  | 0 | Square feet | [7 empty] | 3232.8013 | 2825.8913 | 406.91 | 0.12587 |  | 10 |  |  |  | 406.91 | [8 empty] | 0 | 0 | 0 | 0 | 0 | 0 | 0 | [5 empty] | 0
FL Zone 2RetailExisting |  | XXXXXXXX | Yes | Nonequipment | Destratification Fans | Destratification Fans improve temperature distribution by circulating warmer air from the ceiling back down to the floor level | No destratification fan | Commercial | Existing | Retail | FL Zone 2 | Space Heating |  |  | 0 | Square feet | [7 empty] | 3506.8426 | 3019.9041 | 486.9386 | 0.13885 |  | 10 |  |  |  | 486.9386 | [8 empty] | 0 | 0 | 0 | 0 | 0 | 0 | 0 | [5 empty] | 0
FL Zone 2Schools K-12Existing |  | XXXXXXXX | Yes | Nonequipment | Destratification Fans | Destratification Fans improve temperature distribution by circulating warmer air from the ceiling back down to the floor level | No destratification fan | Commercial | Existing | Schools K-12 | FL Zone 2 | Space Heating |  |  | 0 | Square feet | [7 empty] | 9488.1945 | 7948.5483 | 1539.6462 | 0.16227 |  | 10 |  |  |  | 1539.6462 | [8 empty] | 0 | 0 | 0 | 0 | 0 | 0 | 0 | [5 empty] | 0
FL Zone 2WarehouseExisting |  | XXXXXXXX | Yes | Nonequipment | Destratification Fans | Destratification Fans improve temperature distribution by circulating warmer air from the ceiling back down to the floor level | No destratification fan | Commercial | Existing | Warehouse | FL Zone 2 | Space Heating |  |  | 0 | Square feet | [7 empty] | 1154.4476 | 985.6711 | 168.7765 | 0.1462 |  | 10 |  |  |  | 168.7765 | [8 empty] | 0 | 0 | 0 | 0 | 0 | 0 | 0 | [5 empty] | 0
FL Zone 2AssemblyNew |  | XXXXXXXX | Yes | Nonequipment | Destratification Fans | Destratification Fans improve temperature distribution by circulating warmer air from the ceiling back down to the floor level | No destratification fan | Commercial | New | Assembly | FL Zone 2 | Space Heating |  |  | 0 | Square feet | [7 empty] | 1956.3868 | 1673.3141 | 283.0728 | 0.14469 |  | 10 |  |  |  | 283.0728 | [8 empty] | 0 | 0 | 0 | 0 | 0 | 0 | 0 | [5 empty] | 0
FL Zone 2College and UniversityNew |  | XXXXXXXX | Yes | Nonequipment | Destratification Fans | Destratification Fans improve temperature distribution by circulating warmer air from the ceiling back down to the floor level | No destratification fan | Commercial | New | College and University | FL Zone 2 | Space Heating |  |  | 0 | Square feet | [7 empty] | 3298.4457 | 2783.4994 | 514.9463 | 0.15612 |  | 10 |  |  |  | 514.9463 | [8 empty] | 0 | 0 | 0 | 0 | 0 | 0 | 0 | [5 empty] | 0
FL Zone 2GroceryNew |  | XXXXXXXX | Yes | Nonequipment | Destratification Fans | Destratification Fans improve temperature distribution by circulating warmer air from the ceiling back down to the floor level | No destratification fan | Commercial | New | Grocery | FL Zone 2 | Space Heating |  |  | 0 | Square feet | [7 empty] | 1478.9409 | 1293.4751 | 185.4658 | 0.1254 |  | 10 |  |  |  | 185.4658 | [8 empty] | 0 | 0 | 0 | 0 | 0 | 0 | 0 | [5 empty] | 0
FL Zone 2HealthcareNew |  | XXXXXXXX | Yes | Nonequipment | Destratification Fans | Destratification Fans improve temperature distribution by circulating warmer air from the ceiling back down to the floor level | No destratification fan | Commercial | New | Healthcare | FL Zone 2 | Space Heating |  |  | 0 | Square feet | [7 empty] | 3186.9671 | 2723.0913 | 463.8758 | 0.14555 |  | 10 |  |  |  | 463.8758 | [8 empty] | 0 | 0 | 0 | 0 | 0 | 0 | 0 | [5 empty] | 0
FL Zone 2HospitalsNew |  | XXXXXXXX | Yes | Nonequipment | Destratification Fans | Destratification Fans improve temperature distribution by circulating warmer air from the ceiling back down to the floor level | No destratification fan | Commercial | New | Hospitals | FL Zone 2 | Space Heating |  |  | 0 | Square feet | [7 empty] | 5869.3109 | 4953.3237 | 915.9872 | 0.15606 |  | 10 |  |  |  | 915.9872 | [8 empty] | 0 | 0 | 0 | 0 | 0 | 0 | 0 | [5 empty] | 0
FL Zone 2InstitutionalNew |  | XXXXXXXX | Yes | Nonequipment | Destratification Fans | Destratification Fans improve temperature distribution by circulating warmer air from the ceiling back down to the floor level | No destratification fan | Commercial | New | Institutional | FL Zone 2 | Space Heating |  |  | 0 | Square feet | [7 empty] | 802.5955 | 700.6307 | 101.9648 | 0.12704 |  | 10 |  |  |  | 101.9648 | [8 empty] | 0 | 0 | 0 | 0 | 0 | 0 | 0 | [5 empty] | 0
FL Zone 2Lodging/HospitalityNew |  | XXXXXXXX | Yes | Nonequipment | Destratification Fans | Destratification Fans improve temperature distribution by circulating warmer air from the ceiling back down to the floor level | No destratification fan | Commercial | New | Lodging/Hospitality | FL Zone 2 | Space Heating |  |  | 0 | Square feet | [7 empty] | 1169.948 | 1016.1305 | 153.8175 | 0.13147 |  | 10 |  |  |  | 153.8175 | [8 empty] | 0 | 0 | 0 | 0 | 0 | 0 | 0 | [5 empty] | 0
FL Zone 2MiscellaneousNew |  | XXXXXXXX | Yes | Nonequipment | Destratification Fans | Destratification Fans improve temperature distribution by circulating warmer air from the ceiling back down to the floor level | No destratification fan | Commercial | New | Miscellaneous | FL Zone 2 | Space Heating |  |  | 0 | Square feet | [7 empty] | 1540.8491 | 1305.7738 | 235.0753 | 0.15256 |  | 10 |  |  |  | 235.0753 | [8 empty] | 0 | 0 | 0 | 0 | 0 | 0 | 0 | [5 empty] | 0
FL Zone 2OfficesNew |  | XXXXXXXX | Yes | Nonequipment | Destratification Fans | Destratification Fans improve temperature distribution by circulating warmer air from the ceiling back down to the floor level | No destratification fan | Commercial | New | Offices | FL Zone 2 | Space Heating |  |  | 0 | Square feet | [7 empty] | 424.3767 | 372.8921 | 51.4847 | 0.12132 |  | 10 |  |  |  | 51.4847 | [8 empty] | 0 | 0 | 0 | 0 | 0 | 0 | 0 | [5 empty] | 0
FL Zone 2RestaurantsNew |  | XXXXXXXX | Yes | Nonequipment | Destratification Fans | Destratification Fans improve temperature distribution by circulating warmer air from the ceiling back down to the floor level | No destratification fan | Commercial | New | Restaurants | FL Zone 2 | Space Heating |  |  | 0 | Square feet | [7 empty] | 3232.8013 | 2825.8913 | 406.91 | 0.12587 |  | 10 |  |  |  | 406.91 | [8 empty] | 0 | 0 | 0 | 0 | 0 | 0 | 0 | [5 empty] | 0
FL Zone 2RetailNew |  | XXXXXXXX | Yes | Nonequipment | Destratification Fans | Destratification Fans improve temperature distribution by circulating warmer air from the ceiling back down to the floor level | No destratification fan | Commercial | New | Retail | FL Zone 2 | Space Heating |  |  | 0 | Square feet | [7 empty] | 3506.8426 | 3019.9041 | 486.9386 | 0.13885 |  | 10 |  |  |  | 486.9386 | [8 empty] | 0 | 0 | 0 | 0 | 0 | 0 | 0 | [5 empty] | 0
FL Zone 2Schools K-12New |  | XXXXXXXX | Yes | Nonequipment | Destratification Fans | Destratification Fans improve temperature distribution by circulating warmer air from the ceiling back down to the floor level | No destratification fan | Commercial | New | Schools K-12 | FL Zone 2 | Space Heating |  |  | 0 | Square feet | [7 empty] | 9488.1945 | 7948.5483 | 1539.6462 | 0.16227 |  | 10 |  |  |  | 1539.6462 | [8 empty] | 0 | 0 | 0 | 0 | 0 | 0 | 0 | [5 empty] | 0
FL Zone 2WarehouseNew |  | XXXXXXXX | Yes | Nonequipment | Destratification Fans | Destratification Fans improve temperature distribution by circulating warmer air from the ceiling back down to the floor level | No destratification fan | Commercial | New | Warehouse | FL Zone 2 | Space Heating |  |  | 0 | Square feet | [7 empty] | 1154.4476 | 985.6711 | 168.7765 | 0.1462 |  | 10 |  |  |  | 168.7765 | [8 empty] | 0 | 0 | 0 | 0 | 0 | 0 | 0 | [5 empty] | 0
FL Zone 2AssemblyExisting |  | XXXXXXXX | Yes | Nonequipment | Drain Water Heat Recovery | Hot Water Loop with 50 Gallon Electric Resistance Heater and Drain Water Heat Exchanger | Standard Hot Water Loop with 50 Gallon Electric Resistance Heater, No Drain Water Heat Recovery | Commercial | Existing | Assembly | FL Zone 2 | Domestic Hot Water |  |  | 0 | Per End Use Consumption | [7 empty] | 7518.6978 | 6595.9485 | 922.7493 | 0.12273 |  | 15 |  |  |  | 922.7493 | [8 empty] | 0 | 0 | 0 | 0 | 0 | 0 | 0 | [5 empty] | 0
FL Zone 2College and UniversityExisting |  | XXXXXXXX | Yes | Nonequipment | Drain Water Heat Recovery | Hot Water Loop with 50 Gallon Electric Resistance Heater and Drain Water Heat Exchanger | Standard Hot Water Loop with 50 Gallon Electric Resistance Heater, No Drain Water Heat Recovery | Commercial | Existing | College and University | FL Zone 2 | Domestic Hot Water |  |  | 0 | Per End Use Consumption | [7 empty] | 172930.0493 | 151706.816 | 21223.2333 | 0.12273 |  | 15 |  |  |  | 21223.2333 | [8 empty] | 0 | 0 | 0 | 0 | 0 | 0 | 0 | [5 empty] | 0
FL Zone 2GroceryExisting |  | XXXXXXXX | Yes | Nonequipment | Drain Water Heat Recovery | Hot Water Loop with 50 Gallon Electric Resistance Heater and Drain Water Heat Exchanger | Standard Hot Water Loop with 50 Gallon Electric Resistance Heater, No Drain Water Heat Recovery | Commercial | Existing | Grocery | FL Zone 2 | Domestic Hot Water |  |  | 0 | Per End Use Consumption | [7 empty] | 15037.3956 | 13191.897 | 1845.4985 | 0.12273 |  | 15 |  |  |  | 1845.4985 | [8 empty] | 0 | 0 | 0 | 0 | 0 | 0 | 0 | [5 empty] | 0
FL Zone 2HealthcareExisting |  | XXXXXXXX | Yes | Nonequipment | Drain Water Heat Recovery | Hot Water Loop with 50 Gallon Electric Resistance Heater and Drain Water Heat Exchanger | Standard Hot Water Loop with 50 Gallon Electric Resistance Heater, No Drain Water Heat Recovery | Commercial | Existing | Healthcare | FL Zone 2 | Domestic Hot Water |  |  | 0 | Per End Use Consumption | [7 empty] | 10024.9304 | 8794.598 | 1230.3324 | 0.12273 |  | 15 |  |  |  | 1230.3324 | [8 empty] | 0 | 0 | 0 | 0 | 0 | 0 | 0 | [5 empty] | 0
FL Zone 2HospitalsExisting |  | XXXXXXXX | Yes | Nonequipment | Drain Water Heat Recovery | Hot Water Loop with 50 Gallon Electric Resistance Heater and Drain Water Heat Exchanger | Standard Hot Water Loop with 50 Gallon Electric Resistance Heater, No Drain Water Heat Recovery | Commercial | Existing | Hospitals | FL Zone 2 | Domestic Hot Water |  |  | 0 | Per End Use Consumption | [7 empty] | 303254.1444 | 266036.5903 | 37217.5541 | 0.12273 |  | 15 |  |  |  | 37217.5541 | [8 empty] | 0 | 0 | 0 | 0 | 0 | 0 | 0 | [5 empty] | 0
FL Zone 2InstitutionalExisting |  | XXXXXXXX | Yes | Nonequipment | Drain Water Heat Recovery | Hot Water Loop with 50 Gallon Electric Resistance Heater and Drain Water Heat Exchanger | Standard Hot Water Loop with 50 Gallon Electric Resistance Heater, No Drain Water Heat Recovery | Commercial | Existing | Institutional | FL Zone 2 | Domestic Hot Water |  |  | 0 | Per End Use Consumption | [7 empty] | 601495.8236 | 527675.8816 | 73819.942 | 0.12273 |  | 15 |  |  |  | 73819.942 | [8 empty] | 0 | 0 | 0 | 0 | 0 | 0 | 0 | [5 empty] | 0
FL Zone 2Lodging/HospitalityExisting |  | XXXXXXXX | Yes | Nonequipment | Drain Water Heat Recovery | Hot Water Loop with 50 Gallon Electric Resistance Heater and Drain Water Heat Exchanger | Standard Hot Water Loop with 50 Gallon Electric Resistance Heater, No Drain Water Heat Recovery | Commercial | Existing | Lodging/Hospitality | FL Zone 2 | Domestic Hot Water |  |  | 0 | Per End Use Consumption | [7 empty] | 72179.4988 | 63321.1058 | 8858.393 | 0.12273 |  | 15 |  |  |  | 8858.393 | [8 empty] | 0 | 0 | 0 | 0 | 0 | 0 | 0 | [5 empty] | 0
FL Zone 2MiscellaneousExisting |  | XXXXXXXX | Yes | Nonequipment | Drain Water Heat Recovery | Hot Water Loop with 50 Gallon Electric Resistance Heater and Drain Water Heat Exchanger | Standard Hot Water Loop with 50 Gallon Electric Resistance Heater, No Drain Water Heat Recovery | Commercial | Existing | Miscellaneous | FL Zone 2 | Domestic Hot Water |  |  | 0 | Per End Use Consumption | [7 empty] | 451121.8677 | 395756.9112 | 55364.9565 | 0.12273 |  | 15 |  |  |  | 55364.9565 | [8 empty] | 0 | 0 | 0 | 0 | 0 | 0 | 0 | [5 empty] | 0
FL Zone 2OfficesExisting |  | XXXXXXXX | Yes | Nonequipment | Drain Water Heat Recovery | Hot Water Loop with 50 Gallon Electric Resistance Heater and Drain Water Heat Exchanger | Standard Hot Water Loop with 50 Gallon Electric Resistance Heater, No Drain Water Heat Recovery | Commercial | Existing | Offices | FL Zone 2 | Domestic Hot Water |  |  | 0 | Per End Use Consumption | [7 empty] | 62655.815 | 54966.2377 | 7689.5773 | 0.12273 |  | 15 |  |  |  | 7689.5773 | [8 empty] | 0 | 0 | 0 | 0 | 0 | 0 | 0 | [5 empty] | 0
FL Zone 2RestaurantsExisting |  | XXXXXXXX | Yes | Nonequipment | Drain Water Heat Recovery | Hot Water Loop with 50 Gallon Electric Resistance Heater and Drain Water Heat Exchanger | Standard Hot Water Loop with 50 Gallon Electric Resistance Heater, No Drain Water Heat Recovery | Commercial | Existing | Restaurants | FL Zone 2 | Domestic Hot Water |  |  | 0 | Per End Use Consumption | [7 empty] | 25062.326 | 21986.4951 | 3075.8309 | 0.12273 |  | 15 |  |  |  | 3075.8309 | [8 empty] | 0 | 0 | 0 | 0 | 0 | 0 | 0 | [5 empty] | 0
FL Zone 2RetailExisting |  | XXXXXXXX | Yes | Nonequipment | Drain Water Heat Recovery | Hot Water Loop with 50 Gallon Electric Resistance Heater and Drain Water Heat Exchanger | Standard Hot Water Loop with 50 Gallon Electric Resistance Heater, No Drain Water Heat Recovery | Commercial | Existing | Retail | FL Zone 2 | Domestic Hot Water |  |  | 0 | Per End Use Consumption | [7 empty] | 44661.0649 | 39179.9342 | 5481.1307 | 0.12273 |  | 15 |  |  |  | 5481.1307 | [8 empty] | 0 | 0 | 0 | 0 | 0 | 0 | 0 | [5 empty] | 0
FL Zone 2Schools K-12Existing |  | XXXXXXXX | Yes | Nonequipment | Drain Water Heat Recovery | Hot Water Loop with 50 Gallon Electric Resistance Heater and Drain Water Heat Exchanger | Standard Hot Water Loop with 50 Gallon Electric Resistance Heater, No Drain Water Heat Recovery | Commercial | Existing | Schools K-12 | FL Zone 2 | Domestic Hot Water |  |  | 0 | Per End Use Consumption | [7 empty] | 3132.8594 | 2748.3721 | 384.4873 | 0.12273 |  | 15 |  |  |  | 384.4873 | [8 empty] | 0 | 0 | 0 | 0 | 0 | 0 | 0 | [5 empty] | 0
FL Zone 2WarehouseExisting |  | XXXXXXXX | Yes | Nonequipment | Drain Water Heat Recovery | Hot Water Loop with 50 Gallon Electric Resistance Heater and Drain Water Heat Exchanger | Standard Hot Water Loop with 50 Gallon Electric Resistance Heater, No Drain Water Heat Recovery | Commercial | Existing | Warehouse | FL Zone 2 | Domestic Hot Water |  |  | 0 | Per End Use Consumption | [7 empty] | 15037.3956 | 13191.897 | 1845.4985 | 0.12273 |  | 15 |  |  |  | 1845.4985 | [8 empty] | 0 | 0 | 0 | 0 | 0 | 0 | 0 | [5 empty] | 0
FL Zone 2AssemblyNew |  | XXXXXXXX | Yes | Nonequipment | Drain Water Heat Recovery | Hot Water Loop with 50 Gallon Electric Resistance Heater and Drain Water Heat Exchanger | Standard Hot Water Loop with 50 Gallon Electric Resistance Heater, No Drain Water Heat Recovery | Commercial | New | Assembly | FL Zone 2 | Domestic Hot Water |  |  | 0 | Per End Use Consumption | [7 empty] | 7192.4897 | 6309.7751 | 882.7147 | 0.12273 |  | 15 |  |  |  | 882.7147 | [8 empty] | 0 | 0 | 0 | 0 | 0 | 0 | 0 | [5 empty] | 0
FL Zone 2College and UniversityNew |  | XXXXXXXX | Yes | Nonequipment | Drain Water Heat Recovery | Hot Water Loop with 50 Gallon Electric Resistance Heater and Drain Water Heat Exchanger | Standard Hot Water Loop with 50 Gallon Electric Resistance Heater, No Drain Water Heat Recovery | Commercial | New | College and University | FL Zone 2 | Domestic Hot Water |  |  | 0 | Per End Use Consumption | [7 empty] | 165427.2641 | 145124.8271 | 20302.437 | 0.12273 |  | 15 |  |  |  | 20302.437 | [8 empty] | 0 | 0 | 0 | 0 | 0 | 0 | 0 | [5 empty] | 0
FL Zone 2GroceryNew |  | XXXXXXXX | Yes | Nonequipment | Drain Water Heat Recovery | Hot Water Loop with 50 Gallon Electric Resistance Heater and Drain Water Heat Exchanger | Standard Hot Water Loop with 50 Gallon Electric Resistance Heater, No Drain Water Heat Recovery | Commercial | New | Grocery | FL Zone 2 | Domestic Hot Water |  |  | 0 | Per End Use Consumption | [7 empty] | 14384.9795 | 12619.5502 | 1765.4293 | 0.12273 |  | 15 |  |  |  | 1765.4293 | [8 empty] | 0 | 0 | 0 | 0 | 0 | 0 | 0 | [5 empty] | 0
FL Zone 2HealthcareNew |  | XXXXXXXX | Yes | Nonequipment | Drain Water Heat Recovery | Hot Water Loop with 50 Gallon Electric Resistance Heater and Drain Water Heat Exchanger | Standard Hot Water Loop with 50 Gallon Electric Resistance Heater, No Drain Water Heat Recovery | Commercial | New | Healthcare | FL Zone 2 | Domestic Hot Water |  |  | 0 | Per End Use Consumption | [7 empty] | 9589.9863 | 8413.0335 | 1176.9529 | 0.12273 |  | 15 |  |  |  | 1176.9529 | [8 empty] | 0 | 0 | 0 | 0 | 0 | 0 | 0 | [5 empty] | 0
FL Zone 2HospitalsNew |  | XXXXXXXX | Yes | Nonequipment | Drain Water Heat Recovery | Hot Water Loop with 50 Gallon Electric Resistance Heater and Drain Water Heat Exchanger | Standard Hot Water Loop with 50 Gallon Electric Resistance Heater, No Drain Water Heat Recovery | Commercial | New | Hospitals | FL Zone 2 | Domestic Hot Water |  |  | 0 | Per End Use Consumption | [7 empty] | 290097.0863 | 254494.262 | 35602.8242 | 0.12273 |  | 15 |  |  |  | 35602.8242 | [8 empty] | 0 | 0 | 0 | 0 | 0 | 0 | 0 | [5 empty] | 0
FL Zone 2InstitutionalNew |  | XXXXXXXX | Yes | Nonequipment | Drain Water Heat Recovery | Hot Water Loop with 50 Gallon Electric Resistance Heater and Drain Water Heat Exchanger | Standard Hot Water Loop with 50 Gallon Electric Resistance Heater, No Drain Water Heat Recovery | Commercial | New | Institutional | FL Zone 2 | Domestic Hot Water |  |  | 0 | Per End Use Consumption | [7 empty] | 575399.1794 | 504782.0074 | 70617.172 | 0.12273 |  | 15 |  |  |  | 70617.172 | [8 empty] | 0 | 0 | 0 | 0 | 0 | 0 | 0 | [5 empty] | 0
FL Zone 2Lodging/HospitalityNew |  | XXXXXXXX | Yes | Nonequipment | Drain Water Heat Recovery | Hot Water Loop with 50 Gallon Electric Resistance Heater and Drain Water Heat Exchanger | Standard Hot Water Loop with 50 Gallon Electric Resistance Heater, No Drain Water Heat Recovery | Commercial | New | Lodging/Hospitality | FL Zone 2 | Domestic Hot Water |  |  | 0 | Per End Use Consumption | [7 empty] | 69047.9015 | 60573.8409 | 8474.0606 | 0.12273 |  | 15 |  |  |  | 8474.0606 | [8 empty] | 0 | 0 | 0 | 0 | 0 | 0 | 0 | [5 empty] | 0
FL Zone 2MiscellaneousNew |  | XXXXXXXX | Yes | Nonequipment | Drain Water Heat Recovery | Hot Water Loop with 50 Gallon Electric Resistance Heater and Drain Water Heat Exchanger | Standard Hot Water Loop with 50 Gallon Electric Resistance Heater, No Drain Water Heat Recovery | Commercial | New | Miscellaneous | FL Zone 2 | Domestic Hot Water |  |  | 0 | Per End Use Consumption | [7 empty] | 431549.3845 | 378586.5055 | 52962.879 | 0.12273 |  | 15 |  |  |  | 52962.879 | [8 empty] | 0 | 0 | 0 | 0 | 0 | 0 | 0 | [5 empty] | 0
FL Zone 2OfficesNew |  | XXXXXXXX | Yes | Nonequipment | Drain Water Heat Recovery | Hot Water Loop with 50 Gallon Electric Resistance Heater and Drain Water Heat Exchanger | Standard Hot Water Loop with 50 Gallon Electric Resistance Heater, No Drain Water Heat Recovery | Commercial | New | Offices | FL Zone 2 | Domestic Hot Water |  |  | 0 | Per End Use Consumption | [7 empty] | 59937.4145 | 52581.4591 | 7355.9554 | 0.12273 |  | 15 |  |  |  | 7355.9554 | [8 empty] | 0 | 0 | 0 | 0 | 0 | 0 | 0 | [5 empty] | 0
FL Zone 2RestaurantsNew |  | XXXXXXXX | Yes | Nonequipment | Drain Water Heat Recovery | Hot Water Loop with 50 Gallon Electric Resistance Heater and Drain Water Heat Exchanger | Standard Hot Water Loop with 50 Gallon Electric Resistance Heater, No Drain Water Heat Recovery | Commercial | New | Restaurants | FL Zone 2 | Domestic Hot Water |  |  | 0 | Per End Use Consumption | [7 empty] | 23974.9658 | 21032.5836 | 2942.3822 | 0.12273 |  | 15 |  |  |  | 2942.3822 | [8 empty] | 0 | 0 | 0 | 0 | 0 | 0 | 0 | [5 empty] | 0
FL Zone 2RetailNew |  | XXXXXXXX | Yes | Nonequipment | Drain Water Heat Recovery | Hot Water Loop with 50 Gallon Electric Resistance Heater and Drain Water Heat Exchanger | Standard Hot Water Loop with 50 Gallon Electric Resistance Heater, No Drain Water Heat Recovery | Commercial | New | Retail | FL Zone 2 | Domestic Hot Water |  |  | 0 | Per End Use Consumption | [7 empty] | 42723.3891 | 37480.064 | 5243.325 | 0.12273 |  | 15 |  |  |  | 5243.325 | [8 empty] | 0 | 0 | 0 | 0 | 0 | 0 | 0 | [5 empty] | 0
FL Zone 2Schools K-12New |  | XXXXXXXX | Yes | Nonequipment | Drain Water Heat Recovery | Hot Water Loop with 50 Gallon Electric Resistance Heater and Drain Water Heat Exchanger | Standard Hot Water Loop with 50 Gallon Electric Resistance Heater, No Drain Water Heat Recovery | Commercial | New | Schools K-12 | FL Zone 2 | Domestic Hot Water |  |  | 0 | Per End Use Consumption | [7 empty] | 2996.9364 | 2629.1306 | 367.8058 | 0.12273 |  | 15 |  |  |  | 367.8058 | [8 empty] | 0 | 0 | 0 | 0 | 0 | 0 | 0 | [5 empty] | 0
FL Zone 2WarehouseNew |  | XXXXXXXX | Yes | Nonequipment | Drain Water Heat Recovery | Hot Water Loop with 50 Gallon Electric Resistance Heater and Drain Water Heat Exchanger | Standard Hot Water Loop with 50 Gallon Electric Resistance Heater, No Drain Water Heat Recovery | Commercial | New | Warehouse | FL Zone 2 | Domestic Hot Water |  |  | 0 | Per End Use Consumption | [7 empty] | 14384.9795 | 12619.5502 | 1765.4293 | 0.12273 |  | 15 |  |  |  | 1765.4293 | [8 empty] | 0 | 0 | 0 | 0 | 0 | 0 | 0 | [5 empty] | 0
FL Zone 2AssemblyExisting |  | XXXXXXXX | Yes | Nonequipment | Duct Insulation | Standard Electric Heating and Central AC with Insulated Ductwork (R-8) | Standard Electric Heating and Central AC with Uninsulated Ductwork (R-4) | Commercial | Existing | Assembly | FL Zone 2 | Space Cooling |  |  | 0 | Per End Use Consumption | [7 empty] | 40558.1631 | 39728.6472 | 829.5158 | 0.020453 |  | 15 |  |  |  | 829.5158 | [8 empty] | 0 | 0 | 0 | 0 | 0 | 0 | 0 | [5 empty] | 0
FL Zone 2College and UniversityExisting |  | XXXXXXXX | Yes | Nonequipment | Duct Insulation | Standard Electric Heating and Central AC with Insulated Ductwork (R-8) | Standard Electric Heating and Central AC with Uninsulated Ductwork (R-4) | Commercial | Existing | College and University | FL Zone 2 | Space Cooling |  |  | 0 | Per End Use Consumption | [7 empty] | 242237.8979 | 237283.5273 | 4954.3706 | 0.020453 |  | 15 |  |  |  | 4954.3706 | [8 empty] | 0 | 0 | 0 | 0 | 0 | 0 | 0 | [5 empty] | 0
FL Zone 2GroceryExisting |  | XXXXXXXX | Yes | Nonequipment | Duct Insulation | Standard Electric Heating and Central AC with Insulated Ductwork (R-8) | Standard Electric Heating and Central AC with Uninsulated Ductwork (R-4) | Commercial | Existing | Grocery | FL Zone 2 | Space Cooling |  |  | 0 | Per End Use Consumption | [7 empty] | 97647.7064 | 95650.5667 | 1997.1397 | 0.020453 |  | 15 |  |  |  | 1997.1397 | [8 empty] | 0 | 0 | 0 | 0 | 0 | 0 | 0 | [5 empty] | 0
FL Zone 2HealthcareExisting |  | XXXXXXXX | Yes | Nonequipment | Duct Insulation | Standard Electric Heating and Central AC with Insulated Ductwork (R-8) | Standard Electric Heating and Central AC with Uninsulated Ductwork (R-4) | Commercial | Existing | Healthcare | FL Zone 2 | Space Cooling |  |  | 0 | Per End Use Consumption | [7 empty] | 170444.4983 | 166958.4822 | 3486.0161 | 0.020453 |  | 15 |  |  |  | 3486.0161 | [8 empty] | 0 | 0 | 0 | 0 | 0 | 0 | 0 | [5 empty] | 0
FL Zone 2HospitalsExisting |  | XXXXXXXX | Yes | Nonequipment | Duct Insulation | Standard Electric Heating and Central AC with Insulated Ductwork (R-8) | Standard Electric Heating and Central AC with Uninsulated Ductwork (R-4) | Commercial | Existing | Hospitals | FL Zone 2 | Space Cooling |  |  | 0 | Per End Use Consumption | [7 empty] | 1776004.8545 | 1739681.1152 | 36323.7393 | 0.020453 |  | 15 |  |  |  | 36323.7393 | [8 empty] | 0 | 0 | 0 | 0 | 0 | 0 | 0 | [5 empty] | 0
FL Zone 2InstitutionalExisting |  | XXXXXXXX | Yes | Nonequipment | Duct Insulation | Standard Electric Heating and Central AC with Insulated Ductwork (R-8) | Standard Electric Heating and Central AC with Uninsulated Ductwork (R-4) | Commercial | Existing | Institutional | FL Zone 2 | Space Cooling |  |  | 0 | Per End Use Consumption | [7 empty] | 197035.6551 | 193005.7834 | 4029.8717 | 0.020453 |  | 15 |  |  |  | 4029.8717 | [8 empty] | 0 | 0 | 0 | 0 | 0 | 0 | 0 | [5 empty] | 0
FL Zone 2Lodging/HospitalityExisting |  | XXXXXXXX | Yes | Nonequipment | Duct Insulation | Standard Electric Heating and Central AC with Insulated Ductwork (R-8) | Standard Electric Heating and Central AC with Uninsulated Ductwork (R-4) | Commercial | Existing | Lodging/Hospitality | FL Zone 2 | Space Cooling |  |  | 0 | Per End Use Consumption | [7 empty] | 161633.0609 | 158327.2608 | 3305.8002 | 0.020453 |  | 15 |  |  |  | 3305.8002 | [8 empty] | 0 | 0 | 0 | 0 | 0 | 0 | 0 | [5 empty] | 0
FL Zone 2MiscellaneousExisting |  | XXXXXXXX | Yes | Nonequipment | Duct Insulation | Standard Electric Heating and Central AC with Insulated Ductwork (R-8) | Standard Electric Heating and Central AC with Uninsulated Ductwork (R-4) | Commercial | Existing | Miscellaneous | FL Zone 2 | Space Cooling |  |  | 0 | Per End Use Consumption | [7 empty] | 1878475.6776 | 1840056.1538 | 38419.5238 | 0.020453 |  | 15 |  |  |  | 38419.5238 | [8 empty] | 0 | 0 | 0 | 0 | 0 | 0 | 0 | [5 empty] | 0
FL Zone 2OfficesExisting |  | XXXXXXXX | Yes | Nonequipment | Duct Insulation | Standard Electric Heating and Central AC with Insulated Ductwork (R-8) | Standard Electric Heating and Central AC with Uninsulated Ductwork (R-4) | Commercial | Existing | Offices | FL Zone 2 | Space Cooling |  |  | 0 | Per End Use Consumption | [7 empty] | 140416.7794 | 137544.9052 | 2871.8742 | 0.020453 |  | 15 |  |  |  | 2871.8742 | [8 empty] | 0 | 0 | 0 | 0 | 0 | 0 | 0 | [5 empty] | 0
FL Zone 2RestaurantsExisting |  | XXXXXXXX | Yes | Nonequipment | Duct Insulation | Standard Electric Heating and Central AC with Insulated Ductwork (R-8) | Standard Electric Heating and Central AC with Uninsulated Ductwork (R-4) | Commercial | Existing | Restaurants | FL Zone 2 | Space Cooling |  |  | 0 | Per End Use Consumption | [7 empty] | 101749.5064 | 99668.4747 | 2081.0318 | 0.020453 |  | 15 |  |  |  | 2081.0318 | [8 empty] | 0 | 0 | 0 | 0 | 0 | 0 | 0 | [5 empty] | 0
FL Zone 2RetailExisting |  | XXXXXXXX | Yes | Nonequipment | Duct Insulation | Standard Electric Heating and Central AC with Insulated Ductwork (R-8) | Standard Electric Heating and Central AC with Uninsulated Ductwork (R-4) | Commercial | Existing | Retail | FL Zone 2 | Space Cooling |  |  | 0 | Per End Use Consumption | [7 empty] | 44441.7066 | 43532.7626 | 908.944 | 0.020453 |  | 15 |  |  |  | 908.944 | [8 empty] | 0 | 0 | 0 | 0 | 0 | 0 | 0 | [5 empty] | 0
FL Zone 2Schools K-12Existing |  | XXXXXXXX | Yes | Nonequipment | Duct Insulation | Standard Electric Heating and Central AC with Insulated Ductwork (R-8) | Standard Electric Heating and Central AC with Uninsulated Ductwork (R-4) | Commercial | Existing | Schools K-12 | FL Zone 2 | Space Cooling |  |  | 0 | Per End Use Consumption | [7 empty] | 166082.8099 | 162686.0013 | 3396.8087 | 0.020453 |  | 15 |  |  |  | 3396.8087 | [8 empty] | 0 | 0 | 0 | 0 | 0 | 0 | 0 | [5 empty] | 0
FL Zone 2WarehouseExisting |  | XXXXXXXX | Yes | Nonequipment | Duct Insulation | Standard Electric Heating and Central AC with Insulated Ductwork (R-8) | Standard Electric Heating and Central AC with Uninsulated Ductwork (R-4) | Commercial | Existing | Warehouse | FL Zone 2 | Space Cooling |  |  | 0 | Per End Use Consumption | [7 empty] | 16498.7301 | 16161.2899 | 337.4403 | 0.020453 |  | 15 |  |  |  | 337.4403 | [8 empty] | 0 | 0 | 0 | 0 | 0 | 0 | 0 | [5 empty] | 0
FL Zone 2AssemblyNew |  | XXXXXXXX | Yes | Nonequipment | Duct Insulation | Standard Electric Heating and Central AC with Insulated Ductwork (R-8) | Standard Electric Heating and Central AC with Uninsulated Ductwork (R-4) | Commercial | New | Assembly | FL Zone 2 | Space Cooling |  |  | 0 | Per End Use Consumption | [7 empty] | 40558.1631 | 39728.6472 | 829.5158 | 0.020453 |  | 15 |  |  |  | 829.5158 | [8 empty] | 0 | 0 | 0 | 0 | 0 | 0 | 0 | [5 empty] | 0
FL Zone 2College and UniversityNew |  | XXXXXXXX | Yes | Nonequipment | Duct Insulation | Standard Electric Heating and Central AC with Insulated Ductwork (R-8) | Standard Electric Heating and Central AC with Uninsulated Ductwork (R-4) | Commercial | New | College and University | FL Zone 2 | Space Cooling |  |  | 0 | Per End Use Consumption | [7 empty] | 242237.8979 | 237283.5273 | 4954.3706 | 0.020453 |  | 15 |  |  |  | 4954.3706 | [8 empty] | 0 | 0 | 0 | 0 | 0 | 0 | 0 | [5 empty] | 0
FL Zone 2GroceryNew |  | XXXXXXXX | Yes | Nonequipment | Duct Insulation | Standard Electric Heating and Central AC with Insulated Ductwork (R-8) | Standard Electric Heating and Central AC with Uninsulated Ductwork (R-4) | Commercial | New | Grocery | FL Zone 2 | Space Cooling |  |  | 0 | Per End Use Consumption | [7 empty] | 97647.7064 | 95650.5667 | 1997.1397 | 0.020453 |  | 15 |  |  |  | 1997.1397 | [8 empty] | 0 | 0 | 0 | 0 | 0 | 0 | 0 | [5 empty] | 0
FL Zone 2HealthcareNew |  | XXXXXXXX | Yes | Nonequipment | Duct Insulation | Standard Electric Heating and Central AC with Insulated Ductwork (R-8) | Standard Electric Heating and Central AC with Uninsulated Ductwork (R-4) | Commercial | New | Healthcare | FL Zone 2 | Space Cooling |  |  | 0 | Per End Use Consumption | [7 empty] | 170444.4983 | 166958.4822 | 3486.0161 | 0.020453 |  | 15 |  |  |  | 3486.0161 | [8 empty] | 0 | 0 | 0 | 0 | 0 | 0 | 0 | [5 empty] | 0
FL Zone 2HospitalsNew |  | XXXXXXXX | Yes | Nonequipment | Duct Insulation | Standard Electric Heating and Central AC with Insulated Ductwork (R-8) | Standard Electric Heating and Central AC with Uninsulated Ductwork (R-4) | Commercial | New | Hospitals | FL Zone 2 | Space Cooling |  |  | 0 | Per End Use Consumption | [7 empty] | 1776004.8545 | 1739681.1152 | 36323.7393 | 0.020453 |  | 15 |  |  |  | 36323.7393 | [8 empty] | 0 | 0 | 0 | 0 | 0 | 0 | 0 | [5 empty] | 0
FL Zone 2InstitutionalNew |  | XXXXXXXX | Yes | Nonequipment | Duct Insulation | Standard Electric Heating and Central AC with Insulated Ductwork (R-8) | Standard Electric Heating and Central AC with Uninsulated Ductwork (R-4) | Commercial | New | Institutional | FL Zone 2 | Space Cooling |  |  | 0 | Per End Use Consumption | [7 empty] | 197035.6551 | 193005.7834 | 4029.8717 | 0.020453 |  | 15 |  |  |  | 4029.8717 | [8 empty] | 0 | 0 | 0 | 0 | 0 | 0 | 0 | [5 empty] | 0
FL Zone 2Lodging/HospitalityNew |  | XXXXXXXX | Yes | Nonequipment | Duct Insulation | Standard Electric Heating and Central AC with Insulated Ductwork (R-8) | Standard Electric Heating and Central AC with Uninsulated Ductwork (R-4) | Commercial | New | Lodging/Hospitality | FL Zone 2 | Space Cooling |  |  | 0 | Per End Use Consumption | [7 empty] | 161633.0609 | 158327.2608 | 3305.8002 | 0.020453 |  | 15 |  |  |  | 3305.8002 | [8 empty] | 0 | 0 | 0 | 0 | 0 | 0 | 0 | [5 empty] | 0
FL Zone 2MiscellaneousNew |  | XXXXXXXX | Yes | Nonequipment | Duct Insulation | Standard Electric Heating and Central AC with Insulated Ductwork (R-8) | Standard Electric Heating and Central AC with Uninsulated Ductwork (R-4) | Commercial | New | Miscellaneous | FL Zone 2 | Space Cooling |  |  | 0 | Per End Use Consumption | [7 empty] | 1878475.6776 | 1840056.1538 | 38419.5238 | 0.020453 |  | 15 |  |  |  | 38419.5238 | [8 empty] | 0 | 0 | 0 | 0 | 0 | 0 | 0 | [5 empty] | 0
FL Zone 2OfficesNew |  | XXXXXXXX | Yes | Nonequipment | Duct Insulation | Standard Electric Heating and Central AC with Insulated Ductwork (R-8) | Standard Electric Heating and Central AC with Uninsulated Ductwork (R-4) | Commercial | New | Offices | FL Zone 2 | Space Cooling |  |  | 0 | Per End Use Consumption | [7 empty] | 140416.7794 | 137544.9052 | 2871.8742 | 0.020453 |  | 15 |  |  |  | 2871.8742 | [8 empty] | 0 | 0 | 0 | 0 | 0 | 0 | 0 | [5 empty] | 0
FL Zone 2RestaurantsNew |  | XXXXXXXX | Yes | Nonequipment | Duct Insulation | Standard Electric Heating and Central AC with Insulated Ductwork (R-8) | Standard Electric Heating and Central AC with Uninsulated Ductwork (R-4) | Commercial | New | Restaurants | FL Zone 2 | Space Cooling |  |  | 0 | Per End Use Consumption | [7 empty] | 101749.5064 | 99668.4747 | 2081.0318 | 0.020453 |  | 15 |  |  |  | 2081.0318 | [8 empty] | 0 | 0 | 0 | 0 | 0 | 0 | 0 | [5 empty] | 0
FL Zone 2RetailNew |  | XXXXXXXX | Yes | Nonequipment | Duct Insulation | Standard Electric Heating and Central AC with Insulated Ductwork (R-8) | Standard Electric Heating and Central AC with Uninsulated Ductwork (R-4) | Commercial | New | Retail | FL Zone 2 | Space Cooling |  |  | 0 | Per End Use Consumption | [7 empty] | 44441.7066 | 43532.7626 | 908.944 | 0.020453 |  | 15 |  |  |  | 908.944 | [8 empty] | 0 | 0 | 0 | 0 | 0 | 0 | 0 | [5 empty] | 0
FL Zone 2Schools K-12New |  | XXXXXXXX | Yes | Nonequipment | Duct Insulation | Standard Electric Heating and Central AC with Insulated Ductwork (R-8) | Standard Electric Heating and Central AC with Uninsulated Ductwork (R-4) | Commercial | New | Schools K-12 | FL Zone 2 | Space Cooling |  |  | 0 | Per End Use Consumption | [7 empty] | 166082.8099 | 162686.0013 | 3396.8087 | 0.020453 |  | 15 |  |  |  | 3396.8087 | [8 empty] | 0 | 0 | 0 | 0 | 0 | 0 | 0 | [5 empty] | 0
FL Zone 2WarehouseNew |  | XXXXXXXX | Yes | Nonequipment | Duct Insulation | Standard Electric Heating and Central AC with Insulated Ductwork (R-8) | Standard Electric Heating and Central AC with Uninsulated Ductwork (R-4) | Commercial | New | Warehouse | FL Zone 2 | Space Cooling |  |  | 0 | Per End Use Consumption | [7 empty] | 16498.7301 | 16161.2899 | 337.4403 | 0.020453 |  | 15 |  |  |  | 337.4403 | [8 empty] | 0 | 0 | 0 | 0 | 0 | 0 | 0 | [5 empty] | 0
FL Zone 2AssemblyExisting |  | XXXXXXXX | Yes | Nonequipment | Duct Insulation | Standard Electric Heating and Central AC with Insulated Ductwork (R-8) | Standard Electric Heating and Central AC with Uninsulated Ductwork (R-4) | Commercial | Existing | Assembly | FL Zone 2 | Space Heating |  |  | 0 | Per End Use Consumption | [7 empty] | 7520.072 | 7366.2678 | 153.8043 | 0.020453 |  | 15 |  |  |  | 153.8043 | [8 empty] | 0 | 0 | 0 | 0 | 0 | 0 | 0 | [5 empty] | 0
FL Zone 2College and UniversityExisting |  | XXXXXXXX | Yes | Nonequipment | Duct Insulation | Standard Electric Heating and Central AC with Insulated Ductwork (R-8) | Standard Electric Heating and Central AC with Uninsulated Ductwork (R-4) | Commercial | Existing | College and University | FL Zone 2 | Space Heating |  |  | 0 | Per End Use Consumption | [7 empty] | 44914.4217 | 43995.8095 | 918.6122 | 0.020453 |  | 15 |  |  |  | 918.6122 | [8 empty] | 0 | 0 | 0 | 0 | 0 | 0 | 0 | [5 empty] | 0
FL Zone 2GroceryExisting |  | XXXXXXXX | Yes | Nonequipment | Duct Insulation | Standard Electric Heating and Central AC with Insulated Ductwork (R-8) | Standard Electric Heating and Central AC with Uninsulated Ductwork (R-4) | Commercial | Existing | Grocery | FL Zone 2 | Space Heating |  |  | 0 | Per End Use Consumption | [7 empty] | 18105.3019 | 17735.0032 | 370.2987 | 0.020453 |  | 15 |  |  |  | 370.2987 | [8 empty] | 0 | 0 | 0 | 0 | 0 | 0 | 0 | [5 empty] | 0
FL Zone 2HealthcareExisting |  | XXXXXXXX | Yes | Nonequipment | Duct Insulation | Standard Electric Heating and Central AC with Insulated Ductwork (R-8) | Standard Electric Heating and Central AC with Uninsulated Ductwork (R-4) | Commercial | Existing | Healthcare | FL Zone 2 | Space Heating |  |  | 0 | Per End Use Consumption | [7 empty] | 31602.8836 | 30956.5256 | 646.358 | 0.020453 |  | 15 |  |  |  | 646.358 | [8 empty] | 0 | 0 | 0 | 0 | 0 | 0 | 0 | [5 empty] | 0
FL Zone 2HospitalsExisting |  | XXXXXXXX | Yes | Nonequipment | Duct Insulation | Standard Electric Heating and Central AC with Insulated Ductwork (R-8) | Standard Electric Heating and Central AC with Uninsulated Ductwork (R-4) | Commercial | Existing | Hospitals | FL Zone 2 | Space Heating |  |  | 0 | Per End Use Consumption | [7 empty] | 329297.0743 | 322562.1259 | 6734.9484 | 0.020453 |  | 15 |  |  |  | 6734.9484 | [8 empty] | 0 | 0 | 0 | 0 | 0 | 0 | 0 | [5 empty] | 0
FL Zone 2InstitutionalExisting |  | XXXXXXXX | Yes | Nonequipment | Duct Insulation | Standard Electric Heating and Central AC with Insulated Ductwork (R-8) | Standard Electric Heating and Central AC with Uninsulated Ductwork (R-4) | Commercial | Existing | Institutional | FL Zone 2 | Space Heating |  |  | 0 | Per End Use Consumption | [7 empty] | 36533.2699 | 35786.0732 | 747.1967 | 0.020453 |  | 15 |  |  |  | 747.1967 | [8 empty] | 0 | 0 | 0 | 0 | 0 | 0 | 0 | [5 empty] | 0
FL Zone 2Lodging/HospitalityExisting |  | XXXXXXXX | Yes | Nonequipment | Duct Insulation | Standard Electric Heating and Central AC with Insulated Ductwork (R-8) | Standard Electric Heating and Central AC with Uninsulated Ductwork (R-4) | Commercial | Existing | Lodging/Hospitality | FL Zone 2 | Space Heating |  |  | 0 | Per End Use Consumption | [7 empty] | 29969.1152 | 29356.1719 | 612.9433 | 0.020453 |  | 15 |  |  |  | 612.9433 | [8 empty] | 0 | 0 | 0 | 0 | 0 | 0 | 0 | [5 empty] | 0
FL Zone 2MiscellaneousExisting |  | XXXXXXXX | Yes | Nonequipment | Duct Insulation | Standard Electric Heating and Central AC with Insulated Ductwork (R-8) | Standard Electric Heating and Central AC with Uninsulated Ductwork (R-4) | Commercial | Existing | Miscellaneous | FL Zone 2 | Space Heating |  |  | 0 | Per End Use Consumption | [7 empty] | 348296.6521 | 341173.1148 | 7123.5373 | 0.020453 |  | 15 |  |  |  | 7123.5373 | [8 empty] | 0 | 0 | 0 | 0 | 0 | 0 | 0 | [5 empty] | 0
FL Zone 2OfficesExisting |  | XXXXXXXX | Yes | Nonequipment | Duct Insulation | Standard Electric Heating and Central AC with Insulated Ductwork (R-8) | Standard Electric Heating and Central AC with Uninsulated Ductwork (R-4) | Commercial | Existing | Offices | FL Zone 2 | Space Heating |  |  | 0 | Per End Use Consumption | [7 empty] | 26035.3087 | 25502.8215 | 532.4872 | 0.020453 |  | 15 |  |  |  | 532.4872 | [8 empty] | 0 | 0 | 0 | 0 | 0 | 0 | 0 | [5 empty] | 0
FL Zone 2RestaurantsExisting |  | XXXXXXXX | Yes | Nonequipment | Duct Insulation | Standard Electric Heating and Central AC with Insulated Ductwork (R-8) | Standard Electric Heating and Central AC with Uninsulated Ductwork (R-4) | Commercial | Existing | Restaurants | FL Zone 2 | Space Heating |  |  | 0 | Per End Use Consumption | [7 empty] | 18865.8351 | 18479.9816 | 385.8535 | 0.020453 |  | 15 |  |  |  | 385.8535 | [8 empty] | 0 | 0 | 0 | 0 | 0 | 0 | 0 | [5 empty] | 0
FL Zone 2RetailExisting |  | XXXXXXXX | Yes | Nonequipment | Duct Insulation | Standard Electric Heating and Central AC with Insulated Ductwork (R-8) | Standard Electric Heating and Central AC with Uninsulated Ductwork (R-4) | Commercial | Existing | Retail | FL Zone 2 | Space Heating |  |  | 0 | Per End Use Consumption | [7 empty] | 8240.1374 | 8071.606 | 168.5314 | 0.020453 |  | 15 |  |  |  | 168.5314 | [8 empty] | 0 | 0 | 0 | 0 | 0 | 0 | 0 | [5 empty] | 0
FL Zone 2Schools K-12Existing |  | XXXXXXXX | Yes | Nonequipment | Duct Insulation | Standard Electric Heating and Central AC with Insulated Ductwork (R-8) | Standard Electric Heating and Central AC with Uninsulated Ductwork (R-4) | Commercial | Existing | Schools K-12 | FL Zone 2 | Space Heating |  |  | 0 | Per End Use Consumption | [7 empty] | 30794.1632 | 30164.3456 | 629.8176 | 0.020453 |  | 15 |  |  |  | 629.8176 | [8 empty] | 0 | 0 | 0 | 0 | 0 | 0 | 0 | [5 empty] | 0
FL Zone 2WarehouseExisting |  | XXXXXXXX | Yes | Nonequipment | Duct Insulation | Standard Electric Heating and Central AC with Insulated Ductwork (R-8) | Standard Electric Heating and Central AC with Uninsulated Ductwork (R-4) | Commercial | Existing | Warehouse | FL Zone 2 | Space Heating |  |  | 0 | Per End Use Consumption | [7 empty] | 3059.104 | 2996.5377 | 62.5663 | 0.020453 |  | 15 |  |  |  | 62.5663 | [8 empty] | 0 | 0 | 0 | 0 | 0 | 0 | 0 | [5 empty] | 0
FL Zone 2AssemblyNew |  | XXXXXXXX | Yes | Nonequipment | Duct Insulation | Standard Electric Heating and Central AC with Insulated Ductwork (R-8) | Standard Electric Heating and Central AC with Uninsulated Ductwork (R-4) | Commercial | New | Assembly | FL Zone 2 | Space Heating |  |  | 0 | Per End Use Consumption | [7 empty] | 7520.072 | 7366.2678 | 153.8043 | 0.020453 |  | 15 |  |  |  | 153.8043 | [8 empty] | 0 | 0 | 0 | 0 | 0 | 0 | 0 | [5 empty] | 0
FL Zone 2College and UniversityNew |  | XXXXXXXX | Yes | Nonequipment | Duct Insulation | Standard Electric Heating and Central AC with Insulated Ductwork (R-8) | Standard Electric Heating and Central AC with Uninsulated Ductwork (R-4) | Commercial | New | College and University | FL Zone 2 | Space Heating |  |  | 0 | Per End Use Consumption | [7 empty] | 44914.4217 | 43995.8095 | 918.6122 | 0.020453 |  | 15 |  |  |  | 918.6122 | [8 empty] | 0 | 0 | 0 | 0 | 0 | 0 | 0 | [5 empty] | 0
FL Zone 2GroceryNew |  | XXXXXXXX | Yes | Nonequipment | Duct Insulation | Standard Electric Heating and Central AC with Insulated Ductwork (R-8) | Standard Electric Heating and Central AC with Uninsulated Ductwork (R-4) | Commercial | New | Grocery | FL Zone 2 | Space Heating |  |  | 0 | Per End Use Consumption | [7 empty] | 18105.3019 | 17735.0032 | 370.2987 | 0.020453 |  | 15 |  |  |  | 370.2987 | [8 empty] | 0 | 0 | 0 | 0 | 0 | 0 | 0 | [5 empty] | 0
FL Zone 2HealthcareNew |  | XXXXXXXX | Yes | Nonequipment | Duct Insulation | Standard Electric Heating and Central AC with Insulated Ductwork (R-8) | Standard Electric Heating and Central AC with Uninsulated Ductwork (R-4) | Commercial | New | Healthcare | FL Zone 2 | Space Heating |  |  | 0 | Per End Use Consumption | [7 empty] | 31602.8836 | 30956.5256 | 646.358 | 0.020453 |  | 15 |  |  |  | 646.358 | [8 empty] | 0 | 0 | 0 | 0 | 0 | 0 | 0 | [5 empty] | 0
FL Zone 2HospitalsNew |  | XXXXXXXX | Yes | Nonequipment | Duct Insulation | Standard Electric Heating and Central AC with Insulated Ductwork (R-8) | Standard Electric Heating and Central AC with Uninsulated Ductwork (R-4) | Commercial | New | Hospitals | FL Zone 2 | Space Heating |  |  | 0 | Per End Use Consumption | [7 empty] | 329297.0743 | 322562.1259 | 6734.9484 | 0.020453 |  | 15 |  |  |  | 6734.9484 | [8 empty] | 0 | 0 | 0 | 0 | 0 | 0 | 0 | [5 empty] | 0
FL Zone 2InstitutionalNew |  | XXXXXXXX | Yes | Nonequipment | Duct Insulation | Standard Electric Heating and Central AC with Insulated Ductwork (R-8) | Standard Electric Heating and Central AC with Uninsulated Ductwork (R-4) | Commercial | New | Institutional | FL Zone 2 | Space Heating |  |  | 0 | Per End Use Consumption | [7 empty] | 36533.2699 | 35786.0732 | 747.1967 | 0.020453 |  | 15 |  |  |  | 747.1967 | [8 empty] | 0 | 0 | 0 | 0 | 0 | 0 | 0 | [5 empty] | 0
FL Zone 2Lodging/HospitalityNew |  | XXXXXXXX | Yes | Nonequipment | Duct Insulation | Standard Electric Heating and Central AC with Insulated Ductwork (R-8) | Standard Electric Heating and Central AC with Uninsulated Ductwork (R-4) | Commercial | New | Lodging/Hospitality | FL Zone 2 | Space Heating |  |  | 0 | Per End Use Consumption | [7 empty] | 29969.1152 | 29356.1719 | 612.9433 | 0.020453 |  | 15 |  |  |  | 612.9433 | [8 empty] | 0 | 0 | 0 | 0 | 0 | 0 | 0 | [5 empty] | 0
FL Zone 2MiscellaneousNew |  | XXXXXXXX | Yes | Nonequipment | Duct Insulation | Standard Electric Heating and Central AC with Insulated Ductwork (R-8) | Standard Electric Heating and Central AC with Uninsulated Ductwork (R-4) | Commercial | New | Miscellaneous | FL Zone 2 | Space Heating |  |  | 0 | Per End Use Consumption | [7 empty] | 348296.6521 | 341173.1148 | 7123.5373 | 0.020453 |  | 15 |  |  |  | 7123.5373 | [8 empty] | 0 | 0 | 0 | 0 | 0 | 0 | 0 | [5 empty] | 0
FL Zone 2OfficesNew |  | XXXXXXXX | Yes | Nonequipment | Duct Insulation | Standard Electric Heating and Central AC with Insulated Ductwork (R-8) | Standard Electric Heating and Central AC with Uninsulated Ductwork (R-4) | Commercial | New | Offices | FL Zone 2 | Space Heating |  |  | 0 | Per End Use Consumption | [7 empty] | 26035.3087 | 25502.8215 | 532.4872 | 0.020453 |  | 15 |  |  |  | 532.4872 | [8 empty] | 0 | 0 | 0 | 0 | 0 | 0 | 0 | [5 empty] | 0
FL Zone 2RestaurantsNew |  | XXXXXXXX | Yes | Nonequipment | Duct Insulation | Standard Electric Heating and Central AC with Insulated Ductwork (R-8) | Standard Electric Heating and Central AC with Uninsulated Ductwork (R-4) | Commercial | New | Restaurants | FL Zone 2 | Space Heating |  |  | 0 | Per End Use Consumption | [7 empty] | 18865.8351 | 18479.9816 | 385.8535 | 0.020453 |  | 15 |  |  |  | 385.8535 | [8 empty] | 0 | 0 | 0 | 0 | 0 | 0 | 0 | [5 empty] | 0
FL Zone 2RetailNew |  | XXXXXXXX | Yes | Nonequipment | Duct Insulation | Standard Electric Heating and Central AC with Insulated Ductwork (R-8) | Standard Electric Heating and Central AC with Uninsulated Ductwork (R-4) | Commercial | New | Retail | FL Zone 2 | Space Heating |  |  | 0 | Per End Use Consumption | [7 empty] | 8240.1374 | 8071.606 | 168.5314 | 0.020453 |  | 15 |  |  |  | 168.5314 | [8 empty] | 0 | 0 | 0 | 0 | 0 | 0 | 0 | [5 empty] | 0
FL Zone 2Schools K-12New |  | XXXXXXXX | Yes | Nonequipment | Duct Insulation | Standard Electric Heating and Central AC with Insulated Ductwork (R-8) | Standard Electric Heating and Central AC with Uninsulated Ductwork (R-4) | Commercial | New | Schools K-12 | FL Zone 2 | Space Heating |  |  | 0 | Per End Use Consumption | [7 empty] | 30794.1632 | 30164.3456 | 629.8176 | 0.020453 |  | 15 |  |  |  | 629.8176 | [8 empty] | 0 | 0 | 0 | 0 | 0 | 0 | 0 | [5 empty] | 0
FL Zone 2WarehouseNew |  | XXXXXXXX | Yes | Nonequipment | Duct Insulation | Standard Electric Heating and Central AC with Insulated Ductwork (R-8) | Standard Electric Heating and Central AC with Uninsulated Ductwork (R-4) | Commercial | New | Warehouse | FL Zone 2 | Space Heating |  |  | 0 | Per End Use Consumption | [7 empty] | 3059.104 | 2996.5377 | 62.5663 | 0.020453 |  | 15 |  |  |  | 62.5663 | [8 empty] | 0 | 0 | 0 | 0 | 0 | 0 | 0 | [5 empty] | 0
FL Zone 2AssemblyExisting |  | XXXXXXXX | Yes | Nonequipment | Duct Sealing Repair | Duct Repair to eliminate/minimize leaks, includes testing and sealing | Standard AC with typical duct leakage | Commercial | Existing | Assembly | FL Zone 2 | Space Cooling |  |  | 0 | Per End Use Consumption | [7 empty] | 40558.1631 | 35691.1835 | 4866.9796 | 0.12 |  | 15 |  |  |  | 4866.9796 | [8 empty] | 0 | 0 | 0 | 0 | 0 | 0 | 0 | [5 empty] | 0
FL Zone 2College and UniversityExisting |  | XXXXXXXX | Yes | Nonequipment | Duct Sealing Repair | Duct Repair to eliminate/minimize leaks, includes testing and sealing | Standard AC with typical duct leakage | Commercial | Existing | College and University | FL Zone 2 | Space Cooling |  |  | 0 | Per End Use Consumption | [7 empty] | 242237.8979 | 213169.3502 | 29068.5478 | 0.12 |  | 15 |  |  |  | 29068.5478 | [8 empty] | 0 | 0 | 0 | 0 | 0 | 0 | 0 | [5 empty] | 0
FL Zone 2GroceryExisting |  | XXXXXXXX | Yes | Nonequipment | Duct Sealing Repair | Duct Repair to eliminate/minimize leaks, includes testing and sealing | Standard AC with typical duct leakage | Commercial | Existing | Grocery | FL Zone 2 | Space Cooling |  |  | 0 | Per End Use Consumption | [7 empty] | 97647.7064 | 85929.9816 | 11717.7248 | 0.12 |  | 15 |  |  |  | 11717.7248 | [8 empty] | 0 | 0 | 0 | 0 | 0 | 0 | 0 | [5 empty] | 0
FL Zone 2HealthcareExisting |  | XXXXXXXX | Yes | Nonequipment | Duct Sealing Repair | Duct Repair to eliminate/minimize leaks, includes testing and sealing | Standard AC with typical duct leakage | Commercial | Existing | Healthcare | FL Zone 2 | Space Cooling |  |  | 0 | Per End Use Consumption | [7 empty] | 170444.4983 | 149991.1585 | 20453.3398 | 0.12 |  | 15 |  |  |  | 20453.3398 | [8 empty] | 0 | 0 | 0 | 0 | 0 | 0 | 0 | [5 empty] | 0
FL Zone 2HospitalsExisting |  | XXXXXXXX | Yes | Nonequipment | Duct Sealing Repair | Duct Repair to eliminate/minimize leaks, includes testing and sealing | Standard AC with typical duct leakage | Commercial | Existing | Hospitals | FL Zone 2 | Space Cooling |  |  | 0 | Per End Use Consumption | [7 empty] | 1776004.8545 | 1562884.2719 | 213120.5825 | 0.12 |  | 15 |  |  |  | 213120.5825 | [8 empty] | 0 | 0 | 0 | 0 | 0 | 0 | 0 | [5 empty] | 0
FL Zone 2InstitutionalExisting |  | XXXXXXXX | Yes | Nonequipment | Duct Sealing Repair | Duct Repair to eliminate/minimize leaks, includes testing and sealing | Standard AC with typical duct leakage | Commercial | Existing | Institutional | FL Zone 2 | Space Cooling |  |  | 0 | Per End Use Consumption | [7 empty] | 197035.6551 | 173391.3765 | 23644.2786 | 0.12 |  | 15 |  |  |  | 23644.2786 | [8 empty] | 0 | 0 | 0 | 0 | 0 | 0 | 0 | [5 empty] | 0
FL Zone 2Lodging/HospitalityExisting |  | XXXXXXXX | Yes | Nonequipment | Duct Sealing Repair | Duct Repair to eliminate/minimize leaks, includes testing and sealing | Standard AC with typical duct leakage | Commercial | Existing | Lodging/Hospitality | FL Zone 2 | Space Cooling |  |  | 0 | Per End Use Consumption | [7 empty] | 161633.0609 | 142237.0936 | 19395.9673 | 0.12 |  | 15 |  |  |  | 19395.9673 | [8 empty] | 0 | 0 | 0 | 0 | 0 | 0 | 0 | [5 empty] | 0
FL Zone 2MiscellaneousExisting |  | XXXXXXXX | Yes | Nonequipment | Duct Sealing Repair | Duct Repair to eliminate/minimize leaks, includes testing and sealing | Standard AC with typical duct leakage | Commercial | Existing | Miscellaneous | FL Zone 2 | Space Cooling |  |  | 0 | Per End Use Consumption | [7 empty] | 1878475.6776 | 1653058.5963 | 225417.0813 | 0.12 |  | 15 |  |  |  | 225417.0813 | [8 empty] | 0 | 0 | 0 | 0 | 0 | 0 | 0 | [5 empty] | 0
FL Zone 2OfficesExisting |  | XXXXXXXX | Yes | Nonequipment | Duct Sealing Repair | Duct Repair to eliminate/minimize leaks, includes testing and sealing | Standard AC with typical duct leakage | Commercial | Existing | Offices | FL Zone 2 | Space Cooling |  |  | 0 | Per End Use Consumption | [7 empty] | 140416.7794 | 123566.7658 | 16850.0135 | 0.12 |  | 15 |  |  |  | 16850.0135 | [8 empty] | 0 | 0 | 0 | 0 | 0 | 0 | 0 | [5 empty] | 0
FL Zone 2RestaurantsExisting |  | XXXXXXXX | Yes | Nonequipment | Duct Sealing Repair | Duct Repair to eliminate/minimize leaks, includes testing and sealing | Standard AC with typical duct leakage | Commercial | Existing | Restaurants | FL Zone 2 | Space Cooling |  |  | 0 | Per End Use Consumption | [7 empty] | 101749.5064 | 89539.5657 | 12209.9408 | 0.12 |  | 15 |  |  |  | 12209.9408 | [8 empty] | 0 | 0 | 0 | 0 | 0 | 0 | 0 | [5 empty] | 0
FL Zone 2RetailExisting |  | XXXXXXXX | Yes | Nonequipment | Duct Sealing Repair | Duct Repair to eliminate/minimize leaks, includes testing and sealing | Standard AC with typical duct leakage | Commercial | Existing | Retail | FL Zone 2 | Space Cooling |  |  | 0 | Per End Use Consumption | [7 empty] | 44441.7066 | 39108.7018 | 5333.0048 | 0.12 |  | 15 |  |  |  | 5333.0048 | [8 empty] | 0 | 0 | 0 | 0 | 0 | 0 | 0 | [5 empty] | 0
FL Zone 2Schools K-12Existing |  | XXXXXXXX | Yes | Nonequipment | Duct Sealing Repair | Duct Repair to eliminate/minimize leaks, includes testing and sealing | Standard AC with typical duct leakage | Commercial | Existing | Schools K-12 | FL Zone 2 | Space Cooling |  |  | 0 | Per End Use Consumption | [7 empty] | 166082.8099 | 146152.8727 | 19929.9372 | 0.12 |  | 15 |  |  |  | 19929.9372 | [8 empty] | 0 | 0 | 0 | 0 | 0 | 0 | 0 | [5 empty] | 0
FL Zone 2WarehouseExisting |  | XXXXXXXX | Yes | Nonequipment | Duct Sealing Repair | Duct Repair to eliminate/minimize leaks, includes testing and sealing | Standard AC with typical duct leakage | Commercial | Existing | Warehouse | FL Zone 2 | Space Cooling |  |  | 0 | Per End Use Consumption | [7 empty] | 16498.7301 | 14518.8825 | 1979.8476 | 0.12 |  | 15 |  |  |  | 1979.8476 | [8 empty] | 0 | 0 | 0 | 0 | 0 | 0 | 0 | [5 empty] | 0
FL Zone 2AssemblyNew |  | XXXXXXXX | Yes | Nonequipment | Duct Sealing Repair | Duct Repair to eliminate/minimize leaks, includes testing and sealing | Standard AC with typical duct leakage | Commercial | New | Assembly | FL Zone 2 | Space Cooling |  |  | 0 | Per End Use Consumption | [7 empty] | 40558.1631 | 35691.1835 | 4866.9796 | 0.12 |  | 15 |  |  |  | 4866.9796 | [8 empty] | 0 | 0 | 0 | 0 | 0 | 0 | 0 | [5 empty] | 0
FL Zone 2College and UniversityNew |  | XXXXXXXX | Yes | Nonequipment | Duct Sealing Repair | Duct Repair to eliminate/minimize leaks, includes testing and sealing | Standard AC with typical duct leakage | Commercial | New | College and University | FL Zone 2 | Space Cooling |  |  | 0 | Per End Use Consumption | [7 empty] | 242237.8979 | 213169.3502 | 29068.5478 | 0.12 |  | 15 |  |  |  | 29068.5478 | [8 empty] | 0 | 0 | 0 | 0 | 0 | 0 | 0 | [5 empty] | 0
FL Zone 2GroceryNew |  | XXXXXXXX | Yes | Nonequipment | Duct Sealing Repair | Duct Repair to eliminate/minimize leaks, includes testing and sealing | Standard AC with typical duct leakage | Commercial | New | Grocery | FL Zone 2 | Space Cooling |  |  | 0 | Per End Use Consumption | [7 empty] | 97647.7064 | 85929.9816 | 11717.7248 | 0.12 |  | 15 |  |  |  | 11717.7248 | [8 empty] | 0 | 0 | 0 | 0 | 0 | 0 | 0 | [5 empty] | 0
FL Zone 2HealthcareNew |  | XXXXXXXX | Yes | Nonequipment | Duct Sealing Repair | Duct Repair to eliminate/minimize leaks, includes testing and sealing | Standard AC with typical duct leakage | Commercial | New | Healthcare | FL Zone 2 | Space Cooling |  |  | 0 | Per End Use Consumption | [7 empty] | 170444.4983 | 149991.1585 | 20453.3398 | 0.12 |  | 15 |  |  |  | 20453.3398 | [8 empty] | 0 | 0 | 0 | 0 | 0 | 0 | 0 | [5 empty] | 0
FL Zone 2HospitalsNew |  | XXXXXXXX | Yes | Nonequipment | Duct Sealing Repair | Duct Repair to eliminate/minimize leaks, includes testing and sealing | Standard AC with typical duct leakage | Commercial | New | Hospitals | FL Zone 2 | Space Cooling |  |  | 0 | Per End Use Consumption | [7 empty] | 1776004.8545 | 1562884.2719 | 213120.5825 | 0.12 |  | 15 |  |  |  | 213120.5825 | [8 empty] | 0 | 0 | 0 | 0 | 0 | 0 | 0 | [5 empty] | 0
FL Zone 2InstitutionalNew |  | XXXXXXXX | Yes | Nonequipment | Duct Sealing Repair | Duct Repair to eliminate/minimize leaks, includes testing and sealing | Standard AC with typical duct leakage | Commercial | New | Institutional | FL Zone 2 | Space Cooling |  |  | 0 | Per End Use Consumption | [7 empty] | 197035.6551 | 173391.3765 | 23644.2786 | 0.12 |  | 15 |  |  |  | 23644.2786 | [8 empty] | 0 | 0 | 0 | 0 | 0 | 0 | 0 | [5 empty] | 0
FL Zone 2Lodging/HospitalityNew |  | XXXXXXXX | Yes | Nonequipment | Duct Sealing Repair | Duct Repair to eliminate/minimize leaks, includes testing and sealing | Standard AC with typical duct leakage | Commercial | New | Lodging/Hospitality | FL Zone 2 | Space Cooling |  |  | 0 | Per End Use Consumption | [7 empty] | 161633.0609 | 142237.0936 | 19395.9673 | 0.12 |  | 15 |  |  |  | 19395.9673 | [8 empty] | 0 | 0 | 0 | 0 | 0 | 0 | 0 | [5 empty] | 0
FL Zone 2MiscellaneousNew |  | XXXXXXXX | Yes | Nonequipment | Duct Sealing Repair | Duct Repair to eliminate/minimize leaks, includes testing and sealing | Standard AC with typical duct leakage | Commercial | New | Miscellaneous | FL Zone 2 | Space Cooling |  |  | 0 | Per End Use Consumption | [7 empty] | 1878475.6776 | 1653058.5963 | 225417.0813 | 0.12 |  | 15 |  |  |  | 225417.0813 | [8 empty] | 0 | 0 | 0 | 0 | 0 | 0 | 0 | [5 empty] | 0
FL Zone 2OfficesNew |  | XXXXXXXX | Yes | Nonequipment | Duct Sealing Repair | Duct Repair to eliminate/minimize leaks, includes testing and sealing | Standard AC with typical duct leakage | Commercial | New | Offices | FL Zone 2 | Space Cooling |  |  | 0 | Per End Use Consumption | [7 empty] | 140416.7794 | 123566.7658 | 16850.0135 | 0.12 |  | 15 |  |  |  | 16850.0135 | [8 empty] | 0 | 0 | 0 | 0 | 0 | 0 | 0 | [5 empty] | 0
FL Zone 2RestaurantsNew |  | XXXXXXXX | Yes | Nonequipment | Duct Sealing Repair | Duct Repair to eliminate/minimize leaks, includes testing and sealing | Standard AC with typical duct leakage | Commercial | New | Restaurants | FL Zone 2 | Space Cooling |  |  | 0 | Per End Use Consumption | [7 empty] | 101749.5064 | 89539.5657 | 12209.9408 | 0.12 |  | 15 |  |  |  | 12209.9408 | [8 empty] | 0 | 0 | 0 | 0 | 0 | 0 | 0 | [5 empty] | 0
FL Zone 2RetailNew |  | XXXXXXXX | Yes | Nonequipment | Duct Sealing Repair | Duct Repair to eliminate/minimize leaks, includes testing and sealing | Standard AC with typical duct leakage | Commercial | New | Retail | FL Zone 2 | Space Cooling |  |  | 0 | Per End Use Consumption | [7 empty] | 44441.7066 | 39108.7018 | 5333.0048 | 0.12 |  | 15 |  |  |  | 5333.0048 | [8 empty] | 0 | 0 | 0 | 0 | 0 | 0 | 0 | [5 empty] | 0
FL Zone 2Schools K-12New |  | XXXXXXXX | Yes | Nonequipment | Duct Sealing Repair | Duct Repair to eliminate/minimize leaks, includes testing and sealing | Standard AC with typical duct leakage | Commercial | New | Schools K-12 | FL Zone 2 | Space Cooling |  |  | 0 | Per End Use Consumption | [7 empty] | 166082.8099 | 146152.8727 | 19929.9372 | 0.12 |  | 15 |  |  |  | 19929.9372 | [8 empty] | 0 | 0 | 0 | 0 | 0 | 0 | 0 | [5 empty] | 0
FL Zone 2WarehouseNew |  | XXXXXXXX | Yes | Nonequipment | Duct Sealing Repair | Duct Repair to eliminate/minimize leaks, includes testing and sealing | Standard AC with typical duct leakage | Commercial | New | Warehouse | FL Zone 2 | Space Cooling |  |  | 0 | Per End Use Consumption | [7 empty] | 16498.7301 | 14518.8825 | 1979.8476 | 0.12 |  | 15 |  |  |  | 1979.8476 | [8 empty] | 0 | 0 | 0 | 0 | 0 | 0 | 0 | [5 empty] | 0
FL Zone 2AssemblyExisting |  | XXXXXXXX | Yes | Nonequipment | Duct Sealing Repair | Duct Repair to eliminate/minimize leaks, includes testing and sealing | Standard AC with typical duct leakage | Commercial | Existing | Assembly | FL Zone 2 | Space Heating |  |  | 0 | Per End Use Consumption | [7 empty] | 7520.072 | 6617.6634 | 902.4086 | 0.12 |  | 15 |  |  |  | 902.4086 | [8 empty] | 0 | 0 | 0 | 0 | 0 | 0 | 0 | [5 empty] | 0
FL Zone 2College and UniversityExisting |  | XXXXXXXX | Yes | Nonequipment | Duct Sealing Repair | Duct Repair to eliminate/minimize leaks, includes testing and sealing | Standard AC with typical duct leakage | Commercial | Existing | College and University | FL Zone 2 | Space Heating |  |  | 0 | Per End Use Consumption | [7 empty] | 44914.4217 | 39524.6911 | 5389.7306 | 0.12 |  | 15 |  |  |  | 5389.7306 | [8 empty] | 0 | 0 | 0 | 0 | 0 | 0 | 0 | [5 empty] | 0
FL Zone 2GroceryExisting |  | XXXXXXXX | Yes | Nonequipment | Duct Sealing Repair | Duct Repair to eliminate/minimize leaks, includes testing and sealing | Standard AC with typical duct leakage | Commercial | Existing | Grocery | FL Zone 2 | Space Heating |  |  | 0 | Per End Use Consumption | [7 empty] | 18105.3019 | 15932.6657 | 2172.6362 | 0.12 |  | 15 |  |  |  | 2172.6362 | [8 empty] | 0 | 0 | 0 | 0 | 0 | 0 | 0 | [5 empty] | 0
FL Zone 2HealthcareExisting |  | XXXXXXXX | Yes | Nonequipment | Duct Sealing Repair | Duct Repair to eliminate/minimize leaks, includes testing and sealing | Standard AC with typical duct leakage | Commercial | Existing | Healthcare | FL Zone 2 | Space Heating |  |  | 0 | Per End Use Consumption | [7 empty] | 31602.8836 | 27810.5375 | 3792.346 | 0.12 |  | 15 |  |  |  | 3792.346 | [8 empty] | 0 | 0 | 0 | 0 | 0 | 0 | 0 | [5 empty] | 0
FL Zone 2HospitalsExisting |  | XXXXXXXX | Yes | Nonequipment | Duct Sealing Repair | Duct Repair to eliminate/minimize leaks, includes testing and sealing | Standard AC with typical duct leakage | Commercial | Existing | Hospitals | FL Zone 2 | Space Heating |  |  | 0 | Per End Use Consumption | [7 empty] | 329297.0743 | 289781.4254 | 39515.6489 | 0.12 |  | 15 |  |  |  | 39515.6489 | [8 empty] | 0 | 0 | 0 | 0 | 0 | 0 | 0 | [5 empty] | 0
FL Zone 2InstitutionalExisting |  | XXXXXXXX | Yes | Nonequipment | Duct Sealing Repair | Duct Repair to eliminate/minimize leaks, includes testing and sealing | Standard AC with typical duct leakage | Commercial | Existing | Institutional | FL Zone 2 | Space Heating |  |  | 0 | Per End Use Consumption | [7 empty] | 36533.2699 | 32149.2776 | 4383.9924 | 0.12 |  | 15 |  |  |  | 4383.9924 | [8 empty] | 0 | 0 | 0 | 0 | 0 | 0 | 0 | [5 empty] | 0
FL Zone 2Lodging/HospitalityExisting |  | XXXXXXXX | Yes | Nonequipment | Duct Sealing Repair | Duct Repair to eliminate/minimize leaks, includes testing and sealing | Standard AC with typical duct leakage | Commercial | Existing | Lodging/Hospitality | FL Zone 2 | Space Heating |  |  | 0 | Per End Use Consumption | [7 empty] | 29969.1152 | 26372.8214 | 3596.2938 | 0.12 |  | 15 |  |  |  | 3596.2938 | [8 empty] | 0 | 0 | 0 | 0 | 0 | 0 | 0 | [5 empty] | 0
FL Zone 2MiscellaneousExisting |  | XXXXXXXX | Yes | Nonequipment | Duct Sealing Repair | Duct Repair to eliminate/minimize leaks, includes testing and sealing | Standard AC with typical duct leakage | Commercial | Existing | Miscellaneous | FL Zone 2 | Space Heating |  |  | 0 | Per End Use Consumption | [7 empty] | 348296.6521 | 306501.0538 | 41795.5982 | 0.12 |  | 15 |  |  |  | 41795.5982 | [8 empty] | 0 | 0 | 0 | 0 | 0 | 0 | 0 | [5 empty] | 0
FL Zone 2OfficesExisting |  | XXXXXXXX | Yes | Nonequipment | Duct Sealing Repair | Duct Repair to eliminate/minimize leaks, includes testing and sealing | Standard AC with typical duct leakage | Commercial | Existing | Offices | FL Zone 2 | Space Heating |  |  | 0 | Per End Use Consumption | [7 empty] | 26035.3087 | 22911.0717 | 3124.237 | 0.12 |  | 15 |  |  |  | 3124.237 | [8 empty] | 0 | 0 | 0 | 0 | 0 | 0 | 0 | [5 empty] | 0
FL Zone 2RestaurantsExisting |  | XXXXXXXX | Yes | Nonequipment | Duct Sealing Repair | Duct Repair to eliminate/minimize leaks, includes testing and sealing | Standard AC with typical duct leakage | Commercial | Existing | Restaurants | FL Zone 2 | Space Heating |  |  | 0 | Per End Use Consumption | [7 empty] | 18865.8351 | 16601.9349 | 2263.9002 | 0.12 |  | 15 |  |  |  | 2263.9002 | [8 empty] | 0 | 0 | 0 | 0 | 0 | 0 | 0 | [5 empty] | 0
FL Zone 2RetailExisting |  | XXXXXXXX | Yes | Nonequipment | Duct Sealing Repair | Duct Repair to eliminate/minimize leaks, includes testing and sealing | Standard AC with typical duct leakage | Commercial | Existing | Retail | FL Zone 2 | Space Heating |  |  | 0 | Per End Use Consumption | [7 empty] | 8240.1374 | 7251.3209 | 988.8165 | 0.12 |  | 15 |  |  |  | 988.8165 | [8 empty] | 0 | 0 | 0 | 0 | 0 | 0 | 0 | [5 empty] | 0
FL Zone 2Schools K-12Existing |  | XXXXXXXX | Yes | Nonequipment | Duct Sealing Repair | Duct Repair to eliminate/minimize leaks, includes testing and sealing | Standard AC with typical duct leakage | Commercial | Existing | Schools K-12 | FL Zone 2 | Space Heating |  |  | 0 | Per End Use Consumption | [7 empty] | 30794.1632 | 27098.8636 | 3695.2996 | 0.12 |  | 15 |  |  |  | 3695.2996 | [8 empty] | 0 | 0 | 0 | 0 | 0 | 0 | 0 | [5 empty] | 0
FL Zone 2WarehouseExisting |  | XXXXXXXX | Yes | Nonequipment | Duct Sealing Repair | Duct Repair to eliminate/minimize leaks, includes testing and sealing | Standard AC with typical duct leakage | Commercial | Existing | Warehouse | FL Zone 2 | Space Heating |  |  | 0 | Per End Use Consumption | [7 empty] | 3059.104 | 2692.0115 | 367.0925 | 0.12 |  | 15 |  |  |  | 367.0925 | [8 empty] | 0 | 0 | 0 | 0 | 0 | 0 | 0 | [5 empty] | 0
FL Zone 2AssemblyNew |  | XXXXXXXX | Yes | Nonequipment | Duct Sealing Repair | Duct Repair to eliminate/minimize leaks, includes testing and sealing | Standard AC with typical duct leakage | Commercial | New | Assembly | FL Zone 2 | Space Heating |  |  | 0 | Per End Use Consumption | [7 empty] | 7520.072 | 6617.6634 | 902.4086 | 0.12 |  | 15 |  |  |  | 902.4086 | [8 empty] | 0 | 0 | 0 | 0 | 0 | 0 | 0 | [5 empty] | 0
FL Zone 2College and UniversityNew |  | XXXXXXXX | Yes | Nonequipment | Duct Sealing Repair | Duct Repair to eliminate/minimize leaks, includes testing and sealing | Standard AC with typical duct leakage | Commercial | New | College and University | FL Zone 2 | Space Heating |  |  | 0 | Per End Use Consumption | [7 empty] | 44914.4217 | 39524.6911 | 5389.7306 | 0.12 |  | 15 |  |  |  | 5389.7306 | [8 empty] | 0 | 0 | 0 | 0 | 0 | 0 | 0 | [5 empty] | 0
FL Zone 2GroceryNew |  | XXXXXXXX | Yes | Nonequipment | Duct Sealing Repair | Duct Repair to eliminate/minimize leaks, includes testing and sealing | Standard AC with typical duct leakage | Commercial | New | Grocery | FL Zone 2 | Space Heating |  |  | 0 | Per End Use Consumption | [7 empty] | 18105.3019 | 15932.6657 | 2172.6362 | 0.12 |  | 15 |  |  |  | 2172.6362 | [8 empty] | 0 | 0 | 0 | 0 | 0 | 0 | 0 | [5 empty] | 0
FL Zone 2HealthcareNew |  | XXXXXXXX | Yes | Nonequipment | Duct Sealing Repair | Duct Repair to eliminate/minimize leaks, includes testing and sealing | Standard AC with typical duct leakage | Commercial | New | Healthcare | FL Zone 2 | Space Heating |  |  | 0 | Per End Use Consumption | [7 empty] | 31602.8836 | 27810.5375 | 3792.346 | 0.12 |  | 15 |  |  |  | 3792.346 | [8 empty] | 0 | 0 | 0 | 0 | 0 | 0 | 0 | [5 empty] | 0
FL Zone 2HospitalsNew |  | XXXXXXXX | Yes | Nonequipment | Duct Sealing Repair | Duct Repair to eliminate/minimize leaks, includes testing and sealing | Standard AC with typical duct leakage | Commercial | New | Hospitals | FL Zone 2 | Space Heating |  |  | 0 | Per End Use Consumption | [7 empty] | 329297.0743 | 289781.4254 | 39515.6489 | 0.12 |  | 15 |  |  |  | 39515.6489 | [8 empty] | 0 | 0 | 0 | 0 | 0 | 0 | 0 | [5 empty] | 0
FL Zone 2InstitutionalNew |  | XXXXXXXX | Yes | Nonequipment | Duct Sealing Repair | Duct Repair to eliminate/minimize leaks, includes testing and sealing | Standard AC with typical duct leakage | Commercial | New | Institutional | FL Zone 2 | Space Heating |  |  | 0 | Per End Use Consumption | [7 empty] | 36533.2699 | 32149.2776 | 4383.9924 | 0.12 |  | 15 |  |  |  | 4383.9924 | [8 empty] | 0 | 0 | 0 | 0 | 0 | 0 | 0 | [5 empty] | 0
FL Zone 2Lodging/HospitalityNew |  | XXXXXXXX | Yes | Nonequipment | Duct Sealing Repair | Duct Repair to eliminate/minimize leaks, includes testing and sealing | Standard AC with typical duct leakage | Commercial | New | Lodging/Hospitality | FL Zone 2 | Space Heating |  |  | 0 | Per End Use Consumption | [7 empty] | 29969.1152 | 26372.8214 | 3596.2938 | 0.12 |  | 15 |  |  |  | 3596.2938 | [8 empty] | 0 | 0 | 0 | 0 | 0 | 0 | 0 | [5 empty] | 0
FL Zone 2MiscellaneousNew |  | XXXXXXXX | Yes | Nonequipment | Duct Sealing Repair | Duct Repair to eliminate/minimize leaks, includes testing and sealing | Standard AC with typical duct leakage | Commercial | New | Miscellaneous | FL Zone 2 | Space Heating |  |  | 0 | Per End Use Consumption | [7 empty] | 348296.6521 | 306501.0538 | 41795.5982 | 0.12 |  | 15 |  |  |  | 41795.5982 | [8 empty] | 0 | 0 | 0 | 0 | 0 | 0 | 0 | [5 empty] | 0
FL Zone 2OfficesNew |  | XXXXXXXX | Yes | Nonequipment | Duct Sealing Repair | Duct Repair to eliminate/minimize leaks, includes testing and sealing | Standard AC with typical duct leakage | Commercial | New | Offices | FL Zone 2 | Space Heating |  |  | 0 | Per End Use Consumption | [7 empty] | 26035.3087 | 22911.0717 | 3124.237 | 0.12 |  | 15 |  |  |  | 3124.237 | [8 empty] | 0 | 0 | 0 | 0 | 0 | 0 | 0 | [5 empty] | 0
FL Zone 2RestaurantsNew |  | XXXXXXXX | Yes | Nonequipment | Duct Sealing Repair | Duct Repair to eliminate/minimize leaks, includes testing and sealing | Standard AC with typical duct leakage | Commercial | New | Restaurants | FL Zone 2 | Space Heating |  |  | 0 | Per End Use Consumption | [7 empty] | 18865.8351 | 16601.9349 | 2263.9002 | 0.12 |  | 15 |  |  |  | 2263.9002 | [8 empty] | 0 | 0 | 0 | 0 | 0 | 0 | 0 | [5 empty] | 0
FL Zone 2RetailNew |  | XXXXXXXX | Yes | Nonequipment | Duct Sealing Repair | Duct Repair to eliminate/minimize leaks, includes testing and sealing | Standard AC with typical duct leakage | Commercial | New | Retail | FL Zone 2 | Space Heating |  |  | 0 | Per End Use Consumption | [7 empty] | 8240.1374 | 7251.3209 | 988.8165 | 0.12 |  | 15 |  |  |  | 988.8165 | [8 empty] | 0 | 0 | 0 | 0 | 0 | 0 | 0 | [5 empty] | 0
FL Zone 2Schools K-12New |  | XXXXXXXX | Yes | Nonequipment | Duct Sealing Repair | Duct Repair to eliminate/minimize leaks, includes testing and sealing | Standard AC with typical duct leakage | Commercial | New | Schools K-12 | FL Zone 2 | Space Heating |  |  | 0 | Per End Use Consumption | [7 empty] | 30794.1632 | 27098.8636 | 3695.2996 | 0.12 |  | 15 |  |  |  | 3695.2996 | [8 empty] | 0 | 0 | 0 | 0 | 0 | 0 | 0 | [5 empty] | 0
FL Zone 2WarehouseNew |  | XXXXXXXX | Yes | Nonequipment | Duct Sealing Repair | Duct Repair to eliminate/minimize leaks, includes testing and sealing | Standard AC with typical duct leakage | Commercial | New | Warehouse | FL Zone 2 | Space Heating |  |  | 0 | Per End Use Consumption | [7 empty] | 3059.104 | 2692.0115 | 367.0925 | 0.12 |  | 15 |  |  |  | 367.0925 | [8 empty] | 0 | 0 | 0 | 0 | 0 | 0 | 0 | [5 empty] | 0
FL Zone 2AssemblyExisting |  | XXXXXXXX | Yes | Nonequipment | ECM Motors on Furnaces | Variable Speed Electronically Commutated Motor for an Electric Furnace | Permanent Split Capacitor Motor for Electric Furnace | Commercial | Existing | Assembly | FL Zone 2 | Space Heating |  |  | 0 | Per Unit | [7 empty] | 10439.6762 | 10261.5351 | 178.1411 | 0.017064 |  | 15 |  |  |  | 178.1411 | [8 empty] | 0 | 0 | 0 | 0 | 0 | 0 | 0 | [5 empty] | 0
FL Zone 2College and UniversityExisting |  | XXXXXXXX | Yes | Nonequipment | ECM Motors on Furnaces | Variable Speed Electronically Commutated Motor for an Electric Furnace | Permanent Split Capacitor Motor for Electric Furnace | Commercial | Existing | College and University | FL Zone 2 | Space Heating |  |  | 0 | Per Unit | [7 empty] | 10439.6762 | 10261.5351 | 178.1411 | 0.017064 |  | 15 |  |  |  | 178.1411 | [8 empty] | 0 | 0 | 0 | 0 | 0 | 0 | 0 | [5 empty] | 0
FL Zone 2GroceryExisting |  | XXXXXXXX | Yes | Nonequipment | ECM Motors on Furnaces | Variable Speed Electronically Commutated Motor for an Electric Furnace | Permanent Split Capacitor Motor for Electric Furnace | Commercial | Existing | Grocery | FL Zone 2 | Space Heating |  |  | 0 | Per Unit | [7 empty] | 17956.2431 | 17649.8404 | 306.4028 | 0.017064 |  | 15 |  |  |  | 306.4028 | [8 empty] | 0 | 0 | 0 | 0 | 0 | 0 | 0 | [5 empty] | 0
FL Zone 2HealthcareExisting |  | XXXXXXXX | Yes | Nonequipment | ECM Motors on Furnaces | Variable Speed Electronically Commutated Motor for an Electric Furnace | Permanent Split Capacitor Motor for Electric Furnace | Commercial | Existing | Healthcare | FL Zone 2 | Space Heating |  |  | 0 | Per Unit | [7 empty] | 16369.4124 | 16090.0871 | 279.3253 | 0.017064 |  | 15 |  |  |  | 279.3253 | [8 empty] | 0 | 0 | 0 | 0 | 0 | 0 | 0 | [5 empty] | 0
FL Zone 2HospitalsExisting |  | XXXXXXXX | Yes | Nonequipment | ECM Motors on Furnaces | Variable Speed Electronically Commutated Motor for an Electric Furnace | Permanent Split Capacitor Motor for Electric Furnace | Commercial | Existing | Hospitals | FL Zone 2 | Space Heating |  |  | 0 | Per Unit | [7 empty] | 18624.3824 | 18306.5786 | 317.8038 | 0.017064 |  | 15 |  |  |  | 317.8038 | [8 empty] | 0 | 0 | 0 | 0 | 0 | 0 | 0 | [5 empty] | 0
FL Zone 2InstitutionalExisting |  | XXXXXXXX | Yes | Nonequipment | ECM Motors on Furnaces | Variable Speed Electronically Commutated Motor for an Electric Furnace | Permanent Split Capacitor Motor for Electric Furnace | Commercial | Existing | Institutional | FL Zone 2 | Space Heating |  |  | 0 | Per Unit | [7 empty] | 9103.3977 | 8948.0586 | 155.3391 | 0.017064 |  | 15 |  |  |  | 155.3391 | [8 empty] | 0 | 0 | 0 | 0 | 0 | 0 | 0 | [5 empty] | 0
FL Zone 2Lodging/HospitalityExisting |  | XXXXXXXX | Yes | Nonequipment | ECM Motors on Furnaces | Variable Speed Electronically Commutated Motor for an Electric Furnace | Permanent Split Capacitor Motor for Electric Furnace | Commercial | Existing | Lodging/Hospitality | FL Zone 2 | Space Heating |  |  | 0 | Per Unit | [7 empty] | 11024.2981 | 10836.1811 | 188.117 | 0.017064 |  | 15 |  |  |  | 188.117 | [8 empty] | 0 | 0 | 0 | 0 | 0 | 0 | 0 | [5 empty] | 0
FL Zone 2MiscellaneousExisting |  | XXXXXXXX | Yes | Nonequipment | ECM Motors on Furnaces | Variable Speed Electronically Commutated Motor for an Electric Furnace | Permanent Split Capacitor Motor for Electric Furnace | Commercial | Existing | Miscellaneous | FL Zone 2 | Space Heating |  |  | 0 | Per Unit | [7 empty] | 5762.7013 | 5664.3674 | 98.3339 | 0.017064 |  | 15 |  |  |  | 98.3339 | [8 empty] | 0 | 0 | 0 | 0 | 0 | 0 | 0 | [5 empty] | 0
FL Zone 2OfficesExisting |  | XXXXXXXX | Yes | Nonequipment | ECM Motors on Furnaces | Variable Speed Electronically Commutated Motor for an Electric Furnace | Permanent Split Capacitor Motor for Electric Furnace | Commercial | Existing | Offices | FL Zone 2 | Space Heating |  |  | 0 | Per Unit | [7 empty] | 6096.7709 | 5992.7365 | 104.0344 | 0.017064 |  | 15 |  |  |  | 104.0344 | [8 empty] | 0 | 0 | 0 | 0 | 0 | 0 | 0 | [5 empty] | 0
FL Zone 2RestaurantsExisting |  | XXXXXXXX | Yes | Nonequipment | ECM Motors on Furnaces | Variable Speed Electronically Commutated Motor for an Electric Furnace | Permanent Split Capacitor Motor for Electric Furnace | Commercial | Existing | Restaurants | FL Zone 2 | Space Heating |  |  | 0 | Per Unit | [7 empty] | 38501.526 | 37844.5415 | 656.9845 | 0.017064 |  | 15 |  |  |  | 656.9845 | [8 empty] | 0 | 0 | 0 | 0 | 0 | 0 | 0 | [5 empty] | 0
FL Zone 2RetailExisting |  | XXXXXXXX | Yes | Nonequipment | ECM Motors on Furnaces | Variable Speed Electronically Commutated Motor for an Electric Furnace | Permanent Split Capacitor Motor for Electric Furnace | Commercial | Existing | Retail | FL Zone 2 | Space Heating |  |  | 0 | Per Unit | [7 empty] | 24136.5315 | 23724.6692 | 411.8623 | 0.017064 |  | 15 |  |  |  | 411.8623 | [8 empty] | 0 | 0 | 0 | 0 | 0 | 0 | 0 | [5 empty] | 0
FL Zone 2Schools K-12Existing |  | XXXXXXXX | Yes | Nonequipment | ECM Motors on Furnaces | Variable Speed Electronically Commutated Motor for an Electric Furnace | Permanent Split Capacitor Motor for Electric Furnace | Commercial | Existing | Schools K-12 | FL Zone 2 | Space Heating |  |  | 0 | Per Unit | [7 empty] | 22215.6311 | 21836.5467 | 379.0843 | 0.017064 |  | 15 |  |  |  | 379.0843 | [8 empty] | 0 | 0 | 0 | 0 | 0 | 0 | 0 | [5 empty] | 0
FL Zone 2WarehouseExisting |  | XXXXXXXX | Yes | Nonequipment | ECM Motors on Furnaces | Variable Speed Electronically Commutated Motor for an Electric Furnace | Permanent Split Capacitor Motor for Electric Furnace | Commercial | Existing | Warehouse | FL Zone 2 | Space Heating |  |  | 0 | Per Unit | [7 empty] | 5762.7013 | 5664.3674 | 98.3339 | 0.017064 |  | 15 |  |  |  | 98.3339 | [8 empty] | 0 | 0 | 0 | 0 | 0 | 0 | 0 | [5 empty] | 0
FL Zone 2AssemblyNew |  | XXXXXXXX | Yes | Nonequipment | ECM Motors on Furnaces | Variable Speed Electronically Commutated Motor for an Electric Furnace | Permanent Split Capacitor Motor for Electric Furnace | Commercial | New | Assembly | FL Zone 2 | Space Heating |  |  | 0 | Per Unit | [7 empty] | 10439.6762 | 10261.5351 | 178.1411 | 0.017064 |  | 15 |  |  |  | 178.1411 | [8 empty] | 0 | 0 | 0 | 0 | 0 | 0 | 0 | [5 empty] | 0
FL Zone 2College and UniversityNew |  | XXXXXXXX | Yes | Nonequipment | ECM Motors on Furnaces | Variable Speed Electronically Commutated Motor for an Electric Furnace | Permanent Split Capacitor Motor for Electric Furnace | Commercial | New | College and University | FL Zone 2 | Space Heating |  |  | 0 | Per Unit | [7 empty] | 10439.6762 | 10261.5351 | 178.1411 | 0.017064 |  | 15 |  |  |  | 178.1411 | [8 empty] | 0 | 0 | 0 | 0 | 0 | 0 | 0 | [5 empty] | 0
FL Zone 2GroceryNew |  | XXXXXXXX | Yes | Nonequipment | ECM Motors on Furnaces | Variable Speed Electronically Commutated Motor for an Electric Furnace | Permanent Split Capacitor Motor for Electric Furnace | Commercial | New | Grocery | FL Zone 2 | Space Heating |  |  | 0 | Per Unit | [7 empty] | 17956.2431 | 17649.8404 | 306.4028 | 0.017064 |  | 15 |  |  |  | 306.4028 | [8 empty] | 0 | 0 | 0 | 0 | 0 | 0 | 0 | [5 empty] | 0
FL Zone 2HealthcareNew |  | XXXXXXXX | Yes | Nonequipment | ECM Motors on Furnaces | Variable Speed Electronically Commutated Motor for an Electric Furnace | Permanent Split Capacitor Motor for Electric Furnace | Commercial | New | Healthcare | FL Zone 2 | Space Heating |  |  | 0 | Per Unit | [7 empty] | 16369.4124 | 16090.0871 | 279.3253 | 0.017064 |  | 15 |  |  |  | 279.3253 | [8 empty] | 0 | 0 | 0 | 0 | 0 | 0 | 0 | [5 empty] | 0
FL Zone 2HospitalsNew |  | XXXXXXXX | Yes | Nonequipment | ECM Motors on Furnaces | Variable Speed Electronically Commutated Motor for an Electric Furnace | Permanent Split Capacitor Motor for Electric Furnace | Commercial | New | Hospitals | FL Zone 2 | Space Heating |  |  | 0 | Per Unit | [7 empty] | 18624.3824 | 18306.5786 | 317.8038 | 0.017064 |  | 15 |  |  |  | 317.8038 | [8 empty] | 0 | 0 | 0 | 0 | 0 | 0 | 0 | [5 empty] | 0
FL Zone 2InstitutionalNew |  | XXXXXXXX | Yes | Nonequipment | ECM Motors on Furnaces | Variable Speed Electronically Commutated Motor for an Electric Furnace | Permanent Split Capacitor Motor for Electric Furnace | Commercial | New | Institutional | FL Zone 2 | Space Heating |  |  | 0 | Per Unit | [7 empty] | 9103.3977 | 8948.0586 | 155.3391 | 0.017064 |  | 15 |  |  |  | 155.3391 | [8 empty] | 0 | 0 | 0 | 0 | 0 | 0 | 0 | [5 empty] | 0
FL Zone 2Lodging/HospitalityNew |  | XXXXXXXX | Yes | Nonequipment | ECM Motors on Furnaces | Variable Speed Electronically Commutated Motor for an Electric Furnace | Permanent Split Capacitor Motor for Electric Furnace | Commercial | New | Lodging/Hospitality | FL Zone 2 | Space Heating |  |  | 0 | Per Unit | [7 empty] | 11024.2981 | 10836.1811 | 188.117 | 0.017064 |  | 15 |  |  |  | 188.117 | [8 empty] | 0 | 0 | 0 | 0 | 0 | 0 | 0 | [5 empty] | 0
FL Zone 2MiscellaneousNew |  | XXXXXXXX | Yes | Nonequipment | ECM Motors on Furnaces | Variable Speed Electronically Commutated Motor for an Electric Furnace | Permanent Split Capacitor Motor for Electric Furnace | Commercial | New | Miscellaneous | FL Zone 2 | Space Heating |  |  | 0 | Per Unit | [7 empty] | 5762.7013 | 5664.3674 | 98.3339 | 0.017064 |  | 15 |  |  |  | 98.3339 | [8 empty] | 0 | 0 | 0 | 0 | 0 | 0 | 0 | [5 empty] | 0
FL Zone 2OfficesNew |  | XXXXXXXX | Yes | Nonequipment | ECM Motors on Furnaces | Variable Speed Electronically Commutated Motor for an Electric Furnace | Permanent Split Capacitor Motor for Electric Furnace | Commercial | New | Offices | FL Zone 2 | Space Heating |  |  | 0 | Per Unit | [7 empty] | 6096.7709 | 5992.7365 | 104.0344 | 0.017064 |  | 15 |  |  |  | 104.0344 | [8 empty] | 0 | 0 | 0 | 0 | 0 | 0 | 0 | [5 empty] | 0
FL Zone 2RestaurantsNew |  | XXXXXXXX | Yes | Nonequipment | ECM Motors on Furnaces | Variable Speed Electronically Commutated Motor for an Electric Furnace | Permanent Split Capacitor Motor for Electric Furnace | Commercial | New | Restaurants | FL Zone 2 | Space Heating |  |  | 0 | Per Unit | [7 empty] | 38501.526 | 37844.5415 | 656.9845 | 0.017064 |  | 15 |  |  |  | 656.9845 | [8 empty] | 0 | 0 | 0 | 0 | 0 | 0 | 0 | [5 empty] | 0
FL Zone 2RetailNew |  | XXXXXXXX | Yes | Nonequipment | ECM Motors on Furnaces | Variable Speed Electronically Commutated Motor for an Electric Furnace | Permanent Split Capacitor Motor for Electric Furnace | Commercial | New | Retail | FL Zone 2 | Space Heating |  |  | 0 | Per Unit | [7 empty] | 24136.5315 | 23724.6692 | 411.8623 | 0.017064 |  | 15 |  |  |  | 411.8623 | [8 empty] | 0 | 0 | 0 | 0 | 0 | 0 | 0 | [5 empty] | 0
FL Zone 2Schools K-12New |  | XXXXXXXX | Yes | Nonequipment | ECM Motors on Furnaces | Variable Speed Electronically Commutated Motor for an Electric Furnace | Permanent Split Capacitor Motor for Electric Furnace | Commercial | New | Schools K-12 | FL Zone 2 | Space Heating |  |  | 0 | Per Unit | [7 empty] | 22215.6311 | 21836.5467 | 379.0843 | 0.017064 |  | 15 |  |  |  | 379.0843 | [8 empty] | 0 | 0 | 0 | 0 | 0 | 0 | 0 | [5 empty] | 0
FL Zone 2WarehouseNew |  | XXXXXXXX | Yes | Nonequipment | ECM Motors on Furnaces | Variable Speed Electronically Commutated Motor for an Electric Furnace | Permanent Split Capacitor Motor for Electric Furnace | Commercial | New | Warehouse | FL Zone 2 | Space Heating |  |  | 0 | Per Unit | [7 empty] | 5762.7013 | 5664.3674 | 98.3339 | 0.017064 |  | 15 |  |  |  | 98.3339 | [8 empty] | 0 | 0 | 0 | 0 | 0 | 0 | 0 | [5 empty] | 0
FL Zone 2AssemblyTurnover |  | XXXXXXXX | Yes | Equipment | Efficient Battery Charger | Single-phase Ferro resonant or silicon-controlled rectifier charging equipment with power conversion efficiency >=89% & maintenance power <= 10 W | FR or SCR charging stations with power conversion efficiency < 89% or > 10 W | Commercial | Turnover | Assembly | FL Zone 2 | Miscellaneous | Others |  | 0 | Per Appliance | [7 empty] | 8124.9 | 7013.694 | 1111.206 | 0.13677 |  | 15 |  |  |  | 1111.206 | [8 empty] | 0 | 0 | 0 | 0 | 0 | 0 | 0 | [5 empty] | 0
FL Zone 2College and UniversityTurnover |  | XXXXXXXX | Yes | Equipment | Efficient Battery Charger | Single-phase Ferro resonant or silicon-controlled rectifier charging equipment with power conversion efficiency >=89% & maintenance power <= 10 W | FR or SCR charging stations with power conversion efficiency < 89% or > 10 W | Commercial | Turnover | College and University | FL Zone 2 | Miscellaneous | Others |  | 0 | Per Appliance | [7 empty] | 8124.9 | 7013.694 | 1111.206 | 0.13677 |  | 15 |  |  |  | 1111.206 | [8 empty] | 0 | 0 | 0 | 0 | 0 | 0 | 0 | [5 empty] | 0
FL Zone 2GroceryTurnover |  | XXXXXXXX | Yes | Equipment | Efficient Battery Charger | Single-phase Ferro resonant or silicon-controlled rectifier charging equipment with power conversion efficiency >=89% & maintenance power <= 10 W | FR or SCR charging stations with power conversion efficiency < 89% or > 10 W | Commercial | Turnover | Grocery | FL Zone 2 | Miscellaneous | Others |  | 0 | Per Appliance | [7 empty] | 8124.9 | 7013.694 | 1111.206 | 0.13677 |  | 15 |  |  |  | 1111.206 | [8 empty] | 0 | 0 | 0 | 0 | 0 | 0 | 0 | [5 empty] | 0
FL Zone 2HealthcareTurnover |  | XXXXXXXX | Yes | Equipment | Efficient Battery Charger | Single-phase Ferro resonant or silicon-controlled rectifier charging equipment with power conversion efficiency >=89% & maintenance power <= 10 W | FR or SCR charging stations with power conversion efficiency < 89% or > 10 W | Commercial | Turnover | Healthcare | FL Zone 2 | Miscellaneous | Others |  | 0 | Per Appliance | [7 empty] | 8124.9 | 7013.694 | 1111.206 | 0.13677 |  | 15 |  |  |  | 1111.206 | [8 empty] | 0 | 0 | 0 | 0 | 0 | 0 | 0 | [5 empty] | 0
FL Zone 2HospitalsTurnover |  | XXXXXXXX | Yes | Equipment | Efficient Battery Charger | Single-phase Ferro resonant or silicon-controlled rectifier charging equipment with power conversion efficiency >=89% & maintenance power <= 10 W | FR or SCR charging stations with power conversion efficiency < 89% or > 10 W | Commercial | Turnover | Hospitals | FL Zone 2 | Miscellaneous | Others |  | 0 | Per Appliance | [7 empty] | 8124.9 | 7013.694 | 1111.206 | 0.13677 |  | 15 |  |  |  | 1111.206 | [8 empty] | 0 | 0 | 0 | 0 | 0 | 0 | 0 | [5 empty] | 0
FL Zone 2InstitutionalTurnover |  | XXXXXXXX | Yes | Equipment | Efficient Battery Charger | Single-phase Ferro resonant or silicon-controlled rectifier charging equipment with power conversion efficiency >=89% & maintenance power <= 10 W | FR or SCR charging stations with power conversion efficiency < 89% or > 10 W | Commercial | Turnover | Institutional | FL Zone 2 | Miscellaneous | Others |  | 0 | Per Appliance | [7 empty] | 8124.9 | 7013.694 | 1111.206 | 0.13677 |  | 15 |  |  |  | 1111.206 | [8 empty] | 0 | 0 | 0 | 0 | 0 | 0 | 0 | [5 empty] | 0
FL Zone 2Lodging/HospitalityTurnover |  | XXXXXXXX | Yes | Equipment | Efficient Battery Charger | Single-phase Ferro resonant or silicon-controlled rectifier charging equipment with power conversion efficiency >=89% & maintenance power <= 10 W | FR or SCR charging stations with power conversion efficiency < 89% or > 10 W | Commercial | Turnover | Lodging/Hospitality | FL Zone 2 | Miscellaneous | Others |  | 0 | Per Appliance | [7 empty] | 8124.9 | 7013.694 | 1111.206 | 0.13677 |  | 15 |  |  |  | 1111.206 | [8 empty] | 0 | 0 | 0 | 0 | 0 | 0 | 0 | [5 empty] | 0
FL Zone 2MiscellaneousTurnover |  | XXXXXXXX | Yes | Equipment | Efficient Battery Charger | Single-phase Ferro resonant or silicon-controlled rectifier charging equipment with power conversion efficiency >=89% & maintenance power <= 10 W | FR or SCR charging stations with power conversion efficiency < 89% or > 10 W | Commercial | Turnover | Miscellaneous | FL Zone 2 | Miscellaneous | Others |  | 0 | Per Appliance | [7 empty] | 8124.9 | 7013.694 | 1111.206 | 0.13677 |  | 15 |  |  |  | 1111.206 | [8 empty] | 0 | 0 | 0 | 0 | 0 | 0 | 0 | [5 empty] | 0
FL Zone 2OfficesTurnover |  | XXXXXXXX | Yes | Equipment | Efficient Battery Charger | Single-phase Ferro resonant or silicon-controlled rectifier charging equipment with power conversion efficiency >=89% & maintenance power <= 10 W | FR or SCR charging stations with power conversion efficiency < 89% or > 10 W | Commercial | Turnover | Offices | FL Zone 2 | Miscellaneous | Others |  | 0 | Per Appliance | [7 empty] | 8124.9 | 7013.694 | 1111.206 | 0.13677 |  | 15 |  |  |  | 1111.206 | [8 empty] | 0 | 0 | 0 | 0 | 0 | 0 | 0 | [5 empty] | 0
FL Zone 2RestaurantsTurnover |  | XXXXXXXX | Yes | Equipment | Efficient Battery Charger | Single-phase Ferro resonant or silicon-controlled rectifier charging equipment with power conversion efficiency >=89% & maintenance power <= 10 W | FR or SCR charging stations with power conversion efficiency < 89% or > 10 W | Commercial | Turnover | Restaurants | FL Zone 2 | Miscellaneous | Others |  | 0 | Per Appliance | [7 empty] | 8124.9 | 7013.694 | 1111.206 | 0.13677 |  | 15 |  |  |  | 1111.206 | [8 empty] | 0 | 0 | 0 | 0 | 0 | 0 | 0 | [5 empty] | 0
FL Zone 2RetailTurnover |  | XXXXXXXX | Yes | Equipment | Efficient Battery Charger | Single-phase Ferro resonant or silicon-controlled rectifier charging equipment with power conversion efficiency >=89% & maintenance power <= 10 W | FR or SCR charging stations with power conversion efficiency < 89% or > 10 W | Commercial | Turnover | Retail | FL Zone 2 | Miscellaneous | Others |  | 0 | Per Appliance | [7 empty] | 8124.9 | 7013.694 | 1111.206 | 0.13677 |  | 15 |  |  |  | 1111.206 | [8 empty] | 0 | 0 | 0 | 0 | 0 | 0 | 0 | [5 empty] | 0
FL Zone 2Schools K-12Turnover |  | XXXXXXXX | Yes | Equipment | Efficient Battery Charger | Single-phase Ferro resonant or silicon-controlled rectifier charging equipment with power conversion efficiency >=89% & maintenance power <= 10 W | FR or SCR charging stations with power conversion efficiency < 89% or > 10 W | Commercial | Turnover | Schools K-12 | FL Zone 2 | Miscellaneous | Others |  | 0 | Per Appliance | [7 empty] | 8124.9 | 7013.694 | 1111.206 | 0.13677 |  | 15 |  |  |  | 1111.206 | [8 empty] | 0 | 0 | 0 | 0 | 0 | 0 | 0 | [5 empty] | 0
FL Zone 2WarehouseTurnover |  | XXXXXXXX | Yes | Equipment | Efficient Battery Charger | Single-phase Ferro resonant or silicon-controlled rectifier charging equipment with power conversion efficiency >=89% & maintenance power <= 10 W | FR or SCR charging stations with power conversion efficiency < 89% or > 10 W | Commercial | Turnover | Warehouse | FL Zone 2 | Miscellaneous | Others |  | 0 | Per Appliance | [7 empty] | 8124.9 | 7013.694 | 1111.206 | 0.13677 |  | 15 |  |  |  | 1111.206 | [8 empty] | 0 | 0 | 0 | 0 | 0 | 0 | 0 | [5 empty] | 0
FL Zone 2AssemblyNew |  | XXXXXXXX | Yes | Equipment | Efficient Battery Charger | Single-phase Ferro resonant or silicon-controlled rectifier charging equipment with power conversion efficiency >=89% & maintenance power <= 10 W | FR or SCR charging stations with power conversion efficiency < 89% or > 10 W | Commercial | New | Assembly | FL Zone 2 | Miscellaneous | Others |  | 0 | Per Appliance | [7 empty] | 8124.9 | 7013.694 | 1111.206 | 0.13677 |  | 15 |  |  |  | 1111.206 | [8 empty] | 0 | 0 | 0 | 0 | 0 | 0 | 0 | [5 empty] | 0
FL Zone 2College and UniversityNew |  | XXXXXXXX | Yes | Equipment | Efficient Battery Charger | Single-phase Ferro resonant or silicon-controlled rectifier charging equipment with power conversion efficiency >=89% & maintenance power <= 10 W | FR or SCR charging stations with power conversion efficiency < 89% or > 10 W | Commercial | New | College and University | FL Zone 2 | Miscellaneous | Others |  | 0 | Per Appliance | [7 empty] | 8124.9 | 7013.694 | 1111.206 | 0.13677 |  | 15 |  |  |  | 1111.206 | [8 empty] | 0 | 0 | 0 | 0 | 0 | 0 | 0 | [5 empty] | 0
FL Zone 2GroceryNew |  | XXXXXXXX | Yes | Equipment | Efficient Battery Charger | Single-phase Ferro resonant or silicon-controlled rectifier charging equipment with power conversion efficiency >=89% & maintenance power <= 10 W | FR or SCR charging stations with power conversion efficiency < 89% or > 10 W | Commercial | New | Grocery | FL Zone 2 | Miscellaneous | Others |  | 0 | Per Appliance | [7 empty] | 8124.9 | 7013.694 | 1111.206 | 0.13677 |  | 15 |  |  |  | 1111.206 | [8 empty] | 0 | 0 | 0 | 0 | 0 | 0 | 0 | [5 empty] | 0
FL Zone 2HealthcareNew |  | XXXXXXXX | Yes | Equipment | Efficient Battery Charger | Single-phase Ferro resonant or silicon-controlled rectifier charging equipment with power conversion efficiency >=89% & maintenance power <= 10 W | FR or SCR charging stations with power conversion efficiency < 89% or > 10 W | Commercial | New | Healthcare | FL Zone 2 | Miscellaneous | Others |  | 0 | Per Appliance | [7 empty] | 8124.9 | 7013.694 | 1111.206 | 0.13677 |  | 15 |  |  |  | 1111.206 | [8 empty] | 0 | 0 | 0 | 0 | 0 | 0 | 0 | [5 empty] | 0
FL Zone 2HospitalsNew |  | XXXXXXXX | Yes | Equipment | Efficient Battery Charger | Single-phase Ferro resonant or silicon-controlled rectifier charging equipment with power conversion efficiency >=89% & maintenance power <= 10 W | FR or SCR charging stations with power conversion efficiency < 89% or > 10 W | Commercial | New | Hospitals | FL Zone 2 | Miscellaneous | Others |  | 0 | Per Appliance | [7 empty] | 8124.9 | 7013.694 | 1111.206 | 0.13677 |  | 15 |  |  |  | 1111.206 | [8 empty] | 0 | 0 | 0 | 0 | 0 | 0 | 0 | [5 empty] | 0
FL Zone 2InstitutionalNew |  | XXXXXXXX | Yes | Equipment | Efficient Battery Charger | Single-phase Ferro resonant or silicon-controlled rectifier charging equipment with power conversion efficiency >=89% & maintenance power <= 10 W | FR or SCR charging stations with power conversion efficiency < 89% or > 10 W | Commercial | New | Institutional | FL Zone 2 | Miscellaneous | Others |  | 0 | Per Appliance | [7 empty] | 8124.9 | 7013.694 | 1111.206 | 0.13677 |  | 15 |  |  |  | 1111.206 | [8 empty] | 0 | 0 | 0 | 0 | 0 | 0 | 0 | [5 empty] | 0
FL Zone 2Lodging/HospitalityNew |  | XXXXXXXX | Yes | Equipment | Efficient Battery Charger | Single-phase Ferro resonant or silicon-controlled rectifier charging equipment with power conversion efficiency >=89% & maintenance power <= 10 W | FR or SCR charging stations with power conversion efficiency < 89% or > 10 W | Commercial | New | Lodging/Hospitality | FL Zone 2 | Miscellaneous | Others |  | 0 | Per Appliance | [7 empty] | 8124.9 | 7013.694 | 1111.206 | 0.13677 |  | 15 |  |  |  | 1111.206 | [8 empty] | 0 | 0 | 0 | 0 | 0 | 0 | 0 | [5 empty] | 0
FL Zone 2MiscellaneousNew |  | XXXXXXXX | Yes | Equipment | Efficient Battery Charger | Single-phase Ferro resonant or silicon-controlled rectifier charging equipment with power conversion efficiency >=89% & maintenance power <= 10 W | FR or SCR charging stations with power conversion efficiency < 89% or > 10 W | Commercial | New | Miscellaneous | FL Zone 2 | Miscellaneous | Others |  | 0 | Per Appliance | [7 empty] | 8124.9 | 7013.694 | 1111.206 | 0.13677 |  | 15 |  |  |  | 1111.206 | [8 empty] | 0 | 0 | 0 | 0 | 0 | 0 | 0 | [5 empty] | 0
FL Zone 2OfficesNew |  | XXXXXXXX | Yes | Equipment | Efficient Battery Charger | Single-phase Ferro resonant or silicon-controlled rectifier charging equipment with power conversion efficiency >=89% & maintenance power <= 10 W | FR or SCR charging stations with power conversion efficiency < 89% or > 10 W | Commercial | New | Offices | FL Zone 2 | Miscellaneous | Others |  | 0 | Per Appliance | [7 empty] | 8124.9 | 7013.694 | 1111.206 | 0.13677 |  | 15 |  |  |  | 1111.206 | [8 empty] | 0 | 0 | 0 | 0 | 0 | 0 | 0 | [5 empty] | 0
FL Zone 2RestaurantsNew |  | XXXXXXXX | Yes | Equipment | Efficient Battery Charger | Single-phase Ferro resonant or silicon-controlled rectifier charging equipment with power conversion efficiency >=89% & maintenance power <= 10 W | FR or SCR charging stations with power conversion efficiency < 89% or > 10 W | Commercial | New | Restaurants | FL Zone 2 | Miscellaneous | Others |  | 0 | Per Appliance | [7 empty] | 8124.9 | 7013.694 | 1111.206 | 0.13677 |  | 15 |  |  |  | 1111.206 | [8 empty] | 0 | 0 | 0 | 0 | 0 | 0 | 0 | [5 empty] | 0
FL Zone 2RetailNew |  | XXXXXXXX | Yes | Equipment | Efficient Battery Charger | Single-phase Ferro resonant or silicon-controlled rectifier charging equipment with power conversion efficiency >=89% & maintenance power <= 10 W | FR or SCR charging stations with power conversion efficiency < 89% or > 10 W | Commercial | New | Retail | FL Zone 2 | Miscellaneous | Others |  | 0 | Per Appliance | [7 empty] | 8124.9 | 7013.694 | 1111.206 | 0.13677 |  | 15 |  |  |  | 1111.206 | [8 empty] | 0 | 0 | 0 | 0 | 0 | 0 | 0 | [5 empty] | 0
FL Zone 2Schools K-12New |  | XXXXXXXX | Yes | Equipment | Efficient Battery Charger | Single-phase Ferro resonant or silicon-controlled rectifier charging equipment with power conversion efficiency >=89% & maintenance power <= 10 W | FR or SCR charging stations with power conversion efficiency < 89% or > 10 W | Commercial | New | Schools K-12 | FL Zone 2 | Miscellaneous | Others |  | 0 | Per Appliance | [7 empty] | 8124.9 | 7013.694 | 1111.206 | 0.13677 |  | 15 |  |  |  | 1111.206 | [8 empty] | 0 | 0 | 0 | 0 | 0 | 0 | 0 | [5 empty] | 0
FL Zone 2WarehouseNew |  | XXXXXXXX | Yes | Equipment | Efficient Battery Charger | Single-phase Ferro resonant or silicon-controlled rectifier charging equipment with power conversion efficiency >=89% & maintenance power <= 10 W | FR or SCR charging stations with power conversion efficiency < 89% or > 10 W | Commercial | New | Warehouse | FL Zone 2 | Miscellaneous | Others |  | 0 | Per Appliance | [7 empty] | 8124.9 | 7013.694 | 1111.206 | 0.13677 |  | 15 |  |  |  | 1111.206 | [8 empty] | 0 | 0 | 0 | 0 | 0 | 0 | 0 | [5 empty] | 0
FL Zone 2AssemblyTurnover |  | XXXXXXXX | Yes | Equipment | Efficient Exhaust Hood | Kitchen ventilation with automatically adjusting fan controls | Kitchen ventilation with constant speed ventilation motor | Commercial | Turnover | Assembly | FL Zone 2 | Cooking | Cooking Other |  | 0 | per unit | [7 empty] | 18980 | 10913.5 | 8066.5 | 0.425 |  | 15 |  |  |  | 8066.5 | [8 empty] | 0 | 0 | 0 | 0 | 0 | 0 | 0 | [5 empty] | 0
FL Zone 2College and UniversityTurnover |  | XXXXXXXX | Yes | Equipment | Efficient Exhaust Hood | Kitchen ventilation with automatically adjusting fan controls | Kitchen ventilation with constant speed ventilation motor | Commercial | Turnover | College and University | FL Zone 2 | Cooking | Cooking Other |  | 0 | per unit | [7 empty] | 18980 | 10913.5 | 8066.5 | 0.425 |  | 15 |  |  |  | 8066.5 | [8 empty] | 0 | 0 | 0 | 0 | 0 | 0 | 0 | [5 empty] | 0
FL Zone 2GroceryTurnover |  | XXXXXXXX | Yes | Equipment | Efficient Exhaust Hood | Kitchen ventilation with automatically adjusting fan controls | Kitchen ventilation with constant speed ventilation motor | Commercial | Turnover | Grocery | FL Zone 2 | Cooking | Cooking Other |  | 0 | per unit | [7 empty] | 18980 | 10913.5 | 8066.5 | 0.425 |  | 15 |  |  |  | 8066.5 | [8 empty] | 0 | 0 | 0 | 0 | 0 | 0 | 0 | [5 empty] | 0
FL Zone 2HealthcareTurnover |  | XXXXXXXX | Yes | Equipment | Efficient Exhaust Hood | Kitchen ventilation with automatically adjusting fan controls | Kitchen ventilation with constant speed ventilation motor | Commercial | Turnover | Healthcare | FL Zone 2 | Cooking | Cooking Other |  | 0 | per unit | [7 empty] | 18980 | 10913.5 | 8066.5 | 0.425 |  | 15 |  |  |  | 8066.5 | [8 empty] | 0 | 0 | 0 | 0 | 0 | 0 | 0 | [5 empty] | 0
FL Zone 2HospitalsTurnover |  | XXXXXXXX | Yes | Equipment | Efficient Exhaust Hood | Kitchen ventilation with automatically adjusting fan controls | Kitchen ventilation with constant speed ventilation motor | Commercial | Turnover | Hospitals | FL Zone 2 | Cooking | Cooking Other |  | 0 | per unit | [7 empty] | 18980 | 10913.5 | 8066.5 | 0.425 |  | 15 |  |  |  | 8066.5 | [8 empty] | 0 | 0 | 0 | 0 | 0 | 0 | 0 | [5 empty] | 0
FL Zone 2InstitutionalTurnover |  | XXXXXXXX | Yes | Equipment | Efficient Exhaust Hood | Kitchen ventilation with automatically adjusting fan controls | Kitchen ventilation with constant speed ventilation motor | Commercial | Turnover | Institutional | FL Zone 2 | Cooking | Cooking Other |  | 0 | per unit | [7 empty] | 18980 | 10913.5 | 8066.5 | 0.425 |  | 15 |  |  |  | 8066.5 | [8 empty] | 0 | 0 | 0 | 0 | 0 | 0 | 0 | [5 empty] | 0
FL Zone 2Lodging/HospitalityTurnover |  | XXXXXXXX | Yes | Equipment | Efficient Exhaust Hood | Kitchen ventilation with automatically adjusting fan controls | Kitchen ventilation with constant speed ventilation motor | Commercial | Turnover | Lodging/Hospitality | FL Zone 2 | Cooking | Cooking Other |  | 0 | per unit | [7 empty] | 18980 | 10913.5 | 8066.5 | 0.425 |  | 15 |  |  |  | 8066.5 | [8 empty] | 0 | 0 | 0 | 0 | 0 | 0 | 0 | [5 empty] | 0
FL Zone 2MiscellaneousTurnover |  | XXXXXXXX | Yes | Equipment | Efficient Exhaust Hood | Kitchen ventilation with automatically adjusting fan controls | Kitchen ventilation with constant speed ventilation motor | Commercial | Turnover | Miscellaneous | FL Zone 2 | Cooking | Cooking Other |  | 0 | per unit | [7 empty] | 18980 | 10913.5 | 8066.5 | 0.425 |  | 15 |  |  |  | 8066.5 | [8 empty] | 0 | 0 | 0 | 0 | 0 | 0 | 0 | [5 empty] | 0
FL Zone 2OfficesTurnover |  | XXXXXXXX | Yes | Equipment | Efficient Exhaust Hood | Kitchen ventilation with automatically adjusting fan controls | Kitchen ventilation with constant speed ventilation motor | Commercial | Turnover | Offices | FL Zone 2 | Cooking | Cooking Other |  | 0 | per unit | [7 empty] | 18980 | 10913.5 | 8066.5 | 0.425 |  | 15 |  |  |  | 8066.5 | [8 empty] | 0 | 0 | 0 | 0 | 0 | 0 | 0 | [5 empty] | 0
FL Zone 2RestaurantsTurnover |  | XXXXXXXX | Yes | Equipment | Efficient Exhaust Hood | Kitchen ventilation with automatically adjusting fan controls | Kitchen ventilation with constant speed ventilation motor | Commercial | Turnover | Restaurants | FL Zone 2 | Cooking | Cooking Other |  | 0 | per unit | [7 empty] | 18980 | 10913.5 | 8066.5 | 0.425 |  | 15 |  |  |  | 8066.5 | [8 empty] | 0 | 0 | 0 | 0 | 0 | 0 | 0 | [5 empty] | 0
FL Zone 2RetailTurnover |  | XXXXXXXX | Yes | Equipment | Efficient Exhaust Hood | Kitchen ventilation with automatically adjusting fan controls | Kitchen ventilation with constant speed ventilation motor | Commercial | Turnover | Retail | FL Zone 2 | Cooking | Cooking Other |  | 0 | per unit | [7 empty] | 18980 | 10913.5 | 8066.5 | 0.425 |  | 15 |  |  |  | 8066.5 | [8 empty] | 0 | 0 | 0 | 0 | 0 | 0 | 0 | [5 empty] | 0
FL Zone 2Schools K-12Turnover |  | XXXXXXXX | Yes | Equipment | Efficient Exhaust Hood | Kitchen ventilation with automatically adjusting fan controls | Kitchen ventilation with constant speed ventilation motor | Commercial | Turnover | Schools K-12 | FL Zone 2 | Cooking | Cooking Other |  | 0 | per unit | [7 empty] | 18980 | 10913.5 | 8066.5 | 0.425 |  | 15 |  |  |  | 8066.5 | [8 empty] | 0 | 0 | 0 | 0 | 0 | 0 | 0 | [5 empty] | 0
FL Zone 2WarehouseTurnover |  | XXXXXXXX | Yes | Equipment | Efficient Exhaust Hood | Kitchen ventilation with automatically adjusting fan controls | Kitchen ventilation with constant speed ventilation motor | Commercial | Turnover | Warehouse | FL Zone 2 | Cooking | Cooking Other |  | 0 | per unit | [7 empty] | 18980 | 10913.5 | 8066.5 | 0.425 |  | 15 |  |  |  | 8066.5 | [8 empty] | 0 | 0 | 0 | 0 | 0 | 0 | 0 | [5 empty] | 0
FL Zone 2AssemblyNew |  | XXXXXXXX | Yes | Equipment | Efficient Exhaust Hood | Kitchen ventilation with automatically adjusting fan controls | Kitchen ventilation with constant speed ventilation motor | Commercial | New | Assembly | FL Zone 2 | Cooking | Cooking Other |  | 0 | per unit | [7 empty] | 18980 | 10913.5 | 8066.5 | 0.425 |  | 15 |  |  |  | 8066.5 | [8 empty] | 0 | 0 | 0 | 0 | 0 | 0 | 0 | [5 empty] | 0
FL Zone 2College and UniversityNew |  | XXXXXXXX | Yes | Equipment | Efficient Exhaust Hood | Kitchen ventilation with automatically adjusting fan controls | Kitchen ventilation with constant speed ventilation motor | Commercial | New | College and University | FL Zone 2 | Cooking | Cooking Other |  | 0 | per unit | [7 empty] | 18980 | 10913.5 | 8066.5 | 0.425 |  | 15 |  |  |  | 8066.5 | [8 empty] | 0 | 0 | 0 | 0 | 0 | 0 | 0 | [5 empty] | 0
FL Zone 2GroceryNew |  | XXXXXXXX | Yes | Equipment | Efficient Exhaust Hood | Kitchen ventilation with automatically adjusting fan controls | Kitchen ventilation with constant speed ventilation motor | Commercial | New | Grocery | FL Zone 2 | Cooking | Cooking Other |  | 0 | per unit | [7 empty] | 18980 | 10913.5 | 8066.5 | 0.425 |  | 15 |  |  |  | 8066.5 | [8 empty] | 0 | 0 | 0 | 0 | 0 | 0 | 0 | [5 empty] | 0
FL Zone 2HealthcareNew |  | XXXXXXXX | Yes | Equipment | Efficient Exhaust Hood | Kitchen ventilation with automatically adjusting fan controls | Kitchen ventilation with constant speed ventilation motor | Commercial | New | Healthcare | FL Zone 2 | Cooking | Cooking Other |  | 0 | per unit | [7 empty] | 18980 | 10913.5 | 8066.5 | 0.425 |  | 15 |  |  |  | 8066.5 | [8 empty] | 0 | 0 | 0 | 0 | 0 | 0 | 0 | [5 empty] | 0
FL Zone 2HospitalsNew |  | XXXXXXXX | Yes | Equipment | Efficient Exhaust Hood | Kitchen ventilation with automatically adjusting fan controls | Kitchen ventilation with constant speed ventilation motor | Commercial | New | Hospitals | FL Zone 2 | Cooking | Cooking Other |  | 0 | per unit | [7 empty] | 18980 | 10913.5 | 8066.5 | 0.425 |  | 15 |  |  |  | 8066.5 | [8 empty] | 0 | 0 | 0 | 0 | 0 | 0 | 0 | [5 empty] | 0
FL Zone 2InstitutionalNew |  | XXXXXXXX | Yes | Equipment | Efficient Exhaust Hood | Kitchen ventilation with automatically adjusting fan controls | Kitchen ventilation with constant speed ventilation motor | Commercial | New | Institutional | FL Zone 2 | Cooking | Cooking Other |  | 0 | per unit | [7 empty] | 18980 | 10913.5 | 8066.5 | 0.425 |  | 15 |  |  |  | 8066.5 | [8 empty] | 0 | 0 | 0 | 0 | 0 | 0 | 0 | [5 empty] | 0
FL Zone 2Lodging/HospitalityNew |  | XXXXXXXX | Yes | Equipment | Efficient Exhaust Hood | Kitchen ventilation with automatically adjusting fan controls | Kitchen ventilation with constant speed ventilation motor | Commercial | New | Lodging/Hospitality | FL Zone 2 | Cooking | Cooking Other |  | 0 | per unit | [7 empty] | 18980 | 10913.5 | 8066.5 | 0.425 |  | 15 |  |  |  | 8066.5 | [8 empty] | 0 | 0 | 0 | 0 | 0 | 0 | 0 | [5 empty] | 0
FL Zone 2MiscellaneousNew |  | XXXXXXXX | Yes | Equipment | Efficient Exhaust Hood | Kitchen ventilation with automatically adjusting fan controls | Kitchen ventilation with constant speed ventilation motor | Commercial | New | Miscellaneous | FL Zone 2 | Cooking | Cooking Other |  | 0 | per unit | [7 empty] | 18980 | 10913.5 | 8066.5 | 0.425 |  | 15 |  |  |  | 8066.5 | [8 empty] | 0 | 0 | 0 | 0 | 0 | 0 | 0 | [5 empty] | 0
FL Zone 2OfficesNew |  | XXXXXXXX | Yes | Equipment | Efficient Exhaust Hood | Kitchen ventilation with automatically adjusting fan controls | Kitchen ventilation with constant speed ventilation motor | Commercial | New | Offices | FL Zone 2 | Cooking | Cooking Other |  | 0 | per unit | [7 empty] | 18980 | 10913.5 | 8066.5 | 0.425 |  | 15 |  |  |  | 8066.5 | [8 empty] | 0 | 0 | 0 | 0 | 0 | 0 | 0 | [5 empty] | 0
FL Zone 2RestaurantsNew |  | XXXXXXXX | Yes | Equipment | Efficient Exhaust Hood | Kitchen ventilation with automatically adjusting fan controls | Kitchen ventilation with constant speed ventilation motor | Commercial | New | Restaurants | FL Zone 2 | Cooking | Cooking Other |  | 0 | per unit | [7 empty] | 18980 | 10913.5 | 8066.5 | 0.425 |  | 15 |  |  |  | 8066.5 | [8 empty] | 0 | 0 | 0 | 0 | 0 | 0 | 0 | [5 empty] | 0
FL Zone 2RetailNew |  | XXXXXXXX | Yes | Equipment | Efficient Exhaust Hood | Kitchen ventilation with automatically adjusting fan controls | Kitchen ventilation with constant speed ventilation motor | Commercial | New | Retail | FL Zone 2 | Cooking | Cooking Other |  | 0 | per unit | [7 empty] | 18980 | 10913.5 | 8066.5 | 0.425 |  | 15 |  |  |  | 8066.5 | [8 empty] | 0 | 0 | 0 | 0 | 0 | 0 | 0 | [5 empty] | 0
FL Zone 2Schools K-12New |  | XXXXXXXX | Yes | Equipment | Efficient Exhaust Hood | Kitchen ventilation with automatically adjusting fan controls | Kitchen ventilation with constant speed ventilation motor | Commercial | New | Schools K-12 | FL Zone 2 | Cooking | Cooking Other |  | 0 | per unit | [7 empty] | 18980 | 10913.5 | 8066.5 | 0.425 |  | 15 |  |  |  | 8066.5 | [8 empty] | 0 | 0 | 0 | 0 | 0 | 0 | 0 | [5 empty] | 0
FL Zone 2WarehouseNew |  | XXXXXXXX | Yes | Equipment | Efficient Exhaust Hood | Kitchen ventilation with automatically adjusting fan controls | Kitchen ventilation with constant speed ventilation motor | Commercial | New | Warehouse | FL Zone 2 | Cooking | Cooking Other |  | 0 | per unit | [7 empty] | 18980 | 10913.5 | 8066.5 | 0.425 |  | 15 |  |  |  | 8066.5 | [8 empty] | 0 | 0 | 0 | 0 | 0 | 0 | 0 | [5 empty] | 0
FL Zone 2AssemblyExisting |  | XXXXXXXX | Yes | Nonequipment | Efficient Motor Belts | Synchronous belt, 98% efficiency | Standard V-belt drive | Commercial | Existing | Assembly | FL Zone 2 | Miscellaneous |  |  | 0 | Per Appliance | [7 empty] | 8580.0419 | 8485.2348 | 94.8071 | 0.01105 |  | 10 |  |  |  | 94.8071 | [8 empty] | 0 | 0 | 0 | 0 | 0 | 0 | 0 | [5 empty] | 0
FL Zone 2College and UniversityExisting |  | XXXXXXXX | Yes | Nonequipment | Efficient Motor Belts | Synchronous belt, 98% efficiency | Standard V-belt drive | Commercial | Existing | College and University | FL Zone 2 | Miscellaneous |  |  | 0 | Per Appliance | [7 empty] | 8580.0419 | 8485.2348 | 94.8071 | 0.01105 |  | 10 |  |  |  | 94.8071 | [8 empty] | 0 | 0 | 0 | 0 | 0 | 0 | 0 | [5 empty] | 0
FL Zone 2GroceryExisting |  | XXXXXXXX | Yes | Nonequipment | Efficient Motor Belts | Synchronous belt, 98% efficiency | Standard V-belt drive | Commercial | Existing | Grocery | FL Zone 2 | Miscellaneous |  |  | 0 | Per Appliance | [7 empty] | 8580.0419 | 8485.2348 | 94.8071 | 0.01105 |  | 10 |  |  |  | 94.8071 | [8 empty] | 0 | 0 | 0 | 0 | 0 | 0 | 0 | [5 empty] | 0
FL Zone 2HealthcareExisting |  | XXXXXXXX | Yes | Nonequipment | Efficient Motor Belts | Synchronous belt, 98% efficiency | Standard V-belt drive | Commercial | Existing | Healthcare | FL Zone 2 | Miscellaneous |  |  | 0 | Per Appliance | [7 empty] | 8580.0419 | 8485.2348 | 94.8071 | 0.01105 |  | 10 |  |  |  | 94.8071 | [8 empty] | 0 | 0 | 0 | 0 | 0 | 0 | 0 | [5 empty] | 0
FL Zone 2HospitalsExisting |  | XXXXXXXX | Yes | Nonequipment | Efficient Motor Belts | Synchronous belt, 98% efficiency | Standard V-belt drive | Commercial | Existing | Hospitals | FL Zone 2 | Miscellaneous |  |  | 0 | Per Appliance | [7 empty] | 8580.0419 | 8485.2348 | 94.8071 | 0.01105 |  | 10 |  |  |  | 94.8071 | [8 empty] | 0 | 0 | 0 | 0 | 0 | 0 | 0 | [5 empty] | 0
FL Zone 2InstitutionalExisting |  | XXXXXXXX | Yes | Nonequipment | Efficient Motor Belts | Synchronous belt, 98% efficiency | Standard V-belt drive | Commercial | Existing | Institutional | FL Zone 2 | Miscellaneous |  |  | 0 | Per Appliance | [7 empty] | 8580.0419 | 8485.2348 | 94.8071 | 0.01105 |  | 10 |  |  |  | 94.8071 | [8 empty] | 0 | 0 | 0 | 0 | 0 | 0 | 0 | [5 empty] | 0
FL Zone 2Lodging/HospitalityExisting |  | XXXXXXXX | Yes | Nonequipment | Efficient Motor Belts | Synchronous belt, 98% efficiency | Standard V-belt drive | Commercial | Existing | Lodging/Hospitality | FL Zone 2 | Miscellaneous |  |  | 0 | Per Appliance | [7 empty] | 8580.0419 | 8485.2348 | 94.8071 | 0.01105 |  | 10 |  |  |  | 94.8071 | [8 empty] | 0 | 0 | 0 | 0 | 0 | 0 | 0 | [5 empty] | 0
FL Zone 2MiscellaneousExisting |  | XXXXXXXX | Yes | Nonequipment | Efficient Motor Belts | Synchronous belt, 98% efficiency | Standard V-belt drive | Commercial | Existing | Miscellaneous | FL Zone 2 | Miscellaneous |  |  | 0 | Per Appliance | [7 empty] | 8580.0419 | 8485.2348 | 94.8071 | 0.01105 |  | 10 |  |  |  | 94.8071 | [8 empty] | 0 | 0 | 0 | 0 | 0 | 0 | 0 | [5 empty] | 0
FL Zone 2OfficesExisting |  | XXXXXXXX | Yes | Nonequipment | Efficient Motor Belts | Synchronous belt, 98% efficiency | Standard V-belt drive | Commercial | Existing | Offices | FL Zone 2 | Miscellaneous |  |  | 0 | Per Appliance | [7 empty] | 8580.0419 | 8485.2348 | 94.8071 | 0.01105 |  | 10 |  |  |  | 94.8071 | [8 empty] | 0 | 0 | 0 | 0 | 0 | 0 | 0 | [5 empty] | 0
FL Zone 2RestaurantsExisting |  | XXXXXXXX | Yes | Nonequipment | Efficient Motor Belts | Synchronous belt, 98% efficiency | Standard V-belt drive | Commercial | Existing | Restaurants | FL Zone 2 | Miscellaneous |  |  | 0 | Per Appliance | [7 empty] | 8580.0419 | 8485.2348 | 94.8071 | 0.01105 |  | 10 |  |  |  | 94.8071 | [8 empty] | 0 | 0 | 0 | 0 | 0 | 0 | 0 | [5 empty] | 0
FL Zone 2RetailExisting |  | XXXXXXXX | Yes | Nonequipment | Efficient Motor Belts | Synchronous belt, 98% efficiency | Standard V-belt drive | Commercial | Existing | Retail | FL Zone 2 | Miscellaneous |  |  | 0 | Per Appliance | [7 empty] | 8580.0419 | 8485.2348 | 94.8071 | 0.01105 |  | 10 |  |  |  | 94.8071 | [8 empty] | 0 | 0 | 0 | 0 | 0 | 0 | 0 | [5 empty] | 0
FL Zone 2Schools K-12Existing |  | XXXXXXXX | Yes | Nonequipment | Efficient Motor Belts | Synchronous belt, 98% efficiency | Standard V-belt drive | Commercial | Existing | Schools K-12 | FL Zone 2 | Miscellaneous |  |  | 0 | Per Appliance | [7 empty] | 8580.0419 | 8485.2348 | 94.8071 | 0.01105 |  | 10 |  |  |  | 94.8071 | [8 empty] | 0 | 0 | 0 | 0 | 0 | 0 | 0 | [5 empty] | 0
FL Zone 2WarehouseExisting |  | XXXXXXXX | Yes | Nonequipment | Efficient Motor Belts | Synchronous belt, 98% efficiency | Standard V-belt drive | Commercial | Existing | Warehouse | FL Zone 2 | Miscellaneous |  |  | 0 | Per Appliance | [7 empty] | 8580.0419 | 8485.2348 | 94.8071 | 0.01105 |  | 10 |  |  |  | 94.8071 | [8 empty] | 0 | 0 | 0 | 0 | 0 | 0 | 0 | [5 empty] | 0
FL Zone 2AssemblyNew |  | XXXXXXXX | Yes | Nonequipment | Efficient Motor Belts | Synchronous belt, 98% efficiency | Standard V-belt drive | Commercial | New | Assembly | FL Zone 2 | Miscellaneous |  |  | 0 | Per Appliance | [7 empty] | 8580.0419 | 8485.2348 | 94.8071 | 0.01105 |  | 10 |  |  |  | 94.8071 | [8 empty] | 0 | 0 | 0 | 0 | 0 | 0 | 0 | [5 empty] | 0
FL Zone 2College and UniversityNew |  | XXXXXXXX | Yes | Nonequipment | Efficient Motor Belts | Synchronous belt, 98% efficiency | Standard V-belt drive | Commercial | New | College and University | FL Zone 2 | Miscellaneous |  |  | 0 | Per Appliance | [7 empty] | 8580.0419 | 8485.2348 | 94.8071 | 0.01105 |  | 10 |  |  |  | 94.8071 | [8 empty] | 0 | 0 | 0 | 0 | 0 | 0 | 0 | [5 empty] | 0
FL Zone 2GroceryNew |  | XXXXXXXX | Yes | Nonequipment | Efficient Motor Belts | Synchronous belt, 98% efficiency | Standard V-belt drive | Commercial | New | Grocery | FL Zone 2 | Miscellaneous |  |  | 0 | Per Appliance | [7 empty] | 8580.0419 | 8485.2348 | 94.8071 | 0.01105 |  | 10 |  |  |  | 94.8071 | [8 empty] | 0 | 0 | 0 | 0 | 0 | 0 | 0 | [5 empty] | 0
FL Zone 2HealthcareNew |  | XXXXXXXX | Yes | Nonequipment | Efficient Motor Belts | Synchronous belt, 98% efficiency | Standard V-belt drive | Commercial | New | Healthcare | FL Zone 2 | Miscellaneous |  |  | 0 | Per Appliance | [7 empty] | 8580.0419 | 8485.2348 | 94.8071 | 0.01105 |  | 10 |  |  |  | 94.8071 | [8 empty] | 0 | 0 | 0 | 0 | 0 | 0 | 0 | [5 empty] | 0
FL Zone 2HospitalsNew |  | XXXXXXXX | Yes | Nonequipment | Efficient Motor Belts | Synchronous belt, 98% efficiency | Standard V-belt drive | Commercial | New | Hospitals | FL Zone 2 | Miscellaneous |  |  | 0 | Per Appliance | [7 empty] | 8580.0419 | 8485.2348 | 94.8071 | 0.01105 |  | 10 |  |  |  | 94.8071 | [8 empty] | 0 | 0 | 0 | 0 | 0 | 0 | 0 | [5 empty] | 0
FL Zone 2InstitutionalNew |  | XXXXXXXX | Yes | Nonequipment | Efficient Motor Belts | Synchronous belt, 98% efficiency | Standard V-belt drive | Commercial | New | Institutional | FL Zone 2 | Miscellaneous |  |  | 0 | Per Appliance | [7 empty] | 8580.0419 | 8485.2348 | 94.8071 | 0.01105 |  | 10 |  |  |  | 94.8071 | [8 empty] | 0 | 0 | 0 | 0 | 0 | 0 | 0 | [5 empty] | 0
FL Zone 2Lodging/HospitalityNew |  | XXXXXXXX | Yes | Nonequipment | Efficient Motor Belts | Synchronous belt, 98% efficiency | Standard V-belt drive | Commercial | New | Lodging/Hospitality | FL Zone 2 | Miscellaneous |  |  | 0 | Per Appliance | [7 empty] | 8580.0419 | 8485.2348 | 94.8071 | 0.01105 |  | 10 |  |  |  | 94.8071 | [8 empty] | 0 | 0 | 0 | 0 | 0 | 0 | 0 | [5 empty] | 0
FL Zone 2MiscellaneousNew |  | XXXXXXXX | Yes | Nonequipment | Efficient Motor Belts | Synchronous belt, 98% efficiency | Standard V-belt drive | Commercial | New | Miscellaneous | FL Zone 2 | Miscellaneous |  |  | 0 | Per Appliance | [7 empty] | 8580.0419 | 8485.2348 | 94.8071 | 0.01105 |  | 10 |  |  |  | 94.8071 | [8 empty] | 0 | 0 | 0 | 0 | 0 | 0 | 0 | [5 empty] | 0
FL Zone 2OfficesNew |  | XXXXXXXX | Yes | Nonequipment | Efficient Motor Belts | Synchronous belt, 98% efficiency | Standard V-belt drive | Commercial | New | Offices | FL Zone 2 | Miscellaneous |  |  | 0 | Per Appliance | [7 empty] | 8580.0419 | 8485.2348 | 94.8071 | 0.01105 |  | 10 |  |  |  | 94.8071 | [8 empty] | 0 | 0 | 0 | 0 | 0 | 0 | 0 | [5 empty] | 0
FL Zone 2RestaurantsNew |  | XXXXXXXX | Yes | Nonequipment | Efficient Motor Belts | Synchronous belt, 98% efficiency | Standard V-belt drive | Commercial | New | Restaurants | FL Zone 2 | Miscellaneous |  |  | 0 | Per Appliance | [7 empty] | 8580.0419 | 8485.2348 | 94.8071 | 0.01105 |  | 10 |  |  |  | 94.8071 | [8 empty] | 0 | 0 | 0 | 0 | 0 | 0 | 0 | [5 empty] | 0
FL Zone 2RetailNew |  | XXXXXXXX | Yes | Nonequipment | Efficient Motor Belts | Synchronous belt, 98% efficiency | Standard V-belt drive | Commercial | New | Retail | FL Zone 2 | Miscellaneous |  |  | 0 | Per Appliance | [7 empty] | 8580.0419 | 8485.2348 | 94.8071 | 0.01105 |  | 10 |  |  |  | 94.8071 | [8 empty] | 0 | 0 | 0 | 0 | 0 | 0 | 0 | [5 empty] | 0
FL Zone 2Schools K-12New |  | XXXXXXXX | Yes | Nonequipment | Efficient Motor Belts | Synchronous belt, 98% efficiency | Standard V-belt drive | Commercial | New | Schools K-12 | FL Zone 2 | Miscellaneous |  |  | 0 | Per Appliance | [7 empty] | 8580.0419 | 8485.2348 | 94.8071 | 0.01105 |  | 10 |  |  |  | 94.8071 | [8 empty] | 0 | 0 | 0 | 0 | 0 | 0 | 0 | [5 empty] | 0
FL Zone 2WarehouseNew |  | XXXXXXXX | Yes | Nonequipment | Efficient Motor Belts | Synchronous belt, 98% efficiency | Standard V-belt drive | Commercial | New | Warehouse | FL Zone 2 | Miscellaneous |  |  | 0 | Per Appliance | [7 empty] | 8580.0419 | 8485.2348 | 94.8071 | 0.01105 |  | 10 |  |  |  | 94.8071 | [8 empty] | 0 | 0 | 0 | 0 | 0 | 0 | 0 | [5 empty] | 0
FL Zone 2AssemblyExisting |  | XXXXXXXX | Yes | Nonequipment | Energy Recovery Ventilation System (ERV) | Unitary Cooling Equipment that Incorporates Energy Recovery | Current Market Packaged or Split DX Unit | Commercial | Existing | Assembly | FL Zone 2 | Space Cooling |  |  | 0 | Per End Use Consumption | [7 empty] | 40558.1631 | 33160.3541 | 7397.8089 | 0.1824 |  | 15 |  |  |  | 7397.8089 | [8 empty] | 0 | 0 | 0 | 0 | 0 | 0 | 0 | [5 empty] | 0
FL Zone 2College and UniversityExisting |  | XXXXXXXX | Yes | Nonequipment | Energy Recovery Ventilation System (ERV) | Unitary Cooling Equipment that Incorporates Energy Recovery | Current Market Packaged or Split DX Unit | Commercial | Existing | College and University | FL Zone 2 | Space Cooling |  |  | 0 | Per End Use Consumption | [7 empty] | 242237.8979 | 217432.7372 | 24805.1607 | 0.1024 |  | 15 |  |  |  | 24805.1607 | [8 empty] | 0 | 0 | 0 | 0 | 0 | 0 | 0 | [5 empty] | 0
FL Zone 2GroceryExisting |  | XXXXXXXX | Yes | Nonequipment | Energy Recovery Ventilation System (ERV) | Unitary Cooling Equipment that Incorporates Energy Recovery | Current Market Packaged or Split DX Unit | Commercial | Existing | Grocery | FL Zone 2 | Space Cooling |  |  | 0 | Per End Use Consumption | [7 empty] | 97647.7064 | 87946.4068 | 9701.2996 | 0.09935 |  | 15 |  |  |  | 9701.2996 | [8 empty] | 0 | 0 | 0 | 0 | 0 | 0 | 0 | [5 empty] | 0
FL Zone 2HealthcareExisting |  | XXXXXXXX | Yes | Nonequipment | Energy Recovery Ventilation System (ERV) | Unitary Cooling Equipment that Incorporates Energy Recovery | Current Market Packaged or Split DX Unit | Commercial | Existing | Healthcare | FL Zone 2 | Space Cooling |  |  | 0 | Per End Use Consumption | [7 empty] | 170444.4983 | 153510.8374 | 16933.6609 | 0.09935 |  | 15 |  |  |  | 16933.6609 | [8 empty] | 0 | 0 | 0 | 0 | 0 | 0 | 0 | [5 empty] | 0
FL Zone 2HospitalsExisting |  | XXXXXXXX | Yes | Nonequipment | Energy Recovery Ventilation System (ERV) | Unitary Cooling Equipment that Incorporates Energy Recovery | Current Market Packaged or Split DX Unit | Commercial | Existing | Hospitals | FL Zone 2 | Space Cooling |  |  | 0 | Per End Use Consumption | [7 empty] | 1776004.8545 | 1599558.7722 | 176446.0823 | 0.09935 |  | 15 |  |  |  | 176446.0823 | [8 empty] | 0 | 0 | 0 | 0 | 0 | 0 | 0 | [5 empty] | 0
FL Zone 2InstitutionalExisting |  | XXXXXXXX | Yes | Nonequipment | Energy Recovery Ventilation System (ERV) | Unitary Cooling Equipment that Incorporates Energy Recovery | Current Market Packaged or Split DX Unit | Commercial | Existing | Institutional | FL Zone 2 | Space Cooling |  |  | 0 | Per End Use Consumption | [7 empty] | 197035.6551 | 177460.1628 | 19575.4923 | 0.09935 |  | 15 |  |  |  | 19575.4923 | [8 empty] | 0 | 0 | 0 | 0 | 0 | 0 | 0 | [5 empty] | 0
FL Zone 2Lodging/HospitalityExisting |  | XXXXXXXX | Yes | Nonequipment | Energy Recovery Ventilation System (ERV) | Unitary Cooling Equipment that Incorporates Energy Recovery | Current Market Packaged or Split DX Unit | Commercial | Existing | Lodging/Hospitality | FL Zone 2 | Space Cooling |  |  | 0 | Per End Use Consumption | [7 empty] | 161633.0609 | 145574.8163 | 16058.2446 | 0.09935 |  | 15 |  |  |  | 16058.2446 | [8 empty] | 0 | 0 | 0 | 0 | 0 | 0 | 0 | [5 empty] | 0
FL Zone 2MiscellaneousExisting |  | XXXXXXXX | Yes | Nonequipment | Energy Recovery Ventilation System (ERV) | Unitary Cooling Equipment that Incorporates Energy Recovery | Current Market Packaged or Split DX Unit | Commercial | Existing | Miscellaneous | FL Zone 2 | Space Cooling |  |  | 0 | Per End Use Consumption | [7 empty] | 1878475.6776 | 1691849.1191 | 186626.5586 | 0.09935 |  | 15 |  |  |  | 186626.5586 | [8 empty] | 0 | 0 | 0 | 0 | 0 | 0 | 0 | [5 empty] | 0
FL Zone 2OfficesExisting |  | XXXXXXXX | Yes | Nonequipment | Energy Recovery Ventilation System (ERV) | Unitary Cooling Equipment that Incorporates Energy Recovery | Current Market Packaged or Split DX Unit | Commercial | Existing | Offices | FL Zone 2 | Space Cooling |  |  | 0 | Per End Use Consumption | [7 empty] | 140416.7794 | 131823.2725 | 8593.5069 | 0.0612 |  | 15 |  |  |  | 8593.5069 | [8 empty] | 0 | 0 | 0 | 0 | 0 | 0 | 0 | [5 empty] | 0
FL Zone 2RestaurantsExisting |  | XXXXXXXX | Yes | Nonequipment | Energy Recovery Ventilation System (ERV) | Unitary Cooling Equipment that Incorporates Energy Recovery | Current Market Packaged or Split DX Unit | Commercial | Existing | Restaurants | FL Zone 2 | Space Cooling |  |  | 0 | Per End Use Consumption | [7 empty] | 101749.5064 | 90658.8102 | 11090.6962 | 0.109 |  | 15 |  |  |  | 11090.6962 | [8 empty] | 0 | 0 | 0 | 0 | 0 | 0 | 0 | [5 empty] | 0
FL Zone 2RetailExisting |  | XXXXXXXX | Yes | Nonequipment | Energy Recovery Ventilation System (ERV) | Unitary Cooling Equipment that Incorporates Energy Recovery | Current Market Packaged or Split DX Unit | Commercial | Existing | Retail | FL Zone 2 | Space Cooling |  |  | 0 | Per End Use Consumption | [7 empty] | 44441.7066 | 38895.3816 | 5546.325 | 0.1248 |  | 15 |  |  |  | 5546.325 | [8 empty] | 0 | 0 | 0 | 0 | 0 | 0 | 0 | [5 empty] | 0
FL Zone 2Schools K-12Existing |  | XXXXXXXX | Yes | Nonequipment | Energy Recovery Ventilation System (ERV) | Unitary Cooling Equipment that Incorporates Energy Recovery | Current Market Packaged or Split DX Unit | Commercial | Existing | Schools K-12 | FL Zone 2 | Space Cooling |  |  | 0 | Per End Use Consumption | [7 empty] | 166082.8099 | 149075.9302 | 17006.8797 | 0.1024 |  | 15 |  |  |  | 17006.8797 | [8 empty] | 0 | 0 | 0 | 0 | 0 | 0 | 0 | [5 empty] | 0
FL Zone 2WarehouseExisting |  | XXXXXXXX | Yes | Nonequipment | Energy Recovery Ventilation System (ERV) | Unitary Cooling Equipment that Incorporates Energy Recovery | Current Market Packaged or Split DX Unit | Commercial | Existing | Warehouse | FL Zone 2 | Space Cooling |  |  | 0 | Per End Use Consumption | [7 empty] | 16498.7301 | 14859.5813 | 1639.1488 | 0.09935 |  | 15 |  |  |  | 1639.1488 | [8 empty] | 0 | 0 | 0 | 0 | 0 | 0 | 0 | [5 empty] | 0
FL Zone 2AssemblyNew |  | XXXXXXXX | Yes | Nonequipment | Energy Recovery Ventilation System (ERV) | Unitary Cooling Equipment that Incorporates Energy Recovery | Current Market Packaged or Split DX Unit | Commercial | New | Assembly | FL Zone 2 | Space Cooling |  |  | 0 | Per End Use Consumption | [7 empty] | 40558.1631 | 33160.3541 | 7397.8089 | 0.1824 |  | 15 |  |  |  | 7397.8089 | [8 empty] | 0 | 0 | 0 | 0 | 0 | 0 | 0 | [5 empty] | 0
FL Zone 2College and UniversityNew |  | XXXXXXXX | Yes | Nonequipment | Energy Recovery Ventilation System (ERV) | Unitary Cooling Equipment that Incorporates Energy Recovery | Current Market Packaged or Split DX Unit | Commercial | New | College and University | FL Zone 2 | Space Cooling |  |  | 0 | Per End Use Consumption | [7 empty] | 242237.8979 | 217432.7372 | 24805.1607 | 0.1024 |  | 15 |  |  |  | 24805.1607 | [8 empty] | 0 | 0 | 0 | 0 | 0 | 0 | 0 | [5 empty] | 0
FL Zone 2GroceryNew |  | XXXXXXXX | Yes | Nonequipment | Energy Recovery Ventilation System (ERV) | Unitary Cooling Equipment that Incorporates Energy Recovery | Current Market Packaged or Split DX Unit | Commercial | New | Grocery | FL Zone 2 | Space Cooling |  |  | 0 | Per End Use Consumption | [7 empty] | 97647.7064 | 87946.4068 | 9701.2996 | 0.09935 |  | 15 |  |  |  | 9701.2996 | [8 empty] | 0 | 0 | 0 | 0 | 0 | 0 | 0 | [5 empty] | 0
FL Zone 2HealthcareNew |  | XXXXXXXX | Yes | Nonequipment | Energy Recovery Ventilation System (ERV) | Unitary Cooling Equipment that Incorporates Energy Recovery | Current Market Packaged or Split DX Unit | Commercial | New | Healthcare | FL Zone 2 | Space Cooling |  |  | 0 | Per End Use Consumption | [7 empty] | 170444.4983 | 153510.8374 | 16933.6609 | 0.09935 |  | 15 |  |  |  | 16933.6609 | [8 empty] | 0 | 0 | 0 | 0 | 0 | 0 | 0 | [5 empty] | 0
FL Zone 2HospitalsNew |  | XXXXXXXX | Yes | Nonequipment | Energy Recovery Ventilation System (ERV) | Unitary Cooling Equipment that Incorporates Energy Recovery | Current Market Packaged or Split DX Unit | Commercial | New | Hospitals | FL Zone 2 | Space Cooling |  |  | 0 | Per End Use Consumption | [7 empty] | 1776004.8545 | 1599558.7722 | 176446.0823 | 0.09935 |  | 15 |  |  |  | 176446.0823 | [8 empty] | 0 | 0 | 0 | 0 | 0 | 0 | 0 | [5 empty] | 0
FL Zone 2InstitutionalNew |  | XXXXXXXX | Yes | Nonequipment | Energy Recovery Ventilation System (ERV) | Unitary Cooling Equipment that Incorporates Energy Recovery | Current Market Packaged or Split DX Unit | Commercial | New | Institutional | FL Zone 2 | Space Cooling |  |  | 0 | Per End Use Consumption | [7 empty] | 197035.6551 | 177460.1628 | 19575.4923 | 0.09935 |  | 15 |  |  |  | 19575.4923 | [8 empty] | 0 | 0 | 0 | 0 | 0 | 0 | 0 | [5 empty] | 0
FL Zone 2Lodging/HospitalityNew |  | XXXXXXXX | Yes | Nonequipment | Energy Recovery Ventilation System (ERV) | Unitary Cooling Equipment that Incorporates Energy Recovery | Current Market Packaged or Split DX Unit | Commercial | New | Lodging/Hospitality | FL Zone 2 | Space Cooling |  |  | 0 | Per End Use Consumption | [7 empty] | 161633.0609 | 145574.8163 | 16058.2446 | 0.09935 |  | 15 |  |  |  | 16058.2446 | [8 empty] | 0 | 0 | 0 | 0 | 0 | 0 | 0 | [5 empty] | 0
FL Zone 2MiscellaneousNew |  | XXXXXXXX | Yes | Nonequipment | Energy Recovery Ventilation System (ERV) | Unitary Cooling Equipment that Incorporates Energy Recovery | Current Market Packaged or Split DX Unit | Commercial | New | Miscellaneous | FL Zone 2 | Space Cooling |  |  | 0 | Per End Use Consumption | [7 empty] | 1878475.6776 | 1691849.1191 | 186626.5586 | 0.09935 |  | 15 |  |  |  | 186626.5586 | [8 empty] | 0 | 0 | 0 | 0 | 0 | 0 | 0 | [5 empty] | 0
FL Zone 2OfficesNew |  | XXXXXXXX | Yes | Nonequipment | Energy Recovery Ventilation System (ERV) | Unitary Cooling Equipment that Incorporates Energy Recovery | Current Market Packaged or Split DX Unit | Commercial | New | Offices | FL Zone 2 | Space Cooling |  |  | 0 | Per End Use Consumption | [7 empty] | 140416.7794 | 131823.2725 | 8593.5069 | 0.0612 |  | 15 |  |  |  | 8593.5069 | [8 empty] | 0 | 0 | 0 | 0 | 0 | 0 | 0 | [5 empty] | 0
FL Zone 2RestaurantsNew |  | XXXXXXXX | Yes | Nonequipment | Energy Recovery Ventilation System (ERV) | Unitary Cooling Equipment that Incorporates Energy Recovery | Current Market Packaged or Split DX Unit | Commercial | New | Restaurants | FL Zone 2 | Space Cooling |  |  | 0 | Per End Use Consumption | [7 empty] | 101749.5064 | 90658.8102 | 11090.6962 | 0.109 |  | 15 |  |  |  | 11090.6962 | [8 empty] | 0 | 0 | 0 | 0 | 0 | 0 | 0 | [5 empty] | 0
FL Zone 2RetailNew |  | XXXXXXXX | Yes | Nonequipment | Energy Recovery Ventilation System (ERV) | Unitary Cooling Equipment that Incorporates Energy Recovery | Current Market Packaged or Split DX Unit | Commercial | New | Retail | FL Zone 2 | Space Cooling |  |  | 0 | Per End Use Consumption | [7 empty] | 44441.7066 | 38895.3816 | 5546.325 | 0.1248 |  | 15 |  |  |  | 5546.325 | [8 empty] | 0 | 0 | 0 | 0 | 0 | 0 | 0 | [5 empty] | 0
FL Zone 2Schools K-12New |  | XXXXXXXX | Yes | Nonequipment | Energy Recovery Ventilation System (ERV) | Unitary Cooling Equipment that Incorporates Energy Recovery | Current Market Packaged or Split DX Unit | Commercial | New | Schools K-12 | FL Zone 2 | Space Cooling |  |  | 0 | Per End Use Consumption | [7 empty] | 166082.8099 | 149075.9302 | 17006.8797 | 0.1024 |  | 15 |  |  |  | 17006.8797 | [8 empty] | 0 | 0 | 0 | 0 | 0 | 0 | 0 | [5 empty] | 0
FL Zone 2WarehouseNew |  | XXXXXXXX | Yes | Nonequipment | Energy Recovery Ventilation System (ERV) | Unitary Cooling Equipment that Incorporates Energy Recovery | Current Market Packaged or Split DX Unit | Commercial | New | Warehouse | FL Zone 2 | Space Cooling |  |  | 0 | Per End Use Consumption | [7 empty] | 16498.7301 | 14859.5813 | 1639.1488 | 0.09935 |  | 15 |  |  |  | 1639.1488 | [8 empty] | 0 | 0 | 0 | 0 | 0 | 0 | 0 | [5 empty] | 0
FL Zone 2AssemblyTurnover |  | XXXXXXXX | Yes | Equipment | ENERGY STAR Commercial Clothes Washer | One Commercial Clothes Washer meeting current ENERGY STAR® Requirements | One Commercial Clothes Washer meeting Federal Standard | Commercial | Turnover | Assembly | FL Zone 2 | Miscellaneous | Others |  | 0 | Per Appliance | [7 empty] | 3887.25 | 2827.0909 | 1060.1591 | 0.27273 |  | 7 |  |  |  | 1060.1591 | [8 empty] | 0 | 0 | 0 | 0 | 0 | 0 | 0 | [5 empty] | 0
FL Zone 2College and UniversityTurnover |  | XXXXXXXX | Yes | Equipment | ENERGY STAR Commercial Clothes Washer | One Commercial Clothes Washer meeting current ENERGY STAR® Requirements | One Commercial Clothes Washer meeting Federal Standard | Commercial | Turnover | College and University | FL Zone 2 | Miscellaneous | Others |  | 0 | Per Appliance | [7 empty] | 3887.25 | 2827.0909 | 1060.1591 | 0.27273 |  | 7 |  |  |  | 1060.1591 | [8 empty] | 0 | 0 | 0 | 0 | 0 | 0 | 0 | [5 empty] | 0
FL Zone 2GroceryTurnover |  | XXXXXXXX | Yes | Equipment | ENERGY STAR Commercial Clothes Washer | One Commercial Clothes Washer meeting current ENERGY STAR® Requirements | One Commercial Clothes Washer meeting Federal Standard | Commercial | Turnover | Grocery | FL Zone 2 | Miscellaneous | Others |  | 0 | Per Appliance | [7 empty] | 3887.25 | 2827.0909 | 1060.1591 | 0.27273 |  | 7 |  |  |  | 1060.1591 | [8 empty] | 0 | 0 | 0 | 0 | 0 | 0 | 0 | [5 empty] | 0
FL Zone 2HealthcareTurnover |  | XXXXXXXX | Yes | Equipment | ENERGY STAR Commercial Clothes Washer | One Commercial Clothes Washer meeting current ENERGY STAR® Requirements | One Commercial Clothes Washer meeting Federal Standard | Commercial | Turnover | Healthcare | FL Zone 2 | Miscellaneous | Others |  | 0 | Per Appliance | [7 empty] | 3887.25 | 2827.0909 | 1060.1591 | 0.27273 |  | 7 |  |  |  | 1060.1591 | [8 empty] | 0 | 0 | 0 | 0 | 0 | 0 | 0 | [5 empty] | 0
FL Zone 2HospitalsTurnover |  | XXXXXXXX | Yes | Equipment | ENERGY STAR Commercial Clothes Washer | One Commercial Clothes Washer meeting current ENERGY STAR® Requirements | One Commercial Clothes Washer meeting Federal Standard | Commercial | Turnover | Hospitals | FL Zone 2 | Miscellaneous | Others |  | 0 | Per Appliance | [7 empty] | 3887.25 | 2827.0909 | 1060.1591 | 0.27273 |  | 7 |  |  |  | 1060.1591 | [8 empty] | 0 | 0 | 0 | 0 | 0 | 0 | 0 | [5 empty] | 0
FL Zone 2InstitutionalTurnover |  | XXXXXXXX | Yes | Equipment | ENERGY STAR Commercial Clothes Washer | One Commercial Clothes Washer meeting current ENERGY STAR® Requirements | One Commercial Clothes Washer meeting Federal Standard | Commercial | Turnover | Institutional | FL Zone 2 | Miscellaneous | Others |  | 0 | Per Appliance | [7 empty] | 3887.25 | 2827.0909 | 1060.1591 | 0.27273 |  | 7 |  |  |  | 1060.1591 | [8 empty] | 0 | 0 | 0 | 0 | 0 | 0 | 0 | [5 empty] | 0
FL Zone 2Lodging/HospitalityTurnover |  | XXXXXXXX | Yes | Equipment | ENERGY STAR Commercial Clothes Washer | One Commercial Clothes Washer meeting current ENERGY STAR® Requirements | One Commercial Clothes Washer meeting Federal Standard | Commercial | Turnover | Lodging/Hospitality | FL Zone 2 | Miscellaneous | Others |  | 0 | Per Appliance | [7 empty] | 3887.25 | 2827.0909 | 1060.1591 | 0.27273 |  | 7 |  |  |  | 1060.1591 | [8 empty] | 0 | 0 | 0 | 0 | 0 | 0 | 0 | [5 empty] | 0
FL Zone 2MiscellaneousTurnover |  | XXXXXXXX | Yes | Equipment | ENERGY STAR Commercial Clothes Washer | One Commercial Clothes Washer meeting current ENERGY STAR® Requirements | One Commercial Clothes Washer meeting Federal Standard | Commercial | Turnover | Miscellaneous | FL Zone 2 | Miscellaneous | Others |  | 0 | Per Appliance | [7 empty] | 3887.25 | 2827.0909 | 1060.1591 | 0.27273 |  | 7 |  |  |  | 1060.1591 | [8 empty] | 0 | 0 | 0 | 0 | 0 | 0 | 0 | [5 empty] | 0
FL Zone 2OfficesTurnover |  | XXXXXXXX | Yes | Equipment | ENERGY STAR Commercial Clothes Washer | One Commercial Clothes Washer meeting current ENERGY STAR® Requirements | One Commercial Clothes Washer meeting Federal Standard | Commercial | Turnover | Offices | FL Zone 2 | Miscellaneous | Others |  | 0 | Per Appliance | [7 empty] | 3887.25 | 2827.0909 | 1060.1591 | 0.27273 |  | 7 |  |  |  | 1060.1591 | [8 empty] | 0 | 0 | 0 | 0 | 0 | 0 | 0 | [5 empty] | 0
FL Zone 2RestaurantsTurnover |  | XXXXXXXX | Yes | Equipment | ENERGY STAR Commercial Clothes Washer | One Commercial Clothes Washer meeting current ENERGY STAR® Requirements | One Commercial Clothes Washer meeting Federal Standard | Commercial | Turnover | Restaurants | FL Zone 2 | Miscellaneous | Others |  | 0 | Per Appliance | [7 empty] | 3887.25 | 2827.0909 | 1060.1591 | 0.27273 |  | 7 |  |  |  | 1060.1591 | [8 empty] | 0 | 0 | 0 | 0 | 0 | 0 | 0 | [5 empty] | 0
FL Zone 2RetailTurnover |  | XXXXXXXX | Yes | Equipment | ENERGY STAR Commercial Clothes Washer | One Commercial Clothes Washer meeting current ENERGY STAR® Requirements | One Commercial Clothes Washer meeting Federal Standard | Commercial | Turnover | Retail | FL Zone 2 | Miscellaneous | Others |  | 0 | Per Appliance | [7 empty] | 3887.25 | 2827.0909 | 1060.1591 | 0.27273 |  | 7 |  |  |  | 1060.1591 | [8 empty] | 0 | 0 | 0 | 0 | 0 | 0 | 0 | [5 empty] | 0
FL Zone 2Schools K-12Turnover |  | XXXXXXXX | Yes | Equipment | ENERGY STAR Commercial Clothes Washer | One Commercial Clothes Washer meeting current ENERGY STAR® Requirements | One Commercial Clothes Washer meeting Federal Standard | Commercial | Turnover | Schools K-12 | FL Zone 2 | Miscellaneous | Others |  | 0 | Per Appliance | [7 empty] | 3887.25 | 2827.0909 | 1060.1591 | 0.27273 |  | 7 |  |  |  | 1060.1591 | [8 empty] | 0 | 0 | 0 | 0 | 0 | 0 | 0 | [5 empty] | 0
FL Zone 2WarehouseTurnover |  | XXXXXXXX | Yes | Equipment | ENERGY STAR Commercial Clothes Washer | One Commercial Clothes Washer meeting current ENERGY STAR® Requirements | One Commercial Clothes Washer meeting Federal Standard | Commercial | Turnover | Warehouse | FL Zone 2 | Miscellaneous | Others |  | 0 | Per Appliance | [7 empty] | 3887.25 | 2827.0909 | 1060.1591 | 0.27273 |  | 7 |  |  |  | 1060.1591 | [8 empty] | 0 | 0 | 0 | 0 | 0 | 0 | 0 | [5 empty] | 0
FL Zone 2AssemblyNew |  | XXXXXXXX | Yes | Equipment | ENERGY STAR Commercial Clothes Washer | One Commercial Clothes Washer meeting current ENERGY STAR® Requirements | One Commercial Clothes Washer meeting Federal Standard | Commercial | New | Assembly | FL Zone 2 | Miscellaneous | Others |  | 0 | Per Appliance | [7 empty] | 3887.25 | 2827.0909 | 1060.1591 | 0.27273 |  | 7 |  |  |  | 1060.1591 | [8 empty] | 0 | 0 | 0 | 0 | 0 | 0 | 0 | [5 empty] | 0
FL Zone 2College and UniversityNew |  | XXXXXXXX | Yes | Equipment | ENERGY STAR Commercial Clothes Washer | One Commercial Clothes Washer meeting current ENERGY STAR® Requirements | One Commercial Clothes Washer meeting Federal Standard | Commercial | New | College and University | FL Zone 2 | Miscellaneous | Others |  | 0 | Per Appliance | [7 empty] | 3887.25 | 2827.0909 | 1060.1591 | 0.27273 |  | 7 |  |  |  | 1060.1591 | [8 empty] | 0 | 0 | 0 | 0 | 0 | 0 | 0 | [5 empty] | 0
FL Zone 2GroceryNew |  | XXXXXXXX | Yes | Equipment | ENERGY STAR Commercial Clothes Washer | One Commercial Clothes Washer meeting current ENERGY STAR® Requirements | One Commercial Clothes Washer meeting Federal Standard | Commercial | New | Grocery | FL Zone 2 | Miscellaneous | Others |  | 0 | Per Appliance | [7 empty] | 3887.25 | 2827.0909 | 1060.1591 | 0.27273 |  | 7 |  |  |  | 1060.1591 | [8 empty] | 0 | 0 | 0 | 0 | 0 | 0 | 0 | [5 empty] | 0
FL Zone 2HealthcareNew |  | XXXXXXXX | Yes | Equipment | ENERGY STAR Commercial Clothes Washer | One Commercial Clothes Washer meeting current ENERGY STAR® Requirements | One Commercial Clothes Washer meeting Federal Standard | Commercial | New | Healthcare | FL Zone 2 | Miscellaneous | Others |  | 0 | Per Appliance | [7 empty] | 3887.25 | 2827.0909 | 1060.1591 | 0.27273 |  | 7 |  |  |  | 1060.1591 | [8 empty] | 0 | 0 | 0 | 0 | 0 | 0 | 0 | [5 empty] | 0
FL Zone 2HospitalsNew |  | XXXXXXXX | Yes | Equipment | ENERGY STAR Commercial Clothes Washer | One Commercial Clothes Washer meeting current ENERGY STAR® Requirements | One Commercial Clothes Washer meeting Federal Standard | Commercial | New | Hospitals | FL Zone 2 | Miscellaneous | Others |  | 0 | Per Appliance | [7 empty] | 3887.25 | 2827.0909 | 1060.1591 | 0.27273 |  | 7 |  |  |  | 1060.1591 | [8 empty] | 0 | 0 | 0 | 0 | 0 | 0 | 0 | [5 empty] | 0
FL Zone 2InstitutionalNew |  | XXXXXXXX | Yes | Equipment | ENERGY STAR Commercial Clothes Washer | One Commercial Clothes Washer meeting current ENERGY STAR® Requirements | One Commercial Clothes Washer meeting Federal Standard | Commercial | New | Institutional | FL Zone 2 | Miscellaneous | Others |  | 0 | Per Appliance | [7 empty] | 3887.25 | 2827.0909 | 1060.1591 | 0.27273 |  | 7 |  |  |  | 1060.1591 | [8 empty] | 0 | 0 | 0 | 0 | 0 | 0 | 0 | [5 empty] | 0
FL Zone 2Lodging/HospitalityNew |  | XXXXXXXX | Yes | Equipment | ENERGY STAR Commercial Clothes Washer | One Commercial Clothes Washer meeting current ENERGY STAR® Requirements | One Commercial Clothes Washer meeting Federal Standard | Commercial | New | Lodging/Hospitality | FL Zone 2 | Miscellaneous | Others |  | 0 | Per Appliance | [7 empty] | 3887.25 | 2827.0909 | 1060.1591 | 0.27273 |  | 7 |  |  |  | 1060.1591 | [8 empty] | 0 | 0 | 0 | 0 | 0 | 0 | 0 | [5 empty] | 0
FL Zone 2MiscellaneousNew |  | XXXXXXXX | Yes | Equipment | ENERGY STAR Commercial Clothes Washer | One Commercial Clothes Washer meeting current ENERGY STAR® Requirements | One Commercial Clothes Washer meeting Federal Standard | Commercial | New | Miscellaneous | FL Zone 2 | Miscellaneous | Others |  | 0 | Per Appliance | [7 empty] | 3887.25 | 2827.0909 | 1060.1591 | 0.27273 |  | 7 |  |  |  | 1060.1591 | [8 empty] | 0 | 0 | 0 | 0 | 0 | 0 | 0 | [5 empty] | 0
FL Zone 2OfficesNew |  | XXXXXXXX | Yes | Equipment | ENERGY STAR Commercial Clothes Washer | One Commercial Clothes Washer meeting current ENERGY STAR® Requirements | One Commercial Clothes Washer meeting Federal Standard | Commercial | New | Offices | FL Zone 2 | Miscellaneous | Others |  | 0 | Per Appliance | [7 empty] | 3887.25 | 2827.0909 | 1060.1591 | 0.27273 |  | 7 |  |  |  | 1060.1591 | [8 empty] | 0 | 0 | 0 | 0 | 0 | 0 | 0 | [5 empty] | 0
FL Zone 2RestaurantsNew |  | XXXXXXXX | Yes | Equipment | ENERGY STAR Commercial Clothes Washer | One Commercial Clothes Washer meeting current ENERGY STAR® Requirements | One Commercial Clothes Washer meeting Federal Standard | Commercial | New | Restaurants | FL Zone 2 | Miscellaneous | Others |  | 0 | Per Appliance | [7 empty] | 3887.25 | 2827.0909 | 1060.1591 | 0.27273 |  | 7 |  |  |  | 1060.1591 | [8 empty] | 0 | 0 | 0 | 0 | 0 | 0 | 0 | [5 empty] | 0
FL Zone 2RetailNew |  | XXXXXXXX | Yes | Equipment | ENERGY STAR Commercial Clothes Washer | One Commercial Clothes Washer meeting current ENERGY STAR® Requirements | One Commercial Clothes Washer meeting Federal Standard | Commercial | New | Retail | FL Zone 2 | Miscellaneous | Others |  | 0 | Per Appliance | [7 empty] | 3887.25 | 2827.0909 | 1060.1591 | 0.27273 |  | 7 |  |  |  | 1060.1591 | [8 empty] | 0 | 0 | 0 | 0 | 0 | 0 | 0 | [5 empty] | 0
FL Zone 2Schools K-12New |  | XXXXXXXX | Yes | Equipment | ENERGY STAR Commercial Clothes Washer | One Commercial Clothes Washer meeting current ENERGY STAR® Requirements | One Commercial Clothes Washer meeting Federal Standard | Commercial | New | Schools K-12 | FL Zone 2 | Miscellaneous | Others |  | 0 | Per Appliance | [7 empty] | 3887.25 | 2827.0909 | 1060.1591 | 0.27273 |  | 7 |  |  |  | 1060.1591 | [8 empty] | 0 | 0 | 0 | 0 | 0 | 0 | 0 | [5 empty] | 0
FL Zone 2WarehouseNew |  | XXXXXXXX | Yes | Equipment | ENERGY STAR Commercial Clothes Washer | One Commercial Clothes Washer meeting current ENERGY STAR® Requirements | One Commercial Clothes Washer meeting Federal Standard | Commercial | New | Warehouse | FL Zone 2 | Miscellaneous | Others |  | 0 | Per Appliance | [7 empty] | 3887.25 | 2827.0909 | 1060.1591 | 0.27273 |  | 7 |  |  |  | 1060.1591 | [8 empty] | 0 | 0 | 0 | 0 | 0 | 0 | 0 | [5 empty] | 0
FL Zone 2AssemblyTurnover |  | XXXXXXXX | Yes | Equipment | Energy Star Commercial Dishwasher | One Dishwasher meeting current ENERGY STAR® Requirements | One Dishwasher meeting Federal Standard | Commercial | Turnover | Assembly | FL Zone 2 | Domestic Hot Water | Centralized water heaters |  | 0 | Per Unit | [7 empty] | 34072.3938 | 23992.8453 | 10079.5485 | 0.29583 |  | 15 |  |  |  | 10079.5485 | [8 empty] | 0 | 0 | 0 | 0 | 0 | 0 | 0 | [5 empty] | 0
FL Zone 2College and UniversityTurnover |  | XXXXXXXX | Yes | Equipment | Energy Star Commercial Dishwasher | One Dishwasher meeting current ENERGY STAR® Requirements | One Dishwasher meeting Federal Standard | Commercial | Turnover | College and University | FL Zone 2 | Domestic Hot Water | Centralized water heaters |  | 0 | Per Unit | [7 empty] | 34072.3938 | 23992.8453 | 10079.5485 | 0.29583 |  | 15 |  |  |  | 10079.5485 | [8 empty] | 0 | 0 | 0 | 0 | 0 | 0 | 0 | [5 empty] | 0
FL Zone 2GroceryTurnover |  | XXXXXXXX | Yes | Equipment | Energy Star Commercial Dishwasher | One Dishwasher meeting current ENERGY STAR® Requirements | One Dishwasher meeting Federal Standard | Commercial | Turnover | Grocery | FL Zone 2 | Domestic Hot Water | Centralized water heaters |  | 0 | Per Unit | [7 empty] | 34072.3938 | 23992.8453 | 10079.5485 | 0.29583 |  | 15 |  |  |  | 10079.5485 | [8 empty] | 0 | 0 | 0 | 0 | 0 | 0 | 0 | [5 empty] | 0
FL Zone 2HealthcareTurnover |  | XXXXXXXX | Yes | Equipment | Energy Star Commercial Dishwasher | One Dishwasher meeting current ENERGY STAR® Requirements | One Dishwasher meeting Federal Standard | Commercial | Turnover | Healthcare | FL Zone 2 | Domestic Hot Water | Centralized water heaters |  | 0 | Per Unit | [7 empty] | 34072.3938 | 23992.8453 | 10079.5485 | 0.29583 |  | 15 |  |  |  | 10079.5485 | [8 empty] | 0 | 0 | 0 | 0 | 0 | 0 | 0 | [5 empty] | 0
FL Zone 2HospitalsTurnover |  | XXXXXXXX | Yes | Equipment | Energy Star Commercial Dishwasher | One Dishwasher meeting current ENERGY STAR® Requirements | One Dishwasher meeting Federal Standard | Commercial | Turnover | Hospitals | FL Zone 2 | Domestic Hot Water | Centralized water heaters |  | 0 | Per Unit | [7 empty] | 34072.3938 | 23992.8453 | 10079.5485 | 0.29583 |  | 15 |  |  |  | 10079.5485 | [8 empty] | 0 | 0 | 0 | 0 | 0 | 0 | 0 | [5 empty] | 0
FL Zone 2InstitutionalTurnover |  | XXXXXXXX | Yes | Equipment | Energy Star Commercial Dishwasher | One Dishwasher meeting current ENERGY STAR® Requirements | One Dishwasher meeting Federal Standard | Commercial | Turnover | Institutional | FL Zone 2 | Domestic Hot Water | Centralized water heaters |  | 0 | Per Unit | [7 empty] | 34072.3938 | 23992.8453 | 10079.5485 | 0.29583 |  | 15 |  |  |  | 10079.5485 | [8 empty] | 0 | 0 | 0 | 0 | 0 | 0 | 0 | [5 empty] | 0
FL Zone 2Lodging/HospitalityTurnover |  | XXXXXXXX | Yes | Equipment | Energy Star Commercial Dishwasher | One Dishwasher meeting current ENERGY STAR® Requirements | One Dishwasher meeting Federal Standard | Commercial | Turnover | Lodging/Hospitality | FL Zone 2 | Domestic Hot Water | Centralized water heaters |  | 0 | Per Unit | [7 empty] | 34072.3938 | 23992.8453 | 10079.5485 | 0.29583 |  | 15 |  |  |  | 10079.5485 | [8 empty] | 0 | 0 | 0 | 0 | 0 | 0 | 0 | [5 empty] | 0
FL Zone 2MiscellaneousTurnover |  | XXXXXXXX | Yes | Equipment | Energy Star Commercial Dishwasher | One Dishwasher meeting current ENERGY STAR® Requirements | One Dishwasher meeting Federal Standard | Commercial | Turnover | Miscellaneous | FL Zone 2 | Domestic Hot Water | Centralized water heaters |  | 0 | Per Unit | [7 empty] | 34072.3938 | 23992.8453 | 10079.5485 | 0.29583 |  | 15 |  |  |  | 10079.5485 | [8 empty] | 0 | 0 | 0 | 0 | 0 | 0 | 0 | [5 empty] | 0
FL Zone 2OfficesTurnover |  | XXXXXXXX | Yes | Equipment | Energy Star Commercial Dishwasher | One Dishwasher meeting current ENERGY STAR® Requirements | One Dishwasher meeting Federal Standard | Commercial | Turnover | Offices | FL Zone 2 | Domestic Hot Water | Centralized water heaters |  | 0 | Per Unit | [7 empty] | 34072.3938 | 23992.8453 | 10079.5485 | 0.29583 |  | 15 |  |  |  | 10079.5485 | [8 empty] | 0 | 0 | 0 | 0 | 0 | 0 | 0 | [5 empty] | 0
FL Zone 2RestaurantsTurnover |  | XXXXXXXX | Yes | Equipment | Energy Star Commercial Dishwasher | One Dishwasher meeting current ENERGY STAR® Requirements | One Dishwasher meeting Federal Standard | Commercial | Turnover | Restaurants | FL Zone 2 | Domestic Hot Water | Centralized water heaters |  | 0 | Per Unit | [7 empty] | 34072.3938 | 23992.8453 | 10079.5485 | 0.29583 |  | 15 |  |  |  | 10079.5485 | [8 empty] | 0 | 0 | 0 | 0 | 0 | 0 | 0 | [5 empty] | 0
FL Zone 2RetailTurnover |  | XXXXXXXX | Yes | Equipment | Energy Star Commercial Dishwasher | One Dishwasher meeting current ENERGY STAR® Requirements | One Dishwasher meeting Federal Standard | Commercial | Turnover | Retail | FL Zone 2 | Domestic Hot Water | Centralized water heaters |  | 0 | Per Unit | [7 empty] | 34072.3938 | 23992.8453 | 10079.5485 | 0.29583 |  | 15 |  |  |  | 10079.5485 | [8 empty] | 0 | 0 | 0 | 0 | 0 | 0 | 0 | [5 empty] | 0
FL Zone 2Schools K-12Turnover |  | XXXXXXXX | Yes | Equipment | Energy Star Commercial Dishwasher | One Dishwasher meeting current ENERGY STAR® Requirements | One Dishwasher meeting Federal Standard | Commercial | Turnover | Schools K-12 | FL Zone 2 | Domestic Hot Water | Centralized water heaters |  | 0 | Per Unit | [7 empty] | 34072.3938 | 23992.8453 | 10079.5485 | 0.29583 |  | 15 |  |  |  | 10079.5485 | [8 empty] | 0 | 0 | 0 | 0 | 0 | 0 | 0 | [5 empty] | 0
FL Zone 2WarehouseTurnover |  | XXXXXXXX | Yes | Equipment | Energy Star Commercial Dishwasher | One Dishwasher meeting current ENERGY STAR® Requirements | One Dishwasher meeting Federal Standard | Commercial | Turnover | Warehouse | FL Zone 2 | Domestic Hot Water | Centralized water heaters |  | 0 | Per Unit | [7 empty] | 34072.3938 | 23992.8453 | 10079.5485 | 0.29583 |  | 15 |  |  |  | 10079.5485 | [8 empty] | 0 | 0 | 0 | 0 | 0 | 0 | 0 | [5 empty] | 0
FL Zone 2AssemblyNew |  | XXXXXXXX | Yes | Equipment | Energy Star Commercial Dishwasher | One Dishwasher meeting current ENERGY STAR® Requirements | One Dishwasher meeting Federal Standard | Commercial | New | Assembly | FL Zone 2 | Domestic Hot Water | Centralized water heaters |  | 0 | Per Unit | [7 empty] | 34072.3938 | 23992.8453 | 10079.5485 | 0.29583 |  | 15 |  |  |  | 10079.5485 | [8 empty] | 0 | 0 | 0 | 0 | 0 | 0 | 0 | [5 empty] | 0
FL Zone 2College and UniversityNew |  | XXXXXXXX | Yes | Equipment | Energy Star Commercial Dishwasher | One Dishwasher meeting current ENERGY STAR® Requirements | One Dishwasher meeting Federal Standard | Commercial | New | College and University | FL Zone 2 | Domestic Hot Water | Centralized water heaters |  | 0 | Per Unit | [7 empty] | 34072.3938 | 23992.8453 | 10079.5485 | 0.29583 |  | 15 |  |  |  | 10079.5485 | [8 empty] | 0 | 0 | 0 | 0 | 0 | 0 | 0 | [5 empty] | 0
FL Zone 2GroceryNew |  | XXXXXXXX | Yes | Equipment | Energy Star Commercial Dishwasher | One Dishwasher meeting current ENERGY STAR® Requirements | One Dishwasher meeting Federal Standard | Commercial | New | Grocery | FL Zone 2 | Domestic Hot Water | Centralized water heaters |  | 0 | Per Unit | [7 empty] | 34072.3938 | 23992.8453 | 10079.5485 | 0.29583 |  | 15 |  |  |  | 10079.5485 | [8 empty] | 0 | 0 | 0 | 0 | 0 | 0 | 0 | [5 empty] | 0
FL Zone 2HealthcareNew |  | XXXXXXXX | Yes | Equipment | Energy Star Commercial Dishwasher | One Dishwasher meeting current ENERGY STAR® Requirements | One Dishwasher meeting Federal Standard | Commercial | New | Healthcare | FL Zone 2 | Domestic Hot Water | Centralized water heaters |  | 0 | Per Unit | [7 empty] | 34072.3938 | 23992.8453 | 10079.5485 | 0.29583 |  | 15 |  |  |  | 10079.5485 | [8 empty] | 0 | 0 | 0 | 0 | 0 | 0 | 0 | [5 empty] | 0
FL Zone 2HospitalsNew |  | XXXXXXXX | Yes | Equipment | Energy Star Commercial Dishwasher | One Dishwasher meeting current ENERGY STAR® Requirements | One Dishwasher meeting Federal Standard | Commercial | New | Hospitals | FL Zone 2 | Domestic Hot Water | Centralized water heaters |  | 0 | Per Unit | [7 empty] | 34072.3938 | 23992.8453 | 10079.5485 | 0.29583 |  | 15 |  |  |  | 10079.5485 | [8 empty] | 0 | 0 | 0 | 0 | 0 | 0 | 0 | [5 empty] | 0
FL Zone 2InstitutionalNew |  | XXXXXXXX | Yes | Equipment | Energy Star Commercial Dishwasher | One Dishwasher meeting current ENERGY STAR® Requirements | One Dishwasher meeting Federal Standard | Commercial | New | Institutional | FL Zone 2 | Domestic Hot Water | Centralized water heaters |  | 0 | Per Unit | [7 empty] | 34072.3938 | 23992.8453 | 10079.5485 | 0.29583 |  | 15 |  |  |  | 10079.5485 | [8 empty] | 0 | 0 | 0 | 0 | 0 | 0 | 0 | [5 empty] | 0
FL Zone 2Lodging/HospitalityNew |  | XXXXXXXX | Yes | Equipment | Energy Star Commercial Dishwasher | One Dishwasher meeting current ENERGY STAR® Requirements | One Dishwasher meeting Federal Standard | Commercial | New | Lodging/Hospitality | FL Zone 2 | Domestic Hot Water | Centralized water heaters |  | 0 | Per Unit | [7 empty] | 34072.3938 | 23992.8453 | 10079.5485 | 0.29583 |  | 15 |  |  |  | 10079.5485 | [8 empty] | 0 | 0 | 0 | 0 | 0 | 0 | 0 | [5 empty] | 0
FL Zone 2MiscellaneousNew |  | XXXXXXXX | Yes | Equipment | Energy Star Commercial Dishwasher | One Dishwasher meeting current ENERGY STAR® Requirements | One Dishwasher meeting Federal Standard | Commercial | New | Miscellaneous | FL Zone 2 | Domestic Hot Water | Centralized water heaters |  | 0 | Per Unit | [7 empty] | 34072.3938 | 23992.8453 | 10079.5485 | 0.29583 |  | 15 |  |  |  | 10079.5485 | [8 empty] | 0 | 0 | 0 | 0 | 0 | 0 | 0 | [5 empty] | 0
FL Zone 2OfficesNew |  | XXXXXXXX | Yes | Equipment | Energy Star Commercial Dishwasher | One Dishwasher meeting current ENERGY STAR® Requirements | One Dishwasher meeting Federal Standard | Commercial | New | Offices | FL Zone 2 | Domestic Hot Water | Centralized water heaters |  | 0 | Per Unit | [7 empty] | 34072.3938 | 23992.8453 | 10079.5485 | 0.29583 |  | 15 |  |  |  | 10079.5485 | [8 empty] | 0 | 0 | 0 | 0 | 0 | 0 | 0 | [5 empty] | 0
FL Zone 2RestaurantsNew |  | XXXXXXXX | Yes | Equipment | Energy Star Commercial Dishwasher | One Dishwasher meeting current ENERGY STAR® Requirements | One Dishwasher meeting Federal Standard | Commercial | New | Restaurants | FL Zone 2 | Domestic Hot Water | Centralized water heaters |  | 0 | Per Unit | [7 empty] | 34072.3938 | 23992.8453 | 10079.5485 | 0.29583 |  | 15 |  |  |  | 10079.5485 | [8 empty] | 0 | 0 | 0 | 0 | 0 | 0 | 0 | [5 empty] | 0
FL Zone 2RetailNew |  | XXXXXXXX | Yes | Equipment | Energy Star Commercial Dishwasher | One Dishwasher meeting current ENERGY STAR® Requirements | One Dishwasher meeting Federal Standard | Commercial | New | Retail | FL Zone 2 | Domestic Hot Water | Centralized water heaters |  | 0 | Per Unit | [7 empty] | 34072.3938 | 23992.8453 | 10079.5485 | 0.29583 |  | 15 |  |  |  | 10079.5485 | [8 empty] | 0 | 0 | 0 | 0 | 0 | 0 | 0 | [5 empty] | 0
FL Zone 2Schools K-12New |  | XXXXXXXX | Yes | Equipment | Energy Star Commercial Dishwasher | One Dishwasher meeting current ENERGY STAR® Requirements | One Dishwasher meeting Federal Standard | Commercial | New | Schools K-12 | FL Zone 2 | Domestic Hot Water | Centralized water heaters |  | 0 | Per Unit | [7 empty] | 34072.3938 | 23992.8453 | 10079.5485 | 0.29583 |  | 15 |  |  |  | 10079.5485 | [8 empty] | 0 | 0 | 0 | 0 | 0 | 0 | 0 | [5 empty] | 0
FL Zone 2WarehouseNew |  | XXXXXXXX | Yes | Equipment | Energy Star Commercial Dishwasher | One Dishwasher meeting current ENERGY STAR® Requirements | One Dishwasher meeting Federal Standard | Commercial | New | Warehouse | FL Zone 2 | Domestic Hot Water | Centralized water heaters |  | 0 | Per Unit | [7 empty] | 34072.3938 | 23992.8453 | 10079.5485 | 0.29583 |  | 15 |  |  |  | 10079.5485 | [8 empty] | 0 | 0 | 0 | 0 | 0 | 0 | 0 | [5 empty] | 0
FL Zone 2AssemblyTurnover |  | XXXXXXXX | Yes | Equipment | Energy Star Commercial Dishwasher | One Dishwasher meeting current ENERGY STAR® Requirements | One Dishwasher meeting Federal Standard | Commercial | Turnover | Assembly | FL Zone 2 | Domestic Hot Water | "Point-of-Use" water heaters |  | 0 | Per Unit | [7 empty] | 30508.8652 | 21534.2868 | 8974.5784 | 0.29416 |  | 15 |  |  |  | 8974.5784 | [8 empty] | 0 | 0 | 0 | 0 | 0 | 0 | 0 | [5 empty] | 0
FL Zone 2College and UniversityTurnover |  | XXXXXXXX | Yes | Equipment | Energy Star Commercial Dishwasher | One Dishwasher meeting current ENERGY STAR® Requirements | One Dishwasher meeting Federal Standard | Commercial | Turnover | College and University | FL Zone 2 | Domestic Hot Water | "Point-of-Use" water heaters |  | 0 | Per Unit | [7 empty] | 30508.8652 | 21534.2868 | 8974.5784 | 0.29416 |  | 15 |  |  |  | 8974.5784 | [8 empty] | 0 | 0 | 0 | 0 | 0 | 0 | 0 | [5 empty] | 0
FL Zone 2GroceryTurnover |  | XXXXXXXX | Yes | Equipment | Energy Star Commercial Dishwasher | One Dishwasher meeting current ENERGY STAR® Requirements | One Dishwasher meeting Federal Standard | Commercial | Turnover | Grocery | FL Zone 2 | Domestic Hot Water | "Point-of-Use" water heaters |  | 0 | Per Unit | [7 empty] | 30508.8652 | 21534.2868 | 8974.5784 | 0.29416 |  | 15 |  |  |  | 8974.5784 | [8 empty] | 0 | 0 | 0 | 0 | 0 | 0 | 0 | [5 empty] | 0
FL Zone 2HealthcareTurnover |  | XXXXXXXX | Yes | Equipment | Energy Star Commercial Dishwasher | One Dishwasher meeting current ENERGY STAR® Requirements | One Dishwasher meeting Federal Standard | Commercial | Turnover | Healthcare | FL Zone 2 | Domestic Hot Water | "Point-of-Use" water heaters |  | 0 | Per Unit | [7 empty] | 30508.8652 | 21534.2868 | 8974.5784 | 0.29416 |  | 15 |  |  |  | 8974.5784 | [8 empty] | 0 | 0 | 0 | 0 | 0 | 0 | 0 | [5 empty] | 0
FL Zone 2HospitalsTurnover |  | XXXXXXXX | Yes | Equipment | Energy Star Commercial Dishwasher | One Dishwasher meeting current ENERGY STAR® Requirements | One Dishwasher meeting Federal Standard | Commercial | Turnover | Hospitals | FL Zone 2 | Domestic Hot Water | "Point-of-Use" water heaters |  | 0 | Per Unit | [7 empty] | 30508.8652 | 21534.2868 | 8974.5784 | 0.29416 |  | 15 |  |  |  | 8974.5784 | [8 empty] | 0 | 0 | 0 | 0 | 0 | 0 | 0 | [5 empty] | 0
FL Zone 2InstitutionalTurnover |  | XXXXXXXX | Yes | Equipment | Energy Star Commercial Dishwasher | One Dishwasher meeting current ENERGY STAR® Requirements | One Dishwasher meeting Federal Standard | Commercial | Turnover | Institutional | FL Zone 2 | Domestic Hot Water | "Point-of-Use" water heaters |  | 0 | Per Unit | [7 empty] | 30508.8652 | 21534.2868 | 8974.5784 | 0.29416 |  | 15 |  |  |  | 8974.5784 | [8 empty] | 0 | 0 | 0 | 0 | 0 | 0 | 0 | [5 empty] | 0
FL Zone 2Lodging/HospitalityTurnover |  | XXXXXXXX | Yes | Equipment | Energy Star Commercial Dishwasher | One Dishwasher meeting current ENERGY STAR® Requirements | One Dishwasher meeting Federal Standard | Commercial | Turnover | Lodging/Hospitality | FL Zone 2 | Domestic Hot Water | "Point-of-Use" water heaters |  | 0 | Per Unit | [7 empty] | 30508.8652 | 21534.2868 | 8974.5784 | 0.29416 |  | 15 |  |  |  | 8974.5784 | [8 empty] | 0 | 0 | 0 | 0 | 0 | 0 | 0 | [5 empty] | 0
FL Zone 2MiscellaneousTurnover |  | XXXXXXXX | Yes | Equipment | Energy Star Commercial Dishwasher | One Dishwasher meeting current ENERGY STAR® Requirements | One Dishwasher meeting Federal Standard | Commercial | Turnover | Miscellaneous | FL Zone 2 | Domestic Hot Water | "Point-of-Use" water heaters |  | 0 | Per Unit | [7 empty] | 30508.8652 | 21534.2868 | 8974.5784 | 0.29416 |  | 15 |  |  |  | 8974.5784 | [8 empty] | 0 | 0 | 0 | 0 | 0 | 0 | 0 | [5 empty] | 0
FL Zone 2OfficesTurnover |  | XXXXXXXX | Yes | Equipment | Energy Star Commercial Dishwasher | One Dishwasher meeting current ENERGY STAR® Requirements | One Dishwasher meeting Federal Standard | Commercial | Turnover | Offices | FL Zone 2 | Domestic Hot Water | "Point-of-Use" water heaters |  | 0 | Per Unit | [7 empty] | 30508.8652 | 21534.2868 | 8974.5784 | 0.29416 |  | 15 |  |  |  | 8974.5784 | [8 empty] | 0 | 0 | 0 | 0 | 0 | 0 | 0 | [5 empty] | 0
FL Zone 2RestaurantsTurnover |  | XXXXXXXX | Yes | Equipment | Energy Star Commercial Dishwasher | One Dishwasher meeting current ENERGY STAR® Requirements | One Dishwasher meeting Federal Standard | Commercial | Turnover | Restaurants | FL Zone 2 | Domestic Hot Water | "Point-of-Use" water heaters |  | 0 | Per Unit | [7 empty] | 30508.8652 | 21534.2868 | 8974.5784 | 0.29416 |  | 15 |  |  |  | 8974.5784 | [8 empty] | 0 | 0 | 0 | 0 | 0 | 0 | 0 | [5 empty] | 0
FL Zone 2RetailTurnover |  | XXXXXXXX | Yes | Equipment | Energy Star Commercial Dishwasher | One Dishwasher meeting current ENERGY STAR® Requirements | One Dishwasher meeting Federal Standard | Commercial | Turnover | Retail | FL Zone 2 | Domestic Hot Water | "Point-of-Use" water heaters |  | 0 | Per Unit | [7 empty] | 30508.8652 | 21534.2868 | 8974.5784 | 0.29416 |  | 15 |  |  |  | 8974.5784 | [8 empty] | 0 | 0 | 0 | 0 | 0 | 0 | 0 | [5 empty] | 0
FL Zone 2Schools K-12Turnover |  | XXXXXXXX | Yes | Equipment | Energy Star Commercial Dishwasher | One Dishwasher meeting current ENERGY STAR® Requirements | One Dishwasher meeting Federal Standard | Commercial | Turnover | Schools K-12 | FL Zone 2 | Domestic Hot Water | "Point-of-Use" water heaters |  | 0 | Per Unit | [7 empty] | 30508.8652 | 21534.2868 | 8974.5784 | 0.29416 |  | 15 |  |  |  | 8974.5784 | [8 empty] | 0 | 0 | 0 | 0 | 0 | 0 | 0 | [5 empty] | 0
FL Zone 2WarehouseTurnover |  | XXXXXXXX | Yes | Equipment | Energy Star Commercial Dishwasher | One Dishwasher meeting current ENERGY STAR® Requirements | One Dishwasher meeting Federal Standard | Commercial | Turnover | Warehouse | FL Zone 2 | Domestic Hot Water | "Point-of-Use" water heaters |  | 0 | Per Unit | [7 empty] | 30508.8652 | 21534.2868 | 8974.5784 | 0.29416 |  | 15 |  |  |  | 8974.5784 | [8 empty] | 0 | 0 | 0 | 0 | 0 | 0 | 0 | [5 empty] | 0
FL Zone 2AssemblyNew |  | XXXXXXXX | Yes | Equipment | Energy Star Commercial Dishwasher | One Dishwasher meeting current ENERGY STAR® Requirements | One Dishwasher meeting Federal Standard | Commercial | New | Assembly | FL Zone 2 | Domestic Hot Water | "Point-of-Use" water heaters |  | 0 | Per Unit | [7 empty] | 30508.8652 | 21534.2868 | 8974.5784 | 0.29416 |  | 15 |  |  |  | 8974.5784 | [8 empty] | 0 | 0 | 0 | 0 | 0 | 0 | 0 | [5 empty] | 0
FL Zone 2College and UniversityNew |  | XXXXXXXX | Yes | Equipment | Energy Star Commercial Dishwasher | One Dishwasher meeting current ENERGY STAR® Requirements | One Dishwasher meeting Federal Standard | Commercial | New | College and University | FL Zone 2 | Domestic Hot Water | "Point-of-Use" water heaters |  | 0 | Per Unit | [7 empty] | 30508.8652 | 21534.2868 | 8974.5784 | 0.29416 |  | 15 |  |  |  | 8974.5784 | [8 empty] | 0 | 0 | 0 | 0 | 0 | 0 | 0 | [5 empty] | 0
FL Zone 2GroceryNew |  | XXXXXXXX | Yes | Equipment | Energy Star Commercial Dishwasher | One Dishwasher meeting current ENERGY STAR® Requirements | One Dishwasher meeting Federal Standard | Commercial | New | Grocery | FL Zone 2 | Domestic Hot Water | "Point-of-Use" water heaters |  | 0 | Per Unit | [7 empty] | 30508.8652 | 21534.2868 | 8974.5784 | 0.29416 |  | 15 |  |  |  | 8974.5784 | [8 empty] | 0 | 0 | 0 | 0 | 0 | 0 | 0 | [5 empty] | 0
FL Zone 2HealthcareNew |  | XXXXXXXX | Yes | Equipment | Energy Star Commercial Dishwasher | One Dishwasher meeting current ENERGY STAR® Requirements | One Dishwasher meeting Federal Standard | Commercial | New | Healthcare | FL Zone 2 | Domestic Hot Water | "Point-of-Use" water heaters |  | 0 | Per Unit | [7 empty] | 30508.8652 | 21534.2868 | 8974.5784 | 0.29416 |  | 15 |  |  |  | 8974.5784 | [8 empty] | 0 | 0 | 0 | 0 | 0 | 0 | 0 | [5 empty] | 0
FL Zone 2HospitalsNew |  | XXXXXXXX | Yes | Equipment | Energy Star Commercial Dishwasher | One Dishwasher meeting current ENERGY STAR® Requirements | One Dishwasher meeting Federal Standard | Commercial | New | Hospitals | FL Zone 2 | Domestic Hot Water | "Point-of-Use" water heaters |  | 0 | Per Unit | [7 empty] | 30508.8652 | 21534.2868 | 8974.5784 | 0.29416 |  | 15 |  |  |  | 8974.5784 | [8 empty] | 0 | 0 | 0 | 0 | 0 | 0 | 0 | [5 empty] | 0
FL Zone 2InstitutionalNew |  | XXXXXXXX | Yes | Equipment | Energy Star Commercial Dishwasher | One Dishwasher meeting current ENERGY STAR® Requirements | One Dishwasher meeting Federal Standard | Commercial | New | Institutional | FL Zone 2 | Domestic Hot Water | "Point-of-Use" water heaters |  | 0 | Per Unit | [7 empty] | 30508.8652 | 21534.2868 | 8974.5784 | 0.29416 |  | 15 |  |  |  | 8974.5784 | [8 empty] | 0 | 0 | 0 | 0 | 0 | 0 | 0 | [5 empty] | 0
FL Zone 2Lodging/HospitalityNew |  | XXXXXXXX | Yes | Equipment | Energy Star Commercial Dishwasher | One Dishwasher meeting current ENERGY STAR® Requirements | One Dishwasher meeting Federal Standard | Commercial | New | Lodging/Hospitality | FL Zone 2 | Domestic Hot Water | "Point-of-Use" water heaters |  | 0 | Per Unit | [7 empty] | 30508.8652 | 21534.2868 | 8974.5784 | 0.29416 |  | 15 |  |  |  | 8974.5784 | [8 empty] | 0 | 0 | 0 | 0 | 0 | 0 | 0 | [5 empty] | 0
FL Zone 2MiscellaneousNew |  | XXXXXXXX | Yes | Equipment | Energy Star Commercial Dishwasher | One Dishwasher meeting current ENERGY STAR® Requirements | One Dishwasher meeting Federal Standard | Commercial | New | Miscellaneous | FL Zone 2 | Domestic Hot Water | "Point-of-Use" water heaters |  | 0 | Per Unit | [7 empty] | 30508.8652 | 21534.2868 | 8974.5784 | 0.29416 |  | 15 |  |  |  | 8974.5784 | [8 empty] | 0 | 0 | 0 | 0 | 0 | 0 | 0 | [5 empty] | 0
FL Zone 2OfficesNew |  | XXXXXXXX | Yes | Equipment | Energy Star Commercial Dishwasher | One Dishwasher meeting current ENERGY STAR® Requirements | One Dishwasher meeting Federal Standard | Commercial | New | Offices | FL Zone 2 | Domestic Hot Water | "Point-of-Use" water heaters |  | 0 | Per Unit | [7 empty] | 30508.8652 | 21534.2868 | 8974.5784 | 0.29416 |  | 15 |  |  |  | 8974.5784 | [8 empty] | 0 | 0 | 0 | 0 | 0 | 0 | 0 | [5 empty] | 0
FL Zone 2RestaurantsNew |  | XXXXXXXX | Yes | Equipment | Energy Star Commercial Dishwasher | One Dishwasher meeting current ENERGY STAR® Requirements | One Dishwasher meeting Federal Standard | Commercial | New | Restaurants | FL Zone 2 | Domestic Hot Water | "Point-of-Use" water heaters |  | 0 | Per Unit | [7 empty] | 30508.8652 | 21534.2868 | 8974.5784 | 0.29416 |  | 15 |  |  |  | 8974.5784 | [8 empty] | 0 | 0 | 0 | 0 | 0 | 0 | 0 | [5 empty] | 0
FL Zone 2RetailNew |  | XXXXXXXX | Yes | Equipment | Energy Star Commercial Dishwasher | One Dishwasher meeting current ENERGY STAR® Requirements | One Dishwasher meeting Federal Standard | Commercial | New | Retail | FL Zone 2 | Domestic Hot Water | "Point-of-Use" water heaters |  | 0 | Per Unit | [7 empty] | 30508.8652 | 21534.2868 | 8974.5784 | 0.29416 |  | 15 |  |  |  | 8974.5784 | [8 empty] | 0 | 0 | 0 | 0 | 0 | 0 | 0 | [5 empty] | 0
FL Zone 2Schools K-12New |  | XXXXXXXX | Yes | Equipment | Energy Star Commercial Dishwasher | One Dishwasher meeting current ENERGY STAR® Requirements | One Dishwasher meeting Federal Standard | Commercial | New | Schools K-12 | FL Zone 2 | Domestic Hot Water | "Point-of-Use" water heaters |  | 0 | Per Unit | [7 empty] | 30508.8652 | 21534.2868 | 8974.5784 | 0.29416 |  | 15 |  |  |  | 8974.5784 | [8 empty] | 0 | 0 | 0 | 0 | 0 | 0 | 0 | [5 empty] | 0
FL Zone 2WarehouseNew |  | XXXXXXXX | Yes | Equipment | Energy Star Commercial Dishwasher | One Dishwasher meeting current ENERGY STAR® Requirements | One Dishwasher meeting Federal Standard | Commercial | New | Warehouse | FL Zone 2 | Domestic Hot Water | "Point-of-Use" water heaters |  | 0 | Per Unit | [7 empty] | 30508.8652 | 21534.2868 | 8974.5784 | 0.29416 |  | 15 |  |  |  | 8974.5784 | [8 empty] | 0 | 0 | 0 | 0 | 0 | 0 | 0 | [5 empty] | 0
FL Zone 2AssemblyTurnover |  | XXXXXXXX | Yes | Equipment | Energy Star Commercial Glass Door Freezer | One Glass Door Freezer meeting current ENERGY STAR® Standards | One Glass Door Freezer meeting Federal Standards | Commercial | Turnover | Assembly | FL Zone 2 | Refrigeration | Display cases |  | 0 | Per Unit | [7 empty] | 10820.5523 | 6430.57 | 4389.9823 | 0.40571 |  | 12 |  |  |  | 4389.9823 | [8 empty] | 0 | 0 | 0 | 0 | 0 | 0 | 0 | [5 empty] | 0
FL Zone 2College and UniversityTurnover |  | XXXXXXXX | Yes | Equipment | Energy Star Commercial Glass Door Freezer | One Glass Door Freezer meeting current ENERGY STAR® Standards | One Glass Door Freezer meeting Federal Standards | Commercial | Turnover | College and University | FL Zone 2 | Refrigeration | Display cases |  | 0 | Per Unit | [7 empty] | 10820.5523 | 6430.57 | 4389.9823 | 0.40571 |  | 12 |  |  |  | 4389.9823 | [8 empty] | 0 | 0 | 0 | 0 | 0 | 0 | 0 | [5 empty] | 0
FL Zone 2GroceryTurnover |  | XXXXXXXX | Yes | Equipment | Energy Star Commercial Glass Door Freezer | One Glass Door Freezer meeting current ENERGY STAR® Standards | One Glass Door Freezer meeting Federal Standards | Commercial | Turnover | Grocery | FL Zone 2 | Refrigeration | Display cases |  | 0 | Per Unit | [7 empty] | 10820.5523 | 6430.57 | 4389.9823 | 0.40571 |  | 12 |  |  |  | 4389.9823 | [8 empty] | 0 | 0 | 0 | 0 | 0 | 0 | 0 | [5 empty] | 0
FL Zone 2HealthcareTurnover |  | XXXXXXXX | Yes | Equipment | Energy Star Commercial Glass Door Freezer | One Glass Door Freezer meeting current ENERGY STAR® Standards | One Glass Door Freezer meeting Federal Standards | Commercial | Turnover | Healthcare | FL Zone 2 | Refrigeration | Display cases |  | 0 | Per Unit | [7 empty] | 10820.5523 | 6430.57 | 4389.9823 | 0.40571 |  | 12 |  |  |  | 4389.9823 | [8 empty] | 0 | 0 | 0 | 0 | 0 | 0 | 0 | [5 empty] | 0
FL Zone 2HospitalsTurnover |  | XXXXXXXX | Yes | Equipment | Energy Star Commercial Glass Door Freezer | One Glass Door Freezer meeting current ENERGY STAR® Standards | One Glass Door Freezer meeting Federal Standards | Commercial | Turnover | Hospitals | FL Zone 2 | Refrigeration | Display cases |  | 0 | Per Unit | [7 empty] | 10820.5523 | 6430.57 | 4389.9823 | 0.40571 |  | 12 |  |  |  | 4389.9823 | [8 empty] | 0 | 0 | 0 | 0 | 0 | 0 | 0 | [5 empty] | 0
FL Zone 2InstitutionalTurnover |  | XXXXXXXX | Yes | Equipment | Energy Star Commercial Glass Door Freezer | One Glass Door Freezer meeting current ENERGY STAR® Standards | One Glass Door Freezer meeting Federal Standards | Commercial | Turnover | Institutional | FL Zone 2 | Refrigeration | Display cases |  | 0 | Per Unit | [7 empty] | 10820.5523 | 6430.57 | 4389.9823 | 0.40571 |  | 12 |  |  |  | 4389.9823 | [8 empty] | 0 | 0 | 0 | 0 | 0 | 0 | 0 | [5 empty] | 0
FL Zone 2Lodging/HospitalityTurnover |  | XXXXXXXX | Yes | Equipment | Energy Star Commercial Glass Door Freezer | One Glass Door Freezer meeting current ENERGY STAR® Standards | One Glass Door Freezer meeting Federal Standards | Commercial | Turnover | Lodging/Hospitality | FL Zone 2 | Refrigeration | Display cases |  | 0 | Per Unit | [7 empty] | 10820.5523 | 6430.57 | 4389.9823 | 0.40571 |  | 12 |  |  |  | 4389.9823 | [8 empty] | 0 | 0 | 0 | 0 | 0 | 0 | 0 | [5 empty] | 0
FL Zone 2MiscellaneousTurnover |  | XXXXXXXX | Yes | Equipment | Energy Star Commercial Glass Door Freezer | One Glass Door Freezer meeting current ENERGY STAR® Standards | One Glass Door Freezer meeting Federal Standards | Commercial | Turnover | Miscellaneous | FL Zone 2 | Refrigeration | Display cases |  | 0 | Per Unit | [7 empty] | 10820.5523 | 6430.57 | 4389.9823 | 0.40571 |  | 12 |  |  |  | 4389.9823 | [8 empty] | 0 | 0 | 0 | 0 | 0 | 0 | 0 | [5 empty] | 0
FL Zone 2OfficesTurnover |  | XXXXXXXX | Yes | Equipment | Energy Star Commercial Glass Door Freezer | One Glass Door Freezer meeting current ENERGY STAR® Standards | One Glass Door Freezer meeting Federal Standards | Commercial | Turnover | Offices | FL Zone 2 | Refrigeration | Display cases |  | 0 | Per Unit | [7 empty] | 10820.5523 | 6430.57 | 4389.9823 | 0.40571 |  | 12 |  |  |  | 4389.9823 | [8 empty] | 0 | 0 | 0 | 0 | 0 | 0 | 0 | [5 empty] | 0
FL Zone 2RestaurantsTurnover |  | XXXXXXXX | Yes | Equipment | Energy Star Commercial Glass Door Freezer | One Glass Door Freezer meeting current ENERGY STAR® Standards | One Glass Door Freezer meeting Federal Standards | Commercial | Turnover | Restaurants | FL Zone 2 | Refrigeration | Display cases |  | 0 | Per Unit | [7 empty] | 10820.5523 | 6430.57 | 4389.9823 | 0.40571 |  | 12 |  |  |  | 4389.9823 | [8 empty] | 0 | 0 | 0 | 0 | 0 | 0 | 0 | [5 empty] | 0
FL Zone 2RetailTurnover |  | XXXXXXXX | Yes | Equipment | Energy Star Commercial Glass Door Freezer | One Glass Door Freezer meeting current ENERGY STAR® Standards | One Glass Door Freezer meeting Federal Standards | Commercial | Turnover | Retail | FL Zone 2 | Refrigeration | Display cases |  | 0 | Per Unit | [7 empty] | 10820.5523 | 6430.57 | 4389.9823 | 0.40571 |  | 12 |  |  |  | 4389.9823 | [8 empty] | 0 | 0 | 0 | 0 | 0 | 0 | 0 | [5 empty] | 0
FL Zone 2Schools K-12Turnover |  | XXXXXXXX | Yes | Equipment | Energy Star Commercial Glass Door Freezer | One Glass Door Freezer meeting current ENERGY STAR® Standards | One Glass Door Freezer meeting Federal Standards | Commercial | Turnover | Schools K-12 | FL Zone 2 | Refrigeration | Display cases |  | 0 | Per Unit | [7 empty] | 10820.5523 | 6430.57 | 4389.9823 | 0.40571 |  | 12 |  |  |  | 4389.9823 | [8 empty] | 0 | 0 | 0 | 0 | 0 | 0 | 0 | [5 empty] | 0
FL Zone 2WarehouseTurnover |  | XXXXXXXX | Yes | Equipment | Energy Star Commercial Glass Door Freezer | One Glass Door Freezer meeting current ENERGY STAR® Standards | One Glass Door Freezer meeting Federal Standards | Commercial | Turnover | Warehouse | FL Zone 2 | Refrigeration | Display cases |  | 0 | Per Unit | [7 empty] | 10820.5523 | 6430.57 | 4389.9823 | 0.40571 |  | 12 |  |  |  | 4389.9823 | [8 empty] | 0 | 0 | 0 | 0 | 0 | 0 | 0 | [5 empty] | 0
FL Zone 2AssemblyNew |  | XXXXXXXX | Yes | Equipment | Energy Star Commercial Glass Door Freezer | One Glass Door Freezer meeting current ENERGY STAR® Standards | One Glass Door Freezer meeting Federal Standards | Commercial | New | Assembly | FL Zone 2 | Refrigeration | Display cases |  | 0 | Per Unit | [7 empty] | 10820.5523 | 6430.57 | 4389.9823 | 0.40571 |  | 12 |  |  |  | 4389.9823 | [8 empty] | 0 | 0 | 0 | 0 | 0 | 0 | 0 | [5 empty] | 0
FL Zone 2College and UniversityNew |  | XXXXXXXX | Yes | Equipment | Energy Star Commercial Glass Door Freezer | One Glass Door Freezer meeting current ENERGY STAR® Standards | One Glass Door Freezer meeting Federal Standards | Commercial | New | College and University | FL Zone 2 | Refrigeration | Display cases |  | 0 | Per Unit | [7 empty] | 10820.5523 | 6430.57 | 4389.9823 | 0.40571 |  | 12 |  |  |  | 4389.9823 | [8 empty] | 0 | 0 | 0 | 0 | 0 | 0 | 0 | [5 empty] | 0
FL Zone 2GroceryNew |  | XXXXXXXX | Yes | Equipment | Energy Star Commercial Glass Door Freezer | One Glass Door Freezer meeting current ENERGY STAR® Standards | One Glass Door Freezer meeting Federal Standards | Commercial | New | Grocery | FL Zone 2 | Refrigeration | Display cases |  | 0 | Per Unit | [7 empty] | 10820.5523 | 6430.57 | 4389.9823 | 0.40571 |  | 12 |  |  |  | 4389.9823 | [8 empty] | 0 | 0 | 0 | 0 | 0 | 0 | 0 | [5 empty] | 0
FL Zone 2HealthcareNew |  | XXXXXXXX | Yes | Equipment | Energy Star Commercial Glass Door Freezer | One Glass Door Freezer meeting current ENERGY STAR® Standards | One Glass Door Freezer meeting Federal Standards | Commercial | New | Healthcare | FL Zone 2 | Refrigeration | Display cases |  | 0 | Per Unit | [7 empty] | 10820.5523 | 6430.57 | 4389.9823 | 0.40571 |  | 12 |  |  |  | 4389.9823 | [8 empty] | 0 | 0 | 0 | 0 | 0 | 0 | 0 | [5 empty] | 0
FL Zone 2HospitalsNew |  | XXXXXXXX | Yes | Equipment | Energy Star Commercial Glass Door Freezer | One Glass Door Freezer meeting current ENERGY STAR® Standards | One Glass Door Freezer meeting Federal Standards | Commercial | New | Hospitals | FL Zone 2 | Refrigeration | Display cases |  | 0 | Per Unit | [7 empty] | 10820.5523 | 6430.57 | 4389.9823 | 0.40571 |  | 12 |  |  |  | 4389.9823 | [8 empty] | 0 | 0 | 0 | 0 | 0 | 0 | 0 | [5 empty] | 0
FL Zone 2InstitutionalNew |  | XXXXXXXX | Yes | Equipment | Energy Star Commercial Glass Door Freezer | One Glass Door Freezer meeting current ENERGY STAR® Standards | One Glass Door Freezer meeting Federal Standards | Commercial | New | Institutional | FL Zone 2 | Refrigeration | Display cases |  | 0 | Per Unit | [7 empty] | 10820.5523 | 6430.57 | 4389.9823 | 0.40571 |  | 12 |  |  |  | 4389.9823 | [8 empty] | 0 | 0 | 0 | 0 | 0 | 0 | 0 | [5 empty] | 0
FL Zone 2Lodging/HospitalityNew |  | XXXXXXXX | Yes | Equipment | Energy Star Commercial Glass Door Freezer | One Glass Door Freezer meeting current ENERGY STAR® Standards | One Glass Door Freezer meeting Federal Standards | Commercial | New | Lodging/Hospitality | FL Zone 2 | Refrigeration | Display cases |  | 0 | Per Unit | [7 empty] | 10820.5523 | 6430.57 | 4389.9823 | 0.40571 |  | 12 |  |  |  | 4389.9823 | [8 empty] | 0 | 0 | 0 | 0 | 0 | 0 | 0 | [5 empty] | 0
FL Zone 2MiscellaneousNew |  | XXXXXXXX | Yes | Equipment | Energy Star Commercial Glass Door Freezer | One Glass Door Freezer meeting current ENERGY STAR® Standards | One Glass Door Freezer meeting Federal Standards | Commercial | New | Miscellaneous | FL Zone 2 | Refrigeration | Display cases |  | 0 | Per Unit | [7 empty] | 10820.5523 | 6430.57 | 4389.9823 | 0.40571 |  | 12 |  |  |  | 4389.9823 | [8 empty] | 0 | 0 | 0 | 0 | 0 | 0 | 0 | [5 empty] | 0
FL Zone 2OfficesNew |  | XXXXXXXX | Yes | Equipment | Energy Star Commercial Glass Door Freezer | One Glass Door Freezer meeting current ENERGY STAR® Standards | One Glass Door Freezer meeting Federal Standards | Commercial | New | Offices | FL Zone 2 | Refrigeration | Display cases |  | 0 | Per Unit | [7 empty] | 10820.5523 | 6430.57 | 4389.9823 | 0.40571 |  | 12 |  |  |  | 4389.9823 | [8 empty] | 0 | 0 | 0 | 0 | 0 | 0 | 0 | [5 empty] | 0
FL Zone 2RestaurantsNew |  | XXXXXXXX | Yes | Equipment | Energy Star Commercial Glass Door Freezer | One Glass Door Freezer meeting current ENERGY STAR® Standards | One Glass Door Freezer meeting Federal Standards | Commercial | New | Restaurants | FL Zone 2 | Refrigeration | Display cases |  | 0 | Per Unit | [7 empty] | 10820.5523 | 6430.57 | 4389.9823 | 0.40571 |  | 12 |  |  |  | 4389.9823 | [8 empty] | 0 | 0 | 0 | 0 | 0 | 0 | 0 | [5 empty] | 0
FL Zone 2RetailNew |  | XXXXXXXX | Yes | Equipment | Energy Star Commercial Glass Door Freezer | One Glass Door Freezer meeting current ENERGY STAR® Standards | One Glass Door Freezer meeting Federal Standards | Commercial | New | Retail | FL Zone 2 | Refrigeration | Display cases |  | 0 | Per Unit | [7 empty] | 10820.5523 | 6430.57 | 4389.9823 | 0.40571 |  | 12 |  |  |  | 4389.9823 | [8 empty] | 0 | 0 | 0 | 0 | 0 | 0 | 0 | [5 empty] | 0
FL Zone 2Schools K-12New |  | XXXXXXXX | Yes | Equipment | Energy Star Commercial Glass Door Freezer | One Glass Door Freezer meeting current ENERGY STAR® Standards | One Glass Door Freezer meeting Federal Standards | Commercial | New | Schools K-12 | FL Zone 2 | Refrigeration | Display cases |  | 0 | Per Unit | [7 empty] | 10820.5523 | 6430.57 | 4389.9823 | 0.40571 |  | 12 |  |  |  | 4389.9823 | [8 empty] | 0 | 0 | 0 | 0 | 0 | 0 | 0 | [5 empty] | 0
FL Zone 2WarehouseNew |  | XXXXXXXX | Yes | Equipment | Energy Star Commercial Glass Door Freezer | One Glass Door Freezer meeting current ENERGY STAR® Standards | One Glass Door Freezer meeting Federal Standards | Commercial | New | Warehouse | FL Zone 2 | Refrigeration | Display cases |  | 0 | Per Unit | [7 empty] | 10820.5523 | 6430.57 | 4389.9823 | 0.40571 |  | 12 |  |  |  | 4389.9823 | [8 empty] | 0 | 0 | 0 | 0 | 0 | 0 | 0 | [5 empty] | 0
FL Zone 2AssemblyTurnover |  | XXXXXXXX | Yes | Equipment | Energy Star Commercial Glass Door Refrigerator | One Glass Door Refrigerator meeting current ENERGY STAR® Standards | One Glass Door Refrigerator meeting Federal Standards | Commercial | Turnover | Assembly | FL Zone 2 | Refrigeration | Display cases |  | 0 | Per Unit | [7 empty] | 2436.1825 | 1513.3161 | 922.8665 | 0.37882 |  | 12 |  |  |  | 922.8665 | [8 empty] | 0 | 0 | 0 | 0 | 0 | 0 | 0 | [5 empty] | 0
FL Zone 2College and UniversityTurnover |  | XXXXXXXX | Yes | Equipment | Energy Star Commercial Glass Door Refrigerator | One Glass Door Refrigerator meeting current ENERGY STAR® Standards | One Glass Door Refrigerator meeting Federal Standards | Commercial | Turnover | College and University | FL Zone 2 | Refrigeration | Display cases |  | 0 | Per Unit | [7 empty] | 2436.1825 | 1513.3161 | 922.8665 | 0.37882 |  | 12 |  |  |  | 922.8665 | [8 empty] | 0 | 0 | 0 | 0 | 0 | 0 | 0 | [5 empty] | 0
FL Zone 2GroceryTurnover |  | XXXXXXXX | Yes | Equipment | Energy Star Commercial Glass Door Refrigerator | One Glass Door Refrigerator meeting current ENERGY STAR® Standards | One Glass Door Refrigerator meeting Federal Standards | Commercial | Turnover | Grocery | FL Zone 2 | Refrigeration | Display cases |  | 0 | Per Unit | [7 empty] | 2436.1825 | 1513.3161 | 922.8665 | 0.37882 |  | 12 |  |  |  | 922.8665 | [8 empty] | 0 | 0 | 0 | 0 | 0 | 0 | 0 | [5 empty] | 0
FL Zone 2HealthcareTurnover |  | XXXXXXXX | Yes | Equipment | Energy Star Commercial Glass Door Refrigerator | One Glass Door Refrigerator meeting current ENERGY STAR® Standards | One Glass Door Refrigerator meeting Federal Standards | Commercial | Turnover | Healthcare | FL Zone 2 | Refrigeration | Display cases |  | 0 | Per Unit | [7 empty] | 2436.1825 | 1513.3161 | 922.8665 | 0.37882 |  | 12 |  |  |  | 922.8665 | [8 empty] | 0 | 0 | 0 | 0 | 0 | 0 | 0 | [5 empty] | 0
FL Zone 2HospitalsTurnover |  | XXXXXXXX | Yes | Equipment | Energy Star Commercial Glass Door Refrigerator | One Glass Door Refrigerator meeting current ENERGY STAR® Standards | One Glass Door Refrigerator meeting Federal Standards | Commercial | Turnover | Hospitals | FL Zone 2 | Refrigeration | Display cases |  | 0 | Per Unit | [7 empty] | 2436.1825 | 1513.3161 | 922.8665 | 0.37882 |  | 12 |  |  |  | 922.8665 | [8 empty] | 0 | 0 | 0 | 0 | 0 | 0 | 0 | [5 empty] | 0
FL Zone 2InstitutionalTurnover |  | XXXXXXXX | Yes | Equipment | Energy Star Commercial Glass Door Refrigerator | One Glass Door Refrigerator meeting current ENERGY STAR® Standards | One Glass Door Refrigerator meeting Federal Standards | Commercial | Turnover | Institutional | FL Zone 2 | Refrigeration | Display cases |  | 0 | Per Unit | [7 empty] | 2436.1825 | 1513.3161 | 922.8665 | 0.37882 |  | 12 |  |  |  | 922.8665 | [8 empty] | 0 | 0 | 0 | 0 | 0 | 0 | 0 | [5 empty] | 0
FL Zone 2Lodging/HospitalityTurnover |  | XXXXXXXX | Yes | Equipment | Energy Star Commercial Glass Door Refrigerator | One Glass Door Refrigerator meeting current ENERGY STAR® Standards | One Glass Door Refrigerator meeting Federal Standards | Commercial | Turnover | Lodging/Hospitality | FL Zone 2 | Refrigeration | Display cases |  | 0 | Per Unit | [7 empty] | 2436.1825 | 1513.3161 | 922.8665 | 0.37882 |  | 12 |  |  |  | 922.8665 | [8 empty] | 0 | 0 | 0 | 0 | 0 | 0 | 0 | [5 empty] | 0
FL Zone 2MiscellaneousTurnover |  | XXXXXXXX | Yes | Equipment | Energy Star Commercial Glass Door Refrigerator | One Glass Door Refrigerator meeting current ENERGY STAR® Standards | One Glass Door Refrigerator meeting Federal Standards | Commercial | Turnover | Miscellaneous | FL Zone 2 | Refrigeration | Display cases |  | 0 | Per Unit | [7 empty] | 2436.1825 | 1513.3161 | 922.8665 | 0.37882 |  | 12 |  |  |  | 922.8665 | [8 empty] | 0 | 0 | 0 | 0 | 0 | 0 | 0 | [5 empty] | 0
FL Zone 2OfficesTurnover |  | XXXXXXXX | Yes | Equipment | Energy Star Commercial Glass Door Refrigerator | One Glass Door Refrigerator meeting current ENERGY STAR® Standards | One Glass Door Refrigerator meeting Federal Standards | Commercial | Turnover | Offices | FL Zone 2 | Refrigeration | Display cases |  | 0 | Per Unit | [7 empty] | 2436.1825 | 1513.3161 | 922.8665 | 0.37882 |  | 12 |  |  |  | 922.8665 | [8 empty] | 0 | 0 | 0 | 0 | 0 | 0 | 0 | [5 empty] | 0
FL Zone 2RestaurantsTurnover |  | XXXXXXXX | Yes | Equipment | Energy Star Commercial Glass Door Refrigerator | One Glass Door Refrigerator meeting current ENERGY STAR® Standards | One Glass Door Refrigerator meeting Federal Standards | Commercial | Turnover | Restaurants | FL Zone 2 | Refrigeration | Display cases |  | 0 | Per Unit | [7 empty] | 2436.1825 | 1513.3161 | 922.8665 | 0.37882 |  | 12 |  |  |  | 922.8665 | [8 empty] | 0 | 0 | 0 | 0 | 0 | 0 | 0 | [5 empty] | 0
FL Zone 2RetailTurnover |  | XXXXXXXX | Yes | Equipment | Energy Star Commercial Glass Door Refrigerator | One Glass Door Refrigerator meeting current ENERGY STAR® Standards | One Glass Door Refrigerator meeting Federal Standards | Commercial | Turnover | Retail | FL Zone 2 | Refrigeration | Display cases |  | 0 | Per Unit | [7 empty] | 2436.1825 | 1513.3161 | 922.8665 | 0.37882 |  | 12 |  |  |  | 922.8665 | [8 empty] | 0 | 0 | 0 | 0 | 0 | 0 | 0 | [5 empty] | 0
FL Zone 2Schools K-12Turnover |  | XXXXXXXX | Yes | Equipment | Energy Star Commercial Glass Door Refrigerator | One Glass Door Refrigerator meeting current ENERGY STAR® Standards | One Glass Door Refrigerator meeting Federal Standards | Commercial | Turnover | Schools K-12 | FL Zone 2 | Refrigeration | Display cases |  | 0 | Per Unit | [7 empty] | 2436.1825 | 1513.3161 | 922.8665 | 0.37882 |  | 12 |  |  |  | 922.8665 | [8 empty] | 0 | 0 | 0 | 0 | 0 | 0 | 0 | [5 empty] | 0
FL Zone 2WarehouseTurnover |  | XXXXXXXX | Yes | Equipment | Energy Star Commercial Glass Door Refrigerator | One Glass Door Refrigerator meeting current ENERGY STAR® Standards | One Glass Door Refrigerator meeting Federal Standards | Commercial | Turnover | Warehouse | FL Zone 2 | Refrigeration | Display cases |  | 0 | Per Unit | [7 empty] | 2436.1825 | 1513.3161 | 922.8665 | 0.37882 |  | 12 |  |  |  | 922.8665 | [8 empty] | 0 | 0 | 0 | 0 | 0 | 0 | 0 | [5 empty] | 0
FL Zone 2AssemblyNew |  | XXXXXXXX | Yes | Equipment | Energy Star Commercial Glass Door Refrigerator | One Glass Door Refrigerator meeting current ENERGY STAR® Standards | One Glass Door Refrigerator meeting Federal Standards | Commercial | New | Assembly | FL Zone 2 | Refrigeration | Display cases |  | 0 | Per Unit | [7 empty] | 2436.1825 | 1513.3161 | 922.8665 | 0.37882 |  | 12 |  |  |  | 922.8665 | [8 empty] | 0 | 0 | 0 | 0 | 0 | 0 | 0 | [5 empty] | 0
FL Zone 2College and UniversityNew |  | XXXXXXXX | Yes | Equipment | Energy Star Commercial Glass Door Refrigerator | One Glass Door Refrigerator meeting current ENERGY STAR® Standards | One Glass Door Refrigerator meeting Federal Standards | Commercial | New | College and University | FL Zone 2 | Refrigeration | Display cases |  | 0 | Per Unit | [7 empty] | 2436.1825 | 1513.3161 | 922.8665 | 0.37882 |  | 12 |  |  |  | 922.8665 | [8 empty] | 0 | 0 | 0 | 0 | 0 | 0 | 0 | [5 empty] | 0
FL Zone 2GroceryNew |  | XXXXXXXX | Yes | Equipment | Energy Star Commercial Glass Door Refrigerator | One Glass Door Refrigerator meeting current ENERGY STAR® Standards | One Glass Door Refrigerator meeting Federal Standards | Commercial | New | Grocery | FL Zone 2 | Refrigeration | Display cases |  | 0 | Per Unit | [7 empty] | 2436.1825 | 1513.3161 | 922.8665 | 0.37882 |  | 12 |  |  |  | 922.8665 | [8 empty] | 0 | 0 | 0 | 0 | 0 | 0 | 0 | [5 empty] | 0
FL Zone 2HealthcareNew |  | XXXXXXXX | Yes | Equipment | Energy Star Commercial Glass Door Refrigerator | One Glass Door Refrigerator meeting current ENERGY STAR® Standards | One Glass Door Refrigerator meeting Federal Standards | Commercial | New | Healthcare | FL Zone 2 | Refrigeration | Display cases |  | 0 | Per Unit | [7 empty] | 2436.1825 | 1513.3161 | 922.8665 | 0.37882 |  | 12 |  |  |  | 922.8665 | [8 empty] | 0 | 0 | 0 | 0 | 0 | 0 | 0 | [5 empty] | 0
FL Zone 2HospitalsNew |  | XXXXXXXX | Yes | Equipment | Energy Star Commercial Glass Door Refrigerator | One Glass Door Refrigerator meeting current ENERGY STAR® Standards | One Glass Door Refrigerator meeting Federal Standards | Commercial | New | Hospitals | FL Zone 2 | Refrigeration | Display cases |  | 0 | Per Unit | [7 empty] | 2436.1825 | 1513.3161 | 922.8665 | 0.37882 |  | 12 |  |  |  | 922.8665 | [8 empty] | 0 | 0 | 0 | 0 | 0 | 0 | 0 | [5 empty] | 0
FL Zone 2InstitutionalNew |  | XXXXXXXX | Yes | Equipment | Energy Star Commercial Glass Door Refrigerator | One Glass Door Refrigerator meeting current ENERGY STAR® Standards | One Glass Door Refrigerator meeting Federal Standards | Commercial | New | Institutional | FL Zone 2 | Refrigeration | Display cases |  | 0 | Per Unit | [7 empty] | 2436.1825 | 1513.3161 | 922.8665 | 0.37882 |  | 12 |  |  |  | 922.8665 | [8 empty] | 0 | 0 | 0 | 0 | 0 | 0 | 0 | [5 empty] | 0
FL Zone 2Lodging/HospitalityNew |  | XXXXXXXX | Yes | Equipment | Energy Star Commercial Glass Door Refrigerator | One Glass Door Refrigerator meeting current ENERGY STAR® Standards | One Glass Door Refrigerator meeting Federal Standards | Commercial | New | Lodging/Hospitality | FL Zone 2 | Refrigeration | Display cases |  | 0 | Per Unit | [7 empty] | 2436.1825 | 1513.3161 | 922.8665 | 0.37882 |  | 12 |  |  |  | 922.8665 | [8 empty] | 0 | 0 | 0 | 0 | 0 | 0 | 0 | [5 empty] | 0
FL Zone 2MiscellaneousNew |  | XXXXXXXX | Yes | Equipment | Energy Star Commercial Glass Door Refrigerator | One Glass Door Refrigerator meeting current ENERGY STAR® Standards | One Glass Door Refrigerator meeting Federal Standards | Commercial | New | Miscellaneous | FL Zone 2 | Refrigeration | Display cases |  | 0 | Per Unit | [7 empty] | 2436.1825 | 1513.3161 | 922.8665 | 0.37882 |  | 12 |  |  |  | 922.8665 | [8 empty] | 0 | 0 | 0 | 0 | 0 | 0 | 0 | [5 empty] | 0
FL Zone 2OfficesNew |  | XXXXXXXX | Yes | Equipment | Energy Star Commercial Glass Door Refrigerator | One Glass Door Refrigerator meeting current ENERGY STAR® Standards | One Glass Door Refrigerator meeting Federal Standards | Commercial | New | Offices | FL Zone 2 | Refrigeration | Display cases |  | 0 | Per Unit | [7 empty] | 2436.1825 | 1513.3161 | 922.8665 | 0.37882 |  | 12 |  |  |  | 922.8665 | [8 empty] | 0 | 0 | 0 | 0 | 0 | 0 | 0 | [5 empty] | 0
FL Zone 2RestaurantsNew |  | XXXXXXXX | Yes | Equipment | Energy Star Commercial Glass Door Refrigerator | One Glass Door Refrigerator meeting current ENERGY STAR® Standards | One Glass Door Refrigerator meeting Federal Standards | Commercial | New | Restaurants | FL Zone 2 | Refrigeration | Display cases |  | 0 | Per Unit | [7 empty] | 2436.1825 | 1513.3161 | 922.8665 | 0.37882 |  | 12 |  |  |  | 922.8665 | [8 empty] | 0 | 0 | 0 | 0 | 0 | 0 | 0 | [5 empty] | 0
FL Zone 2RetailNew |  | XXXXXXXX | Yes | Equipment | Energy Star Commercial Glass Door Refrigerator | One Glass Door Refrigerator meeting current ENERGY STAR® Standards | One Glass Door Refrigerator meeting Federal Standards | Commercial | New | Retail | FL Zone 2 | Refrigeration | Display cases |  | 0 | Per Unit | [7 empty] | 2436.1825 | 1513.3161 | 922.8665 | 0.37882 |  | 12 |  |  |  | 922.8665 | [8 empty] | 0 | 0 | 0 | 0 | 0 | 0 | 0 | [5 empty] | 0
FL Zone 2Schools K-12New |  | XXXXXXXX | Yes | Equipment | Energy Star Commercial Glass Door Refrigerator | One Glass Door Refrigerator meeting current ENERGY STAR® Standards | One Glass Door Refrigerator meeting Federal Standards | Commercial | New | Schools K-12 | FL Zone 2 | Refrigeration | Display cases |  | 0 | Per Unit | [7 empty] | 2436.1825 | 1513.3161 | 922.8665 | 0.37882 |  | 12 |  |  |  | 922.8665 | [8 empty] | 0 | 0 | 0 | 0 | 0 | 0 | 0 | [5 empty] | 0
FL Zone 2WarehouseNew |  | XXXXXXXX | Yes | Equipment | Energy Star Commercial Glass Door Refrigerator | One Glass Door Refrigerator meeting current ENERGY STAR® Standards | One Glass Door Refrigerator meeting Federal Standards | Commercial | New | Warehouse | FL Zone 2 | Refrigeration | Display cases |  | 0 | Per Unit | [7 empty] | 2436.1825 | 1513.3161 | 922.8665 | 0.37882 |  | 12 |  |  |  | 922.8665 | [8 empty] | 0 | 0 | 0 | 0 | 0 | 0 | 0 | [5 empty] | 0
FL Zone 2AssemblyTurnover |  | XXXXXXXX | Yes | Equipment | Energy Star Commercial Oven | One 12-Pan Combination Oven meeting current ENERGY STAR® Standards | One Standard Economy-Grade 12-Pan Combination Oven | Commercial | Turnover | Assembly | FL Zone 2 | Cooking | Oven |  | 0 | Per Unit | [7 empty] | 18282 | 11914 | 6368 | 0.34832 |  | 12 |  |  |  | 6368 | [8 empty] | 0 | 0 | 0 | 0 | 0 | 0 | 0 | [5 empty] | 0
FL Zone 2College and UniversityTurnover |  | XXXXXXXX | Yes | Equipment | Energy Star Commercial Oven | One 12-Pan Combination Oven meeting current ENERGY STAR® Standards | One Standard Economy-Grade 12-Pan Combination Oven | Commercial | Turnover | College and University | FL Zone 2 | Cooking | Oven |  | 0 | Per Unit | [7 empty] | 18282 | 11914 | 6368 | 0.34832 |  | 12 |  |  |  | 6368 | [8 empty] | 0 | 0 | 0 | 0 | 0 | 0 | 0 | [5 empty] | 0
FL Zone 2GroceryTurnover |  | XXXXXXXX | Yes | Equipment | Energy Star Commercial Oven | One 12-Pan Combination Oven meeting current ENERGY STAR® Standards | One Standard Economy-Grade 12-Pan Combination Oven | Commercial | Turnover | Grocery | FL Zone 2 | Cooking | Oven |  | 0 | Per Unit | [7 empty] | 18282 | 11914 | 6368 | 0.34832 |  | 12 |  |  |  | 6368 | [8 empty] | 0 | 0 | 0 | 0 | 0 | 0 | 0 | [5 empty] | 0
FL Zone 2HealthcareTurnover |  | XXXXXXXX | Yes | Equipment | Energy Star Commercial Oven | One 12-Pan Combination Oven meeting current ENERGY STAR® Standards | One Standard Economy-Grade 12-Pan Combination Oven | Commercial | Turnover | Healthcare | FL Zone 2 | Cooking | Oven |  | 0 | Per Unit | [7 empty] | 18282 | 11914 | 6368 | 0.34832 |  | 12 |  |  |  | 6368 | [8 empty] | 0 | 0 | 0 | 0 | 0 | 0 | 0 | [5 empty] | 0
FL Zone 2HospitalsTurnover |  | XXXXXXXX | Yes | Equipment | Energy Star Commercial Oven | One 12-Pan Combination Oven meeting current ENERGY STAR® Standards | One Standard Economy-Grade 12-Pan Combination Oven | Commercial | Turnover | Hospitals | FL Zone 2 | Cooking | Oven |  | 0 | Per Unit | [7 empty] | 18282 | 11914 | 6368 | 0.34832 |  | 12 |  |  |  | 6368 | [8 empty] | 0 | 0 | 0 | 0 | 0 | 0 | 0 | [5 empty] | 0
FL Zone 2InstitutionalTurnover |  | XXXXXXXX | Yes | Equipment | Energy Star Commercial Oven | One 12-Pan Combination Oven meeting current ENERGY STAR® Standards | One Standard Economy-Grade 12-Pan Combination Oven | Commercial | Turnover | Institutional | FL Zone 2 | Cooking | Oven |  | 0 | Per Unit | [7 empty] | 18282 | 11914 | 6368 | 0.34832 |  | 12 |  |  |  | 6368 | [8 empty] | 0 | 0 | 0 | 0 | 0 | 0 | 0 | [5 empty] | 0
FL Zone 2Lodging/HospitalityTurnover |  | XXXXXXXX | Yes | Equipment | Energy Star Commercial Oven | One 12-Pan Combination Oven meeting current ENERGY STAR® Standards | One Standard Economy-Grade 12-Pan Combination Oven | Commercial | Turnover | Lodging/Hospitality | FL Zone 2 | Cooking | Oven |  | 0 | Per Unit | [7 empty] | 18282 | 11914 | 6368 | 0.34832 |  | 12 |  |  |  | 6368 | [8 empty] | 0 | 0 | 0 | 0 | 0 | 0 | 0 | [5 empty] | 0
FL Zone 2MiscellaneousTurnover |  | XXXXXXXX | Yes | Equipment | Energy Star Commercial Oven | One 12-Pan Combination Oven meeting current ENERGY STAR® Standards | One Standard Economy-Grade 12-Pan Combination Oven | Commercial | Turnover | Miscellaneous | FL Zone 2 | Cooking | Oven |  | 0 | Per Unit | [7 empty] | 18282 | 11914 | 6368 | 0.34832 |  | 12 |  |  |  | 6368 | [8 empty] | 0 | 0 | 0 | 0 | 0 | 0 | 0 | [5 empty] | 0
FL Zone 2OfficesTurnover |  | XXXXXXXX | Yes | Equipment | Energy Star Commercial Oven | One 12-Pan Combination Oven meeting current ENERGY STAR® Standards | One Standard Economy-Grade 12-Pan Combination Oven | Commercial | Turnover | Offices | FL Zone 2 | Cooking | Oven |  | 0 | Per Unit | [7 empty] | 18282 | 11914 | 6368 | 0.34832 |  | 12 |  |  |  | 6368 | [8 empty] | 0 | 0 | 0 | 0 | 0 | 0 | 0 | [5 empty] | 0
FL Zone 2RestaurantsTurnover |  | XXXXXXXX | Yes | Equipment | Energy Star Commercial Oven | One 12-Pan Combination Oven meeting current ENERGY STAR® Standards | One Standard Economy-Grade 12-Pan Combination Oven | Commercial | Turnover | Restaurants | FL Zone 2 | Cooking | Oven |  | 0 | Per Unit | [7 empty] | 18282 | 11914 | 6368 | 0.34832 |  | 12 |  |  |  | 6368 | [8 empty] | 0 | 0 | 0 | 0 | 0 | 0 | 0 | [5 empty] | 0
FL Zone 2RetailTurnover |  | XXXXXXXX | Yes | Equipment | Energy Star Commercial Oven | One 12-Pan Combination Oven meeting current ENERGY STAR® Standards | One Standard Economy-Grade 12-Pan Combination Oven | Commercial | Turnover | Retail | FL Zone 2 | Cooking | Oven |  | 0 | Per Unit | [7 empty] | 18282 | 11914 | 6368 | 0.34832 |  | 12 |  |  |  | 6368 | [8 empty] | 0 | 0 | 0 | 0 | 0 | 0 | 0 | [5 empty] | 0
FL Zone 2Schools K-12Turnover |  | XXXXXXXX | Yes | Equipment | Energy Star Commercial Oven | One 12-Pan Combination Oven meeting current ENERGY STAR® Standards | One Standard Economy-Grade 12-Pan Combination Oven | Commercial | Turnover | Schools K-12 | FL Zone 2 | Cooking | Oven |  | 0 | Per Unit | [7 empty] | 18282 | 11914 | 6368 | 0.34832 |  | 12 |  |  |  | 6368 | [8 empty] | 0 | 0 | 0 | 0 | 0 | 0 | 0 | [5 empty] | 0
FL Zone 2WarehouseTurnover |  | XXXXXXXX | Yes | Equipment | Energy Star Commercial Oven | One 12-Pan Combination Oven meeting current ENERGY STAR® Standards | One Standard Economy-Grade 12-Pan Combination Oven | Commercial | Turnover | Warehouse | FL Zone 2 | Cooking | Oven |  | 0 | Per Unit | [7 empty] | 18282 | 11914 | 6368 | 0.34832 |  | 12 |  |  |  | 6368 | [8 empty] | 0 | 0 | 0 | 0 | 0 | 0 | 0 | [5 empty] | 0
FL Zone 2AssemblyNew |  | XXXXXXXX | Yes | Equipment | Energy Star Commercial Oven | One 12-Pan Combination Oven meeting current ENERGY STAR® Standards | One Standard Economy-Grade 12-Pan Combination Oven | Commercial | New | Assembly | FL Zone 2 | Cooking | Oven |  | 0 | Per Unit | [7 empty] | 18282 | 11914 | 6368 | 0.34832 |  | 12 |  |  |  | 6368 | [8 empty] | 0 | 0 | 0 | 0 | 0 | 0 | 0 | [5 empty] | 0
FL Zone 2College and UniversityNew |  | XXXXXXXX | Yes | Equipment | Energy Star Commercial Oven | One 12-Pan Combination Oven meeting current ENERGY STAR® Standards | One Standard Economy-Grade 12-Pan Combination Oven | Commercial | New | College and University | FL Zone 2 | Cooking | Oven |  | 0 | Per Unit | [7 empty] | 18282 | 11914 | 6368 | 0.34832 |  | 12 |  |  |  | 6368 | [8 empty] | 0 | 0 | 0 | 0 | 0 | 0 | 0 | [5 empty] | 0
FL Zone 2GroceryNew |  | XXXXXXXX | Yes | Equipment | Energy Star Commercial Oven | One 12-Pan Combination Oven meeting current ENERGY STAR® Standards | One Standard Economy-Grade 12-Pan Combination Oven | Commercial | New | Grocery | FL Zone 2 | Cooking | Oven |  | 0 | Per Unit | [7 empty] | 18282 | 11914 | 6368 | 0.34832 |  | 12 |  |  |  | 6368 | [8 empty] | 0 | 0 | 0 | 0 | 0 | 0 | 0 | [5 empty] | 0
FL Zone 2HealthcareNew |  | XXXXXXXX | Yes | Equipment | Energy Star Commercial Oven | One 12-Pan Combination Oven meeting current ENERGY STAR® Standards | One Standard Economy-Grade 12-Pan Combination Oven | Commercial | New | Healthcare | FL Zone 2 | Cooking | Oven |  | 0 | Per Unit | [7 empty] | 18282 | 11914 | 6368 | 0.34832 |  | 12 |  |  |  | 6368 | [8 empty] | 0 | 0 | 0 | 0 | 0 | 0 | 0 | [5 empty] | 0
FL Zone 2HospitalsNew |  | XXXXXXXX | Yes | Equipment | Energy Star Commercial Oven | One 12-Pan Combination Oven meeting current ENERGY STAR® Standards | One Standard Economy-Grade 12-Pan Combination Oven | Commercial | New | Hospitals | FL Zone 2 | Cooking | Oven |  | 0 | Per Unit | [7 empty] | 18282 | 11914 | 6368 | 0.34832 |  | 12 |  |  |  | 6368 | [8 empty] | 0 | 0 | 0 | 0 | 0 | 0 | 0 | [5 empty] | 0
FL Zone 2InstitutionalNew |  | XXXXXXXX | Yes | Equipment | Energy Star Commercial Oven | One 12-Pan Combination Oven meeting current ENERGY STAR® Standards | One Standard Economy-Grade 12-Pan Combination Oven | Commercial | New | Institutional | FL Zone 2 | Cooking | Oven |  | 0 | Per Unit | [7 empty] | 18282 | 11914 | 6368 | 0.34832 |  | 12 |  |  |  | 6368 | [8 empty] | 0 | 0 | 0 | 0 | 0 | 0 | 0 | [5 empty] | 0
FL Zone 2Lodging/HospitalityNew |  | XXXXXXXX | Yes | Equipment | Energy Star Commercial Oven | One 12-Pan Combination Oven meeting current ENERGY STAR® Standards | One Standard Economy-Grade 12-Pan Combination Oven | Commercial | New | Lodging/Hospitality | FL Zone 2 | Cooking | Oven |  | 0 | Per Unit | [7 empty] | 18282 | 11914 | 6368 | 0.34832 |  | 12 |  |  |  | 6368 | [8 empty] | 0 | 0 | 0 | 0 | 0 | 0 | 0 | [5 empty] | 0
FL Zone 2MiscellaneousNew |  | XXXXXXXX | Yes | Equipment | Energy Star Commercial Oven | One 12-Pan Combination Oven meeting current ENERGY STAR® Standards | One Standard Economy-Grade 12-Pan Combination Oven | Commercial | New | Miscellaneous | FL Zone 2 | Cooking | Oven |  | 0 | Per Unit | [7 empty] | 18282 | 11914 | 6368 | 0.34832 |  | 12 |  |  |  | 6368 | [8 empty] | 0 | 0 | 0 | 0 | 0 | 0 | 0 | [5 empty] | 0
FL Zone 2OfficesNew |  | XXXXXXXX | Yes | Equipment | Energy Star Commercial Oven | One 12-Pan Combination Oven meeting current ENERGY STAR® Standards | One Standard Economy-Grade 12-Pan Combination Oven | Commercial | New | Offices | FL Zone 2 | Cooking | Oven |  | 0 | Per Unit | [7 empty] | 18282 | 11914 | 6368 | 0.34832 |  | 12 |  |  |  | 6368 | [8 empty] | 0 | 0 | 0 | 0 | 0 | 0 | 0 | [5 empty] | 0
FL Zone 2RestaurantsNew |  | XXXXXXXX | Yes | Equipment | Energy Star Commercial Oven | One 12-Pan Combination Oven meeting current ENERGY STAR® Standards | One Standard Economy-Grade 12-Pan Combination Oven | Commercial | New | Restaurants | FL Zone 2 | Cooking | Oven |  | 0 | Per Unit | [7 empty] | 18282 | 11914 | 6368 | 0.34832 |  | 12 |  |  |  | 6368 | [8 empty] | 0 | 0 | 0 | 0 | 0 | 0 | 0 | [5 empty] | 0
FL Zone 2RetailNew |  | XXXXXXXX | Yes | Equipment | Energy Star Commercial Oven | One 12-Pan Combination Oven meeting current ENERGY STAR® Standards | One Standard Economy-Grade 12-Pan Combination Oven | Commercial | New | Retail | FL Zone 2 | Cooking | Oven |  | 0 | Per Unit | [7 empty] | 18282 | 11914 | 6368 | 0.34832 |  | 12 |  |  |  | 6368 | [8 empty] | 0 | 0 | 0 | 0 | 0 | 0 | 0 | [5 empty] | 0
FL Zone 2Schools K-12New |  | XXXXXXXX | Yes | Equipment | Energy Star Commercial Oven | One 12-Pan Combination Oven meeting current ENERGY STAR® Standards | One Standard Economy-Grade 12-Pan Combination Oven | Commercial | New | Schools K-12 | FL Zone 2 | Cooking | Oven |  | 0 | Per Unit | [7 empty] | 18282 | 11914 | 6368 | 0.34832 |  | 12 |  |  |  | 6368 | [8 empty] | 0 | 0 | 0 | 0 | 0 | 0 | 0 | [5 empty] | 0
FL Zone 2WarehouseNew |  | XXXXXXXX | Yes | Equipment | Energy Star Commercial Oven | One 12-Pan Combination Oven meeting current ENERGY STAR® Standards | One Standard Economy-Grade 12-Pan Combination Oven | Commercial | New | Warehouse | FL Zone 2 | Cooking | Oven |  | 0 | Per Unit | [7 empty] | 18282 | 11914 | 6368 | 0.34832 |  | 12 |  |  |  | 6368 | [8 empty] | 0 | 0 | 0 | 0 | 0 | 0 | 0 | [5 empty] | 0
FL Zone 2AssemblyTurnover |  | XXXXXXXX | Yes | Equipment | Energy Star Commercial Solid Door Freezer | One Solid Door Freezer meeting current ENERGY STAR® Standards | One Solid Door Freezer meeting Federal Standards | Commercial | Turnover | Assembly | FL Zone 2 | Refrigeration | Display cases |  | 0 | Per Unit | [7 empty] | 6015.1469 | 3482.1 | 2533.0469 | 0.42111 |  | 12 |  |  |  | 2533.0469 | [8 empty] | 0 | 0 | 0 | 0 | 0 | 0 | 0 | [5 empty] | 0
FL Zone 2College and UniversityTurnover |  | XXXXXXXX | Yes | Equipment | Energy Star Commercial Solid Door Freezer | One Solid Door Freezer meeting current ENERGY STAR® Standards | One Solid Door Freezer meeting Federal Standards | Commercial | Turnover | College and University | FL Zone 2 | Refrigeration | Display cases |  | 0 | Per Unit | [7 empty] | 6015.1469 | 3482.1 | 2533.0469 | 0.42111 |  | 12 |  |  |  | 2533.0469 | [8 empty] | 0 | 0 | 0 | 0 | 0 | 0 | 0 | [5 empty] | 0
FL Zone 2GroceryTurnover |  | XXXXXXXX | Yes | Equipment | Energy Star Commercial Solid Door Freezer | One Solid Door Freezer meeting current ENERGY STAR® Standards | One Solid Door Freezer meeting Federal Standards | Commercial | Turnover | Grocery | FL Zone 2 | Refrigeration | Display cases |  | 0 | Per Unit | [7 empty] | 6015.1469 | 3482.1 | 2533.0469 | 0.42111 |  | 12 |  |  |  | 2533.0469 | [8 empty] | 0 | 0 | 0 | 0 | 0 | 0 | 0 | [5 empty] | 0
FL Zone 2HealthcareTurnover |  | XXXXXXXX | Yes | Equipment | Energy Star Commercial Solid Door Freezer | One Solid Door Freezer meeting current ENERGY STAR® Standards | One Solid Door Freezer meeting Federal Standards | Commercial | Turnover | Healthcare | FL Zone 2 | Refrigeration | Display cases |  | 0 | Per Unit | [7 empty] | 6015.1469 | 3482.1 | 2533.0469 | 0.42111 |  | 12 |  |  |  | 2533.0469 | [8 empty] | 0 | 0 | 0 | 0 | 0 | 0 | 0 | [5 empty] | 0
FL Zone 2HospitalsTurnover |  | XXXXXXXX | Yes | Equipment | Energy Star Commercial Solid Door Freezer | One Solid Door Freezer meeting current ENERGY STAR® Standards | One Solid Door Freezer meeting Federal Standards | Commercial | Turnover | Hospitals | FL Zone 2 | Refrigeration | Display cases |  | 0 | Per Unit | [7 empty] | 6015.1469 | 3482.1 | 2533.0469 | 0.42111 |  | 12 |  |  |  | 2533.0469 | [8 empty] | 0 | 0 | 0 | 0 | 0 | 0 | 0 | [5 empty] | 0
FL Zone 2InstitutionalTurnover |  | XXXXXXXX | Yes | Equipment | Energy Star Commercial Solid Door Freezer | One Solid Door Freezer meeting current ENERGY STAR® Standards | One Solid Door Freezer meeting Federal Standards | Commercial | Turnover | Institutional | FL Zone 2 | Refrigeration | Display cases |  | 0 | Per Unit | [7 empty] | 6015.1469 | 3482.1 | 2533.0469 | 0.42111 |  | 12 |  |  |  | 2533.0469 | [8 empty] | 0 | 0 | 0 | 0 | 0 | 0 | 0 | [5 empty] | 0
FL Zone 2Lodging/HospitalityTurnover |  | XXXXXXXX | Yes | Equipment | Energy Star Commercial Solid Door Freezer | One Solid Door Freezer meeting current ENERGY STAR® Standards | One Solid Door Freezer meeting Federal Standards | Commercial | Turnover | Lodging/Hospitality | FL Zone 2 | Refrigeration | Display cases |  | 0 | Per Unit | [7 empty] | 6015.1469 | 3482.1 | 2533.0469 | 0.42111 |  | 12 |  |  |  | 2533.0469 | [8 empty] | 0 | 0 | 0 | 0 | 0 | 0 | 0 | [5 empty] | 0
FL Zone 2MiscellaneousTurnover |  | XXXXXXXX | Yes | Equipment | Energy Star Commercial Solid Door Freezer | One Solid Door Freezer meeting current ENERGY STAR® Standards | One Solid Door Freezer meeting Federal Standards | Commercial | Turnover | Miscellaneous | FL Zone 2 | Refrigeration | Display cases |  | 0 | Per Unit | [7 empty] | 6015.1469 | 3482.1 | 2533.0469 | 0.42111 |  | 12 |  |  |  | 2533.0469 | [8 empty] | 0 | 0 | 0 | 0 | 0 | 0 | 0 | [5 empty] | 0
FL Zone 2OfficesTurnover |  | XXXXXXXX | Yes | Equipment | Energy Star Commercial Solid Door Freezer | One Solid Door Freezer meeting current ENERGY STAR® Standards | One Solid Door Freezer meeting Federal Standards | Commercial | Turnover | Offices | FL Zone 2 | Refrigeration | Display cases |  | 0 | Per Unit | [7 empty] | 6015.1469 | 3482.1 | 2533.0469 | 0.42111 |  | 12 |  |  |  | 2533.0469 | [8 empty] | 0 | 0 | 0 | 0 | 0 | 0 | 0 | [5 empty] | 0
FL Zone 2RestaurantsTurnover |  | XXXXXXXX | Yes | Equipment | Energy Star Commercial Solid Door Freezer | One Solid Door Freezer meeting current ENERGY STAR® Standards | One Solid Door Freezer meeting Federal Standards | Commercial | Turnover | Restaurants | FL Zone 2 | Refrigeration | Display cases |  | 0 | Per Unit | [7 empty] | 6015.1469 | 3482.1 | 2533.0469 | 0.42111 |  | 12 |  |  |  | 2533.0469 | [8 empty] | 0 | 0 | 0 | 0 | 0 | 0 | 0 | [5 empty] | 0
FL Zone 2RetailTurnover |  | XXXXXXXX | Yes | Equipment | Energy Star Commercial Solid Door Freezer | One Solid Door Freezer meeting current ENERGY STAR® Standards | One Solid Door Freezer meeting Federal Standards | Commercial | Turnover | Retail | FL Zone 2 | Refrigeration | Display cases |  | 0 | Per Unit | [7 empty] | 6015.1469 | 3482.1 | 2533.0469 | 0.42111 |  | 12 |  |  |  | 2533.0469 | [8 empty] | 0 | 0 | 0 | 0 | 0 | 0 | 0 | [5 empty] | 0
FL Zone 2Schools K-12Turnover |  | XXXXXXXX | Yes | Equipment | Energy Star Commercial Solid Door Freezer | One Solid Door Freezer meeting current ENERGY STAR® Standards | One Solid Door Freezer meeting Federal Standards | Commercial | Turnover | Schools K-12 | FL Zone 2 | Refrigeration | Display cases |  | 0 | Per Unit | [7 empty] | 6015.1469 | 3482.1 | 2533.0469 | 0.42111 |  | 12 |  |  |  | 2533.0469 | [8 empty] | 0 | 0 | 0 | 0 | 0 | 0 | 0 | [5 empty] | 0
FL Zone 2WarehouseTurnover |  | XXXXXXXX | Yes | Equipment | Energy Star Commercial Solid Door Freezer | One Solid Door Freezer meeting current ENERGY STAR® Standards | One Solid Door Freezer meeting Federal Standards | Commercial | Turnover | Warehouse | FL Zone 2 | Refrigeration | Display cases |  | 0 | Per Unit | [7 empty] | 6015.1469 | 3482.1 | 2533.0469 | 0.42111 |  | 12 |  |  |  | 2533.0469 | [8 empty] | 0 | 0 | 0 | 0 | 0 | 0 | 0 | [5 empty] | 0
FL Zone 2AssemblyNew |  | XXXXXXXX | Yes | Equipment | Energy Star Commercial Solid Door Freezer | One Solid Door Freezer meeting current ENERGY STAR® Standards | One Solid Door Freezer meeting Federal Standards | Commercial | New | Assembly | FL Zone 2 | Refrigeration | Display cases |  | 0 | Per Unit | [7 empty] | 6015.1469 | 3482.1 | 2533.0469 | 0.42111 |  | 12 |  |  |  | 2533.0469 | [8 empty] | 0 | 0 | 0 | 0 | 0 | 0 | 0 | [5 empty] | 0
FL Zone 2College and UniversityNew |  | XXXXXXXX | Yes | Equipment | Energy Star Commercial Solid Door Freezer | One Solid Door Freezer meeting current ENERGY STAR® Standards | One Solid Door Freezer meeting Federal Standards | Commercial | New | College and University | FL Zone 2 | Refrigeration | Display cases |  | 0 | Per Unit | [7 empty] | 6015.1469 | 3482.1 | 2533.0469 | 0.42111 |  | 12 |  |  |  | 2533.0469 | [8 empty] | 0 | 0 | 0 | 0 | 0 | 0 | 0 | [5 empty] | 0
FL Zone 2GroceryNew |  | XXXXXXXX | Yes | Equipment | Energy Star Commercial Solid Door Freezer | One Solid Door Freezer meeting current ENERGY STAR® Standards | One Solid Door Freezer meeting Federal Standards | Commercial | New | Grocery | FL Zone 2 | Refrigeration | Display cases |  | 0 | Per Unit | [7 empty] | 6015.1469 | 3482.1 | 2533.0469 | 0.42111 |  | 12 |  |  |  | 2533.0469 | [8 empty] | 0 | 0 | 0 | 0 | 0 | 0 | 0 | [5 empty] | 0
FL Zone 2HealthcareNew |  | XXXXXXXX | Yes | Equipment | Energy Star Commercial Solid Door Freezer | One Solid Door Freezer meeting current ENERGY STAR® Standards | One Solid Door Freezer meeting Federal Standards | Commercial | New | Healthcare | FL Zone 2 | Refrigeration | Display cases |  | 0 | Per Unit | [7 empty] | 6015.1469 | 3482.1 | 2533.0469 | 0.42111 |  | 12 |  |  |  | 2533.0469 | [8 empty] | 0 | 0 | 0 | 0 | 0 | 0 | 0 | [5 empty] | 0
FL Zone 2HospitalsNew |  | XXXXXXXX | Yes | Equipment | Energy Star Commercial Solid Door Freezer | One Solid Door Freezer meeting current ENERGY STAR® Standards | One Solid Door Freezer meeting Federal Standards | Commercial | New | Hospitals | FL Zone 2 | Refrigeration | Display cases |  | 0 | Per Unit | [7 empty] | 6015.1469 | 3482.1 | 2533.0469 | 0.42111 |  | 12 |  |  |  | 2533.0469 | [8 empty] | 0 | 0 | 0 | 0 | 0 | 0 | 0 | [5 empty] | 0
FL Zone 2InstitutionalNew |  | XXXXXXXX | Yes | Equipment | Energy Star Commercial Solid Door Freezer | One Solid Door Freezer meeting current ENERGY STAR® Standards | One Solid Door Freezer meeting Federal Standards | Commercial | New | Institutional | FL Zone 2 | Refrigeration | Display cases |  | 0 | Per Unit | [7 empty] | 6015.1469 | 3482.1 | 2533.0469 | 0.42111 |  | 12 |  |  |  | 2533.0469 | [8 empty] | 0 | 0 | 0 | 0 | 0 | 0 | 0 | [5 empty] | 0
FL Zone 2Lodging/HospitalityNew |  | XXXXXXXX | Yes | Equipment | Energy Star Commercial Solid Door Freezer | One Solid Door Freezer meeting current ENERGY STAR® Standards | One Solid Door Freezer meeting Federal Standards | Commercial | New | Lodging/Hospitality | FL Zone 2 | Refrigeration | Display cases |  | 0 | Per Unit | [7 empty] | 6015.1469 | 3482.1 | 2533.0469 | 0.42111 |  | 12 |  |  |  | 2533.0469 | [8 empty] | 0 | 0 | 0 | 0 | 0 | 0 | 0 | [5 empty] | 0
FL Zone 2MiscellaneousNew |  | XXXXXXXX | Yes | Equipment | Energy Star Commercial Solid Door Freezer | One Solid Door Freezer meeting current ENERGY STAR® Standards | One Solid Door Freezer meeting Federal Standards | Commercial | New | Miscellaneous | FL Zone 2 | Refrigeration | Display cases |  | 0 | Per Unit | [7 empty] | 6015.1469 | 3482.1 | 2533.0469 | 0.42111 |  | 12 |  |  |  | 2533.0469 | [8 empty] | 0 | 0 | 0 | 0 | 0 | 0 | 0 | [5 empty] | 0
FL Zone 2OfficesNew |  | XXXXXXXX | Yes | Equipment | Energy Star Commercial Solid Door Freezer | One Solid Door Freezer meeting current ENERGY STAR® Standards | One Solid Door Freezer meeting Federal Standards | Commercial | New | Offices | FL Zone 2 | Refrigeration | Display cases |  | 0 | Per Unit | [7 empty] | 6015.1469 | 3482.1 | 2533.0469 | 0.42111 |  | 12 |  |  |  | 2533.0469 | [8 empty] | 0 | 0 | 0 | 0 | 0 | 0 | 0 | [5 empty] | 0
FL Zone 2RestaurantsNew |  | XXXXXXXX | Yes | Equipment | Energy Star Commercial Solid Door Freezer | One Solid Door Freezer meeting current ENERGY STAR® Standards | One Solid Door Freezer meeting Federal Standards | Commercial | New | Restaurants | FL Zone 2 | Refrigeration | Display cases |  | 0 | Per Unit | [7 empty] | 6015.1469 | 3482.1 | 2533.0469 | 0.42111 |  | 12 |  |  |  | 2533.0469 | [8 empty] | 0 | 0 | 0 | 0 | 0 | 0 | 0 | [5 empty] | 0
FL Zone 2RetailNew |  | XXXXXXXX | Yes | Equipment | Energy Star Commercial Solid Door Freezer | One Solid Door Freezer meeting current ENERGY STAR® Standards | One Solid Door Freezer meeting Federal Standards | Commercial | New | Retail | FL Zone 2 | Refrigeration | Display cases |  | 0 | Per Unit | [7 empty] | 6015.1469 | 3482.1 | 2533.0469 | 0.42111 |  | 12 |  |  |  | 2533.0469 | [8 empty] | 0 | 0 | 0 | 0 | 0 | 0 | 0 | [5 empty] | 0
FL Zone 2Schools K-12New |  | XXXXXXXX | Yes | Equipment | Energy Star Commercial Solid Door Freezer | One Solid Door Freezer meeting current ENERGY STAR® Standards | One Solid Door Freezer meeting Federal Standards | Commercial | New | Schools K-12 | FL Zone 2 | Refrigeration | Display cases |  | 0 | Per Unit | [7 empty] | 6015.1469 | 3482.1 | 2533.0469 | 0.42111 |  | 12 |  |  |  | 2533.0469 | [8 empty] | 0 | 0 | 0 | 0 | 0 | 0 | 0 | [5 empty] | 0
FL Zone 2WarehouseNew |  | XXXXXXXX | Yes | Equipment | Energy Star Commercial Solid Door Freezer | One Solid Door Freezer meeting current ENERGY STAR® Standards | One Solid Door Freezer meeting Federal Standards | Commercial | New | Warehouse | FL Zone 2 | Refrigeration | Display cases |  | 0 | Per Unit | [7 empty] | 6015.1469 | 3482.1 | 2533.0469 | 0.42111 |  | 12 |  |  |  | 2533.0469 | [8 empty] | 0 | 0 | 0 | 0 | 0 | 0 | 0 | [5 empty] | 0
FL Zone 2AssemblyTurnover |  | XXXXXXXX | Yes | Equipment | Energy Star Commercial Solid Door Refrigerator | One Solid Door Refrigerator meeting current ENERGY STAR® Standards | One Solid Door Refrigerator meeting Federal Standards | Commercial | Turnover | Assembly | FL Zone 2 | Refrigeration | Display cases |  | 0 | Per Unit | [7 empty] | 1690.4885 | 840.5646 | 849.9239 | 0.50277 |  | 12 |  |  |  | 849.9239 | [8 empty] | 0 | 0 | 0 | 0 | 0 | 0 | 0 | [5 empty] | 0
FL Zone 2College and UniversityTurnover |  | XXXXXXXX | Yes | Equipment | Energy Star Commercial Solid Door Refrigerator | One Solid Door Refrigerator meeting current ENERGY STAR® Standards | One Solid Door Refrigerator meeting Federal Standards | Commercial | Turnover | College and University | FL Zone 2 | Refrigeration | Display cases |  | 0 | Per Unit | [7 empty] | 1690.4885 | 840.5646 | 849.9239 | 0.50277 |  | 12 |  |  |  | 849.9239 | [8 empty] | 0 | 0 | 0 | 0 | 0 | 0 | 0 | [5 empty] | 0
FL Zone 2GroceryTurnover |  | XXXXXXXX | Yes | Equipment | Energy Star Commercial Solid Door Refrigerator | One Solid Door Refrigerator meeting current ENERGY STAR® Standards | One Solid Door Refrigerator meeting Federal Standards | Commercial | Turnover | Grocery | FL Zone 2 | Refrigeration | Display cases |  | 0 | Per Unit | [7 empty] | 1690.4885 | 840.5646 | 849.9239 | 0.50277 |  | 12 |  |  |  | 849.9239 | [8 empty] | 0 | 0 | 0 | 0 | 0 | 0 | 0 | [5 empty] | 0
FL Zone 2HealthcareTurnover |  | XXXXXXXX | Yes | Equipment | Energy Star Commercial Solid Door Refrigerator | One Solid Door Refrigerator meeting current ENERGY STAR® Standards | One Solid Door Refrigerator meeting Federal Standards | Commercial | Turnover | Healthcare | FL Zone 2 | Refrigeration | Display cases |  | 0 | Per Unit | [7 empty] | 1690.4885 | 840.5646 | 849.9239 | 0.50277 |  | 12 |  |  |  | 849.9239 | [8 empty] | 0 | 0 | 0 | 0 | 0 | 0 | 0 | [5 empty] | 0
FL Zone 2HospitalsTurnover |  | XXXXXXXX | Yes | Equipment | Energy Star Commercial Solid Door Refrigerator | One Solid Door Refrigerator meeting current ENERGY STAR® Standards | One Solid Door Refrigerator meeting Federal Standards | Commercial | Turnover | Hospitals | FL Zone 2 | Refrigeration | Display cases |  | 0 | Per Unit | [7 empty] | 1690.4885 | 840.5646 | 849.9239 | 0.50277 |  | 12 |  |  |  | 849.9239 | [8 empty] | 0 | 0 | 0 | 0 | 0 | 0 | 0 | [5 empty] | 0
FL Zone 2InstitutionalTurnover |  | XXXXXXXX | Yes | Equipment | Energy Star Commercial Solid Door Refrigerator | One Solid Door Refrigerator meeting current ENERGY STAR® Standards | One Solid Door Refrigerator meeting Federal Standards | Commercial | Turnover | Institutional | FL Zone 2 | Refrigeration | Display cases |  | 0 | Per Unit | [7 empty] | 1690.4885 | 840.5646 | 849.9239 | 0.50277 |  | 12 |  |  |  | 849.9239 | [8 empty] | 0 | 0 | 0 | 0 | 0 | 0 | 0 | [5 empty] | 0
FL Zone 2Lodging/HospitalityTurnover |  | XXXXXXXX | Yes | Equipment | Energy Star Commercial Solid Door Refrigerator | One Solid Door Refrigerator meeting current ENERGY STAR® Standards | One Solid Door Refrigerator meeting Federal Standards | Commercial | Turnover | Lodging/Hospitality | FL Zone 2 | Refrigeration | Display cases |  | 0 | Per Unit | [7 empty] | 1690.4885 | 840.5646 | 849.9239 | 0.50277 |  | 12 |  |  |  | 849.9239 | [8 empty] | 0 | 0 | 0 | 0 | 0 | 0 | 0 | [5 empty] | 0
FL Zone 2MiscellaneousTurnover |  | XXXXXXXX | Yes | Equipment | Energy Star Commercial Solid Door Refrigerator | One Solid Door Refrigerator meeting current ENERGY STAR® Standards | One Solid Door Refrigerator meeting Federal Standards | Commercial | Turnover | Miscellaneous | FL Zone 2 | Refrigeration | Display cases |  | 0 | Per Unit | [7 empty] | 1690.4885 | 840.5646 | 849.9239 | 0.50277 |  | 12 |  |  |  | 849.9239 | [8 empty] | 0 | 0 | 0 | 0 | 0 | 0 | 0 | [5 empty] | 0
FL Zone 2OfficesTurnover |  | XXXXXXXX | Yes | Equipment | Energy Star Commercial Solid Door Refrigerator | One Solid Door Refrigerator meeting current ENERGY STAR® Standards | One Solid Door Refrigerator meeting Federal Standards | Commercial | Turnover | Offices | FL Zone 2 | Refrigeration | Display cases |  | 0 | Per Unit | [7 empty] | 1690.4885 | 840.5646 | 849.9239 | 0.50277 |  | 12 |  |  |  | 849.9239 | [8 empty] | 0 | 0 | 0 | 0 | 0 | 0 | 0 | [5 empty] | 0
FL Zone 2RestaurantsTurnover |  | XXXXXXXX | Yes | Equipment | Energy Star Commercial Solid Door Refrigerator | One Solid Door Refrigerator meeting current ENERGY STAR® Standards | One Solid Door Refrigerator meeting Federal Standards | Commercial | Turnover | Restaurants | FL Zone 2 | Refrigeration | Display cases |  | 0 | Per Unit | [7 empty] | 1690.4885 | 840.5646 | 849.9239 | 0.50277 |  | 12 |  |  |  | 849.9239 | [8 empty] | 0 | 0 | 0 | 0 | 0 | 0 | 0 | [5 empty] | 0
FL Zone 2RetailTurnover |  | XXXXXXXX | Yes | Equipment | Energy Star Commercial Solid Door Refrigerator | One Solid Door Refrigerator meeting current ENERGY STAR® Standards | One Solid Door Refrigerator meeting Federal Standards | Commercial | Turnover | Retail | FL Zone 2 | Refrigeration | Display cases |  | 0 | Per Unit | [7 empty] | 1690.4885 | 840.5646 | 849.9239 | 0.50277 |  | 12 |  |  |  | 849.9239 | [8 empty] | 0 | 0 | 0 | 0 | 0 | 0 | 0 | [5 empty] | 0
FL Zone 2Schools K-12Turnover |  | XXXXXXXX | Yes | Equipment | Energy Star Commercial Solid Door Refrigerator | One Solid Door Refrigerator meeting current ENERGY STAR® Standards | One Solid Door Refrigerator meeting Federal Standards | Commercial | Turnover | Schools K-12 | FL Zone 2 | Refrigeration | Display cases |  | 0 | Per Unit | [7 empty] | 1690.4885 | 840.5646 | 849.9239 | 0.50277 |  | 12 |  |  |  | 849.9239 | [8 empty] | 0 | 0 | 0 | 0 | 0 | 0 | 0 | [5 empty] | 0
FL Zone 2WarehouseTurnover |  | XXXXXXXX | Yes | Equipment | Energy Star Commercial Solid Door Refrigerator | One Solid Door Refrigerator meeting current ENERGY STAR® Standards | One Solid Door Refrigerator meeting Federal Standards | Commercial | Turnover | Warehouse | FL Zone 2 | Refrigeration | Display cases |  | 0 | Per Unit | [7 empty] | 1690.4885 | 840.5646 | 849.9239 | 0.50277 |  | 12 |  |  |  | 849.9239 | [8 empty] | 0 | 0 | 0 | 0 | 0 | 0 | 0 | [5 empty] | 0
FL Zone 2AssemblyNew |  | XXXXXXXX | Yes | Equipment | Energy Star Commercial Solid Door Refrigerator | One Solid Door Refrigerator meeting current ENERGY STAR® Standards | One Solid Door Refrigerator meeting Federal Standards | Commercial | New | Assembly | FL Zone 2 | Refrigeration | Display cases |  | 0 | Per Unit | [7 empty] | 1690.4885 | 840.5646 | 849.9239 | 0.50277 |  | 12 |  |  |  | 849.9239 | [8 empty] | 0 | 0 | 0 | 0 | 0 | 0 | 0 | [5 empty] | 0
FL Zone 2College and UniversityNew |  | XXXXXXXX | Yes | Equipment | Energy Star Commercial Solid Door Refrigerator | One Solid Door Refrigerator meeting current ENERGY STAR® Standards | One Solid Door Refrigerator meeting Federal Standards | Commercial | New | College and University | FL Zone 2 | Refrigeration | Display cases |  | 0 | Per Unit | [7 empty] | 1690.4885 | 840.5646 | 849.9239 | 0.50277 |  | 12 |  |  |  | 849.9239 | [8 empty] | 0 | 0 | 0 | 0 | 0 | 0 | 0 | [5 empty] | 0
FL Zone 2GroceryNew |  | XXXXXXXX | Yes | Equipment | Energy Star Commercial Solid Door Refrigerator | One Solid Door Refrigerator meeting current ENERGY STAR® Standards | One Solid Door Refrigerator meeting Federal Standards | Commercial | New | Grocery | FL Zone 2 | Refrigeration | Display cases |  | 0 | Per Unit | [7 empty] | 1690.4885 | 840.5646 | 849.9239 | 0.50277 |  | 12 |  |  |  | 849.9239 | [8 empty] | 0 | 0 | 0 | 0 | 0 | 0 | 0 | [5 empty] | 0
FL Zone 2HealthcareNew |  | XXXXXXXX | Yes | Equipment | Energy Star Commercial Solid Door Refrigerator | One Solid Door Refrigerator meeting current ENERGY STAR® Standards | One Solid Door Refrigerator meeting Federal Standards | Commercial | New | Healthcare | FL Zone 2 | Refrigeration | Display cases |  | 0 | Per Unit | [7 empty] | 1690.4885 | 840.5646 | 849.9239 | 0.50277 |  | 12 |  |  |  | 849.9239 | [8 empty] | 0 | 0 | 0 | 0 | 0 | 0 | 0 | [5 empty] | 0
FL Zone 2HospitalsNew |  | XXXXXXXX | Yes | Equipment | Energy Star Commercial Solid Door Refrigerator | One Solid Door Refrigerator meeting current ENERGY STAR® Standards | One Solid Door Refrigerator meeting Federal Standards | Commercial | New | Hospitals | FL Zone 2 | Refrigeration | Display cases |  | 0 | Per Unit | [7 empty] | 1690.4885 | 840.5646 | 849.9239 | 0.50277 |  | 12 |  |  |  | 849.9239 | [8 empty] | 0 | 0 | 0 | 0 | 0 | 0 | 0 | [5 empty] | 0
FL Zone 2InstitutionalNew |  | XXXXXXXX | Yes | Equipment | Energy Star Commercial Solid Door Refrigerator | One Solid Door Refrigerator meeting current ENERGY STAR® Standards | One Solid Door Refrigerator meeting Federal Standards | Commercial | New | Institutional | FL Zone 2 | Refrigeration | Display cases |  | 0 | Per Unit | [7 empty] | 1690.4885 | 840.5646 | 849.9239 | 0.50277 |  | 12 |  |  |  | 849.9239 | [8 empty] | 0 | 0 | 0 | 0 | 0 | 0 | 0 | [5 empty] | 0
FL Zone 2Lodging/HospitalityNew |  | XXXXXXXX | Yes | Equipment | Energy Star Commercial Solid Door Refrigerator | One Solid Door Refrigerator meeting current ENERGY STAR® Standards | One Solid Door Refrigerator meeting Federal Standards | Commercial | New | Lodging/Hospitality | FL Zone 2 | Refrigeration | Display cases |  | 0 | Per Unit | [7 empty] | 1690.4885 | 840.5646 | 849.9239 | 0.50277 |  | 12 |  |  |  | 849.9239 | [8 empty] | 0 | 0 | 0 | 0 | 0 | 0 | 0 | [5 empty] | 0
FL Zone 2MiscellaneousNew |  | XXXXXXXX | Yes | Equipment | Energy Star Commercial Solid Door Refrigerator | One Solid Door Refrigerator meeting current ENERGY STAR® Standards | One Solid Door Refrigerator meeting Federal Standards | Commercial | New | Miscellaneous | FL Zone 2 | Refrigeration | Display cases |  | 0 | Per Unit | [7 empty] | 1690.4885 | 840.5646 | 849.9239 | 0.50277 |  | 12 |  |  |  | 849.9239 | [8 empty] | 0 | 0 | 0 | 0 | 0 | 0 | 0 | [5 empty] | 0
FL Zone 2OfficesNew |  | XXXXXXXX | Yes | Equipment | Energy Star Commercial Solid Door Refrigerator | One Solid Door Refrigerator meeting current ENERGY STAR® Standards | One Solid Door Refrigerator meeting Federal Standards | Commercial | New | Offices | FL Zone 2 | Refrigeration | Display cases |  | 0 | Per Unit | [7 empty] | 1690.4885 | 840.5646 | 849.9239 | 0.50277 |  | 12 |  |  |  | 849.9239 | [8 empty] | 0 | 0 | 0 | 0 | 0 | 0 | 0 | [5 empty] | 0
FL Zone 2RestaurantsNew |  | XXXXXXXX | Yes | Equipment | Energy Star Commercial Solid Door Refrigerator | One Solid Door Refrigerator meeting current ENERGY STAR® Standards | One Solid Door Refrigerator meeting Federal Standards | Commercial | New | Restaurants | FL Zone 2 | Refrigeration | Display cases |  | 0 | Per Unit | [7 empty] | 1690.4885 | 840.5646 | 849.9239 | 0.50277 |  | 12 |  |  |  | 849.9239 | [8 empty] | 0 | 0 | 0 | 0 | 0 | 0 | 0 | [5 empty] | 0
FL Zone 2RetailNew |  | XXXXXXXX | Yes | Equipment | Energy Star Commercial Solid Door Refrigerator | One Solid Door Refrigerator meeting current ENERGY STAR® Standards | One Solid Door Refrigerator meeting Federal Standards | Commercial | New | Retail | FL Zone 2 | Refrigeration | Display cases |  | 0 | Per Unit | [7 empty] | 1690.4885 | 840.5646 | 849.9239 | 0.50277 |  | 12 |  |  |  | 849.9239 | [8 empty] | 0 | 0 | 0 | 0 | 0 | 0 | 0 | [5 empty] | 0
FL Zone 2Schools K-12New |  | XXXXXXXX | Yes | Equipment | Energy Star Commercial Solid Door Refrigerator | One Solid Door Refrigerator meeting current ENERGY STAR® Standards | One Solid Door Refrigerator meeting Federal Standards | Commercial | New | Schools K-12 | FL Zone 2 | Refrigeration | Display cases |  | 0 | Per Unit | [7 empty] | 1690.4885 | 840.5646 | 849.9239 | 0.50277 |  | 12 |  |  |  | 849.9239 | [8 empty] | 0 | 0 | 0 | 0 | 0 | 0 | 0 | [5 empty] | 0
FL Zone 2WarehouseNew |  | XXXXXXXX | Yes | Equipment | Energy Star Commercial Solid Door Refrigerator | One Solid Door Refrigerator meeting current ENERGY STAR® Standards | One Solid Door Refrigerator meeting Federal Standards | Commercial | New | Warehouse | FL Zone 2 | Refrigeration | Display cases |  | 0 | Per Unit | [7 empty] | 1690.4885 | 840.5646 | 849.9239 | 0.50277 |  | 12 |  |  |  | 849.9239 | [8 empty] | 0 | 0 | 0 | 0 | 0 | 0 | 0 | [5 empty] | 0
FL Zone 2AssemblyTurnover |  | XXXXXXXX | Yes | Equipment | Energy Star Fryer | One Standard Vat Electric Fryer meeting current ENERGY STAR® Standards | One Standard Economy-Grade Standard Vat Electric Fryer | Commercial | Turnover | Assembly | FL Zone 2 | Cooking | Fryer |  | 0 | Per Unit | [7 empty] | 5177.4536 | 4273.6313 | 903.8223 | 0.17457 |  | 12 |  |  |  | 903.8223 | [8 empty] | 0 | 0 | 0 | 0 | 0 | 0 | 0 | [5 empty] | 0
FL Zone 2College and UniversityTurnover |  | XXXXXXXX | Yes | Equipment | Energy Star Fryer | One Standard Vat Electric Fryer meeting current ENERGY STAR® Standards | One Standard Economy-Grade Standard Vat Electric Fryer | Commercial | Turnover | College and University | FL Zone 2 | Cooking | Fryer |  | 0 | Per Unit | [7 empty] | 5177.4536 | 4273.6313 | 903.8223 | 0.17457 |  | 12 |  |  |  | 903.8223 | [8 empty] | 0 | 0 | 0 | 0 | 0 | 0 | 0 | [5 empty] | 0
FL Zone 2GroceryTurnover |  | XXXXXXXX | Yes | Equipment | Energy Star Fryer | One Standard Vat Electric Fryer meeting current ENERGY STAR® Standards | One Standard Economy-Grade Standard Vat Electric Fryer | Commercial | Turnover | Grocery | FL Zone 2 | Cooking | Fryer |  | 0 | Per Unit | [7 empty] | 5177.4536 | 4273.6313 | 903.8223 | 0.17457 |  | 12 |  |  |  | 903.8223 | [8 empty] | 0 | 0 | 0 | 0 | 0 | 0 | 0 | [5 empty] | 0
FL Zone 2HealthcareTurnover |  | XXXXXXXX | Yes | Equipment | Energy Star Fryer | One Standard Vat Electric Fryer meeting current ENERGY STAR® Standards | One Standard Economy-Grade Standard Vat Electric Fryer | Commercial | Turnover | Healthcare | FL Zone 2 | Cooking | Fryer |  | 0 | Per Unit | [7 empty] | 5177.4536 | 4273.6313 | 903.8223 | 0.17457 |  | 12 |  |  |  | 903.8223 | [8 empty] | 0 | 0 | 0 | 0 | 0 | 0 | 0 | [5 empty] | 0
FL Zone 2HospitalsTurnover |  | XXXXXXXX | Yes | Equipment | Energy Star Fryer | One Standard Vat Electric Fryer meeting current ENERGY STAR® Standards | One Standard Economy-Grade Standard Vat Electric Fryer | Commercial | Turnover | Hospitals | FL Zone 2 | Cooking | Fryer |  | 0 | Per Unit | [7 empty] | 5177.4536 | 4273.6313 | 903.8223 | 0.17457 |  | 12 |  |  |  | 903.8223 | [8 empty] | 0 | 0 | 0 | 0 | 0 | 0 | 0 | [5 empty] | 0
FL Zone 2InstitutionalTurnover |  | XXXXXXXX | Yes | Equipment | Energy Star Fryer | One Standard Vat Electric Fryer meeting current ENERGY STAR® Standards | One Standard Economy-Grade Standard Vat Electric Fryer | Commercial | Turnover | Institutional | FL Zone 2 | Cooking | Fryer |  | 0 | Per Unit | [7 empty] | 5177.4536 | 4273.6313 | 903.8223 | 0.17457 |  | 12 |  |  |  | 903.8223 | [8 empty] | 0 | 0 | 0 | 0 | 0 | 0 | 0 | [5 empty] | 0
FL Zone 2Lodging/HospitalityTurnover |  | XXXXXXXX | Yes | Equipment | Energy Star Fryer | One Standard Vat Electric Fryer meeting current ENERGY STAR® Standards | One Standard Economy-Grade Standard Vat Electric Fryer | Commercial | Turnover | Lodging/Hospitality | FL Zone 2 | Cooking | Fryer |  | 0 | Per Unit | [7 empty] | 5177.4536 | 4273.6313 | 903.8223 | 0.17457 |  | 12 |  |  |  | 903.8223 | [8 empty] | 0 | 0 | 0 | 0 | 0 | 0 | 0 | [5 empty] | 0
FL Zone 2MiscellaneousTurnover |  | XXXXXXXX | Yes | Equipment | Energy Star Fryer | One Standard Vat Electric Fryer meeting current ENERGY STAR® Standards | One Standard Economy-Grade Standard Vat Electric Fryer | Commercial | Turnover | Miscellaneous | FL Zone 2 | Cooking | Fryer |  | 0 | Per Unit | [7 empty] | 5177.4536 | 4273.6313 | 903.8223 | 0.17457 |  | 12 |  |  |  | 903.8223 | [8 empty] | 0 | 0 | 0 | 0 | 0 | 0 | 0 | [5 empty] | 0
FL Zone 2OfficesTurnover |  | XXXXXXXX | Yes | Equipment | Energy Star Fryer | One Standard Vat Electric Fryer meeting current ENERGY STAR® Standards | One Standard Economy-Grade Standard Vat Electric Fryer | Commercial | Turnover | Offices | FL Zone 2 | Cooking | Fryer |  | 0 | Per Unit | [7 empty] | 5177.4536 | 4273.6313 | 903.8223 | 0.17457 |  | 12 |  |  |  | 903.8223 | [8 empty] | 0 | 0 | 0 | 0 | 0 | 0 | 0 | [5 empty] | 0
FL Zone 2RestaurantsTurnover |  | XXXXXXXX | Yes | Equipment | Energy Star Fryer | One Standard Vat Electric Fryer meeting current ENERGY STAR® Standards | One Standard Economy-Grade Standard Vat Electric Fryer | Commercial | Turnover | Restaurants | FL Zone 2 | Cooking | Fryer |  | 0 | Per Unit | [7 empty] | 5177.4536 | 4273.6313 | 903.8223 | 0.17457 |  | 12 |  |  |  | 903.8223 | [8 empty] | 0 | 0 | 0 | 0 | 0 | 0 | 0 | [5 empty] | 0
FL Zone 2RetailTurnover |  | XXXXXXXX | Yes | Equipment | Energy Star Fryer | One Standard Vat Electric Fryer meeting current ENERGY STAR® Standards | One Standard Economy-Grade Standard Vat Electric Fryer | Commercial | Turnover | Retail | FL Zone 2 | Cooking | Fryer |  | 0 | Per Unit | [7 empty] | 5177.4536 | 4273.6313 | 903.8223 | 0.17457 |  | 12 |  |  |  | 903.8223 | [8 empty] | 0 | 0 | 0 | 0 | 0 | 0 | 0 | [5 empty] | 0
FL Zone 2Schools K-12Turnover |  | XXXXXXXX | Yes | Equipment | Energy Star Fryer | One Standard Vat Electric Fryer meeting current ENERGY STAR® Standards | One Standard Economy-Grade Standard Vat Electric Fryer | Commercial | Turnover | Schools K-12 | FL Zone 2 | Cooking | Fryer |  | 0 | Per Unit | [7 empty] | 5177.4536 | 4273.6313 | 903.8223 | 0.17457 |  | 12 |  |  |  | 903.8223 | [8 empty] | 0 | 0 | 0 | 0 | 0 | 0 | 0 | [5 empty] | 0
FL Zone 2WarehouseTurnover |  | XXXXXXXX | Yes | Equipment | Energy Star Fryer | One Standard Vat Electric Fryer meeting current ENERGY STAR® Standards | One Standard Economy-Grade Standard Vat Electric Fryer | Commercial | Turnover | Warehouse | FL Zone 2 | Cooking | Fryer |  | 0 | Per Unit | [7 empty] | 5177.4536 | 4273.6313 | 903.8223 | 0.17457 |  | 12 |  |  |  | 903.8223 | [8 empty] | 0 | 0 | 0 | 0 | 0 | 0 | 0 | [5 empty] | 0
FL Zone 2AssemblyNew |  | XXXXXXXX | Yes | Equipment | Energy Star Fryer | One Standard Vat Electric Fryer meeting current ENERGY STAR® Standards | One Standard Economy-Grade Standard Vat Electric Fryer | Commercial | New | Assembly | FL Zone 2 | Cooking | Fryer |  | 0 | Per Unit | [7 empty] | 5177.4536 | 4273.6313 | 903.8223 | 0.17457 |  | 12 |  |  |  | 903.8223 | [8 empty] | 0 | 0 | 0 | 0 | 0 | 0 | 0 | [5 empty] | 0
FL Zone 2College and UniversityNew |  | XXXXXXXX | Yes | Equipment | Energy Star Fryer | One Standard Vat Electric Fryer meeting current ENERGY STAR® Standards | One Standard Economy-Grade Standard Vat Electric Fryer | Commercial | New | College and University | FL Zone 2 | Cooking | Fryer |  | 0 | Per Unit | [7 empty] | 5177.4536 | 4273.6313 | 903.8223 | 0.17457 |  | 12 |  |  |  | 903.8223 | [8 empty] | 0 | 0 | 0 | 0 | 0 | 0 | 0 | [5 empty] | 0
FL Zone 2GroceryNew |  | XXXXXXXX | Yes | Equipment | Energy Star Fryer | One Standard Vat Electric Fryer meeting current ENERGY STAR® Standards | One Standard Economy-Grade Standard Vat Electric Fryer | Commercial | New | Grocery | FL Zone 2 | Cooking | Fryer |  | 0 | Per Unit | [7 empty] | 5177.4536 | 4273.6313 | 903.8223 | 0.17457 |  | 12 |  |  |  | 903.8223 | [8 empty] | 0 | 0 | 0 | 0 | 0 | 0 | 0 | [5 empty] | 0
FL Zone 2HealthcareNew |  | XXXXXXXX | Yes | Equipment | Energy Star Fryer | One Standard Vat Electric Fryer meeting current ENERGY STAR® Standards | One Standard Economy-Grade Standard Vat Electric Fryer | Commercial | New | Healthcare | FL Zone 2 | Cooking | Fryer |  | 0 | Per Unit | [7 empty] | 5177.4536 | 4273.6313 | 903.8223 | 0.17457 |  | 12 |  |  |  | 903.8223 | [8 empty] | 0 | 0 | 0 | 0 | 0 | 0 | 0 | [5 empty] | 0
FL Zone 2HospitalsNew |  | XXXXXXXX | Yes | Equipment | Energy Star Fryer | One Standard Vat Electric Fryer meeting current ENERGY STAR® Standards | One Standard Economy-Grade Standard Vat Electric Fryer | Commercial | New | Hospitals | FL Zone 2 | Cooking | Fryer |  | 0 | Per Unit | [7 empty] | 5177.4536 | 4273.6313 | 903.8223 | 0.17457 |  | 12 |  |  |  | 903.8223 | [8 empty] | 0 | 0 | 0 | 0 | 0 | 0 | 0 | [5 empty] | 0
FL Zone 2InstitutionalNew |  | XXXXXXXX | Yes | Equipment | Energy Star Fryer | One Standard Vat Electric Fryer meeting current ENERGY STAR® Standards | One Standard Economy-Grade Standard Vat Electric Fryer | Commercial | New | Institutional | FL Zone 2 | Cooking | Fryer |  | 0 | Per Unit | [7 empty] | 5177.4536 | 4273.6313 | 903.8223 | 0.17457 |  | 12 |  |  |  | 903.8223 | [8 empty] | 0 | 0 | 0 | 0 | 0 | 0 | 0 | [5 empty] | 0
FL Zone 2Lodging/HospitalityNew |  | XXXXXXXX | Yes | Equipment | Energy Star Fryer | One Standard Vat Electric Fryer meeting current ENERGY STAR® Standards | One Standard Economy-Grade Standard Vat Electric Fryer | Commercial | New | Lodging/Hospitality | FL Zone 2 | Cooking | Fryer |  | 0 | Per Unit | [7 empty] | 5177.4536 | 4273.6313 | 903.8223 | 0.17457 |  | 12 |  |  |  | 903.8223 | [8 empty] | 0 | 0 | 0 | 0 | 0 | 0 | 0 | [5 empty] | 0
FL Zone 2MiscellaneousNew |  | XXXXXXXX | Yes | Equipment | Energy Star Fryer | One Standard Vat Electric Fryer meeting current ENERGY STAR® Standards | One Standard Economy-Grade Standard Vat Electric Fryer | Commercial | New | Miscellaneous | FL Zone 2 | Cooking | Fryer |  | 0 | Per Unit | [7 empty] | 5177.4536 | 4273.6313 | 903.8223 | 0.17457 |  | 12 |  |  |  | 903.8223 | [8 empty] | 0 | 0 | 0 | 0 | 0 | 0 | 0 | [5 empty] | 0
FL Zone 2OfficesNew |  | XXXXXXXX | Yes | Equipment | Energy Star Fryer | One Standard Vat Electric Fryer meeting current ENERGY STAR® Standards | One Standard Economy-Grade Standard Vat Electric Fryer | Commercial | New | Offices | FL Zone 2 | Cooking | Fryer |  | 0 | Per Unit | [7 empty] | 5177.4536 | 4273.6313 | 903.8223 | 0.17457 |  | 12 |  |  |  | 903.8223 | [8 empty] | 0 | 0 | 0 | 0 | 0 | 0 | 0 | [5 empty] | 0
FL Zone 2RestaurantsNew |  | XXXXXXXX | Yes | Equipment | Energy Star Fryer | One Standard Vat Electric Fryer meeting current ENERGY STAR® Standards | One Standard Economy-Grade Standard Vat Electric Fryer | Commercial | New | Restaurants | FL Zone 2 | Cooking | Fryer |  | 0 | Per Unit | [7 empty] | 5177.4536 | 4273.6313 | 903.8223 | 0.17457 |  | 12 |  |  |  | 903.8223 | [8 empty] | 0 | 0 | 0 | 0 | 0 | 0 | 0 | [5 empty] | 0
FL Zone 2RetailNew |  | XXXXXXXX | Yes | Equipment | Energy Star Fryer | One Standard Vat Electric Fryer meeting current ENERGY STAR® Standards | One Standard Economy-Grade Standard Vat Electric Fryer | Commercial | New | Retail | FL Zone 2 | Cooking | Fryer |  | 0 | Per Unit | [7 empty] | 5177.4536 | 4273.6313 | 903.8223 | 0.17457 |  | 12 |  |  |  | 903.8223 | [8 empty] | 0 | 0 | 0 | 0 | 0 | 0 | 0 | [5 empty] | 0
FL Zone 2Schools K-12New |  | XXXXXXXX | Yes | Equipment | Energy Star Fryer | One Standard Vat Electric Fryer meeting current ENERGY STAR® Standards | One Standard Economy-Grade Standard Vat Electric Fryer | Commercial | New | Schools K-12 | FL Zone 2 | Cooking | Fryer |  | 0 | Per Unit | [7 empty] | 5177.4536 | 4273.6313 | 903.8223 | 0.17457 |  | 12 |  |  |  | 903.8223 | [8 empty] | 0 | 0 | 0 | 0 | 0 | 0 | 0 | [5 empty] | 0
FL Zone 2WarehouseNew |  | XXXXXXXX | Yes | Equipment | Energy Star Fryer | One Standard Vat Electric Fryer meeting current ENERGY STAR® Standards | One Standard Economy-Grade Standard Vat Electric Fryer | Commercial | New | Warehouse | FL Zone 2 | Cooking | Fryer |  | 0 | Per Unit | [7 empty] | 5177.4536 | 4273.6313 | 903.8223 | 0.17457 |  | 12 |  |  |  | 903.8223 | [8 empty] | 0 | 0 | 0 | 0 | 0 | 0 | 0 | [5 empty] | 0
FL Zone 2AssemblyTurnover |  | XXXXXXXX | Yes | Equipment | Energy Star Griddle | One Griddle meeting current ENERGY STAR® Standards | One Conventional Griddle | Commercial | Turnover | Assembly | FL Zone 2 | Cooking | Cooking Other |  | 0 | Per Unit | [7 empty] | 15815 | 13905 | 1910 | 0.12077 |  | 12 |  |  |  | 1910 | [8 empty] | 0 | 0 | 0 | 0 | 0 | 0 | 0 | [5 empty] | 0
FL Zone 2College and UniversityTurnover |  | XXXXXXXX | Yes | Equipment | Energy Star Griddle | One Griddle meeting current ENERGY STAR® Standards | One Conventional Griddle | Commercial | Turnover | College and University | FL Zone 2 | Cooking | Cooking Other |  | 0 | Per Unit | [7 empty] | 15815 | 13905 | 1910 | 0.12077 |  | 12 |  |  |  | 1910 | [8 empty] | 0 | 0 | 0 | 0 | 0 | 0 | 0 | [5 empty] | 0
FL Zone 2GroceryTurnover |  | XXXXXXXX | Yes | Equipment | Energy Star Griddle | One Griddle meeting current ENERGY STAR® Standards | One Conventional Griddle | Commercial | Turnover | Grocery | FL Zone 2 | Cooking | Cooking Other |  | 0 | Per Unit | [7 empty] | 15815 | 13905 | 1910 | 0.12077 |  | 12 |  |  |  | 1910 | [8 empty] | 0 | 0 | 0 | 0 | 0 | 0 | 0 | [5 empty] | 0
FL Zone 2HealthcareTurnover |  | XXXXXXXX | Yes | Equipment | Energy Star Griddle | One Griddle meeting current ENERGY STAR® Standards | One Conventional Griddle | Commercial | Turnover | Healthcare | FL Zone 2 | Cooking | Cooking Other |  | 0 | Per Unit | [7 empty] | 15815 | 13905 | 1910 | 0.12077 |  | 12 |  |  |  | 1910 | [8 empty] | 0 | 0 | 0 | 0 | 0 | 0 | 0 | [5 empty] | 0
FL Zone 2HospitalsTurnover |  | XXXXXXXX | Yes | Equipment | Energy Star Griddle | One Griddle meeting current ENERGY STAR® Standards | One Conventional Griddle | Commercial | Turnover | Hospitals | FL Zone 2 | Cooking | Cooking Other |  | 0 | Per Unit | [7 empty] | 15815 | 13905 | 1910 | 0.12077 |  | 12 |  |  |  | 1910 | [8 empty] | 0 | 0 | 0 | 0 | 0 | 0 | 0 | [5 empty] | 0
FL Zone 2InstitutionalTurnover |  | XXXXXXXX | Yes | Equipment | Energy Star Griddle | One Griddle meeting current ENERGY STAR® Standards | One Conventional Griddle | Commercial | Turnover | Institutional | FL Zone 2 | Cooking | Cooking Other |  | 0 | Per Unit | [7 empty] | 15815 | 13905 | 1910 | 0.12077 |  | 12 |  |  |  | 1910 | [8 empty] | 0 | 0 | 0 | 0 | 0 | 0 | 0 | [5 empty] | 0
FL Zone 2Lodging/HospitalityTurnover |  | XXXXXXXX | Yes | Equipment | Energy Star Griddle | One Griddle meeting current ENERGY STAR® Standards | One Conventional Griddle | Commercial | Turnover | Lodging/Hospitality | FL Zone 2 | Cooking | Cooking Other |  | 0 | Per Unit | [7 empty] | 15815 | 13905 | 1910 | 0.12077 |  | 12 |  |  |  | 1910 | [8 empty] | 0 | 0 | 0 | 0 | 0 | 0 | 0 | [5 empty] | 0
FL Zone 2MiscellaneousTurnover |  | XXXXXXXX | Yes | Equipment | Energy Star Griddle | One Griddle meeting current ENERGY STAR® Standards | One Conventional Griddle | Commercial | Turnover | Miscellaneous | FL Zone 2 | Cooking | Cooking Other |  | 0 | Per Unit | [7 empty] | 15815 | 13905 | 1910 | 0.12077 |  | 12 |  |  |  | 1910 | [8 empty] | 0 | 0 | 0 | 0 | 0 | 0 | 0 | [5 empty] | 0
FL Zone 2OfficesTurnover |  | XXXXXXXX | Yes | Equipment | Energy Star Griddle | One Griddle meeting current ENERGY STAR® Standards | One Conventional Griddle | Commercial | Turnover | Offices | FL Zone 2 | Cooking | Cooking Other |  | 0 | Per Unit | [7 empty] | 15815 | 13905 | 1910 | 0.12077 |  | 12 |  |  |  | 1910 | [8 empty] | 0 | 0 | 0 | 0 | 0 | 0 | 0 | [5 empty] | 0
FL Zone 2RestaurantsTurnover |  | XXXXXXXX | Yes | Equipment | Energy Star Griddle | One Griddle meeting current ENERGY STAR® Standards | One Conventional Griddle | Commercial | Turnover | Restaurants | FL Zone 2 | Cooking | Cooking Other |  | 0 | Per Unit | [7 empty] | 15815 | 13905 | 1910 | 0.12077 |  | 12 |  |  |  | 1910 | [8 empty] | 0 | 0 | 0 | 0 | 0 | 0 | 0 | [5 empty] | 0
FL Zone 2RetailTurnover |  | XXXXXXXX | Yes | Equipment | Energy Star Griddle | One Griddle meeting current ENERGY STAR® Standards | One Conventional Griddle | Commercial | Turnover | Retail | FL Zone 2 | Cooking | Cooking Other |  | 0 | Per Unit | [7 empty] | 15815 | 13905 | 1910 | 0.12077 |  | 12 |  |  |  | 1910 | [8 empty] | 0 | 0 | 0 | 0 | 0 | 0 | 0 | [5 empty] | 0
FL Zone 2Schools K-12Turnover |  | XXXXXXXX | Yes | Equipment | Energy Star Griddle | One Griddle meeting current ENERGY STAR® Standards | One Conventional Griddle | Commercial | Turnover | Schools K-12 | FL Zone 2 | Cooking | Cooking Other |  | 0 | Per Unit | [7 empty] | 15815 | 13905 | 1910 | 0.12077 |  | 12 |  |  |  | 1910 | [8 empty] | 0 | 0 | 0 | 0 | 0 | 0 | 0 | [5 empty] | 0
FL Zone 2WarehouseTurnover |  | XXXXXXXX | Yes | Equipment | Energy Star Griddle | One Griddle meeting current ENERGY STAR® Standards | One Conventional Griddle | Commercial | Turnover | Warehouse | FL Zone 2 | Cooking | Cooking Other |  | 0 | Per Unit | [7 empty] | 15815 | 13905 | 1910 | 0.12077 |  | 12 |  |  |  | 1910 | [8 empty] | 0 | 0 | 0 | 0 | 0 | 0 | 0 | [5 empty] | 0
FL Zone 2AssemblyNew |  | XXXXXXXX | Yes | Equipment | Energy Star Griddle | One Griddle meeting current ENERGY STAR® Standards | One Conventional Griddle | Commercial | New | Assembly | FL Zone 2 | Cooking | Cooking Other |  | 0 | Per Unit | [7 empty] | 15815 | 13905 | 1910 | 0.12077 |  | 12 |  |  |  | 1910 | [8 empty] | 0 | 0 | 0 | 0 | 0 | 0 | 0 | [5 empty] | 0
FL Zone 2College and UniversityNew |  | XXXXXXXX | Yes | Equipment | Energy Star Griddle | One Griddle meeting current ENERGY STAR® Standards | One Conventional Griddle | Commercial | New | College and University | FL Zone 2 | Cooking | Cooking Other |  | 0 | Per Unit | [7 empty] | 15815 | 13905 | 1910 | 0.12077 |  | 12 |  |  |  | 1910 | [8 empty] | 0 | 0 | 0 | 0 | 0 | 0 | 0 | [5 empty] | 0
FL Zone 2GroceryNew |  | XXXXXXXX | Yes | Equipment | Energy Star Griddle | One Griddle meeting current ENERGY STAR® Standards | One Conventional Griddle | Commercial | New | Grocery | FL Zone 2 | Cooking | Cooking Other |  | 0 | Per Unit | [7 empty] | 15815 | 13905 | 1910 | 0.12077 |  | 12 |  |  |  | 1910 | [8 empty] | 0 | 0 | 0 | 0 | 0 | 0 | 0 | [5 empty] | 0
FL Zone 2HealthcareNew |  | XXXXXXXX | Yes | Equipment | Energy Star Griddle | One Griddle meeting current ENERGY STAR® Standards | One Conventional Griddle | Commercial | New | Healthcare | FL Zone 2 | Cooking | Cooking Other |  | 0 | Per Unit | [7 empty] | 15815 | 13905 | 1910 | 0.12077 |  | 12 |  |  |  | 1910 | [8 empty] | 0 | 0 | 0 | 0 | 0 | 0 | 0 | [5 empty] | 0
FL Zone 2HospitalsNew |  | XXXXXXXX | Yes | Equipment | Energy Star Griddle | One Griddle meeting current ENERGY STAR® Standards | One Conventional Griddle | Commercial | New | Hospitals | FL Zone 2 | Cooking | Cooking Other |  | 0 | Per Unit | [7 empty] | 15815 | 13905 | 1910 | 0.12077 |  | 12 |  |  |  | 1910 | [8 empty] | 0 | 0 | 0 | 0 | 0 | 0 | 0 | [5 empty] | 0
FL Zone 2InstitutionalNew |  | XXXXXXXX | Yes | Equipment | Energy Star Griddle | One Griddle meeting current ENERGY STAR® Standards | One Conventional Griddle | Commercial | New | Institutional | FL Zone 2 | Cooking | Cooking Other |  | 0 | Per Unit | [7 empty] | 15815 | 13905 | 1910 | 0.12077 |  | 12 |  |  |  | 1910 | [8 empty] | 0 | 0 | 0 | 0 | 0 | 0 | 0 | [5 empty] | 0
FL Zone 2Lodging/HospitalityNew |  | XXXXXXXX | Yes | Equipment | Energy Star Griddle | One Griddle meeting current ENERGY STAR® Standards | One Conventional Griddle | Commercial | New | Lodging/Hospitality | FL Zone 2 | Cooking | Cooking Other |  | 0 | Per Unit | [7 empty] | 15815 | 13905 | 1910 | 0.12077 |  | 12 |  |  |  | 1910 | [8 empty] | 0 | 0 | 0 | 0 | 0 | 0 | 0 | [5 empty] | 0
FL Zone 2MiscellaneousNew |  | XXXXXXXX | Yes | Equipment | Energy Star Griddle | One Griddle meeting current ENERGY STAR® Standards | One Conventional Griddle | Commercial | New | Miscellaneous | FL Zone 2 | Cooking | Cooking Other |  | 0 | Per Unit | [7 empty] | 15815 | 13905 | 1910 | 0.12077 |  | 12 |  |  |  | 1910 | [8 empty] | 0 | 0 | 0 | 0 | 0 | 0 | 0 | [5 empty] | 0
FL Zone 2OfficesNew |  | XXXXXXXX | Yes | Equipment | Energy Star Griddle | One Griddle meeting current ENERGY STAR® Standards | One Conventional Griddle | Commercial | New | Offices | FL Zone 2 | Cooking | Cooking Other |  | 0 | Per Unit | [7 empty] | 15815 | 13905 | 1910 | 0.12077 |  | 12 |  |  |  | 1910 | [8 empty] | 0 | 0 | 0 | 0 | 0 | 0 | 0 | [5 empty] | 0
FL Zone 2RestaurantsNew |  | XXXXXXXX | Yes | Equipment | Energy Star Griddle | One Griddle meeting current ENERGY STAR® Standards | One Conventional Griddle | Commercial | New | Restaurants | FL Zone 2 | Cooking | Cooking Other |  | 0 | Per Unit | [7 empty] | 15815 | 13905 | 1910 | 0.12077 |  | 12 |  |  |  | 1910 | [8 empty] | 0 | 0 | 0 | 0 | 0 | 0 | 0 | [5 empty] | 0
FL Zone 2RetailNew |  | XXXXXXXX | Yes | Equipment | Energy Star Griddle | One Griddle meeting current ENERGY STAR® Standards | One Conventional Griddle | Commercial | New | Retail | FL Zone 2 | Cooking | Cooking Other |  | 0 | Per Unit | [7 empty] | 15815 | 13905 | 1910 | 0.12077 |  | 12 |  |  |  | 1910 | [8 empty] | 0 | 0 | 0 | 0 | 0 | 0 | 0 | [5 empty] | 0
FL Zone 2Schools K-12New |  | XXXXXXXX | Yes | Equipment | Energy Star Griddle | One Griddle meeting current ENERGY STAR® Standards | One Conventional Griddle | Commercial | New | Schools K-12 | FL Zone 2 | Cooking | Cooking Other |  | 0 | Per Unit | [7 empty] | 15815 | 13905 | 1910 | 0.12077 |  | 12 |  |  |  | 1910 | [8 empty] | 0 | 0 | 0 | 0 | 0 | 0 | 0 | [5 empty] | 0
FL Zone 2WarehouseNew |  | XXXXXXXX | Yes | Equipment | Energy Star Griddle | One Griddle meeting current ENERGY STAR® Standards | One Conventional Griddle | Commercial | New | Warehouse | FL Zone 2 | Cooking | Cooking Other |  | 0 | Per Unit | [7 empty] | 15815 | 13905 | 1910 | 0.12077 |  | 12 |  |  |  | 1910 | [8 empty] | 0 | 0 | 0 | 0 | 0 | 0 | 0 | [5 empty] | 0
FL Zone 2AssemblyTurnover |  | XXXXXXXX | Yes | Equipment | Energy Star Hot Food Holding Cabinet | One Hot Food Holding Cabinet meeting current ENERGY STAR® Standards | One Standard Hot Food Holding Cabinet | Commercial | Turnover | Assembly | FL Zone 2 | Cooking | Cooking Other |  | 0 | Per Unit | [7 empty] | 3285 | 1554.9 | 1730.1 | 0.52667 |  | 12 |  |  |  | 1730.1 | [8 empty] | 0 | 0 | 0 | 0 | 0 | 0 | 0 | [5 empty] | 0
FL Zone 2College and UniversityTurnover |  | XXXXXXXX | Yes | Equipment | Energy Star Hot Food Holding Cabinet | One Hot Food Holding Cabinet meeting current ENERGY STAR® Standards | One Standard Hot Food Holding Cabinet | Commercial | Turnover | College and University | FL Zone 2 | Cooking | Cooking Other |  | 0 | Per Unit | [7 empty] | 3285 | 1554.9 | 1730.1 | 0.52667 |  | 12 |  |  |  | 1730.1 | [8 empty] | 0 | 0 | 0 | 0 | 0 | 0 | 0 | [5 empty] | 0
FL Zone 2GroceryTurnover |  | XXXXXXXX | Yes | Equipment | Energy Star Hot Food Holding Cabinet | One Hot Food Holding Cabinet meeting current ENERGY STAR® Standards | One Standard Hot Food Holding Cabinet | Commercial | Turnover | Grocery | FL Zone 2 | Cooking | Cooking Other |  | 0 | Per Unit | [7 empty] | 3285 | 1554.9 | 1730.1 | 0.52667 |  | 12 |  |  |  | 1730.1 | [8 empty] | 0 | 0 | 0 | 0 | 0 | 0 | 0 | [5 empty] | 0
FL Zone 2HealthcareTurnover |  | XXXXXXXX | Yes | Equipment | Energy Star Hot Food Holding Cabinet | One Hot Food Holding Cabinet meeting current ENERGY STAR® Standards | One Standard Hot Food Holding Cabinet | Commercial | Turnover | Healthcare | FL Zone 2 | Cooking | Cooking Other |  | 0 | Per Unit | [7 empty] | 3285 | 1554.9 | 1730.1 | 0.52667 |  | 12 |  |  |  | 1730.1 | [8 empty] | 0 | 0 | 0 | 0 | 0 | 0 | 0 | [5 empty] | 0
FL Zone 2HospitalsTurnover |  | XXXXXXXX | Yes | Equipment | Energy Star Hot Food Holding Cabinet | One Hot Food Holding Cabinet meeting current ENERGY STAR® Standards | One Standard Hot Food Holding Cabinet | Commercial | Turnover | Hospitals | FL Zone 2 | Cooking | Cooking Other |  | 0 | Per Unit | [7 empty] | 3285 | 1554.9 | 1730.1 | 0.52667 |  | 12 |  |  |  | 1730.1 | [8 empty] | 0 | 0 | 0 | 0 | 0 | 0 | 0 | [5 empty] | 0
FL Zone 2InstitutionalTurnover |  | XXXXXXXX | Yes | Equipment | Energy Star Hot Food Holding Cabinet | One Hot Food Holding Cabinet meeting current ENERGY STAR® Standards | One Standard Hot Food Holding Cabinet | Commercial | Turnover | Institutional | FL Zone 2 | Cooking | Cooking Other |  | 0 | Per Unit | [7 empty] | 3285 | 1554.9 | 1730.1 | 0.52667 |  | 12 |  |  |  | 1730.1 | [8 empty] | 0 | 0 | 0 | 0 | 0 | 0 | 0 | [5 empty] | 0
FL Zone 2Lodging/HospitalityTurnover |  | XXXXXXXX | Yes | Equipment | Energy Star Hot Food Holding Cabinet | One Hot Food Holding Cabinet meeting current ENERGY STAR® Standards | One Standard Hot Food Holding Cabinet | Commercial | Turnover | Lodging/Hospitality | FL Zone 2 | Cooking | Cooking Other |  | 0 | Per Unit | [7 empty] | 3285 | 1554.9 | 1730.1 | 0.52667 |  | 12 |  |  |  | 1730.1 | [8 empty] | 0 | 0 | 0 | 0 | 0 | 0 | 0 | [5 empty] | 0
FL Zone 2MiscellaneousTurnover |  | XXXXXXXX | Yes | Equipment | Energy Star Hot Food Holding Cabinet | One Hot Food Holding Cabinet meeting current ENERGY STAR® Standards | One Standard Hot Food Holding Cabinet | Commercial | Turnover | Miscellaneous | FL Zone 2 | Cooking | Cooking Other |  | 0 | Per Unit | [7 empty] | 3285 | 1554.9 | 1730.1 | 0.52667 |  | 12 |  |  |  | 1730.1 | [8 empty] | 0 | 0 | 0 | 0 | 0 | 0 | 0 | [5 empty] | 0
FL Zone 2OfficesTurnover |  | XXXXXXXX | Yes | Equipment | Energy Star Hot Food Holding Cabinet | One Hot Food Holding Cabinet meeting current ENERGY STAR® Standards | One Standard Hot Food Holding Cabinet | Commercial | Turnover | Offices | FL Zone 2 | Cooking | Cooking Other |  | 0 | Per Unit | [7 empty] | 3285 | 1554.9 | 1730.1 | 0.52667 |  | 12 |  |  |  | 1730.1 | [8 empty] | 0 | 0 | 0 | 0 | 0 | 0 | 0 | [5 empty] | 0
FL Zone 2RestaurantsTurnover |  | XXXXXXXX | Yes | Equipment | Energy Star Hot Food Holding Cabinet | One Hot Food Holding Cabinet meeting current ENERGY STAR® Standards | One Standard Hot Food Holding Cabinet | Commercial | Turnover | Restaurants | FL Zone 2 | Cooking | Cooking Other |  | 0 | Per Unit | [7 empty] | 3285 | 1554.9 | 1730.1 | 0.52667 |  | 12 |  |  |  | 1730.1 | [8 empty] | 0 | 0 | 0 | 0 | 0 | 0 | 0 | [5 empty] | 0
FL Zone 2RetailTurnover |  | XXXXXXXX | Yes | Equipment | Energy Star Hot Food Holding Cabinet | One Hot Food Holding Cabinet meeting current ENERGY STAR® Standards | One Standard Hot Food Holding Cabinet | Commercial | Turnover | Retail | FL Zone 2 | Cooking | Cooking Other |  | 0 | Per Unit | [7 empty] | 3285 | 1554.9 | 1730.1 | 0.52667 |  | 12 |  |  |  | 1730.1 | [8 empty] | 0 | 0 | 0 | 0 | 0 | 0 | 0 | [5 empty] | 0
FL Zone 2Schools K-12Turnover |  | XXXXXXXX | Yes | Equipment | Energy Star Hot Food Holding Cabinet | One Hot Food Holding Cabinet meeting current ENERGY STAR® Standards | One Standard Hot Food Holding Cabinet | Commercial | Turnover | Schools K-12 | FL Zone 2 | Cooking | Cooking Other |  | 0 | Per Unit | [7 empty] | 3285 | 1554.9 | 1730.1 | 0.52667 |  | 12 |  |  |  | 1730.1 | [8 empty] | 0 | 0 | 0 | 0 | 0 | 0 | 0 | [5 empty] | 0
FL Zone 2WarehouseTurnover |  | XXXXXXXX | Yes | Equipment | Energy Star Hot Food Holding Cabinet | One Hot Food Holding Cabinet meeting current ENERGY STAR® Standards | One Standard Hot Food Holding Cabinet | Commercial | Turnover | Warehouse | FL Zone 2 | Cooking | Cooking Other |  | 0 | Per Unit | [7 empty] | 3285 | 1554.9 | 1730.1 | 0.52667 |  | 12 |  |  |  | 1730.1 | [8 empty] | 0 | 0 | 0 | 0 | 0 | 0 | 0 | [5 empty] | 0
FL Zone 2AssemblyNew |  | XXXXXXXX | Yes | Equipment | Energy Star Hot Food Holding Cabinet | One Hot Food Holding Cabinet meeting current ENERGY STAR® Standards | One Standard Hot Food Holding Cabinet | Commercial | New | Assembly | FL Zone 2 | Cooking | Cooking Other |  | 0 | Per Unit | [7 empty] | 3285 | 1554.9 | 1730.1 | 0.52667 |  | 12 |  |  |  | 1730.1 | [8 empty] | 0 | 0 | 0 | 0 | 0 | 0 | 0 | [5 empty] | 0
FL Zone 2College and UniversityNew |  | XXXXXXXX | Yes | Equipment | Energy Star Hot Food Holding Cabinet | One Hot Food Holding Cabinet meeting current ENERGY STAR® Standards | One Standard Hot Food Holding Cabinet | Commercial | New | College and University | FL Zone 2 | Cooking | Cooking Other |  | 0 | Per Unit | [7 empty] | 3285 | 1554.9 | 1730.1 | 0.52667 |  | 12 |  |  |  | 1730.1 | [8 empty] | 0 | 0 | 0 | 0 | 0 | 0 | 0 | [5 empty] | 0
FL Zone 2GroceryNew |  | XXXXXXXX | Yes | Equipment | Energy Star Hot Food Holding Cabinet | One Hot Food Holding Cabinet meeting current ENERGY STAR® Standards | One Standard Hot Food Holding Cabinet | Commercial | New | Grocery | FL Zone 2 | Cooking | Cooking Other |  | 0 | Per Unit | [7 empty] | 3285 | 1554.9 | 1730.1 | 0.52667 |  | 12 |  |  |  | 1730.1 | [8 empty] | 0 | 0 | 0 | 0 | 0 | 0 | 0 | [5 empty] | 0
FL Zone 2HealthcareNew |  | XXXXXXXX | Yes | Equipment | Energy Star Hot Food Holding Cabinet | One Hot Food Holding Cabinet meeting current ENERGY STAR® Standards | One Standard Hot Food Holding Cabinet | Commercial | New | Healthcare | FL Zone 2 | Cooking | Cooking Other |  | 0 | Per Unit | [7 empty] | 3285 | 1554.9 | 1730.1 | 0.52667 |  | 12 |  |  |  | 1730.1 | [8 empty] | 0 | 0 | 0 | 0 | 0 | 0 | 0 | [5 empty] | 0
FL Zone 2HospitalsNew |  | XXXXXXXX | Yes | Equipment | Energy Star Hot Food Holding Cabinet | One Hot Food Holding Cabinet meeting current ENERGY STAR® Standards | One Standard Hot Food Holding Cabinet | Commercial | New | Hospitals | FL Zone 2 | Cooking | Cooking Other |  | 0 | Per Unit | [7 empty] | 3285 | 1554.9 | 1730.1 | 0.52667 |  | 12 |  |  |  | 1730.1 | [8 empty] | 0 | 0 | 0 | 0 | 0 | 0 | 0 | [5 empty] | 0
FL Zone 2InstitutionalNew |  | XXXXXXXX | Yes | Equipment | Energy Star Hot Food Holding Cabinet | One Hot Food Holding Cabinet meeting current ENERGY STAR® Standards | One Standard Hot Food Holding Cabinet | Commercial | New | Institutional | FL Zone 2 | Cooking | Cooking Other |  | 0 | Per Unit | [7 empty] | 3285 | 1554.9 | 1730.1 | 0.52667 |  | 12 |  |  |  | 1730.1 | [8 empty] | 0 | 0 | 0 | 0 | 0 | 0 | 0 | [5 empty] | 0
FL Zone 2Lodging/HospitalityNew |  | XXXXXXXX | Yes | Equipment | Energy Star Hot Food Holding Cabinet | One Hot Food Holding Cabinet meeting current ENERGY STAR® Standards | One Standard Hot Food Holding Cabinet | Commercial | New | Lodging/Hospitality | FL Zone 2 | Cooking | Cooking Other |  | 0 | Per Unit | [7 empty] | 3285 | 1554.9 | 1730.1 | 0.52667 |  | 12 |  |  |  | 1730.1 | [8 empty] | 0 | 0 | 0 | 0 | 0 | 0 | 0 | [5 empty] | 0
FL Zone 2MiscellaneousNew |  | XXXXXXXX | Yes | Equipment | Energy Star Hot Food Holding Cabinet | One Hot Food Holding Cabinet meeting current ENERGY STAR® Standards | One Standard Hot Food Holding Cabinet | Commercial | New | Miscellaneous | FL Zone 2 | Cooking | Cooking Other |  | 0 | Per Unit | [7 empty] | 3285 | 1554.9 | 1730.1 | 0.52667 |  | 12 |  |  |  | 1730.1 | [8 empty] | 0 | 0 | 0 | 0 | 0 | 0 | 0 | [5 empty] | 0
FL Zone 2OfficesNew |  | XXXXXXXX | Yes | Equipment | Energy Star Hot Food Holding Cabinet | One Hot Food Holding Cabinet meeting current ENERGY STAR® Standards | One Standard Hot Food Holding Cabinet | Commercial | New | Offices | FL Zone 2 | Cooking | Cooking Other |  | 0 | Per Unit | [7 empty] | 3285 | 1554.9 | 1730.1 | 0.52667 |  | 12 |  |  |  | 1730.1 | [8 empty] | 0 | 0 | 0 | 0 | 0 | 0 | 0 | [5 empty] | 0
FL Zone 2RestaurantsNew |  | XXXXXXXX | Yes | Equipment | Energy Star Hot Food Holding Cabinet | One Hot Food Holding Cabinet meeting current ENERGY STAR® Standards | One Standard Hot Food Holding Cabinet | Commercial | New | Restaurants | FL Zone 2 | Cooking | Cooking Other |  | 0 | Per Unit | [7 empty] | 3285 | 1554.9 | 1730.1 | 0.52667 |  | 12 |  |  |  | 1730.1 | [8 empty] | 0 | 0 | 0 | 0 | 0 | 0 | 0 | [5 empty] | 0
FL Zone 2RetailNew |  | XXXXXXXX | Yes | Equipment | Energy Star Hot Food Holding Cabinet | One Hot Food Holding Cabinet meeting current ENERGY STAR® Standards | One Standard Hot Food Holding Cabinet | Commercial | New | Retail | FL Zone 2 | Cooking | Cooking Other |  | 0 | Per Unit | [7 empty] | 3285 | 1554.9 | 1730.1 | 0.52667 |  | 12 |  |  |  | 1730.1 | [8 empty] | 0 | 0 | 0 | 0 | 0 | 0 | 0 | [5 empty] | 0
FL Zone 2Schools K-12New |  | XXXXXXXX | Yes | Equipment | Energy Star Hot Food Holding Cabinet | One Hot Food Holding Cabinet meeting current ENERGY STAR® Standards | One Standard Hot Food Holding Cabinet | Commercial | New | Schools K-12 | FL Zone 2 | Cooking | Cooking Other |  | 0 | Per Unit | [7 empty] | 3285 | 1554.9 | 1730.1 | 0.52667 |  | 12 |  |  |  | 1730.1 | [8 empty] | 0 | 0 | 0 | 0 | 0 | 0 | 0 | [5 empty] | 0
FL Zone 2WarehouseNew |  | XXXXXXXX | Yes | Equipment | Energy Star Hot Food Holding Cabinet | One Hot Food Holding Cabinet meeting current ENERGY STAR® Standards | One Standard Hot Food Holding Cabinet | Commercial | New | Warehouse | FL Zone 2 | Cooking | Cooking Other |  | 0 | Per Unit | [7 empty] | 3285 | 1554.9 | 1730.1 | 0.52667 |  | 12 |  |  |  | 1730.1 | [8 empty] | 0 | 0 | 0 | 0 | 0 | 0 | 0 | [5 empty] | 0
FL Zone 2AssemblyTurnover |  | XXXXXXXX | Yes | Equipment | Energy Star Ice Maker | One Continuous Self-Contained Ice Maker meeting current ENERGY STAR® Standards (8.9 kWh / 100 lbs of ice) | One Continuous Self-Contained Ice Maker meeting Federal Standard | Commercial | Turnover | Assembly | FL Zone 2 | Refrigeration | Vending and ice makers |  | 0 | Per Unit | [7 empty] | 2088.5085 | 1850.6475 | 237.861 | 0.11389 |  | 8 |  |  |  | 237.861 | [8 empty] | 0 | 0 | 0 | 0 | 0 | 0 | 0 | [5 empty] | 0
FL Zone 2College and UniversityTurnover |  | XXXXXXXX | Yes | Equipment | Energy Star Ice Maker | One Continuous Self-Contained Ice Maker meeting current ENERGY STAR® Standards (8.9 kWh / 100 lbs of ice) | One Continuous Self-Contained Ice Maker meeting Federal Standard | Commercial | Turnover | College and University | FL Zone 2 | Refrigeration | Vending and ice makers |  | 0 | Per Unit | [7 empty] | 2088.5085 | 1850.6475 | 237.861 | 0.11389 |  | 8 |  |  |  | 237.861 | [8 empty] | 0 | 0 | 0 | 0 | 0 | 0 | 0 | [5 empty] | 0
FL Zone 2GroceryTurnover |  | XXXXXXXX | Yes | Equipment | Energy Star Ice Maker | One Continuous Self-Contained Ice Maker meeting current ENERGY STAR® Standards (8.9 kWh / 100 lbs of ice) | One Continuous Self-Contained Ice Maker meeting Federal Standard | Commercial | Turnover | Grocery | FL Zone 2 | Refrigeration | Vending and ice makers |  | 0 | Per Unit | [7 empty] | 2088.5085 | 1850.6475 | 237.861 | 0.11389 |  | 8 |  |  |  | 237.861 | [8 empty] | 0 | 0 | 0 | 0 | 0 | 0 | 0 | [5 empty] | 0
FL Zone 2HealthcareTurnover |  | XXXXXXXX | Yes | Equipment | Energy Star Ice Maker | One Continuous Self-Contained Ice Maker meeting current ENERGY STAR® Standards (8.9 kWh / 100 lbs of ice) | One Continuous Self-Contained Ice Maker meeting Federal Standard | Commercial | Turnover | Healthcare | FL Zone 2 | Refrigeration | Vending and ice makers |  | 0 | Per Unit | [7 empty] | 2088.5085 | 1850.6475 | 237.861 | 0.11389 |  | 8 |  |  |  | 237.861 | [8 empty] | 0 | 0 | 0 | 0 | 0 | 0 | 0 | [5 empty] | 0
FL Zone 2HospitalsTurnover |  | XXXXXXXX | Yes | Equipment | Energy Star Ice Maker | One Continuous Self-Contained Ice Maker meeting current ENERGY STAR® Standards (8.9 kWh / 100 lbs of ice) | One Continuous Self-Contained Ice Maker meeting Federal Standard | Commercial | Turnover | Hospitals | FL Zone 2 | Refrigeration | Vending and ice makers |  | 0 | Per Unit | [7 empty] | 2088.5085 | 1850.6475 | 237.861 | 0.11389 |  | 8 |  |  |  | 237.861 | [8 empty] | 0 | 0 | 0 | 0 | 0 | 0 | 0 | [5 empty] | 0
FL Zone 2InstitutionalTurnover |  | XXXXXXXX | Yes | Equipment | Energy Star Ice Maker | One Continuous Self-Contained Ice Maker meeting current ENERGY STAR® Standards (8.9 kWh / 100 lbs of ice) | One Continuous Self-Contained Ice Maker meeting Federal Standard | Commercial | Turnover | Institutional | FL Zone 2 | Refrigeration | Vending and ice makers |  | 0 | Per Unit | [7 empty] | 2088.5085 | 1850.6475 | 237.861 | 0.11389 |  | 8 |  |  |  | 237.861 | [8 empty] | 0 | 0 | 0 | 0 | 0 | 0 | 0 | [5 empty] | 0
FL Zone 2Lodging/HospitalityTurnover |  | XXXXXXXX | Yes | Equipment | Energy Star Ice Maker | One Continuous Self-Contained Ice Maker meeting current ENERGY STAR® Standards (8.9 kWh / 100 lbs of ice) | One Continuous Self-Contained Ice Maker meeting Federal Standard | Commercial | Turnover | Lodging/Hospitality | FL Zone 2 | Refrigeration | Vending and ice makers |  | 0 | Per Unit | [7 empty] | 2088.5085 | 1850.6475 | 237.861 | 0.11389 |  | 8 |  |  |  | 237.861 | [8 empty] | 0 | 0 | 0 | 0 | 0 | 0 | 0 | [5 empty] | 0
FL Zone 2MiscellaneousTurnover |  | XXXXXXXX | Yes | Equipment | Energy Star Ice Maker | One Continuous Self-Contained Ice Maker meeting current ENERGY STAR® Standards (8.9 kWh / 100 lbs of ice) | One Continuous Self-Contained Ice Maker meeting Federal Standard | Commercial | Turnover | Miscellaneous | FL Zone 2 | Refrigeration | Vending and ice makers |  | 0 | Per Unit | [7 empty] | 2088.5085 | 1850.6475 | 237.861 | 0.11389 |  | 8 |  |  |  | 237.861 | [8 empty] | 0 | 0 | 0 | 0 | 0 | 0 | 0 | [5 empty] | 0
FL Zone 2OfficesTurnover |  | XXXXXXXX | Yes | Equipment | Energy Star Ice Maker | One Continuous Self-Contained Ice Maker meeting current ENERGY STAR® Standards (8.9 kWh / 100 lbs of ice) | One Continuous Self-Contained Ice Maker meeting Federal Standard | Commercial | Turnover | Offices | FL Zone 2 | Refrigeration | Vending and ice makers |  | 0 | Per Unit | [7 empty] | 2088.5085 | 1850.6475 | 237.861 | 0.11389 |  | 8 |  |  |  | 237.861 | [8 empty] | 0 | 0 | 0 | 0 | 0 | 0 | 0 | [5 empty] | 0
FL Zone 2RestaurantsTurnover |  | XXXXXXXX | Yes | Equipment | Energy Star Ice Maker | One Continuous Self-Contained Ice Maker meeting current ENERGY STAR® Standards (8.9 kWh / 100 lbs of ice) | One Continuous Self-Contained Ice Maker meeting Federal Standard | Commercial | Turnover | Restaurants | FL Zone 2 | Refrigeration | Vending and ice makers |  | 0 | Per Unit | [7 empty] | 2088.5085 | 1850.6475 | 237.861 | 0.11389 |  | 8 |  |  |  | 237.861 | [8 empty] | 0 | 0 | 0 | 0 | 0 | 0 | 0 | [5 empty] | 0
FL Zone 2RetailTurnover |  | XXXXXXXX | Yes | Equipment | Energy Star Ice Maker | One Continuous Self-Contained Ice Maker meeting current ENERGY STAR® Standards (8.9 kWh / 100 lbs of ice) | One Continuous Self-Contained Ice Maker meeting Federal Standard | Commercial | Turnover | Retail | FL Zone 2 | Refrigeration | Vending and ice makers |  | 0 | Per Unit | [7 empty] | 2088.5085 | 1850.6475 | 237.861 | 0.11389 |  | 8 |  |  |  | 237.861 | [8 empty] | 0 | 0 | 0 | 0 | 0 | 0 | 0 | [5 empty] | 0
FL Zone 2Schools K-12Turnover |  | XXXXXXXX | Yes | Equipment | Energy Star Ice Maker | One Continuous Self-Contained Ice Maker meeting current ENERGY STAR® Standards (8.9 kWh / 100 lbs of ice) | One Continuous Self-Contained Ice Maker meeting Federal Standard | Commercial | Turnover | Schools K-12 | FL Zone 2 | Refrigeration | Vending and ice makers |  | 0 | Per Unit | [7 empty] | 2088.5085 | 1850.6475 | 237.861 | 0.11389 |  | 8 |  |  |  | 237.861 | [8 empty] | 0 | 0 | 0 | 0 | 0 | 0 | 0 | [5 empty] | 0
FL Zone 2WarehouseTurnover |  | XXXXXXXX | Yes | Equipment | Energy Star Ice Maker | One Continuous Self-Contained Ice Maker meeting current ENERGY STAR® Standards (8.9 kWh / 100 lbs of ice) | One Continuous Self-Contained Ice Maker meeting Federal Standard | Commercial | Turnover | Warehouse | FL Zone 2 | Refrigeration | Vending and ice makers |  | 0 | Per Unit | [7 empty] | 2088.5085 | 1850.6475 | 237.861 | 0.11389 |  | 8 |  |  |  | 237.861 | [8 empty] | 0 | 0 | 0 | 0 | 0 | 0 | 0 | [5 empty] | 0
FL Zone 2AssemblyNew |  | XXXXXXXX | Yes | Equipment | Energy Star Ice Maker | One Continuous Self-Contained Ice Maker meeting current ENERGY STAR® Standards (8.9 kWh / 100 lbs of ice) | One Continuous Self-Contained Ice Maker meeting Federal Standard | Commercial | New | Assembly | FL Zone 2 | Refrigeration | Vending and ice makers |  | 0 | Per Unit | [7 empty] | 2088.5085 | 1850.6475 | 237.861 | 0.11389 |  | 8 |  |  |  | 237.861 | [8 empty] | 0 | 0 | 0 | 0 | 0 | 0 | 0 | [5 empty] | 0
FL Zone 2College and UniversityNew |  | XXXXXXXX | Yes | Equipment | Energy Star Ice Maker | One Continuous Self-Contained Ice Maker meeting current ENERGY STAR® Standards (8.9 kWh / 100 lbs of ice) | One Continuous Self-Contained Ice Maker meeting Federal Standard | Commercial | New | College and University | FL Zone 2 | Refrigeration | Vending and ice makers |  | 0 | Per Unit | [7 empty] | 2088.5085 | 1850.6475 | 237.861 | 0.11389 |  | 8 |  |  |  | 237.861 | [8 empty] | 0 | 0 | 0 | 0 | 0 | 0 | 0 | [5 empty] | 0
FL Zone 2GroceryNew |  | XXXXXXXX | Yes | Equipment | Energy Star Ice Maker | One Continuous Self-Contained Ice Maker meeting current ENERGY STAR® Standards (8.9 kWh / 100 lbs of ice) | One Continuous Self-Contained Ice Maker meeting Federal Standard | Commercial | New | Grocery | FL Zone 2 | Refrigeration | Vending and ice makers |  | 0 | Per Unit | [7 empty] | 2088.5085 | 1850.6475 | 237.861 | 0.11389 |  | 8 |  |  |  | 237.861 | [8 empty] | 0 | 0 | 0 | 0 | 0 | 0 | 0 | [5 empty] | 0
FL Zone 2HealthcareNew |  | XXXXXXXX | Yes | Equipment | Energy Star Ice Maker | One Continuous Self-Contained Ice Maker meeting current ENERGY STAR® Standards (8.9 kWh / 100 lbs of ice) | One Continuous Self-Contained Ice Maker meeting Federal Standard | Commercial | New | Healthcare | FL Zone 2 | Refrigeration | Vending and ice makers |  | 0 | Per Unit | [7 empty] | 2088.5085 | 1850.6475 | 237.861 | 0.11389 |  | 8 |  |  |  | 237.861 | [8 empty] | 0 | 0 | 0 | 0 | 0 | 0 | 0 | [5 empty] | 0
FL Zone 2HospitalsNew |  | XXXXXXXX | Yes | Equipment | Energy Star Ice Maker | One Continuous Self-Contained Ice Maker meeting current ENERGY STAR® Standards (8.9 kWh / 100 lbs of ice) | One Continuous Self-Contained Ice Maker meeting Federal Standard | Commercial | New | Hospitals | FL Zone 2 | Refrigeration | Vending and ice makers |  | 0 | Per Unit | [7 empty] | 2088.5085 | 1850.6475 | 237.861 | 0.11389 |  | 8 |  |  |  | 237.861 | [8 empty] | 0 | 0 | 0 | 0 | 0 | 0 | 0 | [5 empty] | 0
FL Zone 2InstitutionalNew |  | XXXXXXXX | Yes | Equipment | Energy Star Ice Maker | One Continuous Self-Contained Ice Maker meeting current ENERGY STAR® Standards (8.9 kWh / 100 lbs of ice) | One Continuous Self-Contained Ice Maker meeting Federal Standard | Commercial | New | Institutional | FL Zone 2 | Refrigeration | Vending and ice makers |  | 0 | Per Unit | [7 empty] | 2088.5085 | 1850.6475 | 237.861 | 0.11389 |  | 8 |  |  |  | 237.861 | [8 empty] | 0 | 0 | 0 | 0 | 0 | 0 | 0 | [5 empty] | 0
FL Zone 2Lodging/HospitalityNew |  | XXXXXXXX | Yes | Equipment | Energy Star Ice Maker | One Continuous Self-Contained Ice Maker meeting current ENERGY STAR® Standards (8.9 kWh / 100 lbs of ice) | One Continuous Self-Contained Ice Maker meeting Federal Standard | Commercial | New | Lodging/Hospitality | FL Zone 2 | Refrigeration | Vending and ice makers |  | 0 | Per Unit | [7 empty] | 2088.5085 | 1850.6475 | 237.861 | 0.11389 |  | 8 |  |  |  | 237.861 | [8 empty] | 0 | 0 | 0 | 0 | 0 | 0 | 0 | [5 empty] | 0
FL Zone 2MiscellaneousNew |  | XXXXXXXX | Yes | Equipment | Energy Star Ice Maker | One Continuous Self-Contained Ice Maker meeting current ENERGY STAR® Standards (8.9 kWh / 100 lbs of ice) | One Continuous Self-Contained Ice Maker meeting Federal Standard | Commercial | New | Miscellaneous | FL Zone 2 | Refrigeration | Vending and ice makers |  | 0 | Per Unit | [7 empty] | 2088.5085 | 1850.6475 | 237.861 | 0.11389 |  | 8 |  |  |  | 237.861 | [8 empty] | 0 | 0 | 0 | 0 | 0 | 0 | 0 | [5 empty] | 0
FL Zone 2OfficesNew |  | XXXXXXXX | Yes | Equipment | Energy Star Ice Maker | One Continuous Self-Contained Ice Maker meeting current ENERGY STAR® Standards (8.9 kWh / 100 lbs of ice) | One Continuous Self-Contained Ice Maker meeting Federal Standard | Commercial | New | Offices | FL Zone 2 | Refrigeration | Vending and ice makers |  | 0 | Per Unit | [7 empty] | 2088.5085 | 1850.6475 | 237.861 | 0.11389 |  | 8 |  |  |  | 237.861 | [8 empty] | 0 | 0 | 0 | 0 | 0 | 0 | 0 | [5 empty] | 0
FL Zone 2RestaurantsNew |  | XXXXXXXX | Yes | Equipment | Energy Star Ice Maker | One Continuous Self-Contained Ice Maker meeting current ENERGY STAR® Standards (8.9 kWh / 100 lbs of ice) | One Continuous Self-Contained Ice Maker meeting Federal Standard | Commercial | New | Restaurants | FL Zone 2 | Refrigeration | Vending and ice makers |  | 0 | Per Unit | [7 empty] | 2088.5085 | 1850.6475 | 237.861 | 0.11389 |  | 8 |  |  |  | 237.861 | [8 empty] | 0 | 0 | 0 | 0 | 0 | 0 | 0 | [5 empty] | 0
FL Zone 2RetailNew |  | XXXXXXXX | Yes | Equipment | Energy Star Ice Maker | One Continuous Self-Contained Ice Maker meeting current ENERGY STAR® Standards (8.9 kWh / 100 lbs of ice) | One Continuous Self-Contained Ice Maker meeting Federal Standard | Commercial | New | Retail | FL Zone 2 | Refrigeration | Vending and ice makers |  | 0 | Per Unit | [7 empty] | 2088.5085 | 1850.6475 | 237.861 | 0.11389 |  | 8 |  |  |  | 237.861 | [8 empty] | 0 | 0 | 0 | 0 | 0 | 0 | 0 | [5 empty] | 0
FL Zone 2Schools K-12New |  | XXXXXXXX | Yes | Equipment | Energy Star Ice Maker | One Continuous Self-Contained Ice Maker meeting current ENERGY STAR® Standards (8.9 kWh / 100 lbs of ice) | One Continuous Self-Contained Ice Maker meeting Federal Standard | Commercial | New | Schools K-12 | FL Zone 2 | Refrigeration | Vending and ice makers |  | 0 | Per Unit | [7 empty] | 2088.5085 | 1850.6475 | 237.861 | 0.11389 |  | 8 |  |  |  | 237.861 | [8 empty] | 0 | 0 | 0 | 0 | 0 | 0 | 0 | [5 empty] | 0
FL Zone 2WarehouseNew |  | XXXXXXXX | Yes | Equipment | Energy Star Ice Maker | One Continuous Self-Contained Ice Maker meeting current ENERGY STAR® Standards (8.9 kWh / 100 lbs of ice) | One Continuous Self-Contained Ice Maker meeting Federal Standard | Commercial | New | Warehouse | FL Zone 2 | Refrigeration | Vending and ice makers |  | 0 | Per Unit | [7 empty] | 2088.5085 | 1850.6475 | 237.861 | 0.11389 |  | 8 |  |  |  | 237.861 | [8 empty] | 0 | 0 | 0 | 0 | 0 | 0 | 0 | [5 empty] | 0
FL Zone 2AssemblyTurnover |  | XXXXXXXX | Yes | Equipment | ENERGY STAR Imaging Equipment | One imaging device meeting current ENERGY STAR® Standards | One non-ENERGY STAR® imaging device | Commercial | Turnover | Assembly | FL Zone 2 | Office Equipment | Document production |  | 0 | Per Unit | [7 empty] | 937.8 | 521 | 416.8 | 0.44444 |  | 6 |  |  |  | 416.8 | [8 empty] | 0 | 0 | 0 | 0 | 0 | 0 | 0 | [5 empty] | 0
FL Zone 2College and UniversityTurnover |  | XXXXXXXX | Yes | Equipment | ENERGY STAR Imaging Equipment | One imaging device meeting current ENERGY STAR® Standards | One non-ENERGY STAR® imaging device | Commercial | Turnover | College and University | FL Zone 2 | Office Equipment | Document production |  | 0 | Per Unit | [7 empty] | 937.8 | 521 | 416.8 | 0.44444 |  | 6 |  |  |  | 416.8 | [8 empty] | 0 | 0 | 0 | 0 | 0 | 0 | 0 | [5 empty] | 0
FL Zone 2GroceryTurnover |  | XXXXXXXX | Yes | Equipment | ENERGY STAR Imaging Equipment | One imaging device meeting current ENERGY STAR® Standards | One non-ENERGY STAR® imaging device | Commercial | Turnover | Grocery | FL Zone 2 | Office Equipment | Document production |  | 0 | Per Unit | [7 empty] | 937.8 | 521 | 416.8 | 0.44444 |  | 6 |  |  |  | 416.8 | [8 empty] | 0 | 0 | 0 | 0 | 0 | 0 | 0 | [5 empty] | 0
FL Zone 2HealthcareTurnover |  | XXXXXXXX | Yes | Equipment | ENERGY STAR Imaging Equipment | One imaging device meeting current ENERGY STAR® Standards | One non-ENERGY STAR® imaging device | Commercial | Turnover | Healthcare | FL Zone 2 | Office Equipment | Document production |  | 0 | Per Unit | [7 empty] | 937.8 | 521 | 416.8 | 0.44444 |  | 6 |  |  |  | 416.8 | [8 empty] | 0 | 0 | 0 | 0 | 0 | 0 | 0 | [5 empty] | 0
FL Zone 2HospitalsTurnover |  | XXXXXXXX | Yes | Equipment | ENERGY STAR Imaging Equipment | One imaging device meeting current ENERGY STAR® Standards | One non-ENERGY STAR® imaging device | Commercial | Turnover | Hospitals | FL Zone 2 | Office Equipment | Document production |  | 0 | Per Unit | [7 empty] | 937.8 | 521 | 416.8 | 0.44444 |  | 6 |  |  |  | 416.8 | [8 empty] | 0 | 0 | 0 | 0 | 0 | 0 | 0 | [5 empty] | 0
FL Zone 2InstitutionalTurnover |  | XXXXXXXX | Yes | Equipment | ENERGY STAR Imaging Equipment | One imaging device meeting current ENERGY STAR® Standards | One non-ENERGY STAR® imaging device | Commercial | Turnover | Institutional | FL Zone 2 | Office Equipment | Document production |  | 0 | Per Unit | [7 empty] | 937.8 | 521 | 416.8 | 0.44444 |  | 6 |  |  |  | 416.8 | [8 empty] | 0 | 0 | 0 | 0 | 0 | 0 | 0 | [5 empty] | 0
FL Zone 2Lodging/HospitalityTurnover |  | XXXXXXXX | Yes | Equipment | ENERGY STAR Imaging Equipment | One imaging device meeting current ENERGY STAR® Standards | One non-ENERGY STAR® imaging device | Commercial | Turnover | Lodging/Hospitality | FL Zone 2 | Office Equipment | Document production |  | 0 | Per Unit | [7 empty] | 937.8 | 521 | 416.8 | 0.44444 |  | 6 |  |  |  | 416.8 | [8 empty] | 0 | 0 | 0 | 0 | 0 | 0 | 0 | [5 empty] | 0
FL Zone 2MiscellaneousTurnover |  | XXXXXXXX | Yes | Equipment | ENERGY STAR Imaging Equipment | One imaging device meeting current ENERGY STAR® Standards | One non-ENERGY STAR® imaging device | Commercial | Turnover | Miscellaneous | FL Zone 2 | Office Equipment | Document production |  | 0 | Per Unit | [7 empty] | 937.8 | 521 | 416.8 | 0.44444 |  | 6 |  |  |  | 416.8 | [8 empty] | 0 | 0 | 0 | 0 | 0 | 0 | 0 | [5 empty] | 0
FL Zone 2OfficesTurnover |  | XXXXXXXX | Yes | Equipment | ENERGY STAR Imaging Equipment | One imaging device meeting current ENERGY STAR® Standards | One non-ENERGY STAR® imaging device | Commercial | Turnover | Offices | FL Zone 2 | Office Equipment | Document production |  | 0 | Per Unit | [7 empty] | 937.8 | 521 | 416.8 | 0.44444 |  | 6 |  |  |  | 416.8 | [8 empty] | 0 | 0 | 0 | 0 | 0 | 0 | 0 | [5 empty] | 0
FL Zone 2RestaurantsTurnover |  | XXXXXXXX | Yes | Equipment | ENERGY STAR Imaging Equipment | One imaging device meeting current ENERGY STAR® Standards | One non-ENERGY STAR® imaging device | Commercial | Turnover | Restaurants | FL Zone 2 | Office Equipment | Document production |  | 0 | Per Unit | [7 empty] | 937.8 | 521 | 416.8 | 0.44444 |  | 6 |  |  |  | 416.8 | [8 empty] | 0 | 0 | 0 | 0 | 0 | 0 | 0 | [5 empty] | 0
FL Zone 2RetailTurnover |  | XXXXXXXX | Yes | Equipment | ENERGY STAR Imaging Equipment | One imaging device meeting current ENERGY STAR® Standards | One non-ENERGY STAR® imaging device | Commercial | Turnover | Retail | FL Zone 2 | Office Equipment | Document production |  | 0 | Per Unit | [7 empty] | 937.8 | 521 | 416.8 | 0.44444 |  | 6 |  |  |  | 416.8 | [8 empty] | 0 | 0 | 0 | 0 | 0 | 0 | 0 | [5 empty] | 0
FL Zone 2Schools K-12Turnover |  | XXXXXXXX | Yes | Equipment | ENERGY STAR Imaging Equipment | One imaging device meeting current ENERGY STAR® Standards | One non-ENERGY STAR® imaging device | Commercial | Turnover | Schools K-12 | FL Zone 2 | Office Equipment | Document production |  | 0 | Per Unit | [7 empty] | 937.8 | 521 | 416.8 | 0.44444 |  | 6 |  |  |  | 416.8 | [8 empty] | 0 | 0 | 0 | 0 | 0 | 0 | 0 | [5 empty] | 0
FL Zone 2WarehouseTurnover |  | XXXXXXXX | Yes | Equipment | ENERGY STAR Imaging Equipment | One imaging device meeting current ENERGY STAR® Standards | One non-ENERGY STAR® imaging device | Commercial | Turnover | Warehouse | FL Zone 2 | Office Equipment | Document production |  | 0 | Per Unit | [7 empty] | 937.8 | 521 | 416.8 | 0.44444 |  | 6 |  |  |  | 416.8 | [8 empty] | 0 | 0 | 0 | 0 | 0 | 0 | 0 | [5 empty] | 0
FL Zone 2AssemblyNew |  | XXXXXXXX | Yes | Equipment | ENERGY STAR Imaging Equipment | One imaging device meeting current ENERGY STAR® Standards | One non-ENERGY STAR® imaging device | Commercial | New | Assembly | FL Zone 2 | Office Equipment | Document production |  | 0 | Per Unit | [7 empty] | 937.8 | 521 | 416.8 | 0.44444 |  | 6 |  |  |  | 416.8 | [8 empty] | 0 | 0 | 0 | 0 | 0 | 0 | 0 | [5 empty] | 0
FL Zone 2College and UniversityNew |  | XXXXXXXX | Yes | Equipment | ENERGY STAR Imaging Equipment | One imaging device meeting current ENERGY STAR® Standards | One non-ENERGY STAR® imaging device | Commercial | New | College and University | FL Zone 2 | Office Equipment | Document production |  | 0 | Per Unit | [7 empty] | 937.8 | 521 | 416.8 | 0.44444 |  | 6 |  |  |  | 416.8 | [8 empty] | 0 | 0 | 0 | 0 | 0 | 0 | 0 | [5 empty] | 0
FL Zone 2GroceryNew |  | XXXXXXXX | Yes | Equipment | ENERGY STAR Imaging Equipment | One imaging device meeting current ENERGY STAR® Standards | One non-ENERGY STAR® imaging device | Commercial | New | Grocery | FL Zone 2 | Office Equipment | Document production |  | 0 | Per Unit | [7 empty] | 937.8 | 521 | 416.8 | 0.44444 |  | 6 |  |  |  | 416.8 | [8 empty] | 0 | 0 | 0 | 0 | 0 | 0 | 0 | [5 empty] | 0
FL Zone 2HealthcareNew |  | XXXXXXXX | Yes | Equipment | ENERGY STAR Imaging Equipment | One imaging device meeting current ENERGY STAR® Standards | One non-ENERGY STAR® imaging device | Commercial | New | Healthcare | FL Zone 2 | Office Equipment | Document production |  | 0 | Per Unit | [7 empty] | 937.8 | 521 | 416.8 | 0.44444 |  | 6 |  |  |  | 416.8 | [8 empty] | 0 | 0 | 0 | 0 | 0 | 0 | 0 | [5 empty] | 0
FL Zone 2HospitalsNew |  | XXXXXXXX | Yes | Equipment | ENERGY STAR Imaging Equipment | One imaging device meeting current ENERGY STAR® Standards | One non-ENERGY STAR® imaging device | Commercial | New | Hospitals | FL Zone 2 | Office Equipment | Document production |  | 0 | Per Unit | [7 empty] | 937.8 | 521 | 416.8 | 0.44444 |  | 6 |  |  |  | 416.8 | [8 empty] | 0 | 0 | 0 | 0 | 0 | 0 | 0 | [5 empty] | 0
FL Zone 2InstitutionalNew |  | XXXXXXXX | Yes | Equipment | ENERGY STAR Imaging Equipment | One imaging device meeting current ENERGY STAR® Standards | One non-ENERGY STAR® imaging device | Commercial | New | Institutional | FL Zone 2 | Office Equipment | Document production |  | 0 | Per Unit | [7 empty] | 937.8 | 521 | 416.8 | 0.44444 |  | 6 |  |  |  | 416.8 | [8 empty] | 0 | 0 | 0 | 0 | 0 | 0 | 0 | [5 empty] | 0
FL Zone 2Lodging/HospitalityNew |  | XXXXXXXX | Yes | Equipment | ENERGY STAR Imaging Equipment | One imaging device meeting current ENERGY STAR® Standards | One non-ENERGY STAR® imaging device | Commercial | New | Lodging/Hospitality | FL Zone 2 | Office Equipment | Document production |  | 0 | Per Unit | [7 empty] | 937.8 | 521 | 416.8 | 0.44444 |  | 6 |  |  |  | 416.8 | [8 empty] | 0 | 0 | 0 | 0 | 0 | 0 | 0 | [5 empty] | 0
FL Zone 2MiscellaneousNew |  | XXXXXXXX | Yes | Equipment | ENERGY STAR Imaging Equipment | One imaging device meeting current ENERGY STAR® Standards | One non-ENERGY STAR® imaging device | Commercial | New | Miscellaneous | FL Zone 2 | Office Equipment | Document production |  | 0 | Per Unit | [7 empty] | 937.8 | 521 | 416.8 | 0.44444 |  | 6 |  |  |  | 416.8 | [8 empty] | 0 | 0 | 0 | 0 | 0 | 0 | 0 | [5 empty] | 0
FL Zone 2OfficesNew |  | XXXXXXXX | Yes | Equipment | ENERGY STAR Imaging Equipment | One imaging device meeting current ENERGY STAR® Standards | One non-ENERGY STAR® imaging device | Commercial | New | Offices | FL Zone 2 | Office Equipment | Document production |  | 0 | Per Unit | [7 empty] | 937.8 | 521 | 416.8 | 0.44444 |  | 6 |  |  |  | 416.8 | [8 empty] | 0 | 0 | 0 | 0 | 0 | 0 | 0 | [5 empty] | 0
FL Zone 2RestaurantsNew |  | XXXXXXXX | Yes | Equipment | ENERGY STAR Imaging Equipment | One imaging device meeting current ENERGY STAR® Standards | One non-ENERGY STAR® imaging device | Commercial | New | Restaurants | FL Zone 2 | Office Equipment | Document production |  | 0 | Per Unit | [7 empty] | 937.8 | 521 | 416.8 | 0.44444 |  | 6 |  |  |  | 416.8 | [8 empty] | 0 | 0 | 0 | 0 | 0 | 0 | 0 | [5 empty] | 0
FL Zone 2RetailNew |  | XXXXXXXX | Yes | Equipment | ENERGY STAR Imaging Equipment | One imaging device meeting current ENERGY STAR® Standards | One non-ENERGY STAR® imaging device | Commercial | New | Retail | FL Zone 2 | Office Equipment | Document production |  | 0 | Per Unit | [7 empty] | 937.8 | 521 | 416.8 | 0.44444 |  | 6 |  |  |  | 416.8 | [8 empty] | 0 | 0 | 0 | 0 | 0 | 0 | 0 | [5 empty] | 0
FL Zone 2Schools K-12New |  | XXXXXXXX | Yes | Equipment | ENERGY STAR Imaging Equipment | One imaging device meeting current ENERGY STAR® Standards | One non-ENERGY STAR® imaging device | Commercial | New | Schools K-12 | FL Zone 2 | Office Equipment | Document production |  | 0 | Per Unit | [7 empty] | 937.8 | 521 | 416.8 | 0.44444 |  | 6 |  |  |  | 416.8 | [8 empty] | 0 | 0 | 0 | 0 | 0 | 0 | 0 | [5 empty] | 0
FL Zone 2WarehouseNew |  | XXXXXXXX | Yes | Equipment | ENERGY STAR Imaging Equipment | One imaging device meeting current ENERGY STAR® Standards | One non-ENERGY STAR® imaging device | Commercial | New | Warehouse | FL Zone 2 | Office Equipment | Document production |  | 0 | Per Unit | [7 empty] | 937.8 | 521 | 416.8 | 0.44444 |  | 6 |  |  |  | 416.8 | [8 empty] | 0 | 0 | 0 | 0 | 0 | 0 | 0 | [5 empty] | 0
FL Zone 2AssemblyTurnover |  | XXXXXXXX | Yes | Equipment | Energy Star PCs | One Personal Computer (desktop or laptop) meeting current ENERGY STAR® Standards | One non-ENERGY STAR® Personal Computer | Commercial | Turnover | Assembly | FL Zone 2 | Office Equipment | Computers |  | 0 | Per Unit | [7 empty] | 284.9901 | 161.4747 | 123.5154 | 0.4334 |  | 4 |  |  |  | 123.5154 | [8 empty] | 0 | 0 | 0 | 0 | 0 | 0 | 0 | [5 empty] | 0
FL Zone 2College and UniversityTurnover |  | XXXXXXXX | Yes | Equipment | Energy Star PCs | One Personal Computer (desktop or laptop) meeting current ENERGY STAR® Standards | One non-ENERGY STAR® Personal Computer | Commercial | Turnover | College and University | FL Zone 2 | Office Equipment | Computers |  | 0 | Per Unit | [7 empty] | 284.9901 | 161.4747 | 123.5154 | 0.4334 |  | 4 |  |  |  | 123.5154 | [8 empty] | 0 | 0 | 0 | 0 | 0 | 0 | 0 | [5 empty] | 0
FL Zone 2GroceryTurnover |  | XXXXXXXX | Yes | Equipment | Energy Star PCs | One Personal Computer (desktop or laptop) meeting current ENERGY STAR® Standards | One non-ENERGY STAR® Personal Computer | Commercial | Turnover | Grocery | FL Zone 2 | Office Equipment | Computers |  | 0 | Per Unit | [7 empty] | 284.9901 | 161.4747 | 123.5154 | 0.4334 |  | 4 |  |  |  | 123.5154 | [8 empty] | 0 | 0 | 0 | 0 | 0 | 0 | 0 | [5 empty] | 0
FL Zone 2HealthcareTurnover |  | XXXXXXXX | Yes | Equipment | Energy Star PCs | One Personal Computer (desktop or laptop) meeting current ENERGY STAR® Standards | One non-ENERGY STAR® Personal Computer | Commercial | Turnover | Healthcare | FL Zone 2 | Office Equipment | Computers |  | 0 | Per Unit | [7 empty] | 284.9901 | 161.4747 | 123.5154 | 0.4334 |  | 4 |  |  |  | 123.5154 | [8 empty] | 0 | 0 | 0 | 0 | 0 | 0 | 0 | [5 empty] | 0
FL Zone 2HospitalsTurnover |  | XXXXXXXX | Yes | Equipment | Energy Star PCs | One Personal Computer (desktop or laptop) meeting current ENERGY STAR® Standards | One non-ENERGY STAR® Personal Computer | Commercial | Turnover | Hospitals | FL Zone 2 | Office Equipment | Computers |  | 0 | Per Unit | [7 empty] | 284.9901 | 161.4747 | 123.5154 | 0.4334 |  | 4 |  |  |  | 123.5154 | [8 empty] | 0 | 0 | 0 | 0 | 0 | 0 | 0 | [5 empty] | 0
FL Zone 2InstitutionalTurnover |  | XXXXXXXX | Yes | Equipment | Energy Star PCs | One Personal Computer (desktop or laptop) meeting current ENERGY STAR® Standards | One non-ENERGY STAR® Personal Computer | Commercial | Turnover | Institutional | FL Zone 2 | Office Equipment | Computers |  | 0 | Per Unit | [7 empty] | 284.9901 | 161.4747 | 123.5154 | 0.4334 |  | 4 |  |  |  | 123.5154 | [8 empty] | 0 | 0 | 0 | 0 | 0 | 0 | 0 | [5 empty] | 0
FL Zone 2Lodging/HospitalityTurnover |  | XXXXXXXX | Yes | Equipment | Energy Star PCs | One Personal Computer (desktop or laptop) meeting current ENERGY STAR® Standards | One non-ENERGY STAR® Personal Computer | Commercial | Turnover | Lodging/Hospitality | FL Zone 2 | Office Equipment | Computers |  | 0 | Per Unit | [7 empty] | 284.9901 | 161.4747 | 123.5154 | 0.4334 |  | 4 |  |  |  | 123.5154 | [8 empty] | 0 | 0 | 0 | 0 | 0 | 0 | 0 | [5 empty] | 0
FL Zone 2MiscellaneousTurnover |  | XXXXXXXX | Yes | Equipment | Energy Star PCs | One Personal Computer (desktop or laptop) meeting current ENERGY STAR® Standards | One non-ENERGY STAR® Personal Computer | Commercial | Turnover | Miscellaneous | FL Zone 2 | Office Equipment | Computers |  | 0 | Per Unit | [7 empty] | 284.9901 | 161.4747 | 123.5154 | 0.4334 |  | 4 |  |  |  | 123.5154 | [8 empty] | 0 | 0 | 0 | 0 | 0 | 0 | 0 | [5 empty] | 0
FL Zone 2OfficesTurnover |  | XXXXXXXX | Yes | Equipment | Energy Star PCs | One Personal Computer (desktop or laptop) meeting current ENERGY STAR® Standards | One non-ENERGY STAR® Personal Computer | Commercial | Turnover | Offices | FL Zone 2 | Office Equipment | Computers |  | 0 | Per Unit | [7 empty] | 284.9901 | 161.4747 | 123.5154 | 0.4334 |  | 4 |  |  |  | 123.5154 | [8 empty] | 0 | 0 | 0 | 0 | 0 | 0 | 0 | [5 empty] | 0
FL Zone 2RestaurantsTurnover |  | XXXXXXXX | Yes | Equipment | Energy Star PCs | One Personal Computer (desktop or laptop) meeting current ENERGY STAR® Standards | One non-ENERGY STAR® Personal Computer | Commercial | Turnover | Restaurants | FL Zone 2 | Office Equipment | Computers |  | 0 | Per Unit | [7 empty] | 284.9901 | 161.4747 | 123.5154 | 0.4334 |  | 4 |  |  |  | 123.5154 | [8 empty] | 0 | 0 | 0 | 0 | 0 | 0 | 0 | [5 empty] | 0
FL Zone 2RetailTurnover |  | XXXXXXXX | Yes | Equipment | Energy Star PCs | One Personal Computer (desktop or laptop) meeting current ENERGY STAR® Standards | One non-ENERGY STAR® Personal Computer | Commercial | Turnover | Retail | FL Zone 2 | Office Equipment | Computers |  | 0 | Per Unit | [7 empty] | 284.9901 | 161.4747 | 123.5154 | 0.4334 |  | 4 |  |  |  | 123.5154 | [8 empty] | 0 | 0 | 0 | 0 | 0 | 0 | 0 | [5 empty] | 0
FL Zone 2Schools K-12Turnover |  | XXXXXXXX | Yes | Equipment | Energy Star PCs | One Personal Computer (desktop or laptop) meeting current ENERGY STAR® Standards | One non-ENERGY STAR® Personal Computer | Commercial | Turnover | Schools K-12 | FL Zone 2 | Office Equipment | Computers |  | 0 | Per Unit | [7 empty] | 284.9901 | 161.4747 | 123.5154 | 0.4334 |  | 4 |  |  |  | 123.5154 | [8 empty] | 0 | 0 | 0 | 0 | 0 | 0 | 0 | [5 empty] | 0
FL Zone 2WarehouseTurnover |  | XXXXXXXX | Yes | Equipment | Energy Star PCs | One Personal Computer (desktop or laptop) meeting current ENERGY STAR® Standards | One non-ENERGY STAR® Personal Computer | Commercial | Turnover | Warehouse | FL Zone 2 | Office Equipment | Computers |  | 0 | Per Unit | [7 empty] | 284.9901 | 161.4747 | 123.5154 | 0.4334 |  | 4 |  |  |  | 123.5154 | [8 empty] | 0 | 0 | 0 | 0 | 0 | 0 | 0 | [5 empty] | 0
FL Zone 2AssemblyNew |  | XXXXXXXX | Yes | Equipment | Energy Star PCs | One Personal Computer (desktop or laptop) meeting current ENERGY STAR® Standards | One non-ENERGY STAR® Personal Computer | Commercial | New | Assembly | FL Zone 2 | Office Equipment | Computers |  | 0 | Per Unit | [7 empty] | 284.9901 | 161.4747 | 123.5154 | 0.4334 |  | 4 |  |  |  | 123.5154 | [8 empty] | 0 | 0 | 0 | 0 | 0 | 0 | 0 | [5 empty] | 0
FL Zone 2College and UniversityNew |  | XXXXXXXX | Yes | Equipment | Energy Star PCs | One Personal Computer (desktop or laptop) meeting current ENERGY STAR® Standards | One non-ENERGY STAR® Personal Computer | Commercial | New | College and University | FL Zone 2 | Office Equipment | Computers |  | 0 | Per Unit | [7 empty] | 284.9901 | 161.4747 | 123.5154 | 0.4334 |  | 4 |  |  |  | 123.5154 | [8 empty] | 0 | 0 | 0 | 0 | 0 | 0 | 0 | [5 empty] | 0
FL Zone 2GroceryNew |  | XXXXXXXX | Yes | Equipment | Energy Star PCs | One Personal Computer (desktop or laptop) meeting current ENERGY STAR® Standards | One non-ENERGY STAR® Personal Computer | Commercial | New | Grocery | FL Zone 2 | Office Equipment | Computers |  | 0 | Per Unit | [7 empty] | 284.9901 | 161.4747 | 123.5154 | 0.4334 |  | 4 |  |  |  | 123.5154 | [8 empty] | 0 | 0 | 0 | 0 | 0 | 0 | 0 | [5 empty] | 0
FL Zone 2HealthcareNew |  | XXXXXXXX | Yes | Equipment | Energy Star PCs | One Personal Computer (desktop or laptop) meeting current ENERGY STAR® Standards | One non-ENERGY STAR® Personal Computer | Commercial | New | Healthcare | FL Zone 2 | Office Equipment | Computers |  | 0 | Per Unit | [7 empty] | 284.9901 | 161.4747 | 123.5154 | 0.4334 |  | 4 |  |  |  | 123.5154 | [8 empty] | 0 | 0 | 0 | 0 | 0 | 0 | 0 | [5 empty] | 0
FL Zone 2HospitalsNew |  | XXXXXXXX | Yes | Equipment | Energy Star PCs | One Personal Computer (desktop or laptop) meeting current ENERGY STAR® Standards | One non-ENERGY STAR® Personal Computer | Commercial | New | Hospitals | FL Zone 2 | Office Equipment | Computers |  | 0 | Per Unit | [7 empty] | 284.9901 | 161.4747 | 123.5154 | 0.4334 |  | 4 |  |  |  | 123.5154 | [8 empty] | 0 | 0 | 0 | 0 | 0 | 0 | 0 | [5 empty] | 0
FL Zone 2InstitutionalNew |  | XXXXXXXX | Yes | Equipment | Energy Star PCs | One Personal Computer (desktop or laptop) meeting current ENERGY STAR® Standards | One non-ENERGY STAR® Personal Computer | Commercial | New | Institutional | FL Zone 2 | Office Equipment | Computers |  | 0 | Per Unit | [7 empty] | 284.9901 | 161.4747 | 123.5154 | 0.4334 |  | 4 |  |  |  | 123.5154 | [8 empty] | 0 | 0 | 0 | 0 | 0 | 0 | 0 | [5 empty] | 0
FL Zone 2Lodging/HospitalityNew |  | XXXXXXXX | Yes | Equipment | Energy Star PCs | One Personal Computer (desktop or laptop) meeting current ENERGY STAR® Standards | One non-ENERGY STAR® Personal Computer | Commercial | New | Lodging/Hospitality | FL Zone 2 | Office Equipment | Computers |  | 0 | Per Unit | [7 empty] | 284.9901 | 161.4747 | 123.5154 | 0.4334 |  | 4 |  |  |  | 123.5154 | [8 empty] | 0 | 0 | 0 | 0 | 0 | 0 | 0 | [5 empty] | 0
FL Zone 2MiscellaneousNew |  | XXXXXXXX | Yes | Equipment | Energy Star PCs | One Personal Computer (desktop or laptop) meeting current ENERGY STAR® Standards | One non-ENERGY STAR® Personal Computer | Commercial | New | Miscellaneous | FL Zone 2 | Office Equipment | Computers |  | 0 | Per Unit | [7 empty] | 284.9901 | 161.4747 | 123.5154 | 0.4334 |  | 4 |  |  |  | 123.5154 | [8 empty] | 0 | 0 | 0 | 0 | 0 | 0 | 0 | [5 empty] | 0
FL Zone 2OfficesNew |  | XXXXXXXX | Yes | Equipment | Energy Star PCs | One Personal Computer (desktop or laptop) meeting current ENERGY STAR® Standards | One non-ENERGY STAR® Personal Computer | Commercial | New | Offices | FL Zone 2 | Office Equipment | Computers |  | 0 | Per Unit | [7 empty] | 284.9901 | 161.4747 | 123.5154 | 0.4334 |  | 4 |  |  |  | 123.5154 | [8 empty] | 0 | 0 | 0 | 0 | 0 | 0 | 0 | [5 empty] | 0
FL Zone 2RestaurantsNew |  | XXXXXXXX | Yes | Equipment | Energy Star PCs | One Personal Computer (desktop or laptop) meeting current ENERGY STAR® Standards | One non-ENERGY STAR® Personal Computer | Commercial | New | Restaurants | FL Zone 2 | Office Equipment | Computers |  | 0 | Per Unit | [7 empty] | 284.9901 | 161.4747 | 123.5154 | 0.4334 |  | 4 |  |  |  | 123.5154 | [8 empty] | 0 | 0 | 0 | 0 | 0 | 0 | 0 | [5 empty] | 0
FL Zone 2RetailNew |  | XXXXXXXX | Yes | Equipment | Energy Star PCs | One Personal Computer (desktop or laptop) meeting current ENERGY STAR® Standards | One non-ENERGY STAR® Personal Computer | Commercial | New | Retail | FL Zone 2 | Office Equipment | Computers |  | 0 | Per Unit | [7 empty] | 284.9901 | 161.4747 | 123.5154 | 0.4334 |  | 4 |  |  |  | 123.5154 | [8 empty] | 0 | 0 | 0 | 0 | 0 | 0 | 0 | [5 empty] | 0
FL Zone 2Schools K-12New |  | XXXXXXXX | Yes | Equipment | Energy Star PCs | One Personal Computer (desktop or laptop) meeting current ENERGY STAR® Standards | One non-ENERGY STAR® Personal Computer | Commercial | New | Schools K-12 | FL Zone 2 | Office Equipment | Computers |  | 0 | Per Unit | [7 empty] | 284.9901 | 161.4747 | 123.5154 | 0.4334 |  | 4 |  |  |  | 123.5154 | [8 empty] | 0 | 0 | 0 | 0 | 0 | 0 | 0 | [5 empty] | 0
FL Zone 2WarehouseNew |  | XXXXXXXX | Yes | Equipment | Energy Star PCs | One Personal Computer (desktop or laptop) meeting current ENERGY STAR® Standards | One non-ENERGY STAR® Personal Computer | Commercial | New | Warehouse | FL Zone 2 | Office Equipment | Computers |  | 0 | Per Unit | [7 empty] | 284.9901 | 161.4747 | 123.5154 | 0.4334 |  | 4 |  |  |  | 123.5154 | [8 empty] | 0 | 0 | 0 | 0 | 0 | 0 | 0 | [5 empty] | 0
FL Zone 2AssemblyTurnover |  | XXXXXXXX | Yes | Equipment | Energy Star Refrigerator | One Refrigerator meeting current ENERGY STAR® Standards | One Refrigerator meeting Federal Standard | Commercial | Turnover | Assembly | FL Zone 2 | Refrigeration | Residential style |  | 0 | Per Appliance | [7 empty] | 607.13 | 473.63 | 133.5 | 0.21989 |  | 12 |  |  |  | 133.5 | [8 empty] | 0 | 0 | 0 | 0 | 0 | 0 | 0 | [5 empty] | 0
FL Zone 2College and UniversityTurnover |  | XXXXXXXX | Yes | Equipment | Energy Star Refrigerator | One Refrigerator meeting current ENERGY STAR® Standards | One Refrigerator meeting Federal Standard | Commercial | Turnover | College and University | FL Zone 2 | Refrigeration | Residential style |  | 0 | Per Appliance | [7 empty] | 607.13 | 473.63 | 133.5 | 0.21989 |  | 12 |  |  |  | 133.5 | [8 empty] | 0 | 0 | 0 | 0 | 0 | 0 | 0 | [5 empty] | 0
FL Zone 2GroceryTurnover |  | XXXXXXXX | Yes | Equipment | Energy Star Refrigerator | One Refrigerator meeting current ENERGY STAR® Standards | One Refrigerator meeting Federal Standard | Commercial | Turnover | Grocery | FL Zone 2 | Refrigeration | Residential style |  | 0 | Per Appliance | [7 empty] | 607.13 | 473.63 | 133.5 | 0.21989 |  | 12 |  |  |  | 133.5 | [8 empty] | 0 | 0 | 0 | 0 | 0 | 0 | 0 | [5 empty] | 0
FL Zone 2HealthcareTurnover |  | XXXXXXXX | Yes | Equipment | Energy Star Refrigerator | One Refrigerator meeting current ENERGY STAR® Standards | One Refrigerator meeting Federal Standard | Commercial | Turnover | Healthcare | FL Zone 2 | Refrigeration | Residential style |  | 0 | Per Appliance | [7 empty] | 607.13 | 473.63 | 133.5 | 0.21989 |  | 12 |  |  |  | 133.5 | [8 empty] | 0 | 0 | 0 | 0 | 0 | 0 | 0 | [5 empty] | 0
FL Zone 2HospitalsTurnover |  | XXXXXXXX | Yes | Equipment | Energy Star Refrigerator | One Refrigerator meeting current ENERGY STAR® Standards | One Refrigerator meeting Federal Standard | Commercial | Turnover | Hospitals | FL Zone 2 | Refrigeration | Residential style |  | 0 | Per Appliance | [7 empty] | 607.13 | 473.63 | 133.5 | 0.21989 |  | 12 |  |  |  | 133.5 | [8 empty] | 0 | 0 | 0 | 0 | 0 | 0 | 0 | [5 empty] | 0
FL Zone 2InstitutionalTurnover |  | XXXXXXXX | Yes | Equipment | Energy Star Refrigerator | One Refrigerator meeting current ENERGY STAR® Standards | One Refrigerator meeting Federal Standard | Commercial | Turnover | Institutional | FL Zone 2 | Refrigeration | Residential style |  | 0 | Per Appliance | [7 empty] | 607.13 | 473.63 | 133.5 | 0.21989 |  | 12 |  |  |  | 133.5 | [8 empty] | 0 | 0 | 0 | 0 | 0 | 0 | 0 | [5 empty] | 0
FL Zone 2Lodging/HospitalityTurnover |  | XXXXXXXX | Yes | Equipment | Energy Star Refrigerator | One Refrigerator meeting current ENERGY STAR® Standards | One Refrigerator meeting Federal Standard | Commercial | Turnover | Lodging/Hospitality | FL Zone 2 | Refrigeration | Residential style |  | 0 | Per Appliance | [7 empty] | 607.13 | 473.63 | 133.5 | 0.21989 |  | 12 |  |  |  | 133.5 | [8 empty] | 0 | 0 | 0 | 0 | 0 | 0 | 0 | [5 empty] | 0
FL Zone 2MiscellaneousTurnover |  | XXXXXXXX | Yes | Equipment | Energy Star Refrigerator | One Refrigerator meeting current ENERGY STAR® Standards | One Refrigerator meeting Federal Standard | Commercial | Turnover | Miscellaneous | FL Zone 2 | Refrigeration | Residential style |  | 0 | Per Appliance | [7 empty] | 607.13 | 473.63 | 133.5 | 0.21989 |  | 12 |  |  |  | 133.5 | [8 empty] | 0 | 0 | 0 | 0 | 0 | 0 | 0 | [5 empty] | 0
FL Zone 2OfficesTurnover |  | XXXXXXXX | Yes | Equipment | Energy Star Refrigerator | One Refrigerator meeting current ENERGY STAR® Standards | One Refrigerator meeting Federal Standard | Commercial | Turnover | Offices | FL Zone 2 | Refrigeration | Residential style |  | 0 | Per Appliance | [7 empty] | 607.13 | 473.63 | 133.5 | 0.21989 |  | 12 |  |  |  | 133.5 | [8 empty] | 0 | 0 | 0 | 0 | 0 | 0 | 0 | [5 empty] | 0
FL Zone 2RestaurantsTurnover |  | XXXXXXXX | Yes | Equipment | Energy Star Refrigerator | One Refrigerator meeting current ENERGY STAR® Standards | One Refrigerator meeting Federal Standard | Commercial | Turnover | Restaurants | FL Zone 2 | Refrigeration | Residential style |  | 0 | Per Appliance | [7 empty] | 607.13 | 473.63 | 133.5 | 0.21989 |  | 12 |  |  |  | 133.5 | [8 empty] | 0 | 0 | 0 | 0 | 0 | 0 | 0 | [5 empty] | 0
FL Zone 2RetailTurnover |  | XXXXXXXX | Yes | Equipment | Energy Star Refrigerator | One Refrigerator meeting current ENERGY STAR® Standards | One Refrigerator meeting Federal Standard | Commercial | Turnover | Retail | FL Zone 2 | Refrigeration | Residential style |  | 0 | Per Appliance | [7 empty] | 607.13 | 473.63 | 133.5 | 0.21989 |  | 12 |  |  |  | 133.5 | [8 empty] | 0 | 0 | 0 | 0 | 0 | 0 | 0 | [5 empty] | 0
FL Zone 2Schools K-12Turnover |  | XXXXXXXX | Yes | Equipment | Energy Star Refrigerator | One Refrigerator meeting current ENERGY STAR® Standards | One Refrigerator meeting Federal Standard | Commercial | Turnover | Schools K-12 | FL Zone 2 | Refrigeration | Residential style |  | 0 | Per Appliance | [7 empty] | 607.13 | 473.63 | 133.5 | 0.21989 |  | 12 |  |  |  | 133.5 | [8 empty] | 0 | 0 | 0 | 0 | 0 | 0 | 0 | [5 empty] | 0
FL Zone 2WarehouseTurnover |  | XXXXXXXX | Yes | Equipment | Energy Star Refrigerator | One Refrigerator meeting current ENERGY STAR® Standards | One Refrigerator meeting Federal Standard | Commercial | Turnover | Warehouse | FL Zone 2 | Refrigeration | Residential style |  | 0 | Per Appliance | [7 empty] | 607.13 | 473.63 | 133.5 | 0.21989 |  | 12 |  |  |  | 133.5 | [8 empty] | 0 | 0 | 0 | 0 | 0 | 0 | 0 | [5 empty] | 0
FL Zone 2AssemblyNew |  | XXXXXXXX | Yes | Equipment | Energy Star Refrigerator | One Refrigerator meeting current ENERGY STAR® Standards | One Refrigerator meeting Federal Standard | Commercial | New | Assembly | FL Zone 2 | Refrigeration | Residential style |  | 0 | Per Appliance | [7 empty] | 607.13 | 473.63 | 133.5 | 0.21989 |  | 12 |  |  |  | 133.5 | [8 empty] | 0 | 0 | 0 | 0 | 0 | 0 | 0 | [5 empty] | 0
FL Zone 2College and UniversityNew |  | XXXXXXXX | Yes | Equipment | Energy Star Refrigerator | One Refrigerator meeting current ENERGY STAR® Standards | One Refrigerator meeting Federal Standard | Commercial | New | College and University | FL Zone 2 | Refrigeration | Residential style |  | 0 | Per Appliance | [7 empty] | 607.13 | 473.63 | 133.5 | 0.21989 |  | 12 |  |  |  | 133.5 | [8 empty] | 0 | 0 | 0 | 0 | 0 | 0 | 0 | [5 empty] | 0
FL Zone 2GroceryNew |  | XXXXXXXX | Yes | Equipment | Energy Star Refrigerator | One Refrigerator meeting current ENERGY STAR® Standards | One Refrigerator meeting Federal Standard | Commercial | New | Grocery | FL Zone 2 | Refrigeration | Residential style |  | 0 | Per Appliance | [7 empty] | 607.13 | 473.63 | 133.5 | 0.21989 |  | 12 |  |  |  | 133.5 | [8 empty] | 0 | 0 | 0 | 0 | 0 | 0 | 0 | [5 empty] | 0
FL Zone 2HealthcareNew |  | XXXXXXXX | Yes | Equipment | Energy Star Refrigerator | One Refrigerator meeting current ENERGY STAR® Standards | One Refrigerator meeting Federal Standard | Commercial | New | Healthcare | FL Zone 2 | Refrigeration | Residential style |  | 0 | Per Appliance | [7 empty] | 607.13 | 473.63 | 133.5 | 0.21989 |  | 12 |  |  |  | 133.5 | [8 empty] | 0 | 0 | 0 | 0 | 0 | 0 | 0 | [5 empty] | 0
FL Zone 2HospitalsNew |  | XXXXXXXX | Yes | Equipment | Energy Star Refrigerator | One Refrigerator meeting current ENERGY STAR® Standards | One Refrigerator meeting Federal Standard | Commercial | New | Hospitals | FL Zone 2 | Refrigeration | Residential style |  | 0 | Per Appliance | [7 empty] | 607.13 | 473.63 | 133.5 | 0.21989 |  | 12 |  |  |  | 133.5 | [8 empty] | 0 | 0 | 0 | 0 | 0 | 0 | 0 | [5 empty] | 0
FL Zone 2InstitutionalNew |  | XXXXXXXX | Yes | Equipment | Energy Star Refrigerator | One Refrigerator meeting current ENERGY STAR® Standards | One Refrigerator meeting Federal Standard | Commercial | New | Institutional | FL Zone 2 | Refrigeration | Residential style |  | 0 | Per Appliance | [7 empty] | 607.13 | 473.63 | 133.5 | 0.21989 |  | 12 |  |  |  | 133.5 | [8 empty] | 0 | 0 | 0 | 0 | 0 | 0 | 0 | [5 empty] | 0
FL Zone 2Lodging/HospitalityNew |  | XXXXXXXX | Yes | Equipment | Energy Star Refrigerator | One Refrigerator meeting current ENERGY STAR® Standards | One Refrigerator meeting Federal Standard | Commercial | New | Lodging/Hospitality | FL Zone 2 | Refrigeration | Residential style |  | 0 | Per Appliance | [7 empty] | 607.13 | 473.63 | 133.5 | 0.21989 |  | 12 |  |  |  | 133.5 | [8 empty] | 0 | 0 | 0 | 0 | 0 | 0 | 0 | [5 empty] | 0
FL Zone 2MiscellaneousNew |  | XXXXXXXX | Yes | Equipment | Energy Star Refrigerator | One Refrigerator meeting current ENERGY STAR® Standards | One Refrigerator meeting Federal Standard | Commercial | New | Miscellaneous | FL Zone 2 | Refrigeration | Residential style |  | 0 | Per Appliance | [7 empty] | 607.13 | 473.63 | 133.5 | 0.21989 |  | 12 |  |  |  | 133.5 | [8 empty] | 0 | 0 | 0 | 0 | 0 | 0 | 0 | [5 empty] | 0
FL Zone 2OfficesNew |  | XXXXXXXX | Yes | Equipment | Energy Star Refrigerator | One Refrigerator meeting current ENERGY STAR® Standards | One Refrigerator meeting Federal Standard | Commercial | New | Offices | FL Zone 2 | Refrigeration | Residential style |  | 0 | Per Appliance | [7 empty] | 607.13 | 473.63 | 133.5 | 0.21989 |  | 12 |  |  |  | 133.5 | [8 empty] | 0 | 0 | 0 | 0 | 0 | 0 | 0 | [5 empty] | 0
FL Zone 2RestaurantsNew |  | XXXXXXXX | Yes | Equipment | Energy Star Refrigerator | One Refrigerator meeting current ENERGY STAR® Standards | One Refrigerator meeting Federal Standard | Commercial | New | Restaurants | FL Zone 2 | Refrigeration | Residential style |  | 0 | Per Appliance | [7 empty] | 607.13 | 473.63 | 133.5 | 0.21989 |  | 12 |  |  |  | 133.5 | [8 empty] | 0 | 0 | 0 | 0 | 0 | 0 | 0 | [5 empty] | 0
FL Zone 2RetailNew |  | XXXXXXXX | Yes | Equipment | Energy Star Refrigerator | One Refrigerator meeting current ENERGY STAR® Standards | One Refrigerator meeting Federal Standard | Commercial | New | Retail | FL Zone 2 | Refrigeration | Residential style |  | 0 | Per Appliance | [7 empty] | 607.13 | 473.63 | 133.5 | 0.21989 |  | 12 |  |  |  | 133.5 | [8 empty] | 0 | 0 | 0 | 0 | 0 | 0 | 0 | [5 empty] | 0
FL Zone 2Schools K-12New |  | XXXXXXXX | Yes | Equipment | Energy Star Refrigerator | One Refrigerator meeting current ENERGY STAR® Standards | One Refrigerator meeting Federal Standard | Commercial | New | Schools K-12 | FL Zone 2 | Refrigeration | Residential style |  | 0 | Per Appliance | [7 empty] | 607.13 | 473.63 | 133.5 | 0.21989 |  | 12 |  |  |  | 133.5 | [8 empty] | 0 | 0 | 0 | 0 | 0 | 0 | 0 | [5 empty] | 0
FL Zone 2WarehouseNew |  | XXXXXXXX | Yes | Equipment | Energy Star Refrigerator | One Refrigerator meeting current ENERGY STAR® Standards | One Refrigerator meeting Federal Standard | Commercial | New | Warehouse | FL Zone 2 | Refrigeration | Residential style |  | 0 | Per Appliance | [7 empty] | 607.13 | 473.63 | 133.5 | 0.21989 |  | 12 |  |  |  | 133.5 | [8 empty] | 0 | 0 | 0 | 0 | 0 | 0 | 0 | [5 empty] | 0
FL Zone 2AssemblyTurnover |  | XXXXXXXX | Yes | Equipment | Energy Star Servers | One Server meeting current ENERGY STAR Standards | One Standard Server | Commercial | Turnover | Assembly | FL Zone 2 | Office Equipment | Servers |  | 0 | Per Unit | [7 empty] | 4925.6988 | 3788.9991 | 1136.6997 | 0.23077 |  | 4 |  |  |  | 1136.6997 | [8 empty] | 0 | 0 | 0 | 0 | 0 | 0 | 0 | [5 empty] | 0
FL Zone 2College and UniversityTurnover |  | XXXXXXXX | Yes | Equipment | Energy Star Servers | One Server meeting current ENERGY STAR Standards | One Standard Server | Commercial | Turnover | College and University | FL Zone 2 | Office Equipment | Servers |  | 0 | Per Unit | [7 empty] | 4925.6988 | 3788.9991 | 1136.6997 | 0.23077 |  | 4 |  |  |  | 1136.6997 | [8 empty] | 0 | 0 | 0 | 0 | 0 | 0 | 0 | [5 empty] | 0
FL Zone 2GroceryTurnover |  | XXXXXXXX | Yes | Equipment | Energy Star Servers | One Server meeting current ENERGY STAR Standards | One Standard Server | Commercial | Turnover | Grocery | FL Zone 2 | Office Equipment | Servers |  | 0 | Per Unit | [7 empty] | 4925.6988 | 3788.9991 | 1136.6997 | 0.23077 |  | 4 |  |  |  | 1136.6997 | [8 empty] | 0 | 0 | 0 | 0 | 0 | 0 | 0 | [5 empty] | 0
FL Zone 2HealthcareTurnover |  | XXXXXXXX | Yes | Equipment | Energy Star Servers | One Server meeting current ENERGY STAR Standards | One Standard Server | Commercial | Turnover | Healthcare | FL Zone 2 | Office Equipment | Servers |  | 0 | Per Unit | [7 empty] | 4925.6988 | 3788.9991 | 1136.6997 | 0.23077 |  | 4 |  |  |  | 1136.6997 | [8 empty] | 0 | 0 | 0 | 0 | 0 | 0 | 0 | [5 empty] | 0
FL Zone 2HospitalsTurnover |  | XXXXXXXX | Yes | Equipment | Energy Star Servers | One Server meeting current ENERGY STAR Standards | One Standard Server | Commercial | Turnover | Hospitals | FL Zone 2 | Office Equipment | Servers |  | 0 | Per Unit | [7 empty] | 4925.6988 | 3788.9991 | 1136.6997 | 0.23077 |  | 4 |  |  |  | 1136.6997 | [8 empty] | 0 | 0 | 0 | 0 | 0 | 0 | 0 | [5 empty] | 0
FL Zone 2InstitutionalTurnover |  | XXXXXXXX | Yes | Equipment | Energy Star Servers | One Server meeting current ENERGY STAR Standards | One Standard Server | Commercial | Turnover | Institutional | FL Zone 2 | Office Equipment | Servers |  | 0 | Per Unit | [7 empty] | 4925.6988 | 3788.9991 | 1136.6997 | 0.23077 |  | 4 |  |  |  | 1136.6997 | [8 empty] | 0 | 0 | 0 | 0 | 0 | 0 | 0 | [5 empty] | 0
FL Zone 2Lodging/HospitalityTurnover |  | XXXXXXXX | Yes | Equipment | Energy Star Servers | One Server meeting current ENERGY STAR Standards | One Standard Server | Commercial | Turnover | Lodging/Hospitality | FL Zone 2 | Office Equipment | Servers |  | 0 | Per Unit | [7 empty] | 4925.6988 | 3788.9991 | 1136.6997 | 0.23077 |  | 4 |  |  |  | 1136.6997 | [8 empty] | 0 | 0 | 0 | 0 | 0 | 0 | 0 | [5 empty] | 0
FL Zone 2MiscellaneousTurnover |  | XXXXXXXX | Yes | Equipment | Energy Star Servers | One Server meeting current ENERGY STAR Standards | One Standard Server | Commercial | Turnover | Miscellaneous | FL Zone 2 | Office Equipment | Servers |  | 0 | Per Unit | [7 empty] | 4925.6988 | 3788.9991 | 1136.6997 | 0.23077 |  | 4 |  |  |  | 1136.6997 | [8 empty] | 0 | 0 | 0 | 0 | 0 | 0 | 0 | [5 empty] | 0
FL Zone 2OfficesTurnover |  | XXXXXXXX | Yes | Equipment | Energy Star Servers | One Server meeting current ENERGY STAR Standards | One Standard Server | Commercial | Turnover | Offices | FL Zone 2 | Office Equipment | Servers |  | 0 | Per Unit | [7 empty] | 4925.6988 | 3788.9991 | 1136.6997 | 0.23077 |  | 4 |  |  |  | 1136.6997 | [8 empty] | 0 | 0 | 0 | 0 | 0 | 0 | 0 | [5 empty] | 0
FL Zone 2RestaurantsTurnover |  | XXXXXXXX | Yes | Equipment | Energy Star Servers | One Server meeting current ENERGY STAR Standards | One Standard Server | Commercial | Turnover | Restaurants | FL Zone 2 | Office Equipment | Servers |  | 0 | Per Unit | [7 empty] | 4925.6988 | 3788.9991 | 1136.6997 | 0.23077 |  | 4 |  |  |  | 1136.6997 | [8 empty] | 0 | 0 | 0 | 0 | 0 | 0 | 0 | [5 empty] | 0
FL Zone 2RetailTurnover |  | XXXXXXXX | Yes | Equipment | Energy Star Servers | One Server meeting current ENERGY STAR Standards | One Standard Server | Commercial | Turnover | Retail | FL Zone 2 | Office Equipment | Servers |  | 0 | Per Unit | [7 empty] | 4925.6988 | 3788.9991 | 1136.6997 | 0.23077 |  | 4 |  |  |  | 1136.6997 | [8 empty] | 0 | 0 | 0 | 0 | 0 | 0 | 0 | [5 empty] | 0
FL Zone 2Schools K-12Turnover |  | XXXXXXXX | Yes | Equipment | Energy Star Servers | One Server meeting current ENERGY STAR Standards | One Standard Server | Commercial | Turnover | Schools K-12 | FL Zone 2 | Office Equipment | Servers |  | 0 | Per Unit | [7 empty] | 4925.6988 | 3788.9991 | 1136.6997 | 0.23077 |  | 4 |  |  |  | 1136.6997 | [8 empty] | 0 | 0 | 0 | 0 | 0 | 0 | 0 | [5 empty] | 0
FL Zone 2WarehouseTurnover |  | XXXXXXXX | Yes | Equipment | Energy Star Servers | One Server meeting current ENERGY STAR Standards | One Standard Server | Commercial | Turnover | Warehouse | FL Zone 2 | Office Equipment | Servers |  | 0 | Per Unit | [7 empty] | 4925.6988 | 3788.9991 | 1136.6997 | 0.23077 |  | 4 |  |  |  | 1136.6997 | [8 empty] | 0 | 0 | 0 | 0 | 0 | 0 | 0 | [5 empty] | 0
FL Zone 2AssemblyNew |  | XXXXXXXX | Yes | Equipment | Energy Star Servers | One Server meeting current ENERGY STAR Standards | One Standard Server | Commercial | New | Assembly | FL Zone 2 | Office Equipment | Servers |  | 0 | Per Unit | [7 empty] | 4925.6988 | 3788.9991 | 1136.6997 | 0.23077 |  | 4 |  |  |  | 1136.6997 | [8 empty] | 0 | 0 | 0 | 0 | 0 | 0 | 0 | [5 empty] | 0
FL Zone 2College and UniversityNew |  | XXXXXXXX | Yes | Equipment | Energy Star Servers | One Server meeting current ENERGY STAR Standards | One Standard Server | Commercial | New | College and University | FL Zone 2 | Office Equipment | Servers |  | 0 | Per Unit | [7 empty] | 4925.6988 | 3788.9991 | 1136.6997 | 0.23077 |  | 4 |  |  |  | 1136.6997 | [8 empty] | 0 | 0 | 0 | 0 | 0 | 0 | 0 | [5 empty] | 0
FL Zone 2GroceryNew |  | XXXXXXXX | Yes | Equipment | Energy Star Servers | One Server meeting current ENERGY STAR Standards | One Standard Server | Commercial | New | Grocery | FL Zone 2 | Office Equipment | Servers |  | 0 | Per Unit | [7 empty] | 4925.6988 | 3788.9991 | 1136.6997 | 0.23077 |  | 4 |  |  |  | 1136.6997 | [8 empty] | 0 | 0 | 0 | 0 | 0 | 0 | 0 | [5 empty] | 0
FL Zone 2HealthcareNew |  | XXXXXXXX | Yes | Equipment | Energy Star Servers | One Server meeting current ENERGY STAR Standards | One Standard Server | Commercial | New | Healthcare | FL Zone 2 | Office Equipment | Servers |  | 0 | Per Unit | [7 empty] | 4925.6988 | 3788.9991 | 1136.6997 | 0.23077 |  | 4 |  |  |  | 1136.6997 | [8 empty] | 0 | 0 | 0 | 0 | 0 | 0 | 0 | [5 empty] | 0
FL Zone 2HospitalsNew |  | XXXXXXXX | Yes | Equipment | Energy Star Servers | One Server meeting current ENERGY STAR Standards | One Standard Server | Commercial | New | Hospitals | FL Zone 2 | Office Equipment | Servers |  | 0 | Per Unit | [7 empty] | 4925.6988 | 3788.9991 | 1136.6997 | 0.23077 |  | 4 |  |  |  | 1136.6997 | [8 empty] | 0 | 0 | 0 | 0 | 0 | 0 | 0 | [5 empty] | 0
FL Zone 2InstitutionalNew |  | XXXXXXXX | Yes | Equipment | Energy Star Servers | One Server meeting current ENERGY STAR Standards | One Standard Server | Commercial | New | Institutional | FL Zone 2 | Office Equipment | Servers |  | 0 | Per Unit | [7 empty] | 4925.6988 | 3788.9991 | 1136.6997 | 0.23077 |  | 4 |  |  |  | 1136.6997 | [8 empty] | 0 | 0 | 0 | 0 | 0 | 0 | 0 | [5 empty] | 0
FL Zone 2Lodging/HospitalityNew |  | XXXXXXXX | Yes | Equipment | Energy Star Servers | One Server meeting current ENERGY STAR Standards | One Standard Server | Commercial | New | Lodging/Hospitality | FL Zone 2 | Office Equipment | Servers |  | 0 | Per Unit | [7 empty] | 4925.6988 | 3788.9991 | 1136.6997 | 0.23077 |  | 4 |  |  |  | 1136.6997 | [8 empty] | 0 | 0 | 0 | 0 | 0 | 0 | 0 | [5 empty] | 0
FL Zone 2MiscellaneousNew |  | XXXXXXXX | Yes | Equipment | Energy Star Servers | One Server meeting current ENERGY STAR Standards | One Standard Server | Commercial | New | Miscellaneous | FL Zone 2 | Office Equipment | Servers |  | 0 | Per Unit | [7 empty] | 4925.6988 | 3788.9991 | 1136.6997 | 0.23077 |  | 4 |  |  |  | 1136.6997 | [8 empty] | 0 | 0 | 0 | 0 | 0 | 0 | 0 | [5 empty] | 0
FL Zone 2OfficesNew |  | XXXXXXXX | Yes | Equipment | Energy Star Servers | One Server meeting current ENERGY STAR Standards | One Standard Server | Commercial | New | Offices | FL Zone 2 | Office Equipment | Servers |  | 0 | Per Unit | [7 empty] | 4925.6988 | 3788.9991 | 1136.6997 | 0.23077 |  | 4 |  |  |  | 1136.6997 | [8 empty] | 0 | 0 | 0 | 0 | 0 | 0 | 0 | [5 empty] | 0
FL Zone 2RestaurantsNew |  | XXXXXXXX | Yes | Equipment | Energy Star Servers | One Server meeting current ENERGY STAR Standards | One Standard Server | Commercial | New | Restaurants | FL Zone 2 | Office Equipment | Servers |  | 0 | Per Unit | [7 empty] | 4925.6988 | 3788.9991 | 1136.6997 | 0.23077 |  | 4 |  |  |  | 1136.6997 | [8 empty] | 0 | 0 | 0 | 0 | 0 | 0 | 0 | [5 empty] | 0
FL Zone 2RetailNew |  | XXXXXXXX | Yes | Equipment | Energy Star Servers | One Server meeting current ENERGY STAR Standards | One Standard Server | Commercial | New | Retail | FL Zone 2 | Office Equipment | Servers |  | 0 | Per Unit | [7 empty] | 4925.6988 | 3788.9991 | 1136.6997 | 0.23077 |  | 4 |  |  |  | 1136.6997 | [8 empty] | 0 | 0 | 0 | 0 | 0 | 0 | 0 | [5 empty] | 0
FL Zone 2Schools K-12New |  | XXXXXXXX | Yes | Equipment | Energy Star Servers | One Server meeting current ENERGY STAR Standards | One Standard Server | Commercial | New | Schools K-12 | FL Zone 2 | Office Equipment | Servers |  | 0 | Per Unit | [7 empty] | 4925.6988 | 3788.9991 | 1136.6997 | 0.23077 |  | 4 |  |  |  | 1136.6997 | [8 empty] | 0 | 0 | 0 | 0 | 0 | 0 | 0 | [5 empty] | 0
FL Zone 2WarehouseNew |  | XXXXXXXX | Yes | Equipment | Energy Star Servers | One Server meeting current ENERGY STAR Standards | One Standard Server | Commercial | New | Warehouse | FL Zone 2 | Office Equipment | Servers |  | 0 | Per Unit | [7 empty] | 4925.6988 | 3788.9991 | 1136.6997 | 0.23077 |  | 4 |  |  |  | 1136.6997 | [8 empty] | 0 | 0 | 0 | 0 | 0 | 0 | 0 | [5 empty] | 0
FL Zone 2AssemblyTurnover |  | XXXXXXXX | Yes | Equipment | Energy Star Steamer | One 4-Pan Electric Steamer meeting current ENERGY STAR® Standards | One Standard Economy-Grade 4-Pan Steamer | Commercial | Turnover | Assembly | FL Zone 2 | Cooking | Steamer |  | 0 | Per Unit | [7 empty] | 17599 | 7632 | 9967 | 0.56634 |  | 12 |  |  |  | 9967 | [8 empty] | 0 | 0 | 0 | 0 | 0 | 0 | 0 | [5 empty] | 0
FL Zone 2College and UniversityTurnover |  | XXXXXXXX | Yes | Equipment | Energy Star Steamer | One 4-Pan Electric Steamer meeting current ENERGY STAR® Standards | One Standard Economy-Grade 4-Pan Steamer | Commercial | Turnover | College and University | FL Zone 2 | Cooking | Steamer |  | 0 | Per Unit | [7 empty] | 17599 | 7632 | 9967 | 0.56634 |  | 12 |  |  |  | 9967 | [8 empty] | 0 | 0 | 0 | 0 | 0 | 0 | 0 | [5 empty] | 0
FL Zone 2GroceryTurnover |  | XXXXXXXX | Yes | Equipment | Energy Star Steamer | One 4-Pan Electric Steamer meeting current ENERGY STAR® Standards | One Standard Economy-Grade 4-Pan Steamer | Commercial | Turnover | Grocery | FL Zone 2 | Cooking | Steamer |  | 0 | Per Unit | [7 empty] | 17599 | 7632 | 9967 | 0.56634 |  | 12 |  |  |  | 9967 | [8 empty] | 0 | 0 | 0 | 0 | 0 | 0 | 0 | [5 empty] | 0
FL Zone 2HealthcareTurnover |  | XXXXXXXX | Yes | Equipment | Energy Star Steamer | One 4-Pan Electric Steamer meeting current ENERGY STAR® Standards | One Standard Economy-Grade 4-Pan Steamer | Commercial | Turnover | Healthcare | FL Zone 2 | Cooking | Steamer |  | 0 | Per Unit | [7 empty] | 17599 | 7632 | 9967 | 0.56634 |  | 12 |  |  |  | 9967 | [8 empty] | 0 | 0 | 0 | 0 | 0 | 0 | 0 | [5 empty] | 0
FL Zone 2HospitalsTurnover |  | XXXXXXXX | Yes | Equipment | Energy Star Steamer | One 4-Pan Electric Steamer meeting current ENERGY STAR® Standards | One Standard Economy-Grade 4-Pan Steamer | Commercial | Turnover | Hospitals | FL Zone 2 | Cooking | Steamer |  | 0 | Per Unit | [7 empty] | 17599 | 7632 | 9967 | 0.56634 |  | 12 |  |  |  | 9967 | [8 empty] | 0 | 0 | 0 | 0 | 0 | 0 | 0 | [5 empty] | 0
FL Zone 2InstitutionalTurnover |  | XXXXXXXX | Yes | Equipment | Energy Star Steamer | One 4-Pan Electric Steamer meeting current ENERGY STAR® Standards | One Standard Economy-Grade 4-Pan Steamer | Commercial | Turnover | Institutional | FL Zone 2 | Cooking | Steamer |  | 0 | Per Unit | [7 empty] | 17599 | 7632 | 9967 | 0.56634 |  | 12 |  |  |  | 9967 | [8 empty] | 0 | 0 | 0 | 0 | 0 | 0 | 0 | [5 empty] | 0
FL Zone 2Lodging/HospitalityTurnover |  | XXXXXXXX | Yes | Equipment | Energy Star Steamer | One 4-Pan Electric Steamer meeting current ENERGY STAR® Standards | One Standard Economy-Grade 4-Pan Steamer | Commercial | Turnover | Lodging/Hospitality | FL Zone 2 | Cooking | Steamer |  | 0 | Per Unit | [7 empty] | 17599 | 7632 | 9967 | 0.56634 |  | 12 |  |  |  | 9967 | [8 empty] | 0 | 0 | 0 | 0 | 0 | 0 | 0 | [5 empty] | 0
FL Zone 2MiscellaneousTurnover |  | XXXXXXXX | Yes | Equipment | Energy Star Steamer | One 4-Pan Electric Steamer meeting current ENERGY STAR® Standards | One Standard Economy-Grade 4-Pan Steamer | Commercial | Turnover | Miscellaneous | FL Zone 2 | Cooking | Steamer |  | 0 | Per Unit | [7 empty] | 17599 | 7632 | 9967 | 0.56634 |  | 12 |  |  |  | 9967 | [8 empty] | 0 | 0 | 0 | 0 | 0 | 0 | 0 | [5 empty] | 0
FL Zone 2OfficesTurnover |  | XXXXXXXX | Yes | Equipment | Energy Star Steamer | One 4-Pan Electric Steamer meeting current ENERGY STAR® Standards | One Standard Economy-Grade 4-Pan Steamer | Commercial | Turnover | Offices | FL Zone 2 | Cooking | Steamer |  | 0 | Per Unit | [7 empty] | 17599 | 7632 | 9967 | 0.56634 |  | 12 |  |  |  | 9967 | [8 empty] | 0 | 0 | 0 | 0 | 0 | 0 | 0 | [5 empty] | 0
FL Zone 2RestaurantsTurnover |  | XXXXXXXX | Yes | Equipment | Energy Star Steamer | One 4-Pan Electric Steamer meeting current ENERGY STAR® Standards | One Standard Economy-Grade 4-Pan Steamer | Commercial | Turnover | Restaurants | FL Zone 2 | Cooking | Steamer |  | 0 | Per Unit | [7 empty] | 17599 | 7632 | 9967 | 0.56634 |  | 12 |  |  |  | 9967 | [8 empty] | 0 | 0 | 0 | 0 | 0 | 0 | 0 | [5 empty] | 0
FL Zone 2RetailTurnover |  | XXXXXXXX | Yes | Equipment | Energy Star Steamer | One 4-Pan Electric Steamer meeting current ENERGY STAR® Standards | One Standard Economy-Grade 4-Pan Steamer | Commercial | Turnover | Retail | FL Zone 2 | Cooking | Steamer |  | 0 | Per Unit | [7 empty] | 17599 | 7632 | 9967 | 0.56634 |  | 12 |  |  |  | 9967 | [8 empty] | 0 | 0 | 0 | 0 | 0 | 0 | 0 | [5 empty] | 0
FL Zone 2Schools K-12Turnover |  | XXXXXXXX | Yes | Equipment | Energy Star Steamer | One 4-Pan Electric Steamer meeting current ENERGY STAR® Standards | One Standard Economy-Grade 4-Pan Steamer | Commercial | Turnover | Schools K-12 | FL Zone 2 | Cooking | Steamer |  | 0 | Per Unit | [7 empty] | 17599 | 7632 | 9967 | 0.56634 |  | 12 |  |  |  | 9967 | [8 empty] | 0 | 0 | 0 | 0 | 0 | 0 | 0 | [5 empty] | 0
FL Zone 2WarehouseTurnover |  | XXXXXXXX | Yes | Equipment | Energy Star Steamer | One 4-Pan Electric Steamer meeting current ENERGY STAR® Standards | One Standard Economy-Grade 4-Pan Steamer | Commercial | Turnover | Warehouse | FL Zone 2 | Cooking | Steamer |  | 0 | Per Unit | [7 empty] | 17599 | 7632 | 9967 | 0.56634 |  | 12 |  |  |  | 9967 | [8 empty] | 0 | 0 | 0 | 0 | 0 | 0 | 0 | [5 empty] | 0
FL Zone 2AssemblyNew |  | XXXXXXXX | Yes | Equipment | Energy Star Steamer | One 4-Pan Electric Steamer meeting current ENERGY STAR® Standards | One Standard Economy-Grade 4-Pan Steamer | Commercial | New | Assembly | FL Zone 2 | Cooking | Steamer |  | 0 | Per Unit | [7 empty] | 17599 | 7632 | 9967 | 0.56634 |  | 12 |  |  |  | 9967 | [8 empty] | 0 | 0 | 0 | 0 | 0 | 0 | 0 | [5 empty] | 0
FL Zone 2College and UniversityNew |  | XXXXXXXX | Yes | Equipment | Energy Star Steamer | One 4-Pan Electric Steamer meeting current ENERGY STAR® Standards | One Standard Economy-Grade 4-Pan Steamer | Commercial | New | College and University | FL Zone 2 | Cooking | Steamer |  | 0 | Per Unit | [7 empty] | 17599 | 7632 | 9967 | 0.56634 |  | 12 |  |  |  | 9967 | [8 empty] | 0 | 0 | 0 | 0 | 0 | 0 | 0 | [5 empty] | 0
FL Zone 2GroceryNew |  | XXXXXXXX | Yes | Equipment | Energy Star Steamer | One 4-Pan Electric Steamer meeting current ENERGY STAR® Standards | One Standard Economy-Grade 4-Pan Steamer | Commercial | New | Grocery | FL Zone 2 | Cooking | Steamer |  | 0 | Per Unit | [7 empty] | 17599 | 7632 | 9967 | 0.56634 |  | 12 |  |  |  | 9967 | [8 empty] | 0 | 0 | 0 | 0 | 0 | 0 | 0 | [5 empty] | 0
FL Zone 2HealthcareNew |  | XXXXXXXX | Yes | Equipment | Energy Star Steamer | One 4-Pan Electric Steamer meeting current ENERGY STAR® Standards | One Standard Economy-Grade 4-Pan Steamer | Commercial | New | Healthcare | FL Zone 2 | Cooking | Steamer |  | 0 | Per Unit | [7 empty] | 17599 | 7632 | 9967 | 0.56634 |  | 12 |  |  |  | 9967 | [8 empty] | 0 | 0 | 0 | 0 | 0 | 0 | 0 | [5 empty] | 0
FL Zone 2HospitalsNew |  | XXXXXXXX | Yes | Equipment | Energy Star Steamer | One 4-Pan Electric Steamer meeting current ENERGY STAR® Standards | One Standard Economy-Grade 4-Pan Steamer | Commercial | New | Hospitals | FL Zone 2 | Cooking | Steamer |  | 0 | Per Unit | [7 empty] | 17599 | 7632 | 9967 | 0.56634 |  | 12 |  |  |  | 9967 | [8 empty] | 0 | 0 | 0 | 0 | 0 | 0 | 0 | [5 empty] | 0
FL Zone 2InstitutionalNew |  | XXXXXXXX | Yes | Equipment | Energy Star Steamer | One 4-Pan Electric Steamer meeting current ENERGY STAR® Standards | One Standard Economy-Grade 4-Pan Steamer | Commercial | New | Institutional | FL Zone 2 | Cooking | Steamer |  | 0 | Per Unit | [7 empty] | 17599 | 7632 | 9967 | 0.56634 |  | 12 |  |  |  | 9967 | [8 empty] | 0 | 0 | 0 | 0 | 0 | 0 | 0 | [5 empty] | 0
FL Zone 2Lodging/HospitalityNew |  | XXXXXXXX | Yes | Equipment | Energy Star Steamer | One 4-Pan Electric Steamer meeting current ENERGY STAR® Standards | One Standard Economy-Grade 4-Pan Steamer | Commercial | New | Lodging/Hospitality | FL Zone 2 | Cooking | Steamer |  | 0 | Per Unit | [7 empty] | 17599 | 7632 | 9967 | 0.56634 |  | 12 |  |  |  | 9967 | [8 empty] | 0 | 0 | 0 | 0 | 0 | 0 | 0 | [5 empty] | 0
FL Zone 2MiscellaneousNew |  | XXXXXXXX | Yes | Equipment | Energy Star Steamer | One 4-Pan Electric Steamer meeting current ENERGY STAR® Standards | One Standard Economy-Grade 4-Pan Steamer | Commercial | New | Miscellaneous | FL Zone 2 | Cooking | Steamer |  | 0 | Per Unit | [7 empty] | 17599 | 7632 | 9967 | 0.56634 |  | 12 |  |  |  | 9967 | [8 empty] | 0 | 0 | 0 | 0 | 0 | 0 | 0 | [5 empty] | 0
FL Zone 2OfficesNew |  | XXXXXXXX | Yes | Equipment | Energy Star Steamer | One 4-Pan Electric Steamer meeting current ENERGY STAR® Standards | One Standard Economy-Grade 4-Pan Steamer | Commercial | New | Offices | FL Zone 2 | Cooking | Steamer |  | 0 | Per Unit | [7 empty] | 17599 | 7632 | 9967 | 0.56634 |  | 12 |  |  |  | 9967 | [8 empty] | 0 | 0 | 0 | 0 | 0 | 0 | 0 | [5 empty] | 0
FL Zone 2RestaurantsNew |  | XXXXXXXX | Yes | Equipment | Energy Star Steamer | One 4-Pan Electric Steamer meeting current ENERGY STAR® Standards | One Standard Economy-Grade 4-Pan Steamer | Commercial | New | Restaurants | FL Zone 2 | Cooking | Steamer |  | 0 | Per Unit | [7 empty] | 17599 | 7632 | 9967 | 0.56634 |  | 12 |  |  |  | 9967 | [8 empty] | 0 | 0 | 0 | 0 | 0 | 0 | 0 | [5 empty] | 0
FL Zone 2RetailNew |  | XXXXXXXX | Yes | Equipment | Energy Star Steamer | One 4-Pan Electric Steamer meeting current ENERGY STAR® Standards | One Standard Economy-Grade 4-Pan Steamer | Commercial | New | Retail | FL Zone 2 | Cooking | Steamer |  | 0 | Per Unit | [7 empty] | 17599 | 7632 | 9967 | 0.56634 |  | 12 |  |  |  | 9967 | [8 empty] | 0 | 0 | 0 | 0 | 0 | 0 | 0 | [5 empty] | 0
FL Zone 2Schools K-12New |  | XXXXXXXX | Yes | Equipment | Energy Star Steamer | One 4-Pan Electric Steamer meeting current ENERGY STAR® Standards | One Standard Economy-Grade 4-Pan Steamer | Commercial | New | Schools K-12 | FL Zone 2 | Cooking | Steamer |  | 0 | Per Unit | [7 empty] | 17599 | 7632 | 9967 | 0.56634 |  | 12 |  |  |  | 9967 | [8 empty] | 0 | 0 | 0 | 0 | 0 | 0 | 0 | [5 empty] | 0
FL Zone 2WarehouseNew |  | XXXXXXXX | Yes | Equipment | Energy Star Steamer | One 4-Pan Electric Steamer meeting current ENERGY STAR® Standards | One Standard Economy-Grade 4-Pan Steamer | Commercial | New | Warehouse | FL Zone 2 | Cooking | Steamer |  | 0 | Per Unit | [7 empty] | 17599 | 7632 | 9967 | 0.56634 |  | 12 |  |  |  | 9967 | [8 empty] | 0 | 0 | 0 | 0 | 0 | 0 | 0 | [5 empty] | 0
FL Zone 2AssemblyTurnover |  | XXXXXXXX | Yes | Equipment | Energy Star Uninterruptable Power Supply | Standard Desktop Plugged into Energy Star Uninterruptable Power Supply at 25% Load | Standard Desktop Plugged into Uninterruptable Power Supply at 25% Load | Commercial | Turnover | Assembly | FL Zone 2 | Office Equipment | Other office |  | 0 | kWh | [7 empty] | 284.9901 | 279.638 | 5.3521 | 0.01878 |  | 10 |  |  |  | 5.3521 | [8 empty] | 0 | 0 | 0 | 0 | 0 | 0 | 0 | [5 empty] | 0
FL Zone 2College and UniversityTurnover |  | XXXXXXXX | Yes | Equipment | Energy Star Uninterruptable Power Supply | Standard Desktop Plugged into Energy Star Uninterruptable Power Supply at 25% Load | Standard Desktop Plugged into Uninterruptable Power Supply at 25% Load | Commercial | Turnover | College and University | FL Zone 2 | Office Equipment | Other office |  | 0 | kWh | [7 empty] | 284.9901 | 279.638 | 5.3521 | 0.01878 |  | 10 |  |  |  | 5.3521 | [8 empty] | 0 | 0 | 0 | 0 | 0 | 0 | 0 | [5 empty] | 0
FL Zone 2GroceryTurnover |  | XXXXXXXX | Yes | Equipment | Energy Star Uninterruptable Power Supply | Standard Desktop Plugged into Energy Star Uninterruptable Power Supply at 25% Load | Standard Desktop Plugged into Uninterruptable Power Supply at 25% Load | Commercial | Turnover | Grocery | FL Zone 2 | Office Equipment | Other office |  | 0 | kWh | [7 empty] | 284.9901 | 279.638 | 5.3521 | 0.01878 |  | 10 |  |  |  | 5.3521 | [8 empty] | 0 | 0 | 0 | 0 | 0 | 0 | 0 | [5 empty] | 0
FL Zone 2HealthcareTurnover |  | XXXXXXXX | Yes | Equipment | Energy Star Uninterruptable Power Supply | Standard Desktop Plugged into Energy Star Uninterruptable Power Supply at 25% Load | Standard Desktop Plugged into Uninterruptable Power Supply at 25% Load | Commercial | Turnover | Healthcare | FL Zone 2 | Office Equipment | Other office |  | 0 | kWh | [7 empty] | 284.9901 | 279.638 | 5.3521 | 0.01878 |  | 10 |  |  |  | 5.3521 | [8 empty] | 0 | 0 | 0 | 0 | 0 | 0 | 0 | [5 empty] | 0
FL Zone 2HospitalsTurnover |  | XXXXXXXX | Yes | Equipment | Energy Star Uninterruptable Power Supply | Standard Desktop Plugged into Energy Star Uninterruptable Power Supply at 25% Load | Standard Desktop Plugged into Uninterruptable Power Supply at 25% Load | Commercial | Turnover | Hospitals | FL Zone 2 | Office Equipment | Other office |  | 0 | kWh | [7 empty] | 284.9901 | 279.638 | 5.3521 | 0.01878 |  | 10 |  |  |  | 5.3521 | [8 empty] | 0 | 0 | 0 | 0 | 0 | 0 | 0 | [5 empty] | 0
FL Zone 2InstitutionalTurnover |  | XXXXXXXX | Yes | Equipment | Energy Star Uninterruptable Power Supply | Standard Desktop Plugged into Energy Star Uninterruptable Power Supply at 25% Load | Standard Desktop Plugged into Uninterruptable Power Supply at 25% Load | Commercial | Turnover | Institutional | FL Zone 2 | Office Equipment | Other office |  | 0 | kWh | [7 empty] | 284.9901 | 279.638 | 5.3521 | 0.01878 |  | 10 |  |  |  | 5.3521 | [8 empty] | 0 | 0 | 0 | 0 | 0 | 0 | 0 | [5 empty] | 0
FL Zone 2Lodging/HospitalityTurnover |  | XXXXXXXX | Yes | Equipment | Energy Star Uninterruptable Power Supply | Standard Desktop Plugged into Energy Star Uninterruptable Power Supply at 25% Load | Standard Desktop Plugged into Uninterruptable Power Supply at 25% Load | Commercial | Turnover | Lodging/Hospitality | FL Zone 2 | Office Equipment | Other office |  | 0 | kWh | [7 empty] | 284.9901 | 279.638 | 5.3521 | 0.01878 |  | 10 |  |  |  | 5.3521 | [8 empty] | 0 | 0 | 0 | 0 | 0 | 0 | 0 | [5 empty] | 0
FL Zone 2MiscellaneousTurnover |  | XXXXXXXX | Yes | Equipment | Energy Star Uninterruptable Power Supply | Standard Desktop Plugged into Energy Star Uninterruptable Power Supply at 25% Load | Standard Desktop Plugged into Uninterruptable Power Supply at 25% Load | Commercial | Turnover | Miscellaneous | FL Zone 2 | Office Equipment | Other office |  | 0 | kWh | [7 empty] | 284.9901 | 279.638 | 5.3521 | 0.01878 |  | 10 |  |  |  | 5.3521 | [8 empty] | 0 | 0 | 0 | 0 | 0 | 0 | 0 | [5 empty] | 0
FL Zone 2OfficesTurnover |  | XXXXXXXX | Yes | Equipment | Energy Star Uninterruptable Power Supply | Standard Desktop Plugged into Energy Star Uninterruptable Power Supply at 25% Load | Standard Desktop Plugged into Uninterruptable Power Supply at 25% Load | Commercial | Turnover | Offices | FL Zone 2 | Office Equipment | Other office |  | 0 | kWh | [7 empty] | 284.9901 | 279.638 | 5.3521 | 0.01878 |  | 10 |  |  |  | 5.3521 | [8 empty] | 0 | 0 | 0 | 0 | 0 | 0 | 0 | [5 empty] | 0
FL Zone 2RestaurantsTurnover |  | XXXXXXXX | Yes | Equipment | Energy Star Uninterruptable Power Supply | Standard Desktop Plugged into Energy Star Uninterruptable Power Supply at 25% Load | Standard Desktop Plugged into Uninterruptable Power Supply at 25% Load | Commercial | Turnover | Restaurants | FL Zone 2 | Office Equipment | Other office |  | 0 | kWh | [7 empty] | 284.9901 | 279.638 | 5.3521 | 0.01878 |  | 10 |  |  |  | 5.3521 | [8 empty] | 0 | 0 | 0 | 0 | 0 | 0 | 0 | [5 empty] | 0
FL Zone 2RetailTurnover |  | XXXXXXXX | Yes | Equipment | Energy Star Uninterruptable Power Supply | Standard Desktop Plugged into Energy Star Uninterruptable Power Supply at 25% Load | Standard Desktop Plugged into Uninterruptable Power Supply at 25% Load | Commercial | Turnover | Retail | FL Zone 2 | Office Equipment | Other office |  | 0 | kWh | [7 empty] | 284.9901 | 279.638 | 5.3521 | 0.01878 |  | 10 |  |  |  | 5.3521 | [8 empty] | 0 | 0 | 0 | 0 | 0 | 0 | 0 | [5 empty] | 0
FL Zone 2Schools K-12Turnover |  | XXXXXXXX | Yes | Equipment | Energy Star Uninterruptable Power Supply | Standard Desktop Plugged into Energy Star Uninterruptable Power Supply at 25% Load | Standard Desktop Plugged into Uninterruptable Power Supply at 25% Load | Commercial | Turnover | Schools K-12 | FL Zone 2 | Office Equipment | Other office |  | 0 | kWh | [7 empty] | 284.9901 | 279.638 | 5.3521 | 0.01878 |  | 10 |  |  |  | 5.3521 | [8 empty] | 0 | 0 | 0 | 0 | 0 | 0 | 0 | [5 empty] | 0
FL Zone 2WarehouseTurnover |  | XXXXXXXX | Yes | Equipment | Energy Star Uninterruptable Power Supply | Standard Desktop Plugged into Energy Star Uninterruptable Power Supply at 25% Load | Standard Desktop Plugged into Uninterruptable Power Supply at 25% Load | Commercial | Turnover | Warehouse | FL Zone 2 | Office Equipment | Other office |  | 0 | kWh | [7 empty] | 284.9901 | 279.638 | 5.3521 | 0.01878 |  | 10 |  |  |  | 5.3521 | [8 empty] | 0 | 0 | 0 | 0 | 0 | 0 | 0 | [5 empty] | 0
FL Zone 2AssemblyNew |  | XXXXXXXX | Yes | Equipment | Energy Star Uninterruptable Power Supply | Standard Desktop Plugged into Energy Star Uninterruptable Power Supply at 25% Load | Standard Desktop Plugged into Uninterruptable Power Supply at 25% Load | Commercial | New | Assembly | FL Zone 2 | Office Equipment | Other office |  | 0 | kWh | [7 empty] | 284.9901 | 279.638 | 5.3521 | 0.01878 |  | 10 |  |  |  | 5.3521 | [8 empty] | 0 | 0 | 0 | 0 | 0 | 0 | 0 | [5 empty] | 0
FL Zone 2College and UniversityNew |  | XXXXXXXX | Yes | Equipment | Energy Star Uninterruptable Power Supply | Standard Desktop Plugged into Energy Star Uninterruptable Power Supply at 25% Load | Standard Desktop Plugged into Uninterruptable Power Supply at 25% Load | Commercial | New | College and University | FL Zone 2 | Office Equipment | Other office |  | 0 | kWh | [7 empty] | 284.9901 | 279.638 | 5.3521 | 0.01878 |  | 10 |  |  |  | 5.3521 | [8 empty] | 0 | 0 | 0 | 0 | 0 | 0 | 0 | [5 empty] | 0
FL Zone 2GroceryNew |  | XXXXXXXX | Yes | Equipment | Energy Star Uninterruptable Power Supply | Standard Desktop Plugged into Energy Star Uninterruptable Power Supply at 25% Load | Standard Desktop Plugged into Uninterruptable Power Supply at 25% Load | Commercial | New | Grocery | FL Zone 2 | Office Equipment | Other office |  | 0 | kWh | [7 empty] | 284.9901 | 279.638 | 5.3521 | 0.01878 |  | 10 |  |  |  | 5.3521 | [8 empty] | 0 | 0 | 0 | 0 | 0 | 0 | 0 | [5 empty] | 0
FL Zone 2HealthcareNew |  | XXXXXXXX | Yes | Equipment | Energy Star Uninterruptable Power Supply | Standard Desktop Plugged into Energy Star Uninterruptable Power Supply at 25% Load | Standard Desktop Plugged into Uninterruptable Power Supply at 25% Load | Commercial | New | Healthcare | FL Zone 2 | Office Equipment | Other office |  | 0 | kWh | [7 empty] | 284.9901 | 279.638 | 5.3521 | 0.01878 |  | 10 |  |  |  | 5.3521 | [8 empty] | 0 | 0 | 0 | 0 | 0 | 0 | 0 | [5 empty] | 0
FL Zone 2HospitalsNew |  | XXXXXXXX | Yes | Equipment | Energy Star Uninterruptable Power Supply | Standard Desktop Plugged into Energy Star Uninterruptable Power Supply at 25% Load | Standard Desktop Plugged into Uninterruptable Power Supply at 25% Load | Commercial | New | Hospitals | FL Zone 2 | Office Equipment | Other office |  | 0 | kWh | [7 empty] | 284.9901 | 279.638 | 5.3521 | 0.01878 |  | 10 |  |  |  | 5.3521 | [8 empty] | 0 | 0 | 0 | 0 | 0 | 0 | 0 | [5 empty] | 0
FL Zone 2InstitutionalNew |  | XXXXXXXX | Yes | Equipment | Energy Star Uninterruptable Power Supply | Standard Desktop Plugged into Energy Star Uninterruptable Power Supply at 25% Load | Standard Desktop Plugged into Uninterruptable Power Supply at 25% Load | Commercial | New | Institutional | FL Zone 2 | Office Equipment | Other office |  | 0 | kWh | [7 empty] | 284.9901 | 279.638 | 5.3521 | 0.01878 |  | 10 |  |  |  | 5.3521 | [8 empty] | 0 | 0 | 0 | 0 | 0 | 0 | 0 | [5 empty] | 0
FL Zone 2Lodging/HospitalityNew |  | XXXXXXXX | Yes | Equipment | Energy Star Uninterruptable Power Supply | Standard Desktop Plugged into Energy Star Uninterruptable Power Supply at 25% Load | Standard Desktop Plugged into Uninterruptable Power Supply at 25% Load | Commercial | New | Lodging/Hospitality | FL Zone 2 | Office Equipment | Other office |  | 0 | kWh | [7 empty] | 284.9901 | 279.638 | 5.3521 | 0.01878 |  | 10 |  |  |  | 5.3521 | [8 empty] | 0 | 0 | 0 | 0 | 0 | 0 | 0 | [5 empty] | 0
FL Zone 2MiscellaneousNew |  | XXXXXXXX | Yes | Equipment | Energy Star Uninterruptable Power Supply | Standard Desktop Plugged into Energy Star Uninterruptable Power Supply at 25% Load | Standard Desktop Plugged into Uninterruptable Power Supply at 25% Load | Commercial | New | Miscellaneous | FL Zone 2 | Office Equipment | Other office |  | 0 | kWh | [7 empty] | 284.9901 | 279.638 | 5.3521 | 0.01878 |  | 10 |  |  |  | 5.3521 | [8 empty] | 0 | 0 | 0 | 0 | 0 | 0 | 0 | [5 empty] | 0
FL Zone 2OfficesNew |  | XXXXXXXX | Yes | Equipment | Energy Star Uninterruptable Power Supply | Standard Desktop Plugged into Energy Star Uninterruptable Power Supply at 25% Load | Standard Desktop Plugged into Uninterruptable Power Supply at 25% Load | Commercial | New | Offices | FL Zone 2 | Office Equipment | Other office |  | 0 | kWh | [7 empty] | 284.9901 | 279.638 | 5.3521 | 0.01878 |  | 10 |  |  |  | 5.3521 | [8 empty] | 0 | 0 | 0 | 0 | 0 | 0 | 0 | [5 empty] | 0
FL Zone 2RestaurantsNew |  | XXXXXXXX | Yes | Equipment | Energy Star Uninterruptable Power Supply | Standard Desktop Plugged into Energy Star Uninterruptable Power Supply at 25% Load | Standard Desktop Plugged into Uninterruptable Power Supply at 25% Load | Commercial | New | Restaurants | FL Zone 2 | Office Equipment | Other office |  | 0 | kWh | [7 empty] | 284.9901 | 279.638 | 5.3521 | 0.01878 |  | 10 |  |  |  | 5.3521 | [8 empty] | 0 | 0 | 0 | 0 | 0 | 0 | 0 | [5 empty] | 0
FL Zone 2RetailNew |  | XXXXXXXX | Yes | Equipment | Energy Star Uninterruptable Power Supply | Standard Desktop Plugged into Energy Star Uninterruptable Power Supply at 25% Load | Standard Desktop Plugged into Uninterruptable Power Supply at 25% Load | Commercial | New | Retail | FL Zone 2 | Office Equipment | Other office |  | 0 | kWh | [7 empty] | 284.9901 | 279.638 | 5.3521 | 0.01878 |  | 10 |  |  |  | 5.3521 | [8 empty] | 0 | 0 | 0 | 0 | 0 | 0 | 0 | [5 empty] | 0
FL Zone 2Schools K-12New |  | XXXXXXXX | Yes | Equipment | Energy Star Uninterruptable Power Supply | Standard Desktop Plugged into Energy Star Uninterruptable Power Supply at 25% Load | Standard Desktop Plugged into Uninterruptable Power Supply at 25% Load | Commercial | New | Schools K-12 | FL Zone 2 | Office Equipment | Other office |  | 0 | kWh | [7 empty] | 284.9901 | 279.638 | 5.3521 | 0.01878 |  | 10 |  |  |  | 5.3521 | [8 empty] | 0 | 0 | 0 | 0 | 0 | 0 | 0 | [5 empty] | 0
FL Zone 2WarehouseNew |  | XXXXXXXX | Yes | Equipment | Energy Star Uninterruptable Power Supply | Standard Desktop Plugged into Energy Star Uninterruptable Power Supply at 25% Load | Standard Desktop Plugged into Uninterruptable Power Supply at 25% Load | Commercial | New | Warehouse | FL Zone 2 | Office Equipment | Other office |  | 0 | kWh | [7 empty] | 284.9901 | 279.638 | 5.3521 | 0.01878 |  | 10 |  |  |  | 5.3521 | [8 empty] | 0 | 0 | 0 | 0 | 0 | 0 | 0 | [5 empty] | 0
FL Zone 2AssemblyTurnover |  | XXXXXXXX | Yes | Equipment | Energy Star Vending Machine | One Refrigerated Vending Machine meeting current ENERGY STAR® Standards | One standard efficiency Refrigerated Vending Machine | Commercial | Turnover | Assembly | FL Zone 2 | Refrigeration | Vending and ice makers |  | 0 | Per Unit | [7 empty] | 1460.365 | 934.6336 | 525.7314 | 0.36 |  | 14 |  |  |  | 525.7314 | [8 empty] | 0 | 0 | 0 | 0 | 0 | 0 | 0 | [5 empty] | 0
FL Zone 2College and UniversityTurnover |  | XXXXXXXX | Yes | Equipment | Energy Star Vending Machine | One Refrigerated Vending Machine meeting current ENERGY STAR® Standards | One standard efficiency Refrigerated Vending Machine | Commercial | Turnover | College and University | FL Zone 2 | Refrigeration | Vending and ice makers |  | 0 | Per Unit | [7 empty] | 1460.365 | 934.6336 | 525.7314 | 0.36 |  | 14 |  |  |  | 525.7314 | [8 empty] | 0 | 0 | 0 | 0 | 0 | 0 | 0 | [5 empty] | 0
FL Zone 2GroceryTurnover |  | XXXXXXXX | Yes | Equipment | Energy Star Vending Machine | One Refrigerated Vending Machine meeting current ENERGY STAR® Standards | One standard efficiency Refrigerated Vending Machine | Commercial | Turnover | Grocery | FL Zone 2 | Refrigeration | Vending and ice makers |  | 0 | Per Unit | [7 empty] | 1460.365 | 934.6336 | 525.7314 | 0.36 |  | 14 |  |  |  | 525.7314 | [8 empty] | 0 | 0 | 0 | 0 | 0 | 0 | 0 | [5 empty] | 0
FL Zone 2HealthcareTurnover |  | XXXXXXXX | Yes | Equipment | Energy Star Vending Machine | One Refrigerated Vending Machine meeting current ENERGY STAR® Standards | One standard efficiency Refrigerated Vending Machine | Commercial | Turnover | Healthcare | FL Zone 2 | Refrigeration | Vending and ice makers |  | 0 | Per Unit | [7 empty] | 1460.365 | 934.6336 | 525.7314 | 0.36 |  | 14 |  |  |  | 525.7314 | [8 empty] | 0 | 0 | 0 | 0 | 0 | 0 | 0 | [5 empty] | 0
FL Zone 2HospitalsTurnover |  | XXXXXXXX | Yes | Equipment | Energy Star Vending Machine | One Refrigerated Vending Machine meeting current ENERGY STAR® Standards | One standard efficiency Refrigerated Vending Machine | Commercial | Turnover | Hospitals | FL Zone 2 | Refrigeration | Vending and ice makers |  | 0 | Per Unit | [7 empty] | 1460.365 | 934.6336 | 525.7314 | 0.36 |  | 14 |  |  |  | 525.7314 | [8 empty] | 0 | 0 | 0 | 0 | 0 | 0 | 0 | [5 empty] | 0
FL Zone 2InstitutionalTurnover |  | XXXXXXXX | Yes | Equipment | Energy Star Vending Machine | One Refrigerated Vending Machine meeting current ENERGY STAR® Standards | One standard efficiency Refrigerated Vending Machine | Commercial | Turnover | Institutional | FL Zone 2 | Refrigeration | Vending and ice makers |  | 0 | Per Unit | [7 empty] | 1460.365 | 934.6336 | 525.7314 | 0.36 |  | 14 |  |  |  | 525.7314 | [8 empty] | 0 | 0 | 0 | 0 | 0 | 0 | 0 | [5 empty] | 0
FL Zone 2Lodging/HospitalityTurnover |  | XXXXXXXX | Yes | Equipment | Energy Star Vending Machine | One Refrigerated Vending Machine meeting current ENERGY STAR® Standards | One standard efficiency Refrigerated Vending Machine | Commercial | Turnover | Lodging/Hospitality | FL Zone 2 | Refrigeration | Vending and ice makers |  | 0 | Per Unit | [7 empty] | 1460.365 | 934.6336 | 525.7314 | 0.36 |  | 14 |  |  |  | 525.7314 | [8 empty] | 0 | 0 | 0 | 0 | 0 | 0 | 0 | [5 empty] | 0
FL Zone 2MiscellaneousTurnover |  | XXXXXXXX | Yes | Equipment | Energy Star Vending Machine | One Refrigerated Vending Machine meeting current ENERGY STAR® Standards | One standard efficiency Refrigerated Vending Machine | Commercial | Turnover | Miscellaneous | FL Zone 2 | Refrigeration | Vending and ice makers |  | 0 | Per Unit | [7 empty] | 1460.365 | 934.6336 | 525.7314 | 0.36 |  | 14 |  |  |  | 525.7314 | [8 empty] | 0 | 0 | 0 | 0 | 0 | 0 | 0 | [5 empty] | 0
FL Zone 2OfficesTurnover |  | XXXXXXXX | Yes | Equipment | Energy Star Vending Machine | One Refrigerated Vending Machine meeting current ENERGY STAR® Standards | One standard efficiency Refrigerated Vending Machine | Commercial | Turnover | Offices | FL Zone 2 | Refrigeration | Vending and ice makers |  | 0 | Per Unit | [7 empty] | 1460.365 | 934.6336 | 525.7314 | 0.36 |  | 14 |  |  |  | 525.7314 | [8 empty] | 0 | 0 | 0 | 0 | 0 | 0 | 0 | [5 empty] | 0
FL Zone 2RestaurantsTurnover |  | XXXXXXXX | Yes | Equipment | Energy Star Vending Machine | One Refrigerated Vending Machine meeting current ENERGY STAR® Standards | One standard efficiency Refrigerated Vending Machine | Commercial | Turnover | Restaurants | FL Zone 2 | Refrigeration | Vending and ice makers |  | 0 | Per Unit | [7 empty] | 1460.365 | 934.6336 | 525.7314 | 0.36 |  | 14 |  |  |  | 525.7314 | [8 empty] | 0 | 0 | 0 | 0 | 0 | 0 | 0 | [5 empty] | 0
FL Zone 2RetailTurnover |  | XXXXXXXX | Yes | Equipment | Energy Star Vending Machine | One Refrigerated Vending Machine meeting current ENERGY STAR® Standards | One standard efficiency Refrigerated Vending Machine | Commercial | Turnover | Retail | FL Zone 2 | Refrigeration | Vending and ice makers |  | 0 | Per Unit | [7 empty] | 1460.365 | 934.6336 | 525.7314 | 0.36 |  | 14 |  |  |  | 525.7314 | [8 empty] | 0 | 0 | 0 | 0 | 0 | 0 | 0 | [5 empty] | 0
FL Zone 2Schools K-12Turnover |  | XXXXXXXX | Yes | Equipment | Energy Star Vending Machine | One Refrigerated Vending Machine meeting current ENERGY STAR® Standards | One standard efficiency Refrigerated Vending Machine | Commercial | Turnover | Schools K-12 | FL Zone 2 | Refrigeration | Vending and ice makers |  | 0 | Per Unit | [7 empty] | 1460.365 | 934.6336 | 525.7314 | 0.36 |  | 14 |  |  |  | 525.7314 | [8 empty] | 0 | 0 | 0 | 0 | 0 | 0 | 0 | [5 empty] | 0
FL Zone 2WarehouseTurnover |  | XXXXXXXX | Yes | Equipment | Energy Star Vending Machine | One Refrigerated Vending Machine meeting current ENERGY STAR® Standards | One standard efficiency Refrigerated Vending Machine | Commercial | Turnover | Warehouse | FL Zone 2 | Refrigeration | Vending and ice makers |  | 0 | Per Unit | [7 empty] | 1460.365 | 934.6336 | 525.7314 | 0.36 |  | 14 |  |  |  | 525.7314 | [8 empty] | 0 | 0 | 0 | 0 | 0 | 0 | 0 | [5 empty] | 0
FL Zone 2AssemblyNew |  | XXXXXXXX | Yes | Equipment | Energy Star Vending Machine | One Refrigerated Vending Machine meeting current ENERGY STAR® Standards | One standard efficiency Refrigerated Vending Machine | Commercial | New | Assembly | FL Zone 2 | Refrigeration | Vending and ice makers |  | 0 | Per Unit | [7 empty] | 1460.365 | 934.6336 | 525.7314 | 0.36 |  | 14 |  |  |  | 525.7314 | [8 empty] | 0 | 0 | 0 | 0 | 0 | 0 | 0 | [5 empty] | 0
FL Zone 2College and UniversityNew |  | XXXXXXXX | Yes | Equipment | Energy Star Vending Machine | One Refrigerated Vending Machine meeting current ENERGY STAR® Standards | One standard efficiency Refrigerated Vending Machine | Commercial | New | College and University | FL Zone 2 | Refrigeration | Vending and ice makers |  | 0 | Per Unit | [7 empty] | 1460.365 | 934.6336 | 525.7314 | 0.36 |  | 14 |  |  |  | 525.7314 | [8 empty] | 0 | 0 | 0 | 0 | 0 | 0 | 0 | [5 empty] | 0
FL Zone 2GroceryNew |  | XXXXXXXX | Yes | Equipment | Energy Star Vending Machine | One Refrigerated Vending Machine meeting current ENERGY STAR® Standards | One standard efficiency Refrigerated Vending Machine | Commercial | New | Grocery | FL Zone 2 | Refrigeration | Vending and ice makers |  | 0 | Per Unit | [7 empty] | 1460.365 | 934.6336 | 525.7314 | 0.36 |  | 14 |  |  |  | 525.7314 | [8 empty] | 0 | 0 | 0 | 0 | 0 | 0 | 0 | [5 empty] | 0
FL Zone 2HealthcareNew |  | XXXXXXXX | Yes | Equipment | Energy Star Vending Machine | One Refrigerated Vending Machine meeting current ENERGY STAR® Standards | One standard efficiency Refrigerated Vending Machine | Commercial | New | Healthcare | FL Zone 2 | Refrigeration | Vending and ice makers |  | 0 | Per Unit | [7 empty] | 1460.365 | 934.6336 | 525.7314 | 0.36 |  | 14 |  |  |  | 525.7314 | [8 empty] | 0 | 0 | 0 | 0 | 0 | 0 | 0 | [5 empty] | 0
FL Zone 2HospitalsNew |  | XXXXXXXX | Yes | Equipment | Energy Star Vending Machine | One Refrigerated Vending Machine meeting current ENERGY STAR® Standards | One standard efficiency Refrigerated Vending Machine | Commercial | New | Hospitals | FL Zone 2 | Refrigeration | Vending and ice makers |  | 0 | Per Unit | [7 empty] | 1460.365 | 934.6336 | 525.7314 | 0.36 |  | 14 |  |  |  | 525.7314 | [8 empty] | 0 | 0 | 0 | 0 | 0 | 0 | 0 | [5 empty] | 0
FL Zone 2InstitutionalNew |  | XXXXXXXX | Yes | Equipment | Energy Star Vending Machine | One Refrigerated Vending Machine meeting current ENERGY STAR® Standards | One standard efficiency Refrigerated Vending Machine | Commercial | New | Institutional | FL Zone 2 | Refrigeration | Vending and ice makers |  | 0 | Per Unit | [7 empty] | 1460.365 | 934.6336 | 525.7314 | 0.36 |  | 14 |  |  |  | 525.7314 | [8 empty] | 0 | 0 | 0 | 0 | 0 | 0 | 0 | [5 empty] | 0
FL Zone 2Lodging/HospitalityNew |  | XXXXXXXX | Yes | Equipment | Energy Star Vending Machine | One Refrigerated Vending Machine meeting current ENERGY STAR® Standards | One standard efficiency Refrigerated Vending Machine | Commercial | New | Lodging/Hospitality | FL Zone 2 | Refrigeration | Vending and ice makers |  | 0 | Per Unit | [7 empty] | 1460.365 | 934.6336 | 525.7314 | 0.36 |  | 14 |  |  |  | 525.7314 | [8 empty] | 0 | 0 | 0 | 0 | 0 | 0 | 0 | [5 empty] | 0
FL Zone 2MiscellaneousNew |  | XXXXXXXX | Yes | Equipment | Energy Star Vending Machine | One Refrigerated Vending Machine meeting current ENERGY STAR® Standards | One standard efficiency Refrigerated Vending Machine | Commercial | New | Miscellaneous | FL Zone 2 | Refrigeration | Vending and ice makers |  | 0 | Per Unit | [7 empty] | 1460.365 | 934.6336 | 525.7314 | 0.36 |  | 14 |  |  |  | 525.7314 | [8 empty] | 0 | 0 | 0 | 0 | 0 | 0 | 0 | [5 empty] | 0
FL Zone 2OfficesNew |  | XXXXXXXX | Yes | Equipment | Energy Star Vending Machine | One Refrigerated Vending Machine meeting current ENERGY STAR® Standards | One standard efficiency Refrigerated Vending Machine | Commercial | New | Offices | FL Zone 2 | Refrigeration | Vending and ice makers |  | 0 | Per Unit | [7 empty] | 1460.365 | 934.6336 | 525.7314 | 0.36 |  | 14 |  |  |  | 525.7314 | [8 empty] | 0 | 0 | 0 | 0 | 0 | 0 | 0 | [5 empty] | 0
FL Zone 2RestaurantsNew |  | XXXXXXXX | Yes | Equipment | Energy Star Vending Machine | One Refrigerated Vending Machine meeting current ENERGY STAR® Standards | One standard efficiency Refrigerated Vending Machine | Commercial | New | Restaurants | FL Zone 2 | Refrigeration | Vending and ice makers |  | 0 | Per Unit | [7 empty] | 1460.365 | 934.6336 | 525.7314 | 0.36 |  | 14 |  |  |  | 525.7314 | [8 empty] | 0 | 0 | 0 | 0 | 0 | 0 | 0 | [5 empty] | 0
FL Zone 2RetailNew |  | XXXXXXXX | Yes | Equipment | Energy Star Vending Machine | One Refrigerated Vending Machine meeting current ENERGY STAR® Standards | One standard efficiency Refrigerated Vending Machine | Commercial | New | Retail | FL Zone 2 | Refrigeration | Vending and ice makers |  | 0 | Per Unit | [7 empty] | 1460.365 | 934.6336 | 525.7314 | 0.36 |  | 14 |  |  |  | 525.7314 | [8 empty] | 0 | 0 | 0 | 0 | 0 | 0 | 0 | [5 empty] | 0
FL Zone 2Schools K-12New |  | XXXXXXXX | Yes | Equipment | Energy Star Vending Machine | One Refrigerated Vending Machine meeting current ENERGY STAR® Standards | One standard efficiency Refrigerated Vending Machine | Commercial | New | Schools K-12 | FL Zone 2 | Refrigeration | Vending and ice makers |  | 0 | Per Unit | [7 empty] | 1460.365 | 934.6336 | 525.7314 | 0.36 |  | 14 |  |  |  | 525.7314 | [8 empty] | 0 | 0 | 0 | 0 | 0 | 0 | 0 | [5 empty] | 0
FL Zone 2WarehouseNew |  | XXXXXXXX | Yes | Equipment | Energy Star Vending Machine | One Refrigerated Vending Machine meeting current ENERGY STAR® Standards | One standard efficiency Refrigerated Vending Machine | Commercial | New | Warehouse | FL Zone 2 | Refrigeration | Vending and ice makers |  | 0 | Per Unit | [7 empty] | 1460.365 | 934.6336 | 525.7314 | 0.36 |  | 14 |  |  |  | 525.7314 | [8 empty] | 0 | 0 | 0 | 0 | 0 | 0 | 0 | [5 empty] | 0
FL Zone 2AssemblyTurnover |  | XXXXXXXX | Yes | Equipment | ENERGY STAR Water Cooler | One Storage Type Hot/Cold Water Cooler Unit meeting current ENERGY STAR® Standards | One Standard Storage Type Hot/Cold Water Cooler Unit | Commercial | Turnover | Assembly | FL Zone 2 | Miscellaneous | Others |  | 0 | Per Appliance | [7 empty] | 799.35 | 251.85 | 547.5 | 0.68493 |  | 10 |  |  |  | 547.5 | [8 empty] | 0 | 0 | 0 | 0 | 0 | 0 | 0 | [5 empty] | 0
FL Zone 2College and UniversityTurnover |  | XXXXXXXX | Yes | Equipment | ENERGY STAR Water Cooler | One Storage Type Hot/Cold Water Cooler Unit meeting current ENERGY STAR® Standards | One Standard Storage Type Hot/Cold Water Cooler Unit | Commercial | Turnover | College and University | FL Zone 2 | Miscellaneous | Others |  | 0 | Per Appliance | [7 empty] | 799.35 | 251.85 | 547.5 | 0.68493 |  | 10 |  |  |  | 547.5 | [8 empty] | 0 | 0 | 0 | 0 | 0 | 0 | 0 | [5 empty] | 0
FL Zone 2GroceryTurnover |  | XXXXXXXX | Yes | Equipment | ENERGY STAR Water Cooler | One Storage Type Hot/Cold Water Cooler Unit meeting current ENERGY STAR® Standards | One Standard Storage Type Hot/Cold Water Cooler Unit | Commercial | Turnover | Grocery | FL Zone 2 | Miscellaneous | Others |  | 0 | Per Appliance | [7 empty] | 799.35 | 251.85 | 547.5 | 0.68493 |  | 10 |  |  |  | 547.5 | [8 empty] | 0 | 0 | 0 | 0 | 0 | 0 | 0 | [5 empty] | 0
FL Zone 2HealthcareTurnover |  | XXXXXXXX | Yes | Equipment | ENERGY STAR Water Cooler | One Storage Type Hot/Cold Water Cooler Unit meeting current ENERGY STAR® Standards | One Standard Storage Type Hot/Cold Water Cooler Unit | Commercial | Turnover | Healthcare | FL Zone 2 | Miscellaneous | Others |  | 0 | Per Appliance | [7 empty] | 799.35 | 251.85 | 547.5 | 0.68493 |  | 10 |  |  |  | 547.5 | [8 empty] | 0 | 0 | 0 | 0 | 0 | 0 | 0 | [5 empty] | 0
FL Zone 2HospitalsTurnover |  | XXXXXXXX | Yes | Equipment | ENERGY STAR Water Cooler | One Storage Type Hot/Cold Water Cooler Unit meeting current ENERGY STAR® Standards | One Standard Storage Type Hot/Cold Water Cooler Unit | Commercial | Turnover | Hospitals | FL Zone 2 | Miscellaneous | Others |  | 0 | Per Appliance | [7 empty] | 799.35 | 251.85 | 547.5 | 0.68493 |  | 10 |  |  |  | 547.5 | [8 empty] | 0 | 0 | 0 | 0 | 0 | 0 | 0 | [5 empty] | 0
FL Zone 2InstitutionalTurnover |  | XXXXXXXX | Yes | Equipment | ENERGY STAR Water Cooler | One Storage Type Hot/Cold Water Cooler Unit meeting current ENERGY STAR® Standards | One Standard Storage Type Hot/Cold Water Cooler Unit | Commercial | Turnover | Institutional | FL Zone 2 | Miscellaneous | Others |  | 0 | Per Appliance | [7 empty] | 799.35 | 251.85 | 547.5 | 0.68493 |  | 10 |  |  |  | 547.5 | [8 empty] | 0 | 0 | 0 | 0 | 0 | 0 | 0 | [5 empty] | 0
FL Zone 2Lodging/HospitalityTurnover |  | XXXXXXXX | Yes | Equipment | ENERGY STAR Water Cooler | One Storage Type Hot/Cold Water Cooler Unit meeting current ENERGY STAR® Standards | One Standard Storage Type Hot/Cold Water Cooler Unit | Commercial | Turnover | Lodging/Hospitality | FL Zone 2 | Miscellaneous | Others |  | 0 | Per Appliance | [7 empty] | 799.35 | 251.85 | 547.5 | 0.68493 |  | 10 |  |  |  | 547.5 | [8 empty] | 0 | 0 | 0 | 0 | 0 | 0 | 0 | [5 empty] | 0
FL Zone 2MiscellaneousTurnover |  | XXXXXXXX | Yes | Equipment | ENERGY STAR Water Cooler | One Storage Type Hot/Cold Water Cooler Unit meeting current ENERGY STAR® Standards | One Standard Storage Type Hot/Cold Water Cooler Unit | Commercial | Turnover | Miscellaneous | FL Zone 2 | Miscellaneous | Others |  | 0 | Per Appliance | [7 empty] | 799.35 | 251.85 | 547.5 | 0.68493 |  | 10 |  |  |  | 547.5 | [8 empty] | 0 | 0 | 0 | 0 | 0 | 0 | 0 | [5 empty] | 0
FL Zone 2OfficesTurnover |  | XXXXXXXX | Yes | Equipment | ENERGY STAR Water Cooler | One Storage Type Hot/Cold Water Cooler Unit meeting current ENERGY STAR® Standards | One Standard Storage Type Hot/Cold Water Cooler Unit | Commercial | Turnover | Offices | FL Zone 2 | Miscellaneous | Others |  | 0 | Per Appliance | [7 empty] | 799.35 | 251.85 | 547.5 | 0.68493 |  | 10 |  |  |  | 547.5 | [8 empty] | 0 | 0 | 0 | 0 | 0 | 0 | 0 | [5 empty] | 0
FL Zone 2RestaurantsTurnover |  | XXXXXXXX | Yes | Equipment | ENERGY STAR Water Cooler | One Storage Type Hot/Cold Water Cooler Unit meeting current ENERGY STAR® Standards | One Standard Storage Type Hot/Cold Water Cooler Unit | Commercial | Turnover | Restaurants | FL Zone 2 | Miscellaneous | Others |  | 0 | Per Appliance | [7 empty] | 799.35 | 251.85 | 547.5 | 0.68493 |  | 10 |  |  |  | 547.5 | [8 empty] | 0 | 0 | 0 | 0 | 0 | 0 | 0 | [5 empty] | 0
FL Zone 2RetailTurnover |  | XXXXXXXX | Yes | Equipment | ENERGY STAR Water Cooler | One Storage Type Hot/Cold Water Cooler Unit meeting current ENERGY STAR® Standards | One Standard Storage Type Hot/Cold Water Cooler Unit | Commercial | Turnover | Retail | FL Zone 2 | Miscellaneous | Others |  | 0 | Per Appliance | [7 empty] | 799.35 | 251.85 | 547.5 | 0.68493 |  | 10 |  |  |  | 547.5 | [8 empty] | 0 | 0 | 0 | 0 | 0 | 0 | 0 | [5 empty] | 0
FL Zone 2Schools K-12Turnover |  | XXXXXXXX | Yes | Equipment | ENERGY STAR Water Cooler | One Storage Type Hot/Cold Water Cooler Unit meeting current ENERGY STAR® Standards | One Standard Storage Type Hot/Cold Water Cooler Unit | Commercial | Turnover | Schools K-12 | FL Zone 2 | Miscellaneous | Others |  | 0 | Per Appliance | [7 empty] | 799.35 | 251.85 | 547.5 | 0.68493 |  | 10 |  |  |  | 547.5 | [8 empty] | 0 | 0 | 0 | 0 | 0 | 0 | 0 | [5 empty] | 0
FL Zone 2WarehouseTurnover |  | XXXXXXXX | Yes | Equipment | ENERGY STAR Water Cooler | One Storage Type Hot/Cold Water Cooler Unit meeting current ENERGY STAR® Standards | One Standard Storage Type Hot/Cold Water Cooler Unit | Commercial | Turnover | Warehouse | FL Zone 2 | Miscellaneous | Others |  | 0 | Per Appliance | [7 empty] | 799.35 | 251.85 | 547.5 | 0.68493 |  | 10 |  |  |  | 547.5 | [8 empty] | 0 | 0 | 0 | 0 | 0 | 0 | 0 | [5 empty] | 0
FL Zone 2AssemblyNew |  | XXXXXXXX | Yes | Equipment | ENERGY STAR Water Cooler | One Storage Type Hot/Cold Water Cooler Unit meeting current ENERGY STAR® Standards | One Standard Storage Type Hot/Cold Water Cooler Unit | Commercial | New | Assembly | FL Zone 2 | Miscellaneous | Others |  | 0 | Per Appliance | [7 empty] | 799.35 | 251.85 | 547.5 | 0.68493 |  | 10 |  |  |  | 547.5 | [8 empty] | 0 | 0 | 0 | 0 | 0 | 0 | 0 | [5 empty] | 0
FL Zone 2College and UniversityNew |  | XXXXXXXX | Yes | Equipment | ENERGY STAR Water Cooler | One Storage Type Hot/Cold Water Cooler Unit meeting current ENERGY STAR® Standards | One Standard Storage Type Hot/Cold Water Cooler Unit | Commercial | New | College and University | FL Zone 2 | Miscellaneous | Others |  | 0 | Per Appliance | [7 empty] | 799.35 | 251.85 | 547.5 | 0.68493 |  | 10 |  |  |  | 547.5 | [8 empty] | 0 | 0 | 0 | 0 | 0 | 0 | 0 | [5 empty] | 0
FL Zone 2GroceryNew |  | XXXXXXXX | Yes | Equipment | ENERGY STAR Water Cooler | One Storage Type Hot/Cold Water Cooler Unit meeting current ENERGY STAR® Standards | One Standard Storage Type Hot/Cold Water Cooler Unit | Commercial | New | Grocery | FL Zone 2 | Miscellaneous | Others |  | 0 | Per Appliance | [7 empty] | 799.35 | 251.85 | 547.5 | 0.68493 |  | 10 |  |  |  | 547.5 | [8 empty] | 0 | 0 | 0 | 0 | 0 | 0 | 0 | [5 empty] | 0
FL Zone 2HealthcareNew |  | XXXXXXXX | Yes | Equipment | ENERGY STAR Water Cooler | One Storage Type Hot/Cold Water Cooler Unit meeting current ENERGY STAR® Standards | One Standard Storage Type Hot/Cold Water Cooler Unit | Commercial | New | Healthcare | FL Zone 2 | Miscellaneous | Others |  | 0 | Per Appliance | [7 empty] | 799.35 | 251.85 | 547.5 | 0.68493 |  | 10 |  |  |  | 547.5 | [8 empty] | 0 | 0 | 0 | 0 | 0 | 0 | 0 | [5 empty] | 0
FL Zone 2HospitalsNew |  | XXXXXXXX | Yes | Equipment | ENERGY STAR Water Cooler | One Storage Type Hot/Cold Water Cooler Unit meeting current ENERGY STAR® Standards | One Standard Storage Type Hot/Cold Water Cooler Unit | Commercial | New | Hospitals | FL Zone 2 | Miscellaneous | Others |  | 0 | Per Appliance | [7 empty] | 799.35 | 251.85 | 547.5 | 0.68493 |  | 10 |  |  |  | 547.5 | [8 empty] | 0 | 0 | 0 | 0 | 0 | 0 | 0 | [5 empty] | 0
FL Zone 2InstitutionalNew |  | XXXXXXXX | Yes | Equipment | ENERGY STAR Water Cooler | One Storage Type Hot/Cold Water Cooler Unit meeting current ENERGY STAR® Standards | One Standard Storage Type Hot/Cold Water Cooler Unit | Commercial | New | Institutional | FL Zone 2 | Miscellaneous | Others |  | 0 | Per Appliance | [7 empty] | 799.35 | 251.85 | 547.5 | 0.68493 |  | 10 |  |  |  | 547.5 | [8 empty] | 0 | 0 | 0 | 0 | 0 | 0 | 0 | [5 empty] | 0
FL Zone 2Lodging/HospitalityNew |  | XXXXXXXX | Yes | Equipment | ENERGY STAR Water Cooler | One Storage Type Hot/Cold Water Cooler Unit meeting current ENERGY STAR® Standards | One Standard Storage Type Hot/Cold Water Cooler Unit | Commercial | New | Lodging/Hospitality | FL Zone 2 | Miscellaneous | Others |  | 0 | Per Appliance | [7 empty] | 799.35 | 251.85 | 547.5 | 0.68493 |  | 10 |  |  |  | 547.5 | [8 empty] | 0 | 0 | 0 | 0 | 0 | 0 | 0 | [5 empty] | 0
FL Zone 2MiscellaneousNew |  | XXXXXXXX | Yes | Equipment | ENERGY STAR Water Cooler | One Storage Type Hot/Cold Water Cooler Unit meeting current ENERGY STAR® Standards | One Standard Storage Type Hot/Cold Water Cooler Unit | Commercial | New | Miscellaneous | FL Zone 2 | Miscellaneous | Others |  | 0 | Per Appliance | [7 empty] | 799.35 | 251.85 | 547.5 | 0.68493 |  | 10 |  |  |  | 547.5 | [8 empty] | 0 | 0 | 0 | 0 | 0 | 0 | 0 | [5 empty] | 0
FL Zone 2OfficesNew |  | XXXXXXXX | Yes | Equipment | ENERGY STAR Water Cooler | One Storage Type Hot/Cold Water Cooler Unit meeting current ENERGY STAR® Standards | One Standard Storage Type Hot/Cold Water Cooler Unit | Commercial | New | Offices | FL Zone 2 | Miscellaneous | Others |  | 0 | Per Appliance | [7 empty] | 799.35 | 251.85 | 547.5 | 0.68493 |  | 10 |  |  |  | 547.5 | [8 empty] | 0 | 0 | 0 | 0 | 0 | 0 | 0 | [5 empty] | 0
FL Zone 2RestaurantsNew |  | XXXXXXXX | Yes | Equipment | ENERGY STAR Water Cooler | One Storage Type Hot/Cold Water Cooler Unit meeting current ENERGY STAR® Standards | One Standard Storage Type Hot/Cold Water Cooler Unit | Commercial | New | Restaurants | FL Zone 2 | Miscellaneous | Others |  | 0 | Per Appliance | [7 empty] | 799.35 | 251.85 | 547.5 | 0.68493 |  | 10 |  |  |  | 547.5 | [8 empty] | 0 | 0 | 0 | 0 | 0 | 0 | 0 | [5 empty] | 0
FL Zone 2RetailNew |  | XXXXXXXX | Yes | Equipment | ENERGY STAR Water Cooler | One Storage Type Hot/Cold Water Cooler Unit meeting current ENERGY STAR® Standards | One Standard Storage Type Hot/Cold Water Cooler Unit | Commercial | New | Retail | FL Zone 2 | Miscellaneous | Others |  | 0 | Per Appliance | [7 empty] | 799.35 | 251.85 | 547.5 | 0.68493 |  | 10 |  |  |  | 547.5 | [8 empty] | 0 | 0 | 0 | 0 | 0 | 0 | 0 | [5 empty] | 0
FL Zone 2Schools K-12New |  | XXXXXXXX | Yes | Equipment | ENERGY STAR Water Cooler | One Storage Type Hot/Cold Water Cooler Unit meeting current ENERGY STAR® Standards | One Standard Storage Type Hot/Cold Water Cooler Unit | Commercial | New | Schools K-12 | FL Zone 2 | Miscellaneous | Others |  | 0 | Per Appliance | [7 empty] | 799.35 | 251.85 | 547.5 | 0.68493 |  | 10 |  |  |  | 547.5 | [8 empty] | 0 | 0 | 0 | 0 | 0 | 0 | 0 | [5 empty] | 0
FL Zone 2WarehouseNew |  | XXXXXXXX | Yes | Equipment | ENERGY STAR Water Cooler | One Storage Type Hot/Cold Water Cooler Unit meeting current ENERGY STAR® Standards | One Standard Storage Type Hot/Cold Water Cooler Unit | Commercial | New | Warehouse | FL Zone 2 | Miscellaneous | Others |  | 0 | Per Appliance | [7 empty] | 799.35 | 251.85 | 547.5 | 0.68493 |  | 10 |  |  |  | 547.5 | [8 empty] | 0 | 0 | 0 | 0 | 0 | 0 | 0 | [5 empty] | 0
FL Zone 2AssemblyExisting |  | XXXXXXXX | Yes | Nonequipment | Engine Block Timer | Plug-in timer that activates engine block timer to reduce unnecessary run time | Engine block heater (typically used for backup generators) running continuously | Commercial | Existing | Assembly | FL Zone 2 | Miscellaneous |  |  | 0 | Per Appliance | [7 empty] | 720 | 460.8 | 259.2 | 0.36 |  | 5 |  |  |  | 259.2 | [8 empty] | 0 | 0 | 0 | 0 | 0 | 0 | 0 | [5 empty] | 0
FL Zone 2College and UniversityExisting |  | XXXXXXXX | Yes | Nonequipment | Engine Block Timer | Plug-in timer that activates engine block timer to reduce unnecessary run time | Engine block heater (typically used for backup generators) running continuously | Commercial | Existing | College and University | FL Zone 2 | Miscellaneous |  |  | 0 | Per Appliance | [7 empty] | 720 | 460.8 | 259.2 | 0.36 |  | 5 |  |  |  | 259.2 | [8 empty] | 0 | 0 | 0 | 0 | 0 | 0 | 0 | [5 empty] | 0
FL Zone 2GroceryExisting |  | XXXXXXXX | Yes | Nonequipment | Engine Block Timer | Plug-in timer that activates engine block timer to reduce unnecessary run time | Engine block heater (typically used for backup generators) running continuously | Commercial | Existing | Grocery | FL Zone 2 | Miscellaneous |  |  | 0 | Per Appliance | [7 empty] | 720 | 460.8 | 259.2 | 0.36 |  | 5 |  |  |  | 259.2 | [8 empty] | 0 | 0 | 0 | 0 | 0 | 0 | 0 | [5 empty] | 0
FL Zone 2HealthcareExisting |  | XXXXXXXX | Yes | Nonequipment | Engine Block Timer | Plug-in timer that activates engine block timer to reduce unnecessary run time | Engine block heater (typically used for backup generators) running continuously | Commercial | Existing | Healthcare | FL Zone 2 | Miscellaneous |  |  | 0 | Per Appliance | [7 empty] | 720 | 460.8 | 259.2 | 0.36 |  | 5 |  |  |  | 259.2 | [8 empty] | 0 | 0 | 0 | 0 | 0 | 0 | 0 | [5 empty] | 0
FL Zone 2HospitalsExisting |  | XXXXXXXX | Yes | Nonequipment | Engine Block Timer | Plug-in timer that activates engine block timer to reduce unnecessary run time | Engine block heater (typically used for backup generators) running continuously | Commercial | Existing | Hospitals | FL Zone 2 | Miscellaneous |  |  | 0 | Per Appliance | [7 empty] | 720 | 460.8 | 259.2 | 0.36 |  | 5 |  |  |  | 259.2 | [8 empty] | 0 | 0 | 0 | 0 | 0 | 0 | 0 | [5 empty] | 0
FL Zone 2InstitutionalExisting |  | XXXXXXXX | Yes | Nonequipment | Engine Block Timer | Plug-in timer that activates engine block timer to reduce unnecessary run time | Engine block heater (typically used for backup generators) running continuously | Commercial | Existing | Institutional | FL Zone 2 | Miscellaneous |  |  | 0 | Per Appliance | [7 empty] | 720 | 460.8 | 259.2 | 0.36 |  | 5 |  |  |  | 259.2 | [8 empty] | 0 | 0 | 0 | 0 | 0 | 0 | 0 | [5 empty] | 0
FL Zone 2Lodging/HospitalityExisting |  | XXXXXXXX | Yes | Nonequipment | Engine Block Timer | Plug-in timer that activates engine block timer to reduce unnecessary run time | Engine block heater (typically used for backup generators) running continuously | Commercial | Existing | Lodging/Hospitality | FL Zone 2 | Miscellaneous |  |  | 0 | Per Appliance | [7 empty] | 720 | 460.8 | 259.2 | 0.36 |  | 5 |  |  |  | 259.2 | [8 empty] | 0 | 0 | 0 | 0 | 0 | 0 | 0 | [5 empty] | 0
FL Zone 2MiscellaneousExisting |  | XXXXXXXX | Yes | Nonequipment | Engine Block Timer | Plug-in timer that activates engine block timer to reduce unnecessary run time | Engine block heater (typically used for backup generators) running continuously | Commercial | Existing | Miscellaneous | FL Zone 2 | Miscellaneous |  |  | 0 | Per Appliance | [7 empty] | 720 | 460.8 | 259.2 | 0.36 |  | 5 |  |  |  | 259.2 | [8 empty] | 0 | 0 | 0 | 0 | 0 | 0 | 0 | [5 empty] | 0
FL Zone 2OfficesExisting |  | XXXXXXXX | Yes | Nonequipment | Engine Block Timer | Plug-in timer that activates engine block timer to reduce unnecessary run time | Engine block heater (typically used for backup generators) running continuously | Commercial | Existing | Offices | FL Zone 2 | Miscellaneous |  |  | 0 | Per Appliance | [7 empty] | 720 | 460.8 | 259.2 | 0.36 |  | 5 |  |  |  | 259.2 | [8 empty] | 0 | 0 | 0 | 0 | 0 | 0 | 0 | [5 empty] | 0
FL Zone 2RestaurantsExisting |  | XXXXXXXX | Yes | Nonequipment | Engine Block Timer | Plug-in timer that activates engine block timer to reduce unnecessary run time | Engine block heater (typically used for backup generators) running continuously | Commercial | Existing | Restaurants | FL Zone 2 | Miscellaneous |  |  | 0 | Per Appliance | [7 empty] | 720 | 460.8 | 259.2 | 0.36 |  | 5 |  |  |  | 259.2 | [8 empty] | 0 | 0 | 0 | 0 | 0 | 0 | 0 | [5 empty] | 0
FL Zone 2RetailExisting |  | XXXXXXXX | Yes | Nonequipment | Engine Block Timer | Plug-in timer that activates engine block timer to reduce unnecessary run time | Engine block heater (typically used for backup generators) running continuously | Commercial | Existing | Retail | FL Zone 2 | Miscellaneous |  |  | 0 | Per Appliance | [7 empty] | 720 | 460.8 | 259.2 | 0.36 |  | 5 |  |  |  | 259.2 | [8 empty] | 0 | 0 | 0 | 0 | 0 | 0 | 0 | [5 empty] | 0
FL Zone 2Schools K-12Existing |  | XXXXXXXX | Yes | Nonequipment | Engine Block Timer | Plug-in timer that activates engine block timer to reduce unnecessary run time | Engine block heater (typically used for backup generators) running continuously | Commercial | Existing | Schools K-12 | FL Zone 2 | Miscellaneous |  |  | 0 | Per Appliance | [7 empty] | 720 | 460.8 | 259.2 | 0.36 |  | 5 |  |  |  | 259.2 | [8 empty] | 0 | 0 | 0 | 0 | 0 | 0 | 0 | [5 empty] | 0
FL Zone 2WarehouseExisting |  | XXXXXXXX | Yes | Nonequipment | Engine Block Timer | Plug-in timer that activates engine block timer to reduce unnecessary run time | Engine block heater (typically used for backup generators) running continuously | Commercial | Existing | Warehouse | FL Zone 2 | Miscellaneous |  |  | 0 | Per Appliance | [7 empty] | 720 | 460.8 | 259.2 | 0.36 |  | 5 |  |  |  | 259.2 | [8 empty] | 0 | 0 | 0 | 0 | 0 | 0 | 0 | [5 empty] | 0
FL Zone 2AssemblyNew |  | XXXXXXXX | Yes | Nonequipment | Engine Block Timer | Plug-in timer that activates engine block timer to reduce unnecessary run time | Engine block heater (typically used for backup generators) running continuously | Commercial | New | Assembly | FL Zone 2 | Miscellaneous |  |  | 0 | Per Appliance | [7 empty] | 720 | 460.8 | 259.2 | 0.36 |  | 5 |  |  |  | 259.2 | [8 empty] | 0 | 0 | 0 | 0 | 0 | 0 | 0 | [5 empty] | 0
FL Zone 2College and UniversityNew |  | XXXXXXXX | Yes | Nonequipment | Engine Block Timer | Plug-in timer that activates engine block timer to reduce unnecessary run time | Engine block heater (typically used for backup generators) running continuously | Commercial | New | College and University | FL Zone 2 | Miscellaneous |  |  | 0 | Per Appliance | [7 empty] | 720 | 460.8 | 259.2 | 0.36 |  | 5 |  |  |  | 259.2 | [8 empty] | 0 | 0 | 0 | 0 | 0 | 0 | 0 | [5 empty] | 0
FL Zone 2GroceryNew |  | XXXXXXXX | Yes | Nonequipment | Engine Block Timer | Plug-in timer that activates engine block timer to reduce unnecessary run time | Engine block heater (typically used for backup generators) running continuously | Commercial | New | Grocery | FL Zone 2 | Miscellaneous |  |  | 0 | Per Appliance | [7 empty] | 720 | 460.8 | 259.2 | 0.36 |  | 5 |  |  |  | 259.2 | [8 empty] | 0 | 0 | 0 | 0 | 0 | 0 | 0 | [5 empty] | 0
FL Zone 2HealthcareNew |  | XXXXXXXX | Yes | Nonequipment | Engine Block Timer | Plug-in timer that activates engine block timer to reduce unnecessary run time | Engine block heater (typically used for backup generators) running continuously | Commercial | New | Healthcare | FL Zone 2 | Miscellaneous |  |  | 0 | Per Appliance | [7 empty] | 720 | 460.8 | 259.2 | 0.36 |  | 5 |  |  |  | 259.2 | [8 empty] | 0 | 0 | 0 | 0 | 0 | 0 | 0 | [5 empty] | 0
FL Zone 2HospitalsNew |  | XXXXXXXX | Yes | Nonequipment | Engine Block Timer | Plug-in timer that activates engine block timer to reduce unnecessary run time | Engine block heater (typically used for backup generators) running continuously | Commercial | New | Hospitals | FL Zone 2 | Miscellaneous |  |  | 0 | Per Appliance | [7 empty] | 720 | 460.8 | 259.2 | 0.36 |  | 5 |  |  |  | 259.2 | [8 empty] | 0 | 0 | 0 | 0 | 0 | 0 | 0 | [5 empty] | 0
FL Zone 2InstitutionalNew |  | XXXXXXXX | Yes | Nonequipment | Engine Block Timer | Plug-in timer that activates engine block timer to reduce unnecessary run time | Engine block heater (typically used for backup generators) running continuously | Commercial | New | Institutional | FL Zone 2 | Miscellaneous |  |  | 0 | Per Appliance | [7 empty] | 720 | 460.8 | 259.2 | 0.36 |  | 5 |  |  |  | 259.2 | [8 empty] | 0 | 0 | 0 | 0 | 0 | 0 | 0 | [5 empty] | 0
FL Zone 2Lodging/HospitalityNew |  | XXXXXXXX | Yes | Nonequipment | Engine Block Timer | Plug-in timer that activates engine block timer to reduce unnecessary run time | Engine block heater (typically used for backup generators) running continuously | Commercial | New | Lodging/Hospitality | FL Zone 2 | Miscellaneous |  |  | 0 | Per Appliance | [7 empty] | 720 | 460.8 | 259.2 | 0.36 |  | 5 |  |  |  | 259.2 | [8 empty] | 0 | 0 | 0 | 0 | 0 | 0 | 0 | [5 empty] | 0
FL Zone 2MiscellaneousNew |  | XXXXXXXX | Yes | Nonequipment | Engine Block Timer | Plug-in timer that activates engine block timer to reduce unnecessary run time | Engine block heater (typically used for backup generators) running continuously | Commercial | New | Miscellaneous | FL Zone 2 | Miscellaneous |  |  | 0 | Per Appliance | [7 empty] | 720 | 460.8 | 259.2 | 0.36 |  | 5 |  |  |  | 259.2 | [8 empty] | 0 | 0 | 0 | 0 | 0 | 0 | 0 | [5 empty] | 0
FL Zone 2OfficesNew |  | XXXXXXXX | Yes | Nonequipment | Engine Block Timer | Plug-in timer that activates engine block timer to reduce unnecessary run time | Engine block heater (typically used for backup generators) running continuously | Commercial | New | Offices | FL Zone 2 | Miscellaneous |  |  | 0 | Per Appliance | [7 empty] | 720 | 460.8 | 259.2 | 0.36 |  | 5 |  |  |  | 259.2 | [8 empty] | 0 | 0 | 0 | 0 | 0 | 0 | 0 | [5 empty] | 0
FL Zone 2RestaurantsNew |  | XXXXXXXX | Yes | Nonequipment | Engine Block Timer | Plug-in timer that activates engine block timer to reduce unnecessary run time | Engine block heater (typically used for backup generators) running continuously | Commercial | New | Restaurants | FL Zone 2 | Miscellaneous |  |  | 0 | Per Appliance | [7 empty] | 720 | 460.8 | 259.2 | 0.36 |  | 5 |  |  |  | 259.2 | [8 empty] | 0 | 0 | 0 | 0 | 0 | 0 | 0 | [5 empty] | 0
FL Zone 2RetailNew |  | XXXXXXXX | Yes | Nonequipment | Engine Block Timer | Plug-in timer that activates engine block timer to reduce unnecessary run time | Engine block heater (typically used for backup generators) running continuously | Commercial | New | Retail | FL Zone 2 | Miscellaneous |  |  | 0 | Per Appliance | [7 empty] | 720 | 460.8 | 259.2 | 0.36 |  | 5 |  |  |  | 259.2 | [8 empty] | 0 | 0 | 0 | 0 | 0 | 0 | 0 | [5 empty] | 0
FL Zone 2Schools K-12New |  | XXXXXXXX | Yes | Nonequipment | Engine Block Timer | Plug-in timer that activates engine block timer to reduce unnecessary run time | Engine block heater (typically used for backup generators) running continuously | Commercial | New | Schools K-12 | FL Zone 2 | Miscellaneous |  |  | 0 | Per Appliance | [7 empty] | 720 | 460.8 | 259.2 | 0.36 |  | 5 |  |  |  | 259.2 | [8 empty] | 0 | 0 | 0 | 0 | 0 | 0 | 0 | [5 empty] | 0
FL Zone 2WarehouseNew |  | XXXXXXXX | Yes | Nonequipment | Engine Block Timer | Plug-in timer that activates engine block timer to reduce unnecessary run time | Engine block heater (typically used for backup generators) running continuously | Commercial | New | Warehouse | FL Zone 2 | Miscellaneous |  |  | 0 | Per Appliance | [7 empty] | 720 | 460.8 | 259.2 | 0.36 |  | 5 |  |  |  | 259.2 | [8 empty] | 0 | 0 | 0 | 0 | 0 | 0 | 0 | [5 empty] | 0
FL Zone 2AssemblyExisting |  | XXXXXXXX | Yes | Nonequipment | Facility Commissioning | Perform facility commissioning to optimize building operations in new facilities | N/A - New Construction Only | Commercial | Existing | Assembly | FL Zone 2 | Space Cooling |  |  | 0 | Per end use consumption | [12 empty] | 10 | [12 empty] | 0 | 0 | 0 | 0 | 0 | 0 | 0 | [5 empty] | 0
FL Zone 2College and UniversityExisting |  | XXXXXXXX | Yes | Nonequipment | Facility Commissioning | Perform facility commissioning to optimize building operations in new facilities | N/A - New Construction Only | Commercial | Existing | College and University | FL Zone 2 | Space Cooling |  |  | 0 | Per end use consumption | [12 empty] | 10 | [12 empty] | 0 | 0 | 0 | 0 | 0 | 0 | 0 | [5 empty] | 0
FL Zone 2GroceryExisting |  | XXXXXXXX | Yes | Nonequipment | Facility Commissioning | Perform facility commissioning to optimize building operations in new facilities | N/A - New Construction Only | Commercial | Existing | Grocery | FL Zone 2 | Space Cooling |  |  | 0 | Per end use consumption | [12 empty] | 10 | [12 empty] | 0 | 0 | 0 | 0 | 0 | 0 | 0 | [5 empty] | 0
FL Zone 2HealthcareExisting |  | XXXXXXXX | Yes | Nonequipment | Facility Commissioning | Perform facility commissioning to optimize building operations in new facilities | N/A - New Construction Only | Commercial | Existing | Healthcare | FL Zone 2 | Space Cooling |  |  | 0 | Per end use consumption | [12 empty] | 10 | [12 empty] | 0 | 0 | 0 | 0 | 0 | 0 | 0 | [5 empty] | 0
FL Zone 2HospitalsExisting |  | XXXXXXXX | Yes | Nonequipment | Facility Commissioning | Perform facility commissioning to optimize building operations in new facilities | N/A - New Construction Only | Commercial | Existing | Hospitals | FL Zone 2 | Space Cooling |  |  | 0 | Per end use consumption | [12 empty] | 10 | [12 empty] | 0 | 0 | 0 | 0 | 0 | 0 | 0 | [5 empty] | 0
FL Zone 2InstitutionalExisting |  | XXXXXXXX | Yes | Nonequipment | Facility Commissioning | Perform facility commissioning to optimize building operations in new facilities | N/A - New Construction Only | Commercial | Existing | Institutional | FL Zone 2 | Space Cooling |  |  | 0 | Per end use consumption | [12 empty] | 10 | [12 empty] | 0 | 0 | 0 | 0 | 0 | 0 | 0 | [5 empty] | 0
FL Zone 2Lodging/HospitalityExisting |  | XXXXXXXX | Yes | Nonequipment | Facility Commissioning | Perform facility commissioning to optimize building operations in new facilities | N/A - New Construction Only | Commercial | Existing | Lodging/Hospitality | FL Zone 2 | Space Cooling |  |  | 0 | Per end use consumption | [12 empty] | 10 | [12 empty] | 0 | 0 | 0 | 0 | 0 | 0 | 0 | [5 empty] | 0
FL Zone 2MiscellaneousExisting |  | XXXXXXXX | Yes | Nonequipment | Facility Commissioning | Perform facility commissioning to optimize building operations in new facilities | N/A - New Construction Only | Commercial | Existing | Miscellaneous | FL Zone 2 | Space Cooling |  |  | 0 | Per end use consumption | [12 empty] | 10 | [12 empty] | 0 | 0 | 0 | 0 | 0 | 0 | 0 | [5 empty] | 0
FL Zone 2OfficesExisting |  | XXXXXXXX | Yes | Nonequipment | Facility Commissioning | Perform facility commissioning to optimize building operations in new facilities | N/A - New Construction Only | Commercial | Existing | Offices | FL Zone 2 | Space Cooling |  |  | 0 | Per end use consumption | [12 empty] | 10 | [12 empty] | 0 | 0 | 0 | 0 | 0 | 0 | 0 | [5 empty] | 0
FL Zone 2RestaurantsExisting |  | XXXXXXXX | Yes | Nonequipment | Facility Commissioning | Perform facility commissioning to optimize building operations in new facilities | N/A - New Construction Only | Commercial | Existing | Restaurants | FL Zone 2 | Space Cooling |  |  | 0 | Per end use consumption | [12 empty] | 10 | [12 empty] | 0 | 0 | 0 | 0 | 0 | 0 | 0 | [5 empty] | 0
FL Zone 2RetailExisting |  | XXXXXXXX | Yes | Nonequipment | Facility Commissioning | Perform facility commissioning to optimize building operations in new facilities | N/A - New Construction Only | Commercial | Existing | Retail | FL Zone 2 | Space Cooling |  |  | 0 | Per end use consumption | [12 empty] | 10 | [12 empty] | 0 | 0 | 0 | 0 | 0 | 0 | 0 | [5 empty] | 0
FL Zone 2Schools K-12Existing |  | XXXXXXXX | Yes | Nonequipment | Facility Commissioning | Perform facility commissioning to optimize building operations in new facilities | N/A - New Construction Only | Commercial | Existing | Schools K-12 | FL Zone 2 | Space Cooling |  |  | 0 | Per end use consumption | [12 empty] | 10 | [12 empty] | 0 | 0 | 0 | 0 | 0 | 0 | 0 | [5 empty] | 0
FL Zone 2WarehouseExisting |  | XXXXXXXX | Yes | Nonequipment | Facility Commissioning | Perform facility commissioning to optimize building operations in new facilities | N/A - New Construction Only | Commercial | Existing | Warehouse | FL Zone 2 | Space Cooling |  |  | 0 | Per end use consumption | [12 empty] | 10 | [12 empty] | 0 | 0 | 0 | 0 | 0 | 0 | 0 | [5 empty] | 0
FL Zone 2AssemblyNew |  | XXXXXXXX | Yes | Nonequipment | Facility Commissioning | Perform facility commissioning to optimize building operations in new facilities | Standard new construction facility with no commissioning | Commercial | New | Assembly | FL Zone 2 | Space Cooling |  |  | 0 | Per end use consumption | [7 empty] | 40558.1631 | 34068.857 | 6489.3061 | 0.16 |  | 10 |  |  |  | 6489.3061 | [8 empty] | 0 | 0 | 0 | 0 | 0 | 0 | 0 | [5 empty] | 0
FL Zone 2College and UniversityNew |  | XXXXXXXX | Yes | Nonequipment | Facility Commissioning | Perform facility commissioning to optimize building operations in new facilities | Standard new construction facility with no commissioning | Commercial | New | College and University | FL Zone 2 | Space Cooling |  |  | 0 | Per end use consumption | [7 empty] | 242237.8979 | 203479.8343 | 38758.0637 | 0.16 |  | 10 |  |  |  | 38758.0637 | [8 empty] | 0 | 0 | 0 | 0 | 0 | 0 | 0 | [5 empty] | 0
FL Zone 2GroceryNew |  | XXXXXXXX | Yes | Nonequipment | Facility Commissioning | Perform facility commissioning to optimize building operations in new facilities | Standard new construction facility with no commissioning | Commercial | New | Grocery | FL Zone 2 | Space Cooling |  |  | 0 | Per end use consumption | [7 empty] | 97647.7064 | 82024.0734 | 15623.633 | 0.16 |  | 10 |  |  |  | 15623.633 | [8 empty] | 0 | 0 | 0 | 0 | 0 | 0 | 0 | [5 empty] | 0
FL Zone 2HealthcareNew |  | XXXXXXXX | Yes | Nonequipment | Facility Commissioning | Perform facility commissioning to optimize building operations in new facilities | Standard new construction facility with no commissioning | Commercial | New | Healthcare | FL Zone 2 | Space Cooling |  |  | 0 | Per end use consumption | [7 empty] | 170444.4983 | 143173.3786 | 27271.1197 | 0.16 |  | 10 |  |  |  | 27271.1197 | [8 empty] | 0 | 0 | 0 | 0 | 0 | 0 | 0 | [5 empty] | 0
FL Zone 2HospitalsNew |  | XXXXXXXX | Yes | Nonequipment | Facility Commissioning | Perform facility commissioning to optimize building operations in new facilities | Standard new construction facility with no commissioning | Commercial | New | Hospitals | FL Zone 2 | Space Cooling |  |  | 0 | Per end use consumption | [7 empty] | 1776004.8545 | 1491844.0777 | 284160.7767 | 0.16 |  | 10 |  |  |  | 284160.7767 | [8 empty] | 0 | 0 | 0 | 0 | 0 | 0 | 0 | [5 empty] | 0
FL Zone 2InstitutionalNew |  | XXXXXXXX | Yes | Nonequipment | Facility Commissioning | Perform facility commissioning to optimize building operations in new facilities | Standard new construction facility with no commissioning | Commercial | New | Institutional | FL Zone 2 | Space Cooling |  |  | 0 | Per end use consumption | [7 empty] | 197035.6551 | 165509.9503 | 31525.7048 | 0.16 |  | 10 |  |  |  | 31525.7048 | [8 empty] | 0 | 0 | 0 | 0 | 0 | 0 | 0 | [5 empty] | 0
FL Zone 2Lodging/HospitalityNew |  | XXXXXXXX | Yes | Nonequipment | Facility Commissioning | Perform facility commissioning to optimize building operations in new facilities | Standard new construction facility with no commissioning | Commercial | New | Lodging/Hospitality | FL Zone 2 | Space Cooling |  |  | 0 | Per end use consumption | [7 empty] | 161633.0609 | 135771.7712 | 25861.2898 | 0.16 |  | 10 |  |  |  | 25861.2898 | [8 empty] | 0 | 0 | 0 | 0 | 0 | 0 | 0 | [5 empty] | 0
FL Zone 2MiscellaneousNew |  | XXXXXXXX | Yes | Nonequipment | Facility Commissioning | Perform facility commissioning to optimize building operations in new facilities | Standard new construction facility with no commissioning | Commercial | New | Miscellaneous | FL Zone 2 | Space Cooling |  |  | 0 | Per end use consumption | [7 empty] | 1878475.6776 | 1577919.5692 | 300556.1084 | 0.16 |  | 10 |  |  |  | 300556.1084 | [8 empty] | 0 | 0 | 0 | 0 | 0 | 0 | 0 | [5 empty] | 0
FL Zone 2OfficesNew |  | XXXXXXXX | Yes | Nonequipment | Facility Commissioning | Perform facility commissioning to optimize building operations in new facilities | Standard new construction facility with no commissioning | Commercial | New | Offices | FL Zone 2 | Space Cooling |  |  | 0 | Per end use consumption | [7 empty] | 140416.7794 | 117950.0947 | 22466.6847 | 0.16 |  | 10 |  |  |  | 22466.6847 | [8 empty] | 0 | 0 | 0 | 0 | 0 | 0 | 0 | [5 empty] | 0
FL Zone 2RestaurantsNew |  | XXXXXXXX | Yes | Nonequipment | Facility Commissioning | Perform facility commissioning to optimize building operations in new facilities | Standard new construction facility with no commissioning | Commercial | New | Restaurants | FL Zone 2 | Space Cooling |  |  | 0 | Per end use consumption | [7 empty] | 101749.5064 | 85469.5854 | 16279.921 | 0.16 |  | 10 |  |  |  | 16279.921 | [8 empty] | 0 | 0 | 0 | 0 | 0 | 0 | 0 | [5 empty] | 0
FL Zone 2RetailNew |  | XXXXXXXX | Yes | Nonequipment | Facility Commissioning | Perform facility commissioning to optimize building operations in new facilities | Standard new construction facility with no commissioning | Commercial | New | Retail | FL Zone 2 | Space Cooling |  |  | 0 | Per end use consumption | [7 empty] | 44441.7066 | 37331.0336 | 7110.6731 | 0.16 |  | 10 |  |  |  | 7110.6731 | [8 empty] | 0 | 0 | 0 | 0 | 0 | 0 | 0 | [5 empty] | 0
FL Zone 2Schools K-12New |  | XXXXXXXX | Yes | Nonequipment | Facility Commissioning | Perform facility commissioning to optimize building operations in new facilities | Standard new construction facility with no commissioning | Commercial | New | Schools K-12 | FL Zone 2 | Space Cooling |  |  | 0 | Per end use consumption | [7 empty] | 166082.8099 | 139509.5603 | 26573.2496 | 0.16 |  | 10 |  |  |  | 26573.2496 | [8 empty] | 0 | 0 | 0 | 0 | 0 | 0 | 0 | [5 empty] | 0
FL Zone 2WarehouseNew |  | XXXXXXXX | Yes | Nonequipment | Facility Commissioning | Perform facility commissioning to optimize building operations in new facilities | Standard new construction facility with no commissioning | Commercial | New | Warehouse | FL Zone 2 | Space Cooling |  |  | 0 | Per end use consumption | [7 empty] | 16498.7301 | 13858.9333 | 2639.7968 | 0.16 |  | 10 |  |  |  | 2639.7968 | [8 empty] | 0 | 0 | 0 | 0 | 0 | 0 | 0 | [5 empty] | 0
FL Zone 2AssemblyExisting |  | XXXXXXXX | Yes | Nonequipment | Facility Energy Management System | Energy Management System deployed to automatically control HVAC, lighting, and other systems as applicable | Standard/manual facility equipment controls | Commercial | Existing | Assembly | FL Zone 2 | Space Heating |  |  | 0 | Per End Use Consumption | [7 empty] | 7520.072 | 6016.0576 | 1504.0144 | 0.2 |  | 15 |  |  |  | 1504.0144 | [8 empty] | 0 | 0 | 0 | 0 | 0 | 0 | 0 | [5 empty] | 0
FL Zone 2College and UniversityExisting |  | XXXXXXXX | Yes | Nonequipment | Facility Energy Management System | Energy Management System deployed to automatically control HVAC, lighting, and other systems as applicable | Standard/manual facility equipment controls | Commercial | Existing | College and University | FL Zone 2 | Space Heating |  |  | 0 | Per End Use Consumption | [7 empty] | 44914.4217 | 35931.5374 | 8982.8843 | 0.2 |  | 15 |  |  |  | 8982.8843 | [8 empty] | 0 | 0 | 0 | 0 | 0 | 0 | 0 | [5 empty] | 0
FL Zone 2GroceryExisting |  | XXXXXXXX | Yes | Nonequipment | Facility Energy Management System | Energy Management System deployed to automatically control HVAC, lighting, and other systems as applicable | Standard/manual facility equipment controls | Commercial | Existing | Grocery | FL Zone 2 | Space Heating |  |  | 0 | Per End Use Consumption | [7 empty] | 18105.3019 | 14484.2415 | 3621.0604 | 0.2 |  | 15 |  |  |  | 3621.0604 | [8 empty] | 0 | 0 | 0 | 0 | 0 | 0 | 0 | [5 empty] | 0
FL Zone 2HealthcareExisting |  | XXXXXXXX | Yes | Nonequipment | Facility Energy Management System | Energy Management System deployed to automatically control HVAC, lighting, and other systems as applicable | Standard/manual facility equipment controls | Commercial | Existing | Healthcare | FL Zone 2 | Space Heating |  |  | 0 | Per End Use Consumption | [7 empty] | 31602.8836 | 25282.3069 | 6320.5767 | 0.2 |  | 15 |  |  |  | 6320.5767 | [8 empty] | 0 | 0 | 0 | 0 | 0 | 0 | 0 | [5 empty] | 0
FL Zone 2HospitalsExisting |  | XXXXXXXX | Yes | Nonequipment | Facility Energy Management System | Energy Management System deployed to automatically control HVAC, lighting, and other systems as applicable | Standard/manual facility equipment controls | Commercial | Existing | Hospitals | FL Zone 2 | Space Heating |  |  | 0 | Per End Use Consumption | [7 empty] | 329297.0743 | 263437.6594 | 65859.4149 | 0.2 |  | 15 |  |  |  | 65859.4149 | [8 empty] | 0 | 0 | 0 | 0 | 0 | 0 | 0 | [5 empty] | 0
FL Zone 2InstitutionalExisting |  | XXXXXXXX | Yes | Nonequipment | Facility Energy Management System | Energy Management System deployed to automatically control HVAC, lighting, and other systems as applicable | Standard/manual facility equipment controls | Commercial | Existing | Institutional | FL Zone 2 | Space Heating |  |  | 0 | Per End Use Consumption | [7 empty] | 36533.2699 | 29226.616 | 7306.654 | 0.2 |  | 15 |  |  |  | 7306.654 | [8 empty] | 0 | 0 | 0 | 0 | 0 | 0 | 0 | [5 empty] | 0
FL Zone 2Lodging/HospitalityExisting |  | XXXXXXXX | Yes | Nonequipment | Facility Energy Management System | Energy Management System deployed to automatically control HVAC, lighting, and other systems as applicable | Standard/manual facility equipment controls | Commercial | Existing | Lodging/Hospitality | FL Zone 2 | Space Heating |  |  | 0 | Per End Use Consumption | [7 empty] | 29969.1152 | 23975.2922 | 5993.823 | 0.2 |  | 15 |  |  |  | 5993.823 | [8 empty] | 0 | 0 | 0 | 0 | 0 | 0 | 0 | [5 empty] | 0
FL Zone 2MiscellaneousExisting |  | XXXXXXXX | Yes | Nonequipment | Facility Energy Management System | Energy Management System deployed to automatically control HVAC, lighting, and other systems as applicable | Standard/manual facility equipment controls | Commercial | Existing | Miscellaneous | FL Zone 2 | Space Heating |  |  | 0 | Per End Use Consumption | [7 empty] | 348296.6521 | 278637.3217 | 69659.3304 | 0.2 |  | 15 |  |  |  | 69659.3304 | [8 empty] | 0 | 0 | 0 | 0 | 0 | 0 | 0 | [5 empty] | 0
FL Zone 2OfficesExisting |  | XXXXXXXX | Yes | Nonequipment | Facility Energy Management System | Energy Management System deployed to automatically control HVAC, lighting, and other systems as applicable | Standard/manual facility equipment controls | Commercial | Existing | Offices | FL Zone 2 | Space Heating |  |  | 0 | Per End Use Consumption | [7 empty] | 26035.3087 | 20828.247 | 5207.0617 | 0.2 |  | 15 |  |  |  | 5207.0617 | [8 empty] | 0 | 0 | 0 | 0 | 0 | 0 | 0 | [5 empty] | 0
FL Zone 2RestaurantsExisting |  | XXXXXXXX | Yes | Nonequipment | Facility Energy Management System | Energy Management System deployed to automatically control HVAC, lighting, and other systems as applicable | Standard/manual facility equipment controls | Commercial | Existing | Restaurants | FL Zone 2 | Space Heating |  |  | 0 | Per End Use Consumption | [7 empty] | 18865.8351 | 15092.6681 | 3773.167 | 0.2 |  | 15 |  |  |  | 3773.167 | [8 empty] | 0 | 0 | 0 | 0 | 0 | 0 | 0 | [5 empty] | 0
FL Zone 2RetailExisting |  | XXXXXXXX | Yes | Nonequipment | Facility Energy Management System | Energy Management System deployed to automatically control HVAC, lighting, and other systems as applicable | Standard/manual facility equipment controls | Commercial | Existing | Retail | FL Zone 2 | Space Heating |  |  | 0 | Per End Use Consumption | [7 empty] | 8240.1374 | 6592.1099 | 1648.0275 | 0.2 |  | 15 |  |  |  | 1648.0275 | [8 empty] | 0 | 0 | 0 | 0 | 0 | 0 | 0 | [5 empty] | 0
FL Zone 2Schools K-12Existing |  | XXXXXXXX | Yes | Nonequipment | Facility Energy Management System | Energy Management System deployed to automatically control HVAC, lighting, and other systems as applicable | Standard/manual facility equipment controls | Commercial | Existing | Schools K-12 | FL Zone 2 | Space Heating |  |  | 0 | Per End Use Consumption | [7 empty] | 30794.1632 | 24635.3306 | 6158.8326 | 0.2 |  | 15 |  |  |  | 6158.8326 | [8 empty] | 0 | 0 | 0 | 0 | 0 | 0 | 0 | [5 empty] | 0
FL Zone 2WarehouseExisting |  | XXXXXXXX | Yes | Nonequipment | Facility Energy Management System | Energy Management System deployed to automatically control HVAC, lighting, and other systems as applicable | Standard/manual facility equipment controls | Commercial | Existing | Warehouse | FL Zone 2 | Space Heating |  |  | 0 | Per End Use Consumption | [7 empty] | 3059.104 | 2447.2832 | 611.8208 | 0.2 |  | 15 |  |  |  | 611.8208 | [8 empty] | 0 | 0 | 0 | 0 | 0 | 0 | 0 | [5 empty] | 0
FL Zone 2AssemblyNew |  | XXXXXXXX | Yes | Nonequipment | Facility Energy Management System | Energy Management System deployed to automatically control HVAC, lighting, and other systems as applicable | Standard/manual facility equipment controls | Commercial | New | Assembly | FL Zone 2 | Space Heating |  |  | 0 | Per End Use Consumption | [7 empty] | 7520.072 | 6016.0576 | 1504.0144 | 0.2 |  | 15 |  |  |  | 1504.0144 | [8 empty] | 0 | 0 | 0 | 0 | 0 | 0 | 0 | [5 empty] | 0
FL Zone 2College and UniversityNew |  | XXXXXXXX | Yes | Nonequipment | Facility Energy Management System | Energy Management System deployed to automatically control HVAC, lighting, and other systems as applicable | Standard/manual facility equipment controls | Commercial | New | College and University | FL Zone 2 | Space Heating |  |  | 0 | Per End Use Consumption | [7 empty] | 44914.4217 | 35931.5374 | 8982.8843 | 0.2 |  | 15 |  |  |  | 8982.8843 | [8 empty] | 0 | 0 | 0 | 0 | 0 | 0 | 0 | [5 empty] | 0
FL Zone 2GroceryNew |  | XXXXXXXX | Yes | Nonequipment | Facility Energy Management System | Energy Management System deployed to automatically control HVAC, lighting, and other systems as applicable | Standard/manual facility equipment controls | Commercial | New | Grocery | FL Zone 2 | Space Heating |  |  | 0 | Per End Use Consumption | [7 empty] | 18105.3019 | 14484.2415 | 3621.0604 | 0.2 |  | 15 |  |  |  | 3621.0604 | [8 empty] | 0 | 0 | 0 | 0 | 0 | 0 | 0 | [5 empty] | 0
FL Zone 2HealthcareNew |  | XXXXXXXX | Yes | Nonequipment | Facility Energy Management System | Energy Management System deployed to automatically control HVAC, lighting, and other systems as applicable | Standard/manual facility equipment controls | Commercial | New | Healthcare | FL Zone 2 | Space Heating |  |  | 0 | Per End Use Consumption | [7 empty] | 31602.8836 | 25282.3069 | 6320.5767 | 0.2 |  | 15 |  |  |  | 6320.5767 | [8 empty] | 0 | 0 | 0 | 0 | 0 | 0 | 0 | [5 empty] | 0
FL Zone 2HospitalsNew |  | XXXXXXXX | Yes | Nonequipment | Facility Energy Management System | Energy Management System deployed to automatically control HVAC, lighting, and other systems as applicable | Standard/manual facility equipment controls | Commercial | New | Hospitals | FL Zone 2 | Space Heating |  |  | 0 | Per End Use Consumption | [7 empty] | 329297.0743 | 263437.6594 | 65859.4149 | 0.2 |  | 15 |  |  |  | 65859.4149 | [8 empty] | 0 | 0 | 0 | 0 | 0 | 0 | 0 | [5 empty] | 0
FL Zone 2InstitutionalNew |  | XXXXXXXX | Yes | Nonequipment | Facility Energy Management System | Energy Management System deployed to automatically control HVAC, lighting, and other systems as applicable | Standard/manual facility equipment controls | Commercial | New | Institutional | FL Zone 2 | Space Heating |  |  | 0 | Per End Use Consumption | [7 empty] | 36533.2699 | 29226.616 | 7306.654 | 0.2 |  | 15 |  |  |  | 7306.654 | [8 empty] | 0 | 0 | 0 | 0 | 0 | 0 | 0 | [5 empty] | 0
FL Zone 2Lodging/HospitalityNew |  | XXXXXXXX | Yes | Nonequipment | Facility Energy Management System | Energy Management System deployed to automatically control HVAC, lighting, and other systems as applicable | Standard/manual facility equipment controls | Commercial | New | Lodging/Hospitality | FL Zone 2 | Space Heating |  |  | 0 | Per End Use Consumption | [7 empty] | 29969.1152 | 23975.2922 | 5993.823 | 0.2 |  | 15 |  |  |  | 5993.823 | [8 empty] | 0 | 0 | 0 | 0 | 0 | 0 | 0 | [5 empty] | 0
FL Zone 2MiscellaneousNew |  | XXXXXXXX | Yes | Nonequipment | Facility Energy Management System | Energy Management System deployed to automatically control HVAC, lighting, and other systems as applicable | Standard/manual facility equipment controls | Commercial | New | Miscellaneous | FL Zone 2 | Space Heating |  |  | 0 | Per End Use Consumption | [7 empty] | 348296.6521 | 278637.3217 | 69659.3304 | 0.2 |  | 15 |  |  |  | 69659.3304 | [8 empty] | 0 | 0 | 0 | 0 | 0 | 0 | 0 | [5 empty] | 0
FL Zone 2OfficesNew |  | XXXXXXXX | Yes | Nonequipment | Facility Energy Management System | Energy Management System deployed to automatically control HVAC, lighting, and other systems as applicable | Standard/manual facility equipment controls | Commercial | New | Offices | FL Zone 2 | Space Heating |  |  | 0 | Per End Use Consumption | [7 empty] | 26035.3087 | 20828.247 | 5207.0617 | 0.2 |  | 15 |  |  |  | 5207.0617 | [8 empty] | 0 | 0 | 0 | 0 | 0 | 0 | 0 | [5 empty] | 0
FL Zone 2RestaurantsNew |  | XXXXXXXX | Yes | Nonequipment | Facility Energy Management System | Energy Management System deployed to automatically control HVAC, lighting, and other systems as applicable | Standard/manual facility equipment controls | Commercial | New | Restaurants | FL Zone 2 | Space Heating |  |  | 0 | Per End Use Consumption | [7 empty] | 18865.8351 | 15092.6681 | 3773.167 | 0.2 |  | 15 |  |  |  | 3773.167 | [8 empty] | 0 | 0 | 0 | 0 | 0 | 0 | 0 | [5 empty] | 0
FL Zone 2RetailNew |  | XXXXXXXX | Yes | Nonequipment | Facility Energy Management System | Energy Management System deployed to automatically control HVAC, lighting, and other systems as applicable | Standard/manual facility equipment controls | Commercial | New | Retail | FL Zone 2 | Space Heating |  |  | 0 | Per End Use Consumption | [7 empty] | 8240.1374 | 6592.1099 | 1648.0275 | 0.2 |  | 15 |  |  |  | 1648.0275 | [8 empty] | 0 | 0 | 0 | 0 | 0 | 0 | 0 | [5 empty] | 0
FL Zone 2Schools K-12New |  | XXXXXXXX | Yes | Nonequipment | Facility Energy Management System | Energy Management System deployed to automatically control HVAC, lighting, and other systems as applicable | Standard/manual facility equipment controls | Commercial | New | Schools K-12 | FL Zone 2 | Space Heating |  |  | 0 | Per End Use Consumption | [7 empty] | 30794.1632 | 24635.3306 | 6158.8326 | 0.2 |  | 15 |  |  |  | 6158.8326 | [8 empty] | 0 | 0 | 0 | 0 | 0 | 0 | 0 | [5 empty] | 0
FL Zone 2WarehouseNew |  | XXXXXXXX | Yes | Nonequipment | Facility Energy Management System | Energy Management System deployed to automatically control HVAC, lighting, and other systems as applicable | Standard/manual facility equipment controls | Commercial | New | Warehouse | FL Zone 2 | Space Heating |  |  | 0 | Per End Use Consumption | [7 empty] | 3059.104 | 2447.2832 | 611.8208 | 0.2 |  | 15 |  |  |  | 611.8208 | [8 empty] | 0 | 0 | 0 | 0 | 0 | 0 | 0 | [5 empty] | 0
FL Zone 2AssemblyExisting |  | XXXXXXXX | Yes | Nonequipment | Facility Energy Management System | Energy Management System deployed to automatically control HVAC, lighting, and other systems as applicable | Standard/manual facility equipment controls | Commercial | Existing | Assembly | FL Zone 2 | Space Cooling |  |  | 0 | Per End Use Consumption | [7 empty] | 40558.1631 | 32446.5304 | 8111.6326 | 0.2 |  | 15 |  |  |  | 8111.6326 | [8 empty] | 0 | 0 | 0 | 0 | 0 | 0 | 0 | [5 empty] | 0
FL Zone 2College and UniversityExisting |  | XXXXXXXX | Yes | Nonequipment | Facility Energy Management System | Energy Management System deployed to automatically control HVAC, lighting, and other systems as applicable | Standard/manual facility equipment controls | Commercial | Existing | College and University | FL Zone 2 | Space Cooling |  |  | 0 | Per End Use Consumption | [7 empty] | 242237.8979 | 193790.3184 | 48447.5796 | 0.2 |  | 15 |  |  |  | 48447.5796 | [8 empty] | 0 | 0 | 0 | 0 | 0 | 0 | 0 | [5 empty] | 0
FL Zone 2GroceryExisting |  | XXXXXXXX | Yes | Nonequipment | Facility Energy Management System | Energy Management System deployed to automatically control HVAC, lighting, and other systems as applicable | Standard/manual facility equipment controls | Commercial | Existing | Grocery | FL Zone 2 | Space Cooling |  |  | 0 | Per End Use Consumption | [7 empty] | 97647.7064 | 78118.1651 | 19529.5413 | 0.2 |  | 15 |  |  |  | 19529.5413 | [8 empty] | 0 | 0 | 0 | 0 | 0 | 0 | 0 | [5 empty] | 0
FL Zone 2HealthcareExisting |  | XXXXXXXX | Yes | Nonequipment | Facility Energy Management System | Energy Management System deployed to automatically control HVAC, lighting, and other systems as applicable | Standard/manual facility equipment controls | Commercial | Existing | Healthcare | FL Zone 2 | Space Cooling |  |  | 0 | Per End Use Consumption | [7 empty] | 170444.4983 | 136355.5987 | 34088.8997 | 0.2 |  | 15 |  |  |  | 34088.8997 | [8 empty] | 0 | 0 | 0 | 0 | 0 | 0 | 0 | [5 empty] | 0
FL Zone 2HospitalsExisting |  | XXXXXXXX | Yes | Nonequipment | Facility Energy Management System | Energy Management System deployed to automatically control HVAC, lighting, and other systems as applicable | Standard/manual facility equipment controls | Commercial | Existing | Hospitals | FL Zone 2 | Space Cooling |  |  | 0 | Per End Use Consumption | [7 empty] | 1776004.8545 | 1420803.8836 | 355200.9709 | 0.2 |  | 15 |  |  |  | 355200.9709 | [8 empty] | 0 | 0 | 0 | 0 | 0 | 0 | 0 | [5 empty] | 0
FL Zone 2InstitutionalExisting |  | XXXXXXXX | Yes | Nonequipment | Facility Energy Management System | Energy Management System deployed to automatically control HVAC, lighting, and other systems as applicable | Standard/manual facility equipment controls | Commercial | Existing | Institutional | FL Zone 2 | Space Cooling |  |  | 0 | Per End Use Consumption | [7 empty] | 197035.6551 | 157628.5241 | 39407.131 | 0.2 |  | 15 |  |  |  | 39407.131 | [8 empty] | 0 | 0 | 0 | 0 | 0 | 0 | 0 | [5 empty] | 0
FL Zone 2Lodging/HospitalityExisting |  | XXXXXXXX | Yes | Nonequipment | Facility Energy Management System | Energy Management System deployed to automatically control HVAC, lighting, and other systems as applicable | Standard/manual facility equipment controls | Commercial | Existing | Lodging/Hospitality | FL Zone 2 | Space Cooling |  |  | 0 | Per End Use Consumption | [7 empty] | 161633.0609 | 129306.4488 | 32326.6122 | 0.2 |  | 15 |  |  |  | 32326.6122 | [8 empty] | 0 | 0 | 0 | 0 | 0 | 0 | 0 | [5 empty] | 0
FL Zone 2MiscellaneousExisting |  | XXXXXXXX | Yes | Nonequipment | Facility Energy Management System | Energy Management System deployed to automatically control HVAC, lighting, and other systems as applicable | Standard/manual facility equipment controls | Commercial | Existing | Miscellaneous | FL Zone 2 | Space Cooling |  |  | 0 | Per End Use Consumption | [7 empty] | 1878475.6776 | 1502780.5421 | 375695.1355 | 0.2 |  | 15 |  |  |  | 375695.1355 | [8 empty] | 0 | 0 | 0 | 0 | 0 | 0 | 0 | [5 empty] | 0
FL Zone 2OfficesExisting |  | XXXXXXXX | Yes | Nonequipment | Facility Energy Management System | Energy Management System deployed to automatically control HVAC, lighting, and other systems as applicable | Standard/manual facility equipment controls | Commercial | Existing | Offices | FL Zone 2 | Space Cooling |  |  | 0 | Per End Use Consumption | [7 empty] | 140416.7794 | 112333.4235 | 28083.3559 | 0.2 |  | 15 |  |  |  | 28083.3559 | [8 empty] | 0 | 0 | 0 | 0 | 0 | 0 | 0 | [5 empty] | 0
FL Zone 2RestaurantsExisting |  | XXXXXXXX | Yes | Nonequipment | Facility Energy Management System | Energy Management System deployed to automatically control HVAC, lighting, and other systems as applicable | Standard/manual facility equipment controls | Commercial | Existing | Restaurants | FL Zone 2 | Space Cooling |  |  | 0 | Per End Use Consumption | [7 empty] | 101749.5064 | 81399.6051 | 20349.9013 | 0.2 |  | 15 |  |  |  | 20349.9013 | [8 empty] | 0 | 0 | 0 | 0 | 0 | 0 | 0 | [5 empty] | 0
FL Zone 2RetailExisting |  | XXXXXXXX | Yes | Nonequipment | Facility Energy Management System | Energy Management System deployed to automatically control HVAC, lighting, and other systems as applicable | Standard/manual facility equipment controls | Commercial | Existing | Retail | FL Zone 2 | Space Cooling |  |  | 0 | Per End Use Consumption | [7 empty] | 44441.7066 | 35553.3653 | 8888.3413 | 0.2 |  | 15 |  |  |  | 8888.3413 | [8 empty] | 0 | 0 | 0 | 0 | 0 | 0 | 0 | [5 empty] | 0
FL Zone 2Schools K-12Existing |  | XXXXXXXX | Yes | Nonequipment | Facility Energy Management System | Energy Management System deployed to automatically control HVAC, lighting, and other systems as applicable | Standard/manual facility equipment controls | Commercial | Existing | Schools K-12 | FL Zone 2 | Space Cooling |  |  | 0 | Per End Use Consumption | [7 empty] | 166082.8099 | 132866.2479 | 33216.562 | 0.2 |  | 15 |  |  |  | 33216.562 | [8 empty] | 0 | 0 | 0 | 0 | 0 | 0 | 0 | [5 empty] | 0
FL Zone 2WarehouseExisting |  | XXXXXXXX | Yes | Nonequipment | Facility Energy Management System | Energy Management System deployed to automatically control HVAC, lighting, and other systems as applicable | Standard/manual facility equipment controls | Commercial | Existing | Warehouse | FL Zone 2 | Space Cooling |  |  | 0 | Per End Use Consumption | [7 empty] | 16498.7301 | 13198.9841 | 3299.746 | 0.2 |  | 15 |  |  |  | 3299.746 | [8 empty] | 0 | 0 | 0 | 0 | 0 | 0 | 0 | [5 empty] | 0
FL Zone 2AssemblyNew |  | XXXXXXXX | Yes | Nonequipment | Facility Energy Management System | Energy Management System deployed to automatically control HVAC, lighting, and other systems as applicable | Standard/manual facility equipment controls | Commercial | New | Assembly | FL Zone 2 | Space Cooling |  |  | 0 | Per End Use Consumption | [7 empty] | 40558.1631 | 32446.5304 | 8111.6326 | 0.2 |  | 15 |  |  |  | 8111.6326 | [8 empty] | 0 | 0 | 0 | 0 | 0 | 0 | 0 | [5 empty] | 0
FL Zone 2College and UniversityNew |  | XXXXXXXX | Yes | Nonequipment | Facility Energy Management System | Energy Management System deployed to automatically control HVAC, lighting, and other systems as applicable | Standard/manual facility equipment controls | Commercial | New | College and University | FL Zone 2 | Space Cooling |  |  | 0 | Per End Use Consumption | [7 empty] | 242237.8979 | 193790.3184 | 48447.5796 | 0.2 |  | 15 |  |  |  | 48447.5796 | [8 empty] | 0 | 0 | 0 | 0 | 0 | 0 | 0 | [5 empty] | 0
FL Zone 2GroceryNew |  | XXXXXXXX | Yes | Nonequipment | Facility Energy Management System | Energy Management System deployed to automatically control HVAC, lighting, and other systems as applicable | Standard/manual facility equipment controls | Commercial | New | Grocery | FL Zone 2 | Space Cooling |  |  | 0 | Per End Use Consumption | [7 empty] | 97647.7064 | 78118.1651 | 19529.5413 | 0.2 |  | 15 |  |  |  | 19529.5413 | [8 empty] | 0 | 0 | 0 | 0 | 0 | 0 | 0 | [5 empty] | 0
FL Zone 2HealthcareNew |  | XXXXXXXX | Yes | Nonequipment | Facility Energy Management System | Energy Management System deployed to automatically control HVAC, lighting, and other systems as applicable | Standard/manual facility equipment controls | Commercial | New | Healthcare | FL Zone 2 | Space Cooling |  |  | 0 | Per End Use Consumption | [7 empty] | 170444.4983 | 136355.5987 | 34088.8997 | 0.2 |  | 15 |  |  |  | 34088.8997 | [8 empty] | 0 | 0 | 0 | 0 | 0 | 0 | 0 | [5 empty] | 0
FL Zone 2HospitalsNew |  | XXXXXXXX | Yes | Nonequipment | Facility Energy Management System | Energy Management System deployed to automatically control HVAC, lighting, and other systems as applicable | Standard/manual facility equipment controls | Commercial | New | Hospitals | FL Zone 2 | Space Cooling |  |  | 0 | Per End Use Consumption | [7 empty] | 1776004.8545 | 1420803.8836 | 355200.9709 | 0.2 |  | 15 |  |  |  | 355200.9709 | [8 empty] | 0 | 0 | 0 | 0 | 0 | 0 | 0 | [5 empty] | 0
FL Zone 2InstitutionalNew |  | XXXXXXXX | Yes | Nonequipment | Facility Energy Management System | Energy Management System deployed to automatically control HVAC, lighting, and other systems as applicable | Standard/manual facility equipment controls | Commercial | New | Institutional | FL Zone 2 | Space Cooling |  |  | 0 | Per End Use Consumption | [7 empty] | 197035.6551 | 157628.5241 | 39407.131 | 0.2 |  | 15 |  |  |  | 39407.131 | [8 empty] | 0 | 0 | 0 | 0 | 0 | 0 | 0 | [5 empty] | 0
FL Zone 2Lodging/HospitalityNew |  | XXXXXXXX | Yes | Nonequipment | Facility Energy Management System | Energy Management System deployed to automatically control HVAC, lighting, and other systems as applicable | Standard/manual facility equipment controls | Commercial | New | Lodging/Hospitality | FL Zone 2 | Space Cooling |  |  | 0 | Per End Use Consumption | [7 empty] | 161633.0609 | 129306.4488 | 32326.6122 | 0.2 |  | 15 |  |  |  | 32326.6122 | [8 empty] | 0 | 0 | 0 | 0 | 0 | 0 | 0 | [5 empty] | 0
FL Zone 2MiscellaneousNew |  | XXXXXXXX | Yes | Nonequipment | Facility Energy Management System | Energy Management System deployed to automatically control HVAC, lighting, and other systems as applicable | Standard/manual facility equipment controls | Commercial | New | Miscellaneous | FL Zone 2 | Space Cooling |  |  | 0 | Per End Use Consumption | [7 empty] | 1878475.6776 | 1502780.5421 | 375695.1355 | 0.2 |  | 15 |  |  |  | 375695.1355 | [8 empty] | 0 | 0 | 0 | 0 | 0 | 0 | 0 | [5 empty] | 0
FL Zone 2OfficesNew |  | XXXXXXXX | Yes | Nonequipment | Facility Energy Management System | Energy Management System deployed to automatically control HVAC, lighting, and other systems as applicable | Standard/manual facility equipment controls | Commercial | New | Offices | FL Zone 2 | Space Cooling |  |  | 0 | Per End Use Consumption | [7 empty] | 140416.7794 | 112333.4235 | 28083.3559 | 0.2 |  | 15 |  |  |  | 28083.3559 | [8 empty] | 0 | 0 | 0 | 0 | 0 | 0 | 0 | [5 empty] | 0
FL Zone 2RestaurantsNew |  | XXXXXXXX | Yes | Nonequipment | Facility Energy Management System | Energy Management System deployed to automatically control HVAC, lighting, and other systems as applicable | Standard/manual facility equipment controls | Commercial | New | Restaurants | FL Zone 2 | Space Cooling |  |  | 0 | Per End Use Consumption | [7 empty] | 101749.5064 | 81399.6051 | 20349.9013 | 0.2 |  | 15 |  |  |  | 20349.9013 | [8 empty] | 0 | 0 | 0 | 0 | 0 | 0 | 0 | [5 empty] | 0
FL Zone 2RetailNew |  | XXXXXXXX | Yes | Nonequipment | Facility Energy Management System | Energy Management System deployed to automatically control HVAC, lighting, and other systems as applicable | Standard/manual facility equipment controls | Commercial | New | Retail | FL Zone 2 | Space Cooling |  |  | 0 | Per End Use Consumption | [7 empty] | 44441.7066 | 35553.3653 | 8888.3413 | 0.2 |  | 15 |  |  |  | 8888.3413 | [8 empty] | 0 | 0 | 0 | 0 | 0 | 0 | 0 | [5 empty] | 0
FL Zone 2Schools K-12New |  | XXXXXXXX | Yes | Nonequipment | Facility Energy Management System | Energy Management System deployed to automatically control HVAC, lighting, and other systems as applicable | Standard/manual facility equipment controls | Commercial | New | Schools K-12 | FL Zone 2 | Space Cooling |  |  | 0 | Per End Use Consumption | [7 empty] | 166082.8099 | 132866.2479 | 33216.562 | 0.2 |  | 15 |  |  |  | 33216.562 | [8 empty] | 0 | 0 | 0 | 0 | 0 | 0 | 0 | [5 empty] | 0
FL Zone 2WarehouseNew |  | XXXXXXXX | Yes | Nonequipment | Facility Energy Management System | Energy Management System deployed to automatically control HVAC, lighting, and other systems as applicable | Standard/manual facility equipment controls | Commercial | New | Warehouse | FL Zone 2 | Space Cooling |  |  | 0 | Per End Use Consumption | [7 empty] | 16498.7301 | 13198.9841 | 3299.746 | 0.2 |  | 15 |  |  |  | 3299.746 | [8 empty] | 0 | 0 | 0 | 0 | 0 | 0 | 0 | [5 empty] | 0
FL Zone 2AssemblyExisting |  | XXXXXXXX | Yes | Nonequipment | Facility Energy Management System | Energy Management System deployed to automatically control HVAC, lighting, and other systems as applicable | Standard/manual facility equipment controls | Commercial | Existing | Assembly | FL Zone 2 | Interior Lighting | Interior Lighting | Interior Lighting | 0 | Per End Use Consumption | Interior Lighting | Interior Lighting | Interior Lighting | Interior Lighting | Interior Lighting | Interior Lighting | Interior Lighting | 36594.9005 | 27812.1244 | 8782.7761 | 0.24 |  | 15 | Interior Lighting | Interior Lighting | Interior Lighting | 8782.7761 | Interior Lighting | Interior Lighting | Interior Lighting | Interior Lighting | Interior Lighting | Interior Lighting | Interior Lighting | Interior Lighting | 0 | 0 | 0 | 0 | 0 | 0 | 0 | Interior Lighting | Interior Lighting | Interior Lighting | Interior Lighting | Interior Lighting | 0 | Interior Lighting
FL Zone 2College and UniversityExisting |  | XXXXXXXX | Yes | Nonequipment | Facility Energy Management System | Energy Management System deployed to automatically control HVAC, lighting, and other systems as applicable | Standard/manual facility equipment controls | Commercial | Existing | College and University | FL Zone 2 | Interior Lighting | Interior Lighting | Interior Lighting | 0 | Per End Use Consumption | Interior Lighting | Interior Lighting | Interior Lighting | Interior Lighting | Interior Lighting | Interior Lighting | Interior Lighting | 218566.8949 | 166110.8401 | 52456.0548 | 0.24 |  | 15 | Interior Lighting | Interior Lighting | Interior Lighting | 52456.0548 | Interior Lighting | Interior Lighting | Interior Lighting | Interior Lighting | Interior Lighting | Interior Lighting | Interior Lighting | Interior Lighting | 0 | 0 | 0 | 0 | 0 | 0 | 0 | Interior Lighting | Interior Lighting | Interior Lighting | Interior Lighting | Interior Lighting | 0 | Interior Lighting
FL Zone 2GroceryExisting |  | XXXXXXXX | Yes | Nonequipment | Facility Energy Management System | Energy Management System deployed to automatically control HVAC, lighting, and other systems as applicable | Standard/manual facility equipment controls | Commercial | Existing | Grocery | FL Zone 2 | Interior Lighting | Interior Lighting | Interior Lighting | 0 | Per End Use Consumption | Interior Lighting | Interior Lighting | Interior Lighting | Interior Lighting | Interior Lighting | Interior Lighting | Interior Lighting | 88105.7678 | 66960.3835 | 21145.3843 | 0.24 |  | 15 | Interior Lighting | Interior Lighting | Interior Lighting | 21145.3843 | Interior Lighting | Interior Lighting | Interior Lighting | Interior Lighting | Interior Lighting | Interior Lighting | Interior Lighting | Interior Lighting | 0 | 0 | 0 | 0 | 0 | 0 | 0 | Interior Lighting | Interior Lighting | Interior Lighting | Interior Lighting | Interior Lighting | 0 | Interior Lighting
FL Zone 2HealthcareExisting |  | XXXXXXXX | Yes | Nonequipment | Facility Energy Management System | Energy Management System deployed to automatically control HVAC, lighting, and other systems as applicable | Standard/manual facility equipment controls | Commercial | Existing | Healthcare | FL Zone 2 | Interior Lighting | Interior Lighting | Interior Lighting | 0 | Per End Use Consumption | Interior Lighting | Interior Lighting | Interior Lighting | Interior Lighting | Interior Lighting | Interior Lighting | Interior Lighting | 153789.0028 | 116879.6421 | 36909.3607 | 0.24 |  | 15 | Interior Lighting | Interior Lighting | Interior Lighting | 36909.3607 | Interior Lighting | Interior Lighting | Interior Lighting | Interior Lighting | Interior Lighting | Interior Lighting | Interior Lighting | Interior Lighting | 0 | 0 | 0 | 0 | 0 | 0 | 0 | Interior Lighting | Interior Lighting | Interior Lighting | Interior Lighting | Interior Lighting | 0 | Interior Lighting
FL Zone 2HospitalsExisting |  | XXXXXXXX | Yes | Nonequipment | Facility Energy Management System | Energy Management System deployed to automatically control HVAC, lighting, and other systems as applicable | Standard/manual facility equipment controls | Commercial | Existing | Hospitals | FL Zone 2 | Interior Lighting | Interior Lighting | Interior Lighting | 0 | Per End Use Consumption | Interior Lighting | Interior Lighting | Interior Lighting | Interior Lighting | Interior Lighting | Interior Lighting | Interior Lighting | 1602457.2113 | 1217867.4806 | 384589.7307 | 0.24 |  | 15 | Interior Lighting | Interior Lighting | Interior Lighting | 384589.7307 | Interior Lighting | Interior Lighting | Interior Lighting | Interior Lighting | Interior Lighting | Interior Lighting | Interior Lighting | Interior Lighting | 0 | 0 | 0 | 0 | 0 | 0 | 0 | Interior Lighting | Interior Lighting | Interior Lighting | Interior Lighting | Interior Lighting | 0 | Interior Lighting
FL Zone 2InstitutionalExisting |  | XXXXXXXX | Yes | Nonequipment | Facility Energy Management System | Energy Management System deployed to automatically control HVAC, lighting, and other systems as applicable | Standard/manual facility equipment controls | Commercial | Existing | Institutional | FL Zone 2 | Interior Lighting | Interior Lighting | Interior Lighting | 0 | Per End Use Consumption | Interior Lighting | Interior Lighting | Interior Lighting | Interior Lighting | Interior Lighting | Interior Lighting | Interior Lighting | 177781.7249 | 135114.1109 | 42667.614 | 0.24 |  | 15 | Interior Lighting | Interior Lighting | Interior Lighting | 42667.614 | Interior Lighting | Interior Lighting | Interior Lighting | Interior Lighting | Interior Lighting | Interior Lighting | Interior Lighting | Interior Lighting | 0 | 0 | 0 | 0 | 0 | 0 | 0 | Interior Lighting | Interior Lighting | Interior Lighting | Interior Lighting | Interior Lighting | 0 | Interior Lighting
FL Zone 2Lodging/HospitalityExisting |  | XXXXXXXX | Yes | Nonequipment | Facility Energy Management System | Energy Management System deployed to automatically control HVAC, lighting, and other systems as applicable | Standard/manual facility equipment controls | Commercial | Existing | Lodging/Hospitality | FL Zone 2 | Interior Lighting | Interior Lighting | Interior Lighting | 0 | Per End Use Consumption | Interior Lighting | Interior Lighting | Interior Lighting | Interior Lighting | Interior Lighting | Interior Lighting | Interior Lighting | 145838.6014 | 110837.3371 | 35001.2643 | 0.24 |  | 15 | Interior Lighting | Interior Lighting | Interior Lighting | 35001.2643 | Interior Lighting | Interior Lighting | Interior Lighting | Interior Lighting | Interior Lighting | Interior Lighting | Interior Lighting | Interior Lighting | 0 | 0 | 0 | 0 | 0 | 0 | 0 | Interior Lighting | Interior Lighting | Interior Lighting | Interior Lighting | Interior Lighting | 0 | Interior Lighting
FL Zone 2MiscellaneousExisting |  | XXXXXXXX | Yes | Nonequipment | Facility Energy Management System | Energy Management System deployed to automatically control HVAC, lighting, and other systems as applicable | Standard/manual facility equipment controls | Commercial | Existing | Miscellaneous | FL Zone 2 | Interior Lighting | Interior Lighting | Interior Lighting | 0 | Per End Use Consumption | Interior Lighting | Interior Lighting | Interior Lighting | Interior Lighting | Interior Lighting | Interior Lighting | Interior Lighting | 1694914.7904 | 1288135.2407 | 406779.5497 | 0.24 |  | 15 | Interior Lighting | Interior Lighting | Interior Lighting | 406779.5497 | Interior Lighting | Interior Lighting | Interior Lighting | Interior Lighting | Interior Lighting | Interior Lighting | Interior Lighting | Interior Lighting | 0 | 0 | 0 | 0 | 0 | 0 | 0 | Interior Lighting | Interior Lighting | Interior Lighting | Interior Lighting | Interior Lighting | 0 | Interior Lighting
FL Zone 2OfficesExisting |  | XXXXXXXX | Yes | Nonequipment | Facility Energy Management System | Energy Management System deployed to automatically control HVAC, lighting, and other systems as applicable | Standard/manual facility equipment controls | Commercial | Existing | Offices | FL Zone 2 | Interior Lighting | Interior Lighting | Interior Lighting | 0 | Per End Use Consumption | Interior Lighting | Interior Lighting | Interior Lighting | Interior Lighting | Interior Lighting | Interior Lighting | Interior Lighting | 126695.5325 | 96288.6047 | 30406.9278 | 0.24 |  | 15 | Interior Lighting | Interior Lighting | Interior Lighting | 30406.9278 | Interior Lighting | Interior Lighting | Interior Lighting | Interior Lighting | Interior Lighting | Interior Lighting | Interior Lighting | Interior Lighting | 0 | 0 | 0 | 0 | 0 | 0 | 0 | Interior Lighting | Interior Lighting | Interior Lighting | Interior Lighting | Interior Lighting | 0 | Interior Lighting
FL Zone 2RestaurantsExisting |  | XXXXXXXX | Yes | Nonequipment | Facility Energy Management System | Energy Management System deployed to automatically control HVAC, lighting, and other systems as applicable | Standard/manual facility equipment controls | Commercial | Existing | Restaurants | FL Zone 2 | Interior Lighting | Interior Lighting | Interior Lighting | 0 | Per End Use Consumption | Interior Lighting | Interior Lighting | Interior Lighting | Interior Lighting | Interior Lighting | Interior Lighting | Interior Lighting | 91806.7481 | 69773.1286 | 22033.6195 | 0.24 |  | 15 | Interior Lighting | Interior Lighting | Interior Lighting | 22033.6195 | Interior Lighting | Interior Lighting | Interior Lighting | Interior Lighting | Interior Lighting | Interior Lighting | Interior Lighting | Interior Lighting | 0 | 0 | 0 | 0 | 0 | 0 | 0 | Interior Lighting | Interior Lighting | Interior Lighting | Interior Lighting | Interior Lighting | 0 | Interior Lighting
FL Zone 2RetailExisting |  | XXXXXXXX | Yes | Nonequipment | Facility Energy Management System | Energy Management System deployed to automatically control HVAC, lighting, and other systems as applicable | Standard/manual facility equipment controls | Commercial | Existing | Retail | FL Zone 2 | Interior Lighting | Interior Lighting | Interior Lighting | 0 | Per End Use Consumption | Interior Lighting | Interior Lighting | Interior Lighting | Interior Lighting | Interior Lighting | Interior Lighting | Interior Lighting | 40098.9519 | 30475.2035 | 9623.7485 | 0.24 |  | 15 | Interior Lighting | Interior Lighting | Interior Lighting | 9623.7485 | Interior Lighting | Interior Lighting | Interior Lighting | Interior Lighting | Interior Lighting | Interior Lighting | Interior Lighting | Interior Lighting | 0 | 0 | 0 | 0 | 0 | 0 | 0 | Interior Lighting | Interior Lighting | Interior Lighting | Interior Lighting | Interior Lighting | 0 | Interior Lighting
FL Zone 2Schools K-12Existing |  | XXXXXXXX | Yes | Nonequipment | Facility Energy Management System | Energy Management System deployed to automatically control HVAC, lighting, and other systems as applicable | Standard/manual facility equipment controls | Commercial | Existing | Schools K-12 | FL Zone 2 | Interior Lighting | Interior Lighting | Interior Lighting | 0 | Per End Use Consumption | Interior Lighting | Interior Lighting | Interior Lighting | Interior Lighting | Interior Lighting | Interior Lighting | Interior Lighting | 149853.5298 | 113888.6827 | 35964.8472 | 0.24 |  | 15 | Interior Lighting | Interior Lighting | Interior Lighting | 35964.8472 | Interior Lighting | Interior Lighting | Interior Lighting | Interior Lighting | Interior Lighting | Interior Lighting | Interior Lighting | Interior Lighting | 0 | 0 | 0 | 0 | 0 | 0 | 0 | Interior Lighting | Interior Lighting | Interior Lighting | Interior Lighting | Interior Lighting | 0 | Interior Lighting
FL Zone 2WarehouseExisting |  | XXXXXXXX | Yes | Nonequipment | Facility Energy Management System | Energy Management System deployed to automatically control HVAC, lighting, and other systems as applicable | Standard/manual facility equipment controls | Commercial | Existing | Warehouse | FL Zone 2 | Interior Lighting | Interior Lighting | Interior Lighting | 0 | Per End Use Consumption | Interior Lighting | Interior Lighting | Interior Lighting | Interior Lighting | Interior Lighting | Interior Lighting | Interior Lighting | 14886.5072 | 11313.7455 | 3572.7617 | 0.24 |  | 15 | Interior Lighting | Interior Lighting | Interior Lighting | 3572.7617 | Interior Lighting | Interior Lighting | Interior Lighting | Interior Lighting | Interior Lighting | Interior Lighting | Interior Lighting | Interior Lighting | 0 | 0 | 0 | 0 | 0 | 0 | 0 | Interior Lighting | Interior Lighting | Interior Lighting | Interior Lighting | Interior Lighting | 0 | Interior Lighting
FL Zone 2AssemblyNew |  | XXXXXXXX | Yes | Nonequipment | Facility Energy Management System | Energy Management System deployed to automatically control HVAC, lighting, and other systems as applicable | Standard/manual facility equipment controls | Commercial | New | Assembly | FL Zone 2 | Interior Lighting | Interior Lighting | Interior Lighting | 0 | Per End Use Consumption | Interior Lighting | Interior Lighting | Interior Lighting | Interior Lighting | Interior Lighting | Interior Lighting | Interior Lighting | 36594.9005 | 27812.1244 | 8782.7761 | 0.24 |  | 15 | Interior Lighting | Interior Lighting | Interior Lighting | 8782.7761 | Interior Lighting | Interior Lighting | Interior Lighting | Interior Lighting | Interior Lighting | Interior Lighting | Interior Lighting | Interior Lighting | 0 | 0 | 0 | 0 | 0 | 0 | 0 | Interior Lighting | Interior Lighting | Interior Lighting | Interior Lighting | Interior Lighting | 0 | Interior Lighting
FL Zone 2College and UniversityNew |  | XXXXXXXX | Yes | Nonequipment | Facility Energy Management System | Energy Management System deployed to automatically control HVAC, lighting, and other systems as applicable | Standard/manual facility equipment controls | Commercial | New | College and University | FL Zone 2 | Interior Lighting | Interior Lighting | Interior Lighting | 0 | Per End Use Consumption | Interior Lighting | Interior Lighting | Interior Lighting | Interior Lighting | Interior Lighting | Interior Lighting | Interior Lighting | 218566.8949 | 166110.8401 | 52456.0548 | 0.24 |  | 15 | Interior Lighting | Interior Lighting | Interior Lighting | 52456.0548 | Interior Lighting | Interior Lighting | Interior Lighting | Interior Lighting | Interior Lighting | Interior Lighting | Interior Lighting | Interior Lighting | 0 | 0 | 0 | 0 | 0 | 0 | 0 | Interior Lighting | Interior Lighting | Interior Lighting | Interior Lighting | Interior Lighting | 0 | Interior Lighting
FL Zone 2GroceryNew |  | XXXXXXXX | Yes | Nonequipment | Facility Energy Management System | Energy Management System deployed to automatically control HVAC, lighting, and other systems as applicable | Standard/manual facility equipment controls | Commercial | New | Grocery | FL Zone 2 | Interior Lighting | Interior Lighting | Interior Lighting | 0 | Per End Use Consumption | Interior Lighting | Interior Lighting | Interior Lighting | Interior Lighting | Interior Lighting | Interior Lighting | Interior Lighting | 88105.7678 | 66960.3835 | 21145.3843 | 0.24 |  | 15 | Interior Lighting | Interior Lighting | Interior Lighting | 21145.3843 | Interior Lighting | Interior Lighting | Interior Lighting | Interior Lighting | Interior Lighting | Interior Lighting | Interior Lighting | Interior Lighting | 0 | 0 | 0 | 0 | 0 | 0 | 0 | Interior Lighting | Interior Lighting | Interior Lighting | Interior Lighting | Interior Lighting | 0 | Interior Lighting
FL Zone 2HealthcareNew |  | XXXXXXXX | Yes | Nonequipment | Facility Energy Management System | Energy Management System deployed to automatically control HVAC, lighting, and other systems as applicable | Standard/manual facility equipment controls | Commercial | New | Healthcare | FL Zone 2 | Interior Lighting | Interior Lighting | Interior Lighting | 0 | Per End Use Consumption | Interior Lighting | Interior Lighting | Interior Lighting | Interior Lighting | Interior Lighting | Interior Lighting | Interior Lighting | 153789.0028 | 116879.6421 | 36909.3607 | 0.24 |  | 15 | Interior Lighting | Interior Lighting | Interior Lighting | 36909.3607 | Interior Lighting | Interior Lighting | Interior Lighting | Interior Lighting | Interior Lighting | Interior Lighting | Interior Lighting | Interior Lighting | 0 | 0 | 0 | 0 | 0 | 0 | 0 | Interior Lighting | Interior Lighting | Interior Lighting | Interior Lighting | Interior Lighting | 0 | Interior Lighting
FL Zone 2HospitalsNew |  | XXXXXXXX | Yes | Nonequipment | Facility Energy Management System | Energy Management System deployed to automatically control HVAC, lighting, and other systems as applicable | Standard/manual facility equipment controls | Commercial | New | Hospitals | FL Zone 2 | Interior Lighting | Interior Lighting | Interior Lighting | 0 | Per End Use Consumption | Interior Lighting | Interior Lighting | Interior Lighting | Interior Lighting | Interior Lighting | Interior Lighting | Interior Lighting | 1602457.2113 | 1217867.4806 | 384589.7307 | 0.24 |  | 15 | Interior Lighting | Interior Lighting | Interior Lighting | 384589.7307 | Interior Lighting | Interior Lighting | Interior Lighting | Interior Lighting | Interior Lighting | Interior Lighting | Interior Lighting | Interior Lighting | 0 | 0 | 0 | 0 | 0 | 0 | 0 | Interior Lighting | Interior Lighting | Interior Lighting | Interior Lighting | Interior Lighting | 0 | Interior Lighting
FL Zone 2InstitutionalNew |  | XXXXXXXX | Yes | Nonequipment | Facility Energy Management System | Energy Management System deployed to automatically control HVAC, lighting, and other systems as applicable | Standard/manual facility equipment controls | Commercial | New | Institutional | FL Zone 2 | Interior Lighting | Interior Lighting | Interior Lighting | 0 | Per End Use Consumption | Interior Lighting | Interior Lighting | Interior Lighting | Interior Lighting | Interior Lighting | Interior Lighting | Interior Lighting | 177781.7249 | 135114.1109 | 42667.614 | 0.24 |  | 15 | Interior Lighting | Interior Lighting | Interior Lighting | 42667.614 | Interior Lighting | Interior Lighting | Interior Lighting | Interior Lighting | Interior Lighting | Interior Lighting | Interior Lighting | Interior Lighting | 0 | 0 | 0 | 0 | 0 | 0 | 0 | Interior Lighting | Interior Lighting | Interior Lighting | Interior Lighting | Interior Lighting | 0 | Interior Lighting
FL Zone 2Lodging/HospitalityNew |  | XXXXXXXX | Yes | Nonequipment | Facility Energy Management System | Energy Management System deployed to automatically control HVAC, lighting, and other systems as applicable | Standard/manual facility equipment controls | Commercial | New | Lodging/Hospitality | FL Zone 2 | Interior Lighting | Interior Lighting | Interior Lighting | 0 | Per End Use Consumption | Interior Lighting | Interior Lighting | Interior Lighting | Interior Lighting | Interior Lighting | Interior Lighting | Interior Lighting | 145838.6014 | 110837.3371 | 35001.2643 | 0.24 |  | 15 | Interior Lighting | Interior Lighting | Interior Lighting | 35001.2643 | Interior Lighting | Interior Lighting | Interior Lighting | Interior Lighting | Interior Lighting | Interior Lighting | Interior Lighting | Interior Lighting | 0 | 0 | 0 | 0 | 0 | 0 | 0 | Interior Lighting | Interior Lighting | Interior Lighting | Interior Lighting | Interior Lighting | 0 | Interior Lighting
FL Zone 2MiscellaneousNew |  | XXXXXXXX | Yes | Nonequipment | Facility Energy Management System | Energy Management System deployed to automatically control HVAC, lighting, and other systems as applicable | Standard/manual facility equipment controls | Commercial | New | Miscellaneous | FL Zone 2 | Interior Lighting | Interior Lighting | Interior Lighting | 0 | Per End Use Consumption | Interior Lighting | Interior Lighting | Interior Lighting | Interior Lighting | Interior Lighting | Interior Lighting | Interior Lighting | 1694914.7904 | 1288135.2407 | 406779.5497 | 0.24 |  | 15 | Interior Lighting | Interior Lighting | Interior Lighting | 406779.5497 | Interior Lighting | Interior Lighting | Interior Lighting | Interior Lighting | Interior Lighting | Interior Lighting | Interior Lighting | Interior Lighting | 0 | 0 | 0 | 0 | 0 | 0 | 0 | Interior Lighting | Interior Lighting | Interior Lighting | Interior Lighting | Interior Lighting | 0 | Interior Lighting
FL Zone 2OfficesNew |  | XXXXXXXX | Yes | Nonequipment | Facility Energy Management System | Energy Management System deployed to automatically control HVAC, lighting, and other systems as applicable | Standard/manual facility equipment controls | Commercial | New | Offices | FL Zone 2 | Interior Lighting | Interior Lighting | Interior Lighting | 0 | Per End Use Consumption | Interior Lighting | Interior Lighting | Interior Lighting | Interior Lighting | Interior Lighting | Interior Lighting | Interior Lighting | 126695.5325 | 96288.6047 | 30406.9278 | 0.24 |  | 15 | Interior Lighting | Interior Lighting | Interior Lighting | 30406.9278 | Interior Lighting | Interior Lighting | Interior Lighting | Interior Lighting | Interior Lighting | Interior Lighting | Interior Lighting | Interior Lighting | 0 | 0 | 0 | 0 | 0 | 0 | 0 | Interior Lighting | Interior Lighting | Interior Lighting | Interior Lighting | Interior Lighting | 0 | Interior Lighting
FL Zone 2RestaurantsNew |  | XXXXXXXX | Yes | Nonequipment | Facility Energy Management System | Energy Management System deployed to automatically control HVAC, lighting, and other systems as applicable | Standard/manual facility equipment controls | Commercial | New | Restaurants | FL Zone 2 | Interior Lighting | Interior Lighting | Interior Lighting | 0 | Per End Use Consumption | Interior Lighting | Interior Lighting | Interior Lighting | Interior Lighting | Interior Lighting | Interior Lighting | Interior Lighting | 91806.7481 | 69773.1286 | 22033.6195 | 0.24 |  | 15 | Interior Lighting | Interior Lighting | Interior Lighting | 22033.6195 | Interior Lighting | Interior Lighting | Interior Lighting | Interior Lighting | Interior Lighting | Interior Lighting | Interior Lighting | Interior Lighting | 0 | 0 | 0 | 0 | 0 | 0 | 0 | Interior Lighting | Interior Lighting | Interior Lighting | Interior Lighting | Interior Lighting | 0 | Interior Lighting
FL Zone 2RetailNew |  | XXXXXXXX | Yes | Nonequipment | Facility Energy Management System | Energy Management System deployed to automatically control HVAC, lighting, and other systems as applicable | Standard/manual facility equipment controls | Commercial | New | Retail | FL Zone 2 | Interior Lighting | Interior Lighting | Interior Lighting | 0 | Per End Use Consumption | Interior Lighting | Interior Lighting | Interior Lighting | Interior Lighting | Interior Lighting | Interior Lighting | Interior Lighting | 40098.9519 | 30475.2035 | 9623.7485 | 0.24 |  | 15 | Interior Lighting | Interior Lighting | Interior Lighting | 9623.7485 | Interior Lighting | Interior Lighting | Interior Lighting | Interior Lighting | Interior Lighting | Interior Lighting | Interior Lighting | Interior Lighting | 0 | 0 | 0 | 0 | 0 | 0 | 0 | Interior Lighting | Interior Lighting | Interior Lighting | Interior Lighting | Interior Lighting | 0 | Interior Lighting
FL Zone 2Schools K-12New |  | XXXXXXXX | Yes | Nonequipment | Facility Energy Management System | Energy Management System deployed to automatically control HVAC, lighting, and other systems as applicable | Standard/manual facility equipment controls | Commercial | New | Schools K-12 | FL Zone 2 | Interior Lighting | Interior Lighting | Interior Lighting | 0 | Per End Use Consumption | Interior Lighting | Interior Lighting | Interior Lighting | Interior Lighting | Interior Lighting | Interior Lighting | Interior Lighting | 149853.5298 | 113888.6827 | 35964.8472 | 0.24 |  | 15 | Interior Lighting | Interior Lighting | Interior Lighting | 35964.8472 | Interior Lighting | Interior Lighting | Interior Lighting | Interior Lighting | Interior Lighting | Interior Lighting | Interior Lighting | Interior Lighting | 0 | 0 | 0 | 0 | 0 | 0 | 0 | Interior Lighting | Interior Lighting | Interior Lighting | Interior Lighting | Interior Lighting | 0 | Interior Lighting
FL Zone 2WarehouseNew |  | XXXXXXXX | Yes | Nonequipment | Facility Energy Management System | Energy Management System deployed to automatically control HVAC, lighting, and other systems as applicable | Standard/manual facility equipment controls | Commercial | New | Warehouse | FL Zone 2 | Interior Lighting | Interior Lighting | Interior Lighting | 0 | Per End Use Consumption | Interior Lighting | Interior Lighting | Interior Lighting | Interior Lighting | Interior Lighting | Interior Lighting | Interior Lighting | 14886.5072 | 11313.7455 | 3572.7617 | 0.24 |  | 15 | Interior Lighting | Interior Lighting | Interior Lighting | 3572.7617 | Interior Lighting | Interior Lighting | Interior Lighting | Interior Lighting | Interior Lighting | Interior Lighting | Interior Lighting | Interior Lighting | 0 | 0 | 0 | 0 | 0 | 0 | 0 | Interior Lighting | Interior Lighting | Interior Lighting | Interior Lighting | Interior Lighting | 0 | Interior Lighting
FL Zone 2AssemblyExisting |  | XXXXXXXX | Yes | Nonequipment | Faucet Aerator | Low-flow lavatory faucet aerator, flow rate: 1.0 gpm | Federal lavatory flow rate standard, 1994, flow rate: 2.2 gpm | Commercial | Existing | Assembly | FL Zone 2 | Domestic Hot Water |  |  | 0 | Per End Use Consumption | [7 empty] | 7518.6978 | 7273.1332 | 245.5646 | 0.032661 |  | 10 |  |  |  | 245.5646 | [8 empty] | 0 | 0 | 0 | 0 | 0 | 0 | 0 | [5 empty] | 0
FL Zone 2College and UniversityExisting |  | XXXXXXXX | Yes | Nonequipment | Faucet Aerator | Low-flow lavatory faucet aerator, flow rate: 1.0 gpm | Federal lavatory flow rate standard, 1994, flow rate: 2.2 gpm | Commercial | Existing | College and University | FL Zone 2 | Domestic Hot Water |  |  | 0 | Per End Use Consumption | [7 empty] | 172930.0493 | 170146.9844 | 2783.0649 | 0.016094 |  | 10 |  |  |  | 2783.0649 | [8 empty] | 0 | 0 | 0 | 0 | 0 | 0 | 0 | [5 empty] | 0
FL Zone 2GroceryExisting |  | XXXXXXXX | Yes | Nonequipment | Faucet Aerator | Low-flow lavatory faucet aerator, flow rate: 1.0 gpm | Federal lavatory flow rate standard, 1994, flow rate: 2.2 gpm | Commercial | Existing | Grocery | FL Zone 2 | Domestic Hot Water |  |  | 0 | Per End Use Consumption | [7 empty] | 15037.3956 | 14791.831 | 245.5646 | 0.01633 |  | 10 |  |  |  | 245.5646 | [8 empty] | 0 | 0 | 0 | 0 | 0 | 0 | 0 | [5 empty] | 0
FL Zone 2HealthcareExisting |  | XXXXXXXX | Yes | Nonequipment | Faucet Aerator | Low-flow lavatory faucet aerator, flow rate: 1.0 gpm | Federal lavatory flow rate standard, 1994, flow rate: 2.2 gpm | Commercial | Existing | Healthcare | FL Zone 2 | Domestic Hot Water |  |  | 0 | Per End Use Consumption | [7 empty] | 10024.9304 | 9779.3658 | 245.5646 | 0.024495 |  | 10 |  |  |  | 245.5646 | [8 empty] | 0 | 0 | 0 | 0 | 0 | 0 | 0 | [5 empty] | 0
FL Zone 2HospitalsExisting |  | XXXXXXXX | Yes | Nonequipment | Faucet Aerator | Low-flow lavatory faucet aerator, flow rate: 1.0 gpm | Federal lavatory flow rate standard, 1994, flow rate: 2.2 gpm | Commercial | Existing | Hospitals | FL Zone 2 | Domestic Hot Water |  |  | 0 | Per End Use Consumption | [7 empty] | 303254.1444 | 300061.8052 | 3192.3392 | 0.010527 |  | 10 |  |  |  | 3192.3392 | [8 empty] | 0 | 0 | 0 | 0 | 0 | 0 | 0 | [5 empty] | 0
FL Zone 2InstitutionalExisting |  | XXXXXXXX | Yes | Nonequipment | Faucet Aerator | Low-flow lavatory faucet aerator, flow rate: 1.0 gpm | Federal lavatory flow rate standard, 1994, flow rate: 2.2 gpm | Commercial | Existing | Institutional | FL Zone 2 | Domestic Hot Water |  |  | 0 | Per End Use Consumption | [7 empty] | 601495.8236 | 588235.3378 | 13260.4858 | 0.022046 |  | 10 |  |  |  | 13260.4858 | [8 empty] | 0 | 0 | 0 | 0 | 0 | 0 | 0 | [5 empty] | 0
FL Zone 2Lodging/HospitalityExisting |  | XXXXXXXX | Yes | Nonequipment | Faucet Aerator | Low-flow lavatory faucet aerator, flow rate: 1.0 gpm | Federal lavatory flow rate standard, 1994, flow rate: 2.2 gpm | Commercial | Existing | Lodging/Hospitality | FL Zone 2 | Domestic Hot Water |  |  | 0 | Per End Use Consumption | [7 empty] | 72179.4988 | 71524.66 | 654.8388 | 0.0090724 |  | 10 |  |  |  | 654.8388 | [8 empty] | 0 | 0 | 0 | 0 | 0 | 0 | 0 | [5 empty] | 0
FL Zone 2MiscellaneousExisting |  | XXXXXXXX | Yes | Nonequipment | Faucet Aerator | Low-flow lavatory faucet aerator, flow rate: 1.0 gpm | Federal lavatory flow rate standard, 1994, flow rate: 2.2 gpm | Commercial | Existing | Miscellaneous | FL Zone 2 | Domestic Hot Water |  |  | 0 | Per End Use Consumption | [7 empty] | 451121.8677 | 449157.3513 | 1964.5164 | 0.0043547 |  | 10 |  |  |  | 1964.5164 | [8 empty] | 0 | 0 | 0 | 0 | 0 | 0 | 0 | [5 empty] | 0
FL Zone 2OfficesExisting |  | XXXXXXXX | Yes | Nonequipment | Faucet Aerator | Low-flow lavatory faucet aerator, flow rate: 1.0 gpm | Federal lavatory flow rate standard, 1994, flow rate: 2.2 gpm | Commercial | Existing | Offices | FL Zone 2 | Domestic Hot Water |  |  | 0 | Per End Use Consumption | [7 empty] | 62655.815 | 62410.2504 | 245.5646 | 0.0039193 |  | 10 |  |  |  | 245.5646 | [8 empty] | 0 | 0 | 0 | 0 | 0 | 0 | 0 | [5 empty] | 0
FL Zone 2RestaurantsExisting |  | XXXXXXXX | Yes | Nonequipment | Faucet Aerator | Low-flow lavatory faucet aerator, flow rate: 1.0 gpm | Federal lavatory flow rate standard, 1994, flow rate: 2.2 gpm | Commercial | Existing | Restaurants | FL Zone 2 | Domestic Hot Water |  |  | 0 | Per End Use Consumption | [7 empty] | 25062.326 | 24980.4711 | 81.8549 | 0.0032661 |  | 10 |  |  |  | 81.8549 | [8 empty] | 0 | 0 | 0 | 0 | 0 | 0 | 0 | [5 empty] | 0
FL Zone 2RetailExisting |  | XXXXXXXX | Yes | Nonequipment | Faucet Aerator | Low-flow lavatory faucet aerator, flow rate: 1.0 gpm | Federal lavatory flow rate standard, 1994, flow rate: 2.2 gpm | Commercial | Existing | Retail | FL Zone 2 | Domestic Hot Water |  |  | 0 | Per End Use Consumption | [7 empty] | 44661.0649 | 44497.3552 | 163.7097 | 0.0036656 |  | 10 |  |  |  | 163.7097 | [8 empty] | 0 | 0 | 0 | 0 | 0 | 0 | 0 | [5 empty] | 0
FL Zone 2Schools K-12Existing |  | XXXXXXXX | Yes | Nonequipment | Faucet Aerator | Low-flow lavatory faucet aerator, flow rate: 1.0 gpm | Federal lavatory flow rate standard, 1994, flow rate: 2.2 gpm | Commercial | Existing | Schools K-12 | FL Zone 2 | Domestic Hot Water |  |  | 0 | Per End Use Consumption | [7 empty] | 3132.8594 | 3051.0046 | 81.8549 | 0.026128 |  | 10 |  |  |  | 81.8549 | [8 empty] | 0 | 0 | 0 | 0 | 0 | 0 | 0 | [5 empty] | 0
FL Zone 2WarehouseExisting |  | XXXXXXXX | Yes | Nonequipment | Faucet Aerator | Low-flow lavatory faucet aerator, flow rate: 1.0 gpm | Federal lavatory flow rate standard, 1994, flow rate: 2.2 gpm | Commercial | Existing | Warehouse | FL Zone 2 | Domestic Hot Water |  |  | 0 | Per End Use Consumption | [7 empty] | 15037.3956 | 14955.5407 | 81.8549 | 0.0054434 |  | 10 |  |  |  | 81.8549 | [8 empty] | 0 | 0 | 0 | 0 | 0 | 0 | 0 | [5 empty] | 0
FL Zone 2AssemblyNew |  | XXXXXXXX | Yes | Nonequipment | Faucet Aerator | Low-flow lavatory faucet aerator, flow rate: 1.0 gpm | Federal lavatory flow rate standard, 1994, flow rate: 2.2 gpm | Commercial | New | Assembly | FL Zone 2 | Domestic Hot Water |  |  | 0 | Per End Use Consumption | [7 empty] | 7192.4897 | 6946.9252 | 245.5646 | 0.034142 |  | 10 |  |  |  | 245.5646 | [8 empty] | 0 | 0 | 0 | 0 | 0 | 0 | 0 | [5 empty] | 0
FL Zone 2College and UniversityNew |  | XXXXXXXX | Yes | Nonequipment | Faucet Aerator | Low-flow lavatory faucet aerator, flow rate: 1.0 gpm | Federal lavatory flow rate standard, 1994, flow rate: 2.2 gpm | Commercial | New | College and University | FL Zone 2 | Domestic Hot Water |  |  | 0 | Per End Use Consumption | [7 empty] | 165427.2641 | 162644.1992 | 2783.0649 | 0.016823 |  | 10 |  |  |  | 2783.0649 | [8 empty] | 0 | 0 | 0 | 0 | 0 | 0 | 0 | [5 empty] | 0
FL Zone 2GroceryNew |  | XXXXXXXX | Yes | Nonequipment | Faucet Aerator | Low-flow lavatory faucet aerator, flow rate: 1.0 gpm | Federal lavatory flow rate standard, 1994, flow rate: 2.2 gpm | Commercial | New | Grocery | FL Zone 2 | Domestic Hot Water |  |  | 0 | Per End Use Consumption | [7 empty] | 14384.9795 | 14139.4149 | 245.5646 | 0.017071 |  | 10 |  |  |  | 245.5646 | [8 empty] | 0 | 0 | 0 | 0 | 0 | 0 | 0 | [5 empty] | 0
FL Zone 2HealthcareNew |  | XXXXXXXX | Yes | Nonequipment | Faucet Aerator | Low-flow lavatory faucet aerator, flow rate: 1.0 gpm | Federal lavatory flow rate standard, 1994, flow rate: 2.2 gpm | Commercial | New | Healthcare | FL Zone 2 | Domestic Hot Water |  |  | 0 | Per End Use Consumption | [7 empty] | 9589.9863 | 9344.4218 | 245.5646 | 0.025606 |  | 10 |  |  |  | 245.5646 | [8 empty] | 0 | 0 | 0 | 0 | 0 | 0 | 0 | [5 empty] | 0
FL Zone 2HospitalsNew |  | XXXXXXXX | Yes | Nonequipment | Faucet Aerator | Low-flow lavatory faucet aerator, flow rate: 1.0 gpm | Federal lavatory flow rate standard, 1994, flow rate: 2.2 gpm | Commercial | New | Hospitals | FL Zone 2 | Domestic Hot Water |  |  | 0 | Per End Use Consumption | [7 empty] | 290097.0863 | 286904.7471 | 3192.3392 | 0.011004 |  | 10 |  |  |  | 3192.3392 | [8 empty] | 0 | 0 | 0 | 0 | 0 | 0 | 0 | [5 empty] | 0
FL Zone 2InstitutionalNew |  | XXXXXXXX | Yes | Nonequipment | Faucet Aerator | Low-flow lavatory faucet aerator, flow rate: 1.0 gpm | Federal lavatory flow rate standard, 1994, flow rate: 2.2 gpm | Commercial | New | Institutional | FL Zone 2 | Domestic Hot Water |  |  | 0 | Per End Use Consumption | [7 empty] | 575399.1794 | 562138.6936 | 13260.4858 | 0.023046 |  | 10 |  |  |  | 13260.4858 | [8 empty] | 0 | 0 | 0 | 0 | 0 | 0 | 0 | [5 empty] | 0
FL Zone 2Lodging/HospitalityNew |  | XXXXXXXX | Yes | Nonequipment | Faucet Aerator | Low-flow lavatory faucet aerator, flow rate: 1.0 gpm | Federal lavatory flow rate standard, 1994, flow rate: 2.2 gpm | Commercial | New | Lodging/Hospitality | FL Zone 2 | Domestic Hot Water |  |  | 0 | Per End Use Consumption | [7 empty] | 69047.9015 | 68393.0627 | 654.8388 | 0.0094838 |  | 10 |  |  |  | 654.8388 | [8 empty] | 0 | 0 | 0 | 0 | 0 | 0 | 0 | [5 empty] | 0
FL Zone 2MiscellaneousNew |  | XXXXXXXX | Yes | Nonequipment | Faucet Aerator | Low-flow lavatory faucet aerator, flow rate: 1.0 gpm | Federal lavatory flow rate standard, 1994, flow rate: 2.2 gpm | Commercial | New | Miscellaneous | FL Zone 2 | Domestic Hot Water |  |  | 0 | Per End Use Consumption | [7 empty] | 431549.3845 | 429584.8681 | 1964.5164 | 0.0045522 |  | 10 |  |  |  | 1964.5164 | [8 empty] | 0 | 0 | 0 | 0 | 0 | 0 | 0 | [5 empty] | 0
FL Zone 2OfficesNew |  | XXXXXXXX | Yes | Nonequipment | Faucet Aerator | Low-flow lavatory faucet aerator, flow rate: 1.0 gpm | Federal lavatory flow rate standard, 1994, flow rate: 2.2 gpm | Commercial | New | Offices | FL Zone 2 | Domestic Hot Water |  |  | 0 | Per End Use Consumption | [7 empty] | 59937.4145 | 59691.85 | 245.5646 | 0.004097 |  | 10 |  |  |  | 245.5646 | [8 empty] | 0 | 0 | 0 | 0 | 0 | 0 | 0 | [5 empty] | 0
FL Zone 2RestaurantsNew |  | XXXXXXXX | Yes | Nonequipment | Faucet Aerator | Low-flow lavatory faucet aerator, flow rate: 1.0 gpm | Federal lavatory flow rate standard, 1994, flow rate: 2.2 gpm | Commercial | New | Restaurants | FL Zone 2 | Domestic Hot Water |  |  | 0 | Per End Use Consumption | [7 empty] | 23974.9658 | 23893.111 | 81.8549 | 0.0034142 |  | 10 |  |  |  | 81.8549 | [8 empty] | 0 | 0 | 0 | 0 | 0 | 0 | 0 | [5 empty] | 0
FL Zone 2RetailNew |  | XXXXXXXX | Yes | Nonequipment | Faucet Aerator | Low-flow lavatory faucet aerator, flow rate: 1.0 gpm | Federal lavatory flow rate standard, 1994, flow rate: 2.2 gpm | Commercial | New | Retail | FL Zone 2 | Domestic Hot Water |  |  | 0 | Per End Use Consumption | [7 empty] | 42723.3891 | 42559.6794 | 163.7097 | 0.0038319 |  | 10 |  |  |  | 163.7097 | [8 empty] | 0 | 0 | 0 | 0 | 0 | 0 | 0 | [5 empty] | 0
FL Zone 2Schools K-12New |  | XXXXXXXX | Yes | Nonequipment | Faucet Aerator | Low-flow lavatory faucet aerator, flow rate: 1.0 gpm | Federal lavatory flow rate standard, 1994, flow rate: 2.2 gpm | Commercial | New | Schools K-12 | FL Zone 2 | Domestic Hot Water |  |  | 0 | Per End Use Consumption | [7 empty] | 2996.9364 | 2915.0816 | 81.8549 | 0.027313 |  | 10 |  |  |  | 81.8549 | [8 empty] | 0 | 0 | 0 | 0 | 0 | 0 | 0 | [5 empty] | 0
FL Zone 2WarehouseNew |  | XXXXXXXX | Yes | Nonequipment | Faucet Aerator | Low-flow lavatory faucet aerator, flow rate: 1.0 gpm | Federal lavatory flow rate standard, 1994, flow rate: 2.2 gpm | Commercial | New | Warehouse | FL Zone 2 | Domestic Hot Water |  |  | 0 | Per End Use Consumption | [7 empty] | 14384.9795 | 14303.1246 | 81.8549 | 0.0056903 |  | 10 |  |  |  | 81.8549 | [8 empty] | 0 | 0 | 0 | 0 | 0 | 0 | 0 | [5 empty] | 0
FL Zone 2AssemblyExisting |  | XXXXXXXX | Yes | Nonequipment | Floating Head Pressure Controls | Medium-Temperature Refrigeration System with 5HP Compressor and Adjustable Condenser Head Pressure Control Valve | Medium-Temperature Refrigeration System with 5 HP Compressor without Adjustable Condenser Head Pressure Control Valve | Commercial | Existing | Assembly | FL Zone 2 | Refrigeration |  |  | 0 | Per End Use Consumption | [7 empty] | 41710.92 | 39187.3486 | 2523.5714 | 0.060501 |  | 15 |  |  |  | 2523.5714 | [8 empty] | 0 | 0 | 0 | 0 | 0 | 0 | 0 | [5 empty] | 0
FL Zone 2College and UniversityExisting |  | XXXXXXXX | Yes | Nonequipment | Floating Head Pressure Controls | Medium-Temperature Refrigeration System with 5HP Compressor and Adjustable Condenser Head Pressure Control Valve | Medium-Temperature Refrigeration System with 5 HP Compressor without Adjustable Condenser Head Pressure Control Valve | Commercial | Existing | College and University | FL Zone 2 | Refrigeration |  |  | 0 | Per End Use Consumption | [7 empty] | 41710.92 | 39187.3486 | 2523.5714 | 0.060501 |  | 15 |  |  |  | 2523.5714 | [8 empty] | 0 | 0 | 0 | 0 | 0 | 0 | 0 | [5 empty] | 0
FL Zone 2GroceryExisting |  | XXXXXXXX | Yes | Nonequipment | Floating Head Pressure Controls | Medium-Temperature Refrigeration System with 5HP Compressor and Adjustable Condenser Head Pressure Control Valve | Medium-Temperature Refrigeration System with 5 HP Compressor without Adjustable Condenser Head Pressure Control Valve | Commercial | Existing | Grocery | FL Zone 2 | Refrigeration |  |  | 0 | Per End Use Consumption | [7 empty] | 41710.92 | 39187.3486 | 2523.5714 | 0.060501 |  | 15 |  |  |  | 2523.5714 | [8 empty] | 0 | 0 | 0 | 0 | 0 | 0 | 0 | [5 empty] | 0
FL Zone 2HealthcareExisting |  | XXXXXXXX | Yes | Nonequipment | Floating Head Pressure Controls | Medium-Temperature Refrigeration System with 5HP Compressor and Adjustable Condenser Head Pressure Control Valve | Medium-Temperature Refrigeration System with 5 HP Compressor without Adjustable Condenser Head Pressure Control Valve | Commercial | Existing | Healthcare | FL Zone 2 | Refrigeration |  |  | 0 | Per End Use Consumption | [7 empty] | 41710.92 | 39187.3486 | 2523.5714 | 0.060501 |  | 15 |  |  |  | 2523.5714 | [8 empty] | 0 | 0 | 0 | 0 | 0 | 0 | 0 | [5 empty] | 0
FL Zone 2HospitalsExisting |  | XXXXXXXX | Yes | Nonequipment | Floating Head Pressure Controls | Medium-Temperature Refrigeration System with 5HP Compressor and Adjustable Condenser Head Pressure Control Valve | Medium-Temperature Refrigeration System with 5 HP Compressor without Adjustable Condenser Head Pressure Control Valve | Commercial | Existing | Hospitals | FL Zone 2 | Refrigeration |  |  | 0 | Per End Use Consumption | [7 empty] | 41710.92 | 39187.3486 | 2523.5714 | 0.060501 |  | 15 |  |  |  | 2523.5714 | [8 empty] | 0 | 0 | 0 | 0 | 0 | 0 | 0 | [5 empty] | 0
FL Zone 2InstitutionalExisting |  | XXXXXXXX | Yes | Nonequipment | Floating Head Pressure Controls | Medium-Temperature Refrigeration System with 5HP Compressor and Adjustable Condenser Head Pressure Control Valve | Medium-Temperature Refrigeration System with 5 HP Compressor without Adjustable Condenser Head Pressure Control Valve | Commercial | Existing | Institutional | FL Zone 2 | Refrigeration |  |  | 0 | Per End Use Consumption | [7 empty] | 41710.92 | 39187.3486 | 2523.5714 | 0.060501 |  | 15 |  |  |  | 2523.5714 | [8 empty] | 0 | 0 | 0 | 0 | 0 | 0 | 0 | [5 empty] | 0
FL Zone 2Lodging/HospitalityExisting |  | XXXXXXXX | Yes | Nonequipment | Floating Head Pressure Controls | Medium-Temperature Refrigeration System with 5HP Compressor and Adjustable Condenser Head Pressure Control Valve | Medium-Temperature Refrigeration System with 5 HP Compressor without Adjustable Condenser Head Pressure Control Valve | Commercial | Existing | Lodging/Hospitality | FL Zone 2 | Refrigeration |  |  | 0 | Per End Use Consumption | [7 empty] | 41710.92 | 39187.3486 | 2523.5714 | 0.060501 |  | 15 |  |  |  | 2523.5714 | [8 empty] | 0 | 0 | 0 | 0 | 0 | 0 | 0 | [5 empty] | 0
FL Zone 2MiscellaneousExisting |  | XXXXXXXX | Yes | Nonequipment | Floating Head Pressure Controls | Medium-Temperature Refrigeration System with 5HP Compressor and Adjustable Condenser Head Pressure Control Valve | Medium-Temperature Refrigeration System with 5 HP Compressor without Adjustable Condenser Head Pressure Control Valve | Commercial | Existing | Miscellaneous | FL Zone 2 | Refrigeration |  |  | 0 | Per End Use Consumption | [7 empty] | 41710.92 | 39187.3486 | 2523.5714 | 0.060501 |  | 15 |  |  |  | 2523.5714 | [8 empty] | 0 | 0 | 0 | 0 | 0 | 0 | 0 | [5 empty] | 0
FL Zone 2OfficesExisting |  | XXXXXXXX | Yes | Nonequipment | Floating Head Pressure Controls | Medium-Temperature Refrigeration System with 5HP Compressor and Adjustable Condenser Head Pressure Control Valve | Medium-Temperature Refrigeration System with 5 HP Compressor without Adjustable Condenser Head Pressure Control Valve | Commercial | Existing | Offices | FL Zone 2 | Refrigeration |  |  | 0 | Per End Use Consumption | [7 empty] | 41710.92 | 39187.3486 | 2523.5714 | 0.060501 |  | 15 |  |  |  | 2523.5714 | [8 empty] | 0 | 0 | 0 | 0 | 0 | 0 | 0 | [5 empty] | 0
FL Zone 2RestaurantsExisting |  | XXXXXXXX | Yes | Nonequipment | Floating Head Pressure Controls | Medium-Temperature Refrigeration System with 5HP Compressor and Adjustable Condenser Head Pressure Control Valve | Medium-Temperature Refrigeration System with 5 HP Compressor without Adjustable Condenser Head Pressure Control Valve | Commercial | Existing | Restaurants | FL Zone 2 | Refrigeration |  |  | 0 | Per End Use Consumption | [7 empty] | 41710.92 | 39187.3486 | 2523.5714 | 0.060501 |  | 15 |  |  |  | 2523.5714 | [8 empty] | 0 | 0 | 0 | 0 | 0 | 0 | 0 | [5 empty] | 0
FL Zone 2RetailExisting |  | XXXXXXXX | Yes | Nonequipment | Floating Head Pressure Controls | Medium-Temperature Refrigeration System with 5HP Compressor and Adjustable Condenser Head Pressure Control Valve | Medium-Temperature Refrigeration System with 5 HP Compressor without Adjustable Condenser Head Pressure Control Valve | Commercial | Existing | Retail | FL Zone 2 | Refrigeration |  |  | 0 | Per End Use Consumption | [7 empty] | 41710.92 | 39187.3486 | 2523.5714 | 0.060501 |  | 15 |  |  |  | 2523.5714 | [8 empty] | 0 | 0 | 0 | 0 | 0 | 0 | 0 | [5 empty] | 0
FL Zone 2Schools K-12Existing |  | XXXXXXXX | Yes | Nonequipment | Floating Head Pressure Controls | Medium-Temperature Refrigeration System with 5HP Compressor and Adjustable Condenser Head Pressure Control Valve | Medium-Temperature Refrigeration System with 5 HP Compressor without Adjustable Condenser Head Pressure Control Valve | Commercial | Existing | Schools K-12 | FL Zone 2 | Refrigeration |  |  | 0 | Per End Use Consumption | [7 empty] | 41710.92 | 39187.3486 | 2523.5714 | 0.060501 |  | 15 |  |  |  | 2523.5714 | [8 empty] | 0 | 0 | 0 | 0 | 0 | 0 | 0 | [5 empty] | 0
FL Zone 2WarehouseExisting |  | XXXXXXXX | Yes | Nonequipment | Floating Head Pressure Controls | Medium-Temperature Refrigeration System with 5HP Compressor and Adjustable Condenser Head Pressure Control Valve | Medium-Temperature Refrigeration System with 5 HP Compressor without Adjustable Condenser Head Pressure Control Valve | Commercial | Existing | Warehouse | FL Zone 2 | Refrigeration |  |  | 0 | Per End Use Consumption | [7 empty] | 41710.92 | 39187.3486 | 2523.5714 | 0.060501 |  | 15 |  |  |  | 2523.5714 | [8 empty] | 0 | 0 | 0 | 0 | 0 | 0 | 0 | [5 empty] | 0
FL Zone 2AssemblyNew |  | XXXXXXXX | Yes | Nonequipment | Floating Head Pressure Controls | Medium-Temperature Refrigeration System with 5HP Compressor and Adjustable Condenser Head Pressure Control Valve | Medium-Temperature Refrigeration System with 5 HP Compressor without Adjustable Condenser Head Pressure Control Valve | Commercial | New | Assembly | FL Zone 2 | Refrigeration |  |  | 0 | Per End Use Consumption | [7 empty] | 41710.92 | 39187.3486 | 2523.5714 | 0.060501 |  | 15 |  |  |  | 2523.5714 | [8 empty] | 0 | 0 | 0 | 0 | 0 | 0 | 0 | [5 empty] | 0
FL Zone 2College and UniversityNew |  | XXXXXXXX | Yes | Nonequipment | Floating Head Pressure Controls | Medium-Temperature Refrigeration System with 5HP Compressor and Adjustable Condenser Head Pressure Control Valve | Medium-Temperature Refrigeration System with 5 HP Compressor without Adjustable Condenser Head Pressure Control Valve | Commercial | New | College and University | FL Zone 2 | Refrigeration |  |  | 0 | Per End Use Consumption | [7 empty] | 41710.92 | 39187.3486 | 2523.5714 | 0.060501 |  | 15 |  |  |  | 2523.5714 | [8 empty] | 0 | 0 | 0 | 0 | 0 | 0 | 0 | [5 empty] | 0
FL Zone 2GroceryNew |  | XXXXXXXX | Yes | Nonequipment | Floating Head Pressure Controls | Medium-Temperature Refrigeration System with 5HP Compressor and Adjustable Condenser Head Pressure Control Valve | Medium-Temperature Refrigeration System with 5 HP Compressor without Adjustable Condenser Head Pressure Control Valve | Commercial | New | Grocery | FL Zone 2 | Refrigeration |  |  | 0 | Per End Use Consumption | [7 empty] | 41710.92 | 39187.3486 | 2523.5714 | 0.060501 |  | 15 |  |  |  | 2523.5714 | [8 empty] | 0 | 0 | 0 | 0 | 0 | 0 | 0 | [5 empty] | 0
FL Zone 2HealthcareNew |  | XXXXXXXX | Yes | Nonequipment | Floating Head Pressure Controls | Medium-Temperature Refrigeration System with 5HP Compressor and Adjustable Condenser Head Pressure Control Valve | Medium-Temperature Refrigeration System with 5 HP Compressor without Adjustable Condenser Head Pressure Control Valve | Commercial | New | Healthcare | FL Zone 2 | Refrigeration |  |  | 0 | Per End Use Consumption | [7 empty] | 41710.92 | 39187.3486 | 2523.5714 | 0.060501 |  | 15 |  |  |  | 2523.5714 | [8 empty] | 0 | 0 | 0 | 0 | 0 | 0 | 0 | [5 empty] | 0
FL Zone 2HospitalsNew |  | XXXXXXXX | Yes | Nonequipment | Floating Head Pressure Controls | Medium-Temperature Refrigeration System with 5HP Compressor and Adjustable Condenser Head Pressure Control Valve | Medium-Temperature Refrigeration System with 5 HP Compressor without Adjustable Condenser Head Pressure Control Valve | Commercial | New | Hospitals | FL Zone 2 | Refrigeration |  |  | 0 | Per End Use Consumption | [7 empty] | 41710.92 | 39187.3486 | 2523.5714 | 0.060501 |  | 15 |  |  |  | 2523.5714 | [8 empty] | 0 | 0 | 0 | 0 | 0 | 0 | 0 | [5 empty] | 0
FL Zone 2InstitutionalNew |  | XXXXXXXX | Yes | Nonequipment | Floating Head Pressure Controls | Medium-Temperature Refrigeration System with 5HP Compressor and Adjustable Condenser Head Pressure Control Valve | Medium-Temperature Refrigeration System with 5 HP Compressor without Adjustable Condenser Head Pressure Control Valve | Commercial | New | Institutional | FL Zone 2 | Refrigeration |  |  | 0 | Per End Use Consumption | [7 empty] | 41710.92 | 39187.3486 | 2523.5714 | 0.060501 |  | 15 |  |  |  | 2523.5714 | [8 empty] | 0 | 0 | 0 | 0 | 0 | 0 | 0 | [5 empty] | 0
FL Zone 2Lodging/HospitalityNew |  | XXXXXXXX | Yes | Nonequipment | Floating Head Pressure Controls | Medium-Temperature Refrigeration System with 5HP Compressor and Adjustable Condenser Head Pressure Control Valve | Medium-Temperature Refrigeration System with 5 HP Compressor without Adjustable Condenser Head Pressure Control Valve | Commercial | New | Lodging/Hospitality | FL Zone 2 | Refrigeration |  |  | 0 | Per End Use Consumption | [7 empty] | 41710.92 | 39187.3486 | 2523.5714 | 0.060501 |  | 15 |  |  |  | 2523.5714 | [8 empty] | 0 | 0 | 0 | 0 | 0 | 0 | 0 | [5 empty] | 0
FL Zone 2MiscellaneousNew |  | XXXXXXXX | Yes | Nonequipment | Floating Head Pressure Controls | Medium-Temperature Refrigeration System with 5HP Compressor and Adjustable Condenser Head Pressure Control Valve | Medium-Temperature Refrigeration System with 5 HP Compressor without Adjustable Condenser Head Pressure Control Valve | Commercial | New | Miscellaneous | FL Zone 2 | Refrigeration |  |  | 0 | Per End Use Consumption | [7 empty] | 41710.92 | 39187.3486 | 2523.5714 | 0.060501 |  | 15 |  |  |  | 2523.5714 | [8 empty] | 0 | 0 | 0 | 0 | 0 | 0 | 0 | [5 empty] | 0
FL Zone 2OfficesNew |  | XXXXXXXX | Yes | Nonequipment | Floating Head Pressure Controls | Medium-Temperature Refrigeration System with 5HP Compressor and Adjustable Condenser Head Pressure Control Valve | Medium-Temperature Refrigeration System with 5 HP Compressor without Adjustable Condenser Head Pressure Control Valve | Commercial | New | Offices | FL Zone 2 | Refrigeration |  |  | 0 | Per End Use Consumption | [7 empty] | 41710.92 | 39187.3486 | 2523.5714 | 0.060501 |  | 15 |  |  |  | 2523.5714 | [8 empty] | 0 | 0 | 0 | 0 | 0 | 0 | 0 | [5 empty] | 0
FL Zone 2RestaurantsNew |  | XXXXXXXX | Yes | Nonequipment | Floating Head Pressure Controls | Medium-Temperature Refrigeration System with 5HP Compressor and Adjustable Condenser Head Pressure Control Valve | Medium-Temperature Refrigeration System with 5 HP Compressor without Adjustable Condenser Head Pressure Control Valve | Commercial | New | Restaurants | FL Zone 2 | Refrigeration |  |  | 0 | Per End Use Consumption | [7 empty] | 41710.92 | 39187.3486 | 2523.5714 | 0.060501 |  | 15 |  |  |  | 2523.5714 | [8 empty] | 0 | 0 | 0 | 0 | 0 | 0 | 0 | [5 empty] | 0
FL Zone 2RetailNew |  | XXXXXXXX | Yes | Nonequipment | Floating Head Pressure Controls | Medium-Temperature Refrigeration System with 5HP Compressor and Adjustable Condenser Head Pressure Control Valve | Medium-Temperature Refrigeration System with 5 HP Compressor without Adjustable Condenser Head Pressure Control Valve | Commercial | New | Retail | FL Zone 2 | Refrigeration |  |  | 0 | Per End Use Consumption | [7 empty] | 41710.92 | 39187.3486 | 2523.5714 | 0.060501 |  | 15 |  |  |  | 2523.5714 | [8 empty] | 0 | 0 | 0 | 0 | 0 | 0 | 0 | [5 empty] | 0
FL Zone 2Schools K-12New |  | XXXXXXXX | Yes | Nonequipment | Floating Head Pressure Controls | Medium-Temperature Refrigeration System with 5HP Compressor and Adjustable Condenser Head Pressure Control Valve | Medium-Temperature Refrigeration System with 5 HP Compressor without Adjustable Condenser Head Pressure Control Valve | Commercial | New | Schools K-12 | FL Zone 2 | Refrigeration |  |  | 0 | Per End Use Consumption | [7 empty] | 41710.92 | 39187.3486 | 2523.5714 | 0.060501 |  | 15 |  |  |  | 2523.5714 | [8 empty] | 0 | 0 | 0 | 0 | 0 | 0 | 0 | [5 empty] | 0
FL Zone 2WarehouseNew |  | XXXXXXXX | Yes | Nonequipment | Floating Head Pressure Controls | Medium-Temperature Refrigeration System with 5HP Compressor and Adjustable Condenser Head Pressure Control Valve | Medium-Temperature Refrigeration System with 5 HP Compressor without Adjustable Condenser Head Pressure Control Valve | Commercial | New | Warehouse | FL Zone 2 | Refrigeration |  |  | 0 | Per End Use Consumption | [7 empty] | 41710.92 | 39187.3486 | 2523.5714 | 0.060501 |  | 15 |  |  |  | 2523.5714 | [8 empty] | 0 | 0 | 0 | 0 | 0 | 0 | 0 | [5 empty] | 0
FL Zone 2AssemblyExisting |  | XXXXXXXX | Yes | Nonequipment | Floor Insulation | Increased Floor Insulation (R-19) | Market Average Existing Floor Insulation | Commercial | Existing | Assembly | FL Zone 2 | Space Heating |  |  | 0 | Square feet | [7 empty] | 0.59244 | 0.58805 | 0.0043907 | 0.0074111 |  | 20 |  |  |  | 0.0043907 | [8 empty] | 0 | 0 | 0 | 0 | 0 | 0 | 0 | [5 empty] | 0
FL Zone 2College and UniversityExisting |  | XXXXXXXX | Yes | Nonequipment | Floor Insulation | Increased Floor Insulation (R-19) | Market Average Existing Floor Insulation | Commercial | Existing | College and University | FL Zone 2 | Space Heating |  |  | 0 | Square feet | [7 empty] | 1.7285 | 1.7241 | 0.0043907 | 0.0025402 |  | 20 |  |  |  | 0.0043907 | [8 empty] | 0 | 0 | 0 | 0 | 0 | 0 | 0 | [5 empty] | 0
FL Zone 2GroceryExisting |  | XXXXXXXX | Yes | Nonequipment | Floor Insulation | Increased Floor Insulation (R-19) | Market Average Existing Floor Insulation | Commercial | Existing | Grocery | FL Zone 2 | Space Heating |  |  | 0 | Square feet | [7 empty] | 4.8505 | 4.8461 | 0.0043907 | 0.00090521 |  | 20 |  |  |  | 0.0043907 | [8 empty] | 0 | 0 | 0 | 0 | 0 | 0 | 0 | [5 empty] | 0
FL Zone 2HealthcareExisting |  | XXXXXXXX | Yes | Nonequipment | Floor Insulation | Increased Floor Insulation (R-19) | Market Average Existing Floor Insulation | Commercial | Existing | Healthcare | FL Zone 2 | Space Heating |  |  | 0 | Square feet | [7 empty] | 2.3592 | 2.3548 | 0.0043907 | 0.0018611 |  | 20 |  |  |  | 0.0043907 | [8 empty] | 0 | 0 | 0 | 0 | 0 | 0 | 0 | [5 empty] | 0
FL Zone 2HospitalsExisting |  | XXXXXXXX | Yes | Nonequipment | Floor Insulation | Increased Floor Insulation (R-19) | Market Average Existing Floor Insulation | Commercial | Existing | Hospitals | FL Zone 2 | Space Heating |  |  | 0 | Square feet | [7 empty] | 12.716 | 12.7116 | 0.0043907 | 0.00034529 |  | 20 |  |  |  | 0.0043907 | [8 empty] | 0 | 0 | 0 | 0 | 0 | 0 | 0 | [5 empty] | 0
FL Zone 2InstitutionalExisting |  | XXXXXXXX | Yes | Nonequipment | Floor Insulation | Increased Floor Insulation (R-19) | Market Average Existing Floor Insulation | Commercial | Existing | Institutional | FL Zone 2 | Space Heating |  |  | 0 | Square feet | [7 empty] | 8.8017 | 8.7973 | 0.0043907 | 0.00049884 |  | 20 |  |  |  | 0.0043907 | [8 empty] | 0 | 0 | 0 | 0 | 0 | 0 | 0 | [5 empty] | 0
FL Zone 2Lodging/HospitalityExisting |  | XXXXXXXX | Yes | Nonequipment | Floor Insulation | Increased Floor Insulation (R-19) | Market Average Existing Floor Insulation | Commercial | Existing | Lodging/Hospitality | FL Zone 2 | Space Heating |  |  | 0 | Square feet | [7 empty] | 5.4316 | 5.4272 | 0.0043907 | 0.00080836 |  | 20 |  |  |  | 0.0043907 | [8 empty] | 0 | 0 | 0 | 0 | 0 | 0 | 0 | [5 empty] | 0
FL Zone 2MiscellaneousExisting |  | XXXXXXXX | Yes | Nonequipment | Floor Insulation | Increased Floor Insulation (R-19) | Market Average Existing Floor Insulation | Commercial | Existing | Miscellaneous | FL Zone 2 | Space Heating |  |  | 0 | Square feet | [7 empty] | 16.7729 | 16.7685 | 0.0043907 | 0.00026177 |  | 20 |  |  |  | 0.0043907 | [8 empty] | 0 | 0 | 0 | 0 | 0 | 0 | 0 | [5 empty] | 0
FL Zone 2OfficesExisting |  | XXXXXXXX | Yes | Nonequipment | Floor Insulation | Increased Floor Insulation (R-19) | Market Average Existing Floor Insulation | Commercial | Existing | Offices | FL Zone 2 | Space Heating |  |  | 0 | Square feet | [7 empty] | 9.1029 | 9.0985 | 0.0043907 | 0.00048234 |  | 20 |  |  |  | 0.0043907 | [8 empty] | 0 | 0 | 0 | 0 | 0 | 0 | 0 | [5 empty] | 0
FL Zone 2RestaurantsExisting |  | XXXXXXXX | Yes | Nonequipment | Floor Insulation | Increased Floor Insulation (R-19) | Market Average Existing Floor Insulation | Commercial | Existing | Restaurants | FL Zone 2 | Space Heating |  |  | 0 | Square feet | [7 empty] | 4.9042 | 4.8998 | 0.0043907 | 0.00089529 |  | 20 |  |  |  | 0.0043907 | [8 empty] | 0 | 0 | 0 | 0 | 0 | 0 | 0 | [5 empty] | 0
FL Zone 2RetailExisting |  | XXXXXXXX | Yes | Nonequipment | Floor Insulation | Increased Floor Insulation (R-19) | Market Average Existing Floor Insulation | Commercial | Existing | Retail | FL Zone 2 | Space Heating |  |  | 0 | Square feet | [7 empty] | 0.93572 | 0.93133 | 0.0043907 | 0.0046923 |  | 20 |  |  |  | 0.0043907 | [8 empty] | 0 | 0 | 0 | 0 | 0 | 0 | 0 | [5 empty] | 0
FL Zone 2Schools K-12Existing |  | XXXXXXXX | Yes | Nonequipment | Floor Insulation | Increased Floor Insulation (R-19) | Market Average Existing Floor Insulation | Commercial | Existing | Schools K-12 | FL Zone 2 | Space Heating |  |  | 0 | Square feet | [7 empty] | 0.79861 | 0.79422 | 0.0043907 | 0.0054979 |  | 20 |  |  |  | 0.0043907 | [8 empty] | 0 | 0 | 0 | 0 | 0 | 0 | 0 | [5 empty] | 0
FL Zone 2WarehouseExisting |  | XXXXXXXX | Yes | Nonequipment | Floor Insulation | Increased Floor Insulation (R-19) | Market Average Existing Floor Insulation | Commercial | Existing | Warehouse | FL Zone 2 | Space Heating |  |  | 0 | Square feet | [7 empty] | 0.21938 | 0.21499 | 0.0043907 | 0.020014 |  | 20 |  |  |  | 0.0043907 | [8 empty] | 0 | 0 | 0 | 0 | 0 | 0 | 0 | [5 empty] | 0
FL Zone 2AssemblyNew |  | XXXXXXXX | Yes | Nonequipment | Floor Insulation | Increased Floor Insulation (R-19) | Code-Compliant Floor Insulation (Zone 1 & 2: Floor R-Value: 13) | Commercial | New | Assembly | FL Zone 2 | Space Heating |  |  | 0 | Square feet | [7 empty] | 0.59244 | 0.58846 | 0.003979 | 0.0067163 |  | 20 |  |  |  | 0.003979 | [8 empty] | 0 | 0 | 0 | 0 | 0 | 0 | 0 | [5 empty] | 0
FL Zone 2College and UniversityNew |  | XXXXXXXX | Yes | Nonequipment | Floor Insulation | Increased Floor Insulation (R-19) | Code-Compliant Floor Insulation (Zone 1 & 2: Floor R-Value: 13) | Commercial | New | College and University | FL Zone 2 | Space Heating |  |  | 0 | Square feet | [7 empty] | 1.7285 | 1.7245 | 0.003979 | 0.0023021 |  | 20 |  |  |  | 0.003979 | [8 empty] | 0 | 0 | 0 | 0 | 0 | 0 | 0 | [5 empty] | 0
FL Zone 2GroceryNew |  | XXXXXXXX | Yes | Nonequipment | Floor Insulation | Increased Floor Insulation (R-19) | Code-Compliant Floor Insulation (Zone 1 & 2: Floor R-Value: 13) | Commercial | New | Grocery | FL Zone 2 | Space Heating |  |  | 0 | Square feet | [7 empty] | 4.8505 | 4.8465 | 0.003979 | 0.00082035 |  | 20 |  |  |  | 0.003979 | [8 empty] | 0 | 0 | 0 | 0 | 0 | 0 | 0 | [5 empty] | 0
FL Zone 2HealthcareNew |  | XXXXXXXX | Yes | Nonequipment | Floor Insulation | Increased Floor Insulation (R-19) | Code-Compliant Floor Insulation (Zone 1 & 2: Floor R-Value: 13) | Commercial | New | Healthcare | FL Zone 2 | Space Heating |  |  | 0 | Square feet | [7 empty] | 2.3592 | 2.3552 | 0.003979 | 0.0016866 |  | 20 |  |  |  | 0.003979 | [8 empty] | 0 | 0 | 0 | 0 | 0 | 0 | 0 | [5 empty] | 0
FL Zone 2HospitalsNew |  | XXXXXXXX | Yes | Nonequipment | Floor Insulation | Increased Floor Insulation (R-19) | Code-Compliant Floor Insulation (Zone 1 & 2: Floor R-Value: 13) | Commercial | New | Hospitals | FL Zone 2 | Space Heating |  |  | 0 | Square feet | [7 empty] | 12.716 | 12.712 | 0.003979 | 0.00031292 |  | 20 |  |  |  | 0.003979 | [8 empty] | 0 | 0 | 0 | 0 | 0 | 0 | 0 | [5 empty] | 0
FL Zone 2InstitutionalNew |  | XXXXXXXX | Yes | Nonequipment | Floor Insulation | Increased Floor Insulation (R-19) | Code-Compliant Floor Insulation (Zone 1 & 2: Floor R-Value: 13) | Commercial | New | Institutional | FL Zone 2 | Space Heating |  |  | 0 | Square feet | [7 empty] | 8.8017 | 8.7977 | 0.003979 | 0.00045208 |  | 20 |  |  |  | 0.003979 | [8 empty] | 0 | 0 | 0 | 0 | 0 | 0 | 0 | [5 empty] | 0
FL Zone 2Lodging/HospitalityNew |  | XXXXXXXX | Yes | Nonequipment | Floor Insulation | Increased Floor Insulation (R-19) | Code-Compliant Floor Insulation (Zone 1 & 2: Floor R-Value: 13) | Commercial | New | Lodging/Hospitality | FL Zone 2 | Space Heating |  |  | 0 | Square feet | [7 empty] | 5.4316 | 5.4276 | 0.003979 | 0.00073258 |  | 20 |  |  |  | 0.003979 | [8 empty] | 0 | 0 | 0 | 0 | 0 | 0 | 0 | [5 empty] | 0
FL Zone 2MiscellaneousNew |  | XXXXXXXX | Yes | Nonequipment | Floor Insulation | Increased Floor Insulation (R-19) | Code-Compliant Floor Insulation (Zone 1 & 2: Floor R-Value: 13) | Commercial | New | Miscellaneous | FL Zone 2 | Space Heating |  |  | 0 | Square feet | [7 empty] | 16.7729 | 16.7689 | 0.003979 | 0.00023723 |  | 20 |  |  |  | 0.003979 | [8 empty] | 0 | 0 | 0 | 0 | 0 | 0 | 0 | [5 empty] | 0
FL Zone 2OfficesNew |  | XXXXXXXX | Yes | Nonequipment | Floor Insulation | Increased Floor Insulation (R-19) | Code-Compliant Floor Insulation (Zone 1 & 2: Floor R-Value: 13) | Commercial | New | Offices | FL Zone 2 | Space Heating |  |  | 0 | Square feet | [7 empty] | 9.1029 | 9.0989 | 0.003979 | 0.00043712 |  | 20 |  |  |  | 0.003979 | [8 empty] | 0 | 0 | 0 | 0 | 0 | 0 | 0 | [5 empty] | 0
FL Zone 2RestaurantsNew |  | XXXXXXXX | Yes | Nonequipment | Floor Insulation | Increased Floor Insulation (R-19) | Code-Compliant Floor Insulation (Zone 1 & 2: Floor R-Value: 13) | Commercial | New | Restaurants | FL Zone 2 | Space Heating |  |  | 0 | Square feet | [7 empty] | 4.9042 | 4.9002 | 0.003979 | 0.00081136 |  | 20 |  |  |  | 0.003979 | [8 empty] | 0 | 0 | 0 | 0 | 0 | 0 | 0 | [5 empty] | 0
FL Zone 2RetailNew |  | XXXXXXXX | Yes | Nonequipment | Floor Insulation | Increased Floor Insulation (R-19) | Code-Compliant Floor Insulation (Zone 1 & 2: Floor R-Value: 13) | Commercial | New | Retail | FL Zone 2 | Space Heating |  |  | 0 | Square feet | [7 empty] | 0.93572 | 0.93174 | 0.003979 | 0.0042524 |  | 20 |  |  |  | 0.003979 | [8 empty] | 0 | 0 | 0 | 0 | 0 | 0 | 0 | [5 empty] | 0
FL Zone 2Schools K-12New |  | XXXXXXXX | Yes | Nonequipment | Floor Insulation | Increased Floor Insulation (R-19) | Code-Compliant Floor Insulation (Zone 1 & 2: Floor R-Value: 13) | Commercial | New | Schools K-12 | FL Zone 2 | Space Heating |  |  | 0 | Square feet | [7 empty] | 0.79861 | 0.79463 | 0.003979 | 0.0049825 |  | 20 |  |  |  | 0.003979 | [8 empty] | 0 | 0 | 0 | 0 | 0 | 0 | 0 | [5 empty] | 0
FL Zone 2WarehouseNew |  | XXXXXXXX | Yes | Nonequipment | Floor Insulation | Increased Floor Insulation (R-19) | Code-Compliant Floor Insulation (Zone 1 & 2: Floor R-Value: 13) | Commercial | New | Warehouse | FL Zone 2 | Space Heating |  |  | 0 | Square feet | [7 empty] | 0.21938 | 0.2154 | 0.003979 | 0.018138 |  | 20 |  |  |  | 0.003979 | [8 empty] | 0 | 0 | 0 | 0 | 0 | 0 | 0 | [5 empty] | 0
FL Zone 2AssemblyExisting |  | XXXXXXXX | Yes | Nonequipment | Floor Insulation | Increased Floor Insulation (R-19) | Market Average Existing Floor Insulation | Commercial | Existing | Assembly | FL Zone 2 | Space Cooling |  |  | 0 | Square feet | [7 empty] | 3.1952 | 3.134 | 0.061252 | 0.01917 |  | 20 |  |  |  | 0.061252 | [8 empty] | 0 | 0 | 0 | 0 | 0 | 0 | 0 | [5 empty] | 0
FL Zone 2College and UniversityExisting |  | XXXXXXXX | Yes | Nonequipment | Floor Insulation | Increased Floor Insulation (R-19) | Market Average Existing Floor Insulation | Commercial | Existing | College and University | FL Zone 2 | Space Cooling |  |  | 0 | Square feet | [7 empty] | 9.3222 | 9.2609 | 0.061252 | 0.0065706 |  | 20 |  |  |  | 0.061252 | [8 empty] | 0 | 0 | 0 | 0 | 0 | 0 | 0 | [5 empty] | 0
FL Zone 2GroceryExisting |  | XXXXXXXX | Yes | Nonequipment | Floor Insulation | Increased Floor Insulation (R-19) | Market Average Existing Floor Insulation | Commercial | Existing | Grocery | FL Zone 2 | Space Cooling |  |  | 0 | Square feet | [7 empty] | 26.16 | 26.0988 | 0.061252 | 0.0023414 |  | 20 |  |  |  | 0.061252 | [8 empty] | 0 | 0 | 0 | 0 | 0 | 0 | 0 | [5 empty] | 0
FL Zone 2HealthcareExisting |  | XXXXXXXX | Yes | Nonequipment | Floor Insulation | Increased Floor Insulation (R-19) | Market Average Existing Floor Insulation | Commercial | Existing | Healthcare | FL Zone 2 | Space Cooling |  |  | 0 | Square feet | [7 empty] | 12.7238 | 12.6625 | 0.061252 | 0.004814 |  | 20 |  |  |  | 0.061252 | [8 empty] | 0 | 0 | 0 | 0 | 0 | 0 | 0 | [5 empty] | 0
FL Zone 2HospitalsExisting |  | XXXXXXXX | Yes | Nonequipment | Floor Insulation | Increased Floor Insulation (R-19) | Market Average Existing Floor Insulation | Commercial | Existing | Hospitals | FL Zone 2 | Space Cooling |  |  | 0 | Square feet | [7 empty] | 68.5815 | 68.5202 | 0.061252 | 0.00089313 |  | 20 |  |  |  | 0.061252 | [8 empty] | 0 | 0 | 0 | 0 | 0 | 0 | 0 | [5 empty] | 0
FL Zone 2InstitutionalExisting |  | XXXXXXXX | Yes | Nonequipment | Floor Insulation | Increased Floor Insulation (R-19) | Market Average Existing Floor Insulation | Commercial | Existing | Institutional | FL Zone 2 | Space Cooling |  |  | 0 | Square feet | [7 empty] | 47.4704 | 47.4092 | 0.061252 | 0.0012903 |  | 20 |  |  |  | 0.061252 | [8 empty] | 0 | 0 | 0 | 0 | 0 | 0 | 0 | [5 empty] | 0
FL Zone 2Lodging/HospitalityExisting |  | XXXXXXXX | Yes | Nonequipment | Floor Insulation | Increased Floor Insulation (R-19) | Market Average Existing Floor Insulation | Commercial | Existing | Lodging/Hospitality | FL Zone 2 | Space Cooling |  |  | 0 | Square feet | [7 empty] | 29.2942 | 29.2329 | 0.061252 | 0.0020909 |  | 20 |  |  |  | 0.061252 | [8 empty] | 0 | 0 | 0 | 0 | 0 | 0 | 0 | [5 empty] | 0
FL Zone 2MiscellaneousExisting |  | XXXXXXXX | Yes | Nonequipment | Floor Insulation | Increased Floor Insulation (R-19) | Market Average Existing Floor Insulation | Commercial | Existing | Miscellaneous | FL Zone 2 | Space Cooling |  |  | 0 | Square feet | [7 empty] | 90.4615 | 90.4003 | 0.061252 | 0.00067711 |  | 20 |  |  |  | 0.061252 | [8 empty] | 0 | 0 | 0 | 0 | 0 | 0 | 0 | [5 empty] | 0
FL Zone 2OfficesExisting |  | XXXXXXXX | Yes | Nonequipment | Floor Insulation | Increased Floor Insulation (R-19) | Market Average Existing Floor Insulation | Commercial | Existing | Offices | FL Zone 2 | Space Cooling |  |  | 0 | Square feet | [7 empty] | 49.095 | 49.0337 | 0.061252 | 0.0012476 |  | 20 |  |  |  | 0.061252 | [8 empty] | 0 | 0 | 0 | 0 | 0 | 0 | 0 | [5 empty] | 0
FL Zone 2RestaurantsExisting |  | XXXXXXXX | Yes | Nonequipment | Floor Insulation | Increased Floor Insulation (R-19) | Market Average Existing Floor Insulation | Commercial | Existing | Restaurants | FL Zone 2 | Space Cooling |  |  | 0 | Square feet | [7 empty] | 26.4498 | 26.3885 | 0.061252 | 0.0023158 |  | 20 |  |  |  | 0.061252 | [8 empty] | 0 | 0 | 0 | 0 | 0 | 0 | 0 | [5 empty] | 0
FL Zone 2RetailExisting |  | XXXXXXXX | Yes | Nonequipment | Floor Insulation | Increased Floor Insulation (R-19) | Market Average Existing Floor Insulation | Commercial | Existing | Retail | FL Zone 2 | Space Cooling |  |  | 0 | Square feet | [7 empty] | 5.0466 | 4.9854 | 0.061252 | 0.012137 |  | 20 |  |  |  | 0.061252 | [8 empty] | 0 | 0 | 0 | 0 | 0 | 0 | 0 | [5 empty] | 0
FL Zone 2Schools K-12Existing |  | XXXXXXXX | Yes | Nonequipment | Floor Insulation | Increased Floor Insulation (R-19) | Market Average Existing Floor Insulation | Commercial | Existing | Schools K-12 | FL Zone 2 | Space Cooling |  |  | 0 | Square feet | [7 empty] | 4.3072 | 4.2459 | 0.061252 | 0.014221 |  | 20 |  |  |  | 0.061252 | [8 empty] | 0 | 0 | 0 | 0 | 0 | 0 | 0 | [5 empty] | 0
FL Zone 2WarehouseExisting |  | XXXXXXXX | Yes | Nonequipment | Floor Insulation | Increased Floor Insulation (R-19) | Market Average Existing Floor Insulation | Commercial | Existing | Warehouse | FL Zone 2 | Space Cooling |  |  | 0 | Square feet | [7 empty] | 1.1832 | 1.1219 | 0.061252 | 0.051769 |  | 20 |  |  |  | 0.061252 | [8 empty] | 0 | 0 | 0 | 0 | 0 | 0 | 0 | [5 empty] | 0
FL Zone 2AssemblyNew |  | XXXXXXXX | Yes | Nonequipment | Floor Insulation | Increased Floor Insulation (R-19) | Code-Compliant Floor Insulation (Zone 1 & 2: Floor R-Value: 13) | Commercial | New | Assembly | FL Zone 2 | Space Cooling |  |  | 0 | Square feet | [7 empty] | 3.1952 | 3.134 | 0.061252 | 0.01917 |  | 20 |  |  |  | 0.061252 | [8 empty] | 0 | 0 | 0 | 0 | 0 | 0 | 0 | [5 empty] | 0
FL Zone 2College and UniversityNew |  | XXXXXXXX | Yes | Nonequipment | Floor Insulation | Increased Floor Insulation (R-19) | Code-Compliant Floor Insulation (Zone 1 & 2: Floor R-Value: 13) | Commercial | New | College and University | FL Zone 2 | Space Cooling |  |  | 0 | Square feet | [7 empty] | 9.3222 | 9.2609 | 0.061252 | 0.0065706 |  | 20 |  |  |  | 0.061252 | [8 empty] | 0 | 0 | 0 | 0 | 0 | 0 | 0 | [5 empty] | 0
FL Zone 2GroceryNew |  | XXXXXXXX | Yes | Nonequipment | Floor Insulation | Increased Floor Insulation (R-19) | Code-Compliant Floor Insulation (Zone 1 & 2: Floor R-Value: 13) | Commercial | New | Grocery | FL Zone 2 | Space Cooling |  |  | 0 | Square feet | [7 empty] | 26.16 | 26.0988 | 0.061252 | 0.0023414 |  | 20 |  |  |  | 0.061252 | [8 empty] | 0 | 0 | 0 | 0 | 0 | 0 | 0 | [5 empty] | 0
FL Zone 2HealthcareNew |  | XXXXXXXX | Yes | Nonequipment | Floor Insulation | Increased Floor Insulation (R-19) | Code-Compliant Floor Insulation (Zone 1 & 2: Floor R-Value: 13) | Commercial | New | Healthcare | FL Zone 2 | Space Cooling |  |  | 0 | Square feet | [7 empty] | 12.7238 | 12.6625 | 0.061252 | 0.004814 |  | 20 |  |  |  | 0.061252 | [8 empty] | 0 | 0 | 0 | 0 | 0 | 0 | 0 | [5 empty] | 0
FL Zone 2HospitalsNew |  | XXXXXXXX | Yes | Nonequipment | Floor Insulation | Increased Floor Insulation (R-19) | Code-Compliant Floor Insulation (Zone 1 & 2: Floor R-Value: 13) | Commercial | New | Hospitals | FL Zone 2 | Space Cooling |  |  | 0 | Square feet | [7 empty] | 68.5815 | 68.5202 | 0.061252 | 0.00089313 |  | 20 |  |  |  | 0.061252 | [8 empty] | 0 | 0 | 0 | 0 | 0 | 0 | 0 | [5 empty] | 0
FL Zone 2InstitutionalNew |  | XXXXXXXX | Yes | Nonequipment | Floor Insulation | Increased Floor Insulation (R-19) | Code-Compliant Floor Insulation (Zone 1 & 2: Floor R-Value: 13) | Commercial | New | Institutional | FL Zone 2 | Space Cooling |  |  | 0 | Square feet | [7 empty] | 47.4704 | 47.4092 | 0.061252 | 0.0012903 |  | 20 |  |  |  | 0.061252 | [8 empty] | 0 | 0 | 0 | 0 | 0 | 0 | 0 | [5 empty] | 0
FL Zone 2Lodging/HospitalityNew |  | XXXXXXXX | Yes | Nonequipment | Floor Insulation | Increased Floor Insulation (R-19) | Code-Compliant Floor Insulation (Zone 1 & 2: Floor R-Value: 13) | Commercial | New | Lodging/Hospitality | FL Zone 2 | Space Cooling |  |  | 0 | Square feet | [7 empty] | 29.2942 | 29.2329 | 0.061252 | 0.0020909 |  | 20 |  |  |  | 0.061252 | [8 empty] | 0 | 0 | 0 | 0 | 0 | 0 | 0 | [5 empty] | 0
FL Zone 2MiscellaneousNew |  | XXXXXXXX | Yes | Nonequipment | Floor Insulation | Increased Floor Insulation (R-19) | Code-Compliant Floor Insulation (Zone 1 & 2: Floor R-Value: 13) | Commercial | New | Miscellaneous | FL Zone 2 | Space Cooling |  |  | 0 | Square feet | [7 empty] | 90.4615 | 90.4003 | 0.061252 | 0.00067711 |  | 20 |  |  |  | 0.061252 | [8 empty] | 0 | 0 | 0 | 0 | 0 | 0 | 0 | [5 empty] | 0
FL Zone 2OfficesNew |  | XXXXXXXX | Yes | Nonequipment | Floor Insulation | Increased Floor Insulation (R-19) | Code-Compliant Floor Insulation (Zone 1 & 2: Floor R-Value: 13) | Commercial | New | Offices | FL Zone 2 | Space Cooling |  |  | 0 | Square feet | [7 empty] | 49.095 | 49.0337 | 0.061252 | 0.0012476 |  | 20 |  |  |  | 0.061252 | [8 empty] | 0 | 0 | 0 | 0 | 0 | 0 | 0 | [5 empty] | 0
FL Zone 2RestaurantsNew |  | XXXXXXXX | Yes | Nonequipment | Floor Insulation | Increased Floor Insulation (R-19) | Code-Compliant Floor Insulation (Zone 1 & 2: Floor R-Value: 13) | Commercial | New | Restaurants | FL Zone 2 | Space Cooling |  |  | 0 | Square feet | [7 empty] | 26.4498 | 26.3885 | 0.061252 | 0.0023158 |  | 20 |  |  |  | 0.061252 | [8 empty] | 0 | 0 | 0 | 0 | 0 | 0 | 0 | [5 empty] | 0
FL Zone 2RetailNew |  | XXXXXXXX | Yes | Nonequipment | Floor Insulation | Increased Floor Insulation (R-19) | Code-Compliant Floor Insulation (Zone 1 & 2: Floor R-Value: 13) | Commercial | New | Retail | FL Zone 2 | Space Cooling |  |  | 0 | Square feet | [7 empty] | 5.0466 | 4.9854 | 0.061252 | 0.012137 |  | 20 |  |  |  | 0.061252 | [8 empty] | 0 | 0 | 0 | 0 | 0 | 0 | 0 | [5 empty] | 0
FL Zone 2Schools K-12New |  | XXXXXXXX | Yes | Nonequipment | Floor Insulation | Increased Floor Insulation (R-19) | Code-Compliant Floor Insulation (Zone 1 & 2: Floor R-Value: 13) | Commercial | New | Schools K-12 | FL Zone 2 | Space Cooling |  |  | 0 | Square feet | [7 empty] | 4.3072 | 4.2459 | 0.061252 | 0.014221 |  | 20 |  |  |  | 0.061252 | [8 empty] | 0 | 0 | 0 | 0 | 0 | 0 | 0 | [5 empty] | 0
FL Zone 2WarehouseNew |  | XXXXXXXX | Yes | Nonequipment | Floor Insulation | Increased Floor Insulation (R-19) | Code-Compliant Floor Insulation (Zone 1 & 2: Floor R-Value: 13) | Commercial | New | Warehouse | FL Zone 2 | Space Cooling |  |  | 0 | Square feet | [7 empty] | 1.1832 | 1.1219 | 0.061252 | 0.051769 |  | 20 |  |  |  | 0.061252 | [8 empty] | 0 | 0 | 0 | 0 | 0 | 0 | 0 | [5 empty] | 0
FL Zone 2AssemblyExisting |  | XXXXXXXX | Yes | Nonequipment | Freezer-Cooler Replacement Gaskets | New Door Gasket on One-Door Medium Temperature Reach-In Case | Worn or Damaged Door Gasket on One-Door Medium Temperature Reach-In Case | Commercial | Existing | Assembly | FL Zone 2 | Refrigeration |  |  | 0 | Per Door | [7 empty] | 4993.4129 | 4837.0814 | 156.3315 | 0.031308 |  | 4 |  |  |  | 156.3315 | [8 empty] | 0 | 0 | 0 | 0 | 0 | 0 | 0 | [5 empty] | 0
FL Zone 2College and UniversityExisting |  | XXXXXXXX | Yes | Nonequipment | Freezer-Cooler Replacement Gaskets | New Door Gasket on One-Door Medium Temperature Reach-In Case | Worn or Damaged Door Gasket on One-Door Medium Temperature Reach-In Case | Commercial | Existing | College and University | FL Zone 2 | Refrigeration |  |  | 0 | Per Door | [7 empty] | 4993.4129 | 4837.0814 | 156.3315 | 0.031308 |  | 4 |  |  |  | 156.3315 | [8 empty] | 0 | 0 | 0 | 0 | 0 | 0 | 0 | [5 empty] | 0
FL Zone 2GroceryExisting |  | XXXXXXXX | Yes | Nonequipment | Freezer-Cooler Replacement Gaskets | New Door Gasket on One-Door Medium Temperature Reach-In Case | Worn or Damaged Door Gasket on One-Door Medium Temperature Reach-In Case | Commercial | Existing | Grocery | FL Zone 2 | Refrigeration |  |  | 0 | Per Door | [7 empty] | 4993.4129 | 4837.0814 | 156.3315 | 0.031308 |  | 4 |  |  |  | 156.3315 | [8 empty] | 0 | 0 | 0 | 0 | 0 | 0 | 0 | [5 empty] | 0
FL Zone 2HealthcareExisting |  | XXXXXXXX | Yes | Nonequipment | Freezer-Cooler Replacement Gaskets | New Door Gasket on One-Door Medium Temperature Reach-In Case | Worn or Damaged Door Gasket on One-Door Medium Temperature Reach-In Case | Commercial | Existing | Healthcare | FL Zone 2 | Refrigeration |  |  | 0 | Per Door | [7 empty] | 4993.4129 | 4837.0814 | 156.3315 | 0.031308 |  | 4 |  |  |  | 156.3315 | [8 empty] | 0 | 0 | 0 | 0 | 0 | 0 | 0 | [5 empty] | 0
FL Zone 2HospitalsExisting |  | XXXXXXXX | Yes | Nonequipment | Freezer-Cooler Replacement Gaskets | New Door Gasket on One-Door Medium Temperature Reach-In Case | Worn or Damaged Door Gasket on One-Door Medium Temperature Reach-In Case | Commercial | Existing | Hospitals | FL Zone 2 | Refrigeration |  |  | 0 | Per Door | [7 empty] | 4993.4129 | 4837.0814 | 156.3315 | 0.031308 |  | 4 |  |  |  | 156.3315 | [8 empty] | 0 | 0 | 0 | 0 | 0 | 0 | 0 | [5 empty] | 0
FL Zone 2InstitutionalExisting |  | XXXXXXXX | Yes | Nonequipment | Freezer-Cooler Replacement Gaskets | New Door Gasket on One-Door Medium Temperature Reach-In Case | Worn or Damaged Door Gasket on One-Door Medium Temperature Reach-In Case | Commercial | Existing | Institutional | FL Zone 2 | Refrigeration |  |  | 0 | Per Door | [7 empty] | 4993.4129 | 4837.0814 | 156.3315 | 0.031308 |  | 4 |  |  |  | 156.3315 | [8 empty] | 0 | 0 | 0 | 0 | 0 | 0 | 0 | [5 empty] | 0
FL Zone 2Lodging/HospitalityExisting |  | XXXXXXXX | Yes | Nonequipment | Freezer-Cooler Replacement Gaskets | New Door Gasket on One-Door Medium Temperature Reach-In Case | Worn or Damaged Door Gasket on One-Door Medium Temperature Reach-In Case | Commercial | Existing | Lodging/Hospitality | FL Zone 2 | Refrigeration |  |  | 0 | Per Door | [7 empty] | 4993.4129 | 4837.0814 | 156.3315 | 0.031308 |  | 4 |  |  |  | 156.3315 | [8 empty] | 0 | 0 | 0 | 0 | 0 | 0 | 0 | [5 empty] | 0
FL Zone 2MiscellaneousExisting |  | XXXXXXXX | Yes | Nonequipment | Freezer-Cooler Replacement Gaskets | New Door Gasket on One-Door Medium Temperature Reach-In Case | Worn or Damaged Door Gasket on One-Door Medium Temperature Reach-In Case | Commercial | Existing | Miscellaneous | FL Zone 2 | Refrigeration |  |  | 0 | Per Door | [7 empty] | 4993.4129 | 4837.0814 | 156.3315 | 0.031308 |  | 4 |  |  |  | 156.3315 | [8 empty] | 0 | 0 | 0 | 0 | 0 | 0 | 0 | [5 empty] | 0
FL Zone 2OfficesExisting |  | XXXXXXXX | Yes | Nonequipment | Freezer-Cooler Replacement Gaskets | New Door Gasket on One-Door Medium Temperature Reach-In Case | Worn or Damaged Door Gasket on One-Door Medium Temperature Reach-In Case | Commercial | Existing | Offices | FL Zone 2 | Refrigeration |  |  | 0 | Per Door | [7 empty] | 4993.4129 | 4837.0814 | 156.3315 | 0.031308 |  | 4 |  |  |  | 156.3315 | [8 empty] | 0 | 0 | 0 | 0 | 0 | 0 | 0 | [5 empty] | 0
FL Zone 2RestaurantsExisting |  | XXXXXXXX | Yes | Nonequipment | Freezer-Cooler Replacement Gaskets | New Door Gasket on One-Door Medium Temperature Reach-In Case | Worn or Damaged Door Gasket on One-Door Medium Temperature Reach-In Case | Commercial | Existing | Restaurants | FL Zone 2 | Refrigeration |  |  | 0 | Per Door | [7 empty] | 4993.4129 | 4837.0814 | 156.3315 | 0.031308 |  | 4 |  |  |  | 156.3315 | [8 empty] | 0 | 0 | 0 | 0 | 0 | 0 | 0 | [5 empty] | 0
FL Zone 2RetailExisting |  | XXXXXXXX | Yes | Nonequipment | Freezer-Cooler Replacement Gaskets | New Door Gasket on One-Door Medium Temperature Reach-In Case | Worn or Damaged Door Gasket on One-Door Medium Temperature Reach-In Case | Commercial | Existing | Retail | FL Zone 2 | Refrigeration |  |  | 0 | Per Door | [7 empty] | 4993.4129 | 4837.0814 | 156.3315 | 0.031308 |  | 4 |  |  |  | 156.3315 | [8 empty] | 0 | 0 | 0 | 0 | 0 | 0 | 0 | [5 empty] | 0
FL Zone 2Schools K-12Existing |  | XXXXXXXX | Yes | Nonequipment | Freezer-Cooler Replacement Gaskets | New Door Gasket on One-Door Medium Temperature Reach-In Case | Worn or Damaged Door Gasket on One-Door Medium Temperature Reach-In Case | Commercial | Existing | Schools K-12 | FL Zone 2 | Refrigeration |  |  | 0 | Per Door | [7 empty] | 4993.4129 | 4837.0814 | 156.3315 | 0.031308 |  | 4 |  |  |  | 156.3315 | [8 empty] | 0 | 0 | 0 | 0 | 0 | 0 | 0 | [5 empty] | 0
FL Zone 2WarehouseExisting |  | XXXXXXXX | Yes | Nonequipment | Freezer-Cooler Replacement Gaskets | New Door Gasket on One-Door Medium Temperature Reach-In Case | Worn or Damaged Door Gasket on One-Door Medium Temperature Reach-In Case | Commercial | Existing | Warehouse | FL Zone 2 | Refrigeration |  |  | 0 | Per Door | [7 empty] | 4993.4129 | 4837.0814 | 156.3315 | 0.031308 |  | 4 |  |  |  | 156.3315 | [8 empty] | 0 | 0 | 0 | 0 | 0 | 0 | 0 | [5 empty] | 0
FL Zone 2AssemblyNew |  | XXXXXXXX | Yes | Nonequipment | Freezer-Cooler Replacement Gaskets | New Door Gasket on One-Door Medium Temperature Reach-In Case | N/A - Retrofit Only | Commercial | New | Assembly | FL Zone 2 | Refrigeration |  |  | 0 | Per Door | [7 empty] | 0 | 0 | 0 |  |  | 4 |  |  |  | 0 | [8 empty] | 0 | 0 | 0 | 0 | 0 | 0 | 0 | [5 empty] | 0
FL Zone 2College and UniversityNew |  | XXXXXXXX | Yes | Nonequipment | Freezer-Cooler Replacement Gaskets | New Door Gasket on One-Door Medium Temperature Reach-In Case | N/A - Retrofit Only | Commercial | New | College and University | FL Zone 2 | Refrigeration |  |  | 0 | Per Door | [7 empty] | 0 | 0 | 0 |  |  | 4 |  |  |  | 0 | [8 empty] | 0 | 0 | 0 | 0 | 0 | 0 | 0 | [5 empty] | 0
FL Zone 2GroceryNew |  | XXXXXXXX | Yes | Nonequipment | Freezer-Cooler Replacement Gaskets | New Door Gasket on One-Door Medium Temperature Reach-In Case | N/A - Retrofit Only | Commercial | New | Grocery | FL Zone 2 | Refrigeration |  |  | 0 | Per Door | [7 empty] | 0 | 0 | 0 |  |  | 4 |  |  |  | 0 | [8 empty] | 0 | 0 | 0 | 0 | 0 | 0 | 0 | [5 empty] | 0
FL Zone 2HealthcareNew |  | XXXXXXXX | Yes | Nonequipment | Freezer-Cooler Replacement Gaskets | New Door Gasket on One-Door Medium Temperature Reach-In Case | N/A - Retrofit Only | Commercial | New | Healthcare | FL Zone 2 | Refrigeration |  |  | 0 | Per Door | [7 empty] | 0 | 0 | 0 |  |  | 4 |  |  |  | 0 | [8 empty] | 0 | 0 | 0 | 0 | 0 | 0 | 0 | [5 empty] | 0
FL Zone 2HospitalsNew |  | XXXXXXXX | Yes | Nonequipment | Freezer-Cooler Replacement Gaskets | New Door Gasket on One-Door Medium Temperature Reach-In Case | N/A - Retrofit Only | Commercial | New | Hospitals | FL Zone 2 | Refrigeration |  |  | 0 | Per Door | [7 empty] | 0 | 0 | 0 |  |  | 4 |  |  |  | 0 | [8 empty] | 0 | 0 | 0 | 0 | 0 | 0 | 0 | [5 empty] | 0
FL Zone 2InstitutionalNew |  | XXXXXXXX | Yes | Nonequipment | Freezer-Cooler Replacement Gaskets | New Door Gasket on One-Door Medium Temperature Reach-In Case | N/A - Retrofit Only | Commercial | New | Institutional | FL Zone 2 | Refrigeration |  |  | 0 | Per Door | [7 empty] | 0 | 0 | 0 |  |  | 4 |  |  |  | 0 | [8 empty] | 0 | 0 | 0 | 0 | 0 | 0 | 0 | [5 empty] | 0
FL Zone 2Lodging/HospitalityNew |  | XXXXXXXX | Yes | Nonequipment | Freezer-Cooler Replacement Gaskets | New Door Gasket on One-Door Medium Temperature Reach-In Case | N/A - Retrofit Only | Commercial | New | Lodging/Hospitality | FL Zone 2 | Refrigeration |  |  | 0 | Per Door | [7 empty] | 0 | 0 | 0 |  |  | 4 |  |  |  | 0 | [8 empty] | 0 | 0 | 0 | 0 | 0 | 0 | 0 | [5 empty] | 0
FL Zone 2MiscellaneousNew |  | XXXXXXXX | Yes | Nonequipment | Freezer-Cooler Replacement Gaskets | New Door Gasket on One-Door Medium Temperature Reach-In Case | N/A - Retrofit Only | Commercial | New | Miscellaneous | FL Zone 2 | Refrigeration |  |  | 0 | Per Door | [7 empty] | 0 | 0 | 0 |  |  | 4 |  |  |  | 0 | [8 empty] | 0 | 0 | 0 | 0 | 0 | 0 | 0 | [5 empty] | 0
FL Zone 2OfficesNew |  | XXXXXXXX | Yes | Nonequipment | Freezer-Cooler Replacement Gaskets | New Door Gasket on One-Door Medium Temperature Reach-In Case | N/A - Retrofit Only | Commercial | New | Offices | FL Zone 2 | Refrigeration |  |  | 0 | Per Door | [7 empty] | 0 | 0 | 0 |  |  | 4 |  |  |  | 0 | [8 empty] | 0 | 0 | 0 | 0 | 0 | 0 | 0 | [5 empty] | 0
FL Zone 2RestaurantsNew |  | XXXXXXXX | Yes | Nonequipment | Freezer-Cooler Replacement Gaskets | New Door Gasket on One-Door Medium Temperature Reach-In Case | N/A - Retrofit Only | Commercial | New | Restaurants | FL Zone 2 | Refrigeration |  |  | 0 | Per Door | [7 empty] | 0 | 0 | 0 |  |  | 4 |  |  |  | 0 | [8 empty] | 0 | 0 | 0 | 0 | 0 | 0 | 0 | [5 empty] | 0
FL Zone 2RetailNew |  | XXXXXXXX | Yes | Nonequipment | Freezer-Cooler Replacement Gaskets | New Door Gasket on One-Door Medium Temperature Reach-In Case | N/A - Retrofit Only | Commercial | New | Retail | FL Zone 2 | Refrigeration |  |  | 0 | Per Door | [7 empty] | 0 | 0 | 0 |  |  | 4 |  |  |  | 0 | [8 empty] | 0 | 0 | 0 | 0 | 0 | 0 | 0 | [5 empty] | 0
FL Zone 2Schools K-12New |  | XXXXXXXX | Yes | Nonequipment | Freezer-Cooler Replacement Gaskets | New Door Gasket on One-Door Medium Temperature Reach-In Case | N/A - Retrofit Only | Commercial | New | Schools K-12 | FL Zone 2 | Refrigeration |  |  | 0 | Per Door | [7 empty] | 0 | 0 | 0 |  |  | 4 |  |  |  | 0 | [8 empty] | 0 | 0 | 0 | 0 | 0 | 0 | 0 | [5 empty] | 0
FL Zone 2WarehouseNew |  | XXXXXXXX | Yes | Nonequipment | Freezer-Cooler Replacement Gaskets | New Door Gasket on One-Door Medium Temperature Reach-In Case | N/A - Retrofit Only | Commercial | New | Warehouse | FL Zone 2 | Refrigeration |  |  | 0 | Per Door | [7 empty] | 0 | 0 | 0 |  |  | 4 |  |  |  | 0 | [8 empty] | 0 | 0 | 0 | 0 | 0 | 0 | 0 | [5 empty] | 0
FL Zone 2AssemblyTurnover |  | XXXXXXXX | Yes | Equipment | Geothermal Heat Pump | Geothermal Heat Pump | Code-Compliant Air Source Heat Pump | Commercial | Turnover | Assembly | FL Zone 2 | Space Cooling | Residential-type central air conditioners |  | 0 | Per Unit | [7 empty] | 14525.0758 | 11449.1774 | 3075.8984 | 0.21176 |  | 15 |  |  |  | 3075.8984 | [8 empty] | 0 | 0 | 0 | 0 | 0 | 0 | 0 | [5 empty] | 0
FL Zone 2College and UniversityTurnover |  | XXXXXXXX | Yes | Equipment | Geothermal Heat Pump | Geothermal Heat Pump | Code-Compliant Air Source Heat Pump | Commercial | Turnover | College and University | FL Zone 2 | Space Cooling | Residential-type central air conditioners |  | 0 | Per Unit | [7 empty] | 16114.2769 | 12701.8418 | 3412.4351 | 0.21176 |  | 15 |  |  |  | 3412.4351 | [8 empty] | 0 | 0 | 0 | 0 | 0 | 0 | 0 | [5 empty] | 0
FL Zone 2GroceryTurnover |  | XXXXXXXX | Yes | Equipment | Geothermal Heat Pump | Geothermal Heat Pump | Code-Compliant Air Source Heat Pump | Commercial | Turnover | Grocery | FL Zone 2 | Space Cooling | Residential-type central air conditioners |  | 0 | Per Unit | [7 empty] | 8023.7986 | 6324.6412 | 1699.1573 | 0.21176 |  | 15 |  |  |  | 1699.1573 | [8 empty] | 0 | 0 | 0 | 0 | 0 | 0 | 0 | [5 empty] | 0
FL Zone 2HealthcareTurnover |  | XXXXXXXX | Yes | Equipment | Geothermal Heat Pump | Geothermal Heat Pump | Code-Compliant Air Source Heat Pump | Commercial | Turnover | Healthcare | FL Zone 2 | Space Cooling | Residential-type central air conditioners |  | 0 | Per Unit | [7 empty] | 31606.2094 | 24913.1297 | 6693.0796 | 0.21176 |  | 15 |  |  |  | 6693.0796 | [8 empty] | 0 | 0 | 0 | 0 | 0 | 0 | 0 | [5 empty] | 0
FL Zone 2HospitalsTurnover |  | XXXXXXXX | Yes | Equipment | Geothermal Heat Pump | Geothermal Heat Pump | Code-Compliant Air Source Heat Pump | Commercial | Turnover | Hospitals | FL Zone 2 | Space Cooling | Residential-type central air conditioners |  | 0 | Per Unit | [7 empty] | 29939.2152 | 23599.1461 | 6340.0691 | 0.21176 |  | 15 |  |  |  | 6340.0691 | [8 empty] | 0 | 0 | 0 | 0 | 0 | 0 | 0 | [5 empty] | 0
FL Zone 2InstitutionalTurnover |  | XXXXXXXX | Yes | Equipment | Geothermal Heat Pump | Geothermal Heat Pump | Code-Compliant Air Source Heat Pump | Commercial | Turnover | Institutional | FL Zone 2 | Space Cooling | Residential-type central air conditioners |  | 0 | Per Unit | [7 empty] | 7845.9859 | 6184.483 | 1661.5029 | 0.21176 |  | 15 |  |  |  | 1661.5029 | [8 empty] | 0 | 0 | 0 | 0 | 0 | 0 | 0 | [5 empty] | 0
FL Zone 2Lodging/HospitalityTurnover |  | XXXXXXXX | Yes | Equipment | Geothermal Heat Pump | Geothermal Heat Pump | Code-Compliant Air Source Heat Pump | Commercial | Turnover | Lodging/Hospitality | FL Zone 2 | Space Cooling | Residential-type central air conditioners |  | 0 | Per Unit | [7 empty] | 23993.6027 | 18912.6045 | 5080.9982 | 0.21176 |  | 15 |  |  |  | 5080.9982 | [8 empty] | 0 | 0 | 0 | 0 | 0 | 0 | 0 | [5 empty] | 0
FL Zone 2MiscellaneousTurnover |  | XXXXXXXX | Yes | Equipment | Geothermal Heat Pump | Geothermal Heat Pump | Code-Compliant Air Source Heat Pump | Commercial | Turnover | Miscellaneous | FL Zone 2 | Space Cooling | Residential-type central air conditioners |  | 0 | Per Unit | [7 empty] | 8112.7049 | 6394.7204 | 1717.9846 | 0.21176 |  | 15 |  |  |  | 1717.9846 | [8 empty] | 0 | 0 | 0 | 0 | 0 | 0 | 0 | [5 empty] | 0
FL Zone 2OfficesTurnover |  | XXXXXXXX | Yes | Equipment | Geothermal Heat Pump | Geothermal Heat Pump | Code-Compliant Air Source Heat Pump | Commercial | Turnover | Offices | FL Zone 2 | Space Cooling | Residential-type central air conditioners |  | 0 | Per Unit | [7 empty] | 16347.6561 | 12885.7995 | 3461.8566 | 0.21176 |  | 15 |  |  |  | 3461.8566 | [8 empty] | 0 | 0 | 0 | 0 | 0 | 0 | 0 | [5 empty] | 0
FL Zone 2RestaurantsTurnover |  | XXXXXXXX | Yes | Equipment | Geothermal Heat Pump | Geothermal Heat Pump | Code-Compliant Air Source Heat Pump | Commercial | Turnover | Restaurants | FL Zone 2 | Space Cooling | Residential-type central air conditioners |  | 0 | Per Unit | [7 empty] | 23537.9576 | 18553.4489 | 4984.5087 | 0.21176 |  | 15 |  |  |  | 4984.5087 | [8 empty] | 0 | 0 | 0 | 0 | 0 | 0 | 0 | [5 empty] | 0
FL Zone 2RetailTurnover |  | XXXXXXXX | Yes | Equipment | Geothermal Heat Pump | Geothermal Heat Pump | Code-Compliant Air Source Heat Pump | Commercial | Turnover | Retail | FL Zone 2 | Space Cooling | Residential-type central air conditioners |  | 0 | Per Unit | [7 empty] | 18448.0688 | 14541.4189 | 3906.6499 | 0.21176 |  | 15 |  |  |  | 3906.6499 | [8 empty] | 0 | 0 | 0 | 0 | 0 | 0 | 0 | [5 empty] | 0
FL Zone 2Schools K-12Turnover |  | XXXXXXXX | Yes | Equipment | Geothermal Heat Pump | Geothermal Heat Pump | Code-Compliant Air Source Heat Pump | Commercial | Turnover | Schools K-12 | FL Zone 2 | Space Cooling | Residential-type central air conditioners |  | 0 | Per Unit | [7 empty] | 16036.4839 | 12640.5226 | 3395.9613 | 0.21176 |  | 15 |  |  |  | 3395.9613 | [8 empty] | 0 | 0 | 0 | 0 | 0 | 0 | 0 | [5 empty] | 0
FL Zone 2WarehouseTurnover |  | XXXXXXXX | Yes | Equipment | Geothermal Heat Pump | Geothermal Heat Pump | Code-Compliant Air Source Heat Pump | Commercial | Turnover | Warehouse | FL Zone 2 | Space Cooling | Residential-type central air conditioners |  | 0 | Per Unit | [7 empty] | 3522.9143 | 2776.8854 | 746.0289 | 0.21176 |  | 15 |  |  |  | 746.0289 | [8 empty] | 0 | 0 | 0 | 0 | 0 | 0 | 0 | [5 empty] | 0
FL Zone 2AssemblyNew |  | XXXXXXXX | Yes | Equipment | Geothermal Heat Pump | Geothermal Heat Pump | Code-Compliant Air Source Heat Pump | Commercial | New | Assembly | FL Zone 2 | Space Cooling | Residential-type central air conditioners |  | 0 | Per Unit | [7 empty] | 14525.0758 | 11449.1774 | 3075.8984 | 0.21176 |  | 15 |  |  |  | 3075.8984 | [8 empty] | 0 | 0 | 0 | 0 | 0 | 0 | 0 | [5 empty] | 0
FL Zone 2College and UniversityNew |  | XXXXXXXX | Yes | Equipment | Geothermal Heat Pump | Geothermal Heat Pump | Code-Compliant Air Source Heat Pump | Commercial | New | College and University | FL Zone 2 | Space Cooling | Residential-type central air conditioners |  | 0 | Per Unit | [7 empty] | 16114.2769 | 12701.8418 | 3412.4351 | 0.21176 |  | 15 |  |  |  | 3412.4351 | [8 empty] | 0 | 0 | 0 | 0 | 0 | 0 | 0 | [5 empty] | 0
FL Zone 2GroceryNew |  | XXXXXXXX | Yes | Equipment | Geothermal Heat Pump | Geothermal Heat Pump | Code-Compliant Air Source Heat Pump | Commercial | New | Grocery | FL Zone 2 | Space Cooling | Residential-type central air conditioners |  | 0 | Per Unit | [7 empty] | 8023.7986 | 6324.6412 | 1699.1573 | 0.21176 |  | 15 |  |  |  | 1699.1573 | [8 empty] | 0 | 0 | 0 | 0 | 0 | 0 | 0 | [5 empty] | 0
FL Zone 2HealthcareNew |  | XXXXXXXX | Yes | Equipment | Geothermal Heat Pump | Geothermal Heat Pump | Code-Compliant Air Source Heat Pump | Commercial | New | Healthcare | FL Zone 2 | Space Cooling | Residential-type central air conditioners |  | 0 | Per Unit | [7 empty] | 31606.2094 | 24913.1297 | 6693.0796 | 0.21176 |  | 15 |  |  |  | 6693.0796 | [8 empty] | 0 | 0 | 0 | 0 | 0 | 0 | 0 | [5 empty] | 0
FL Zone 2HospitalsNew |  | XXXXXXXX | Yes | Equipment | Geothermal Heat Pump | Geothermal Heat Pump | Code-Compliant Air Source Heat Pump | Commercial | New | Hospitals | FL Zone 2 | Space Cooling | Residential-type central air conditioners |  | 0 | Per Unit | [7 empty] | 29939.2152 | 23599.1461 | 6340.0691 | 0.21176 |  | 15 |  |  |  | 6340.0691 | [8 empty] | 0 | 0 | 0 | 0 | 0 | 0 | 0 | [5 empty] | 0
FL Zone 2InstitutionalNew |  | XXXXXXXX | Yes | Equipment | Geothermal Heat Pump | Geothermal Heat Pump | Code-Compliant Air Source Heat Pump | Commercial | New | Institutional | FL Zone 2 | Space Cooling | Residential-type central air conditioners |  | 0 | Per Unit | [7 empty] | 7845.9859 | 6184.483 | 1661.5029 | 0.21176 |  | 15 |  |  |  | 1661.5029 | [8 empty] | 0 | 0 | 0 | 0 | 0 | 0 | 0 | [5 empty] | 0
FL Zone 2Lodging/HospitalityNew |  | XXXXXXXX | Yes | Equipment | Geothermal Heat Pump | Geothermal Heat Pump | Code-Compliant Air Source Heat Pump | Commercial | New | Lodging/Hospitality | FL Zone 2 | Space Cooling | Residential-type central air conditioners |  | 0 | Per Unit | [7 empty] | 23993.6027 | 18912.6045 | 5080.9982 | 0.21176 |  | 15 |  |  |  | 5080.9982 | [8 empty] | 0 | 0 | 0 | 0 | 0 | 0 | 0 | [5 empty] | 0
FL Zone 2MiscellaneousNew |  | XXXXXXXX | Yes | Equipment | Geothermal Heat Pump | Geothermal Heat Pump | Code-Compliant Air Source Heat Pump | Commercial | New | Miscellaneous | FL Zone 2 | Space Cooling | Residential-type central air conditioners |  | 0 | Per Unit | [7 empty] | 8112.7049 | 6394.7204 | 1717.9846 | 0.21176 |  | 15 |  |  |  | 1717.9846 | [8 empty] | 0 | 0 | 0 | 0 | 0 | 0 | 0 | [5 empty] | 0
FL Zone 2OfficesNew |  | XXXXXXXX | Yes | Equipment | Geothermal Heat Pump | Geothermal Heat Pump | Code-Compliant Air Source Heat Pump | Commercial | New | Offices | FL Zone 2 | Space Cooling | Residential-type central air conditioners |  | 0 | Per Unit | [7 empty] | 16347.6561 | 12885.7995 | 3461.8566 | 0.21176 |  | 15 |  |  |  | 3461.8566 | [8 empty] | 0 | 0 | 0 | 0 | 0 | 0 | 0 | [5 empty] | 0
FL Zone 2RestaurantsNew |  | XXXXXXXX | Yes | Equipment | Geothermal Heat Pump | Geothermal Heat Pump | Code-Compliant Air Source Heat Pump | Commercial | New | Restaurants | FL Zone 2 | Space Cooling | Residential-type central air conditioners |  | 0 | Per Unit | [7 empty] | 23537.9576 | 18553.4489 | 4984.5087 | 0.21176 |  | 15 |  |  |  | 4984.5087 | [8 empty] | 0 | 0 | 0 | 0 | 0 | 0 | 0 | [5 empty] | 0
FL Zone 2RetailNew |  | XXXXXXXX | Yes | Equipment | Geothermal Heat Pump | Geothermal Heat Pump | Code-Compliant Air Source Heat Pump | Commercial | New | Retail | FL Zone 2 | Space Cooling | Residential-type central air conditioners |  | 0 | Per Unit | [7 empty] | 18448.0688 | 14541.4189 | 3906.6499 | 0.21176 |  | 15 |  |  |  | 3906.6499 | [8 empty] | 0 | 0 | 0 | 0 | 0 | 0 | 0 | [5 empty] | 0
FL Zone 2Schools K-12New |  | XXXXXXXX | Yes | Equipment | Geothermal Heat Pump | Geothermal Heat Pump | Code-Compliant Air Source Heat Pump | Commercial | New | Schools K-12 | FL Zone 2 | Space Cooling | Residential-type central air conditioners |  | 0 | Per Unit | [7 empty] | 16036.4839 | 12640.5226 | 3395.9613 | 0.21176 |  | 15 |  |  |  | 3395.9613 | [8 empty] | 0 | 0 | 0 | 0 | 0 | 0 | 0 | [5 empty] | 0
FL Zone 2WarehouseNew |  | XXXXXXXX | Yes | Equipment | Geothermal Heat Pump | Geothermal Heat Pump | Code-Compliant Air Source Heat Pump | Commercial | New | Warehouse | FL Zone 2 | Space Cooling | Residential-type central air conditioners |  | 0 | Per Unit | [7 empty] | 3522.9143 | 2776.8854 | 746.0289 | 0.21176 |  | 15 |  |  |  | 746.0289 | [8 empty] | 0 | 0 | 0 | 0 | 0 | 0 | 0 | [5 empty] | 0
FL Zone 2AssemblyTurnover |  | XXXXXXXX | Yes | Equipment | Geothermal Heat Pump | Geothermal Heat Pump | Code-Compliant Air Source Heat Pump | Commercial | Turnover | Assembly | FL Zone 2 | Space Heating | Residential/split system heat pump |  | 0 | Per Unit | [7 empty] | 210.9502 | 204.7458 | 6.2044 | 0.029412 |  | 15 |  |  |  | 6.2044 | [8 empty] | 0 | 0 | 0 | 0 | 0 | 0 | 0 | [5 empty] | 0
FL Zone 2College and UniversityTurnover |  | XXXXXXXX | Yes | Equipment | Geothermal Heat Pump | Geothermal Heat Pump | Code-Compliant Air Source Heat Pump | Commercial | Turnover | College and University | FL Zone 2 | Space Heating | Residential/split system heat pump |  | 0 | Per Unit | [7 empty] | 210.9502 | 204.7458 | 6.2044 | 0.029412 |  | 15 |  |  |  | 6.2044 | [8 empty] | 0 | 0 | 0 | 0 | 0 | 0 | 0 | [5 empty] | 0
FL Zone 2GroceryTurnover |  | XXXXXXXX | Yes | Equipment | Geothermal Heat Pump | Geothermal Heat Pump | Code-Compliant Air Source Heat Pump | Commercial | Turnover | Grocery | FL Zone 2 | Space Heating | Residential/split system heat pump |  | 0 | Per Unit | [7 empty] | 362.8344 | 352.1628 | 10.6716 | 0.029412 |  | 15 |  |  |  | 10.6716 | [8 empty] | 0 | 0 | 0 | 0 | 0 | 0 | 0 | [5 empty] | 0
FL Zone 2HealthcareTurnover |  | XXXXXXXX | Yes | Equipment | Geothermal Heat Pump | Geothermal Heat Pump | Code-Compliant Air Source Heat Pump | Commercial | Turnover | Healthcare | FL Zone 2 | Space Heating | Residential/split system heat pump |  | 0 | Per Unit | [7 empty] | 330.77 | 321.0414 | 9.7285 | 0.029412 |  | 15 |  |  |  | 9.7285 | [8 empty] | 0 | 0 | 0 | 0 | 0 | 0 | 0 | [5 empty] | 0
FL Zone 2HospitalsTurnover |  | XXXXXXXX | Yes | Equipment | Geothermal Heat Pump | Geothermal Heat Pump | Code-Compliant Air Source Heat Pump | Commercial | Turnover | Hospitals | FL Zone 2 | Space Heating | Residential/split system heat pump |  | 0 | Per Unit | [7 empty] | 376.3352 | 365.2665 | 11.0687 | 0.029412 |  | 15 |  |  |  | 11.0687 | [8 empty] | 0 | 0 | 0 | 0 | 0 | 0 | 0 | [5 empty] | 0
FL Zone 2InstitutionalTurnover |  | XXXXXXXX | Yes | Equipment | Geothermal Heat Pump | Geothermal Heat Pump | Code-Compliant Air Source Heat Pump | Commercial | Turnover | Institutional | FL Zone 2 | Space Heating | Residential/split system heat pump |  | 0 | Per Unit | [7 empty] | 183.9486 | 178.5383 | 5.4103 | 0.029412 |  | 15 |  |  |  | 5.4103 | [8 empty] | 0 | 0 | 0 | 0 | 0 | 0 | 0 | [5 empty] | 0
FL Zone 2Lodging/HospitalityTurnover |  | XXXXXXXX | Yes | Equipment | Geothermal Heat Pump | Geothermal Heat Pump | Code-Compliant Air Source Heat Pump | Commercial | Turnover | Lodging/Hospitality | FL Zone 2 | Space Heating | Residential/split system heat pump |  | 0 | Per Unit | [7 empty] | 222.7634 | 216.2116 | 6.5519 | 0.029412 |  | 15 |  |  |  | 6.5519 | [8 empty] | 0 | 0 | 0 | 0 | 0 | 0 | 0 | [5 empty] | 0
FL Zone 2MiscellaneousTurnover |  | XXXXXXXX | Yes | Equipment | Geothermal Heat Pump | Geothermal Heat Pump | Code-Compliant Air Source Heat Pump | Commercial | Turnover | Miscellaneous | FL Zone 2 | Space Heating | Residential/split system heat pump |  | 0 | Per Unit | [7 empty] | 116.4445 | 113.0197 | 3.4248 | 0.029412 |  | 15 |  |  |  | 3.4248 | [8 empty] | 0 | 0 | 0 | 0 | 0 | 0 | 0 | [5 empty] | 0
FL Zone 2OfficesTurnover |  | XXXXXXXX | Yes | Equipment | Geothermal Heat Pump | Geothermal Heat Pump | Code-Compliant Air Source Heat Pump | Commercial | Turnover | Offices | FL Zone 2 | Space Heating | Residential/split system heat pump |  | 0 | Per Unit | [7 empty] | 123.1949 | 119.5716 | 3.6234 | 0.029412 |  | 15 |  |  |  | 3.6234 | [8 empty] | 0 | 0 | 0 | 0 | 0 | 0 | 0 | [5 empty] | 0
FL Zone 2RestaurantsTurnover |  | XXXXXXXX | Yes | Equipment | Geothermal Heat Pump | Geothermal Heat Pump | Code-Compliant Air Source Heat Pump | Commercial | Turnover | Restaurants | FL Zone 2 | Space Heating | Residential/split system heat pump |  | 0 | Per Unit | [7 empty] | 777.9844 | 755.1025 | 22.8819 | 0.029412 |  | 15 |  |  |  | 22.8819 | [8 empty] | 0 | 0 | 0 | 0 | 0 | 0 | 0 | [5 empty] | 0
FL Zone 2RetailTurnover |  | XXXXXXXX | Yes | Equipment | Geothermal Heat Pump | Geothermal Heat Pump | Code-Compliant Air Source Heat Pump | Commercial | Turnover | Retail | FL Zone 2 | Space Heating | Residential/split system heat pump |  | 0 | Per Unit | [7 empty] | 487.7169 | 473.3723 | 14.3446 | 0.029412 |  | 15 |  |  |  | 14.3446 | [8 empty] | 0 | 0 | 0 | 0 | 0 | 0 | 0 | [5 empty] | 0
FL Zone 2Schools K-12Turnover |  | XXXXXXXX | Yes | Equipment | Geothermal Heat Pump | Geothermal Heat Pump | Code-Compliant Air Source Heat Pump | Commercial | Turnover | Schools K-12 | FL Zone 2 | Space Heating | Residential/split system heat pump |  | 0 | Per Unit | [7 empty] | 448.9021 | 435.6991 | 13.203 | 0.029412 |  | 15 |  |  |  | 13.203 | [8 empty] | 0 | 0 | 0 | 0 | 0 | 0 | 0 | [5 empty] | 0
FL Zone 2WarehouseTurnover |  | XXXXXXXX | Yes | Equipment | Geothermal Heat Pump | Geothermal Heat Pump | Code-Compliant Air Source Heat Pump | Commercial | Turnover | Warehouse | FL Zone 2 | Space Heating | Residential/split system heat pump |  | 0 | Per Unit | [7 empty] | 116.4445 | 113.0197 | 3.4248 | 0.029412 |  | 15 |  |  |  | 3.4248 | [8 empty] | 0 | 0 | 0 | 0 | 0 | 0 | 0 | [5 empty] | 0
FL Zone 2AssemblyNew |  | XXXXXXXX | Yes | Equipment | Geothermal Heat Pump | Geothermal Heat Pump | Code-Compliant Air Source Heat Pump | Commercial | New | Assembly | FL Zone 2 | Space Heating | Residential/split system heat pump |  | 0 | Per Unit | [7 empty] | 210.9502 | 204.7458 | 6.2044 | 0.029412 |  | 15 |  |  |  | 6.2044 | [8 empty] | 0 | 0 | 0 | 0 | 0 | 0 | 0 | [5 empty] | 0
FL Zone 2College and UniversityNew |  | XXXXXXXX | Yes | Equipment | Geothermal Heat Pump | Geothermal Heat Pump | Code-Compliant Air Source Heat Pump | Commercial | New | College and University | FL Zone 2 | Space Heating | Residential/split system heat pump |  | 0 | Per Unit | [7 empty] | 210.9502 | 204.7458 | 6.2044 | 0.029412 |  | 15 |  |  |  | 6.2044 | [8 empty] | 0 | 0 | 0 | 0 | 0 | 0 | 0 | [5 empty] | 0
FL Zone 2GroceryNew |  | XXXXXXXX | Yes | Equipment | Geothermal Heat Pump | Geothermal Heat Pump | Code-Compliant Air Source Heat Pump | Commercial | New | Grocery | FL Zone 2 | Space Heating | Residential/split system heat pump |  | 0 | Per Unit | [7 empty] | 362.8344 | 352.1628 | 10.6716 | 0.029412 |  | 15 |  |  |  | 10.6716 | [8 empty] | 0 | 0 | 0 | 0 | 0 | 0 | 0 | [5 empty] | 0
FL Zone 2HealthcareNew |  | XXXXXXXX | Yes | Equipment | Geothermal Heat Pump | Geothermal Heat Pump | Code-Compliant Air Source Heat Pump | Commercial | New | Healthcare | FL Zone 2 | Space Heating | Residential/split system heat pump |  | 0 | Per Unit | [7 empty] | 330.77 | 321.0414 | 9.7285 | 0.029412 |  | 15 |  |  |  | 9.7285 | [8 empty] | 0 | 0 | 0 | 0 | 0 | 0 | 0 | [5 empty] | 0
FL Zone 2HospitalsNew |  | XXXXXXXX | Yes | Equipment | Geothermal Heat Pump | Geothermal Heat Pump | Code-Compliant Air Source Heat Pump | Commercial | New | Hospitals | FL Zone 2 | Space Heating | Residential/split system heat pump |  | 0 | Per Unit | [7 empty] | 376.3352 | 365.2665 | 11.0687 | 0.029412 |  | 15 |  |  |  | 11.0687 | [8 empty] | 0 | 0 | 0 | 0 | 0 | 0 | 0 | [5 empty] | 0
FL Zone 2InstitutionalNew |  | XXXXXXXX | Yes | Equipment | Geothermal Heat Pump | Geothermal Heat Pump | Code-Compliant Air Source Heat Pump | Commercial | New | Institutional | FL Zone 2 | Space Heating | Residential/split system heat pump |  | 0 | Per Unit | [7 empty] | 183.9486 | 178.5383 | 5.4103 | 0.029412 |  | 15 |  |  |  | 5.4103 | [8 empty] | 0 | 0 | 0 | 0 | 0 | 0 | 0 | [5 empty] | 0
FL Zone 2Lodging/HospitalityNew |  | XXXXXXXX | Yes | Equipment | Geothermal Heat Pump | Geothermal Heat Pump | Code-Compliant Air Source Heat Pump | Commercial | New | Lodging/Hospitality | FL Zone 2 | Space Heating | Residential/split system heat pump |  | 0 | Per Unit | [7 empty] | 222.7634 | 216.2116 | 6.5519 | 0.029412 |  | 15 |  |  |  | 6.5519 | [8 empty] | 0 | 0 | 0 | 0 | 0 | 0 | 0 | [5 empty] | 0
FL Zone 2MiscellaneousNew |  | XXXXXXXX | Yes | Equipment | Geothermal Heat Pump | Geothermal Heat Pump | Code-Compliant Air Source Heat Pump | Commercial | New | Miscellaneous | FL Zone 2 | Space Heating | Residential/split system heat pump |  | 0 | Per Unit | [7 empty] | 116.4445 | 113.0197 | 3.4248 | 0.029412 |  | 15 |  |  |  | 3.4248 | [8 empty] | 0 | 0 | 0 | 0 | 0 | 0 | 0 | [5 empty] | 0
FL Zone 2OfficesNew |  | XXXXXXXX | Yes | Equipment | Geothermal Heat Pump | Geothermal Heat Pump | Code-Compliant Air Source Heat Pump | Commercial | New | Offices | FL Zone 2 | Space Heating | Residential/split system heat pump |  | 0 | Per Unit | [7 empty] | 123.1949 | 119.5716 | 3.6234 | 0.029412 |  | 15 |  |  |  | 3.6234 | [8 empty] | 0 | 0 | 0 | 0 | 0 | 0 | 0 | [5 empty] | 0
FL Zone 2RestaurantsNew |  | XXXXXXXX | Yes | Equipment | Geothermal Heat Pump | Geothermal Heat Pump | Code-Compliant Air Source Heat Pump | Commercial | New | Restaurants | FL Zone 2 | Space Heating | Residential/split system heat pump |  | 0 | Per Unit | [7 empty] | 777.9844 | 755.1025 | 22.8819 | 0.029412 |  | 15 |  |  |  | 22.8819 | [8 empty] | 0 | 0 | 0 | 0 | 0 | 0 | 0 | [5 empty] | 0
FL Zone 2RetailNew |  | XXXXXXXX | Yes | Equipment | Geothermal Heat Pump | Geothermal Heat Pump | Code-Compliant Air Source Heat Pump | Commercial | New | Retail | FL Zone 2 | Space Heating | Residential/split system heat pump |  | 0 | Per Unit | [7 empty] | 487.7169 | 473.3723 | 14.3446 | 0.029412 |  | 15 |  |  |  | 14.3446 | [8 empty] | 0 | 0 | 0 | 0 | 0 | 0 | 0 | [5 empty] | 0
FL Zone 2Schools K-12New |  | XXXXXXXX | Yes | Equipment | Geothermal Heat Pump | Geothermal Heat Pump | Code-Compliant Air Source Heat Pump | Commercial | New | Schools K-12 | FL Zone 2 | Space Heating | Residential/split system heat pump |  | 0 | Per Unit | [7 empty] | 448.9021 | 435.6991 | 13.203 | 0.029412 |  | 15 |  |  |  | 13.203 | [8 empty] | 0 | 0 | 0 | 0 | 0 | 0 | 0 | [5 empty] | 0
FL Zone 2WarehouseNew |  | XXXXXXXX | Yes | Equipment | Geothermal Heat Pump | Geothermal Heat Pump | Code-Compliant Air Source Heat Pump | Commercial | New | Warehouse | FL Zone 2 | Space Heating | Residential/split system heat pump |  | 0 | Per Unit | [7 empty] | 116.4445 | 113.0197 | 3.4248 | 0.029412 |  | 15 |  |  |  | 3.4248 | [8 empty] | 0 | 0 | 0 | 0 | 0 | 0 | 0 | [5 empty] | 0
FL Zone 2AssemblyExisting |  | XXXXXXXX | Yes | Nonequipment | Green Roof | Green Roof | Code-Compliant Flat Roof | Commercial | Existing | Assembly | FL Zone 2 | Space Heating |  |  | 0 | Square feet | [7 empty] | 0.59244 | 0.57951 | 0.012932 | 0.021828 |  | 15 |  |  |  | 0.012932 | [8 empty] | 0 | 0 | 0 | 0 | 0 | 0 | 0 | [5 empty] | 0
FL Zone 2College and UniversityExisting |  | XXXXXXXX | Yes | Nonequipment | Green Roof | Green Roof | Code-Compliant Flat Roof | Commercial | Existing | College and University | FL Zone 2 | Space Heating |  |  | 0 | Square feet | [7 empty] | 1.7285 | 1.7155 | 0.012932 | 0.0074817 |  | 15 |  |  |  | 0.012932 | [8 empty] | 0 | 0 | 0 | 0 | 0 | 0 | 0 | [5 empty] | 0
FL Zone 2GroceryExisting |  | XXXXXXXX | Yes | Nonequipment | Green Roof | Green Roof | Code-Compliant Flat Roof | Commercial | Existing | Grocery | FL Zone 2 | Space Heating |  |  | 0 | Square feet | [7 empty] | 4.8505 | 4.8375 | 0.012932 | 0.0026661 |  | 15 |  |  |  | 0.012932 | [8 empty] | 0 | 0 | 0 | 0 | 0 | 0 | 0 | [5 empty] | 0
FL Zone 2HealthcareExisting |  | XXXXXXXX | Yes | Nonequipment | Green Roof | Green Roof | Code-Compliant Flat Roof | Commercial | Existing | Healthcare | FL Zone 2 | Space Heating |  |  | 0 | Square feet | [7 empty] | 2.3592 | 2.3462 | 0.012932 | 0.0054815 |  | 15 |  |  |  | 0.012932 | [8 empty] | 0 | 0 | 0 | 0 | 0 | 0 | 0 | [5 empty] | 0
FL Zone 2HospitalsExisting |  | XXXXXXXX | Yes | Nonequipment | Green Roof | Green Roof | Code-Compliant Flat Roof | Commercial | Existing | Hospitals | FL Zone 2 | Space Heating |  |  | 0 | Square feet | [7 empty] | 12.716 | 12.7031 | 0.012932 | 0.001017 |  | 15 |  |  |  | 0.012932 | [8 empty] | 0 | 0 | 0 | 0 | 0 | 0 | 0 | [5 empty] | 0
FL Zone 2InstitutionalExisting |  | XXXXXXXX | Yes | Nonequipment | Green Roof | Green Roof | Code-Compliant Flat Roof | Commercial | Existing | Institutional | FL Zone 2 | Space Heating |  |  | 0 | Square feet | [7 empty] | 8.8017 | 8.7888 | 0.012932 | 0.0014692 |  | 15 |  |  |  | 0.012932 | [8 empty] | 0 | 0 | 0 | 0 | 0 | 0 | 0 | [5 empty] | 0
FL Zone 2Lodging/HospitalityExisting |  | XXXXXXXX | Yes | Nonequipment | Green Roof | Green Roof | Code-Compliant Flat Roof | Commercial | Existing | Lodging/Hospitality | FL Zone 2 | Space Heating |  |  | 0 | Square feet | [7 empty] | 5.4316 | 5.4186 | 0.012932 | 0.0023809 |  | 15 |  |  |  | 0.012932 | [8 empty] | 0 | 0 | 0 | 0 | 0 | 0 | 0 | [5 empty] | 0
FL Zone 2MiscellaneousExisting |  | XXXXXXXX | Yes | Nonequipment | Green Roof | Green Roof | Code-Compliant Flat Roof | Commercial | Existing | Miscellaneous | FL Zone 2 | Space Heating |  |  | 0 | Square feet | [7 empty] | 16.7729 | 16.7599 | 0.012932 | 0.000771 |  | 15 |  |  |  | 0.012932 | [8 empty] | 0 | 0 | 0 | 0 | 0 | 0 | 0 | [5 empty] | 0
FL Zone 2OfficesExisting |  | XXXXXXXX | Yes | Nonequipment | Green Roof | Green Roof | Code-Compliant Flat Roof | Commercial | Existing | Offices | FL Zone 2 | Space Heating |  |  | 0 | Square feet | [7 empty] | 9.1029 | 9.09 | 0.012932 | 0.0014206 |  | 15 |  |  |  | 0.012932 | [8 empty] | 0 | 0 | 0 | 0 | 0 | 0 | 0 | [5 empty] | 0
FL Zone 2RestaurantsExisting |  | XXXXXXXX | Yes | Nonequipment | Green Roof | Green Roof | Code-Compliant Flat Roof | Commercial | Existing | Restaurants | FL Zone 2 | Space Heating |  |  | 0 | Square feet | [7 empty] | 4.9042 | 4.8912 | 0.012932 | 0.0026369 |  | 15 |  |  |  | 0.012932 | [8 empty] | 0 | 0 | 0 | 0 | 0 | 0 | 0 | [5 empty] | 0
FL Zone 2RetailExisting |  | XXXXXXXX | Yes | Nonequipment | Green Roof | Green Roof | Code-Compliant Flat Roof | Commercial | Existing | Retail | FL Zone 2 | Space Heating |  |  | 0 | Square feet | [7 empty] | 0.93572 | 0.92279 | 0.012932 | 0.01382 |  | 15 |  |  |  | 0.012932 | [8 empty] | 0 | 0 | 0 | 0 | 0 | 0 | 0 | [5 empty] | 0
FL Zone 2Schools K-12Existing |  | XXXXXXXX | Yes | Nonequipment | Green Roof | Green Roof | Code-Compliant Flat Roof | Commercial | Existing | Schools K-12 | FL Zone 2 | Space Heating |  |  | 0 | Square feet | [7 empty] | 0.79861 | 0.78568 | 0.012932 | 0.016193 |  | 15 |  |  |  | 0.012932 | [8 empty] | 0 | 0 | 0 | 0 | 0 | 0 | 0 | [5 empty] | 0
FL Zone 2WarehouseExisting |  | XXXXXXXX | Yes | Nonequipment | Green Roof | Green Roof | Code-Compliant Flat Roof | Commercial | Existing | Warehouse | FL Zone 2 | Space Heating |  |  | 0 | Square feet | [7 empty] | 0.21938 | 0.20645 | 0.012932 | 0.058948 |  | 15 |  |  |  | 0.012932 | [8 empty] | 0 | 0 | 0 | 0 | 0 | 0 | 0 | [5 empty] | 0
FL Zone 2AssemblyNew |  | XXXXXXXX | Yes | Nonequipment | Green Roof | Green Roof | Code-Compliant Flat Roof | Commercial | New | Assembly | FL Zone 2 | Space Heating |  |  | 0 | Square feet | [7 empty] | 0.59244 | 0.58072 | 0.01172 | 0.019782 |  | 15 |  |  |  | 0.01172 | [8 empty] | 0 | 0 | 0 | 0 | 0 | 0 | 0 | [5 empty] | 0
FL Zone 2College and UniversityNew |  | XXXXXXXX | Yes | Nonequipment | Green Roof | Green Roof | Code-Compliant Flat Roof | Commercial | New | College and University | FL Zone 2 | Space Heating |  |  | 0 | Square feet | [7 empty] | 1.7285 | 1.7167 | 0.01172 | 0.0067803 |  | 15 |  |  |  | 0.01172 | [8 empty] | 0 | 0 | 0 | 0 | 0 | 0 | 0 | [5 empty] | 0
FL Zone 2GroceryNew |  | XXXXXXXX | Yes | Nonequipment | Green Roof | Green Roof | Code-Compliant Flat Roof | Commercial | New | Grocery | FL Zone 2 | Space Heating |  |  | 0 | Square feet | [7 empty] | 4.8505 | 4.8387 | 0.01172 | 0.0024162 |  | 15 |  |  |  | 0.01172 | [8 empty] | 0 | 0 | 0 | 0 | 0 | 0 | 0 | [5 empty] | 0
FL Zone 2HealthcareNew |  | XXXXXXXX | Yes | Nonequipment | Green Roof | Green Roof | Code-Compliant Flat Roof | Commercial | New | Healthcare | FL Zone 2 | Space Heating |  |  | 0 | Square feet | [7 empty] | 2.3592 | 2.3475 | 0.01172 | 0.0049676 |  | 15 |  |  |  | 0.01172 | [8 empty] | 0 | 0 | 0 | 0 | 0 | 0 | 0 | [5 empty] | 0
FL Zone 2HospitalsNew |  | XXXXXXXX | Yes | Nonequipment | Green Roof | Green Roof | Code-Compliant Flat Roof | Commercial | New | Hospitals | FL Zone 2 | Space Heating |  |  | 0 | Square feet | [7 empty] | 12.716 | 12.7043 | 0.01172 | 0.00092163 |  | 15 |  |  |  | 0.01172 | [8 empty] | 0 | 0 | 0 | 0 | 0 | 0 | 0 | [5 empty] | 0
FL Zone 2InstitutionalNew |  | XXXXXXXX | Yes | Nonequipment | Green Roof | Green Roof | Code-Compliant Flat Roof | Commercial | New | Institutional | FL Zone 2 | Space Heating |  |  | 0 | Square feet | [7 empty] | 8.8017 | 8.79 | 0.01172 | 0.0013315 |  | 15 |  |  |  | 0.01172 | [8 empty] | 0 | 0 | 0 | 0 | 0 | 0 | 0 | [5 empty] | 0
FL Zone 2Lodging/HospitalityNew |  | XXXXXXXX | Yes | Nonequipment | Green Roof | Green Roof | Code-Compliant Flat Roof | Commercial | New | Lodging/Hospitality | FL Zone 2 | Space Heating |  |  | 0 | Square feet | [7 empty] | 5.4316 | 5.4198 | 0.01172 | 0.0021577 |  | 15 |  |  |  | 0.01172 | [8 empty] | 0 | 0 | 0 | 0 | 0 | 0 | 0 | [5 empty] | 0
FL Zone 2MiscellaneousNew |  | XXXXXXXX | Yes | Nonequipment | Green Roof | Green Roof | Code-Compliant Flat Roof | Commercial | New | Miscellaneous | FL Zone 2 | Space Heating |  |  | 0 | Square feet | [7 empty] | 16.7729 | 16.7612 | 0.01172 | 0.00069872 |  | 15 |  |  |  | 0.01172 | [8 empty] | 0 | 0 | 0 | 0 | 0 | 0 | 0 | [5 empty] | 0
FL Zone 2OfficesNew |  | XXXXXXXX | Yes | Nonequipment | Green Roof | Green Roof | Code-Compliant Flat Roof | Commercial | New | Offices | FL Zone 2 | Space Heating |  |  | 0 | Square feet | [7 empty] | 9.1029 | 9.0912 | 0.01172 | 0.0012874 |  | 15 |  |  |  | 0.01172 | [8 empty] | 0 | 0 | 0 | 0 | 0 | 0 | 0 | [5 empty] | 0
FL Zone 2RestaurantsNew |  | XXXXXXXX | Yes | Nonequipment | Green Roof | Green Roof | Code-Compliant Flat Roof | Commercial | New | Restaurants | FL Zone 2 | Space Heating |  |  | 0 | Square feet | [7 empty] | 4.9042 | 4.8925 | 0.01172 | 0.0023897 |  | 15 |  |  |  | 0.01172 | [8 empty] | 0 | 0 | 0 | 0 | 0 | 0 | 0 | [5 empty] | 0
FL Zone 2RetailNew |  | XXXXXXXX | Yes | Nonequipment | Green Roof | Green Roof | Code-Compliant Flat Roof | Commercial | New | Retail | FL Zone 2 | Space Heating |  |  | 0 | Square feet | [7 empty] | 0.93572 | 0.924 | 0.01172 | 0.012525 |  | 15 |  |  |  | 0.01172 | [8 empty] | 0 | 0 | 0 | 0 | 0 | 0 | 0 | [5 empty] | 0
FL Zone 2Schools K-12New |  | XXXXXXXX | Yes | Nonequipment | Green Roof | Green Roof | Code-Compliant Flat Roof | Commercial | New | Schools K-12 | FL Zone 2 | Space Heating |  |  | 0 | Square feet | [7 empty] | 0.79861 | 0.78689 | 0.01172 | 0.014675 |  | 15 |  |  |  | 0.01172 | [8 empty] | 0 | 0 | 0 | 0 | 0 | 0 | 0 | [5 empty] | 0
FL Zone 2WarehouseNew |  | XXXXXXXX | Yes | Nonequipment | Green Roof | Green Roof | Code-Compliant Flat Roof | Commercial | New | Warehouse | FL Zone 2 | Space Heating |  |  | 0 | Square feet | [7 empty] | 0.21938 | 0.20766 | 0.01172 | 0.053421 |  | 15 |  |  |  | 0.01172 | [8 empty] | 0 | 0 | 0 | 0 | 0 | 0 | 0 | [5 empty] | 0
FL Zone 2AssemblyExisting |  | XXXXXXXX | Yes | Nonequipment | Green Roof | Green Roof | Code-Compliant Flat Roof | Commercial | Existing | Assembly | FL Zone 2 | Space Cooling |  |  | 0 | Square feet | [7 empty] | 3.1952 | 3.0599 | 0.13531 | 0.042348 |  | 15 |  |  |  | 0.13531 | [8 empty] | 0 | 0 | 0 | 0 | 0 | 0 | 0 | [5 empty] | 0
FL Zone 2College and UniversityExisting |  | XXXXXXXX | Yes | Nonequipment | Green Roof | Green Roof | Code-Compliant Flat Roof | Commercial | Existing | College and University | FL Zone 2 | Space Cooling |  |  | 0 | Square feet | [7 empty] | 9.3222 | 9.1869 | 0.13531 | 0.014515 |  | 15 |  |  |  | 0.13531 | [8 empty] | 0 | 0 | 0 | 0 | 0 | 0 | 0 | [5 empty] | 0
FL Zone 2GroceryExisting |  | XXXXXXXX | Yes | Nonequipment | Green Roof | Green Roof | Code-Compliant Flat Roof | Commercial | Existing | Grocery | FL Zone 2 | Space Cooling |  |  | 0 | Square feet | [7 empty] | 26.16 | 26.0247 | 0.13531 | 0.0051724 |  | 15 |  |  |  | 0.13531 | [8 empty] | 0 | 0 | 0 | 0 | 0 | 0 | 0 | [5 empty] | 0
FL Zone 2HealthcareExisting |  | XXXXXXXX | Yes | Nonequipment | Green Roof | Green Roof | Code-Compliant Flat Roof | Commercial | Existing | Healthcare | FL Zone 2 | Space Cooling |  |  | 0 | Square feet | [7 empty] | 12.7238 | 12.5885 | 0.13531 | 0.010634 |  | 15 |  |  |  | 0.13531 | [8 empty] | 0 | 0 | 0 | 0 | 0 | 0 | 0 | [5 empty] | 0
FL Zone 2HospitalsExisting |  | XXXXXXXX | Yes | Nonequipment | Green Roof | Green Roof | Code-Compliant Flat Roof | Commercial | Existing | Hospitals | FL Zone 2 | Space Cooling |  |  | 0 | Square feet | [7 empty] | 68.5815 | 68.4462 | 0.13531 | 0.001973 |  | 15 |  |  |  | 0.13531 | [8 empty] | 0 | 0 | 0 | 0 | 0 | 0 | 0 | [5 empty] | 0
FL Zone 2InstitutionalExisting |  | XXXXXXXX | Yes | Nonequipment | Green Roof | Green Roof | Code-Compliant Flat Roof | Commercial | Existing | Institutional | FL Zone 2 | Space Cooling |  |  | 0 | Square feet | [7 empty] | 47.4704 | 47.3351 | 0.13531 | 0.0028504 |  | 15 |  |  |  | 0.13531 | [8 empty] | 0 | 0 | 0 | 0 | 0 | 0 | 0 | [5 empty] | 0
FL Zone 2Lodging/HospitalityExisting |  | XXXXXXXX | Yes | Nonequipment | Green Roof | Green Roof | Code-Compliant Flat Roof | Commercial | Existing | Lodging/Hospitality | FL Zone 2 | Space Cooling |  |  | 0 | Square feet | [7 empty] | 29.2942 | 29.1588 | 0.13531 | 0.004619 |  | 15 |  |  |  | 0.13531 | [8 empty] | 0 | 0 | 0 | 0 | 0 | 0 | 0 | [5 empty] | 0
FL Zone 2MiscellaneousExisting |  | XXXXXXXX | Yes | Nonequipment | Green Roof | Green Roof | Code-Compliant Flat Roof | Commercial | Existing | Miscellaneous | FL Zone 2 | Space Cooling |  |  | 0 | Square feet | [7 empty] | 90.4615 | 90.3262 | 0.13531 | 0.0014958 |  | 15 |  |  |  | 0.13531 | [8 empty] | 0 | 0 | 0 | 0 | 0 | 0 | 0 | [5 empty] | 0
FL Zone 2OfficesExisting |  | XXXXXXXX | Yes | Nonequipment | Green Roof | Green Roof | Code-Compliant Flat Roof | Commercial | Existing | Offices | FL Zone 2 | Space Cooling |  |  | 0 | Square feet | [7 empty] | 49.095 | 48.9597 | 0.13531 | 0.0027561 |  | 15 |  |  |  | 0.13531 | [8 empty] | 0 | 0 | 0 | 0 | 0 | 0 | 0 | [5 empty] | 0
FL Zone 2RestaurantsExisting |  | XXXXXXXX | Yes | Nonequipment | Green Roof | Green Roof | Code-Compliant Flat Roof | Commercial | Existing | Restaurants | FL Zone 2 | Space Cooling |  |  | 0 | Square feet | [7 empty] | 26.4498 | 26.3145 | 0.13531 | 0.0051157 |  | 15 |  |  |  | 0.13531 | [8 empty] | 0 | 0 | 0 | 0 | 0 | 0 | 0 | [5 empty] | 0
FL Zone 2RetailExisting |  | XXXXXXXX | Yes | Nonequipment | Green Roof | Green Roof | Code-Compliant Flat Roof | Commercial | Existing | Retail | FL Zone 2 | Space Cooling |  |  | 0 | Square feet | [7 empty] | 5.0466 | 4.9113 | 0.13531 | 0.026812 |  | 15 |  |  |  | 0.13531 | [8 empty] | 0 | 0 | 0 | 0 | 0 | 0 | 0 | [5 empty] | 0
FL Zone 2Schools K-12Existing |  | XXXXXXXX | Yes | Nonequipment | Green Roof | Green Roof | Code-Compliant Flat Roof | Commercial | Existing | Schools K-12 | FL Zone 2 | Space Cooling |  |  | 0 | Square feet | [7 empty] | 4.3072 | 4.1718 | 0.13531 | 0.031415 |  | 15 |  |  |  | 0.13531 | [8 empty] | 0 | 0 | 0 | 0 | 0 | 0 | 0 | [5 empty] | 0
FL Zone 2WarehouseExisting |  | XXXXXXXX | Yes | Nonequipment | Green Roof | Green Roof | Code-Compliant Flat Roof | Commercial | Existing | Warehouse | FL Zone 2 | Space Cooling |  |  | 0 | Square feet | [7 empty] | 1.1832 | 1.0479 | 0.13531 | 0.11436 |  | 15 |  |  |  | 0.13531 | [8 empty] | 0 | 0 | 0 | 0 | 0 | 0 | 0 | [5 empty] | 0
FL Zone 2AssemblyNew |  | XXXXXXXX | Yes | Nonequipment | Green Roof | Green Roof | Code-Compliant Flat Roof | Commercial | New | Assembly | FL Zone 2 | Space Cooling |  |  | 0 | Square feet | [7 empty] | 3.1952 | 3.0599 | 0.13531 | 0.042348 |  | 15 |  |  |  | 0.13531 | [8 empty] | 0 | 0 | 0 | 0 | 0 | 0 | 0 | [5 empty] | 0
FL Zone 2College and UniversityNew |  | XXXXXXXX | Yes | Nonequipment | Green Roof | Green Roof | Code-Compliant Flat Roof | Commercial | New | College and University | FL Zone 2 | Space Cooling |  |  | 0 | Square feet | [7 empty] | 9.3222 | 9.1869 | 0.13531 | 0.014515 |  | 15 |  |  |  | 0.13531 | [8 empty] | 0 | 0 | 0 | 0 | 0 | 0 | 0 | [5 empty] | 0
FL Zone 2GroceryNew |  | XXXXXXXX | Yes | Nonequipment | Green Roof | Green Roof | Code-Compliant Flat Roof | Commercial | New | Grocery | FL Zone 2 | Space Cooling |  |  | 0 | Square feet | [7 empty] | 26.16 | 26.0247 | 0.13531 | 0.0051724 |  | 15 |  |  |  | 0.13531 | [8 empty] | 0 | 0 | 0 | 0 | 0 | 0 | 0 | [5 empty] | 0
FL Zone 2HealthcareNew |  | XXXXXXXX | Yes | Nonequipment | Green Roof | Green Roof | Code-Compliant Flat Roof | Commercial | New | Healthcare | FL Zone 2 | Space Cooling |  |  | 0 | Square feet | [7 empty] | 12.7238 | 12.5885 | 0.13531 | 0.010634 |  | 15 |  |  |  | 0.13531 | [8 empty] | 0 | 0 | 0 | 0 | 0 | 0 | 0 | [5 empty] | 0
FL Zone 2HospitalsNew |  | XXXXXXXX | Yes | Nonequipment | Green Roof | Green Roof | Code-Compliant Flat Roof | Commercial | New | Hospitals | FL Zone 2 | Space Cooling |  |  | 0 | Square feet | [7 empty] | 68.5815 | 68.4462 | 0.13531 | 0.001973 |  | 15 |  |  |  | 0.13531 | [8 empty] | 0 | 0 | 0 | 0 | 0 | 0 | 0 | [5 empty] | 0
FL Zone 2InstitutionalNew |  | XXXXXXXX | Yes | Nonequipment | Green Roof | Green Roof | Code-Compliant Flat Roof | Commercial | New | Institutional | FL Zone 2 | Space Cooling |  |  | 0 | Square feet | [7 empty] | 47.4704 | 47.3351 | 0.13531 | 0.0028504 |  | 15 |  |  |  | 0.13531 | [8 empty] | 0 | 0 | 0 | 0 | 0 | 0 | 0 | [5 empty] | 0
FL Zone 2Lodging/HospitalityNew |  | XXXXXXXX | Yes | Nonequipment | Green Roof | Green Roof | Code-Compliant Flat Roof | Commercial | New | Lodging/Hospitality | FL Zone 2 | Space Cooling |  |  | 0 | Square feet | [7 empty] | 29.2942 | 29.1588 | 0.13531 | 0.004619 |  | 15 |  |  |  | 0.13531 | [8 empty] | 0 | 0 | 0 | 0 | 0 | 0 | 0 | [5 empty] | 0
FL Zone 2MiscellaneousNew |  | XXXXXXXX | Yes | Nonequipment | Green Roof | Green Roof | Code-Compliant Flat Roof | Commercial | New | Miscellaneous | FL Zone 2 | Space Cooling |  |  | 0 | Square feet | [7 empty] | 90.4615 | 90.3262 | 0.13531 | 0.0014958 |  | 15 |  |  |  | 0.13531 | [8 empty] | 0 | 0 | 0 | 0 | 0 | 0 | 0 | [5 empty] | 0
FL Zone 2OfficesNew |  | XXXXXXXX | Yes | Nonequipment | Green Roof | Green Roof | Code-Compliant Flat Roof | Commercial | New | Offices | FL Zone 2 | Space Cooling |  |  | 0 | Square feet | [7 empty] | 49.095 | 48.9597 | 0.13531 | 0.0027561 |  | 15 |  |  |  | 0.13531 | [8 empty] | 0 | 0 | 0 | 0 | 0 | 0 | 0 | [5 empty] | 0
FL Zone 2RestaurantsNew |  | XXXXXXXX | Yes | Nonequipment | Green Roof | Green Roof | Code-Compliant Flat Roof | Commercial | New | Restaurants | FL Zone 2 | Space Cooling |  |  | 0 | Square feet | [7 empty] | 26.4498 | 26.3145 | 0.13531 | 0.0051157 |  | 15 |  |  |  | 0.13531 | [8 empty] | 0 | 0 | 0 | 0 | 0 | 0 | 0 | [5 empty] | 0
FL Zone 2RetailNew |  | XXXXXXXX | Yes | Nonequipment | Green Roof | Green Roof | Code-Compliant Flat Roof | Commercial | New | Retail | FL Zone 2 | Space Cooling |  |  | 0 | Square feet | [7 empty] | 5.0466 | 4.9113 | 0.13531 | 0.026812 |  | 15 |  |  |  | 0.13531 | [8 empty] | 0 | 0 | 0 | 0 | 0 | 0 | 0 | [5 empty] | 0
FL Zone 2Schools K-12New |  | XXXXXXXX | Yes | Nonequipment | Green Roof | Green Roof | Code-Compliant Flat Roof | Commercial | New | Schools K-12 | FL Zone 2 | Space Cooling |  |  | 0 | Square feet | [7 empty] | 4.3072 | 4.1718 | 0.13531 | 0.031415 |  | 15 |  |  |  | 0.13531 | [8 empty] | 0 | 0 | 0 | 0 | 0 | 0 | 0 | [5 empty] | 0
FL Zone 2WarehouseNew |  | XXXXXXXX | Yes | Nonequipment | Green Roof | Green Roof | Code-Compliant Flat Roof | Commercial | New | Warehouse | FL Zone 2 | Space Cooling |  |  | 0 | Square feet | [7 empty] | 1.1832 | 1.0479 | 0.13531 | 0.11436 |  | 15 |  |  |  | 0.13531 | [8 empty] | 0 | 0 | 0 | 0 | 0 | 0 | 0 | [5 empty] | 0
FL Zone 2AssemblyTurnover |  | XXXXXXXX | Yes | Equipment | Heat Pump Pool Heater | Heat Pump Swimming Pool Heater | Electric Resistance Swimming Pool Heater | Commercial | Turnover | Assembly | FL Zone 2 | Miscellaneous | Pool pump |  | 0 | Per Unit | [7 empty] | 11764.7059 | 2352.9412 | 9411.7647 | 0.8 |  | 15 |  |  |  | 9411.7647 | [8 empty] | 0 | 0 | 0 | 0 | 0 | 0 | 0 | [5 empty] | 0
FL Zone 2College and UniversityTurnover |  | XXXXXXXX | Yes | Equipment | Heat Pump Pool Heater | Heat Pump Swimming Pool Heater | Electric Resistance Swimming Pool Heater | Commercial | Turnover | College and University | FL Zone 2 | Miscellaneous | Pool pump |  | 0 | Per Unit | [7 empty] | 11764.7059 | 2352.9412 | 9411.7647 | 0.8 |  | 15 |  |  |  | 9411.7647 | [8 empty] | 0 | 0 | 0 | 0 | 0 | 0 | 0 | [5 empty] | 0
FL Zone 2GroceryTurnover |  | XXXXXXXX | Yes | Equipment | Heat Pump Pool Heater | Heat Pump Swimming Pool Heater | Electric Resistance Swimming Pool Heater | Commercial | Turnover | Grocery | FL Zone 2 | Miscellaneous | Pool pump |  | 0 | Per Unit | [7 empty] | 11764.7059 | 2352.9412 | 9411.7647 | 0.8 |  | 15 |  |  |  | 9411.7647 | [8 empty] | 0 | 0 | 0 | 0 | 0 | 0 | 0 | [5 empty] | 0
FL Zone 2HealthcareTurnover |  | XXXXXXXX | Yes | Equipment | Heat Pump Pool Heater | Heat Pump Swimming Pool Heater | Electric Resistance Swimming Pool Heater | Commercial | Turnover | Healthcare | FL Zone 2 | Miscellaneous | Pool pump |  | 0 | Per Unit | [7 empty] | 11764.7059 | 2352.9412 | 9411.7647 | 0.8 |  | 15 |  |  |  | 9411.7647 | [8 empty] | 0 | 0 | 0 | 0 | 0 | 0 | 0 | [5 empty] | 0
FL Zone 2HospitalsTurnover |  | XXXXXXXX | Yes | Equipment | Heat Pump Pool Heater | Heat Pump Swimming Pool Heater | Electric Resistance Swimming Pool Heater | Commercial | Turnover | Hospitals | FL Zone 2 | Miscellaneous | Pool pump |  | 0 | Per Unit | [7 empty] | 11764.7059 | 2352.9412 | 9411.7647 | 0.8 |  | 15 |  |  |  | 9411.7647 | [8 empty] | 0 | 0 | 0 | 0 | 0 | 0 | 0 | [5 empty] | 0
FL Zone 2InstitutionalTurnover |  | XXXXXXXX | Yes | Equipment | Heat Pump Pool Heater | Heat Pump Swimming Pool Heater | Electric Resistance Swimming Pool Heater | Commercial | Turnover | Institutional | FL Zone 2 | Miscellaneous | Pool pump |  | 0 | Per Unit | [7 empty] | 11764.7059 | 2352.9412 | 9411.7647 | 0.8 |  | 15 |  |  |  | 9411.7647 | [8 empty] | 0 | 0 | 0 | 0 | 0 | 0 | 0 | [5 empty] | 0
FL Zone 2Lodging/HospitalityTurnover |  | XXXXXXXX | Yes | Equipment | Heat Pump Pool Heater | Heat Pump Swimming Pool Heater | Electric Resistance Swimming Pool Heater | Commercial | Turnover | Lodging/Hospitality | FL Zone 2 | Miscellaneous | Pool pump |  | 0 | Per Unit | [7 empty] | 11764.7059 | 2352.9412 | 9411.7647 | 0.8 |  | 15 |  |  |  | 9411.7647 | [8 empty] | 0 | 0 | 0 | 0 | 0 | 0 | 0 | [5 empty] | 0
FL Zone 2MiscellaneousTurnover |  | XXXXXXXX | Yes | Equipment | Heat Pump Pool Heater | Heat Pump Swimming Pool Heater | Electric Resistance Swimming Pool Heater | Commercial | Turnover | Miscellaneous | FL Zone 2 | Miscellaneous | Pool pump |  | 0 | Per Unit | [7 empty] | 11764.7059 | 2352.9412 | 9411.7647 | 0.8 |  | 15 |  |  |  | 9411.7647 | [8 empty] | 0 | 0 | 0 | 0 | 0 | 0 | 0 | [5 empty] | 0
FL Zone 2OfficesTurnover |  | XXXXXXXX | Yes | Equipment | Heat Pump Pool Heater | Heat Pump Swimming Pool Heater | Electric Resistance Swimming Pool Heater | Commercial | Turnover | Offices | FL Zone 2 | Miscellaneous | Pool pump |  | 0 | Per Unit | [7 empty] | 11764.7059 | 2352.9412 | 9411.7647 | 0.8 |  | 15 |  |  |  | 9411.7647 | [8 empty] | 0 | 0 | 0 | 0 | 0 | 0 | 0 | [5 empty] | 0
FL Zone 2RestaurantsTurnover |  | XXXXXXXX | Yes | Equipment | Heat Pump Pool Heater | Heat Pump Swimming Pool Heater | Electric Resistance Swimming Pool Heater | Commercial | Turnover | Restaurants | FL Zone 2 | Miscellaneous | Pool pump |  | 0 | Per Unit | [7 empty] | 11764.7059 | 2352.9412 | 9411.7647 | 0.8 |  | 15 |  |  |  | 9411.7647 | [8 empty] | 0 | 0 | 0 | 0 | 0 | 0 | 0 | [5 empty] | 0
FL Zone 2RetailTurnover |  | XXXXXXXX | Yes | Equipment | Heat Pump Pool Heater | Heat Pump Swimming Pool Heater | Electric Resistance Swimming Pool Heater | Commercial | Turnover | Retail | FL Zone 2 | Miscellaneous | Pool pump |  | 0 | Per Unit | [7 empty] | 11764.7059 | 2352.9412 | 9411.7647 | 0.8 |  | 15 |  |  |  | 9411.7647 | [8 empty] | 0 | 0 | 0 | 0 | 0 | 0 | 0 | [5 empty] | 0
FL Zone 2Schools K-12Turnover |  | XXXXXXXX | Yes | Equipment | Heat Pump Pool Heater | Heat Pump Swimming Pool Heater | Electric Resistance Swimming Pool Heater | Commercial | Turnover | Schools K-12 | FL Zone 2 | Miscellaneous | Pool pump |  | 0 | Per Unit | [7 empty] | 11764.7059 | 2352.9412 | 9411.7647 | 0.8 |  | 15 |  |  |  | 9411.7647 | [8 empty] | 0 | 0 | 0 | 0 | 0 | 0 | 0 | [5 empty] | 0
FL Zone 2WarehouseTurnover |  | XXXXXXXX | Yes | Equipment | Heat Pump Pool Heater | Heat Pump Swimming Pool Heater | Electric Resistance Swimming Pool Heater | Commercial | Turnover | Warehouse | FL Zone 2 | Miscellaneous | Pool pump |  | 0 | Per Unit | [7 empty] | 11764.7059 | 2352.9412 | 9411.7647 | 0.8 |  | 15 |  |  |  | 9411.7647 | [8 empty] | 0 | 0 | 0 | 0 | 0 | 0 | 0 | [5 empty] | 0
FL Zone 2AssemblyNew |  | XXXXXXXX | Yes | Equipment | Heat Pump Pool Heater | Heat Pump Swimming Pool Heater | Electric Resistance Swimming Pool Heater | Commercial | New | Assembly | FL Zone 2 | Miscellaneous | Pool pump |  | 0 | Per Unit | [7 empty] | 11764.7059 | 2352.9412 | 9411.7647 | 0.8 |  | 15 |  |  |  | 9411.7647 | [8 empty] | 0 | 0 | 0 | 0 | 0 | 0 | 0 | [5 empty] | 0
FL Zone 2College and UniversityNew |  | XXXXXXXX | Yes | Equipment | Heat Pump Pool Heater | Heat Pump Swimming Pool Heater | Electric Resistance Swimming Pool Heater | Commercial | New | College and University | FL Zone 2 | Miscellaneous | Pool pump |  | 0 | Per Unit | [7 empty] | 11764.7059 | 2352.9412 | 9411.7647 | 0.8 |  | 15 |  |  |  | 9411.7647 | [8 empty] | 0 | 0 | 0 | 0 | 0 | 0 | 0 | [5 empty] | 0
FL Zone 2GroceryNew |  | XXXXXXXX | Yes | Equipment | Heat Pump Pool Heater | Heat Pump Swimming Pool Heater | Electric Resistance Swimming Pool Heater | Commercial | New | Grocery | FL Zone 2 | Miscellaneous | Pool pump |  | 0 | Per Unit | [7 empty] | 11764.7059 | 2352.9412 | 9411.7647 | 0.8 |  | 15 |  |  |  | 9411.7647 | [8 empty] | 0 | 0 | 0 | 0 | 0 | 0 | 0 | [5 empty] | 0
FL Zone 2HealthcareNew |  | XXXXXXXX | Yes | Equipment | Heat Pump Pool Heater | Heat Pump Swimming Pool Heater | Electric Resistance Swimming Pool Heater | Commercial | New | Healthcare | FL Zone 2 | Miscellaneous | Pool pump |  | 0 | Per Unit | [7 empty] | 11764.7059 | 2352.9412 | 9411.7647 | 0.8 |  | 15 |  |  |  | 9411.7647 | [8 empty] | 0 | 0 | 0 | 0 | 0 | 0 | 0 | [5 empty] | 0
FL Zone 2HospitalsNew |  | XXXXXXXX | Yes | Equipment | Heat Pump Pool Heater | Heat Pump Swimming Pool Heater | Electric Resistance Swimming Pool Heater | Commercial | New | Hospitals | FL Zone 2 | Miscellaneous | Pool pump |  | 0 | Per Unit | [7 empty] | 11764.7059 | 2352.9412 | 9411.7647 | 0.8 |  | 15 |  |  |  | 9411.7647 | [8 empty] | 0 | 0 | 0 | 0 | 0 | 0 | 0 | [5 empty] | 0
FL Zone 2InstitutionalNew |  | XXXXXXXX | Yes | Equipment | Heat Pump Pool Heater | Heat Pump Swimming Pool Heater | Electric Resistance Swimming Pool Heater | Commercial | New | Institutional | FL Zone 2 | Miscellaneous | Pool pump |  | 0 | Per Unit | [7 empty] | 11764.7059 | 2352.9412 | 9411.7647 | 0.8 |  | 15 |  |  |  | 9411.7647 | [8 empty] | 0 | 0 | 0 | 0 | 0 | 0 | 0 | [5 empty] | 0
FL Zone 2Lodging/HospitalityNew |  | XXXXXXXX | Yes | Equipment | Heat Pump Pool Heater | Heat Pump Swimming Pool Heater | Electric Resistance Swimming Pool Heater | Commercial | New | Lodging/Hospitality | FL Zone 2 | Miscellaneous | Pool pump |  | 0 | Per Unit | [7 empty] | 11764.7059 | 2352.9412 | 9411.7647 | 0.8 |  | 15 |  |  |  | 9411.7647 | [8 empty] | 0 | 0 | 0 | 0 | 0 | 0 | 0 | [5 empty] | 0
FL Zone 2MiscellaneousNew |  | XXXXXXXX | Yes | Equipment | Heat Pump Pool Heater | Heat Pump Swimming Pool Heater | Electric Resistance Swimming Pool Heater | Commercial | New | Miscellaneous | FL Zone 2 | Miscellaneous | Pool pump |  | 0 | Per Unit | [7 empty] | 11764.7059 | 2352.9412 | 9411.7647 | 0.8 |  | 15 |  |  |  | 9411.7647 | [8 empty] | 0 | 0 | 0 | 0 | 0 | 0 | 0 | [5 empty] | 0
FL Zone 2OfficesNew |  | XXXXXXXX | Yes | Equipment | Heat Pump Pool Heater | Heat Pump Swimming Pool Heater | Electric Resistance Swimming Pool Heater | Commercial | New | Offices | FL Zone 2 | Miscellaneous | Pool pump |  | 0 | Per Unit | [7 empty] | 11764.7059 | 2352.9412 | 9411.7647 | 0.8 |  | 15 |  |  |  | 9411.7647 | [8 empty] | 0 | 0 | 0 | 0 | 0 | 0 | 0 | [5 empty] | 0
FL Zone 2RestaurantsNew |  | XXXXXXXX | Yes | Equipment | Heat Pump Pool Heater | Heat Pump Swimming Pool Heater | Electric Resistance Swimming Pool Heater | Commercial | New | Restaurants | FL Zone 2 | Miscellaneous | Pool pump |  | 0 | Per Unit | [7 empty] | 11764.7059 | 2352.9412 | 9411.7647 | 0.8 |  | 15 |  |  |  | 9411.7647 | [8 empty] | 0 | 0 | 0 | 0 | 0 | 0 | 0 | [5 empty] | 0
FL Zone 2RetailNew |  | XXXXXXXX | Yes | Equipment | Heat Pump Pool Heater | Heat Pump Swimming Pool Heater | Electric Resistance Swimming Pool Heater | Commercial | New | Retail | FL Zone 2 | Miscellaneous | Pool pump |  | 0 | Per Unit | [7 empty] | 11764.7059 | 2352.9412 | 9411.7647 | 0.8 |  | 15 |  |  |  | 9411.7647 | [8 empty] | 0 | 0 | 0 | 0 | 0 | 0 | 0 | [5 empty] | 0
FL Zone 2Schools K-12New |  | XXXXXXXX | Yes | Equipment | Heat Pump Pool Heater | Heat Pump Swimming Pool Heater | Electric Resistance Swimming Pool Heater | Commercial | New | Schools K-12 | FL Zone 2 | Miscellaneous | Pool pump |  | 0 | Per Unit | [7 empty] | 11764.7059 | 2352.9412 | 9411.7647 | 0.8 |  | 15 |  |  |  | 9411.7647 | [8 empty] | 0 | 0 | 0 | 0 | 0 | 0 | 0 | [5 empty] | 0
FL Zone 2WarehouseNew |  | XXXXXXXX | Yes | Equipment | Heat Pump Pool Heater | Heat Pump Swimming Pool Heater | Electric Resistance Swimming Pool Heater | Commercial | New | Warehouse | FL Zone 2 | Miscellaneous | Pool pump |  | 0 | Per Unit | [7 empty] | 11764.7059 | 2352.9412 | 9411.7647 | 0.8 |  | 15 |  |  |  | 9411.7647 | [8 empty] | 0 | 0 | 0 | 0 | 0 | 0 | 0 | [5 empty] | 0
FL Zone 2AssemblyTurnover |  | XXXXXXXX | Yes | Equipment | Heat Pump Water Heater | Efficient 50 Gallon Electric Heat Pump Water Heater | Code-Compliant 50 Gallon Electric Heat Pump Water Heater | Commercial | Turnover | Assembly | FL Zone 2 | Domestic Hot Water | Centralized water heaters |  | 0 | Per Unit | [7 empty] | 7192.4897 | 2494.2763 | 4698.2135 | 0.65321 |  | 10 |  |  |  | 4698.2135 | [8 empty] | 0 | 0 | 0 | 0 | 0 | 0 | 0 | [5 empty] | 0
FL Zone 2College and UniversityTurnover |  | XXXXXXXX | Yes | Equipment | Heat Pump Water Heater | Efficient 50 Gallon Electric Heat Pump Water Heater | Code-Compliant 50 Gallon Electric Heat Pump Water Heater | Commercial | Turnover | College and University | FL Zone 2 | Domestic Hot Water | Centralized water heaters |  | 0 | Per Unit | [7 empty] | 165427.2641 | 57368.354 | 108058.9101 | 0.65321 |  | 10 |  |  |  | 108058.9101 | [8 empty] | 0 | 0 | 0 | 0 | 0 | 0 | 0 | [5 empty] | 0
FL Zone 2GroceryTurnover |  | XXXXXXXX | Yes | Equipment | Heat Pump Water Heater | Efficient 50 Gallon Electric Heat Pump Water Heater | Code-Compliant 50 Gallon Electric Heat Pump Water Heater | Commercial | Turnover | Grocery | FL Zone 2 | Domestic Hot Water | Centralized water heaters |  | 0 | Per Unit | [7 empty] | 14384.9795 | 4988.5525 | 9396.427 | 0.65321 |  | 10 |  |  |  | 9396.427 | [8 empty] | 0 | 0 | 0 | 0 | 0 | 0 | 0 | [5 empty] | 0
FL Zone 2HealthcareTurnover |  | XXXXXXXX | Yes | Equipment | Heat Pump Water Heater | Efficient 50 Gallon Electric Heat Pump Water Heater | Code-Compliant 50 Gallon Electric Heat Pump Water Heater | Commercial | Turnover | Healthcare | FL Zone 2 | Domestic Hot Water | Centralized water heaters |  | 0 | Per Unit | [7 empty] | 9589.9863 | 3325.7017 | 6264.2846 | 0.65321 |  | 10 |  |  |  | 6264.2846 | [8 empty] | 0 | 0 | 0 | 0 | 0 | 0 | 0 | [5 empty] | 0
FL Zone 2HospitalsTurnover |  | XXXXXXXX | Yes | Equipment | Heat Pump Water Heater | Efficient 50 Gallon Electric Heat Pump Water Heater | Code-Compliant 50 Gallon Electric Heat Pump Water Heater | Commercial | Turnover | Hospitals | FL Zone 2 | Domestic Hot Water | Centralized water heaters |  | 0 | Per Unit | [7 empty] | 290097.0863 | 100602.4758 | 189494.6105 | 0.65321 |  | 10 |  |  |  | 189494.6105 | [8 empty] | 0 | 0 | 0 | 0 | 0 | 0 | 0 | [5 empty] | 0
FL Zone 2InstitutionalTurnover |  | XXXXXXXX | Yes | Equipment | Heat Pump Water Heater | Efficient 50 Gallon Electric Heat Pump Water Heater | Code-Compliant 50 Gallon Electric Heat Pump Water Heater | Commercial | Turnover | Institutional | FL Zone 2 | Domestic Hot Water | Centralized water heaters |  | 0 | Per Unit | [7 empty] | 575399.1794 | 199542.1007 | 375857.0786 | 0.65321 |  | 10 |  |  |  | 375857.0786 | [8 empty] | 0 | 0 | 0 | 0 | 0 | 0 | 0 | [5 empty] | 0
FL Zone 2Lodging/HospitalityTurnover |  | XXXXXXXX | Yes | Equipment | Heat Pump Water Heater | Efficient 50 Gallon Electric Heat Pump Water Heater | Code-Compliant 50 Gallon Electric Heat Pump Water Heater | Commercial | Turnover | Lodging/Hospitality | FL Zone 2 | Domestic Hot Water | Centralized water heaters |  | 0 | Per Unit | [7 empty] | 69047.9015 | 23945.0521 | 45102.8494 | 0.65321 |  | 10 |  |  |  | 45102.8494 | [8 empty] | 0 | 0 | 0 | 0 | 0 | 0 | 0 | [5 empty] | 0
FL Zone 2MiscellaneousTurnover |  | XXXXXXXX | Yes | Equipment | Heat Pump Water Heater | Efficient 50 Gallon Electric Heat Pump Water Heater | Code-Compliant 50 Gallon Electric Heat Pump Water Heater | Commercial | Turnover | Miscellaneous | FL Zone 2 | Domestic Hot Water | Centralized water heaters |  | 0 | Per Unit | [7 empty] | 431549.3845 | 149656.5756 | 281892.809 | 0.65321 |  | 10 |  |  |  | 281892.809 | [8 empty] | 0 | 0 | 0 | 0 | 0 | 0 | 0 | [5 empty] | 0
FL Zone 2OfficesTurnover |  | XXXXXXXX | Yes | Equipment | Heat Pump Water Heater | Efficient 50 Gallon Electric Heat Pump Water Heater | Code-Compliant 50 Gallon Electric Heat Pump Water Heater | Commercial | Turnover | Offices | FL Zone 2 | Domestic Hot Water | Centralized water heaters |  | 0 | Per Unit | [7 empty] | 59937.4145 | 20785.6355 | 39151.779 | 0.65321 |  | 10 |  |  |  | 39151.779 | [8 empty] | 0 | 0 | 0 | 0 | 0 | 0 | 0 | [5 empty] | 0
FL Zone 2RestaurantsTurnover |  | XXXXXXXX | Yes | Equipment | Heat Pump Water Heater | Efficient 50 Gallon Electric Heat Pump Water Heater | Code-Compliant 50 Gallon Electric Heat Pump Water Heater | Commercial | Turnover | Restaurants | FL Zone 2 | Domestic Hot Water | Centralized water heaters |  | 0 | Per Unit | [7 empty] | 23974.9658 | 8314.2542 | 15660.7116 | 0.65321 |  | 10 |  |  |  | 15660.7116 | [8 empty] | 0 | 0 | 0 | 0 | 0 | 0 | 0 | [5 empty] | 0
FL Zone 2RetailTurnover |  | XXXXXXXX | Yes | Equipment | Heat Pump Water Heater | Efficient 50 Gallon Electric Heat Pump Water Heater | Code-Compliant 50 Gallon Electric Heat Pump Water Heater | Commercial | Turnover | Retail | FL Zone 2 | Domestic Hot Water | Centralized water heaters |  | 0 | Per Unit | [7 empty] | 42723.3891 | 14816.001 | 27907.3881 | 0.65321 |  | 10 |  |  |  | 27907.3881 | [8 empty] | 0 | 0 | 0 | 0 | 0 | 0 | 0 | [5 empty] | 0
FL Zone 2Schools K-12Turnover |  | XXXXXXXX | Yes | Equipment | Heat Pump Water Heater | Efficient 50 Gallon Electric Heat Pump Water Heater | Code-Compliant 50 Gallon Electric Heat Pump Water Heater | Commercial | Turnover | Schools K-12 | FL Zone 2 | Domestic Hot Water | Centralized water heaters |  | 0 | Per Unit | [7 empty] | 2996.9364 | 1039.3046 | 1957.6319 | 0.65321 |  | 10 |  |  |  | 1957.6319 | [8 empty] | 0 | 0 | 0 | 0 | 0 | 0 | 0 | [5 empty] | 0
FL Zone 2WarehouseTurnover |  | XXXXXXXX | Yes | Equipment | Heat Pump Water Heater | Efficient 50 Gallon Electric Heat Pump Water Heater | Code-Compliant 50 Gallon Electric Heat Pump Water Heater | Commercial | Turnover | Warehouse | FL Zone 2 | Domestic Hot Water | Centralized water heaters |  | 0 | Per Unit | [7 empty] | 14384.9795 | 4988.5525 | 9396.427 | 0.65321 |  | 10 |  |  |  | 9396.427 | [8 empty] | 0 | 0 | 0 | 0 | 0 | 0 | 0 | [5 empty] | 0
FL Zone 2AssemblyNew |  | XXXXXXXX | Yes | Equipment | Heat Pump Water Heater | Efficient 50 Gallon Electric Heat Pump Water Heater | Code-Compliant 50 Gallon Electric Heat Pump Water Heater | Commercial | New | Assembly | FL Zone 2 | Domestic Hot Water | Centralized water heaters |  | 0 | Per Unit | [7 empty] | 7192.4897 | 2494.2763 | 4698.2135 | 0.65321 |  | 10 |  |  |  | 4698.2135 | [8 empty] | 0 | 0 | 0 | 0 | 0 | 0 | 0 | [5 empty] | 0
FL Zone 2College and UniversityNew |  | XXXXXXXX | Yes | Equipment | Heat Pump Water Heater | Efficient 50 Gallon Electric Heat Pump Water Heater | Code-Compliant 50 Gallon Electric Heat Pump Water Heater | Commercial | New | College and University | FL Zone 2 | Domestic Hot Water | Centralized water heaters |  | 0 | Per Unit | [7 empty] | 165427.2641 | 57368.354 | 108058.9101 | 0.65321 |  | 10 |  |  |  | 108058.9101 | [8 empty] | 0 | 0 | 0 | 0 | 0 | 0 | 0 | [5 empty] | 0
FL Zone 2GroceryNew |  | XXXXXXXX | Yes | Equipment | Heat Pump Water Heater | Efficient 50 Gallon Electric Heat Pump Water Heater | Code-Compliant 50 Gallon Electric Heat Pump Water Heater | Commercial | New | Grocery | FL Zone 2 | Domestic Hot Water | Centralized water heaters |  | 0 | Per Unit | [7 empty] | 14384.9795 | 4988.5525 | 9396.427 | 0.65321 |  | 10 |  |  |  | 9396.427 | [8 empty] | 0 | 0 | 0 | 0 | 0 | 0 | 0 | [5 empty] | 0
FL Zone 2HealthcareNew |  | XXXXXXXX | Yes | Equipment | Heat Pump Water Heater | Efficient 50 Gallon Electric Heat Pump Water Heater | Code-Compliant 50 Gallon Electric Heat Pump Water Heater | Commercial | New | Healthcare | FL Zone 2 | Domestic Hot Water | Centralized water heaters |  | 0 | Per Unit | [7 empty] | 9589.9863 | 3325.7017 | 6264.2846 | 0.65321 |  | 10 |  |  |  | 6264.2846 | [8 empty] | 0 | 0 | 0 | 0 | 0 | 0 | 0 | [5 empty] | 0
FL Zone 2HospitalsNew |  | XXXXXXXX | Yes | Equipment | Heat Pump Water Heater | Efficient 50 Gallon Electric Heat Pump Water Heater | Code-Compliant 50 Gallon Electric Heat Pump Water Heater | Commercial | New | Hospitals | FL Zone 2 | Domestic Hot Water | Centralized water heaters |  | 0 | Per Unit | [7 empty] | 290097.0863 | 100602.4758 | 189494.6105 | 0.65321 |  | 10 |  |  |  | 189494.6105 | [8 empty] | 0 | 0 | 0 | 0 | 0 | 0 | 0 | [5 empty] | 0
FL Zone 2InstitutionalNew |  | XXXXXXXX | Yes | Equipment | Heat Pump Water Heater | Efficient 50 Gallon Electric Heat Pump Water Heater | Code-Compliant 50 Gallon Electric Heat Pump Water Heater | Commercial | New | Institutional | FL Zone 2 | Domestic Hot Water | Centralized water heaters |  | 0 | Per Unit | [7 empty] | 575399.1794 | 199542.1007 | 375857.0786 | 0.65321 |  | 10 |  |  |  | 375857.0786 | [8 empty] | 0 | 0 | 0 | 0 | 0 | 0 | 0 | [5 empty] | 0
FL Zone 2Lodging/HospitalityNew |  | XXXXXXXX | Yes | Equipment | Heat Pump Water Heater | Efficient 50 Gallon Electric Heat Pump Water Heater | Code-Compliant 50 Gallon Electric Heat Pump Water Heater | Commercial | New | Lodging/Hospitality | FL Zone 2 | Domestic Hot Water | Centralized water heaters |  | 0 | Per Unit | [7 empty] | 69047.9015 | 23945.0521 | 45102.8494 | 0.65321 |  | 10 |  |  |  | 45102.8494 | [8 empty] | 0 | 0 | 0 | 0 | 0 | 0 | 0 | [5 empty] | 0
FL Zone 2MiscellaneousNew |  | XXXXXXXX | Yes | Equipment | Heat Pump Water Heater | Efficient 50 Gallon Electric Heat Pump Water Heater | Code-Compliant 50 Gallon Electric Heat Pump Water Heater | Commercial | New | Miscellaneous | FL Zone 2 | Domestic Hot Water | Centralized water heaters |  | 0 | Per Unit | [7 empty] | 431549.3845 | 149656.5756 | 281892.809 | 0.65321 |  | 10 |  |  |  | 281892.809 | [8 empty] | 0 | 0 | 0 | 0 | 0 | 0 | 0 | [5 empty] | 0
FL Zone 2OfficesNew |  | XXXXXXXX | Yes | Equipment | Heat Pump Water Heater | Efficient 50 Gallon Electric Heat Pump Water Heater | Code-Compliant 50 Gallon Electric Heat Pump Water Heater | Commercial | New | Offices | FL Zone 2 | Domestic Hot Water | Centralized water heaters |  | 0 | Per Unit | [7 empty] | 59937.4145 | 20785.6355 | 39151.779 | 0.65321 |  | 10 |  |  |  | 39151.779 | [8 empty] | 0 | 0 | 0 | 0 | 0 | 0 | 0 | [5 empty] | 0
FL Zone 2RestaurantsNew |  | XXXXXXXX | Yes | Equipment | Heat Pump Water Heater | Efficient 50 Gallon Electric Heat Pump Water Heater | Code-Compliant 50 Gallon Electric Heat Pump Water Heater | Commercial | New | Restaurants | FL Zone 2 | Domestic Hot Water | Centralized water heaters |  | 0 | Per Unit | [7 empty] | 23974.9658 | 8314.2542 | 15660.7116 | 0.65321 |  | 10 |  |  |  | 15660.7116 | [8 empty] | 0 | 0 | 0 | 0 | 0 | 0 | 0 | [5 empty] | 0
FL Zone 2RetailNew |  | XXXXXXXX | Yes | Equipment | Heat Pump Water Heater | Efficient 50 Gallon Electric Heat Pump Water Heater | Code-Compliant 50 Gallon Electric Heat Pump Water Heater | Commercial | New | Retail | FL Zone 2 | Domestic Hot Water | Centralized water heaters |  | 0 | Per Unit | [7 empty] | 42723.3891 | 14816.001 | 27907.3881 | 0.65321 |  | 10 |  |  |  | 27907.3881 | [8 empty] | 0 | 0 | 0 | 0 | 0 | 0 | 0 | [5 empty] | 0
FL Zone 2Schools K-12New |  | XXXXXXXX | Yes | Equipment | Heat Pump Water Heater | Efficient 50 Gallon Electric Heat Pump Water Heater | Code-Compliant 50 Gallon Electric Heat Pump Water Heater | Commercial | New | Schools K-12 | FL Zone 2 | Domestic Hot Water | Centralized water heaters |  | 0 | Per Unit | [7 empty] | 2996.9364 | 1039.3046 | 1957.6319 | 0.65321 |  | 10 |  |  |  | 1957.6319 | [8 empty] | 0 | 0 | 0 | 0 | 0 | 0 | 0 | [5 empty] | 0
FL Zone 2WarehouseNew |  | XXXXXXXX | Yes | Equipment | Heat Pump Water Heater | Efficient 50 Gallon Electric Heat Pump Water Heater | Code-Compliant 50 Gallon Electric Heat Pump Water Heater | Commercial | New | Warehouse | FL Zone 2 | Domestic Hot Water | Centralized water heaters |  | 0 | Per Unit | [7 empty] | 14384.9795 | 4988.5525 | 9396.427 | 0.65321 |  | 10 |  |  |  | 9396.427 | [8 empty] | 0 | 0 | 0 | 0 | 0 | 0 | 0 | [5 empty] | 0
FL Zone 2AssemblyTurnover |  | XXXXXXXX | Yes | Equipment | High Bay Fluorescent (T5) | One 4' 4-Lamp High Bay T5 Fixture | Average Lumen Equivalent High Intensity Discharge Fixture | Commercial | Turnover | Assembly | FL Zone 2 | Interior Lighting | High bay |  | 0 | Per Unit | [7 empty] | 898.2707 | 322.112 | 576.1587 | 0.64141 |  | 15 |  |  |  | 576.1587 | [8 empty] | 0 | 0 | 0 | 0 | 0 | 0 | 0 | [5 empty] | 0
FL Zone 2College and UniversityTurnover |  | XXXXXXXX | Yes | Equipment | High Bay Fluorescent (T5) | One 4' 4-Lamp High Bay T5 Fixture | Average Lumen Equivalent High Intensity Discharge Fixture | Commercial | Turnover | College and University | FL Zone 2 | Interior Lighting | High bay |  | 0 | Per Unit | [7 empty] | 1376.7653 | 493.696 | 883.0693 | 0.64141 |  | 15 |  |  |  | 883.0693 | [8 empty] | 0 | 0 | 0 | 0 | 0 | 0 | 0 | [5 empty] | 0
FL Zone 2GroceryTurnover |  | XXXXXXXX | Yes | Equipment | High Bay Fluorescent (T5) | One 4' 4-Lamp High Bay T5 Fixture | Average Lumen Equivalent High Intensity Discharge Fixture | Commercial | Turnover | Grocery | FL Zone 2 | Interior Lighting | High bay |  | 0 | Per Unit | [7 empty] | 1731.576 | 620.928 | 1110.648 | 0.64141 |  | 15 |  |  |  | 1110.648 | [8 empty] | 0 | 0 | 0 | 0 | 0 | 0 | 0 | [5 empty] | 0
FL Zone 2HealthcareTurnover |  | XXXXXXXX | Yes | Equipment | High Bay Fluorescent (T5) | One 4' 4-Lamp High Bay T5 Fixture | Average Lumen Equivalent High Intensity Discharge Fixture | Commercial | Turnover | Healthcare | FL Zone 2 | Interior Lighting | High bay |  | 0 | Per Unit | [7 empty] | 1570.412 | 563.136 | 1007.276 | 0.64141 |  | 15 |  |  |  | 1007.276 | [8 empty] | 0 | 0 | 0 | 0 | 0 | 0 | 0 | [5 empty] | 0
FL Zone 2HospitalsTurnover |  | XXXXXXXX | Yes | Equipment | High Bay Fluorescent (T5) | One 4' 4-Lamp High Bay T5 Fixture | Average Lumen Equivalent High Intensity Discharge Fixture | Commercial | Turnover | Hospitals | FL Zone 2 | Interior Lighting | High bay |  | 0 | Per Unit | [7 empty] | 2124.4913 | 761.824 | 1362.6673 | 0.64141 |  | 15 |  |  |  | 1362.6673 | [8 empty] | 0 | 0 | 0 | 0 | 0 | 0 | 0 | [5 empty] | 0
FL Zone 2InstitutionalTurnover |  | XXXXXXXX | Yes | Equipment | High Bay Fluorescent (T5) | One 4' 4-Lamp High Bay T5 Fixture | Average Lumen Equivalent High Intensity Discharge Fixture | Commercial | Turnover | Institutional | FL Zone 2 | Interior Lighting | High bay |  | 0 | Per Unit | [7 empty] | 1030.3877 | 369.488 | 660.8997 | 0.64141 |  | 15 |  |  |  | 660.8997 | [8 empty] | 0 | 0 | 0 | 0 | 0 | 0 | 0 | [5 empty] | 0
FL Zone 2Lodging/HospitalityTurnover |  | XXXXXXXX | Yes | Equipment | High Bay Fluorescent (T5) | One 4' 4-Lamp High Bay T5 Fixture | Average Lumen Equivalent High Intensity Discharge Fixture | Commercial | Turnover | Lodging/Hospitality | FL Zone 2 | Interior Lighting | High bay |  | 0 | Per Unit | [7 empty] | 1172.4993 | 420.448 | 752.0513 | 0.64141 |  | 15 |  |  |  | 752.0513 | [8 empty] | 0 | 0 | 0 | 0 | 0 | 0 | 0 | [5 empty] | 0
FL Zone 2MiscellaneousTurnover |  | XXXXXXXX | Yes | Equipment | High Bay Fluorescent (T5) | One 4' 4-Lamp High Bay T5 Fixture | Average Lumen Equivalent High Intensity Discharge Fixture | Commercial | Turnover | Miscellaneous | FL Zone 2 | Interior Lighting | High bay |  | 0 | Per Unit | [7 empty] | 1376.7653 | 493.696 | 883.0693 | 0.64141 |  | 15 |  |  |  | 883.0693 | [8 empty] | 0 | 0 | 0 | 0 | 0 | 0 | 0 | [5 empty] | 0
FL Zone 2OfficesTurnover |  | XXXXXXXX | Yes | Equipment | High Bay Fluorescent (T5) | One 4' 4-Lamp High Bay T5 Fixture | Average Lumen Equivalent High Intensity Discharge Fixture | Commercial | Turnover | Offices | FL Zone 2 | Interior Lighting | High bay |  | 0 | Per Unit | [7 empty] | 1016.0203 | 364.336 | 651.6843 | 0.64141 |  | 15 |  |  |  | 651.6843 | [8 empty] | 0 | 0 | 0 | 0 | 0 | 0 | 0 | [5 empty] | 0
FL Zone 2RestaurantsTurnover |  | XXXXXXXX | Yes | Equipment | High Bay Fluorescent (T5) | One 4' 4-Lamp High Bay T5 Fixture | Average Lumen Equivalent High Intensity Discharge Fixture | Commercial | Turnover | Restaurants | FL Zone 2 | Interior Lighting | High bay |  | 0 | Per Unit | [7 empty] | 1048.503 | 375.984 | 672.519 | 0.64141 |  | 15 |  |  |  | 672.519 | [8 empty] | 0 | 0 | 0 | 0 | 0 | 0 | 0 | [5 empty] | 0
FL Zone 2RetailTurnover |  | XXXXXXXX | Yes | Equipment | High Bay Fluorescent (T5) | One 4' 4-Lamp High Bay T5 Fixture | Average Lumen Equivalent High Intensity Discharge Fixture | Commercial | Turnover | Retail | FL Zone 2 | Interior Lighting | High bay |  | 0 | Per Unit | [7 empty] | 1556.6693 | 558.208 | 998.4613 | 0.64141 |  | 15 |  |  |  | 998.4613 | [8 empty] | 0 | 0 | 0 | 0 | 0 | 0 | 0 | [5 empty] | 0
FL Zone 2Schools K-12Turnover |  | XXXXXXXX | Yes | Equipment | High Bay Fluorescent (T5) | One 4' 4-Lamp High Bay T5 Fixture | Average Lumen Equivalent High Intensity Discharge Fixture | Commercial | Turnover | Schools K-12 | FL Zone 2 | Interior Lighting | High bay |  | 0 | Per Unit | [7 empty] | 743.041 | 266.448 | 476.593 | 0.64141 |  | 15 |  |  |  | 476.593 | [8 empty] | 0 | 0 | 0 | 0 | 0 | 0 | 0 | [5 empty] | 0
FL Zone 2WarehouseTurnover |  | XXXXXXXX | Yes | Equipment | High Bay Fluorescent (T5) | One 4' 4-Lamp High Bay T5 Fixture | Average Lumen Equivalent High Intensity Discharge Fixture | Commercial | Turnover | Warehouse | FL Zone 2 | Interior Lighting | High bay |  | 0 | Per Unit | [7 empty] | 1194.3627 | 428.288 | 766.0747 | 0.64141 |  | 15 |  |  |  | 766.0747 | [8 empty] | 0 | 0 | 0 | 0 | 0 | 0 | 0 | [5 empty] | 0
FL Zone 2AssemblyNew |  | XXXXXXXX | Yes | Equipment | High Bay Fluorescent (T5) | One 4' 4-Lamp High Bay T5 Fixture | Average Lumen Equivalent High Intensity Discharge Fixture | Commercial | New | Assembly | FL Zone 2 | Interior Lighting | High bay |  | 0 | Per Unit | [7 empty] | 898.2707 | 322.112 | 576.1587 | 0.64141 |  | 15 |  |  |  | 576.1587 | [8 empty] | 0 | 0 | 0 | 0 | 0 | 0 | 0 | [5 empty] | 0
FL Zone 2College and UniversityNew |  | XXXXXXXX | Yes | Equipment | High Bay Fluorescent (T5) | One 4' 4-Lamp High Bay T5 Fixture | Average Lumen Equivalent High Intensity Discharge Fixture | Commercial | New | College and University | FL Zone 2 | Interior Lighting | High bay |  | 0 | Per Unit | [7 empty] | 1376.7653 | 493.696 | 883.0693 | 0.64141 |  | 15 |  |  |  | 883.0693 | [8 empty] | 0 | 0 | 0 | 0 | 0 | 0 | 0 | [5 empty] | 0
FL Zone 2GroceryNew |  | XXXXXXXX | Yes | Equipment | High Bay Fluorescent (T5) | One 4' 4-Lamp High Bay T5 Fixture | Average Lumen Equivalent High Intensity Discharge Fixture | Commercial | New | Grocery | FL Zone 2 | Interior Lighting | High bay |  | 0 | Per Unit | [7 empty] | 1731.576 | 620.928 | 1110.648 | 0.64141 |  | 15 |  |  |  | 1110.648 | [8 empty] | 0 | 0 | 0 | 0 | 0 | 0 | 0 | [5 empty] | 0
FL Zone 2HealthcareNew |  | XXXXXXXX | Yes | Equipment | High Bay Fluorescent (T5) | One 4' 4-Lamp High Bay T5 Fixture | Average Lumen Equivalent High Intensity Discharge Fixture | Commercial | New | Healthcare | FL Zone 2 | Interior Lighting | High bay |  | 0 | Per Unit | [7 empty] | 1570.412 | 563.136 | 1007.276 | 0.64141 |  | 15 |  |  |  | 1007.276 | [8 empty] | 0 | 0 | 0 | 0 | 0 | 0 | 0 | [5 empty] | 0
FL Zone 2HospitalsNew |  | XXXXXXXX | Yes | Equipment | High Bay Fluorescent (T5) | One 4' 4-Lamp High Bay T5 Fixture | Average Lumen Equivalent High Intensity Discharge Fixture | Commercial | New | Hospitals | FL Zone 2 | Interior Lighting | High bay |  | 0 | Per Unit | [7 empty] | 2124.4913 | 761.824 | 1362.6673 | 0.64141 |  | 15 |  |  |  | 1362.6673 | [8 empty] | 0 | 0 | 0 | 0 | 0 | 0 | 0 | [5 empty] | 0
FL Zone 2InstitutionalNew |  | XXXXXXXX | Yes | Equipment | High Bay Fluorescent (T5) | One 4' 4-Lamp High Bay T5 Fixture | Average Lumen Equivalent High Intensity Discharge Fixture | Commercial | New | Institutional | FL Zone 2 | Interior Lighting | High bay |  | 0 | Per Unit | [7 empty] | 1030.3877 | 369.488 | 660.8997 | 0.64141 |  | 15 |  |  |  | 660.8997 | [8 empty] | 0 | 0 | 0 | 0 | 0 | 0 | 0 | [5 empty] | 0
FL Zone 2Lodging/HospitalityNew |  | XXXXXXXX | Yes | Equipment | High Bay Fluorescent (T5) | One 4' 4-Lamp High Bay T5 Fixture | Average Lumen Equivalent High Intensity Discharge Fixture | Commercial | New | Lodging/Hospitality | FL Zone 2 | Interior Lighting | High bay |  | 0 | Per Unit | [7 empty] | 1172.4993 | 420.448 | 752.0513 | 0.64141 |  | 15 |  |  |  | 752.0513 | [8 empty] | 0 | 0 | 0 | 0 | 0 | 0 | 0 | [5 empty] | 0
FL Zone 2MiscellaneousNew |  | XXXXXXXX | Yes | Equipment | High Bay Fluorescent (T5) | One 4' 4-Lamp High Bay T5 Fixture | Average Lumen Equivalent High Intensity Discharge Fixture | Commercial | New | Miscellaneous | FL Zone 2 | Interior Lighting | High bay |  | 0 | Per Unit | [7 empty] | 1376.7653 | 493.696 | 883.0693 | 0.64141 |  | 15 |  |  |  | 883.0693 | [8 empty] | 0 | 0 | 0 | 0 | 0 | 0 | 0 | [5 empty] | 0
FL Zone 2OfficesNew |  | XXXXXXXX | Yes | Equipment | High Bay Fluorescent (T5) | One 4' 4-Lamp High Bay T5 Fixture | Average Lumen Equivalent High Intensity Discharge Fixture | Commercial | New | Offices | FL Zone 2 | Interior Lighting | High bay |  | 0 | Per Unit | [7 empty] | 1016.0203 | 364.336 | 651.6843 | 0.64141 |  | 15 |  |  |  | 651.6843 | [8 empty] | 0 | 0 | 0 | 0 | 0 | 0 | 0 | [5 empty] | 0
FL Zone 2RestaurantsNew |  | XXXXXXXX | Yes | Equipment | High Bay Fluorescent (T5) | One 4' 4-Lamp High Bay T5 Fixture | Average Lumen Equivalent High Intensity Discharge Fixture | Commercial | New | Restaurants | FL Zone 2 | Interior Lighting | High bay |  | 0 | Per Unit | [7 empty] | 1048.503 | 375.984 | 672.519 | 0.64141 |  | 15 |  |  |  | 672.519 | [8 empty] | 0 | 0 | 0 | 0 | 0 | 0 | 0 | [5 empty] | 0
FL Zone 2RetailNew |  | XXXXXXXX | Yes | Equipment | High Bay Fluorescent (T5) | One 4' 4-Lamp High Bay T5 Fixture | Average Lumen Equivalent High Intensity Discharge Fixture | Commercial | New | Retail | FL Zone 2 | Interior Lighting | High bay |  | 0 | Per Unit | [7 empty] | 1556.6693 | 558.208 | 998.4613 | 0.64141 |  | 15 |  |  |  | 998.4613 | [8 empty] | 0 | 0 | 0 | 0 | 0 | 0 | 0 | [5 empty] | 0
FL Zone 2Schools K-12New |  | XXXXXXXX | Yes | Equipment | High Bay Fluorescent (T5) | One 4' 4-Lamp High Bay T5 Fixture | Average Lumen Equivalent High Intensity Discharge Fixture | Commercial | New | Schools K-12 | FL Zone 2 | Interior Lighting | High bay |  | 0 | Per Unit | [7 empty] | 743.041 | 266.448 | 476.593 | 0.64141 |  | 15 |  |  |  | 476.593 | [8 empty] | 0 | 0 | 0 | 0 | 0 | 0 | 0 | [5 empty] | 0
FL Zone 2WarehouseNew |  | XXXXXXXX | Yes | Equipment | High Bay Fluorescent (T5) | One 4' 4-Lamp High Bay T5 Fixture | Average Lumen Equivalent High Intensity Discharge Fixture | Commercial | New | Warehouse | FL Zone 2 | Interior Lighting | High bay |  | 0 | Per Unit | [7 empty] | 1194.3627 | 428.288 | 766.0747 | 0.64141 |  | 15 |  |  |  | 766.0747 | [8 empty] | 0 | 0 | 0 | 0 | 0 | 0 | 0 | [5 empty] | 0
FL Zone 2AssemblyTurnover |  | XXXXXXXX | Yes | Equipment | High Bay LED | One 150W High Bay LED Fixture | Weighted Existing Fluorescent High-Bay Fixture | Commercial | Turnover | Assembly | FL Zone 2 | Interior Lighting | High bay |  | 0 | Per Fixture | [7 empty] | 898.2707 | 316.36 | 581.9107 | 0.64781 |  | 15 |  |  |  | 581.9107 | [8 empty] | 0 | 0 | 0 | 0 | 0 | 0 | 0 | [5 empty] | 0
FL Zone 2College and UniversityTurnover |  | XXXXXXXX | Yes | Equipment | High Bay LED | One 150W High Bay LED Fixture | Weighted Existing Fluorescent High-Bay Fixture | Commercial | Turnover | College and University | FL Zone 2 | Interior Lighting | High bay |  | 0 | Per Fixture | [7 empty] | 1376.7653 | 484.88 | 891.8853 | 0.64781 |  | 15 |  |  |  | 891.8853 | [8 empty] | 0 | 0 | 0 | 0 | 0 | 0 | 0 | [5 empty] | 0
FL Zone 2GroceryTurnover |  | XXXXXXXX | Yes | Equipment | High Bay LED | One 150W High Bay LED Fixture | Weighted Existing Fluorescent High-Bay Fixture | Commercial | Turnover | Grocery | FL Zone 2 | Interior Lighting | High bay |  | 0 | Per Fixture | [7 empty] | 1731.576 | 609.84 | 1121.736 | 0.64781 |  | 15 |  |  |  | 1121.736 | [8 empty] | 0 | 0 | 0 | 0 | 0 | 0 | 0 | [5 empty] | 0
FL Zone 2HealthcareTurnover |  | XXXXXXXX | Yes | Equipment | High Bay LED | One 150W High Bay LED Fixture | Weighted Existing Fluorescent High-Bay Fixture | Commercial | Turnover | Healthcare | FL Zone 2 | Interior Lighting | High bay |  | 0 | Per Fixture | [7 empty] | 1570.412 | 553.08 | 1017.332 | 0.64781 |  | 15 |  |  |  | 1017.332 | [8 empty] | 0 | 0 | 0 | 0 | 0 | 0 | 0 | [5 empty] | 0
FL Zone 2HospitalsTurnover |  | XXXXXXXX | Yes | Equipment | High Bay LED | One 150W High Bay LED Fixture | Weighted Existing Fluorescent High-Bay Fixture | Commercial | Turnover | Hospitals | FL Zone 2 | Interior Lighting | High bay |  | 0 | Per Fixture | [7 empty] | 2124.4913 | 748.22 | 1376.2713 | 0.64781 |  | 15 |  |  |  | 1376.2713 | [8 empty] | 0 | 0 | 0 | 0 | 0 | 0 | 0 | [5 empty] | 0
FL Zone 2InstitutionalTurnover |  | XXXXXXXX | Yes | Equipment | High Bay LED | One 150W High Bay LED Fixture | Weighted Existing Fluorescent High-Bay Fixture | Commercial | Turnover | Institutional | FL Zone 2 | Interior Lighting | High bay |  | 0 | Per Fixture | [7 empty] | 1030.3877 | 362.89 | 667.4977 | 0.64781 |  | 15 |  |  |  | 667.4977 | [8 empty] | 0 | 0 | 0 | 0 | 0 | 0 | 0 | [5 empty] | 0
FL Zone 2Lodging/HospitalityTurnover |  | XXXXXXXX | Yes | Equipment | High Bay LED | One 150W High Bay LED Fixture | Weighted Existing Fluorescent High-Bay Fixture | Commercial | Turnover | Lodging/Hospitality | FL Zone 2 | Interior Lighting | High bay |  | 0 | Per Fixture | [7 empty] | 1172.4993 | 412.94 | 759.5593 | 0.64781 |  | 15 |  |  |  | 759.5593 | [8 empty] | 0 | 0 | 0 | 0 | 0 | 0 | 0 | [5 empty] | 0
FL Zone 2MiscellaneousTurnover |  | XXXXXXXX | Yes | Equipment | High Bay LED | One 150W High Bay LED Fixture | Weighted Existing Fluorescent High-Bay Fixture | Commercial | Turnover | Miscellaneous | FL Zone 2 | Interior Lighting | High bay |  | 0 | Per Fixture | [7 empty] | 1376.7653 | 484.88 | 891.8853 | 0.64781 |  | 15 |  |  |  | 891.8853 | [8 empty] | 0 | 0 | 0 | 0 | 0 | 0 | 0 | [5 empty] | 0
FL Zone 2OfficesTurnover |  | XXXXXXXX | Yes | Equipment | High Bay LED | One 150W High Bay LED Fixture | Weighted Existing Fluorescent High-Bay Fixture | Commercial | Turnover | Offices | FL Zone 2 | Interior Lighting | High bay |  | 0 | Per Fixture | [7 empty] | 1016.0203 | 357.83 | 658.1903 | 0.64781 |  | 15 |  |  |  | 658.1903 | [8 empty] | 0 | 0 | 0 | 0 | 0 | 0 | 0 | [5 empty] | 0
FL Zone 2RestaurantsTurnover |  | XXXXXXXX | Yes | Equipment | High Bay LED | One 150W High Bay LED Fixture | Weighted Existing Fluorescent High-Bay Fixture | Commercial | Turnover | Restaurants | FL Zone 2 | Interior Lighting | High bay |  | 0 | Per Fixture | [7 empty] | 1048.503 | 369.27 | 679.233 | 0.64781 |  | 15 |  |  |  | 679.233 | [8 empty] | 0 | 0 | 0 | 0 | 0 | 0 | 0 | [5 empty] | 0
FL Zone 2RetailTurnover |  | XXXXXXXX | Yes | Equipment | High Bay LED | One 150W High Bay LED Fixture | Weighted Existing Fluorescent High-Bay Fixture | Commercial | Turnover | Retail | FL Zone 2 | Interior Lighting | High bay |  | 0 | Per Fixture | [7 empty] | 1556.6693 | 548.24 | 1008.4293 | 0.64781 |  | 15 |  |  |  | 1008.4293 | [8 empty] | 0 | 0 | 0 | 0 | 0 | 0 | 0 | [5 empty] | 0
FL Zone 2Schools K-12Turnover |  | XXXXXXXX | Yes | Equipment | High Bay LED | One 150W High Bay LED Fixture | Weighted Existing Fluorescent High-Bay Fixture | Commercial | Turnover | Schools K-12 | FL Zone 2 | Interior Lighting | High bay |  | 0 | Per Fixture | [7 empty] | 743.041 | 261.69 | 481.351 | 0.64781 |  | 15 |  |  |  | 481.351 | [8 empty] | 0 | 0 | 0 | 0 | 0 | 0 | 0 | [5 empty] | 0
FL Zone 2WarehouseTurnover |  | XXXXXXXX | Yes | Equipment | High Bay LED | One 150W High Bay LED Fixture | Weighted Existing Fluorescent High-Bay Fixture | Commercial | Turnover | Warehouse | FL Zone 2 | Interior Lighting | High bay |  | 0 | Per Fixture | [7 empty] | 1194.3627 | 420.64 | 773.7227 | 0.64781 |  | 15 |  |  |  | 773.7227 | [8 empty] | 0 | 0 | 0 | 0 | 0 | 0 | 0 | [5 empty] | 0
FL Zone 2AssemblyNew |  | XXXXXXXX | Yes | Equipment | High Bay LED | One 150W High Bay LED Fixture | Weighted Existing Fluorescent High-Bay Fixture | Commercial | New | Assembly | FL Zone 2 | Interior Lighting | High bay |  | 0 | Per Fixture | [7 empty] | 898.2707 | 316.36 | 581.9107 | 0.64781 |  | 15 |  |  |  | 581.9107 | [8 empty] | 0 | 0 | 0 | 0 | 0 | 0 | 0 | [5 empty] | 0
FL Zone 2College and UniversityNew |  | XXXXXXXX | Yes | Equipment | High Bay LED | One 150W High Bay LED Fixture | Weighted Existing Fluorescent High-Bay Fixture | Commercial | New | College and University | FL Zone 2 | Interior Lighting | High bay |  | 0 | Per Fixture | [7 empty] | 1376.7653 | 484.88 | 891.8853 | 0.64781 |  | 15 |  |  |  | 891.8853 | [8 empty] | 0 | 0 | 0 | 0 | 0 | 0 | 0 | [5 empty] | 0
FL Zone 2GroceryNew |  | XXXXXXXX | Yes | Equipment | High Bay LED | One 150W High Bay LED Fixture | Weighted Existing Fluorescent High-Bay Fixture | Commercial | New | Grocery | FL Zone 2 | Interior Lighting | High bay |  | 0 | Per Fixture | [7 empty] | 1731.576 | 609.84 | 1121.736 | 0.64781 |  | 15 |  |  |  | 1121.736 | [8 empty] | 0 | 0 | 0 | 0 | 0 | 0 | 0 | [5 empty] | 0
FL Zone 2HealthcareNew |  | XXXXXXXX | Yes | Equipment | High Bay LED | One 150W High Bay LED Fixture | Weighted Existing Fluorescent High-Bay Fixture | Commercial | New | Healthcare | FL Zone 2 | Interior Lighting | High bay |  | 0 | Per Fixture | [7 empty] | 1570.412 | 553.08 | 1017.332 | 0.64781 |  | 15 |  |  |  | 1017.332 | [8 empty] | 0 | 0 | 0 | 0 | 0 | 0 | 0 | [5 empty] | 0
FL Zone 2HospitalsNew |  | XXXXXXXX | Yes | Equipment | High Bay LED | One 150W High Bay LED Fixture | Weighted Existing Fluorescent High-Bay Fixture | Commercial | New | Hospitals | FL Zone 2 | Interior Lighting | High bay |  | 0 | Per Fixture | [7 empty] | 2124.4913 | 748.22 | 1376.2713 | 0.64781 |  | 15 |  |  |  | 1376.2713 | [8 empty] | 0 | 0 | 0 | 0 | 0 | 0 | 0 | [5 empty] | 0
FL Zone 2InstitutionalNew |  | XXXXXXXX | Yes | Equipment | High Bay LED | One 150W High Bay LED Fixture | Weighted Existing Fluorescent High-Bay Fixture | Commercial | New | Institutional | FL Zone 2 | Interior Lighting | High bay |  | 0 | Per Fixture | [7 empty] | 1030.3877 | 362.89 | 667.4977 | 0.64781 |  | 15 |  |  |  | 667.4977 | [8 empty] | 0 | 0 | 0 | 0 | 0 | 0 | 0 | [5 empty] | 0
FL Zone 2Lodging/HospitalityNew |  | XXXXXXXX | Yes | Equipment | High Bay LED | One 150W High Bay LED Fixture | Weighted Existing Fluorescent High-Bay Fixture | Commercial | New | Lodging/Hospitality | FL Zone 2 | Interior Lighting | High bay |  | 0 | Per Fixture | [7 empty] | 1172.4993 | 412.94 | 759.5593 | 0.64781 |  | 15 |  |  |  | 759.5593 | [8 empty] | 0 | 0 | 0 | 0 | 0 | 0 | 0 | [5 empty] | 0
FL Zone 2MiscellaneousNew |  | XXXXXXXX | Yes | Equipment | High Bay LED | One 150W High Bay LED Fixture | Weighted Existing Fluorescent High-Bay Fixture | Commercial | New | Miscellaneous | FL Zone 2 | Interior Lighting | High bay |  | 0 | Per Fixture | [7 empty] | 1376.7653 | 484.88 | 891.8853 | 0.64781 |  | 15 |  |  |  | 891.8853 | [8 empty] | 0 | 0 | 0 | 0 | 0 | 0 | 0 | [5 empty] | 0
FL Zone 2OfficesNew |  | XXXXXXXX | Yes | Equipment | High Bay LED | One 150W High Bay LED Fixture | Weighted Existing Fluorescent High-Bay Fixture | Commercial | New | Offices | FL Zone 2 | Interior Lighting | High bay |  | 0 | Per Fixture | [7 empty] | 1016.0203 | 357.83 | 658.1903 | 0.64781 |  | 15 |  |  |  | 658.1903 | [8 empty] | 0 | 0 | 0 | 0 | 0 | 0 | 0 | [5 empty] | 0
FL Zone 2RestaurantsNew |  | XXXXXXXX | Yes | Equipment | High Bay LED | One 150W High Bay LED Fixture | Weighted Existing Fluorescent High-Bay Fixture | Commercial | New | Restaurants | FL Zone 2 | Interior Lighting | High bay |  | 0 | Per Fixture | [7 empty] | 1048.503 | 369.27 | 679.233 | 0.64781 |  | 15 |  |  |  | 679.233 | [8 empty] | 0 | 0 | 0 | 0 | 0 | 0 | 0 | [5 empty] | 0
FL Zone 2RetailNew |  | XXXXXXXX | Yes | Equipment | High Bay LED | One 150W High Bay LED Fixture | Weighted Existing Fluorescent High-Bay Fixture | Commercial | New | Retail | FL Zone 2 | Interior Lighting | High bay |  | 0 | Per Fixture | [7 empty] | 1556.6693 | 548.24 | 1008.4293 | 0.64781 |  | 15 |  |  |  | 1008.4293 | [8 empty] | 0 | 0 | 0 | 0 | 0 | 0 | 0 | [5 empty] | 0
FL Zone 2Schools K-12New |  | XXXXXXXX | Yes | Equipment | High Bay LED | One 150W High Bay LED Fixture | Weighted Existing Fluorescent High-Bay Fixture | Commercial | New | Schools K-12 | FL Zone 2 | Interior Lighting | High bay |  | 0 | Per Fixture | [7 empty] | 743.041 | 261.69 | 481.351 | 0.64781 |  | 15 |  |  |  | 481.351 | [8 empty] | 0 | 0 | 0 | 0 | 0 | 0 | 0 | [5 empty] | 0
FL Zone 2WarehouseNew |  | XXXXXXXX | Yes | Equipment | High Bay LED | One 150W High Bay LED Fixture | Weighted Existing Fluorescent High-Bay Fixture | Commercial | New | Warehouse | FL Zone 2 | Interior Lighting | High bay |  | 0 | Per Fixture | [7 empty] | 1194.3627 | 420.64 | 773.7227 | 0.64781 |  | 15 |  |  |  | 773.7227 | [8 empty] | 0 | 0 | 0 | 0 | 0 | 0 | 0 | [5 empty] | 0
FL Zone 2AssemblyTurnover |  | XXXXXXXX | Yes | Equipment | High Efficiency Chiller (Air Cooled, 50 tons) | High Efficiency Chiller (Air Cooled, 50 tons) | Code-Compliant Air Cooled Positive Displacement Chiller, 50 Tons | Commercial | Turnover | Assembly | FL Zone 2 | Space Cooling | Central chillers inside |  | 0 | Per Unit | [7 empty] | 77854.4064 | 71035.0423 | 6819.3641 | 0.087591 |  | 20 |  |  |  | 6819.3641 | [8 empty] | 0 | 0 | 0 | 0 | 0 | 0 | 0 | [5 empty] | 0
FL Zone 2College and UniversityTurnover |  | XXXXXXXX | Yes | Equipment | High Efficiency Chiller (Air Cooled, 50 tons) | High Efficiency Chiller (Air Cooled, 50 tons) | Code-Compliant Air Cooled Positive Displacement Chiller, 50 Tons | Commercial | Turnover | College and University | FL Zone 2 | Space Cooling | Central chillers inside |  | 0 | Per Unit | [7 empty] | 86372.5243 | 78807.0477 | 7565.4766 | 0.087591 |  | 20 |  |  |  | 7565.4766 | [8 empty] | 0 | 0 | 0 | 0 | 0 | 0 | 0 | [5 empty] | 0
FL Zone 2GroceryTurnover |  | XXXXXXXX | Yes | Equipment | High Efficiency Chiller (Air Cooled, 50 tons) | High Efficiency Chiller (Air Cooled, 50 tons) | Code-Compliant Air Cooled Positive Displacement Chiller, 50 Tons | Commercial | Turnover | Grocery | FL Zone 2 | Space Cooling | Central chillers inside |  | 0 | Per Unit | [7 empty] | 43007.5604 | 39240.4748 | 3767.0856 | 0.087591 |  | 20 |  |  |  | 3767.0856 | [8 empty] | 0 | 0 | 0 | 0 | 0 | 0 | 0 | [5 empty] | 0
FL Zone 2HealthcareTurnover |  | XXXXXXXX | Yes | Equipment | High Efficiency Chiller (Air Cooled, 50 tons) | High Efficiency Chiller (Air Cooled, 50 tons) | Code-Compliant Air Cooled Positive Displacement Chiller, 50 Tons | Commercial | Turnover | Healthcare | FL Zone 2 | Space Cooling | Central chillers inside |  | 0 | Per Unit | [7 empty] | 169409.2822 | 154570.513 | 14838.7692 | 0.087591 |  | 20 |  |  |  | 14838.7692 | [8 empty] | 0 | 0 | 0 | 0 | 0 | 0 | 0 | [5 empty] | 0
FL Zone 2HospitalsTurnover |  | XXXXXXXX | Yes | Equipment | High Efficiency Chiller (Air Cooled, 50 tons) | High Efficiency Chiller (Air Cooled, 50 tons) | Code-Compliant Air Cooled Positive Displacement Chiller, 50 Tons | Commercial | Turnover | Hospitals | FL Zone 2 | Space Cooling | Central chillers inside |  | 0 | Per Unit | [7 empty] | 160474.1935 | 146418.0597 | 14056.1337 | 0.087591 |  | 20 |  |  |  | 14056.1337 | [8 empty] | 0 | 0 | 0 | 0 | 0 | 0 | 0 | [5 empty] | 0
FL Zone 2InstitutionalTurnover |  | XXXXXXXX | Yes | Equipment | High Efficiency Chiller (Air Cooled, 50 tons) | High Efficiency Chiller (Air Cooled, 50 tons) | Code-Compliant Air Cooled Positive Displacement Chiller, 50 Tons | Commercial | Turnover | Institutional | FL Zone 2 | Space Cooling | Central chillers inside |  | 0 | Per Unit | [7 empty] | 42054.4843 | 38370.8798 | 3683.6045 | 0.087591 |  | 20 |  |  |  | 3683.6045 | [8 empty] | 0 | 0 | 0 | 0 | 0 | 0 | 0 | [5 empty] | 0
FL Zone 2Lodging/HospitalityTurnover |  | XXXXXXXX | Yes | Equipment | High Efficiency Chiller (Air Cooled, 50 tons) | High Efficiency Chiller (Air Cooled, 50 tons) | Code-Compliant Air Cooled Positive Displacement Chiller, 50 Tons | Commercial | Turnover | Lodging/Hospitality | FL Zone 2 | Space Cooling | Central chillers inside |  | 0 | Per Unit | [7 empty] | 128605.7104 | 117340.9766 | 11264.7338 | 0.087591 |  | 20 |  |  |  | 11264.7338 | [8 empty] | 0 | 0 | 0 | 0 | 0 | 0 | 0 | [5 empty] | 0
FL Zone 2MiscellaneousTurnover |  | XXXXXXXX | Yes | Equipment | High Efficiency Chiller (Air Cooled, 50 tons) | High Efficiency Chiller (Air Cooled, 50 tons) | Code-Compliant Air Cooled Positive Displacement Chiller, 50 Tons | Commercial | Turnover | Miscellaneous | FL Zone 2 | Space Cooling | Central chillers inside |  | 0 | Per Unit | [7 empty] | 43484.0985 | 39675.2723 | 3808.8261 | 0.087591 |  | 20 |  |  |  | 3808.8261 | [8 empty] | 0 | 0 | 0 | 0 | 0 | 0 | 0 | [5 empty] | 0
FL Zone 2OfficesTurnover |  | XXXXXXXX | Yes | Equipment | High Efficiency Chiller (Air Cooled, 50 tons) | High Efficiency Chiller (Air Cooled, 50 tons) | Code-Compliant Air Cooled Positive Displacement Chiller, 50 Tons | Commercial | Turnover | Offices | FL Zone 2 | Space Cooling | Central chillers inside |  | 0 | Per Unit | [7 empty] | 87623.4367 | 79948.3912 | 7675.0456 | 0.087591 |  | 20 |  |  |  | 7675.0456 | [8 empty] | 0 | 0 | 0 | 0 | 0 | 0 | 0 | [5 empty] | 0
FL Zone 2RestaurantsTurnover |  | XXXXXXXX | Yes | Equipment | High Efficiency Chiller (Air Cooled, 50 tons) | High Efficiency Chiller (Air Cooled, 50 tons) | Code-Compliant Air Cooled Positive Displacement Chiller, 50 Tons | Commercial | Turnover | Restaurants | FL Zone 2 | Space Cooling | Central chillers inside |  | 0 | Per Unit | [7 empty] | 126163.4528 | 115112.6394 | 11050.8134 | 0.087591 |  | 20 |  |  |  | 11050.8134 | [8 empty] | 0 | 0 | 0 | 0 | 0 | 0 | 0 | [5 empty] | 0
FL Zone 2RetailTurnover |  | XXXXXXXX | Yes | Equipment | High Efficiency Chiller (Air Cooled, 50 tons) | High Efficiency Chiller (Air Cooled, 50 tons) | Code-Compliant Air Cooled Positive Displacement Chiller, 50 Tons | Commercial | Turnover | Retail | FL Zone 2 | Space Cooling | Central chillers inside |  | 0 | Per Unit | [7 empty] | 98881.6485 | 90220.4822 | 8661.1663 | 0.087591 |  | 20 |  |  |  | 8661.1663 | [8 empty] | 0 | 0 | 0 | 0 | 0 | 0 | 0 | [5 empty] | 0
FL Zone 2Schools K-12Turnover |  | XXXXXXXX | Yes | Equipment | High Efficiency Chiller (Air Cooled, 50 tons) | High Efficiency Chiller (Air Cooled, 50 tons) | Code-Compliant Air Cooled Positive Displacement Chiller, 50 Tons | Commercial | Turnover | Schools K-12 | FL Zone 2 | Space Cooling | Central chillers inside |  | 0 | Per Unit | [7 empty] | 85955.5535 | 78426.5999 | 7528.9536 | 0.087591 |  | 20 |  |  |  | 7528.9536 | [8 empty] | 0 | 0 | 0 | 0 | 0 | 0 | 0 | [5 empty] | 0
FL Zone 2WarehouseTurnover |  | XXXXXXXX | Yes | Equipment | High Efficiency Chiller (Air Cooled, 50 tons) | High Efficiency Chiller (Air Cooled, 50 tons) | Code-Compliant Air Cooled Positive Displacement Chiller, 50 Tons | Commercial | Turnover | Warehouse | FL Zone 2 | Space Cooling | Central chillers inside |  | 0 | Per Unit | [7 empty] | 18882.8208 | 17228.8511 | 1653.9697 | 0.087591 |  | 20 |  |  |  | 1653.9697 | [8 empty] | 0 | 0 | 0 | 0 | 0 | 0 | 0 | [5 empty] | 0
FL Zone 2AssemblyNew |  | XXXXXXXX | Yes | Equipment | High Efficiency Chiller (Air Cooled, 50 tons) | High Efficiency Chiller (Air Cooled, 50 tons) | Code-Compliant Air Cooled Positive Displacement Chiller, 50 Tons | Commercial | New | Assembly | FL Zone 2 | Space Cooling | Central chillers inside |  | 0 | Per Unit | [7 empty] | 77854.4064 | 71035.0423 | 6819.3641 | 0.087591 |  | 20 |  |  |  | 6819.3641 | [8 empty] | 0 | 0 | 0 | 0 | 0 | 0 | 0 | [5 empty] | 0
FL Zone 2College and UniversityNew |  | XXXXXXXX | Yes | Equipment | High Efficiency Chiller (Air Cooled, 50 tons) | High Efficiency Chiller (Air Cooled, 50 tons) | Code-Compliant Air Cooled Positive Displacement Chiller, 50 Tons | Commercial | New | College and University | FL Zone 2 | Space Cooling | Central chillers inside |  | 0 | Per Unit | [7 empty] | 86372.5243 | 78807.0477 | 7565.4766 | 0.087591 |  | 20 |  |  |  | 7565.4766 | [8 empty] | 0 | 0 | 0 | 0 | 0 | 0 | 0 | [5 empty] | 0
FL Zone 2GroceryNew |  | XXXXXXXX | Yes | Equipment | High Efficiency Chiller (Air Cooled, 50 tons) | High Efficiency Chiller (Air Cooled, 50 tons) | Code-Compliant Air Cooled Positive Displacement Chiller, 50 Tons | Commercial | New | Grocery | FL Zone 2 | Space Cooling | Central chillers inside |  | 0 | Per Unit | [7 empty] | 43007.5604 | 39240.4748 | 3767.0856 | 0.087591 |  | 20 |  |  |  | 3767.0856 | [8 empty] | 0 | 0 | 0 | 0 | 0 | 0 | 0 | [5 empty] | 0
FL Zone 2HealthcareNew |  | XXXXXXXX | Yes | Equipment | High Efficiency Chiller (Air Cooled, 50 tons) | High Efficiency Chiller (Air Cooled, 50 tons) | Code-Compliant Air Cooled Positive Displacement Chiller, 50 Tons | Commercial | New | Healthcare | FL Zone 2 | Space Cooling | Central chillers inside |  | 0 | Per Unit | [7 empty] | 169409.2822 | 154570.513 | 14838.7692 | 0.087591 |  | 20 |  |  |  | 14838.7692 | [8 empty] | 0 | 0 | 0 | 0 | 0 | 0 | 0 | [5 empty] | 0
FL Zone 2HospitalsNew |  | XXXXXXXX | Yes | Equipment | High Efficiency Chiller (Air Cooled, 50 tons) | High Efficiency Chiller (Air Cooled, 50 tons) | Code-Compliant Air Cooled Positive Displacement Chiller, 50 Tons | Commercial | New | Hospitals | FL Zone 2 | Space Cooling | Central chillers inside |  | 0 | Per Unit | [7 empty] | 160474.1935 | 146418.0597 | 14056.1337 | 0.087591 |  | 20 |  |  |  | 14056.1337 | [8 empty] | 0 | 0 | 0 | 0 | 0 | 0 | 0 | [5 empty] | 0
FL Zone 2InstitutionalNew |  | XXXXXXXX | Yes | Equipment | High Efficiency Chiller (Air Cooled, 50 tons) | High Efficiency Chiller (Air Cooled, 50 tons) | Code-Compliant Air Cooled Positive Displacement Chiller, 50 Tons | Commercial | New | Institutional | FL Zone 2 | Space Cooling | Central chillers inside |  | 0 | Per Unit | [7 empty] | 42054.4843 | 38370.8798 | 3683.6045 | 0.087591 |  | 20 |  |  |  | 3683.6045 | [8 empty] | 0 | 0 | 0 | 0 | 0 | 0 | 0 | [5 empty] | 0
FL Zone 2Lodging/HospitalityNew |  | XXXXXXXX | Yes | Equipment | High Efficiency Chiller (Air Cooled, 50 tons) | High Efficiency Chiller (Air Cooled, 50 tons) | Code-Compliant Air Cooled Positive Displacement Chiller, 50 Tons | Commercial | New | Lodging/Hospitality | FL Zone 2 | Space Cooling | Central chillers inside |  | 0 | Per Unit | [7 empty] | 128605.7104 | 117340.9766 | 11264.7338 | 0.087591 |  | 20 |  |  |  | 11264.7338 | [8 empty] | 0 | 0 | 0 | 0 | 0 | 0 | 0 | [5 empty] | 0
FL Zone 2MiscellaneousNew |  | XXXXXXXX | Yes | Equipment | High Efficiency Chiller (Air Cooled, 50 tons) | High Efficiency Chiller (Air Cooled, 50 tons) | Code-Compliant Air Cooled Positive Displacement Chiller, 50 Tons | Commercial | New | Miscellaneous | FL Zone 2 | Space Cooling | Central chillers inside |  | 0 | Per Unit | [7 empty] | 43484.0985 | 39675.2723 | 3808.8261 | 0.087591 |  | 20 |  |  |  | 3808.8261 | [8 empty] | 0 | 0 | 0 | 0 | 0 | 0 | 0 | [5 empty] | 0
FL Zone 2OfficesNew |  | XXXXXXXX | Yes | Equipment | High Efficiency Chiller (Air Cooled, 50 tons) | High Efficiency Chiller (Air Cooled, 50 tons) | Code-Compliant Air Cooled Positive Displacement Chiller, 50 Tons | Commercial | New | Offices | FL Zone 2 | Space Cooling | Central chillers inside |  | 0 | Per Unit | [7 empty] | 87623.4367 | 79948.3912 | 7675.0456 | 0.087591 |  | 20 |  |  |  | 7675.0456 | [8 empty] | 0 | 0 | 0 | 0 | 0 | 0 | 0 | [5 empty] | 0
FL Zone 2RestaurantsNew |  | XXXXXXXX | Yes | Equipment | High Efficiency Chiller (Air Cooled, 50 tons) | High Efficiency Chiller (Air Cooled, 50 tons) | Code-Compliant Air Cooled Positive Displacement Chiller, 50 Tons | Commercial | New | Restaurants | FL Zone 2 | Space Cooling | Central chillers inside |  | 0 | Per Unit | [7 empty] | 126163.4528 | 115112.6394 | 11050.8134 | 0.087591 |  | 20 |  |  |  | 11050.8134 | [8 empty] | 0 | 0 | 0 | 0 | 0 | 0 | 0 | [5 empty] | 0
FL Zone 2RetailNew |  | XXXXXXXX | Yes | Equipment | High Efficiency Chiller (Air Cooled, 50 tons) | High Efficiency Chiller (Air Cooled, 50 tons) | Code-Compliant Air Cooled Positive Displacement Chiller, 50 Tons | Commercial | New | Retail | FL Zone 2 | Space Cooling | Central chillers inside |  | 0 | Per Unit | [7 empty] | 98881.6485 | 90220.4822 | 8661.1663 | 0.087591 |  | 20 |  |  |  | 8661.1663 | [8 empty] | 0 | 0 | 0 | 0 | 0 | 0 | 0 | [5 empty] | 0
FL Zone 2Schools K-12New |  | XXXXXXXX | Yes | Equipment | High Efficiency Chiller (Air Cooled, 50 tons) | High Efficiency Chiller (Air Cooled, 50 tons) | Code-Compliant Air Cooled Positive Displacement Chiller, 50 Tons | Commercial | New | Schools K-12 | FL Zone 2 | Space Cooling | Central chillers inside |  | 0 | Per Unit | [7 empty] | 85955.5535 | 78426.5999 | 7528.9536 | 0.087591 |  | 20 |  |  |  | 7528.9536 | [8 empty] | 0 | 0 | 0 | 0 | 0 | 0 | 0 | [5 empty] | 0
FL Zone 2WarehouseNew |  | XXXXXXXX | Yes | Equipment | High Efficiency Chiller (Air Cooled, 50 tons) | High Efficiency Chiller (Air Cooled, 50 tons) | Code-Compliant Air Cooled Positive Displacement Chiller, 50 Tons | Commercial | New | Warehouse | FL Zone 2 | Space Cooling | Central chillers inside |  | 0 | Per Unit | [7 empty] | 18882.8208 | 17228.8511 | 1653.9697 | 0.087591 |  | 20 |  |  |  | 1653.9697 | [8 empty] | 0 | 0 | 0 | 0 | 0 | 0 | 0 | [5 empty] | 0
FL Zone 2AssemblyTurnover |  | XXXXXXXX | Yes | Equipment | High Efficiency Chiller (Air Cooled, 50 tons) | High Efficiency Chiller (Air Cooled, 50 tons) | Code-Compliant Air Cooled Positive Displacement Chiller, 50 Tons | Commercial | Turnover | Assembly | FL Zone 2 | Space Cooling | District chilled water piped |  | 0 | Per Unit | [7 empty] | 77854.4064 | 71035.0423 | 6819.3641 | 0.087591 |  | 20 |  |  |  | 6819.3641 | [8 empty] | 0 | 0 | 0 | 0 | 0 | 0 | 0 | [5 empty] | 0
FL Zone 2College and UniversityTurnover |  | XXXXXXXX | Yes | Equipment | High Efficiency Chiller (Air Cooled, 50 tons) | High Efficiency Chiller (Air Cooled, 50 tons) | Code-Compliant Air Cooled Positive Displacement Chiller, 50 Tons | Commercial | Turnover | College and University | FL Zone 2 | Space Cooling | District chilled water piped |  | 0 | Per Unit | [7 empty] | 86372.5243 | 78807.0477 | 7565.4766 | 0.087591 |  | 20 |  |  |  | 7565.4766 | [8 empty] | 0 | 0 | 0 | 0 | 0 | 0 | 0 | [5 empty] | 0
FL Zone 2GroceryTurnover |  | XXXXXXXX | Yes | Equipment | High Efficiency Chiller (Air Cooled, 50 tons) | High Efficiency Chiller (Air Cooled, 50 tons) | Code-Compliant Air Cooled Positive Displacement Chiller, 50 Tons | Commercial | Turnover | Grocery | FL Zone 2 | Space Cooling | District chilled water piped |  | 0 | Per Unit | [7 empty] | 43007.5604 | 39240.4748 | 3767.0856 | 0.087591 |  | 20 |  |  |  | 3767.0856 | [8 empty] | 0 | 0 | 0 | 0 | 0 | 0 | 0 | [5 empty] | 0
FL Zone 2HealthcareTurnover |  | XXXXXXXX | Yes | Equipment | High Efficiency Chiller (Air Cooled, 50 tons) | High Efficiency Chiller (Air Cooled, 50 tons) | Code-Compliant Air Cooled Positive Displacement Chiller, 50 Tons | Commercial | Turnover | Healthcare | FL Zone 2 | Space Cooling | District chilled water piped |  | 0 | Per Unit | [7 empty] | 169409.2822 | 154570.513 | 14838.7692 | 0.087591 |  | 20 |  |  |  | 14838.7692 | [8 empty] | 0 | 0 | 0 | 0 | 0 | 0 | 0 | [5 empty] | 0
FL Zone 2HospitalsTurnover |  | XXXXXXXX | Yes | Equipment | High Efficiency Chiller (Air Cooled, 50 tons) | High Efficiency Chiller (Air Cooled, 50 tons) | Code-Compliant Air Cooled Positive Displacement Chiller, 50 Tons | Commercial | Turnover | Hospitals | FL Zone 2 | Space Cooling | District chilled water piped |  | 0 | Per Unit | [7 empty] | 160474.1935 | 146418.0597 | 14056.1337 | 0.087591 |  | 20 |  |  |  | 14056.1337 | [8 empty] | 0 | 0 | 0 | 0 | 0 | 0 | 0 | [5 empty] | 0
FL Zone 2InstitutionalTurnover |  | XXXXXXXX | Yes | Equipment | High Efficiency Chiller (Air Cooled, 50 tons) | High Efficiency Chiller (Air Cooled, 50 tons) | Code-Compliant Air Cooled Positive Displacement Chiller, 50 Tons | Commercial | Turnover | Institutional | FL Zone 2 | Space Cooling | District chilled water piped |  | 0 | Per Unit | [7 empty] | 42054.4843 | 38370.8798 | 3683.6045 | 0.087591 |  | 20 |  |  |  | 3683.6045 | [8 empty] | 0 | 0 | 0 | 0 | 0 | 0 | 0 | [5 empty] | 0
FL Zone 2Lodging/HospitalityTurnover |  | XXXXXXXX | Yes | Equipment | High Efficiency Chiller (Air Cooled, 50 tons) | High Efficiency Chiller (Air Cooled, 50 tons) | Code-Compliant Air Cooled Positive Displacement Chiller, 50 Tons | Commercial | Turnover | Lodging/Hospitality | FL Zone 2 | Space Cooling | District chilled water piped |  | 0 | Per Unit | [7 empty] | 128605.7104 | 117340.9766 | 11264.7338 | 0.087591 |  | 20 |  |  |  | 11264.7338 | [8 empty] | 0 | 0 | 0 | 0 | 0 | 0 | 0 | [5 empty] | 0
FL Zone 2MiscellaneousTurnover |  | XXXXXXXX | Yes | Equipment | High Efficiency Chiller (Air Cooled, 50 tons) | High Efficiency Chiller (Air Cooled, 50 tons) | Code-Compliant Air Cooled Positive Displacement Chiller, 50 Tons | Commercial | Turnover | Miscellaneous | FL Zone 2 | Space Cooling | District chilled water piped |  | 0 | Per Unit | [7 empty] | 43484.0985 | 39675.2723 | 3808.8261 | 0.087591 |  | 20 |  |  |  | 3808.8261 | [8 empty] | 0 | 0 | 0 | 0 | 0 | 0 | 0 | [5 empty] | 0
FL Zone 2OfficesTurnover |  | XXXXXXXX | Yes | Equipment | High Efficiency Chiller (Air Cooled, 50 tons) | High Efficiency Chiller (Air Cooled, 50 tons) | Code-Compliant Air Cooled Positive Displacement Chiller, 50 Tons | Commercial | Turnover | Offices | FL Zone 2 | Space Cooling | District chilled water piped |  | 0 | Per Unit | [7 empty] | 87623.4367 | 79948.3912 | 7675.0456 | 0.087591 |  | 20 |  |  |  | 7675.0456 | [8 empty] | 0 | 0 | 0 | 0 | 0 | 0 | 0 | [5 empty] | 0
FL Zone 2RestaurantsTurnover |  | XXXXXXXX | Yes | Equipment | High Efficiency Chiller (Air Cooled, 50 tons) | High Efficiency Chiller (Air Cooled, 50 tons) | Code-Compliant Air Cooled Positive Displacement Chiller, 50 Tons | Commercial | Turnover | Restaurants | FL Zone 2 | Space Cooling | District chilled water piped |  | 0 | Per Unit | [7 empty] | 126163.4528 | 115112.6394 | 11050.8134 | 0.087591 |  | 20 |  |  |  | 11050.8134 | [8 empty] | 0 | 0 | 0 | 0 | 0 | 0 | 0 | [5 empty] | 0
FL Zone 2RetailTurnover |  | XXXXXXXX | Yes | Equipment | High Efficiency Chiller (Air Cooled, 50 tons) | High Efficiency Chiller (Air Cooled, 50 tons) | Code-Compliant Air Cooled Positive Displacement Chiller, 50 Tons | Commercial | Turnover | Retail | FL Zone 2 | Space Cooling | District chilled water piped |  | 0 | Per Unit | [7 empty] | 98881.6485 | 90220.4822 | 8661.1663 | 0.087591 |  | 20 |  |  |  | 8661.1663 | [8 empty] | 0 | 0 | 0 | 0 | 0 | 0 | 0 | [5 empty] | 0
FL Zone 2Schools K-12Turnover |  | XXXXXXXX | Yes | Equipment | High Efficiency Chiller (Air Cooled, 50 tons) | High Efficiency Chiller (Air Cooled, 50 tons) | Code-Compliant Air Cooled Positive Displacement Chiller, 50 Tons | Commercial | Turnover | Schools K-12 | FL Zone 2 | Space Cooling | District chilled water piped |  | 0 | Per Unit | [7 empty] | 85955.5535 | 78426.5999 | 7528.9536 | 0.087591 |  | 20 |  |  |  | 7528.9536 | [8 empty] | 0 | 0 | 0 | 0 | 0 | 0 | 0 | [5 empty] | 0
FL Zone 2WarehouseTurnover |  | XXXXXXXX | Yes | Equipment | High Efficiency Chiller (Air Cooled, 50 tons) | High Efficiency Chiller (Air Cooled, 50 tons) | Code-Compliant Air Cooled Positive Displacement Chiller, 50 Tons | Commercial | Turnover | Warehouse | FL Zone 2 | Space Cooling | District chilled water piped |  | 0 | Per Unit | [7 empty] | 18882.8208 | 17228.8511 | 1653.9697 | 0.087591 |  | 20 |  |  |  | 1653.9697 | [8 empty] | 0 | 0 | 0 | 0 | 0 | 0 | 0 | [5 empty] | 0
FL Zone 2AssemblyNew |  | XXXXXXXX | Yes | Equipment | High Efficiency Chiller (Air Cooled, 50 tons) | High Efficiency Chiller (Air Cooled, 50 tons) | Code-Compliant Air Cooled Positive Displacement Chiller, 50 Tons | Commercial | New | Assembly | FL Zone 2 | Space Cooling | District chilled water piped |  | 0 | Per Unit | [7 empty] | 77854.4064 | 71035.0423 | 6819.3641 | 0.087591 |  | 20 |  |  |  | 6819.3641 | [8 empty] | 0 | 0 | 0 | 0 | 0 | 0 | 0 | [5 empty] | 0
FL Zone 2College and UniversityNew |  | XXXXXXXX | Yes | Equipment | High Efficiency Chiller (Air Cooled, 50 tons) | High Efficiency Chiller (Air Cooled, 50 tons) | Code-Compliant Air Cooled Positive Displacement Chiller, 50 Tons | Commercial | New | College and University | FL Zone 2 | Space Cooling | District chilled water piped |  | 0 | Per Unit | [7 empty] | 86372.5243 | 78807.0477 | 7565.4766 | 0.087591 |  | 20 |  |  |  | 7565.4766 | [8 empty] | 0 | 0 | 0 | 0 | 0 | 0 | 0 | [5 empty] | 0
FL Zone 2GroceryNew |  | XXXXXXXX | Yes | Equipment | High Efficiency Chiller (Air Cooled, 50 tons) | High Efficiency Chiller (Air Cooled, 50 tons) | Code-Compliant Air Cooled Positive Displacement Chiller, 50 Tons | Commercial | New | Grocery | FL Zone 2 | Space Cooling | District chilled water piped |  | 0 | Per Unit | [7 empty] | 43007.5604 | 39240.4748 | 3767.0856 | 0.087591 |  | 20 |  |  |  | 3767.0856 | [8 empty] | 0 | 0 | 0 | 0 | 0 | 0 | 0 | [5 empty] | 0
FL Zone 2HealthcareNew |  | XXXXXXXX | Yes | Equipment | High Efficiency Chiller (Air Cooled, 50 tons) | High Efficiency Chiller (Air Cooled, 50 tons) | Code-Compliant Air Cooled Positive Displacement Chiller, 50 Tons | Commercial | New | Healthcare | FL Zone 2 | Space Cooling | District chilled water piped |  | 0 | Per Unit | [7 empty] | 169409.2822 | 154570.513 | 14838.7692 | 0.087591 |  | 20 |  |  |  | 14838.7692 | [8 empty] | 0 | 0 | 0 | 0 | 0 | 0 | 0 | [5 empty] | 0
FL Zone 2HospitalsNew |  | XXXXXXXX | Yes | Equipment | High Efficiency Chiller (Air Cooled, 50 tons) | High Efficiency Chiller (Air Cooled, 50 tons) | Code-Compliant Air Cooled Positive Displacement Chiller, 50 Tons | Commercial | New | Hospitals | FL Zone 2 | Space Cooling | District chilled water piped |  | 0 | Per Unit | [7 empty] | 160474.1935 | 146418.0597 | 14056.1337 | 0.087591 |  | 20 |  |  |  | 14056.1337 | [8 empty] | 0 | 0 | 0 | 0 | 0 | 0 | 0 | [5 empty] | 0
FL Zone 2InstitutionalNew |  | XXXXXXXX | Yes | Equipment | High Efficiency Chiller (Air Cooled, 50 tons) | High Efficiency Chiller (Air Cooled, 50 tons) | Code-Compliant Air Cooled Positive Displacement Chiller, 50 Tons | Commercial | New | Institutional | FL Zone 2 | Space Cooling | District chilled water piped |  | 0 | Per Unit | [7 empty] | 42054.4843 | 38370.8798 | 3683.6045 | 0.087591 |  | 20 |  |  |  | 3683.6045 | [8 empty] | 0 | 0 | 0 | 0 | 0 | 0 | 0 | [5 empty] | 0
FL Zone 2Lodging/HospitalityNew |  | XXXXXXXX | Yes | Equipment | High Efficiency Chiller (Air Cooled, 50 tons) | High Efficiency Chiller (Air Cooled, 50 tons) | Code-Compliant Air Cooled Positive Displacement Chiller, 50 Tons | Commercial | New | Lodging/Hospitality | FL Zone 2 | Space Cooling | District chilled water piped |  | 0 | Per Unit | [7 empty] | 128605.7104 | 117340.9766 | 11264.7338 | 0.087591 |  | 20 |  |  |  | 11264.7338 | [8 empty] | 0 | 0 | 0 | 0 | 0 | 0 | 0 | [5 empty] | 0
FL Zone 2MiscellaneousNew |  | XXXXXXXX | Yes | Equipment | High Efficiency Chiller (Air Cooled, 50 tons) | High Efficiency Chiller (Air Cooled, 50 tons) | Code-Compliant Air Cooled Positive Displacement Chiller, 50 Tons | Commercial | New | Miscellaneous | FL Zone 2 | Space Cooling | District chilled water piped |  | 0 | Per Unit | [7 empty] | 43484.0985 | 39675.2723 | 3808.8261 | 0.087591 |  | 20 |  |  |  | 3808.8261 | [8 empty] | 0 | 0 | 0 | 0 | 0 | 0 | 0 | [5 empty] | 0
FL Zone 2OfficesNew |  | XXXXXXXX | Yes | Equipment | High Efficiency Chiller (Air Cooled, 50 tons) | High Efficiency Chiller (Air Cooled, 50 tons) | Code-Compliant Air Cooled Positive Displacement Chiller, 50 Tons | Commercial | New | Offices | FL Zone 2 | Space Cooling | District chilled water piped |  | 0 | Per Unit | [7 empty] | 87623.4367 | 79948.3912 | 7675.0456 | 0.087591 |  | 20 |  |  |  | 7675.0456 | [8 empty] | 0 | 0 | 0 | 0 | 0 | 0 | 0 | [5 empty] | 0
FL Zone 2RestaurantsNew |  | XXXXXXXX | Yes | Equipment | High Efficiency Chiller (Air Cooled, 50 tons) | High Efficiency Chiller (Air Cooled, 50 tons) | Code-Compliant Air Cooled Positive Displacement Chiller, 50 Tons | Commercial | New | Restaurants | FL Zone 2 | Space Cooling | District chilled water piped |  | 0 | Per Unit | [7 empty] | 126163.4528 | 115112.6394 | 11050.8134 | 0.087591 |  | 20 |  |  |  | 11050.8134 | [8 empty] | 0 | 0 | 0 | 0 | 0 | 0 | 0 | [5 empty] | 0
FL Zone 2RetailNew |  | XXXXXXXX | Yes | Equipment | High Efficiency Chiller (Air Cooled, 50 tons) | High Efficiency Chiller (Air Cooled, 50 tons) | Code-Compliant Air Cooled Positive Displacement Chiller, 50 Tons | Commercial | New | Retail | FL Zone 2 | Space Cooling | District chilled water piped |  | 0 | Per Unit | [7 empty] | 98881.6485 | 90220.4822 | 8661.1663 | 0.087591 |  | 20 |  |  |  | 8661.1663 | [8 empty] | 0 | 0 | 0 | 0 | 0 | 0 | 0 | [5 empty] | 0
FL Zone 2Schools K-12New |  | XXXXXXXX | Yes | Equipment | High Efficiency Chiller (Air Cooled, 50 tons) | High Efficiency Chiller (Air Cooled, 50 tons) | Code-Compliant Air Cooled Positive Displacement Chiller, 50 Tons | Commercial | New | Schools K-12 | FL Zone 2 | Space Cooling | District chilled water piped |  | 0 | Per Unit | [7 empty] | 85955.5535 | 78426.5999 | 7528.9536 | 0.087591 |  | 20 |  |  |  | 7528.9536 | [8 empty] | 0 | 0 | 0 | 0 | 0 | 0 | 0 | [5 empty] | 0
FL Zone 2WarehouseNew |  | XXXXXXXX | Yes | Equipment | High Efficiency Chiller (Air Cooled, 50 tons) | High Efficiency Chiller (Air Cooled, 50 tons) | Code-Compliant Air Cooled Positive Displacement Chiller, 50 Tons | Commercial | New | Warehouse | FL Zone 2 | Space Cooling | District chilled water piped |  | 0 | Per Unit | [7 empty] | 18882.8208 | 17228.8511 | 1653.9697 | 0.087591 |  | 20 |  |  |  | 1653.9697 | [8 empty] | 0 | 0 | 0 | 0 | 0 | 0 | 0 | [5 empty] | 0
FL Zone 2AssemblyTurnover |  | XXXXXXXX | Yes | Equipment | High Efficiency Chiller (Water cooled-centrifugal, 200 tons) | Water Cooled Centrifugal Chiller with Integral VFD, 200 Tons | Code-Compliant Water Cooled Centrifugal Chiller, 200 Tons | Commercial | Turnover | Assembly | FL Zone 2 | Space Cooling | Central chillers inside |  | 0 | Per Unit | [7 empty] | 193338.4426 | 184904.2152 | 8434.2274 | 0.043624 |  | 20 |  |  |  | 8434.2274 | [8 empty] | 0 | 0 | 0 | 0 | 0 | 0 | 0 | [5 empty] | 0
FL Zone 2College and UniversityTurnover |  | XXXXXXXX | Yes | Equipment | High Efficiency Chiller (Water cooled-centrifugal, 200 tons) | Water Cooled Centrifugal Chiller with Integral VFD, 200 Tons | Code-Compliant Water Cooled Centrifugal Chiller, 200 Tons | Commercial | Turnover | College and University | FL Zone 2 | Space Cooling | Central chillers inside |  | 0 | Per Unit | [7 empty] | 214491.7687 | 205134.7453 | 9357.0235 | 0.043624 |  | 20 |  |  |  | 9357.0235 | [8 empty] | 0 | 0 | 0 | 0 | 0 | 0 | 0 | [5 empty] | 0
FL Zone 2GroceryTurnover |  | XXXXXXXX | Yes | Equipment | High Efficiency Chiller (Water cooled-centrifugal, 200 tons) | Water Cooled Centrifugal Chiller with Integral VFD, 200 Tons | Code-Compliant Water Cooled Centrifugal Chiller, 200 Tons | Commercial | Turnover | Grocery | FL Zone 2 | Space Cooling | Central chillers inside |  | 0 | Per Unit | [7 empty] | 106802.1083 | 102142.9559 | 4659.1524 | 0.043624 |  | 20 |  |  |  | 4659.1524 | [8 empty] | 0 | 0 | 0 | 0 | 0 | 0 | 0 | [5 empty] | 0
FL Zone 2HealthcareTurnover |  | XXXXXXXX | Yes | Equipment | High Efficiency Chiller (Water cooled-centrifugal, 200 tons) | Water Cooled Centrifugal Chiller with Integral VFD, 200 Tons | Code-Compliant Water Cooled Centrifugal Chiller, 200 Tons | Commercial | Turnover | Healthcare | FL Zone 2 | Space Cooling | Central chillers inside |  | 0 | Per Unit | [7 empty] | 420699.7175 | 402347.0452 | 18352.6722 | 0.043624 |  | 20 |  |  |  | 18352.6722 | [8 empty] | 0 | 0 | 0 | 0 | 0 | 0 | 0 | [5 empty] | 0
FL Zone 2HospitalsTurnover |  | XXXXXXXX | Yes | Equipment | High Efficiency Chiller (Water cooled-centrifugal, 200 tons) | Water Cooled Centrifugal Chiller with Integral VFD, 200 Tons | Code-Compliant Water Cooled Centrifugal Chiller, 200 Tons | Commercial | Turnover | Hospitals | FL Zone 2 | Space Cooling | Central chillers inside |  | 0 | Per Unit | [7 empty] | 398510.9138 | 381126.2095 | 17384.7043 | 0.043624 |  | 20 |  |  |  | 17384.7043 | [8 empty] | 0 | 0 | 0 | 0 | 0 | 0 | 0 | [5 empty] | 0
FL Zone 2InstitutionalTurnover |  | XXXXXXXX | Yes | Equipment | High Efficiency Chiller (Water cooled-centrifugal, 200 tons) | Water Cooled Centrifugal Chiller with Integral VFD, 200 Tons | Code-Compliant Water Cooled Centrifugal Chiller, 200 Tons | Commercial | Turnover | Institutional | FL Zone 2 | Space Cooling | Central chillers inside |  | 0 | Per Unit | [7 empty] | 104435.3026 | 99879.4001 | 4555.9025 | 0.043624 |  | 20 |  |  |  | 4555.9025 | [8 empty] | 0 | 0 | 0 | 0 | 0 | 0 | 0 | [5 empty] | 0
FL Zone 2Lodging/HospitalityTurnover |  | XXXXXXXX | Yes | Equipment | High Efficiency Chiller (Water cooled-centrifugal, 200 tons) | Water Cooled Centrifugal Chiller with Integral VFD, 200 Tons | Code-Compliant Water Cooled Centrifugal Chiller, 200 Tons | Commercial | Turnover | Lodging/Hospitality | FL Zone 2 | Space Cooling | Central chillers inside |  | 0 | Per Unit | [7 empty] | 319370.8474 | 305438.5621 | 13932.2853 | 0.043624 |  | 20 |  |  |  | 13932.2853 | [8 empty] | 0 | 0 | 0 | 0 | 0 | 0 | 0 | [5 empty] | 0
FL Zone 2MiscellaneousTurnover |  | XXXXXXXX | Yes | Equipment | High Efficiency Chiller (Water cooled-centrifugal, 200 tons) | Water Cooled Centrifugal Chiller with Integral VFD, 200 Tons | Code-Compliant Water Cooled Centrifugal Chiller, 200 Tons | Commercial | Turnover | Miscellaneous | FL Zone 2 | Space Cooling | Central chillers inside |  | 0 | Per Unit | [7 empty] | 107985.5112 | 103274.7338 | 4710.7773 | 0.043624 |  | 20 |  |  |  | 4710.7773 | [8 empty] | 0 | 0 | 0 | 0 | 0 | 0 | 0 | [5 empty] | 0
FL Zone 2OfficesTurnover |  | XXXXXXXX | Yes | Equipment | High Efficiency Chiller (Water cooled-centrifugal, 200 tons) | Water Cooled Centrifugal Chiller with Integral VFD, 200 Tons | Code-Compliant Water Cooled Centrifugal Chiller, 200 Tons | Commercial | Turnover | Offices | FL Zone 2 | Space Cooling | Central chillers inside |  | 0 | Per Unit | [7 empty] | 217598.2013 | 208105.6623 | 9492.539 | 0.043624 |  | 20 |  |  |  | 9492.539 | [8 empty] | 0 | 0 | 0 | 0 | 0 | 0 | 0 | [5 empty] | 0
FL Zone 2RestaurantsTurnover |  | XXXXXXXX | Yes | Equipment | High Efficiency Chiller (Water cooled-centrifugal, 200 tons) | Water Cooled Centrifugal Chiller with Integral VFD, 200 Tons | Code-Compliant Water Cooled Centrifugal Chiller, 200 Tons | Commercial | Turnover | Restaurants | FL Zone 2 | Space Cooling | Central chillers inside |  | 0 | Per Unit | [7 empty] | 313305.9077 | 299638.2003 | 13667.7074 | 0.043624 |  | 20 |  |  |  | 13667.7074 | [8 empty] | 0 | 0 | 0 | 0 | 0 | 0 | 0 | [5 empty] | 0
FL Zone 2RetailTurnover |  | XXXXXXXX | Yes | Equipment | High Efficiency Chiller (Water cooled-centrifugal, 200 tons) | Water Cooled Centrifugal Chiller with Integral VFD, 200 Tons | Code-Compliant Water Cooled Centrifugal Chiller, 200 Tons | Commercial | Turnover | Retail | FL Zone 2 | Space Cooling | Central chillers inside |  | 0 | Per Unit | [7 empty] | 245556.0939 | 234843.9153 | 10712.1786 | 0.043624 |  | 20 |  |  |  | 10712.1786 | [8 empty] | 0 | 0 | 0 | 0 | 0 | 0 | 0 | [5 empty] | 0
FL Zone 2Schools K-12Turnover |  | XXXXXXXX | Yes | Equipment | High Efficiency Chiller (Water cooled-centrifugal, 200 tons) | Water Cooled Centrifugal Chiller with Integral VFD, 200 Tons | Code-Compliant Water Cooled Centrifugal Chiller, 200 Tons | Commercial | Turnover | Schools K-12 | FL Zone 2 | Space Cooling | Central chillers inside |  | 0 | Per Unit | [7 empty] | 213456.2912 | 204144.4396 | 9311.8516 | 0.043624 |  | 20 |  |  |  | 9311.8516 | [8 empty] | 0 | 0 | 0 | 0 | 0 | 0 | 0 | [5 empty] | 0
FL Zone 2WarehouseTurnover |  | XXXXXXXX | Yes | Equipment | High Efficiency Chiller (Water cooled-centrifugal, 200 tons) | Water Cooled Centrifugal Chiller with Integral VFD, 200 Tons | Code-Compliant Water Cooled Centrifugal Chiller, 200 Tons | Commercial | Turnover | Warehouse | FL Zone 2 | Space Cooling | Central chillers inside |  | 0 | Per Unit | [7 empty] | 46892.3384 | 44846.6995 | 2045.6389 | 0.043624 |  | 20 |  |  |  | 2045.6389 | [8 empty] | 0 | 0 | 0 | 0 | 0 | 0 | 0 | [5 empty] | 0
FL Zone 2AssemblyNew |  | XXXXXXXX | Yes | Equipment | High Efficiency Chiller (Water cooled-centrifugal, 200 tons) | Water Cooled Centrifugal Chiller with Integral VFD, 200 Tons | Code-Compliant Water Cooled Centrifugal Chiller, 200 Tons | Commercial | New | Assembly | FL Zone 2 | Space Cooling | Central chillers inside |  | 0 | Per Unit | [7 empty] | 193338.4426 | 184904.2152 | 8434.2274 | 0.043624 |  | 20 |  |  |  | 8434.2274 | [8 empty] | 0 | 0 | 0 | 0 | 0 | 0 | 0 | [5 empty] | 0
FL Zone 2College and UniversityNew |  | XXXXXXXX | Yes | Equipment | High Efficiency Chiller (Water cooled-centrifugal, 200 tons) | Water Cooled Centrifugal Chiller with Integral VFD, 200 Tons | Code-Compliant Water Cooled Centrifugal Chiller, 200 Tons | Commercial | New | College and University | FL Zone 2 | Space Cooling | Central chillers inside |  | 0 | Per Unit | [7 empty] | 214491.7687 | 205134.7453 | 9357.0235 | 0.043624 |  | 20 |  |  |  | 9357.0235 | [8 empty] | 0 | 0 | 0 | 0 | 0 | 0 | 0 | [5 empty] | 0
FL Zone 2GroceryNew |  | XXXXXXXX | Yes | Equipment | High Efficiency Chiller (Water cooled-centrifugal, 200 tons) | Water Cooled Centrifugal Chiller with Integral VFD, 200 Tons | Code-Compliant Water Cooled Centrifugal Chiller, 200 Tons | Commercial | New | Grocery | FL Zone 2 | Space Cooling | Central chillers inside |  | 0 | Per Unit | [7 empty] | 106802.1083 | 102142.9559 | 4659.1524 | 0.043624 |  | 20 |  |  |  | 4659.1524 | [8 empty] | 0 | 0 | 0 | 0 | 0 | 0 | 0 | [5 empty] | 0
FL Zone 2HealthcareNew |  | XXXXXXXX | Yes | Equipment | High Efficiency Chiller (Water cooled-centrifugal, 200 tons) | Water Cooled Centrifugal Chiller with Integral VFD, 200 Tons | Code-Compliant Water Cooled Centrifugal Chiller, 200 Tons | Commercial | New | Healthcare | FL Zone 2 | Space Cooling | Central chillers inside |  | 0 | Per Unit | [7 empty] | 420699.7175 | 402347.0452 | 18352.6722 | 0.043624 |  | 20 |  |  |  | 18352.6722 | [8 empty] | 0 | 0 | 0 | 0 | 0 | 0 | 0 | [5 empty] | 0
FL Zone 2HospitalsNew |  | XXXXXXXX | Yes | Equipment | High Efficiency Chiller (Water cooled-centrifugal, 200 tons) | Water Cooled Centrifugal Chiller with Integral VFD, 200 Tons | Code-Compliant Water Cooled Centrifugal Chiller, 200 Tons | Commercial | New | Hospitals | FL Zone 2 | Space Cooling | Central chillers inside |  | 0 | Per Unit | [7 empty] | 398510.9138 | 381126.2095 | 17384.7043 | 0.043624 |  | 20 |  |  |  | 17384.7043 | [8 empty] | 0 | 0 | 0 | 0 | 0 | 0 | 0 | [5 empty] | 0
FL Zone 2InstitutionalNew |  | XXXXXXXX | Yes | Equipment | High Efficiency Chiller (Water cooled-centrifugal, 200 tons) | Water Cooled Centrifugal Chiller with Integral VFD, 200 Tons | Code-Compliant Water Cooled Centrifugal Chiller, 200 Tons | Commercial | New | Institutional | FL Zone 2 | Space Cooling | Central chillers inside |  | 0 | Per Unit | [7 empty] | 104435.3026 | 99879.4001 | 4555.9025 | 0.043624 |  | 20 |  |  |  | 4555.9025 | [8 empty] | 0 | 0 | 0 | 0 | 0 | 0 | 0 | [5 empty] | 0
FL Zone 2Lodging/HospitalityNew |  | XXXXXXXX | Yes | Equipment | High Efficiency Chiller (Water cooled-centrifugal, 200 tons) | Water Cooled Centrifugal Chiller with Integral VFD, 200 Tons | Code-Compliant Water Cooled Centrifugal Chiller, 200 Tons | Commercial | New | Lodging/Hospitality | FL Zone 2 | Space Cooling | Central chillers inside |  | 0 | Per Unit | [7 empty] | 319370.8474 | 305438.5621 | 13932.2853 | 0.043624 |  | 20 |  |  |  | 13932.2853 | [8 empty] | 0 | 0 | 0 | 0 | 0 | 0 | 0 | [5 empty] | 0
FL Zone 2MiscellaneousNew |  | XXXXXXXX | Yes | Equipment | High Efficiency Chiller (Water cooled-centrifugal, 200 tons) | Water Cooled Centrifugal Chiller with Integral VFD, 200 Tons | Code-Compliant Water Cooled Centrifugal Chiller, 200 Tons | Commercial | New | Miscellaneous | FL Zone 2 | Space Cooling | Central chillers inside |  | 0 | Per Unit | [7 empty] | 107985.5112 | 103274.7338 | 4710.7773 | 0.043624 |  | 20 |  |  |  | 4710.7773 | [8 empty] | 0 | 0 | 0 | 0 | 0 | 0 | 0 | [5 empty] | 0
FL Zone 2OfficesNew |  | XXXXXXXX | Yes | Equipment | High Efficiency Chiller (Water cooled-centrifugal, 200 tons) | Water Cooled Centrifugal Chiller with Integral VFD, 200 Tons | Code-Compliant Water Cooled Centrifugal Chiller, 200 Tons | Commercial | New | Offices | FL Zone 2 | Space Cooling | Central chillers inside |  | 0 | Per Unit | [7 empty] | 217598.2013 | 208105.6623 | 9492.539 | 0.043624 |  | 20 |  |  |  | 9492.539 | [8 empty] | 0 | 0 | 0 | 0 | 0 | 0 | 0 | [5 empty] | 0
FL Zone 2RestaurantsNew |  | XXXXXXXX | Yes | Equipment | High Efficiency Chiller (Water cooled-centrifugal, 200 tons) | Water Cooled Centrifugal Chiller with Integral VFD, 200 Tons | Code-Compliant Water Cooled Centrifugal Chiller, 200 Tons | Commercial | New | Restaurants | FL Zone 2 | Space Cooling | Central chillers inside |  | 0 | Per Unit | [7 empty] | 313305.9077 | 299638.2003 | 13667.7074 | 0.043624 |  | 20 |  |  |  | 13667.7074 | [8 empty] | 0 | 0 | 0 | 0 | 0 | 0 | 0 | [5 empty] | 0
FL Zone 2RetailNew |  | XXXXXXXX | Yes | Equipment | High Efficiency Chiller (Water cooled-centrifugal, 200 tons) | Water Cooled Centrifugal Chiller with Integral VFD, 200 Tons | Code-Compliant Water Cooled Centrifugal Chiller, 200 Tons | Commercial | New | Retail | FL Zone 2 | Space Cooling | Central chillers inside |  | 0 | Per Unit | [7 empty] | 245556.0939 | 234843.9153 | 10712.1786 | 0.043624 |  | 20 |  |  |  | 10712.1786 | [8 empty] | 0 | 0 | 0 | 0 | 0 | 0 | 0 | [5 empty] | 0
FL Zone 2Schools K-12New |  | XXXXXXXX | Yes | Equipment | High Efficiency Chiller (Water cooled-centrifugal, 200 tons) | Water Cooled Centrifugal Chiller with Integral VFD, 200 Tons | Code-Compliant Water Cooled Centrifugal Chiller, 200 Tons | Commercial | New | Schools K-12 | FL Zone 2 | Space Cooling | Central chillers inside |  | 0 | Per Unit | [7 empty] | 213456.2912 | 204144.4396 | 9311.8516 | 0.043624 |  | 20 |  |  |  | 9311.8516 | [8 empty] | 0 | 0 | 0 | 0 | 0 | 0 | 0 | [5 empty] | 0
FL Zone 2WarehouseNew |  | XXXXXXXX | Yes | Equipment | High Efficiency Chiller (Water cooled-centrifugal, 200 tons) | Water Cooled Centrifugal Chiller with Integral VFD, 200 Tons | Code-Compliant Water Cooled Centrifugal Chiller, 200 Tons | Commercial | New | Warehouse | FL Zone 2 | Space Cooling | Central chillers inside |  | 0 | Per Unit | [7 empty] | 46892.3384 | 44846.6995 | 2045.6389 | 0.043624 |  | 20 |  |  |  | 2045.6389 | [8 empty] | 0 | 0 | 0 | 0 | 0 | 0 | 0 | [5 empty] | 0
FL Zone 2AssemblyTurnover |  | XXXXXXXX | Yes | Equipment | High Efficiency Chiller (Water cooled-centrifugal, 200 tons) | Water Cooled Centrifugal Chiller with Integral VFD, 200 Tons | Code-Compliant Water Cooled Centrifugal Chiller, 200 Tons | Commercial | Turnover | Assembly | FL Zone 2 | Space Cooling | District chilled water piped |  | 0 | Per Unit | [7 empty] | 193338.4426 | 184904.2152 | 8434.2274 | 0.043624 |  | 20 |  |  |  | 8434.2274 | [8 empty] | 0 | 0 | 0 | 0 | 0 | 0 | 0 | [5 empty] | 0
FL Zone 2College and UniversityTurnover |  | XXXXXXXX | Yes | Equipment | High Efficiency Chiller (Water cooled-centrifugal, 200 tons) | Water Cooled Centrifugal Chiller with Integral VFD, 200 Tons | Code-Compliant Water Cooled Centrifugal Chiller, 200 Tons | Commercial | Turnover | College and University | FL Zone 2 | Space Cooling | District chilled water piped |  | 0 | Per Unit | [7 empty] | 214491.7687 | 205134.7453 | 9357.0235 | 0.043624 |  | 20 |  |  |  | 9357.0235 | [8 empty] | 0 | 0 | 0 | 0 | 0 | 0 | 0 | [5 empty] | 0
FL Zone 2GroceryTurnover |  | XXXXXXXX | Yes | Equipment | High Efficiency Chiller (Water cooled-centrifugal, 200 tons) | Water Cooled Centrifugal Chiller with Integral VFD, 200 Tons | Code-Compliant Water Cooled Centrifugal Chiller, 200 Tons | Commercial | Turnover | Grocery | FL Zone 2 | Space Cooling | District chilled water piped |  | 0 | Per Unit | [7 empty] | 106802.1083 | 102142.9559 | 4659.1524 | 0.043624 |  | 20 |  |  |  | 4659.1524 | [8 empty] | 0 | 0 | 0 | 0 | 0 | 0 | 0 | [5 empty] | 0
FL Zone 2HealthcareTurnover |  | XXXXXXXX | Yes | Equipment | High Efficiency Chiller (Water cooled-centrifugal, 200 tons) | Water Cooled Centrifugal Chiller with Integral VFD, 200 Tons | Code-Compliant Water Cooled Centrifugal Chiller, 200 Tons | Commercial | Turnover | Healthcare | FL Zone 2 | Space Cooling | District chilled water piped |  | 0 | Per Unit | [7 empty] | 420699.7175 | 402347.0452 | 18352.6722 | 0.043624 |  | 20 |  |  |  | 18352.6722 | [8 empty] | 0 | 0 | 0 | 0 | 0 | 0 | 0 | [5 empty] | 0
FL Zone 2HospitalsTurnover |  | XXXXXXXX | Yes | Equipment | High Efficiency Chiller (Water cooled-centrifugal, 200 tons) | Water Cooled Centrifugal Chiller with Integral VFD, 200 Tons | Code-Compliant Water Cooled Centrifugal Chiller, 200 Tons | Commercial | Turnover | Hospitals | FL Zone 2 | Space Cooling | District chilled water piped |  | 0 | Per Unit | [7 empty] | 398510.9138 | 381126.2095 | 17384.7043 | 0.043624 |  | 20 |  |  |  | 17384.7043 | [8 empty] | 0 | 0 | 0 | 0 | 0 | 0 | 0 | [5 empty] | 0
FL Zone 2InstitutionalTurnover |  | XXXXXXXX | Yes | Equipment | High Efficiency Chiller (Water cooled-centrifugal, 200 tons) | Water Cooled Centrifugal Chiller with Integral VFD, 200 Tons | Code-Compliant Water Cooled Centrifugal Chiller, 200 Tons | Commercial | Turnover | Institutional | FL Zone 2 | Space Cooling | District chilled water piped |  | 0 | Per Unit | [7 empty] | 104435.3026 | 99879.4001 | 4555.9025 | 0.043624 |  | 20 |  |  |  | 4555.9025 | [8 empty] | 0 | 0 | 0 | 0 | 0 | 0 | 0 | [5 empty] | 0
FL Zone 2Lodging/HospitalityTurnover |  | XXXXXXXX | Yes | Equipment | High Efficiency Chiller (Water cooled-centrifugal, 200 tons) | Water Cooled Centrifugal Chiller with Integral VFD, 200 Tons | Code-Compliant Water Cooled Centrifugal Chiller, 200 Tons | Commercial | Turnover | Lodging/Hospitality | FL Zone 2 | Space Cooling | District chilled water piped |  | 0 | Per Unit | [7 empty] | 319370.8474 | 305438.5621 | 13932.2853 | 0.043624 |  | 20 |  |  |  | 13932.2853 | [8 empty] | 0 | 0 | 0 | 0 | 0 | 0 | 0 | [5 empty] | 0
FL Zone 2MiscellaneousTurnover |  | XXXXXXXX | Yes | Equipment | High Efficiency Chiller (Water cooled-centrifugal, 200 tons) | Water Cooled Centrifugal Chiller with Integral VFD, 200 Tons | Code-Compliant Water Cooled Centrifugal Chiller, 200 Tons | Commercial | Turnover | Miscellaneous | FL Zone 2 | Space Cooling | District chilled water piped |  | 0 | Per Unit | [7 empty] | 107985.5112 | 103274.7338 | 4710.7773 | 0.043624 |  | 20 |  |  |  | 4710.7773 | [8 empty] | 0 | 0 | 0 | 0 | 0 | 0 | 0 | [5 empty] | 0
FL Zone 2OfficesTurnover |  | XXXXXXXX | Yes | Equipment | High Efficiency Chiller (Water cooled-centrifugal, 200 tons) | Water Cooled Centrifugal Chiller with Integral VFD, 200 Tons | Code-Compliant Water Cooled Centrifugal Chiller, 200 Tons | Commercial | Turnover | Offices | FL Zone 2 | Space Cooling | District chilled water piped |  | 0 | Per Unit | [7 empty] | 217598.2013 | 208105.6623 | 9492.539 | 0.043624 |  | 20 |  |  |  | 9492.539 | [8 empty] | 0 | 0 | 0 | 0 | 0 | 0 | 0 | [5 empty] | 0
FL Zone 2RestaurantsTurnover |  | XXXXXXXX | Yes | Equipment | High Efficiency Chiller (Water cooled-centrifugal, 200 tons) | Water Cooled Centrifugal Chiller with Integral VFD, 200 Tons | Code-Compliant Water Cooled Centrifugal Chiller, 200 Tons | Commercial | Turnover | Restaurants | FL Zone 2 | Space Cooling | District chilled water piped |  | 0 | Per Unit | [7 empty] | 313305.9077 | 299638.2003 | 13667.7074 | 0.043624 |  | 20 |  |  |  | 13667.7074 | [8 empty] | 0 | 0 | 0 | 0 | 0 | 0 | 0 | [5 empty] | 0
FL Zone 2RetailTurnover |  | XXXXXXXX | Yes | Equipment | High Efficiency Chiller (Water cooled-centrifugal, 200 tons) | Water Cooled Centrifugal Chiller with Integral VFD, 200 Tons | Code-Compliant Water Cooled Centrifugal Chiller, 200 Tons | Commercial | Turnover | Retail | FL Zone 2 | Space Cooling | District chilled water piped |  | 0 | Per Unit | [7 empty] | 245556.0939 | 234843.9153 | 10712.1786 | 0.043624 |  | 20 |  |  |  | 10712.1786 | [8 empty] | 0 | 0 | 0 | 0 | 0 | 0 | 0 | [5 empty] | 0
FL Zone 2Schools K-12Turnover |  | XXXXXXXX | Yes | Equipment | High Efficiency Chiller (Water cooled-centrifugal, 200 tons) | Water Cooled Centrifugal Chiller with Integral VFD, 200 Tons | Code-Compliant Water Cooled Centrifugal Chiller, 200 Tons | Commercial | Turnover | Schools K-12 | FL Zone 2 | Space Cooling | District chilled water piped |  | 0 | Per Unit | [7 empty] | 213456.2912 | 204144.4396 | 9311.8516 | 0.043624 |  | 20 |  |  |  | 9311.8516 | [8 empty] | 0 | 0 | 0 | 0 | 0 | 0 | 0 | [5 empty] | 0
FL Zone 2WarehouseTurnover |  | XXXXXXXX | Yes | Equipment | High Efficiency Chiller (Water cooled-centrifugal, 200 tons) | Water Cooled Centrifugal Chiller with Integral VFD, 200 Tons | Code-Compliant Water Cooled Centrifugal Chiller, 200 Tons | Commercial | Turnover | Warehouse | FL Zone 2 | Space Cooling | District chilled water piped |  | 0 | Per Unit | [7 empty] | 46892.3384 | 44846.6995 | 2045.6389 | 0.043624 |  | 20 |  |  |  | 2045.6389 | [8 empty] | 0 | 0 | 0 | 0 | 0 | 0 | 0 | [5 empty] | 0
FL Zone 2AssemblyNew |  | XXXXXXXX | Yes | Equipment | High Efficiency Chiller (Water cooled-centrifugal, 200 tons) | Water Cooled Centrifugal Chiller with Integral VFD, 200 Tons | Code-Compliant Water Cooled Centrifugal Chiller, 200 Tons | Commercial | New | Assembly | FL Zone 2 | Space Cooling | District chilled water piped |  | 0 | Per Unit | [7 empty] | 193338.4426 | 184904.2152 | 8434.2274 | 0.043624 |  | 20 |  |  |  | 8434.2274 | [8 empty] | 0 | 0 | 0 | 0 | 0 | 0 | 0 | [5 empty] | 0
FL Zone 2College and UniversityNew |  | XXXXXXXX | Yes | Equipment | High Efficiency Chiller (Water cooled-centrifugal, 200 tons) | Water Cooled Centrifugal Chiller with Integral VFD, 200 Tons | Code-Compliant Water Cooled Centrifugal Chiller, 200 Tons | Commercial | New | College and University | FL Zone 2 | Space Cooling | District chilled water piped |  | 0 | Per Unit | [7 empty] | 214491.7687 | 205134.7453 | 9357.0235 | 0.043624 |  | 20 |  |  |  | 9357.0235 | [8 empty] | 0 | 0 | 0 | 0 | 0 | 0 | 0 | [5 empty] | 0
FL Zone 2GroceryNew |  | XXXXXXXX | Yes | Equipment | High Efficiency Chiller (Water cooled-centrifugal, 200 tons) | Water Cooled Centrifugal Chiller with Integral VFD, 200 Tons | Code-Compliant Water Cooled Centrifugal Chiller, 200 Tons | Commercial | New | Grocery | FL Zone 2 | Space Cooling | District chilled water piped |  | 0 | Per Unit | [7 empty] | 106802.1083 | 102142.9559 | 4659.1524 | 0.043624 |  | 20 |  |  |  | 4659.1524 | [8 empty] | 0 | 0 | 0 | 0 | 0 | 0 | 0 | [5 empty] | 0
FL Zone 2HealthcareNew |  | XXXXXXXX | Yes | Equipment | High Efficiency Chiller (Water cooled-centrifugal, 200 tons) | Water Cooled Centrifugal Chiller with Integral VFD, 200 Tons | Code-Compliant Water Cooled Centrifugal Chiller, 200 Tons | Commercial | New | Healthcare | FL Zone 2 | Space Cooling | District chilled water piped |  | 0 | Per Unit | [7 empty] | 420699.7175 | 402347.0452 | 18352.6722 | 0.043624 |  | 20 |  |  |  | 18352.6722 | [8 empty] | 0 | 0 | 0 | 0 | 0 | 0 | 0 | [5 empty] | 0
FL Zone 2HospitalsNew |  | XXXXXXXX | Yes | Equipment | High Efficiency Chiller (Water cooled-centrifugal, 200 tons) | Water Cooled Centrifugal Chiller with Integral VFD, 200 Tons | Code-Compliant Water Cooled Centrifugal Chiller, 200 Tons | Commercial | New | Hospitals | FL Zone 2 | Space Cooling | District chilled water piped |  | 0 | Per Unit | [7 empty] | 398510.9138 | 381126.2095 | 17384.7043 | 0.043624 |  | 20 |  |  |  | 17384.7043 | [8 empty] | 0 | 0 | 0 | 0 | 0 | 0 | 0 | [5 empty] | 0
FL Zone 2InstitutionalNew |  | XXXXXXXX | Yes | Equipment | High Efficiency Chiller (Water cooled-centrifugal, 200 tons) | Water Cooled Centrifugal Chiller with Integral VFD, 200 Tons | Code-Compliant Water Cooled Centrifugal Chiller, 200 Tons | Commercial | New | Institutional | FL Zone 2 | Space Cooling | District chilled water piped |  | 0 | Per Unit | [7 empty] | 104435.3026 | 99879.4001 | 4555.9025 | 0.043624 |  | 20 |  |  |  | 4555.9025 | [8 empty] | 0 | 0 | 0 | 0 | 0 | 0 | 0 | [5 empty] | 0
FL Zone 2Lodging/HospitalityNew |  | XXXXXXXX | Yes | Equipment | High Efficiency Chiller (Water cooled-centrifugal, 200 tons) | Water Cooled Centrifugal Chiller with Integral VFD, 200 Tons | Code-Compliant Water Cooled Centrifugal Chiller, 200 Tons | Commercial | New | Lodging/Hospitality | FL Zone 2 | Space Cooling | District chilled water piped |  | 0 | Per Unit | [7 empty] | 319370.8474 | 305438.5621 | 13932.2853 | 0.043624 |  | 20 |  |  |  | 13932.2853 | [8 empty] | 0 | 0 | 0 | 0 | 0 | 0 | 0 | [5 empty] | 0
FL Zone 2MiscellaneousNew |  | XXXXXXXX | Yes | Equipment | High Efficiency Chiller (Water cooled-centrifugal, 200 tons) | Water Cooled Centrifugal Chiller with Integral VFD, 200 Tons | Code-Compliant Water Cooled Centrifugal Chiller, 200 Tons | Commercial | New | Miscellaneous | FL Zone 2 | Space Cooling | District chilled water piped |  | 0 | Per Unit | [7 empty] | 107985.5112 | 103274.7338 | 4710.7773 | 0.043624 |  | 20 |  |  |  | 4710.7773 | [8 empty] | 0 | 0 | 0 | 0 | 0 | 0 | 0 | [5 empty] | 0
FL Zone 2OfficesNew |  | XXXXXXXX | Yes | Equipment | High Efficiency Chiller (Water cooled-centrifugal, 200 tons) | Water Cooled Centrifugal Chiller with Integral VFD, 200 Tons | Code-Compliant Water Cooled Centrifugal Chiller, 200 Tons | Commercial | New | Offices | FL Zone 2 | Space Cooling | District chilled water piped |  | 0 | Per Unit | [7 empty] | 217598.2013 | 208105.6623 | 9492.539 | 0.043624 |  | 20 |  |  |  | 9492.539 | [8 empty] | 0 | 0 | 0 | 0 | 0 | 0 | 0 | [5 empty] | 0
FL Zone 2RestaurantsNew |  | XXXXXXXX | Yes | Equipment | High Efficiency Chiller (Water cooled-centrifugal, 200 tons) | Water Cooled Centrifugal Chiller with Integral VFD, 200 Tons | Code-Compliant Water Cooled Centrifugal Chiller, 200 Tons | Commercial | New | Restaurants | FL Zone 2 | Space Cooling | District chilled water piped |  | 0 | Per Unit | [7 empty] | 313305.9077 | 299638.2003 | 13667.7074 | 0.043624 |  | 20 |  |  |  | 13667.7074 | [8 empty] | 0 | 0 | 0 | 0 | 0 | 0 | 0 | [5 empty] | 0
FL Zone 2RetailNew |  | XXXXXXXX | Yes | Equipment | High Efficiency Chiller (Water cooled-centrifugal, 200 tons) | Water Cooled Centrifugal Chiller with Integral VFD, 200 Tons | Code-Compliant Water Cooled Centrifugal Chiller, 200 Tons | Commercial | New | Retail | FL Zone 2 | Space Cooling | District chilled water piped |  | 0 | Per Unit | [7 empty] | 245556.0939 | 234843.9153 | 10712.1786 | 0.043624 |  | 20 |  |  |  | 10712.1786 | [8 empty] | 0 | 0 | 0 | 0 | 0 | 0 | 0 | [5 empty] | 0
FL Zone 2Schools K-12New |  | XXXXXXXX | Yes | Equipment | High Efficiency Chiller (Water cooled-centrifugal, 200 tons) | Water Cooled Centrifugal Chiller with Integral VFD, 200 Tons | Code-Compliant Water Cooled Centrifugal Chiller, 200 Tons | Commercial | New | Schools K-12 | FL Zone 2 | Space Cooling | District chilled water piped |  | 0 | Per Unit | [7 empty] | 213456.2912 | 204144.4396 | 9311.8516 | 0.043624 |  | 20 |  |  |  | 9311.8516 | [8 empty] | 0 | 0 | 0 | 0 | 0 | 0 | 0 | [5 empty] | 0
FL Zone 2WarehouseNew |  | XXXXXXXX | Yes | Equipment | High Efficiency Chiller (Water cooled-centrifugal, 200 tons) | Water Cooled Centrifugal Chiller with Integral VFD, 200 Tons | Code-Compliant Water Cooled Centrifugal Chiller, 200 Tons | Commercial | New | Warehouse | FL Zone 2 | Space Cooling | District chilled water piped |  | 0 | Per Unit | [7 empty] | 46892.3384 | 44846.6995 | 2045.6389 | 0.043624 |  | 20 |  |  |  | 2045.6389 | [8 empty] | 0 | 0 | 0 | 0 | 0 | 0 | 0 | [5 empty] | 0
FL Zone 2AssemblyTurnover |  | XXXXXXXX | Yes | Equipment | High Efficiency Chiller (Water cooled-positive displacement, 100 tons) | Water Cooled Positive Displacement Chiller with Integral VFD, 100 Tons | Code-Compliant Water Cooled Positive Displacement Chiller, 100 Tons | Commercial | Turnover | Assembly | FL Zone 2 | Space Cooling | Central chillers inside |  | 0 | Per Unit | [7 empty] | 99750.9582 | 97074.713 | 2676.2452 | 0.026829 |  | 20 |  |  |  | 2676.2452 | [8 empty] | 0 | 0 | 0 | 0 | 0 | 0 | 0 | [5 empty] | 0
FL Zone 2College and UniversityTurnover |  | XXXXXXXX | Yes | Equipment | High Efficiency Chiller (Water cooled-positive displacement, 100 tons) | Water Cooled Positive Displacement Chiller with Integral VFD, 100 Tons | Code-Compliant Water Cooled Positive Displacement Chiller, 100 Tons | Commercial | Turnover | College and University | FL Zone 2 | Space Cooling | Central chillers inside |  | 0 | Per Unit | [7 empty] | 110664.7968 | 107695.7413 | 2969.0555 | 0.026829 |  | 20 |  |  |  | 2969.0555 | [8 empty] | 0 | 0 | 0 | 0 | 0 | 0 | 0 | [5 empty] | 0
FL Zone 2GroceryTurnover |  | XXXXXXXX | Yes | Equipment | High Efficiency Chiller (Water cooled-positive displacement, 100 tons) | Water Cooled Positive Displacement Chiller with Integral VFD, 100 Tons | Code-Compliant Water Cooled Positive Displacement Chiller, 100 Tons | Commercial | Turnover | Grocery | FL Zone 2 | Space Cooling | Central chillers inside |  | 0 | Per Unit | [7 empty] | 55103.4367 | 53625.0519 | 1478.3849 | 0.026829 |  | 20 |  |  |  | 1478.3849 | [8 empty] | 0 | 0 | 0 | 0 | 0 | 0 | 0 | [5 empty] | 0
FL Zone 2HealthcareTurnover |  | XXXXXXXX | Yes | Equipment | High Efficiency Chiller (Water cooled-positive displacement, 100 tons) | Water Cooled Positive Displacement Chiller with Integral VFD, 100 Tons | Code-Compliant Water Cooled Positive Displacement Chiller, 100 Tons | Commercial | Turnover | Healthcare | FL Zone 2 | Space Cooling | Central chillers inside |  | 0 | Per Unit | [7 empty] | 217055.6428 | 211232.1987 | 5823.4441 | 0.026829 |  | 20 |  |  |  | 5823.4441 | [8 empty] | 0 | 0 | 0 | 0 | 0 | 0 | 0 | [5 empty] | 0
FL Zone 2HospitalsTurnover |  | XXXXXXXX | Yes | Equipment | High Efficiency Chiller (Water cooled-positive displacement, 100 tons) | Water Cooled Positive Displacement Chiller with Integral VFD, 100 Tons | Code-Compliant Water Cooled Positive Displacement Chiller, 100 Tons | Commercial | Turnover | Hospitals | FL Zone 2 | Space Cooling | Central chillers inside |  | 0 | Per Unit | [7 empty] | 205607.5604 | 200091.26 | 5516.3004 | 0.026829 |  | 20 |  |  |  | 5516.3004 | [8 empty] | 0 | 0 | 0 | 0 | 0 | 0 | 0 | [5 empty] | 0
FL Zone 2InstitutionalTurnover |  | XXXXXXXX | Yes | Equipment | High Efficiency Chiller (Water cooled-positive displacement, 100 tons) | Water Cooled Positive Displacement Chiller with Integral VFD, 100 Tons | Code-Compliant Water Cooled Positive Displacement Chiller, 100 Tons | Commercial | Turnover | Institutional | FL Zone 2 | Space Cooling | Central chillers inside |  | 0 | Per Unit | [7 empty] | 53882.308 | 52436.6851 | 1445.6229 | 0.026829 |  | 20 |  |  |  | 1445.6229 | [8 empty] | 0 | 0 | 0 | 0 | 0 | 0 | 0 | [5 empty] | 0
FL Zone 2Lodging/HospitalityTurnover |  | XXXXXXXX | Yes | Equipment | High Efficiency Chiller (Water cooled-positive displacement, 100 tons) | Water Cooled Positive Displacement Chiller with Integral VFD, 100 Tons | Code-Compliant Water Cooled Positive Displacement Chiller, 100 Tons | Commercial | Turnover | Lodging/Hospitality | FL Zone 2 | Space Cooling | Central chillers inside |  | 0 | Per Unit | [7 empty] | 164776.0664 | 160355.2451 | 4420.8213 | 0.026829 |  | 20 |  |  |  | 4420.8213 | [8 empty] | 0 | 0 | 0 | 0 | 0 | 0 | 0 | [5 empty] | 0
FL Zone 2MiscellaneousTurnover |  | XXXXXXXX | Yes | Equipment | High Efficiency Chiller (Water cooled-positive displacement, 100 tons) | Water Cooled Positive Displacement Chiller with Integral VFD, 100 Tons | Code-Compliant Water Cooled Positive Displacement Chiller, 100 Tons | Commercial | Turnover | Miscellaneous | FL Zone 2 | Space Cooling | Central chillers inside |  | 0 | Per Unit | [7 empty] | 55714.0011 | 54219.2353 | 1494.7659 | 0.026829 |  | 20 |  |  |  | 1494.7659 | [8 empty] | 0 | 0 | 0 | 0 | 0 | 0 | 0 | [5 empty] | 0
FL Zone 2OfficesTurnover |  | XXXXXXXX | Yes | Equipment | High Efficiency Chiller (Water cooled-positive displacement, 100 tons) | Water Cooled Positive Displacement Chiller with Integral VFD, 100 Tons | Code-Compliant Water Cooled Positive Displacement Chiller, 100 Tons | Commercial | Turnover | Offices | FL Zone 2 | Space Cooling | Central chillers inside |  | 0 | Per Unit | [7 empty] | 112267.5283 | 109255.4727 | 3012.0556 | 0.026829 |  | 20 |  |  |  | 3012.0556 | [8 empty] | 0 | 0 | 0 | 0 | 0 | 0 | 0 | [5 empty] | 0
FL Zone 2RestaurantsTurnover |  | XXXXXXXX | Yes | Equipment | High Efficiency Chiller (Water cooled-positive displacement, 100 tons) | Water Cooled Positive Displacement Chiller with Integral VFD, 100 Tons | Code-Compliant Water Cooled Positive Displacement Chiller, 100 Tons | Commercial | Turnover | Restaurants | FL Zone 2 | Space Cooling | Central chillers inside |  | 0 | Per Unit | [7 empty] | 161646.9239 | 157310.0552 | 4336.8687 | 0.026829 |  | 20 |  |  |  | 4336.8687 | [8 empty] | 0 | 0 | 0 | 0 | 0 | 0 | 0 | [5 empty] | 0
FL Zone 2RetailTurnover |  | XXXXXXXX | Yes | Equipment | High Efficiency Chiller (Water cooled-positive displacement, 100 tons) | Water Cooled Positive Displacement Chiller with Integral VFD, 100 Tons | Code-Compliant Water Cooled Positive Displacement Chiller, 100 Tons | Commercial | Turnover | Retail | FL Zone 2 | Space Cooling | Central chillers inside |  | 0 | Per Unit | [7 empty] | 126692.1122 | 123293.0555 | 3399.0567 | 0.026829 |  | 20 |  |  |  | 3399.0567 | [8 empty] | 0 | 0 | 0 | 0 | 0 | 0 | 0 | [5 empty] | 0
FL Zone 2Schools K-12Turnover |  | XXXXXXXX | Yes | Equipment | High Efficiency Chiller (Water cooled-positive displacement, 100 tons) | Water Cooled Positive Displacement Chiller with Integral VFD, 100 Tons | Code-Compliant Water Cooled Positive Displacement Chiller, 100 Tons | Commercial | Turnover | Schools K-12 | FL Zone 2 | Space Cooling | Central chillers inside |  | 0 | Per Unit | [7 empty] | 110130.5529 | 107175.8308 | 2954.7222 | 0.026829 |  | 20 |  |  |  | 2954.7222 | [8 empty] | 0 | 0 | 0 | 0 | 0 | 0 | 0 | [5 empty] | 0
FL Zone 2WarehouseTurnover |  | XXXXXXXX | Yes | Equipment | High Efficiency Chiller (Water cooled-positive displacement, 100 tons) | Water Cooled Positive Displacement Chiller with Integral VFD, 100 Tons | Code-Compliant Water Cooled Positive Displacement Chiller, 100 Tons | Commercial | Turnover | Warehouse | FL Zone 2 | Space Cooling | Central chillers inside |  | 0 | Per Unit | [7 empty] | 24193.6142 | 23544.5172 | 649.097 | 0.026829 |  | 20 |  |  |  | 649.097 | [8 empty] | 0 | 0 | 0 | 0 | 0 | 0 | 0 | [5 empty] | 0
FL Zone 2AssemblyNew |  | XXXXXXXX | Yes | Equipment | High Efficiency Chiller (Water cooled-positive displacement, 100 tons) | Water Cooled Positive Displacement Chiller with Integral VFD, 100 Tons | Code-Compliant Water Cooled Positive Displacement Chiller, 100 Tons | Commercial | New | Assembly | FL Zone 2 | Space Cooling | Central chillers inside |  | 0 | Per Unit | [7 empty] | 99750.9582 | 97074.713 | 2676.2452 | 0.026829 |  | 20 |  |  |  | 2676.2452 | [8 empty] | 0 | 0 | 0 | 0 | 0 | 0 | 0 | [5 empty] | 0
FL Zone 2College and UniversityNew |  | XXXXXXXX | Yes | Equipment | High Efficiency Chiller (Water cooled-positive displacement, 100 tons) | Water Cooled Positive Displacement Chiller with Integral VFD, 100 Tons | Code-Compliant Water Cooled Positive Displacement Chiller, 100 Tons | Commercial | New | College and University | FL Zone 2 | Space Cooling | Central chillers inside |  | 0 | Per Unit | [7 empty] | 110664.7968 | 107695.7413 | 2969.0555 | 0.026829 |  | 20 |  |  |  | 2969.0555 | [8 empty] | 0 | 0 | 0 | 0 | 0 | 0 | 0 | [5 empty] | 0
FL Zone 2GroceryNew |  | XXXXXXXX | Yes | Equipment | High Efficiency Chiller (Water cooled-positive displacement, 100 tons) | Water Cooled Positive Displacement Chiller with Integral VFD, 100 Tons | Code-Compliant Water Cooled Positive Displacement Chiller, 100 Tons | Commercial | New | Grocery | FL Zone 2 | Space Cooling | Central chillers inside |  | 0 | Per Unit | [7 empty] | 55103.4367 | 53625.0519 | 1478.3849 | 0.026829 |  | 20 |  |  |  | 1478.3849 | [8 empty] | 0 | 0 | 0 | 0 | 0 | 0 | 0 | [5 empty] | 0
FL Zone 2HealthcareNew |  | XXXXXXXX | Yes | Equipment | High Efficiency Chiller (Water cooled-positive displacement, 100 tons) | Water Cooled Positive Displacement Chiller with Integral VFD, 100 Tons | Code-Compliant Water Cooled Positive Displacement Chiller, 100 Tons | Commercial | New | Healthcare | FL Zone 2 | Space Cooling | Central chillers inside |  | 0 | Per Unit | [7 empty] | 217055.6428 | 211232.1987 | 5823.4441 | 0.026829 |  | 20 |  |  |  | 5823.4441 | [8 empty] | 0 | 0 | 0 | 0 | 0 | 0 | 0 | [5 empty] | 0
FL Zone 2HospitalsNew |  | XXXXXXXX | Yes | Equipment | High Efficiency Chiller (Water cooled-positive displacement, 100 tons) | Water Cooled Positive Displacement Chiller with Integral VFD, 100 Tons | Code-Compliant Water Cooled Positive Displacement Chiller, 100 Tons | Commercial | New | Hospitals | FL Zone 2 | Space Cooling | Central chillers inside |  | 0 | Per Unit | [7 empty] | 205607.5604 | 200091.26 | 5516.3004 | 0.026829 |  | 20 |  |  |  | 5516.3004 | [8 empty] | 0 | 0 | 0 | 0 | 0 | 0 | 0 | [5 empty] | 0
FL Zone 2InstitutionalNew |  | XXXXXXXX | Yes | Equipment | High Efficiency Chiller (Water cooled-positive displacement, 100 tons) | Water Cooled Positive Displacement Chiller with Integral VFD, 100 Tons | Code-Compliant Water Cooled Positive Displacement Chiller, 100 Tons | Commercial | New | Institutional | FL Zone 2 | Space Cooling | Central chillers inside |  | 0 | Per Unit | [7 empty] | 53882.308 | 52436.6851 | 1445.6229 | 0.026829 |  | 20 |  |  |  | 1445.6229 | [8 empty] | 0 | 0 | 0 | 0 | 0 | 0 | 0 | [5 empty] | 0
FL Zone 2Lodging/HospitalityNew |  | XXXXXXXX | Yes | Equipment | High Efficiency Chiller (Water cooled-positive displacement, 100 tons) | Water Cooled Positive Displacement Chiller with Integral VFD, 100 Tons | Code-Compliant Water Cooled Positive Displacement Chiller, 100 Tons | Commercial | New | Lodging/Hospitality | FL Zone 2 | Space Cooling | Central chillers inside |  | 0 | Per Unit | [7 empty] | 164776.0664 | 160355.2451 | 4420.8213 | 0.026829 |  | 20 |  |  |  | 4420.8213 | [8 empty] | 0 | 0 | 0 | 0 | 0 | 0 | 0 | [5 empty] | 0
FL Zone 2MiscellaneousNew |  | XXXXXXXX | Yes | Equipment | High Efficiency Chiller (Water cooled-positive displacement, 100 tons) | Water Cooled Positive Displacement Chiller with Integral VFD, 100 Tons | Code-Compliant Water Cooled Positive Displacement Chiller, 100 Tons | Commercial | New | Miscellaneous | FL Zone 2 | Space Cooling | Central chillers inside |  | 0 | Per Unit | [7 empty] | 55714.0011 | 54219.2353 | 1494.7659 | 0.026829 |  | 20 |  |  |  | 1494.7659 | [8 empty] | 0 | 0 | 0 | 0 | 0 | 0 | 0 | [5 empty] | 0
FL Zone 2OfficesNew |  | XXXXXXXX | Yes | Equipment | High Efficiency Chiller (Water cooled-positive displacement, 100 tons) | Water Cooled Positive Displacement Chiller with Integral VFD, 100 Tons | Code-Compliant Water Cooled Positive Displacement Chiller, 100 Tons | Commercial | New | Offices | FL Zone 2 | Space Cooling | Central chillers inside |  | 0 | Per Unit | [7 empty] | 112267.5283 | 109255.4727 | 3012.0556 | 0.026829 |  | 20 |  |  |  | 3012.0556 | [8 empty] | 0 | 0 | 0 | 0 | 0 | 0 | 0 | [5 empty] | 0
FL Zone 2RestaurantsNew |  | XXXXXXXX | Yes | Equipment | High Efficiency Chiller (Water cooled-positive displacement, 100 tons) | Water Cooled Positive Displacement Chiller with Integral VFD, 100 Tons | Code-Compliant Water Cooled Positive Displacement Chiller, 100 Tons | Commercial | New | Restaurants | FL Zone 2 | Space Cooling | Central chillers inside |  | 0 | Per Unit | [7 empty] | 161646.9239 | 157310.0552 | 4336.8687 | 0.026829 |  | 20 |  |  |  | 4336.8687 | [8 empty] | 0 | 0 | 0 | 0 | 0 | 0 | 0 | [5 empty] | 0
FL Zone 2RetailNew |  | XXXXXXXX | Yes | Equipment | High Efficiency Chiller (Water cooled-positive displacement, 100 tons) | Water Cooled Positive Displacement Chiller with Integral VFD, 100 Tons | Code-Compliant Water Cooled Positive Displacement Chiller, 100 Tons | Commercial | New | Retail | FL Zone 2 | Space Cooling | Central chillers inside |  | 0 | Per Unit | [7 empty] | 126692.1122 | 123293.0555 | 3399.0567 | 0.026829 |  | 20 |  |  |  | 3399.0567 | [8 empty] | 0 | 0 | 0 | 0 | 0 | 0 | 0 | [5 empty] | 0
FL Zone 2Schools K-12New |  | XXXXXXXX | Yes | Equipment | High Efficiency Chiller (Water cooled-positive displacement, 100 tons) | Water Cooled Positive Displacement Chiller with Integral VFD, 100 Tons | Code-Compliant Water Cooled Positive Displacement Chiller, 100 Tons | Commercial | New | Schools K-12 | FL Zone 2 | Space Cooling | Central chillers inside |  | 0 | Per Unit | [7 empty] | 110130.5529 | 107175.8308 | 2954.7222 | 0.026829 |  | 20 |  |  |  | 2954.7222 | [8 empty] | 0 | 0 | 0 | 0 | 0 | 0 | 0 | [5 empty] | 0
FL Zone 2WarehouseNew |  | XXXXXXXX | Yes | Equipment | High Efficiency Chiller (Water cooled-positive displacement, 100 tons) | Water Cooled Positive Displacement Chiller with Integral VFD, 100 Tons | Code-Compliant Water Cooled Positive Displacement Chiller, 100 Tons | Commercial | New | Warehouse | FL Zone 2 | Space Cooling | Central chillers inside |  | 0 | Per Unit | [7 empty] | 24193.6142 | 23544.5172 | 649.097 | 0.026829 |  | 20 |  |  |  | 649.097 | [8 empty] | 0 | 0 | 0 | 0 | 0 | 0 | 0 | [5 empty] | 0
FL Zone 2AssemblyTurnover |  | XXXXXXXX | Yes | Equipment | High Efficiency Chiller (Water cooled-positive displacement, 100 tons) | Water Cooled Positive Displacement Chiller with Integral VFD, 100 Tons | Code-Compliant Water Cooled Positive Displacement Chiller, 100 Tons | Commercial | Turnover | Assembly | FL Zone 2 | Space Cooling | District chilled water piped |  | 0 | Per Unit | [7 empty] | 99750.9582 | 97074.713 | 2676.2452 | 0.026829 |  | 20 |  |  |  | 2676.2452 | [8 empty] | 0 | 0 | 0 | 0 | 0 | 0 | 0 | [5 empty] | 0
FL Zone 2College and UniversityTurnover |  | XXXXXXXX | Yes | Equipment | High Efficiency Chiller (Water cooled-positive displacement, 100 tons) | Water Cooled Positive Displacement Chiller with Integral VFD, 100 Tons | Code-Compliant Water Cooled Positive Displacement Chiller, 100 Tons | Commercial | Turnover | College and University | FL Zone 2 | Space Cooling | District chilled water piped |  | 0 | Per Unit | [7 empty] | 110664.7968 | 107695.7413 | 2969.0555 | 0.026829 |  | 20 |  |  |  | 2969.0555 | [8 empty] | 0 | 0 | 0 | 0 | 0 | 0 | 0 | [5 empty] | 0
FL Zone 2GroceryTurnover |  | XXXXXXXX | Yes | Equipment | High Efficiency Chiller (Water cooled-positive displacement, 100 tons) | Water Cooled Positive Displacement Chiller with Integral VFD, 100 Tons | Code-Compliant Water Cooled Positive Displacement Chiller, 100 Tons | Commercial | Turnover | Grocery | FL Zone 2 | Space Cooling | District chilled water piped |  | 0 | Per Unit | [7 empty] | 55103.4367 | 53625.0519 | 1478.3849 | 0.026829 |  | 20 |  |  |  | 1478.3849 | [8 empty] | 0 | 0 | 0 | 0 | 0 | 0 | 0 | [5 empty] | 0
FL Zone 2HealthcareTurnover |  | XXXXXXXX | Yes | Equipment | High Efficiency Chiller (Water cooled-positive displacement, 100 tons) | Water Cooled Positive Displacement Chiller with Integral VFD, 100 Tons | Code-Compliant Water Cooled Positive Displacement Chiller, 100 Tons | Commercial | Turnover | Healthcare | FL Zone 2 | Space Cooling | District chilled water piped |  | 0 | Per Unit | [7 empty] | 217055.6428 | 211232.1987 | 5823.4441 | 0.026829 |  | 20 |  |  |  | 5823.4441 | [8 empty] | 0 | 0 | 0 | 0 | 0 | 0 | 0 | [5 empty] | 0
FL Zone 2HospitalsTurnover |  | XXXXXXXX | Yes | Equipment | High Efficiency Chiller (Water cooled-positive displacement, 100 tons) | Water Cooled Positive Displacement Chiller with Integral VFD, 100 Tons | Code-Compliant Water Cooled Positive Displacement Chiller, 100 Tons | Commercial | Turnover | Hospitals | FL Zone 2 | Space Cooling | District chilled water piped |  | 0 | Per Unit | [7 empty] | 205607.5604 | 200091.26 | 5516.3004 | 0.026829 |  | 20 |  |  |  | 5516.3004 | [8 empty] | 0 | 0 | 0 | 0 | 0 | 0 | 0 | [5 empty] | 0
FL Zone 2InstitutionalTurnover |  | XXXXXXXX | Yes | Equipment | High Efficiency Chiller (Water cooled-positive displacement, 100 tons) | Water Cooled Positive Displacement Chiller with Integral VFD, 100 Tons | Code-Compliant Water Cooled Positive Displacement Chiller, 100 Tons | Commercial | Turnover | Institutional | FL Zone 2 | Space Cooling | District chilled water piped |  | 0 | Per Unit | [7 empty] | 53882.308 | 52436.6851 | 1445.6229 | 0.026829 |  | 20 |  |  |  | 1445.6229 | [8 empty] | 0 | 0 | 0 | 0 | 0 | 0 | 0 | [5 empty] | 0
FL Zone 2Lodging/HospitalityTurnover |  | XXXXXXXX | Yes | Equipment | High Efficiency Chiller (Water cooled-positive displacement, 100 tons) | Water Cooled Positive Displacement Chiller with Integral VFD, 100 Tons | Code-Compliant Water Cooled Positive Displacement Chiller, 100 Tons | Commercial | Turnover | Lodging/Hospitality | FL Zone 2 | Space Cooling | District chilled water piped |  | 0 | Per Unit | [7 empty] | 164776.0664 | 160355.2451 | 4420.8213 | 0.026829 |  | 20 |  |  |  | 4420.8213 | [8 empty] | 0 | 0 | 0 | 0 | 0 | 0 | 0 | [5 empty] | 0
FL Zone 2MiscellaneousTurnover |  | XXXXXXXX | Yes | Equipment | High Efficiency Chiller (Water cooled-positive displacement, 100 tons) | Water Cooled Positive Displacement Chiller with Integral VFD, 100 Tons | Code-Compliant Water Cooled Positive Displacement Chiller, 100 Tons | Commercial | Turnover | Miscellaneous | FL Zone 2 | Space Cooling | District chilled water piped |  | 0 | Per Unit | [7 empty] | 55714.0011 | 54219.2353 | 1494.7659 | 0.026829 |  | 20 |  |  |  | 1494.7659 | [8 empty] | 0 | 0 | 0 | 0 | 0 | 0 | 0 | [5 empty] | 0
FL Zone 2OfficesTurnover |  | XXXXXXXX | Yes | Equipment | High Efficiency Chiller (Water cooled-positive displacement, 100 tons) | Water Cooled Positive Displacement Chiller with Integral VFD, 100 Tons | Code-Compliant Water Cooled Positive Displacement Chiller, 100 Tons | Commercial | Turnover | Offices | FL Zone 2 | Space Cooling | District chilled water piped |  | 0 | Per Unit | [7 empty] | 112267.5283 | 109255.4727 | 3012.0556 | 0.026829 |  | 20 |  |  |  | 3012.0556 | [8 empty] | 0 | 0 | 0 | 0 | 0 | 0 | 0 | [5 empty] | 0
FL Zone 2RestaurantsTurnover |  | XXXXXXXX | Yes | Equipment | High Efficiency Chiller (Water cooled-positive displacement, 100 tons) | Water Cooled Positive Displacement Chiller with Integral VFD, 100 Tons | Code-Compliant Water Cooled Positive Displacement Chiller, 100 Tons | Commercial | Turnover | Restaurants | FL Zone 2 | Space Cooling | District chilled water piped |  | 0 | Per Unit | [7 empty] | 161646.9239 | 157310.0552 | 4336.8687 | 0.026829 |  | 20 |  |  |  | 4336.8687 | [8 empty] | 0 | 0 | 0 | 0 | 0 | 0 | 0 | [5 empty] | 0
FL Zone 2RetailTurnover |  | XXXXXXXX | Yes | Equipment | High Efficiency Chiller (Water cooled-positive displacement, 100 tons) | Water Cooled Positive Displacement Chiller with Integral VFD, 100 Tons | Code-Compliant Water Cooled Positive Displacement Chiller, 100 Tons | Commercial | Turnover | Retail | FL Zone 2 | Space Cooling | District chilled water piped |  | 0 | Per Unit | [7 empty] | 126692.1122 | 123293.0555 | 3399.0567 | 0.026829 |  | 20 |  |  |  | 3399.0567 | [8 empty] | 0 | 0 | 0 | 0 | 0 | 0 | 0 | [5 empty] | 0
FL Zone 2Schools K-12Turnover |  | XXXXXXXX | Yes | Equipment | High Efficiency Chiller (Water cooled-positive displacement, 100 tons) | Water Cooled Positive Displacement Chiller with Integral VFD, 100 Tons | Code-Compliant Water Cooled Positive Displacement Chiller, 100 Tons | Commercial | Turnover | Schools K-12 | FL Zone 2 | Space Cooling | District chilled water piped |  | 0 | Per Unit | [7 empty] | 110130.5529 | 107175.8308 | 2954.7222 | 0.026829 |  | 20 |  |  |  | 2954.7222 | [8 empty] | 0 | 0 | 0 | 0 | 0 | 0 | 0 | [5 empty] | 0
FL Zone 2WarehouseTurnover |  | XXXXXXXX | Yes | Equipment | High Efficiency Chiller (Water cooled-positive displacement, 100 tons) | Water Cooled Positive Displacement Chiller with Integral VFD, 100 Tons | Code-Compliant Water Cooled Positive Displacement Chiller, 100 Tons | Commercial | Turnover | Warehouse | FL Zone 2 | Space Cooling | District chilled water piped |  | 0 | Per Unit | [7 empty] | 24193.6142 | 23544.5172 | 649.097 | 0.026829 |  | 20 |  |  |  | 649.097 | [8 empty] | 0 | 0 | 0 | 0 | 0 | 0 | 0 | [5 empty] | 0
FL Zone 2AssemblyNew |  | XXXXXXXX | Yes | Equipment | High Efficiency Chiller (Water cooled-positive displacement, 100 tons) | Water Cooled Positive Displacement Chiller with Integral VFD, 100 Tons | Code-Compliant Water Cooled Positive Displacement Chiller, 100 Tons | Commercial | New | Assembly | FL Zone 2 | Space Cooling | District chilled water piped |  | 0 | Per Unit | [7 empty] | 99750.9582 | 97074.713 | 2676.2452 | 0.026829 |  | 20 |  |  |  | 2676.2452 | [8 empty] | 0 | 0 | 0 | 0 | 0 | 0 | 0 | [5 empty] | 0
FL Zone 2College and UniversityNew |  | XXXXXXXX | Yes | Equipment | High Efficiency Chiller (Water cooled-positive displacement, 100 tons) | Water Cooled Positive Displacement Chiller with Integral VFD, 100 Tons | Code-Compliant Water Cooled Positive Displacement Chiller, 100 Tons | Commercial | New | College and University | FL Zone 2 | Space Cooling | District chilled water piped |  | 0 | Per Unit | [7 empty] | 110664.7968 | 107695.7413 | 2969.0555 | 0.026829 |  | 20 |  |  |  | 2969.0555 | [8 empty] | 0 | 0 | 0 | 0 | 0 | 0 | 0 | [5 empty] | 0
FL Zone 2GroceryNew |  | XXXXXXXX | Yes | Equipment | High Efficiency Chiller (Water cooled-positive displacement, 100 tons) | Water Cooled Positive Displacement Chiller with Integral VFD, 100 Tons | Code-Compliant Water Cooled Positive Displacement Chiller, 100 Tons | Commercial | New | Grocery | FL Zone 2 | Space Cooling | District chilled water piped |  | 0 | Per Unit | [7 empty] | 55103.4367 | 53625.0519 | 1478.3849 | 0.026829 |  | 20 |  |  |  | 1478.3849 | [8 empty] | 0 | 0 | 0 | 0 | 0 | 0 | 0 | [5 empty] | 0
FL Zone 2HealthcareNew |  | XXXXXXXX | Yes | Equipment | High Efficiency Chiller (Water cooled-positive displacement, 100 tons) | Water Cooled Positive Displacement Chiller with Integral VFD, 100 Tons | Code-Compliant Water Cooled Positive Displacement Chiller, 100 Tons | Commercial | New | Healthcare | FL Zone 2 | Space Cooling | District chilled water piped |  | 0 | Per Unit | [7 empty] | 217055.6428 | 211232.1987 | 5823.4441 | 0.026829 |  | 20 |  |  |  | 5823.4441 | [8 empty] | 0 | 0 | 0 | 0 | 0 | 0 | 0 | [5 empty] | 0
FL Zone 2HospitalsNew |  | XXXXXXXX | Yes | Equipment | High Efficiency Chiller (Water cooled-positive displacement, 100 tons) | Water Cooled Positive Displacement Chiller with Integral VFD, 100 Tons | Code-Compliant Water Cooled Positive Displacement Chiller, 100 Tons | Commercial | New | Hospitals | FL Zone 2 | Space Cooling | District chilled water piped |  | 0 | Per Unit | [7 empty] | 205607.5604 | 200091.26 | 5516.3004 | 0.026829 |  | 20 |  |  |  | 5516.3004 | [8 empty] | 0 | 0 | 0 | 0 | 0 | 0 | 0 | [5 empty] | 0
FL Zone 2InstitutionalNew |  | XXXXXXXX | Yes | Equipment | High Efficiency Chiller (Water cooled-positive displacement, 100 tons) | Water Cooled Positive Displacement Chiller with Integral VFD, 100 Tons | Code-Compliant Water Cooled Positive Displacement Chiller, 100 Tons | Commercial | New | Institutional | FL Zone 2 | Space Cooling | District chilled water piped |  | 0 | Per Unit | [7 empty] | 53882.308 | 52436.6851 | 1445.6229 | 0.026829 |  | 20 |  |  |  | 1445.6229 | [8 empty] | 0 | 0 | 0 | 0 | 0 | 0 | 0 | [5 empty] | 0
FL Zone 2Lodging/HospitalityNew |  | XXXXXXXX | Yes | Equipment | High Efficiency Chiller (Water cooled-positive displacement, 100 tons) | Water Cooled Positive Displacement Chiller with Integral VFD, 100 Tons | Code-Compliant Water Cooled Positive Displacement Chiller, 100 Tons | Commercial | New | Lodging/Hospitality | FL Zone 2 | Space Cooling | District chilled water piped |  | 0 | Per Unit | [7 empty] | 164776.0664 | 160355.2451 | 4420.8213 | 0.026829 |  | 20 |  |  |  | 4420.8213 | [8 empty] | 0 | 0 | 0 | 0 | 0 | 0 | 0 | [5 empty] | 0
FL Zone 2MiscellaneousNew |  | XXXXXXXX | Yes | Equipment | High Efficiency Chiller (Water cooled-positive displacement, 100 tons) | Water Cooled Positive Displacement Chiller with Integral VFD, 100 Tons | Code-Compliant Water Cooled Positive Displacement Chiller, 100 Tons | Commercial | New | Miscellaneous | FL Zone 2 | Space Cooling | District chilled water piped |  | 0 | Per Unit | [7 empty] | 55714.0011 | 54219.2353 | 1494.7659 | 0.026829 |  | 20 |  |  |  | 1494.7659 | [8 empty] | 0 | 0 | 0 | 0 | 0 | 0 | 0 | [5 empty] | 0
FL Zone 2OfficesNew |  | XXXXXXXX | Yes | Equipment | High Efficiency Chiller (Water cooled-positive displacement, 100 tons) | Water Cooled Positive Displacement Chiller with Integral VFD, 100 Tons | Code-Compliant Water Cooled Positive Displacement Chiller, 100 Tons | Commercial | New | Offices | FL Zone 2 | Space Cooling | District chilled water piped |  | 0 | Per Unit | [7 empty] | 112267.5283 | 109255.4727 | 3012.0556 | 0.026829 |  | 20 |  |  |  | 3012.0556 | [8 empty] | 0 | 0 | 0 | 0 | 0 | 0 | 0 | [5 empty] | 0
FL Zone 2RestaurantsNew |  | XXXXXXXX | Yes | Equipment | High Efficiency Chiller (Water cooled-positive displacement, 100 tons) | Water Cooled Positive Displacement Chiller with Integral VFD, 100 Tons | Code-Compliant Water Cooled Positive Displacement Chiller, 100 Tons | Commercial | New | Restaurants | FL Zone 2 | Space Cooling | District chilled water piped |  | 0 | Per Unit | [7 empty] | 161646.9239 | 157310.0552 | 4336.8687 | 0.026829 |  | 20 |  |  |  | 4336.8687 | [8 empty] | 0 | 0 | 0 | 0 | 0 | 0 | 0 | [5 empty] | 0
FL Zone 2RetailNew |  | XXXXXXXX | Yes | Equipment | High Efficiency Chiller (Water cooled-positive displacement, 100 tons) | Water Cooled Positive Displacement Chiller with Integral VFD, 100 Tons | Code-Compliant Water Cooled Positive Displacement Chiller, 100 Tons | Commercial | New | Retail | FL Zone 2 | Space Cooling | District chilled water piped |  | 0 | Per Unit | [7 empty] | 126692.1122 | 123293.0555 | 3399.0567 | 0.026829 |  | 20 |  |  |  | 3399.0567 | [8 empty] | 0 | 0 | 0 | 0 | 0 | 0 | 0 | [5 empty] | 0
FL Zone 2Schools K-12New |  | XXXXXXXX | Yes | Equipment | High Efficiency Chiller (Water cooled-positive displacement, 100 tons) | Water Cooled Positive Displacement Chiller with Integral VFD, 100 Tons | Code-Compliant Water Cooled Positive Displacement Chiller, 100 Tons | Commercial | New | Schools K-12 | FL Zone 2 | Space Cooling | District chilled water piped |  | 0 | Per Unit | [7 empty] | 110130.5529 | 107175.8308 | 2954.7222 | 0.026829 |  | 20 |  |  |  | 2954.7222 | [8 empty] | 0 | 0 | 0 | 0 | 0 | 0 | 0 | [5 empty] | 0
FL Zone 2WarehouseNew |  | XXXXXXXX | Yes | Equipment | High Efficiency Chiller (Water cooled-positive displacement, 100 tons) | Water Cooled Positive Displacement Chiller with Integral VFD, 100 Tons | Code-Compliant Water Cooled Positive Displacement Chiller, 100 Tons | Commercial | New | Warehouse | FL Zone 2 | Space Cooling | District chilled water piped |  | 0 | Per Unit | [7 empty] | 24193.6142 | 23544.5172 | 649.097 | 0.026829 |  | 20 |  |  |  | 649.097 | [8 empty] | 0 | 0 | 0 | 0 | 0 | 0 | 0 | [5 empty] | 0
FL Zone 2AssemblyTurnover |  | XXXXXXXX | Yes | Equipment | High Efficiency Data Center Cooling | High Efficiency CRAC (computer room air conditioner) | Standard Efficiency CRAC | Commercial | Turnover | Assembly | FL Zone 2 | Office Equipment | Servers |  | 0 | Per Unit | [7 empty] | 463559.9844 | 333763.1887 | 129796.7956 | 0.28 |  | 20 |  |  |  | 129796.7956 | [8 empty] | 0 | 0 | 0 | 0 | 0 | 0 | 0 | [5 empty] | 0
FL Zone 2College and UniversityTurnover |  | XXXXXXXX | Yes | Equipment | High Efficiency Data Center Cooling | High Efficiency CRAC (computer room air conditioner) | Standard Efficiency CRAC | Commercial | Turnover | College and University | FL Zone 2 | Office Equipment | Servers |  | 0 | Per Unit | [7 empty] | 463559.9844 | 333763.1887 | 129796.7956 | 0.28 |  | 20 |  |  |  | 129796.7956 | [8 empty] | 0 | 0 | 0 | 0 | 0 | 0 | 0 | [5 empty] | 0
FL Zone 2GroceryTurnover |  | XXXXXXXX | Yes | Equipment | High Efficiency Data Center Cooling | High Efficiency CRAC (computer room air conditioner) | Standard Efficiency CRAC | Commercial | Turnover | Grocery | FL Zone 2 | Office Equipment | Servers |  | 0 | Per Unit | [7 empty] | 463559.9844 | 333763.1887 | 129796.7956 | 0.28 |  | 20 |  |  |  | 129796.7956 | [8 empty] | 0 | 0 | 0 | 0 | 0 | 0 | 0 | [5 empty] | 0
FL Zone 2HealthcareTurnover |  | XXXXXXXX | Yes | Equipment | High Efficiency Data Center Cooling | High Efficiency CRAC (computer room air conditioner) | Standard Efficiency CRAC | Commercial | Turnover | Healthcare | FL Zone 2 | Office Equipment | Servers |  | 0 | Per Unit | [7 empty] | 463559.9844 | 333763.1887 | 129796.7956 | 0.28 |  | 20 |  |  |  | 129796.7956 | [8 empty] | 0 | 0 | 0 | 0 | 0 | 0 | 0 | [5 empty] | 0
FL Zone 2HospitalsTurnover |  | XXXXXXXX | Yes | Equipment | High Efficiency Data Center Cooling | High Efficiency CRAC (computer room air conditioner) | Standard Efficiency CRAC | Commercial | Turnover | Hospitals | FL Zone 2 | Office Equipment | Servers |  | 0 | Per Unit | [7 empty] | 463559.9844 | 333763.1887 | 129796.7956 | 0.28 |  | 20 |  |  |  | 129796.7956 | [8 empty] | 0 | 0 | 0 | 0 | 0 | 0 | 0 | [5 empty] | 0
FL Zone 2InstitutionalTurnover |  | XXXXXXXX | Yes | Equipment | High Efficiency Data Center Cooling | High Efficiency CRAC (computer room air conditioner) | Standard Efficiency CRAC | Commercial | Turnover | Institutional | FL Zone 2 | Office Equipment | Servers |  | 0 | Per Unit | [7 empty] | 463559.9844 | 333763.1887 | 129796.7956 | 0.28 |  | 20 |  |  |  | 129796.7956 | [8 empty] | 0 | 0 | 0 | 0 | 0 | 0 | 0 | [5 empty] | 0
FL Zone 2Lodging/HospitalityTurnover |  | XXXXXXXX | Yes | Equipment | High Efficiency Data Center Cooling | High Efficiency CRAC (computer room air conditioner) | Standard Efficiency CRAC | Commercial | Turnover | Lodging/Hospitality | FL Zone 2 | Office Equipment | Servers |  | 0 | Per Unit | [7 empty] | 463559.9844 | 333763.1887 | 129796.7956 | 0.28 |  | 20 |  |  |  | 129796.7956 | [8 empty] | 0 | 0 | 0 | 0 | 0 | 0 | 0 | [5 empty] | 0
FL Zone 2MiscellaneousTurnover |  | XXXXXXXX | Yes | Equipment | High Efficiency Data Center Cooling | High Efficiency CRAC (computer room air conditioner) | Standard Efficiency CRAC | Commercial | Turnover | Miscellaneous | FL Zone 2 | Office Equipment | Servers |  | 0 | Per Unit | [7 empty] | 463559.9844 | 333763.1887 | 129796.7956 | 0.28 |  | 20 |  |  |  | 129796.7956 | [8 empty] | 0 | 0 | 0 | 0 | 0 | 0 | 0 | [5 empty] | 0
FL Zone 2OfficesTurnover |  | XXXXXXXX | Yes | Equipment | High Efficiency Data Center Cooling | High Efficiency CRAC (computer room air conditioner) | Standard Efficiency CRAC | Commercial | Turnover | Offices | FL Zone 2 | Office Equipment | Servers |  | 0 | Per Unit | [7 empty] | 463559.9844 | 333763.1887 | 129796.7956 | 0.28 |  | 20 |  |  |  | 129796.7956 | [8 empty] | 0 | 0 | 0 | 0 | 0 | 0 | 0 | [5 empty] | 0
FL Zone 2RestaurantsTurnover |  | XXXXXXXX | Yes | Equipment | High Efficiency Data Center Cooling | High Efficiency CRAC (computer room air conditioner) | Standard Efficiency CRAC | Commercial | Turnover | Restaurants | FL Zone 2 | Office Equipment | Servers |  | 0 | Per Unit | [7 empty] | 463559.9844 | 333763.1887 | 129796.7956 | 0.28 |  | 20 |  |  |  | 129796.7956 | [8 empty] | 0 | 0 | 0 | 0 | 0 | 0 | 0 | [5 empty] | 0
FL Zone 2RetailTurnover |  | XXXXXXXX | Yes | Equipment | High Efficiency Data Center Cooling | High Efficiency CRAC (computer room air conditioner) | Standard Efficiency CRAC | Commercial | Turnover | Retail | FL Zone 2 | Office Equipment | Servers |  | 0 | Per Unit | [7 empty] | 463559.9844 | 333763.1887 | 129796.7956 | 0.28 |  | 20 |  |  |  | 129796.7956 | [8 empty] | 0 | 0 | 0 | 0 | 0 | 0 | 0 | [5 empty] | 0
FL Zone 2Schools K-12Turnover |  | XXXXXXXX | Yes | Equipment | High Efficiency Data Center Cooling | High Efficiency CRAC (computer room air conditioner) | Standard Efficiency CRAC | Commercial | Turnover | Schools K-12 | FL Zone 2 | Office Equipment | Servers |  | 0 | Per Unit | [7 empty] | 463559.9844 | 333763.1887 | 129796.7956 | 0.28 |  | 20 |  |  |  | 129796.7956 | [8 empty] | 0 | 0 | 0 | 0 | 0 | 0 | 0 | [5 empty] | 0
FL Zone 2WarehouseTurnover |  | XXXXXXXX | Yes | Equipment | High Efficiency Data Center Cooling | High Efficiency CRAC (computer room air conditioner) | Standard Efficiency CRAC | Commercial | Turnover | Warehouse | FL Zone 2 | Office Equipment | Servers |  | 0 | Per Unit | [7 empty] | 463559.9844 | 333763.1887 | 129796.7956 | 0.28 |  | 20 |  |  |  | 129796.7956 | [8 empty] | 0 | 0 | 0 | 0 | 0 | 0 | 0 | [5 empty] | 0
FL Zone 2AssemblyNew |  | XXXXXXXX | Yes | Equipment | High Efficiency Data Center Cooling | High Efficiency CRAC (computer room air conditioner) | Standard Efficiency CRAC | Commercial | New | Assembly | FL Zone 2 | Office Equipment | Servers |  | 0 | Per Unit | [7 empty] | 463559.9844 | 333763.1887 | 129796.7956 | 0.28 |  | 20 |  |  |  | 129796.7956 | [8 empty] | 0 | 0 | 0 | 0 | 0 | 0 | 0 | [5 empty] | 0
FL Zone 2College and UniversityNew |  | XXXXXXXX | Yes | Equipment | High Efficiency Data Center Cooling | High Efficiency CRAC (computer room air conditioner) | Standard Efficiency CRAC | Commercial | New | College and University | FL Zone 2 | Office Equipment | Servers |  | 0 | Per Unit | [7 empty] | 463559.9844 | 333763.1887 | 129796.7956 | 0.28 |  | 20 |  |  |  | 129796.7956 | [8 empty] | 0 | 0 | 0 | 0 | 0 | 0 | 0 | [5 empty] | 0
FL Zone 2GroceryNew |  | XXXXXXXX | Yes | Equipment | High Efficiency Data Center Cooling | High Efficiency CRAC (computer room air conditioner) | Standard Efficiency CRAC | Commercial | New | Grocery | FL Zone 2 | Office Equipment | Servers |  | 0 | Per Unit | [7 empty] | 463559.9844 | 333763.1887 | 129796.7956 | 0.28 |  | 20 |  |  |  | 129796.7956 | [8 empty] | 0 | 0 | 0 | 0 | 0 | 0 | 0 | [5 empty] | 0
FL Zone 2HealthcareNew |  | XXXXXXXX | Yes | Equipment | High Efficiency Data Center Cooling | High Efficiency CRAC (computer room air conditioner) | Standard Efficiency CRAC | Commercial | New | Healthcare | FL Zone 2 | Office Equipment | Servers |  | 0 | Per Unit | [7 empty] | 463559.9844 | 333763.1887 | 129796.7956 | 0.28 |  | 20 |  |  |  | 129796.7956 | [8 empty] | 0 | 0 | 0 | 0 | 0 | 0 | 0 | [5 empty] | 0
FL Zone 2HospitalsNew |  | XXXXXXXX | Yes | Equipment | High Efficiency Data Center Cooling | High Efficiency CRAC (computer room air conditioner) | Standard Efficiency CRAC | Commercial | New | Hospitals | FL Zone 2 | Office Equipment | Servers |  | 0 | Per Unit | [7 empty] | 463559.9844 | 333763.1887 | 129796.7956 | 0.28 |  | 20 |  |  |  | 129796.7956 | [8 empty] | 0 | 0 | 0 | 0 | 0 | 0 | 0 | [5 empty] | 0
FL Zone 2InstitutionalNew |  | XXXXXXXX | Yes | Equipment | High Efficiency Data Center Cooling | High Efficiency CRAC (computer room air conditioner) | Standard Efficiency CRAC | Commercial | New | Institutional | FL Zone 2 | Office Equipment | Servers |  | 0 | Per Unit | [7 empty] | 463559.9844 | 333763.1887 | 129796.7956 | 0.28 |  | 20 |  |  |  | 129796.7956 | [8 empty] | 0 | 0 | 0 | 0 | 0 | 0 | 0 | [5 empty] | 0
FL Zone 2Lodging/HospitalityNew |  | XXXXXXXX | Yes | Equipment | High Efficiency Data Center Cooling | High Efficiency CRAC (computer room air conditioner) | Standard Efficiency CRAC | Commercial | New | Lodging/Hospitality | FL Zone 2 | Office Equipment | Servers |  | 0 | Per Unit | [7 empty] | 463559.9844 | 333763.1887 | 129796.7956 | 0.28 |  | 20 |  |  |  | 129796.7956 | [8 empty] | 0 | 0 | 0 | 0 | 0 | 0 | 0 | [5 empty] | 0
FL Zone 2MiscellaneousNew |  | XXXXXXXX | Yes | Equipment | High Efficiency Data Center Cooling | High Efficiency CRAC (computer room air conditioner) | Standard Efficiency CRAC | Commercial | New | Miscellaneous | FL Zone 2 | Office Equipment | Servers |  | 0 | Per Unit | [7 empty] | 463559.9844 | 333763.1887 | 129796.7956 | 0.28 |  | 20 |  |  |  | 129796.7956 | [8 empty] | 0 | 0 | 0 | 0 | 0 | 0 | 0 | [5 empty] | 0
FL Zone 2OfficesNew |  | XXXXXXXX | Yes | Equipment | High Efficiency Data Center Cooling | High Efficiency CRAC (computer room air conditioner) | Standard Efficiency CRAC | Commercial | New | Offices | FL Zone 2 | Office Equipment | Servers |  | 0 | Per Unit | [7 empty] | 463559.9844 | 333763.1887 | 129796.7956 | 0.28 |  | 20 |  |  |  | 129796.7956 | [8 empty] | 0 | 0 | 0 | 0 | 0 | 0 | 0 | [5 empty] | 0
FL Zone 2RestaurantsNew |  | XXXXXXXX | Yes | Equipment | High Efficiency Data Center Cooling | High Efficiency CRAC (computer room air conditioner) | Standard Efficiency CRAC | Commercial | New | Restaurants | FL Zone 2 | Office Equipment | Servers |  | 0 | Per Unit | [7 empty] | 463559.9844 | 333763.1887 | 129796.7956 | 0.28 |  | 20 |  |  |  | 129796.7956 | [8 empty] | 0 | 0 | 0 | 0 | 0 | 0 | 0 | [5 empty] | 0
FL Zone 2RetailNew |  | XXXXXXXX | Yes | Equipment | High Efficiency Data Center Cooling | High Efficiency CRAC (computer room air conditioner) | Standard Efficiency CRAC | Commercial | New | Retail | FL Zone 2 | Office Equipment | Servers |  | 0 | Per Unit | [7 empty] | 463559.9844 | 333763.1887 | 129796.7956 | 0.28 |  | 20 |  |  |  | 129796.7956 | [8 empty] | 0 | 0 | 0 | 0 | 0 | 0 | 0 | [5 empty] | 0
FL Zone 2Schools K-12New |  | XXXXXXXX | Yes | Equipment | High Efficiency Data Center Cooling | High Efficiency CRAC (computer room air conditioner) | Standard Efficiency CRAC | Commercial | New | Schools K-12 | FL Zone 2 | Office Equipment | Servers |  | 0 | Per Unit | [7 empty] | 463559.9844 | 333763.1887 | 129796.7956 | 0.28 |  | 20 |  |  |  | 129796.7956 | [8 empty] | 0 | 0 | 0 | 0 | 0 | 0 | 0 | [5 empty] | 0
FL Zone 2WarehouseNew |  | XXXXXXXX | Yes | Equipment | High Efficiency Data Center Cooling | High Efficiency CRAC (computer room air conditioner) | Standard Efficiency CRAC | Commercial | New | Warehouse | FL Zone 2 | Office Equipment | Servers |  | 0 | Per Unit | [7 empty] | 463559.9844 | 333763.1887 | 129796.7956 | 0.28 |  | 20 |  |  |  | 129796.7956 | [8 empty] | 0 | 0 | 0 | 0 | 0 | 0 | 0 | [5 empty] | 0
FL Zone 2AssemblyTurnover |  | XXXXXXXX | Yes | Equipment | High Efficiency DX 135k- less than 240k BTU | High Efficiency DX Unit, 15 tons | Code-Compliant Packaged or Split DX Unit, 15 Tons | Commercial | Turnover | Assembly | FL Zone 2 | Space Cooling | Packaged air conditioning units (RTUs) |  | 0 | Per Unit | [7 empty] | 26541.2749 | 25387.3064 | 1153.9685 | 0.043478 |  | 15 |  |  |  | 1153.9685 | [8 empty] | 0 | 0 | 0 | 0 | 0 | 0 | 0 | [5 empty] | 0
FL Zone 2College and UniversityTurnover |  | XXXXXXXX | Yes | Equipment | High Efficiency DX 135k- less than 240k BTU | High Efficiency DX Unit, 15 tons | Code-Compliant Packaged or Split DX Unit, 15 Tons | Commercial | Turnover | College and University | FL Zone 2 | Space Cooling | Packaged air conditioning units (RTUs) |  | 0 | Per Unit | [7 empty] | 29445.1787 | 28164.9536 | 1280.2252 | 0.043478 |  | 15 |  |  |  | 1280.2252 | [8 empty] | 0 | 0 | 0 | 0 | 0 | 0 | 0 | [5 empty] | 0
FL Zone 2GroceryTurnover |  | XXXXXXXX | Yes | Equipment | High Efficiency DX 135k- less than 240k BTU | High Efficiency DX Unit, 15 tons | Code-Compliant Packaged or Split DX Unit, 15 Tons | Commercial | Turnover | Grocery | FL Zone 2 | Space Cooling | Packaged air conditioning units (RTUs) |  | 0 | Per Unit | [7 empty] | 14661.6683 | 14024.2045 | 637.4638 | 0.043478 |  | 15 |  |  |  | 637.4638 | [8 empty] | 0 | 0 | 0 | 0 | 0 | 0 | 0 | [5 empty] | 0
FL Zone 2HealthcareTurnover |  | XXXXXXXX | Yes | Equipment | High Efficiency DX 135k- less than 240k BTU | High Efficiency DX Unit, 15 tons | Code-Compliant Packaged or Split DX Unit, 15 Tons | Commercial | Turnover | Healthcare | FL Zone 2 | Space Cooling | Packaged air conditioning units (RTUs) |  | 0 | Per Unit | [7 empty] | 57753.1644 | 55242.1572 | 2511.0071 | 0.043478 |  | 15 |  |  |  | 2511.0071 | [8 empty] | 0 | 0 | 0 | 0 | 0 | 0 | 0 | [5 empty] | 0
FL Zone 2HospitalsTurnover |  | XXXXXXXX | Yes | Equipment | High Efficiency DX 135k- less than 240k BTU | High Efficiency DX Unit, 15 tons | Code-Compliant Packaged or Split DX Unit, 15 Tons | Commercial | Turnover | Hospitals | FL Zone 2 | Space Cooling | Packaged air conditioning units (RTUs) |  | 0 | Per Unit | [7 empty] | 54707.1114 | 52328.5414 | 2378.5701 | 0.043478 |  | 15 |  |  |  | 2378.5701 | [8 empty] | 0 | 0 | 0 | 0 | 0 | 0 | 0 | [5 empty] | 0
FL Zone 2InstitutionalTurnover |  | XXXXXXXX | Yes | Equipment | High Efficiency DX 135k- less than 240k BTU | High Efficiency DX Unit, 15 tons | Code-Compliant Packaged or Split DX Unit, 15 Tons | Commercial | Turnover | Institutional | FL Zone 2 | Space Cooling | Packaged air conditioning units (RTUs) |  | 0 | Per Unit | [7 empty] | 14336.756 | 13713.4188 | 623.3372 | 0.043478 |  | 15 |  |  |  | 623.3372 | [8 empty] | 0 | 0 | 0 | 0 | 0 | 0 | 0 | [5 empty] | 0
FL Zone 2Lodging/HospitalityTurnover |  | XXXXXXXX | Yes | Equipment | High Efficiency DX 135k- less than 240k BTU | High Efficiency DX Unit, 15 tons | Code-Compliant Packaged or Split DX Unit, 15 Tons | Commercial | Turnover | Lodging/Hospitality | FL Zone 2 | Space Cooling | Packaged air conditioning units (RTUs) |  | 0 | Per Unit | [7 empty] | 43842.8558 | 41936.6447 | 1906.2111 | 0.043478 |  | 15 |  |  |  | 1906.2111 | [8 empty] | 0 | 0 | 0 | 0 | 0 | 0 | 0 | [5 empty] | 0
FL Zone 2MiscellaneousTurnover |  | XXXXXXXX | Yes | Equipment | High Efficiency DX 135k- less than 240k BTU | High Efficiency DX Unit, 15 tons | Code-Compliant Packaged or Split DX Unit, 15 Tons | Commercial | Turnover | Miscellaneous | FL Zone 2 | Space Cooling | Packaged air conditioning units (RTUs) |  | 0 | Per Unit | [7 empty] | 14824.1245 | 14179.5973 | 644.5272 | 0.043478 |  | 15 |  |  |  | 644.5272 | [8 empty] | 0 | 0 | 0 | 0 | 0 | 0 | 0 | [5 empty] | 0
FL Zone 2OfficesTurnover |  | XXXXXXXX | Yes | Equipment | High Efficiency DX 135k- less than 240k BTU | High Efficiency DX Unit, 15 tons | Code-Compliant Packaged or Split DX Unit, 15 Tons | Commercial | Turnover | Offices | FL Zone 2 | Space Cooling | Packaged air conditioning units (RTUs) |  | 0 | Per Unit | [7 empty] | 29871.6262 | 28572.8598 | 1298.7664 | 0.043478 |  | 15 |  |  |  | 1298.7664 | [8 empty] | 0 | 0 | 0 | 0 | 0 | 0 | 0 | [5 empty] | 0
FL Zone 2RestaurantsTurnover |  | XXXXXXXX | Yes | Equipment | High Efficiency DX 135k- less than 240k BTU | High Efficiency DX Unit, 15 tons | Code-Compliant Packaged or Split DX Unit, 15 Tons | Commercial | Turnover | Restaurants | FL Zone 2 | Space Cooling | Packaged air conditioning units (RTUs) |  | 0 | Per Unit | [7 empty] | 43010.268 | 41140.2563 | 1870.0117 | 0.043478 |  | 15 |  |  |  | 1870.0117 | [8 empty] | 0 | 0 | 0 | 0 | 0 | 0 | 0 | [5 empty] | 0
FL Zone 2RetailTurnover |  | XXXXXXXX | Yes | Equipment | High Efficiency DX 135k- less than 240k BTU | High Efficiency DX Unit, 15 tons | Code-Compliant Packaged or Split DX Unit, 15 Tons | Commercial | Turnover | Retail | FL Zone 2 | Space Cooling | Packaged air conditioning units (RTUs) |  | 0 | Per Unit | [7 empty] | 33709.6529 | 32244.0158 | 1465.6371 | 0.043478 |  | 15 |  |  |  | 1465.6371 | [8 empty] | 0 | 0 | 0 | 0 | 0 | 0 | 0 | [5 empty] | 0
FL Zone 2Schools K-12Turnover |  | XXXXXXXX | Yes | Equipment | High Efficiency DX 135k- less than 240k BTU | High Efficiency DX Unit, 15 tons | Code-Compliant Packaged or Split DX Unit, 15 Tons | Commercial | Turnover | Schools K-12 | FL Zone 2 | Space Cooling | Packaged air conditioning units (RTUs) |  | 0 | Per Unit | [7 empty] | 29303.0296 | 28028.9848 | 1274.0448 | 0.043478 |  | 15 |  |  |  | 1274.0448 | [8 empty] | 0 | 0 | 0 | 0 | 0 | 0 | 0 | [5 empty] | 0
FL Zone 2WarehouseTurnover |  | XXXXXXXX | Yes | Equipment | High Efficiency DX 135k- less than 240k BTU | High Efficiency DX Unit, 15 tons | Code-Compliant Packaged or Split DX Unit, 15 Tons | Commercial | Turnover | Warehouse | FL Zone 2 | Space Cooling | Packaged air conditioning units (RTUs) |  | 0 | Per Unit | [7 empty] | 6437.3253 | 6157.4416 | 279.8837 | 0.043478 |  | 15 |  |  |  | 279.8837 | [8 empty] | 0 | 0 | 0 | 0 | 0 | 0 | 0 | [5 empty] | 0
FL Zone 2AssemblyNew |  | XXXXXXXX | Yes | Equipment | High Efficiency DX 135k- less than 240k BTU | High Efficiency DX Unit, 15 tons | Code-Compliant Packaged or Split DX Unit, 15 Tons | Commercial | New | Assembly | FL Zone 2 | Space Cooling | Packaged air conditioning units (RTUs) |  | 0 | Per Unit | [7 empty] | 26541.2749 | 25387.3064 | 1153.9685 | 0.043478 |  | 15 |  |  |  | 1153.9685 | [8 empty] | 0 | 0 | 0 | 0 | 0 | 0 | 0 | [5 empty] | 0
FL Zone 2College and UniversityNew |  | XXXXXXXX | Yes | Equipment | High Efficiency DX 135k- less than 240k BTU | High Efficiency DX Unit, 15 tons | Code-Compliant Packaged or Split DX Unit, 15 Tons | Commercial | New | College and University | FL Zone 2 | Space Cooling | Packaged air conditioning units (RTUs) |  | 0 | Per Unit | [7 empty] | 29445.1787 | 28164.9536 | 1280.2252 | 0.043478 |  | 15 |  |  |  | 1280.2252 | [8 empty] | 0 | 0 | 0 | 0 | 0 | 0 | 0 | [5 empty] | 0
FL Zone 2GroceryNew |  | XXXXXXXX | Yes | Equipment | High Efficiency DX 135k- less than 240k BTU | High Efficiency DX Unit, 15 tons | Code-Compliant Packaged or Split DX Unit, 15 Tons | Commercial | New | Grocery | FL Zone 2 | Space Cooling | Packaged air conditioning units (RTUs) |  | 0 | Per Unit | [7 empty] | 14661.6683 | 14024.2045 | 637.4638 | 0.043478 |  | 15 |  |  |  | 637.4638 | [8 empty] | 0 | 0 | 0 | 0 | 0 | 0 | 0 | [5 empty] | 0
FL Zone 2HealthcareNew |  | XXXXXXXX | Yes | Equipment | High Efficiency DX 135k- less than 240k BTU | High Efficiency DX Unit, 15 tons | Code-Compliant Packaged or Split DX Unit, 15 Tons | Commercial | New | Healthcare | FL Zone 2 | Space Cooling | Packaged air conditioning units (RTUs) |  | 0 | Per Unit | [7 empty] | 57753.1644 | 55242.1572 | 2511.0071 | 0.043478 |  | 15 |  |  |  | 2511.0071 | [8 empty] | 0 | 0 | 0 | 0 | 0 | 0 | 0 | [5 empty] | 0
FL Zone 2HospitalsNew |  | XXXXXXXX | Yes | Equipment | High Efficiency DX 135k- less than 240k BTU | High Efficiency DX Unit, 15 tons | Code-Compliant Packaged or Split DX Unit, 15 Tons | Commercial | New | Hospitals | FL Zone 2 | Space Cooling | Packaged air conditioning units (RTUs) |  | 0 | Per Unit | [7 empty] | 54707.1114 | 52328.5414 | 2378.5701 | 0.043478 |  | 15 |  |  |  | 2378.5701 | [8 empty] | 0 | 0 | 0 | 0 | 0 | 0 | 0 | [5 empty] | 0
FL Zone 2InstitutionalNew |  | XXXXXXXX | Yes | Equipment | High Efficiency DX 135k- less than 240k BTU | High Efficiency DX Unit, 15 tons | Code-Compliant Packaged or Split DX Unit, 15 Tons | Commercial | New | Institutional | FL Zone 2 | Space Cooling | Packaged air conditioning units (RTUs) |  | 0 | Per Unit | [7 empty] | 14336.756 | 13713.4188 | 623.3372 | 0.043478 |  | 15 |  |  |  | 623.3372 | [8 empty] | 0 | 0 | 0 | 0 | 0 | 0 | 0 | [5 empty] | 0
FL Zone 2Lodging/HospitalityNew |  | XXXXXXXX | Yes | Equipment | High Efficiency DX 135k- less than 240k BTU | High Efficiency DX Unit, 15 tons | Code-Compliant Packaged or Split DX Unit, 15 Tons | Commercial | New | Lodging/Hospitality | FL Zone 2 | Space Cooling | Packaged air conditioning units (RTUs) |  | 0 | Per Unit | [7 empty] | 43842.8558 | 41936.6447 | 1906.2111 | 0.043478 |  | 15 |  |  |  | 1906.2111 | [8 empty] | 0 | 0 | 0 | 0 | 0 | 0 | 0 | [5 empty] | 0
FL Zone 2MiscellaneousNew |  | XXXXXXXX | Yes | Equipment | High Efficiency DX 135k- less than 240k BTU | High Efficiency DX Unit, 15 tons | Code-Compliant Packaged or Split DX Unit, 15 Tons | Commercial | New | Miscellaneous | FL Zone 2 | Space Cooling | Packaged air conditioning units (RTUs) |  | 0 | Per Unit | [7 empty] | 14824.1245 | 14179.5973 | 644.5272 | 0.043478 |  | 15 |  |  |  | 644.5272 | [8 empty] | 0 | 0 | 0 | 0 | 0 | 0 | 0 | [5 empty] | 0
FL Zone 2OfficesNew |  | XXXXXXXX | Yes | Equipment | High Efficiency DX 135k- less than 240k BTU | High Efficiency DX Unit, 15 tons | Code-Compliant Packaged or Split DX Unit, 15 Tons | Commercial | New | Offices | FL Zone 2 | Space Cooling | Packaged air conditioning units (RTUs) |  | 0 | Per Unit | [7 empty] | 29871.6262 | 28572.8598 | 1298.7664 | 0.043478 |  | 15 |  |  |  | 1298.7664 | [8 empty] | 0 | 0 | 0 | 0 | 0 | 0 | 0 | [5 empty] | 0
FL Zone 2RestaurantsNew |  | XXXXXXXX | Yes | Equipment | High Efficiency DX 135k- less than 240k BTU | High Efficiency DX Unit, 15 tons | Code-Compliant Packaged or Split DX Unit, 15 Tons | Commercial | New | Restaurants | FL Zone 2 | Space Cooling | Packaged air conditioning units (RTUs) |  | 0 | Per Unit | [7 empty] | 43010.268 | 41140.2563 | 1870.0117 | 0.043478 |  | 15 |  |  |  | 1870.0117 | [8 empty] | 0 | 0 | 0 | 0 | 0 | 0 | 0 | [5 empty] | 0
FL Zone 2RetailNew |  | XXXXXXXX | Yes | Equipment | High Efficiency DX 135k- less than 240k BTU | High Efficiency DX Unit, 15 tons | Code-Compliant Packaged or Split DX Unit, 15 Tons | Commercial | New | Retail | FL Zone 2 | Space Cooling | Packaged air conditioning units (RTUs) |  | 0 | Per Unit | [7 empty] | 33709.6529 | 32244.0158 | 1465.6371 | 0.043478 |  | 15 |  |  |  | 1465.6371 | [8 empty] | 0 | 0 | 0 | 0 | 0 | 0 | 0 | [5 empty] | 0
FL Zone 2Schools K-12New |  | XXXXXXXX | Yes | Equipment | High Efficiency DX 135k- less than 240k BTU | High Efficiency DX Unit, 15 tons | Code-Compliant Packaged or Split DX Unit, 15 Tons | Commercial | New | Schools K-12 | FL Zone 2 | Space Cooling | Packaged air conditioning units (RTUs) |  | 0 | Per Unit | [7 empty] | 29303.0296 | 28028.9848 | 1274.0448 | 0.043478 |  | 15 |  |  |  | 1274.0448 | [8 empty] | 0 | 0 | 0 | 0 | 0 | 0 | 0 | [5 empty] | 0
FL Zone 2WarehouseNew |  | XXXXXXXX | Yes | Equipment | High Efficiency DX 135k- less than 240k BTU | High Efficiency DX Unit, 15 tons | Code-Compliant Packaged or Split DX Unit, 15 Tons | Commercial | New | Warehouse | FL Zone 2 | Space Cooling | Packaged air conditioning units (RTUs) |  | 0 | Per Unit | [7 empty] | 6437.3253 | 6157.4416 | 279.8837 | 0.043478 |  | 15 |  |  |  | 279.8837 | [8 empty] | 0 | 0 | 0 | 0 | 0 | 0 | 0 | [5 empty] | 0
FL Zone 2AssemblyTurnover |  | XXXXXXXX | Yes | Equipment | High Efficiency DX 135k- less than 240k BTU | High Efficiency DX Unit, 15 tons | Code-Compliant Packaged or Split DX Unit, 15 Tons | Commercial | Turnover | Assembly | FL Zone 2 | Space Heating | Packaged central unit |  | 0 | Per Unit | [7 empty] | 26739.6344 | 25929.3424 | 810.292 | 0.030303 |  | 15 |  |  |  | 810.292 | [8 empty] | 0 | 0 | 0 | 0 | 0 | 0 | 0 | [5 empty] | 0
FL Zone 2College and UniversityTurnover |  | XXXXXXXX | Yes | Equipment | High Efficiency DX 135k- less than 240k BTU | High Efficiency DX Unit, 15 tons | Code-Compliant Packaged or Split DX Unit, 15 Tons | Commercial | Turnover | College and University | FL Zone 2 | Space Heating | Packaged central unit |  | 0 | Per Unit | [7 empty] | 29665.2409 | 28766.2942 | 898.9467 | 0.030303 |  | 15 |  |  |  | 898.9467 | [8 empty] | 0 | 0 | 0 | 0 | 0 | 0 | 0 | [5 empty] | 0
FL Zone 2GroceryTurnover |  | XXXXXXXX | Yes | Equipment | High Efficiency DX 135k- less than 240k BTU | High Efficiency DX Unit, 15 tons | Code-Compliant Packaged or Split DX Unit, 15 Tons | Commercial | Turnover | Grocery | FL Zone 2 | Space Heating | Packaged central unit |  | 0 | Per Unit | [7 empty] | 14771.2441 | 14323.6306 | 447.6135 | 0.030303 |  | 15 |  |  |  | 447.6135 | [8 empty] | 0 | 0 | 0 | 0 | 0 | 0 | 0 | [5 empty] | 0
FL Zone 2HealthcareTurnover |  | XXXXXXXX | Yes | Equipment | High Efficiency DX 135k- less than 240k BTU | High Efficiency DX Unit, 15 tons | Code-Compliant Packaged or Split DX Unit, 15 Tons | Commercial | Turnover | Healthcare | FL Zone 2 | Space Heating | Packaged central unit |  | 0 | Per Unit | [7 empty] | 58184.7897 | 56421.6143 | 1763.1754 | 0.030303 |  | 15 |  |  |  | 1763.1754 | [8 empty] | 0 | 0 | 0 | 0 | 0 | 0 | 0 | [5 empty] | 0
FL Zone 2HospitalsTurnover |  | XXXXXXXX | Yes | Equipment | High Efficiency DX 135k- less than 240k BTU | High Efficiency DX Unit, 15 tons | Code-Compliant Packaged or Split DX Unit, 15 Tons | Commercial | Turnover | Hospitals | FL Zone 2 | Space Heating | Packaged central unit |  | 0 | Per Unit | [7 empty] | 55115.9717 | 53445.7908 | 1670.181 | 0.030303 |  | 15 |  |  |  | 1670.181 | [8 empty] | 0 | 0 | 0 | 0 | 0 | 0 | 0 | [5 empty] | 0
FL Zone 2InstitutionalTurnover |  | XXXXXXXX | Yes | Equipment | High Efficiency DX 135k- less than 240k BTU | High Efficiency DX Unit, 15 tons | Code-Compliant Packaged or Split DX Unit, 15 Tons | Commercial | Turnover | Institutional | FL Zone 2 | Space Heating | Packaged central unit |  | 0 | Per Unit | [7 empty] | 14443.9035 | 14006.2095 | 437.694 | 0.030303 |  | 15 |  |  |  | 437.694 | [8 empty] | 0 | 0 | 0 | 0 | 0 | 0 | 0 | [5 empty] | 0
FL Zone 2Lodging/HospitalityTurnover |  | XXXXXXXX | Yes | Equipment | High Efficiency DX 135k- less than 240k BTU | High Efficiency DX Unit, 15 tons | Code-Compliant Packaged or Split DX Unit, 15 Tons | Commercial | Turnover | Lodging/Hospitality | FL Zone 2 | Space Heating | Packaged central unit |  | 0 | Per Unit | [7 empty] | 44170.5208 | 42832.0201 | 1338.5006 | 0.030303 |  | 15 |  |  |  | 1338.5006 | [8 empty] | 0 | 0 | 0 | 0 | 0 | 0 | 0 | [5 empty] | 0
FL Zone 2MiscellaneousTurnover |  | XXXXXXXX | Yes | Equipment | High Efficiency DX 135k- less than 240k BTU | High Efficiency DX Unit, 15 tons | Code-Compliant Packaged or Split DX Unit, 15 Tons | Commercial | Turnover | Miscellaneous | FL Zone 2 | Space Heating | Packaged central unit |  | 0 | Per Unit | [7 empty] | 14934.9144 | 14482.3412 | 452.5732 | 0.030303 |  | 15 |  |  |  | 452.5732 | [8 empty] | 0 | 0 | 0 | 0 | 0 | 0 | 0 | [5 empty] | 0
FL Zone 2OfficesTurnover |  | XXXXXXXX | Yes | Equipment | High Efficiency DX 135k- less than 240k BTU | High Efficiency DX Unit, 15 tons | Code-Compliant Packaged or Split DX Unit, 15 Tons | Commercial | Turnover | Offices | FL Zone 2 | Space Heating | Packaged central unit |  | 0 | Per Unit | [7 empty] | 30094.8754 | 29182.9095 | 911.9659 | 0.030303 |  | 15 |  |  |  | 911.9659 | [8 empty] | 0 | 0 | 0 | 0 | 0 | 0 | 0 | [5 empty] | 0
FL Zone 2RestaurantsTurnover |  | XXXXXXXX | Yes | Equipment | High Efficiency DX 135k- less than 240k BTU | High Efficiency DX Unit, 15 tons | Code-Compliant Packaged or Split DX Unit, 15 Tons | Commercial | Turnover | Restaurants | FL Zone 2 | Space Heating | Packaged central unit |  | 0 | Per Unit | [7 empty] | 43331.7105 | 42018.6284 | 1313.0821 | 0.030303 |  | 15 |  |  |  | 1313.0821 | [8 empty] | 0 | 0 | 0 | 0 | 0 | 0 | 0 | [5 empty] | 0
FL Zone 2RetailTurnover |  | XXXXXXXX | Yes | Equipment | High Efficiency DX 135k- less than 240k BTU | High Efficiency DX Unit, 15 tons | Code-Compliant Packaged or Split DX Unit, 15 Tons | Commercial | Turnover | Retail | FL Zone 2 | Space Heating | Packaged central unit |  | 0 | Per Unit | [7 empty] | 33961.5861 | 32932.4472 | 1029.139 | 0.030303 |  | 15 |  |  |  | 1029.139 | [8 empty] | 0 | 0 | 0 | 0 | 0 | 0 | 0 | [5 empty] | 0
FL Zone 2Schools K-12Turnover |  | XXXXXXXX | Yes | Equipment | High Efficiency DX 135k- less than 240k BTU | High Efficiency DX Unit, 15 tons | Code-Compliant Packaged or Split DX Unit, 15 Tons | Commercial | Turnover | Schools K-12 | FL Zone 2 | Space Heating | Packaged central unit |  | 0 | Per Unit | [7 empty] | 29522.0294 | 28627.4224 | 894.607 | 0.030303 |  | 15 |  |  |  | 894.607 | [8 empty] | 0 | 0 | 0 | 0 | 0 | 0 | 0 | [5 empty] | 0
FL Zone 2WarehouseTurnover |  | XXXXXXXX | Yes | Equipment | High Efficiency DX 135k- less than 240k BTU | High Efficiency DX Unit, 15 tons | Code-Compliant Packaged or Split DX Unit, 15 Tons | Commercial | Turnover | Warehouse | FL Zone 2 | Space Heating | Packaged central unit |  | 0 | Per Unit | [7 empty] | 6485.4354 | 6288.9071 | 196.5283 | 0.030303 |  | 15 |  |  |  | 196.5283 | [8 empty] | 0 | 0 | 0 | 0 | 0 | 0 | 0 | [5 empty] | 0
FL Zone 2AssemblyNew |  | XXXXXXXX | Yes | Equipment | High Efficiency DX 135k- less than 240k BTU | High Efficiency DX Unit, 15 tons | Code-Compliant Packaged or Split DX Unit, 15 Tons | Commercial | New | Assembly | FL Zone 2 | Space Heating | Packaged central unit |  | 0 | Per Unit | [7 empty] | 26739.6344 | 25929.3424 | 810.292 | 0.030303 |  | 15 |  |  |  | 810.292 | [8 empty] | 0 | 0 | 0 | 0 | 0 | 0 | 0 | [5 empty] | 0
FL Zone 2College and UniversityNew |  | XXXXXXXX | Yes | Equipment | High Efficiency DX 135k- less than 240k BTU | High Efficiency DX Unit, 15 tons | Code-Compliant Packaged or Split DX Unit, 15 Tons | Commercial | New | College and University | FL Zone 2 | Space Heating | Packaged central unit |  | 0 | Per Unit | [7 empty] | 29665.2409 | 28766.2942 | 898.9467 | 0.030303 |  | 15 |  |  |  | 898.9467 | [8 empty] | 0 | 0 | 0 | 0 | 0 | 0 | 0 | [5 empty] | 0
FL Zone 2GroceryNew |  | XXXXXXXX | Yes | Equipment | High Efficiency DX 135k- less than 240k BTU | High Efficiency DX Unit, 15 tons | Code-Compliant Packaged or Split DX Unit, 15 Tons | Commercial | New | Grocery | FL Zone 2 | Space Heating | Packaged central unit |  | 0 | Per Unit | [7 empty] | 14771.2441 | 14323.6306 | 447.6135 | 0.030303 |  | 15 |  |  |  | 447.6135 | [8 empty] | 0 | 0 | 0 | 0 | 0 | 0 | 0 | [5 empty] | 0
FL Zone 2HealthcareNew |  | XXXXXXXX | Yes | Equipment | High Efficiency DX 135k- less than 240k BTU | High Efficiency DX Unit, 15 tons | Code-Compliant Packaged or Split DX Unit, 15 Tons | Commercial | New | Healthcare | FL Zone 2 | Space Heating | Packaged central unit |  | 0 | Per Unit | [7 empty] | 58184.7897 | 56421.6143 | 1763.1754 | 0.030303 |  | 15 |  |  |  | 1763.1754 | [8 empty] | 0 | 0 | 0 | 0 | 0 | 0 | 0 | [5 empty] | 0
FL Zone 2HospitalsNew |  | XXXXXXXX | Yes | Equipment | High Efficiency DX 135k- less than 240k BTU | High Efficiency DX Unit, 15 tons | Code-Compliant Packaged or Split DX Unit, 15 Tons | Commercial | New | Hospitals | FL Zone 2 | Space Heating | Packaged central unit |  | 0 | Per Unit | [7 empty] | 55115.9717 | 53445.7908 | 1670.181 | 0.030303 |  | 15 |  |  |  | 1670.181 | [8 empty] | 0 | 0 | 0 | 0 | 0 | 0 | 0 | [5 empty] | 0
FL Zone 2InstitutionalNew |  | XXXXXXXX | Yes | Equipment | High Efficiency DX 135k- less than 240k BTU | High Efficiency DX Unit, 15 tons | Code-Compliant Packaged or Split DX Unit, 15 Tons | Commercial | New | Institutional | FL Zone 2 | Space Heating | Packaged central unit |  | 0 | Per Unit | [7 empty] | 14443.9035 | 14006.2095 | 437.694 | 0.030303 |  | 15 |  |  |  | 437.694 | [8 empty] | 0 | 0 | 0 | 0 | 0 | 0 | 0 | [5 empty] | 0
FL Zone 2Lodging/HospitalityNew |  | XXXXXXXX | Yes | Equipment | High Efficiency DX 135k- less than 240k BTU | High Efficiency DX Unit, 15 tons | Code-Compliant Packaged or Split DX Unit, 15 Tons | Commercial | New | Lodging/Hospitality | FL Zone 2 | Space Heating | Packaged central unit |  | 0 | Per Unit | [7 empty] | 44170.5208 | 42832.0201 | 1338.5006 | 0.030303 |  | 15 |  |  |  | 1338.5006 | [8 empty] | 0 | 0 | 0 | 0 | 0 | 0 | 0 | [5 empty] | 0
FL Zone 2MiscellaneousNew |  | XXXXXXXX | Yes | Equipment | High Efficiency DX 135k- less than 240k BTU | High Efficiency DX Unit, 15 tons | Code-Compliant Packaged or Split DX Unit, 15 Tons | Commercial | New | Miscellaneous | FL Zone 2 | Space Heating | Packaged central unit |  | 0 | Per Unit | [7 empty] | 14934.9144 | 14482.3412 | 452.5732 | 0.030303 |  | 15 |  |  |  | 452.5732 | [8 empty] | 0 | 0 | 0 | 0 | 0 | 0 | 0 | [5 empty] | 0
FL Zone 2OfficesNew |  | XXXXXXXX | Yes | Equipment | High Efficiency DX 135k- less than 240k BTU | High Efficiency DX Unit, 15 tons | Code-Compliant Packaged or Split DX Unit, 15 Tons | Commercial | New | Offices | FL Zone 2 | Space Heating | Packaged central unit |  | 0 | Per Unit | [7 empty] | 30094.8754 | 29182.9095 | 911.9659 | 0.030303 |  | 15 |  |  |  | 911.9659 | [8 empty] | 0 | 0 | 0 | 0 | 0 | 0 | 0 | [5 empty] | 0
FL Zone 2RestaurantsNew |  | XXXXXXXX | Yes | Equipment | High Efficiency DX 135k- less than 240k BTU | High Efficiency DX Unit, 15 tons | Code-Compliant Packaged or Split DX Unit, 15 Tons | Commercial | New | Restaurants | FL Zone 2 | Space Heating | Packaged central unit |  | 0 | Per Unit | [7 empty] | 43331.7105 | 42018.6284 | 1313.0821 | 0.030303 |  | 15 |  |  |  | 1313.0821 | [8 empty] | 0 | 0 | 0 | 0 | 0 | 0 | 0 | [5 empty] | 0
FL Zone 2RetailNew |  | XXXXXXXX | Yes | Equipment | High Efficiency DX 135k- less than 240k BTU | High Efficiency DX Unit, 15 tons | Code-Compliant Packaged or Split DX Unit, 15 Tons | Commercial | New | Retail | FL Zone 2 | Space Heating | Packaged central unit |  | 0 | Per Unit | [7 empty] | 33961.5861 | 32932.4472 | 1029.139 | 0.030303 |  | 15 |  |  |  | 1029.139 | [8 empty] | 0 | 0 | 0 | 0 | 0 | 0 | 0 | [5 empty] | 0
FL Zone 2Schools K-12New |  | XXXXXXXX | Yes | Equipment | High Efficiency DX 135k- less than 240k BTU | High Efficiency DX Unit, 15 tons | Code-Compliant Packaged or Split DX Unit, 15 Tons | Commercial | New | Schools K-12 | FL Zone 2 | Space Heating | Packaged central unit |  | 0 | Per Unit | [7 empty] | 29522.0294 | 28627.4224 | 894.607 | 0.030303 |  | 15 |  |  |  | 894.607 | [8 empty] | 0 | 0 | 0 | 0 | 0 | 0 | 0 | [5 empty] | 0
FL Zone 2WarehouseNew |  | XXXXXXXX | Yes | Equipment | High Efficiency DX 135k- less than 240k BTU | High Efficiency DX Unit, 15 tons | Code-Compliant Packaged or Split DX Unit, 15 Tons | Commercial | New | Warehouse | FL Zone 2 | Space Heating | Packaged central unit |  | 0 | Per Unit | [7 empty] | 6485.4354 | 6288.9071 | 196.5283 | 0.030303 |  | 15 |  |  |  | 196.5283 | [8 empty] | 0 | 0 | 0 | 0 | 0 | 0 | 0 | [5 empty] | 0
FL Zone 2AssemblyTurnover |  | XXXXXXXX | Yes | Equipment | High Efficiency HID Lighting | One Pulse Start Metal Halide 200W | Average Lumen Equivalent High Intensity Discharge Fixture | Commercial | Turnover | Assembly | FL Zone 2 | Exterior Lighting | Exterior parking/lot lighting |  | 0 | Per Fixture | [7 empty] | 1416.345 | 932.176 | 484.169 | 0.34184 |  | 13 |  |  |  | 484.169 | [8 empty] | 0 | 0 | 0 | 0 | 0 | 0 | 0 | [5 empty] | 0
FL Zone 2College and UniversityTurnover |  | XXXXXXXX | Yes | Equipment | High Efficiency HID Lighting | One Pulse Start Metal Halide 200W | Average Lumen Equivalent High Intensity Discharge Fixture | Commercial | Turnover | College and University | FL Zone 2 | Exterior Lighting | Exterior parking/lot lighting |  | 0 | Per Fixture | [7 empty] | 1416.345 | 932.176 | 484.169 | 0.34184 |  | 13 |  |  |  | 484.169 | [8 empty] | 0 | 0 | 0 | 0 | 0 | 0 | 0 | [5 empty] | 0
FL Zone 2GroceryTurnover |  | XXXXXXXX | Yes | Equipment | High Efficiency HID Lighting | One Pulse Start Metal Halide 200W | Average Lumen Equivalent High Intensity Discharge Fixture | Commercial | Turnover | Grocery | FL Zone 2 | Exterior Lighting | Exterior parking/lot lighting |  | 0 | Per Fixture | [7 empty] | 1416.345 | 932.176 | 484.169 | 0.34184 |  | 13 |  |  |  | 484.169 | [8 empty] | 0 | 0 | 0 | 0 | 0 | 0 | 0 | [5 empty] | 0
FL Zone 2HealthcareTurnover |  | XXXXXXXX | Yes | Equipment | High Efficiency HID Lighting | One Pulse Start Metal Halide 200W | Average Lumen Equivalent High Intensity Discharge Fixture | Commercial | Turnover | Healthcare | FL Zone 2 | Exterior Lighting | Exterior parking/lot lighting |  | 0 | Per Fixture | [7 empty] | 1416.345 | 932.176 | 484.169 | 0.34184 |  | 13 |  |  |  | 484.169 | [8 empty] | 0 | 0 | 0 | 0 | 0 | 0 | 0 | [5 empty] | 0
FL Zone 2HospitalsTurnover |  | XXXXXXXX | Yes | Equipment | High Efficiency HID Lighting | One Pulse Start Metal Halide 200W | Average Lumen Equivalent High Intensity Discharge Fixture | Commercial | Turnover | Hospitals | FL Zone 2 | Exterior Lighting | Exterior parking/lot lighting |  | 0 | Per Fixture | [7 empty] | 1416.345 | 932.176 | 484.169 | 0.34184 |  | 13 |  |  |  | 484.169 | [8 empty] | 0 | 0 | 0 | 0 | 0 | 0 | 0 | [5 empty] | 0
FL Zone 2InstitutionalTurnover |  | XXXXXXXX | Yes | Equipment | High Efficiency HID Lighting | One Pulse Start Metal Halide 200W | Average Lumen Equivalent High Intensity Discharge Fixture | Commercial | Turnover | Institutional | FL Zone 2 | Exterior Lighting | Exterior parking/lot lighting |  | 0 | Per Fixture | [7 empty] | 1416.345 | 932.176 | 484.169 | 0.34184 |  | 13 |  |  |  | 484.169 | [8 empty] | 0 | 0 | 0 | 0 | 0 | 0 | 0 | [5 empty] | 0
FL Zone 2Lodging/HospitalityTurnover |  | XXXXXXXX | Yes | Equipment | High Efficiency HID Lighting | One Pulse Start Metal Halide 200W | Average Lumen Equivalent High Intensity Discharge Fixture | Commercial | Turnover | Lodging/Hospitality | FL Zone 2 | Exterior Lighting | Exterior parking/lot lighting |  | 0 | Per Fixture | [7 empty] | 1416.345 | 932.176 | 484.169 | 0.34184 |  | 13 |  |  |  | 484.169 | [8 empty] | 0 | 0 | 0 | 0 | 0 | 0 | 0 | [5 empty] | 0
FL Zone 2MiscellaneousTurnover |  | XXXXXXXX | Yes | Equipment | High Efficiency HID Lighting | One Pulse Start Metal Halide 200W | Average Lumen Equivalent High Intensity Discharge Fixture | Commercial | Turnover | Miscellaneous | FL Zone 2 | Exterior Lighting | Exterior parking/lot lighting |  | 0 | Per Fixture | [7 empty] | 1416.345 | 932.176 | 484.169 | 0.34184 |  | 13 |  |  |  | 484.169 | [8 empty] | 0 | 0 | 0 | 0 | 0 | 0 | 0 | [5 empty] | 0
FL Zone 2OfficesTurnover |  | XXXXXXXX | Yes | Equipment | High Efficiency HID Lighting | One Pulse Start Metal Halide 200W | Average Lumen Equivalent High Intensity Discharge Fixture | Commercial | Turnover | Offices | FL Zone 2 | Exterior Lighting | Exterior parking/lot lighting |  | 0 | Per Fixture | [7 empty] | 1416.345 | 932.176 | 484.169 | 0.34184 |  | 13 |  |  |  | 484.169 | [8 empty] | 0 | 0 | 0 | 0 | 0 | 0 | 0 | [5 empty] | 0
FL Zone 2RestaurantsTurnover |  | XXXXXXXX | Yes | Equipment | High Efficiency HID Lighting | One Pulse Start Metal Halide 200W | Average Lumen Equivalent High Intensity Discharge Fixture | Commercial | Turnover | Restaurants | FL Zone 2 | Exterior Lighting | Exterior parking/lot lighting |  | 0 | Per Fixture | [7 empty] | 1416.345 | 932.176 | 484.169 | 0.34184 |  | 13 |  |  |  | 484.169 | [8 empty] | 0 | 0 | 0 | 0 | 0 | 0 | 0 | [5 empty] | 0
FL Zone 2RetailTurnover |  | XXXXXXXX | Yes | Equipment | High Efficiency HID Lighting | One Pulse Start Metal Halide 200W | Average Lumen Equivalent High Intensity Discharge Fixture | Commercial | Turnover | Retail | FL Zone 2 | Exterior Lighting | Exterior parking/lot lighting |  | 0 | Per Fixture | [7 empty] | 1416.345 | 932.176 | 484.169 | 0.34184 |  | 13 |  |  |  | 484.169 | [8 empty] | 0 | 0 | 0 | 0 | 0 | 0 | 0 | [5 empty] | 0
FL Zone 2Schools K-12Turnover |  | XXXXXXXX | Yes | Equipment | High Efficiency HID Lighting | One Pulse Start Metal Halide 200W | Average Lumen Equivalent High Intensity Discharge Fixture | Commercial | Turnover | Schools K-12 | FL Zone 2 | Exterior Lighting | Exterior parking/lot lighting |  | 0 | Per Fixture | [7 empty] | 1416.345 | 932.176 | 484.169 | 0.34184 |  | 13 |  |  |  | 484.169 | [8 empty] | 0 | 0 | 0 | 0 | 0 | 0 | 0 | [5 empty] | 0
FL Zone 2WarehouseTurnover |  | XXXXXXXX | Yes | Equipment | High Efficiency HID Lighting | One Pulse Start Metal Halide 200W | Average Lumen Equivalent High Intensity Discharge Fixture | Commercial | Turnover | Warehouse | FL Zone 2 | Exterior Lighting | Exterior parking/lot lighting |  | 0 | Per Fixture | [7 empty] | 1416.345 | 932.176 | 484.169 | 0.34184 |  | 13 |  |  |  | 484.169 | [8 empty] | 0 | 0 | 0 | 0 | 0 | 0 | 0 | [5 empty] | 0
FL Zone 2AssemblyNew |  | XXXXXXXX | Yes | Equipment | High Efficiency HID Lighting | One Pulse Start Metal Halide 200W | Average Lumen Equivalent High Intensity Discharge Fixture | Commercial | New | Assembly | FL Zone 2 | Exterior Lighting | Exterior parking/lot lighting |  | 0 | Per Fixture | [7 empty] | 1416.345 | 932.176 | 484.169 | 0.34184 |  | 13 |  |  |  | 484.169 | [8 empty] | 0 | 0 | 0 | 0 | 0 | 0 | 0 | [5 empty] | 0
FL Zone 2College and UniversityNew |  | XXXXXXXX | Yes | Equipment | High Efficiency HID Lighting | One Pulse Start Metal Halide 200W | Average Lumen Equivalent High Intensity Discharge Fixture | Commercial | New | College and University | FL Zone 2 | Exterior Lighting | Exterior parking/lot lighting |  | 0 | Per Fixture | [7 empty] | 1416.345 | 932.176 | 484.169 | 0.34184 |  | 13 |  |  |  | 484.169 | [8 empty] | 0 | 0 | 0 | 0 | 0 | 0 | 0 | [5 empty] | 0
FL Zone 2GroceryNew |  | XXXXXXXX | Yes | Equipment | High Efficiency HID Lighting | One Pulse Start Metal Halide 200W | Average Lumen Equivalent High Intensity Discharge Fixture | Commercial | New | Grocery | FL Zone 2 | Exterior Lighting | Exterior parking/lot lighting |  | 0 | Per Fixture | [7 empty] | 1416.345 | 932.176 | 484.169 | 0.34184 |  | 13 |  |  |  | 484.169 | [8 empty] | 0 | 0 | 0 | 0 | 0 | 0 | 0 | [5 empty] | 0
FL Zone 2HealthcareNew |  | XXXXXXXX | Yes | Equipment | High Efficiency HID Lighting | One Pulse Start Metal Halide 200W | Average Lumen Equivalent High Intensity Discharge Fixture | Commercial | New | Healthcare | FL Zone 2 | Exterior Lighting | Exterior parking/lot lighting |  | 0 | Per Fixture | [7 empty] | 1416.345 | 932.176 | 484.169 | 0.34184 |  | 13 |  |  |  | 484.169 | [8 empty] | 0 | 0 | 0 | 0 | 0 | 0 | 0 | [5 empty] | 0
FL Zone 2HospitalsNew |  | XXXXXXXX | Yes | Equipment | High Efficiency HID Lighting | One Pulse Start Metal Halide 200W | Average Lumen Equivalent High Intensity Discharge Fixture | Commercial | New | Hospitals | FL Zone 2 | Exterior Lighting | Exterior parking/lot lighting |  | 0 | Per Fixture | [7 empty] | 1416.345 | 932.176 | 484.169 | 0.34184 |  | 13 |  |  |  | 484.169 | [8 empty] | 0 | 0 | 0 | 0 | 0 | 0 | 0 | [5 empty] | 0
FL Zone 2InstitutionalNew |  | XXXXXXXX | Yes | Equipment | High Efficiency HID Lighting | One Pulse Start Metal Halide 200W | Average Lumen Equivalent High Intensity Discharge Fixture | Commercial | New | Institutional | FL Zone 2 | Exterior Lighting | Exterior parking/lot lighting |  | 0 | Per Fixture | [7 empty] | 1416.345 | 932.176 | 484.169 | 0.34184 |  | 13 |  |  |  | 484.169 | [8 empty] | 0 | 0 | 0 | 0 | 0 | 0 | 0 | [5 empty] | 0
FL Zone 2Lodging/HospitalityNew |  | XXXXXXXX | Yes | Equipment | High Efficiency HID Lighting | One Pulse Start Metal Halide 200W | Average Lumen Equivalent High Intensity Discharge Fixture | Commercial | New | Lodging/Hospitality | FL Zone 2 | Exterior Lighting | Exterior parking/lot lighting |  | 0 | Per Fixture | [7 empty] | 1416.345 | 932.176 | 484.169 | 0.34184 |  | 13 |  |  |  | 484.169 | [8 empty] | 0 | 0 | 0 | 0 | 0 | 0 | 0 | [5 empty] | 0
FL Zone 2MiscellaneousNew |  | XXXXXXXX | Yes | Equipment | High Efficiency HID Lighting | One Pulse Start Metal Halide 200W | Average Lumen Equivalent High Intensity Discharge Fixture | Commercial | New | Miscellaneous | FL Zone 2 | Exterior Lighting | Exterior parking/lot lighting |  | 0 | Per Fixture | [7 empty] | 1416.345 | 932.176 | 484.169 | 0.34184 |  | 13 |  |  |  | 484.169 | [8 empty] | 0 | 0 | 0 | 0 | 0 | 0 | 0 | [5 empty] | 0
FL Zone 2OfficesNew |  | XXXXXXXX | Yes | Equipment | High Efficiency HID Lighting | One Pulse Start Metal Halide 200W | Average Lumen Equivalent High Intensity Discharge Fixture | Commercial | New | Offices | FL Zone 2 | Exterior Lighting | Exterior parking/lot lighting |  | 0 | Per Fixture | [7 empty] | 1416.345 | 932.176 | 484.169 | 0.34184 |  | 13 |  |  |  | 484.169 | [8 empty] | 0 | 0 | 0 | 0 | 0 | 0 | 0 | [5 empty] | 0
FL Zone 2RestaurantsNew |  | XXXXXXXX | Yes | Equipment | High Efficiency HID Lighting | One Pulse Start Metal Halide 200W | Average Lumen Equivalent High Intensity Discharge Fixture | Commercial | New | Restaurants | FL Zone 2 | Exterior Lighting | Exterior parking/lot lighting |  | 0 | Per Fixture | [7 empty] | 1416.345 | 932.176 | 484.169 | 0.34184 |  | 13 |  |  |  | 484.169 | [8 empty] | 0 | 0 | 0 | 0 | 0 | 0 | 0 | [5 empty] | 0
FL Zone 2RetailNew |  | XXXXXXXX | Yes | Equipment | High Efficiency HID Lighting | One Pulse Start Metal Halide 200W | Average Lumen Equivalent High Intensity Discharge Fixture | Commercial | New | Retail | FL Zone 2 | Exterior Lighting | Exterior parking/lot lighting |  | 0 | Per Fixture | [7 empty] | 1416.345 | 932.176 | 484.169 | 0.34184 |  | 13 |  |  |  | 484.169 | [8 empty] | 0 | 0 | 0 | 0 | 0 | 0 | 0 | [5 empty] | 0
FL Zone 2Schools K-12New |  | XXXXXXXX | Yes | Equipment | High Efficiency HID Lighting | One Pulse Start Metal Halide 200W | Average Lumen Equivalent High Intensity Discharge Fixture | Commercial | New | Schools K-12 | FL Zone 2 | Exterior Lighting | Exterior parking/lot lighting |  | 0 | Per Fixture | [7 empty] | 1416.345 | 932.176 | 484.169 | 0.34184 |  | 13 |  |  |  | 484.169 | [8 empty] | 0 | 0 | 0 | 0 | 0 | 0 | 0 | [5 empty] | 0
FL Zone 2WarehouseNew |  | XXXXXXXX | Yes | Equipment | High Efficiency HID Lighting | One Pulse Start Metal Halide 200W | Average Lumen Equivalent High Intensity Discharge Fixture | Commercial | New | Warehouse | FL Zone 2 | Exterior Lighting | Exterior parking/lot lighting |  | 0 | Per Fixture | [7 empty] | 1416.345 | 932.176 | 484.169 | 0.34184 |  | 13 |  |  |  | 484.169 | [8 empty] | 0 | 0 | 0 | 0 | 0 | 0 | 0 | [5 empty] | 0
FL Zone 2AssemblyTurnover |  | XXXXXXXX | Yes | Equipment | High Efficiency PTAC | High Efficiency PTAC | Code-Compliant PTAC | Commercial | Turnover | Assembly | FL Zone 2 | Space Cooling | Residential-type central air conditioners |  | 0 | Per Unit | [7 empty] | 3475.6431 | 2654.1275 | 821.5157 | 0.23636 |  | 15 |  |  |  | 821.5157 | [8 empty] | 0 | 0 | 0 | 0 | 0 | 0 | 0 | [5 empty] | 0
FL Zone 2College and UniversityTurnover |  | XXXXXXXX | Yes | Equipment | High Efficiency PTAC | High Efficiency PTAC | Code-Compliant PTAC | Commercial | Turnover | College and University | FL Zone 2 | Space Cooling | Residential-type central air conditioners |  | 0 | Per Unit | [7 empty] | 3855.9163 | 2944.5179 | 911.3984 | 0.23636 |  | 15 |  |  |  | 911.3984 | [8 empty] | 0 | 0 | 0 | 0 | 0 | 0 | 0 | [5 empty] | 0
FL Zone 2GroceryTurnover |  | XXXXXXXX | Yes | Equipment | High Efficiency PTAC | High Efficiency PTAC | Code-Compliant PTAC | Commercial | Turnover | Grocery | FL Zone 2 | Space Cooling | Residential-type central air conditioners |  | 0 | Per Unit | [7 empty] | 1919.9804 | 1466.1668 | 453.8135 | 0.23636 |  | 15 |  |  |  | 453.8135 | [8 empty] | 0 | 0 | 0 | 0 | 0 | 0 | 0 | [5 empty] | 0
FL Zone 2HealthcareTurnover |  | XXXXXXXX | Yes | Equipment | High Efficiency PTAC | High Efficiency PTAC | Code-Compliant PTAC | Commercial | Turnover | Healthcare | FL Zone 2 | Space Cooling | Residential-type central air conditioners |  | 0 | Per Unit | [7 empty] | 7562.9144 | 5775.3164 | 1787.5979 | 0.23636 |  | 15 |  |  |  | 1787.5979 | [8 empty] | 0 | 0 | 0 | 0 | 0 | 0 | 0 | [5 empty] | 0
FL Zone 2HospitalsTurnover |  | XXXXXXXX | Yes | Equipment | High Efficiency PTAC | High Efficiency PTAC | Code-Compliant PTAC | Commercial | Turnover | Hospitals | FL Zone 2 | Space Cooling | Residential-type central air conditioners |  | 0 | Per Unit | [7 empty] | 7164.0265 | 5470.7111 | 1693.3154 | 0.23636 |  | 15 |  |  |  | 1693.3154 | [8 empty] | 0 | 0 | 0 | 0 | 0 | 0 | 0 | [5 empty] | 0
FL Zone 2InstitutionalTurnover |  | XXXXXXXX | Yes | Equipment | High Efficiency PTAC | High Efficiency PTAC | Code-Compliant PTAC | Commercial | Turnover | Institutional | FL Zone 2 | Space Cooling | Residential-type central air conditioners |  | 0 | Per Unit | [7 empty] | 1877.4323 | 1433.6756 | 443.7567 | 0.23636 |  | 15 |  |  |  | 443.7567 | [8 empty] | 0 | 0 | 0 | 0 | 0 | 0 | 0 | [5 empty] | 0
FL Zone 2Lodging/HospitalityTurnover |  | XXXXXXXX | Yes | Equipment | High Efficiency PTAC | High Efficiency PTAC | Code-Compliant PTAC | Commercial | Turnover | Lodging/Hospitality | FL Zone 2 | Space Cooling | Residential-type central air conditioners |  | 0 | Per Unit | [7 empty] | 5741.3264 | 4384.2856 | 1357.0408 | 0.23636 |  | 15 |  |  |  | 1357.0408 | [8 empty] | 0 | 0 | 0 | 0 | 0 | 0 | 0 | [5 empty] | 0
FL Zone 2MiscellaneousTurnover |  | XXXXXXXX | Yes | Equipment | High Efficiency PTAC | High Efficiency PTAC | Code-Compliant PTAC | Commercial | Turnover | Miscellaneous | FL Zone 2 | Space Cooling | Residential-type central air conditioners |  | 0 | Per Unit | [7 empty] | 1941.2544 | 1482.4124 | 458.8419 | 0.23636 |  | 15 |  |  |  | 458.8419 | [8 empty] | 0 | 0 | 0 | 0 | 0 | 0 | 0 | [5 empty] | 0
FL Zone 2OfficesTurnover |  | XXXXXXXX | Yes | Equipment | High Efficiency PTAC | High Efficiency PTAC | Code-Compliant PTAC | Commercial | Turnover | Offices | FL Zone 2 | Space Cooling | Residential-type central air conditioners |  | 0 | Per Unit | [7 empty] | 3911.7606 | 2987.1626 | 924.598 | 0.23636 |  | 15 |  |  |  | 924.598 | [8 empty] | 0 | 0 | 0 | 0 | 0 | 0 | 0 | [5 empty] | 0
FL Zone 2RestaurantsTurnover |  | XXXXXXXX | Yes | Equipment | High Efficiency PTAC | High Efficiency PTAC | Code-Compliant PTAC | Commercial | Turnover | Restaurants | FL Zone 2 | Space Cooling | Residential-type central air conditioners |  | 0 | Per Unit | [7 empty] | 5632.297 | 4301.0268 | 1331.2702 | 0.23636 |  | 15 |  |  |  | 1331.2702 | [8 empty] | 0 | 0 | 0 | 0 | 0 | 0 | 0 | [5 empty] | 0
FL Zone 2RetailTurnover |  | XXXXXXXX | Yes | Equipment | High Efficiency PTAC | High Efficiency PTAC | Code-Compliant PTAC | Commercial | Turnover | Retail | FL Zone 2 | Space Cooling | Residential-type central air conditioners |  | 0 | Per Unit | [7 empty] | 4414.3593 | 3370.9653 | 1043.394 | 0.23636 |  | 15 |  |  |  | 1043.394 | [8 empty] | 0 | 0 | 0 | 0 | 0 | 0 | 0 | [5 empty] | 0
FL Zone 2Schools K-12Turnover |  | XXXXXXXX | Yes | Equipment | High Efficiency PTAC | High Efficiency PTAC | Code-Compliant PTAC | Commercial | Turnover | Schools K-12 | FL Zone 2 | Space Cooling | Residential-type central air conditioners |  | 0 | Per Unit | [7 empty] | 3837.3015 | 2930.303 | 906.9985 | 0.23636 |  | 15 |  |  |  | 906.9985 | [8 empty] | 0 | 0 | 0 | 0 | 0 | 0 | 0 | [5 empty] | 0
FL Zone 2WarehouseTurnover |  | XXXXXXXX | Yes | Equipment | High Efficiency PTAC | High Efficiency PTAC | Code-Compliant PTAC | Commercial | Turnover | Warehouse | FL Zone 2 | Space Cooling | Residential-type central air conditioners |  | 0 | Per Unit | [7 empty] | 842.9831 | 643.7325 | 199.2505 | 0.23636 |  | 15 |  |  |  | 199.2505 | [8 empty] | 0 | 0 | 0 | 0 | 0 | 0 | 0 | [5 empty] | 0
FL Zone 2AssemblyNew |  | XXXXXXXX | Yes | Equipment | High Efficiency PTAC | High Efficiency PTAC | Code-Compliant PTAC | Commercial | New | Assembly | FL Zone 2 | Space Cooling | Residential-type central air conditioners |  | 0 | Per Unit | [7 empty] | 3475.6431 | 2654.1275 | 821.5157 | 0.23636 |  | 15 |  |  |  | 821.5157 | [8 empty] | 0 | 0 | 0 | 0 | 0 | 0 | 0 | [5 empty] | 0
FL Zone 2College and UniversityNew |  | XXXXXXXX | Yes | Equipment | High Efficiency PTAC | High Efficiency PTAC | Code-Compliant PTAC | Commercial | New | College and University | FL Zone 2 | Space Cooling | Residential-type central air conditioners |  | 0 | Per Unit | [7 empty] | 3855.9163 | 2944.5179 | 911.3984 | 0.23636 |  | 15 |  |  |  | 911.3984 | [8 empty] | 0 | 0 | 0 | 0 | 0 | 0 | 0 | [5 empty] | 0
FL Zone 2GroceryNew |  | XXXXXXXX | Yes | Equipment | High Efficiency PTAC | High Efficiency PTAC | Code-Compliant PTAC | Commercial | New | Grocery | FL Zone 2 | Space Cooling | Residential-type central air conditioners |  | 0 | Per Unit | [7 empty] | 1919.9804 | 1466.1668 | 453.8135 | 0.23636 |  | 15 |  |  |  | 453.8135 | [8 empty] | 0 | 0 | 0 | 0 | 0 | 0 | 0 | [5 empty] | 0
FL Zone 2HealthcareNew |  | XXXXXXXX | Yes | Equipment | High Efficiency PTAC | High Efficiency PTAC | Code-Compliant PTAC | Commercial | New | Healthcare | FL Zone 2 | Space Cooling | Residential-type central air conditioners |  | 0 | Per Unit | [7 empty] | 7562.9144 | 5775.3164 | 1787.5979 | 0.23636 |  | 15 |  |  |  | 1787.5979 | [8 empty] | 0 | 0 | 0 | 0 | 0 | 0 | 0 | [5 empty] | 0
FL Zone 2HospitalsNew |  | XXXXXXXX | Yes | Equipment | High Efficiency PTAC | High Efficiency PTAC | Code-Compliant PTAC | Commercial | New | Hospitals | FL Zone 2 | Space Cooling | Residential-type central air conditioners |  | 0 | Per Unit | [7 empty] | 7164.0265 | 5470.7111 | 1693.3154 | 0.23636 |  | 15 |  |  |  | 1693.3154 | [8 empty] | 0 | 0 | 0 | 0 | 0 | 0 | 0 | [5 empty] | 0
FL Zone 2InstitutionalNew |  | XXXXXXXX | Yes | Equipment | High Efficiency PTAC | High Efficiency PTAC | Code-Compliant PTAC | Commercial | New | Institutional | FL Zone 2 | Space Cooling | Residential-type central air conditioners |  | 0 | Per Unit | [7 empty] | 1877.4323 | 1433.6756 | 443.7567 | 0.23636 |  | 15 |  |  |  | 443.7567 | [8 empty] | 0 | 0 | 0 | 0 | 0 | 0 | 0 | [5 empty] | 0
FL Zone 2Lodging/HospitalityNew |  | XXXXXXXX | Yes | Equipment | High Efficiency PTAC | High Efficiency PTAC | Code-Compliant PTAC | Commercial | New | Lodging/Hospitality | FL Zone 2 | Space Cooling | Residential-type central air conditioners |  | 0 | Per Unit | [7 empty] | 5741.3264 | 4384.2856 | 1357.0408 | 0.23636 |  | 15 |  |  |  | 1357.0408 | [8 empty] | 0 | 0 | 0 | 0 | 0 | 0 | 0 | [5 empty] | 0
FL Zone 2MiscellaneousNew |  | XXXXXXXX | Yes | Equipment | High Efficiency PTAC | High Efficiency PTAC | Code-Compliant PTAC | Commercial | New | Miscellaneous | FL Zone 2 | Space Cooling | Residential-type central air conditioners |  | 0 | Per Unit | [7 empty] | 1941.2544 | 1482.4124 | 458.8419 | 0.23636 |  | 15 |  |  |  | 458.8419 | [8 empty] | 0 | 0 | 0 | 0 | 0 | 0 | 0 | [5 empty] | 0
FL Zone 2OfficesNew |  | XXXXXXXX | Yes | Equipment | High Efficiency PTAC | High Efficiency PTAC | Code-Compliant PTAC | Commercial | New | Offices | FL Zone 2 | Space Cooling | Residential-type central air conditioners |  | 0 | Per Unit | [7 empty] | 3911.7606 | 2987.1626 | 924.598 | 0.23636 |  | 15 |  |  |  | 924.598 | [8 empty] | 0 | 0 | 0 | 0 | 0 | 0 | 0 | [5 empty] | 0
FL Zone 2RestaurantsNew |  | XXXXXXXX | Yes | Equipment | High Efficiency PTAC | High Efficiency PTAC | Code-Compliant PTAC | Commercial | New | Restaurants | FL Zone 2 | Space Cooling | Residential-type central air conditioners |  | 0 | Per Unit | [7 empty] | 5632.297 | 4301.0268 | 1331.2702 | 0.23636 |  | 15 |  |  |  | 1331.2702 | [8 empty] | 0 | 0 | 0 | 0 | 0 | 0 | 0 | [5 empty] | 0
FL Zone 2RetailNew |  | XXXXXXXX | Yes | Equipment | High Efficiency PTAC | High Efficiency PTAC | Code-Compliant PTAC | Commercial | New | Retail | FL Zone 2 | Space Cooling | Residential-type central air conditioners |  | 0 | Per Unit | [7 empty] | 4414.3593 | 3370.9653 | 1043.394 | 0.23636 |  | 15 |  |  |  | 1043.394 | [8 empty] | 0 | 0 | 0 | 0 | 0 | 0 | 0 | [5 empty] | 0
FL Zone 2Schools K-12New |  | XXXXXXXX | Yes | Equipment | High Efficiency PTAC | High Efficiency PTAC | Code-Compliant PTAC | Commercial | New | Schools K-12 | FL Zone 2 | Space Cooling | Residential-type central air conditioners |  | 0 | Per Unit | [7 empty] | 3837.3015 | 2930.303 | 906.9985 | 0.23636 |  | 15 |  |  |  | 906.9985 | [8 empty] | 0 | 0 | 0 | 0 | 0 | 0 | 0 | [5 empty] | 0
FL Zone 2WarehouseNew |  | XXXXXXXX | Yes | Equipment | High Efficiency PTAC | High Efficiency PTAC | Code-Compliant PTAC | Commercial | New | Warehouse | FL Zone 2 | Space Cooling | Residential-type central air conditioners |  | 0 | Per Unit | [7 empty] | 842.9831 | 643.7325 | 199.2505 | 0.23636 |  | 15 |  |  |  | 199.2505 | [8 empty] | 0 | 0 | 0 | 0 | 0 | 0 | 0 | [5 empty] | 0
FL Zone 2AssemblyTurnover |  | XXXXXXXX | Yes | Equipment | High Efficiency PTHP | High Efficiency PTHP | Code-Compliant PTHP | Commercial | Turnover | Assembly | FL Zone 2 | Space Cooling | Residential-type central air conditioners |  | 0 | Per Unit | [7 empty] | 3475.6431 | 2654.1275 | 821.5157 | 0.23636 |  | 15 |  |  |  | 821.5157 | [8 empty] | 0 | 0 | 0 | 0 | 0 | 0 | 0 | [5 empty] | 0
FL Zone 2College and UniversityTurnover |  | XXXXXXXX | Yes | Equipment | High Efficiency PTHP | High Efficiency PTHP | Code-Compliant PTHP | Commercial | Turnover | College and University | FL Zone 2 | Space Cooling | Residential-type central air conditioners |  | 0 | Per Unit | [7 empty] | 3855.9163 | 2944.5179 | 911.3984 | 0.23636 |  | 15 |  |  |  | 911.3984 | [8 empty] | 0 | 0 | 0 | 0 | 0 | 0 | 0 | [5 empty] | 0
FL Zone 2GroceryTurnover |  | XXXXXXXX | Yes | Equipment | High Efficiency PTHP | High Efficiency PTHP | Code-Compliant PTHP | Commercial | Turnover | Grocery | FL Zone 2 | Space Cooling | Residential-type central air conditioners |  | 0 | Per Unit | [7 empty] | 1919.9804 | 1466.1668 | 453.8135 | 0.23636 |  | 15 |  |  |  | 453.8135 | [8 empty] | 0 | 0 | 0 | 0 | 0 | 0 | 0 | [5 empty] | 0
FL Zone 2HealthcareTurnover |  | XXXXXXXX | Yes | Equipment | High Efficiency PTHP | High Efficiency PTHP | Code-Compliant PTHP | Commercial | Turnover | Healthcare | FL Zone 2 | Space Cooling | Residential-type central air conditioners |  | 0 | Per Unit | [7 empty] | 7562.9144 | 5775.3164 | 1787.5979 | 0.23636 |  | 15 |  |  |  | 1787.5979 | [8 empty] | 0 | 0 | 0 | 0 | 0 | 0 | 0 | [5 empty] | 0
FL Zone 2HospitalsTurnover |  | XXXXXXXX | Yes | Equipment | High Efficiency PTHP | High Efficiency PTHP | Code-Compliant PTHP | Commercial | Turnover | Hospitals | FL Zone 2 | Space Cooling | Residential-type central air conditioners |  | 0 | Per Unit | [7 empty] | 7164.0265 | 5470.7111 | 1693.3154 | 0.23636 |  | 15 |  |  |  | 1693.3154 | [8 empty] | 0 | 0 | 0 | 0 | 0 | 0 | 0 | [5 empty] | 0
FL Zone 2InstitutionalTurnover |  | XXXXXXXX | Yes | Equipment | High Efficiency PTHP | High Efficiency PTHP | Code-Compliant PTHP | Commercial | Turnover | Institutional | FL Zone 2 | Space Cooling | Residential-type central air conditioners |  | 0 | Per Unit | [7 empty] | 1877.4323 | 1433.6756 | 443.7567 | 0.23636 |  | 15 |  |  |  | 443.7567 | [8 empty] | 0 | 0 | 0 | 0 | 0 | 0 | 0 | [5 empty] | 0
FL Zone 2Lodging/HospitalityTurnover |  | XXXXXXXX | Yes | Equipment | High Efficiency PTHP | High Efficiency PTHP | Code-Compliant PTHP | Commercial | Turnover | Lodging/Hospitality | FL Zone 2 | Space Cooling | Residential-type central air conditioners |  | 0 | Per Unit | [7 empty] | 5741.3264 | 4384.2856 | 1357.0408 | 0.23636 |  | 15 |  |  |  | 1357.0408 | [8 empty] | 0 | 0 | 0 | 0 | 0 | 0 | 0 | [5 empty] | 0
FL Zone 2MiscellaneousTurnover |  | XXXXXXXX | Yes | Equipment | High Efficiency PTHP | High Efficiency PTHP | Code-Compliant PTHP | Commercial | Turnover | Miscellaneous | FL Zone 2 | Space Cooling | Residential-type central air conditioners |  | 0 | Per Unit | [7 empty] | 1941.2544 | 1482.4124 | 458.8419 | 0.23636 |  | 15 |  |  |  | 458.8419 | [8 empty] | 0 | 0 | 0 | 0 | 0 | 0 | 0 | [5 empty] | 0
FL Zone 2OfficesTurnover |  | XXXXXXXX | Yes | Equipment | High Efficiency PTHP | High Efficiency PTHP | Code-Compliant PTHP | Commercial | Turnover | Offices | FL Zone 2 | Space Cooling | Residential-type central air conditioners |  | 0 | Per Unit | [7 empty] | 3911.7606 | 2987.1626 | 924.598 | 0.23636 |  | 15 |  |  |  | 924.598 | [8 empty] | 0 | 0 | 0 | 0 | 0 | 0 | 0 | [5 empty] | 0
FL Zone 2RestaurantsTurnover |  | XXXXXXXX | Yes | Equipment | High Efficiency PTHP | High Efficiency PTHP | Code-Compliant PTHP | Commercial | Turnover | Restaurants | FL Zone 2 | Space Cooling | Residential-type central air conditioners |  | 0 | Per Unit | [7 empty] | 5632.297 | 4301.0268 | 1331.2702 | 0.23636 |  | 15 |  |  |  | 1331.2702 | [8 empty] | 0 | 0 | 0 | 0 | 0 | 0 | 0 | [5 empty] | 0
FL Zone 2RetailTurnover |  | XXXXXXXX | Yes | Equipment | High Efficiency PTHP | High Efficiency PTHP | Code-Compliant PTHP | Commercial | Turnover | Retail | FL Zone 2 | Space Cooling | Residential-type central air conditioners |  | 0 | Per Unit | [7 empty] | 4414.3593 | 3370.9653 | 1043.394 | 0.23636 |  | 15 |  |  |  | 1043.394 | [8 empty] | 0 | 0 | 0 | 0 | 0 | 0 | 0 | [5 empty] | 0
FL Zone 2Schools K-12Turnover |  | XXXXXXXX | Yes | Equipment | High Efficiency PTHP | High Efficiency PTHP | Code-Compliant PTHP | Commercial | Turnover | Schools K-12 | FL Zone 2 | Space Cooling | Residential-type central air conditioners |  | 0 | Per Unit | [7 empty] | 3837.3015 | 2930.303 | 906.9985 | 0.23636 |  | 15 |  |  |  | 906.9985 | [8 empty] | 0 | 0 | 0 | 0 | 0 | 0 | 0 | [5 empty] | 0
FL Zone 2WarehouseTurnover |  | XXXXXXXX | Yes | Equipment | High Efficiency PTHP | High Efficiency PTHP | Code-Compliant PTHP | Commercial | Turnover | Warehouse | FL Zone 2 | Space Cooling | Residential-type central air conditioners |  | 0 | Per Unit | [7 empty] | 842.9831 | 643.7325 | 199.2505 | 0.23636 |  | 15 |  |  |  | 199.2505 | [8 empty] | 0 | 0 | 0 | 0 | 0 | 0 | 0 | [5 empty] | 0
FL Zone 2AssemblyNew |  | XXXXXXXX | Yes | Equipment | High Efficiency PTHP | High Efficiency PTHP | Code-Compliant PTHP | Commercial | New | Assembly | FL Zone 2 | Space Cooling | Residential-type central air conditioners |  | 0 | Per Unit | [7 empty] | 3475.6431 | 2654.1275 | 821.5157 | 0.23636 |  | 15 |  |  |  | 821.5157 | [8 empty] | 0 | 0 | 0 | 0 | 0 | 0 | 0 | [5 empty] | 0
FL Zone 2College and UniversityNew |  | XXXXXXXX | Yes | Equipment | High Efficiency PTHP | High Efficiency PTHP | Code-Compliant PTHP | Commercial | New | College and University | FL Zone 2 | Space Cooling | Residential-type central air conditioners |  | 0 | Per Unit | [7 empty] | 3855.9163 | 2944.5179 | 911.3984 | 0.23636 |  | 15 |  |  |  | 911.3984 | [8 empty] | 0 | 0 | 0 | 0 | 0 | 0 | 0 | [5 empty] | 0
FL Zone 2GroceryNew |  | XXXXXXXX | Yes | Equipment | High Efficiency PTHP | High Efficiency PTHP | Code-Compliant PTHP | Commercial | New | Grocery | FL Zone 2 | Space Cooling | Residential-type central air conditioners |  | 0 | Per Unit | [7 empty] | 1919.9804 | 1466.1668 | 453.8135 | 0.23636 |  | 15 |  |  |  | 453.8135 | [8 empty] | 0 | 0 | 0 | 0 | 0 | 0 | 0 | [5 empty] | 0
FL Zone 2HealthcareNew |  | XXXXXXXX | Yes | Equipment | High Efficiency PTHP | High Efficiency PTHP | Code-Compliant PTHP | Commercial | New | Healthcare | FL Zone 2 | Space Cooling | Residential-type central air conditioners |  | 0 | Per Unit | [7 empty] | 7562.9144 | 5775.3164 | 1787.5979 | 0.23636 |  | 15 |  |  |  | 1787.5979 | [8 empty] | 0 | 0 | 0 | 0 | 0 | 0 | 0 | [5 empty] | 0
FL Zone 2HospitalsNew |  | XXXXXXXX | Yes | Equipment | High Efficiency PTHP | High Efficiency PTHP | Code-Compliant PTHP | Commercial | New | Hospitals | FL Zone 2 | Space Cooling | Residential-type central air conditioners |  | 0 | Per Unit | [7 empty] | 7164.0265 | 5470.7111 | 1693.3154 | 0.23636 |  | 15 |  |  |  | 1693.3154 | [8 empty] | 0 | 0 | 0 | 0 | 0 | 0 | 0 | [5 empty] | 0
FL Zone 2InstitutionalNew |  | XXXXXXXX | Yes | Equipment | High Efficiency PTHP | High Efficiency PTHP | Code-Compliant PTHP | Commercial | New | Institutional | FL Zone 2 | Space Cooling | Residential-type central air conditioners |  | 0 | Per Unit | [7 empty] | 1877.4323 | 1433.6756 | 443.7567 | 0.23636 |  | 15 |  |  |  | 443.7567 | [8 empty] | 0 | 0 | 0 | 0 | 0 | 0 | 0 | [5 empty] | 0
FL Zone 2Lodging/HospitalityNew |  | XXXXXXXX | Yes | Equipment | High Efficiency PTHP | High Efficiency PTHP | Code-Compliant PTHP | Commercial | New | Lodging/Hospitality | FL Zone 2 | Space Cooling | Residential-type central air conditioners |  | 0 | Per Unit | [7 empty] | 5741.3264 | 4384.2856 | 1357.0408 | 0.23636 |  | 15 |  |  |  | 1357.0408 | [8 empty] | 0 | 0 | 0 | 0 | 0 | 0 | 0 | [5 empty] | 0
FL Zone 2MiscellaneousNew |  | XXXXXXXX | Yes | Equipment | High Efficiency PTHP | High Efficiency PTHP | Code-Compliant PTHP | Commercial | New | Miscellaneous | FL Zone 2 | Space Cooling | Residential-type central air conditioners |  | 0 | Per Unit | [7 empty] | 1941.2544 | 1482.4124 | 458.8419 | 0.23636 |  | 15 |  |  |  | 458.8419 | [8 empty] | 0 | 0 | 0 | 0 | 0 | 0 | 0 | [5 empty] | 0
FL Zone 2OfficesNew |  | XXXXXXXX | Yes | Equipment | High Efficiency PTHP | High Efficiency PTHP | Code-Compliant PTHP | Commercial | New | Offices | FL Zone 2 | Space Cooling | Residential-type central air conditioners |  | 0 | Per Unit | [7 empty] | 3911.7606 | 2987.1626 | 924.598 | 0.23636 |  | 15 |  |  |  | 924.598 | [8 empty] | 0 | 0 | 0 | 0 | 0 | 0 | 0 | [5 empty] | 0
FL Zone 2RestaurantsNew |  | XXXXXXXX | Yes | Equipment | High Efficiency PTHP | High Efficiency PTHP | Code-Compliant PTHP | Commercial | New | Restaurants | FL Zone 2 | Space Cooling | Residential-type central air conditioners |  | 0 | Per Unit | [7 empty] | 5632.297 | 4301.0268 | 1331.2702 | 0.23636 |  | 15 |  |  |  | 1331.2702 | [8 empty] | 0 | 0 | 0 | 0 | 0 | 0 | 0 | [5 empty] | 0
FL Zone 2RetailNew |  | XXXXXXXX | Yes | Equipment | High Efficiency PTHP | High Efficiency PTHP | Code-Compliant PTHP | Commercial | New | Retail | FL Zone 2 | Space Cooling | Residential-type central air conditioners |  | 0 | Per Unit | [7 empty] | 4414.3593 | 3370.9653 | 1043.394 | 0.23636 |  | 15 |  |  |  | 1043.394 | [8 empty] | 0 | 0 | 0 | 0 | 0 | 0 | 0 | [5 empty] | 0
FL Zone 2Schools K-12New |  | XXXXXXXX | Yes | Equipment | High Efficiency PTHP | High Efficiency PTHP | Code-Compliant PTHP | Commercial | New | Schools K-12 | FL Zone 2 | Space Cooling | Residential-type central air conditioners |  | 0 | Per Unit | [7 empty] | 3837.3015 | 2930.303 | 906.9985 | 0.23636 |  | 15 |  |  |  | 906.9985 | [8 empty] | 0 | 0 | 0 | 0 | 0 | 0 | 0 | [5 empty] | 0
FL Zone 2WarehouseNew |  | XXXXXXXX | Yes | Equipment | High Efficiency PTHP | High Efficiency PTHP | Code-Compliant PTHP | Commercial | New | Warehouse | FL Zone 2 | Space Cooling | Residential-type central air conditioners |  | 0 | Per Unit | [7 empty] | 842.9831 | 643.7325 | 199.2505 | 0.23636 |  | 15 |  |  |  | 199.2505 | [8 empty] | 0 | 0 | 0 | 0 | 0 | 0 | 0 | [5 empty] | 0
FL Zone 2AssemblyTurnover |  | XXXXXXXX | Yes | Equipment | High Efficiency PTHP | High Efficiency PTHP | Code-Compliant PTHP | Commercial | Turnover | Assembly | FL Zone 2 | Space Heating | Residential/split system heat pump |  | 0 | Per Unit | [7 empty] | 36.007 | 32.6314 | 3.3757 | 0.09375 |  | 15 |  |  |  | 3.3757 | [8 empty] | 0 | 0 | 0 | 0 | 0 | 0 | 0 | [5 empty] | 0
FL Zone 2College and UniversityTurnover |  | XXXXXXXX | Yes | Equipment | High Efficiency PTHP | High Efficiency PTHP | Code-Compliant PTHP | Commercial | Turnover | College and University | FL Zone 2 | Space Heating | Residential/split system heat pump |  | 0 | Per Unit | [7 empty] | 36.007 | 32.6314 | 3.3757 | 0.09375 |  | 15 |  |  |  | 3.3757 | [8 empty] | 0 | 0 | 0 | 0 | 0 | 0 | 0 | [5 empty] | 0
FL Zone 2GroceryTurnover |  | XXXXXXXX | Yes | Equipment | High Efficiency PTHP | High Efficiency PTHP | Code-Compliant PTHP | Commercial | Turnover | Grocery | FL Zone 2 | Space Heating | Residential/split system heat pump |  | 0 | Per Unit | [7 empty] | 61.9321 | 56.1259 | 5.8061 | 0.09375 |  | 15 |  |  |  | 5.8061 | [8 empty] | 0 | 0 | 0 | 0 | 0 | 0 | 0 | [5 empty] | 0
FL Zone 2HealthcareTurnover |  | XXXXXXXX | Yes | Equipment | High Efficiency PTHP | High Efficiency PTHP | Code-Compliant PTHP | Commercial | Turnover | Healthcare | FL Zone 2 | Space Heating | Residential/split system heat pump |  | 0 | Per Unit | [7 empty] | 56.459 | 51.166 | 5.293 | 0.09375 |  | 15 |  |  |  | 5.293 | [8 empty] | 0 | 0 | 0 | 0 | 0 | 0 | 0 | [5 empty] | 0
FL Zone 2HospitalsTurnover |  | XXXXXXXX | Yes | Equipment | High Efficiency PTHP | High Efficiency PTHP | Code-Compliant PTHP | Commercial | Turnover | Hospitals | FL Zone 2 | Space Heating | Residential/split system heat pump |  | 0 | Per Unit | [7 empty] | 64.2365 | 58.2144 | 6.0222 | 0.09375 |  | 15 |  |  |  | 6.0222 | [8 empty] | 0 | 0 | 0 | 0 | 0 | 0 | 0 | [5 empty] | 0
FL Zone 2InstitutionalTurnover |  | XXXXXXXX | Yes | Equipment | High Efficiency PTHP | High Efficiency PTHP | Code-Compliant PTHP | Commercial | Turnover | Institutional | FL Zone 2 | Space Heating | Residential/split system heat pump |  | 0 | Per Unit | [7 empty] | 31.3981 | 28.4545 | 2.9436 | 0.09375 |  | 15 |  |  |  | 2.9436 | [8 empty] | 0 | 0 | 0 | 0 | 0 | 0 | 0 | [5 empty] | 0
FL Zone 2Lodging/HospitalityTurnover |  | XXXXXXXX | Yes | Equipment | High Efficiency PTHP | High Efficiency PTHP | Code-Compliant PTHP | Commercial | Turnover | Lodging/Hospitality | FL Zone 2 | Space Heating | Residential/split system heat pump |  | 0 | Per Unit | [7 empty] | 38.0234 | 34.4587 | 3.5647 | 0.09375 |  | 15 |  |  |  | 3.5647 | [8 empty] | 0 | 0 | 0 | 0 | 0 | 0 | 0 | [5 empty] | 0
FL Zone 2MiscellaneousTurnover |  | XXXXXXXX | Yes | Equipment | High Efficiency PTHP | High Efficiency PTHP | Code-Compliant PTHP | Commercial | Turnover | Miscellaneous | FL Zone 2 | Space Heating | Residential/split system heat pump |  | 0 | Per Unit | [7 empty] | 19.8759 | 18.0125 | 1.8634 | 0.09375 |  | 15 |  |  |  | 1.8634 | [8 empty] | 0 | 0 | 0 | 0 | 0 | 0 | 0 | [5 empty] | 0
FL Zone 2OfficesTurnover |  | XXXXXXXX | Yes | Equipment | High Efficiency PTHP | High Efficiency PTHP | Code-Compliant PTHP | Commercial | Turnover | Offices | FL Zone 2 | Space Heating | Residential/split system heat pump |  | 0 | Per Unit | [7 empty] | 21.0281 | 19.0567 | 1.9714 | 0.09375 |  | 15 |  |  |  | 1.9714 | [8 empty] | 0 | 0 | 0 | 0 | 0 | 0 | 0 | [5 empty] | 0
FL Zone 2RestaurantsTurnover |  | XXXXXXXX | Yes | Equipment | High Efficiency PTHP | High Efficiency PTHP | Code-Compliant PTHP | Commercial | Turnover | Restaurants | FL Zone 2 | Space Heating | Residential/split system heat pump |  | 0 | Per Unit | [7 empty] | 132.7939 | 120.3445 | 12.4494 | 0.09375 |  | 15 |  |  |  | 12.4494 | [8 empty] | 0 | 0 | 0 | 0 | 0 | 0 | 0 | [5 empty] | 0
FL Zone 2RetailTurnover |  | XXXXXXXX | Yes | Equipment | High Efficiency PTHP | High Efficiency PTHP | Code-Compliant PTHP | Commercial | Turnover | Retail | FL Zone 2 | Space Heating | Residential/split system heat pump |  | 0 | Per Unit | [7 empty] | 83.2482 | 75.4437 | 7.8045 | 0.09375 |  | 15 |  |  |  | 7.8045 | [8 empty] | 0 | 0 | 0 | 0 | 0 | 0 | 0 | [5 empty] | 0
FL Zone 2Schools K-12Turnover |  | XXXXXXXX | Yes | Equipment | High Efficiency PTHP | High Efficiency PTHP | Code-Compliant PTHP | Commercial | Turnover | Schools K-12 | FL Zone 2 | Space Heating | Residential/split system heat pump |  | 0 | Per Unit | [7 empty] | 76.6229 | 69.4395 | 7.1834 | 0.09375 |  | 15 |  |  |  | 7.1834 | [8 empty] | 0 | 0 | 0 | 0 | 0 | 0 | 0 | [5 empty] | 0
FL Zone 2WarehouseTurnover |  | XXXXXXXX | Yes | Equipment | High Efficiency PTHP | High Efficiency PTHP | Code-Compliant PTHP | Commercial | Turnover | Warehouse | FL Zone 2 | Space Heating | Residential/split system heat pump |  | 0 | Per Unit | [7 empty] | 19.8759 | 18.0125 | 1.8634 | 0.09375 |  | 15 |  |  |  | 1.8634 | [8 empty] | 0 | 0 | 0 | 0 | 0 | 0 | 0 | [5 empty] | 0
FL Zone 2AssemblyNew |  | XXXXXXXX | Yes | Equipment | High Efficiency PTHP | High Efficiency PTHP | Code-Compliant PTHP | Commercial | New | Assembly | FL Zone 2 | Space Heating | Residential/split system heat pump |  | 0 | Per Unit | [7 empty] | 36.007 | 32.6314 | 3.3757 | 0.09375 |  | 15 |  |  |  | 3.3757 | [8 empty] | 0 | 0 | 0 | 0 | 0 | 0 | 0 | [5 empty] | 0
FL Zone 2College and UniversityNew |  | XXXXXXXX | Yes | Equipment | High Efficiency PTHP | High Efficiency PTHP | Code-Compliant PTHP | Commercial | New | College and University | FL Zone 2 | Space Heating | Residential/split system heat pump |  | 0 | Per Unit | [7 empty] | 36.007 | 32.6314 | 3.3757 | 0.09375 |  | 15 |  |  |  | 3.3757 | [8 empty] | 0 | 0 | 0 | 0 | 0 | 0 | 0 | [5 empty] | 0
FL Zone 2GroceryNew |  | XXXXXXXX | Yes | Equipment | High Efficiency PTHP | High Efficiency PTHP | Code-Compliant PTHP | Commercial | New | Grocery | FL Zone 2 | Space Heating | Residential/split system heat pump |  | 0 | Per Unit | [7 empty] | 61.9321 | 56.1259 | 5.8061 | 0.09375 |  | 15 |  |  |  | 5.8061 | [8 empty] | 0 | 0 | 0 | 0 | 0 | 0 | 0 | [5 empty] | 0
FL Zone 2HealthcareNew |  | XXXXXXXX | Yes | Equipment | High Efficiency PTHP | High Efficiency PTHP | Code-Compliant PTHP | Commercial | New | Healthcare | FL Zone 2 | Space Heating | Residential/split system heat pump |  | 0 | Per Unit | [7 empty] | 56.459 | 51.166 | 5.293 | 0.09375 |  | 15 |  |  |  | 5.293 | [8 empty] | 0 | 0 | 0 | 0 | 0 | 0 | 0 | [5 empty] | 0
FL Zone 2HospitalsNew |  | XXXXXXXX | Yes | Equipment | High Efficiency PTHP | High Efficiency PTHP | Code-Compliant PTHP | Commercial | New | Hospitals | FL Zone 2 | Space Heating | Residential/split system heat pump |  | 0 | Per Unit | [7 empty] | 64.2365 | 58.2144 | 6.0222 | 0.09375 |  | 15 |  |  |  | 6.0222 | [8 empty] | 0 | 0 | 0 | 0 | 0 | 0 | 0 | [5 empty] | 0
FL Zone 2InstitutionalNew |  | XXXXXXXX | Yes | Equipment | High Efficiency PTHP | High Efficiency PTHP | Code-Compliant PTHP | Commercial | New | Institutional | FL Zone 2 | Space Heating | Residential/split system heat pump |  | 0 | Per Unit | [7 empty] | 31.3981 | 28.4545 | 2.9436 | 0.09375 |  | 15 |  |  |  | 2.9436 | [8 empty] | 0 | 0 | 0 | 0 | 0 | 0 | 0 | [5 empty] | 0
FL Zone 2Lodging/HospitalityNew |  | XXXXXXXX | Yes | Equipment | High Efficiency PTHP | High Efficiency PTHP | Code-Compliant PTHP | Commercial | New | Lodging/Hospitality | FL Zone 2 | Space Heating | Residential/split system heat pump |  | 0 | Per Unit | [7 empty] | 38.0234 | 34.4587 | 3.5647 | 0.09375 |  | 15 |  |  |  | 3.5647 | [8 empty] | 0 | 0 | 0 | 0 | 0 | 0 | 0 | [5 empty] | 0
FL Zone 2MiscellaneousNew |  | XXXXXXXX | Yes | Equipment | High Efficiency PTHP | High Efficiency PTHP | Code-Compliant PTHP | Commercial | New | Miscellaneous | FL Zone 2 | Space Heating | Residential/split system heat pump |  | 0 | Per Unit | [7 empty] | 19.8759 | 18.0125 | 1.8634 | 0.09375 |  | 15 |  |  |  | 1.8634 | [8 empty] | 0 | 0 | 0 | 0 | 0 | 0 | 0 | [5 empty] | 0
FL Zone 2OfficesNew |  | XXXXXXXX | Yes | Equipment | High Efficiency PTHP | High Efficiency PTHP | Code-Compliant PTHP | Commercial | New | Offices | FL Zone 2 | Space Heating | Residential/split system heat pump |  | 0 | Per Unit | [7 empty] | 21.0281 | 19.0567 | 1.9714 | 0.09375 |  | 15 |  |  |  | 1.9714 | [8 empty] | 0 | 0 | 0 | 0 | 0 | 0 | 0 | [5 empty] | 0
FL Zone 2RestaurantsNew |  | XXXXXXXX | Yes | Equipment | High Efficiency PTHP | High Efficiency PTHP | Code-Compliant PTHP | Commercial | New | Restaurants | FL Zone 2 | Space Heating | Residential/split system heat pump |  | 0 | Per Unit | [7 empty] | 132.7939 | 120.3445 | 12.4494 | 0.09375 |  | 15 |  |  |  | 12.4494 | [8 empty] | 0 | 0 | 0 | 0 | 0 | 0 | 0 | [5 empty] | 0
FL Zone 2RetailNew |  | XXXXXXXX | Yes | Equipment | High Efficiency PTHP | High Efficiency PTHP | Code-Compliant PTHP | Commercial | New | Retail | FL Zone 2 | Space Heating | Residential/split system heat pump |  | 0 | Per Unit | [7 empty] | 83.2482 | 75.4437 | 7.8045 | 0.09375 |  | 15 |  |  |  | 7.8045 | [8 empty] | 0 | 0 | 0 | 0 | 0 | 0 | 0 | [5 empty] | 0
FL Zone 2Schools K-12New |  | XXXXXXXX | Yes | Equipment | High Efficiency PTHP | High Efficiency PTHP | Code-Compliant PTHP | Commercial | New | Schools K-12 | FL Zone 2 | Space Heating | Residential/split system heat pump |  | 0 | Per Unit | [7 empty] | 76.6229 | 69.4395 | 7.1834 | 0.09375 |  | 15 |  |  |  | 7.1834 | [8 empty] | 0 | 0 | 0 | 0 | 0 | 0 | 0 | [5 empty] | 0
FL Zone 2WarehouseNew |  | XXXXXXXX | Yes | Equipment | High Efficiency PTHP | High Efficiency PTHP | Code-Compliant PTHP | Commercial | New | Warehouse | FL Zone 2 | Space Heating | Residential/split system heat pump |  | 0 | Per Unit | [7 empty] | 19.8759 | 18.0125 | 1.8634 | 0.09375 |  | 15 |  |  |  | 1.8634 | [8 empty] | 0 | 0 | 0 | 0 | 0 | 0 | 0 | [5 empty] | 0
FL Zone 2AssemblyExisting |  | XXXXXXXX | Yes | Nonequipment | High Efficiency Refrigeration Compressor | High Efficiency Refrigeration Compressors | Existing Compressor | Commercial | Existing | Assembly | FL Zone 2 | Refrigeration |  |  | 0 | Per Unit | [7 empty] | 1957.5 | 1822 | 135.5 | 0.069221 |  | 13 |  |  |  | 135.5 | [8 empty] | 0 | 0 | 0 | 0 | 0 | 0 | 0 | [5 empty] | 0
FL Zone 2College and UniversityExisting |  | XXXXXXXX | Yes | Nonequipment | High Efficiency Refrigeration Compressor | High Efficiency Refrigeration Compressors | Existing Compressor | Commercial | Existing | College and University | FL Zone 2 | Refrigeration |  |  | 0 | Per Unit | [7 empty] | 1957.5 | 1822 | 135.5 | 0.069221 |  | 13 |  |  |  | 135.5 | [8 empty] | 0 | 0 | 0 | 0 | 0 | 0 | 0 | [5 empty] | 0
FL Zone 2GroceryExisting |  | XXXXXXXX | Yes | Nonequipment | High Efficiency Refrigeration Compressor | High Efficiency Refrigeration Compressors | Existing Compressor | Commercial | Existing | Grocery | FL Zone 2 | Refrigeration |  |  | 0 | Per Unit | [7 empty] | 1957.5 | 1822 | 135.5 | 0.069221 |  | 13 |  |  |  | 135.5 | [8 empty] | 0 | 0 | 0 | 0 | 0 | 0 | 0 | [5 empty] | 0
FL Zone 2HealthcareExisting |  | XXXXXXXX | Yes | Nonequipment | High Efficiency Refrigeration Compressor | High Efficiency Refrigeration Compressors | Existing Compressor | Commercial | Existing | Healthcare | FL Zone 2 | Refrigeration |  |  | 0 | Per Unit | [7 empty] | 1957.5 | 1822 | 135.5 | 0.069221 |  | 13 |  |  |  | 135.5 | [8 empty] | 0 | 0 | 0 | 0 | 0 | 0 | 0 | [5 empty] | 0
FL Zone 2HospitalsExisting |  | XXXXXXXX | Yes | Nonequipment | High Efficiency Refrigeration Compressor | High Efficiency Refrigeration Compressors | Existing Compressor | Commercial | Existing | Hospitals | FL Zone 2 | Refrigeration |  |  | 0 | Per Unit | [7 empty] | 1957.5 | 1822 | 135.5 | 0.069221 |  | 13 |  |  |  | 135.5 | [8 empty] | 0 | 0 | 0 | 0 | 0 | 0 | 0 | [5 empty] | 0
FL Zone 2InstitutionalExisting |  | XXXXXXXX | Yes | Nonequipment | High Efficiency Refrigeration Compressor | High Efficiency Refrigeration Compressors | Existing Compressor | Commercial | Existing | Institutional | FL Zone 2 | Refrigeration |  |  | 0 | Per Unit | [7 empty] | 1957.5 | 1822 | 135.5 | 0.069221 |  | 13 |  |  |  | 135.5 | [8 empty] | 0 | 0 | 0 | 0 | 0 | 0 | 0 | [5 empty] | 0
FL Zone 2Lodging/HospitalityExisting |  | XXXXXXXX | Yes | Nonequipment | High Efficiency Refrigeration Compressor | High Efficiency Refrigeration Compressors | Existing Compressor | Commercial | Existing | Lodging/Hospitality | FL Zone 2 | Refrigeration |  |  | 0 | Per Unit | [7 empty] | 1957.5 | 1822 | 135.5 | 0.069221 |  | 13 |  |  |  | 135.5 | [8 empty] | 0 | 0 | 0 | 0 | 0 | 0 | 0 | [5 empty] | 0
FL Zone 2MiscellaneousExisting |  | XXXXXXXX | Yes | Nonequipment | High Efficiency Refrigeration Compressor | High Efficiency Refrigeration Compressors | Existing Compressor | Commercial | Existing | Miscellaneous | FL Zone 2 | Refrigeration |  |  | 0 | Per Unit | [7 empty] | 1957.5 | 1822 | 135.5 | 0.069221 |  | 13 |  |  |  | 135.5 | [8 empty] | 0 | 0 | 0 | 0 | 0 | 0 | 0 | [5 empty] | 0
FL Zone 2OfficesExisting |  | XXXXXXXX | Yes | Nonequipment | High Efficiency Refrigeration Compressor | High Efficiency Refrigeration Compressors | Existing Compressor | Commercial | Existing | Offices | FL Zone 2 | Refrigeration |  |  | 0 | Per Unit | [7 empty] | 1957.5 | 1822 | 135.5 | 0.069221 |  | 13 |  |  |  | 135.5 | [8 empty] | 0 | 0 | 0 | 0 | 0 | 0 | 0 | [5 empty] | 0
FL Zone 2RestaurantsExisting |  | XXXXXXXX | Yes | Nonequipment | High Efficiency Refrigeration Compressor | High Efficiency Refrigeration Compressors | Existing Compressor | Commercial | Existing | Restaurants | FL Zone 2 | Refrigeration |  |  | 0 | Per Unit | [7 empty] | 1957.5 | 1822 | 135.5 | 0.069221 |  | 13 |  |  |  | 135.5 | [8 empty] | 0 | 0 | 0 | 0 | 0 | 0 | 0 | [5 empty] | 0
FL Zone 2RetailExisting |  | XXXXXXXX | Yes | Nonequipment | High Efficiency Refrigeration Compressor | High Efficiency Refrigeration Compressors | Existing Compressor | Commercial | Existing | Retail | FL Zone 2 | Refrigeration |  |  | 0 | Per Unit | [7 empty] | 1957.5 | 1822 | 135.5 | 0.069221 |  | 13 |  |  |  | 135.5 | [8 empty] | 0 | 0 | 0 | 0 | 0 | 0 | 0 | [5 empty] | 0
FL Zone 2Schools K-12Existing |  | XXXXXXXX | Yes | Nonequipment | High Efficiency Refrigeration Compressor | High Efficiency Refrigeration Compressors | Existing Compressor | Commercial | Existing | Schools K-12 | FL Zone 2 | Refrigeration |  |  | 0 | Per Unit | [7 empty] | 1957.5 | 1822 | 135.5 | 0.069221 |  | 13 |  |  |  | 135.5 | [8 empty] | 0 | 0 | 0 | 0 | 0 | 0 | 0 | [5 empty] | 0
FL Zone 2WarehouseExisting |  | XXXXXXXX | Yes | Nonequipment | High Efficiency Refrigeration Compressor | High Efficiency Refrigeration Compressors | Existing Compressor | Commercial | Existing | Warehouse | FL Zone 2 | Refrigeration |  |  | 0 | Per Unit | [7 empty] | 1957.5 | 1822 | 135.5 | 0.069221 |  | 13 |  |  |  | 135.5 | [8 empty] | 0 | 0 | 0 | 0 | 0 | 0 | 0 | [5 empty] | 0
FL Zone 2AssemblyNew |  | XXXXXXXX | Yes | Nonequipment | High Efficiency Refrigeration Compressor | High Efficiency Refrigeration Compressors | Existing Compressor | Commercial | New | Assembly | FL Zone 2 | Refrigeration |  |  | 0 | Per Unit | [7 empty] | 1957.5 | 1822 | 135.5 | 0.069221 |  | 13 |  |  |  | 135.5 | [8 empty] | 0 | 0 | 0 | 0 | 0 | 0 | 0 | [5 empty] | 0
FL Zone 2College and UniversityNew |  | XXXXXXXX | Yes | Nonequipment | High Efficiency Refrigeration Compressor | High Efficiency Refrigeration Compressors | Existing Compressor | Commercial | New | College and University | FL Zone 2 | Refrigeration |  |  | 0 | Per Unit | [7 empty] | 1957.5 | 1822 | 135.5 | 0.069221 |  | 13 |  |  |  | 135.5 | [8 empty] | 0 | 0 | 0 | 0 | 0 | 0 | 0 | [5 empty] | 0
FL Zone 2GroceryNew |  | XXXXXXXX | Yes | Nonequipment | High Efficiency Refrigeration Compressor | High Efficiency Refrigeration Compressors | Existing Compressor | Commercial | New | Grocery | FL Zone 2 | Refrigeration |  |  | 0 | Per Unit | [7 empty] | 1957.5 | 1822 | 135.5 | 0.069221 |  | 13 |  |  |  | 135.5 | [8 empty] | 0 | 0 | 0 | 0 | 0 | 0 | 0 | [5 empty] | 0
FL Zone 2HealthcareNew |  | XXXXXXXX | Yes | Nonequipment | High Efficiency Refrigeration Compressor | High Efficiency Refrigeration Compressors | Existing Compressor | Commercial | New | Healthcare | FL Zone 2 | Refrigeration |  |  | 0 | Per Unit | [7 empty] | 1957.5 | 1822 | 135.5 | 0.069221 |  | 13 |  |  |  | 135.5 | [8 empty] | 0 | 0 | 0 | 0 | 0 | 0 | 0 | [5 empty] | 0
FL Zone 2HospitalsNew |  | XXXXXXXX | Yes | Nonequipment | High Efficiency Refrigeration Compressor | High Efficiency Refrigeration Compressors | Existing Compressor | Commercial | New | Hospitals | FL Zone 2 | Refrigeration |  |  | 0 | Per Unit | [7 empty] | 1957.5 | 1822 | 135.5 | 0.069221 |  | 13 |  |  |  | 135.5 | [8 empty] | 0 | 0 | 0 | 0 | 0 | 0 | 0 | [5 empty] | 0
FL Zone 2InstitutionalNew |  | XXXXXXXX | Yes | Nonequipment | High Efficiency Refrigeration Compressor | High Efficiency Refrigeration Compressors | Existing Compressor | Commercial | New | Institutional | FL Zone 2 | Refrigeration |  |  | 0 | Per Unit | [7 empty] | 1957.5 | 1822 | 135.5 | 0.069221 |  | 13 |  |  |  | 135.5 | [8 empty] | 0 | 0 | 0 | 0 | 0 | 0 | 0 | [5 empty] | 0
FL Zone 2Lodging/HospitalityNew |  | XXXXXXXX | Yes | Nonequipment | High Efficiency Refrigeration Compressor | High Efficiency Refrigeration Compressors | Existing Compressor | Commercial | New | Lodging/Hospitality | FL Zone 2 | Refrigeration |  |  | 0 | Per Unit | [7 empty] | 1957.5 | 1822 | 135.5 | 0.069221 |  | 13 |  |  |  | 135.5 | [8 empty] | 0 | 0 | 0 | 0 | 0 | 0 | 0 | [5 empty] | 0
FL Zone 2MiscellaneousNew |  | XXXXXXXX | Yes | Nonequipment | High Efficiency Refrigeration Compressor | High Efficiency Refrigeration Compressors | Existing Compressor | Commercial | New | Miscellaneous | FL Zone 2 | Refrigeration |  |  | 0 | Per Unit | [7 empty] | 1957.5 | 1822 | 135.5 | 0.069221 |  | 13 |  |  |  | 135.5 | [8 empty] | 0 | 0 | 0 | 0 | 0 | 0 | 0 | [5 empty] | 0
FL Zone 2OfficesNew |  | XXXXXXXX | Yes | Nonequipment | High Efficiency Refrigeration Compressor | High Efficiency Refrigeration Compressors | Existing Compressor | Commercial | New | Offices | FL Zone 2 | Refrigeration |  |  | 0 | Per Unit | [7 empty] | 1957.5 | 1822 | 135.5 | 0.069221 |  | 13 |  |  |  | 135.5 | [8 empty] | 0 | 0 | 0 | 0 | 0 | 0 | 0 | [5 empty] | 0
FL Zone 2RestaurantsNew |  | XXXXXXXX | Yes | Nonequipment | High Efficiency Refrigeration Compressor | High Efficiency Refrigeration Compressors | Existing Compressor | Commercial | New | Restaurants | FL Zone 2 | Refrigeration |  |  | 0 | Per Unit | [7 empty] | 1957.5 | 1822 | 135.5 | 0.069221 |  | 13 |  |  |  | 135.5 | [8 empty] | 0 | 0 | 0 | 0 | 0 | 0 | 0 | [5 empty] | 0
FL Zone 2RetailNew |  | XXXXXXXX | Yes | Nonequipment | High Efficiency Refrigeration Compressor | High Efficiency Refrigeration Compressors | Existing Compressor | Commercial | New | Retail | FL Zone 2 | Refrigeration |  |  | 0 | Per Unit | [7 empty] | 1957.5 | 1822 | 135.5 | 0.069221 |  | 13 |  |  |  | 135.5 | [8 empty] | 0 | 0 | 0 | 0 | 0 | 0 | 0 | [5 empty] | 0
FL Zone 2Schools K-12New |  | XXXXXXXX | Yes | Nonequipment | High Efficiency Refrigeration Compressor | High Efficiency Refrigeration Compressors | Existing Compressor | Commercial | New | Schools K-12 | FL Zone 2 | Refrigeration |  |  | 0 | Per Unit | [7 empty] | 1957.5 | 1822 | 135.5 | 0.069221 |  | 13 |  |  |  | 135.5 | [8 empty] | 0 | 0 | 0 | 0 | 0 | 0 | 0 | [5 empty] | 0
FL Zone 2WarehouseNew |  | XXXXXXXX | Yes | Nonequipment | High Efficiency Refrigeration Compressor | High Efficiency Refrigeration Compressors | Existing Compressor | Commercial | New | Warehouse | FL Zone 2 | Refrigeration |  |  | 0 | Per Unit | [7 empty] | 1957.5 | 1822 | 135.5 | 0.069221 |  | 13 |  |  |  | 135.5 | [8 empty] | 0 | 0 | 0 | 0 | 0 | 0 | 0 | [5 empty] | 0
FL Zone 2AssemblyExisting |  | XXXXXXXX | Yes | Nonequipment | High R-Value Glass Doors | Display Door with High R-Value, One-Door Medium Temperature Reach-In Case | Standard Door, One-Door Medium Temperature Reach-In Case | Commercial | Existing | Assembly | FL Zone 2 | Refrigeration |  |  | 0 | Per Door | [7 empty] | 735 | 560 | 175 | 0.2381 |  | 12 |  |  |  | 175 | [8 empty] | 0 | 0 | 0 | 0 | 0 | 0 | 0 | [5 empty] | 0
FL Zone 2College and UniversityExisting |  | XXXXXXXX | Yes | Nonequipment | High R-Value Glass Doors | Display Door with High R-Value, One-Door Medium Temperature Reach-In Case | Standard Door, One-Door Medium Temperature Reach-In Case | Commercial | Existing | College and University | FL Zone 2 | Refrigeration |  |  | 0 | Per Door | [7 empty] | 735 | 560 | 175 | 0.2381 |  | 12 |  |  |  | 175 | [8 empty] | 0 | 0 | 0 | 0 | 0 | 0 | 0 | [5 empty] | 0
FL Zone 2GroceryExisting |  | XXXXXXXX | Yes | Nonequipment | High R-Value Glass Doors | Display Door with High R-Value, One-Door Medium Temperature Reach-In Case | Standard Door, One-Door Medium Temperature Reach-In Case | Commercial | Existing | Grocery | FL Zone 2 | Refrigeration |  |  | 0 | Per Door | [7 empty] | 735 | 560 | 175 | 0.2381 |  | 12 |  |  |  | 175 | [8 empty] | 0 | 0 | 0 | 0 | 0 | 0 | 0 | [5 empty] | 0
FL Zone 2HealthcareExisting |  | XXXXXXXX | Yes | Nonequipment | High R-Value Glass Doors | Display Door with High R-Value, One-Door Medium Temperature Reach-In Case | Standard Door, One-Door Medium Temperature Reach-In Case | Commercial | Existing | Healthcare | FL Zone 2 | Refrigeration |  |  | 0 | Per Door | [7 empty] | 735 | 560 | 175 | 0.2381 |  | 12 |  |  |  | 175 | [8 empty] | 0 | 0 | 0 | 0 | 0 | 0 | 0 | [5 empty] | 0
FL Zone 2HospitalsExisting |  | XXXXXXXX | Yes | Nonequipment | High R-Value Glass Doors | Display Door with High R-Value, One-Door Medium Temperature Reach-In Case | Standard Door, One-Door Medium Temperature Reach-In Case | Commercial | Existing | Hospitals | FL Zone 2 | Refrigeration |  |  | 0 | Per Door | [7 empty] | 735 | 560 | 175 | 0.2381 |  | 12 |  |  |  | 175 | [8 empty] | 0 | 0 | 0 | 0 | 0 | 0 | 0 | [5 empty] | 0
FL Zone 2InstitutionalExisting |  | XXXXXXXX | Yes | Nonequipment | High R-Value Glass Doors | Display Door with High R-Value, One-Door Medium Temperature Reach-In Case | Standard Door, One-Door Medium Temperature Reach-In Case | Commercial | Existing | Institutional | FL Zone 2 | Refrigeration |  |  | 0 | Per Door | [7 empty] | 735 | 560 | 175 | 0.2381 |  | 12 |  |  |  | 175 | [8 empty] | 0 | 0 | 0 | 0 | 0 | 0 | 0 | [5 empty] | 0
FL Zone 2Lodging/HospitalityExisting |  | XXXXXXXX | Yes | Nonequipment | High R-Value Glass Doors | Display Door with High R-Value, One-Door Medium Temperature Reach-In Case | Standard Door, One-Door Medium Temperature Reach-In Case | Commercial | Existing | Lodging/Hospitality | FL Zone 2 | Refrigeration |  |  | 0 | Per Door | [7 empty] | 735 | 560 | 175 | 0.2381 |  | 12 |  |  |  | 175 | [8 empty] | 0 | 0 | 0 | 0 | 0 | 0 | 0 | [5 empty] | 0
FL Zone 2MiscellaneousExisting |  | XXXXXXXX | Yes | Nonequipment | High R-Value Glass Doors | Display Door with High R-Value, One-Door Medium Temperature Reach-In Case | Standard Door, One-Door Medium Temperature Reach-In Case | Commercial | Existing | Miscellaneous | FL Zone 2 | Refrigeration |  |  | 0 | Per Door | [7 empty] | 735 | 560 | 175 | 0.2381 |  | 12 |  |  |  | 175 | [8 empty] | 0 | 0 | 0 | 0 | 0 | 0 | 0 | [5 empty] | 0
FL Zone 2OfficesExisting |  | XXXXXXXX | Yes | Nonequipment | High R-Value Glass Doors | Display Door with High R-Value, One-Door Medium Temperature Reach-In Case | Standard Door, One-Door Medium Temperature Reach-In Case | Commercial | Existing | Offices | FL Zone 2 | Refrigeration |  |  | 0 | Per Door | [7 empty] | 735 | 560 | 175 | 0.2381 |  | 12 |  |  |  | 175 | [8 empty] | 0 | 0 | 0 | 0 | 0 | 0 | 0 | [5 empty] | 0
FL Zone 2RestaurantsExisting |  | XXXXXXXX | Yes | Nonequipment | High R-Value Glass Doors | Display Door with High R-Value, One-Door Medium Temperature Reach-In Case | Standard Door, One-Door Medium Temperature Reach-In Case | Commercial | Existing | Restaurants | FL Zone 2 | Refrigeration |  |  | 0 | Per Door | [7 empty] | 735 | 560 | 175 | 0.2381 |  | 12 |  |  |  | 175 | [8 empty] | 0 | 0 | 0 | 0 | 0 | 0 | 0 | [5 empty] | 0
FL Zone 2RetailExisting |  | XXXXXXXX | Yes | Nonequipment | High R-Value Glass Doors | Display Door with High R-Value, One-Door Medium Temperature Reach-In Case | Standard Door, One-Door Medium Temperature Reach-In Case | Commercial | Existing | Retail | FL Zone 2 | Refrigeration |  |  | 0 | Per Door | [7 empty] | 735 | 560 | 175 | 0.2381 |  | 12 |  |  |  | 175 | [8 empty] | 0 | 0 | 0 | 0 | 0 | 0 | 0 | [5 empty] | 0
FL Zone 2Schools K-12Existing |  | XXXXXXXX | Yes | Nonequipment | High R-Value Glass Doors | Display Door with High R-Value, One-Door Medium Temperature Reach-In Case | Standard Door, One-Door Medium Temperature Reach-In Case | Commercial | Existing | Schools K-12 | FL Zone 2 | Refrigeration |  |  | 0 | Per Door | [7 empty] | 735 | 560 | 175 | 0.2381 |  | 12 |  |  |  | 175 | [8 empty] | 0 | 0 | 0 | 0 | 0 | 0 | 0 | [5 empty] | 0
FL Zone 2WarehouseExisting |  | XXXXXXXX | Yes | Nonequipment | High R-Value Glass Doors | Display Door with High R-Value, One-Door Medium Temperature Reach-In Case | Standard Door, One-Door Medium Temperature Reach-In Case | Commercial | Existing | Warehouse | FL Zone 2 | Refrigeration |  |  | 0 | Per Door | [7 empty] | 735 | 560 | 175 | 0.2381 |  | 12 |  |  |  | 175 | [8 empty] | 0 | 0 | 0 | 0 | 0 | 0 | 0 | [5 empty] | 0
FL Zone 2AssemblyNew |  | XXXXXXXX | Yes | Nonequipment | High R-Value Glass Doors | Display Door with High R-Value, One-Door Medium Temperature Reach-In Case | N/A - Retrofit Only | Commercial | New | Assembly | FL Zone 2 | Refrigeration |  |  | 0 | Per Door | [7 empty] | 0 | 0 | 0 |  |  | 12 |  |  |  | 0 | [8 empty] | 0 | 0 | 0 | 0 | 0 | 0 | 0 | [5 empty] | 0
FL Zone 2College and UniversityNew |  | XXXXXXXX | Yes | Nonequipment | High R-Value Glass Doors | Display Door with High R-Value, One-Door Medium Temperature Reach-In Case | N/A - Retrofit Only | Commercial | New | College and University | FL Zone 2 | Refrigeration |  |  | 0 | Per Door | [7 empty] | 0 | 0 | 0 |  |  | 12 |  |  |  | 0 | [8 empty] | 0 | 0 | 0 | 0 | 0 | 0 | 0 | [5 empty] | 0
FL Zone 2GroceryNew |  | XXXXXXXX | Yes | Nonequipment | High R-Value Glass Doors | Display Door with High R-Value, One-Door Medium Temperature Reach-In Case | N/A - Retrofit Only | Commercial | New | Grocery | FL Zone 2 | Refrigeration |  |  | 0 | Per Door | [7 empty] | 0 | 0 | 0 |  |  | 12 |  |  |  | 0 | [8 empty] | 0 | 0 | 0 | 0 | 0 | 0 | 0 | [5 empty] | 0
FL Zone 2HealthcareNew |  | XXXXXXXX | Yes | Nonequipment | High R-Value Glass Doors | Display Door with High R-Value, One-Door Medium Temperature Reach-In Case | N/A - Retrofit Only | Commercial | New | Healthcare | FL Zone 2 | Refrigeration |  |  | 0 | Per Door | [7 empty] | 0 | 0 | 0 |  |  | 12 |  |  |  | 0 | [8 empty] | 0 | 0 | 0 | 0 | 0 | 0 | 0 | [5 empty] | 0
FL Zone 2HospitalsNew |  | XXXXXXXX | Yes | Nonequipment | High R-Value Glass Doors | Display Door with High R-Value, One-Door Medium Temperature Reach-In Case | N/A - Retrofit Only | Commercial | New | Hospitals | FL Zone 2 | Refrigeration |  |  | 0 | Per Door | [7 empty] | 0 | 0 | 0 |  |  | 12 |  |  |  | 0 | [8 empty] | 0 | 0 | 0 | 0 | 0 | 0 | 0 | [5 empty] | 0
FL Zone 2InstitutionalNew |  | XXXXXXXX | Yes | Nonequipment | High R-Value Glass Doors | Display Door with High R-Value, One-Door Medium Temperature Reach-In Case | N/A - Retrofit Only | Commercial | New | Institutional | FL Zone 2 | Refrigeration |  |  | 0 | Per Door | [7 empty] | 0 | 0 | 0 |  |  | 12 |  |  |  | 0 | [8 empty] | 0 | 0 | 0 | 0 | 0 | 0 | 0 | [5 empty] | 0
FL Zone 2Lodging/HospitalityNew |  | XXXXXXXX | Yes | Nonequipment | High R-Value Glass Doors | Display Door with High R-Value, One-Door Medium Temperature Reach-In Case | N/A - Retrofit Only | Commercial | New | Lodging/Hospitality | FL Zone 2 | Refrigeration |  |  | 0 | Per Door | [7 empty] | 0 | 0 | 0 |  |  | 12 |  |  |  | 0 | [8 empty] | 0 | 0 | 0 | 0 | 0 | 0 | 0 | [5 empty] | 0
FL Zone 2MiscellaneousNew |  | XXXXXXXX | Yes | Nonequipment | High R-Value Glass Doors | Display Door with High R-Value, One-Door Medium Temperature Reach-In Case | N/A - Retrofit Only | Commercial | New | Miscellaneous | FL Zone 2 | Refrigeration |  |  | 0 | Per Door | [7 empty] | 0 | 0 | 0 |  |  | 12 |  |  |  | 0 | [8 empty] | 0 | 0 | 0 | 0 | 0 | 0 | 0 | [5 empty] | 0
FL Zone 2OfficesNew |  | XXXXXXXX | Yes | Nonequipment | High R-Value Glass Doors | Display Door with High R-Value, One-Door Medium Temperature Reach-In Case | N/A - Retrofit Only | Commercial | New | Offices | FL Zone 2 | Refrigeration |  |  | 0 | Per Door | [7 empty] | 0 | 0 | 0 |  |  | 12 |  |  |  | 0 | [8 empty] | 0 | 0 | 0 | 0 | 0 | 0 | 0 | [5 empty] | 0
FL Zone 2RestaurantsNew |  | XXXXXXXX | Yes | Nonequipment | High R-Value Glass Doors | Display Door with High R-Value, One-Door Medium Temperature Reach-In Case | N/A - Retrofit Only | Commercial | New | Restaurants | FL Zone 2 | Refrigeration |  |  | 0 | Per Door | [7 empty] | 0 | 0 | 0 |  |  | 12 |  |  |  | 0 | [8 empty] | 0 | 0 | 0 | 0 | 0 | 0 | 0 | [5 empty] | 0
FL Zone 2RetailNew |  | XXXXXXXX | Yes | Nonequipment | High R-Value Glass Doors | Display Door with High R-Value, One-Door Medium Temperature Reach-In Case | N/A - Retrofit Only | Commercial | New | Retail | FL Zone 2 | Refrigeration |  |  | 0 | Per Door | [7 empty] | 0 | 0 | 0 |  |  | 12 |  |  |  | 0 | [8 empty] | 0 | 0 | 0 | 0 | 0 | 0 | 0 | [5 empty] | 0
FL Zone 2Schools K-12New |  | XXXXXXXX | Yes | Nonequipment | High R-Value Glass Doors | Display Door with High R-Value, One-Door Medium Temperature Reach-In Case | N/A - Retrofit Only | Commercial | New | Schools K-12 | FL Zone 2 | Refrigeration |  |  | 0 | Per Door | [7 empty] | 0 | 0 | 0 |  |  | 12 |  |  |  | 0 | [8 empty] | 0 | 0 | 0 | 0 | 0 | 0 | 0 | [5 empty] | 0
FL Zone 2WarehouseNew |  | XXXXXXXX | Yes | Nonequipment | High R-Value Glass Doors | Display Door with High R-Value, One-Door Medium Temperature Reach-In Case | N/A - Retrofit Only | Commercial | New | Warehouse | FL Zone 2 | Refrigeration |  |  | 0 | Per Door | [7 empty] | 0 | 0 | 0 |  |  | 12 |  |  |  | 0 | [8 empty] | 0 | 0 | 0 | 0 | 0 | 0 | 0 | [5 empty] | 0
FL Zone 2AssemblyTurnover |  | XXXXXXXX | Yes | Equipment | High Speed Fans | High Speed Fan, 24" - 35" Blade Diameter | Standard Speed Fan, 24" - 35" Blade Diameter | Commercial | Turnover | Assembly | FL Zone 2 | Ventilation and Circulation | Motor/Fan |  | 0 | Per Unit | [7 empty] | 4629.1782 | 4120.6164 | 508.5618 | 0.10986 |  | 7 |  |  |  | 508.5618 | [8 empty] | 0 | 0 | 0 | 0 | 0 | 0 | 0 | [5 empty] | 0
FL Zone 2College and UniversityTurnover |  | XXXXXXXX | Yes | Equipment | High Speed Fans | High Speed Fan, 24" - 35" Blade Diameter | Standard Speed Fan, 24" - 35" Blade Diameter | Commercial | Turnover | College and University | FL Zone 2 | Ventilation and Circulation | Motor/Fan |  | 0 | Per Unit | [7 empty] | 4629.1782 | 4120.6164 | 508.5618 | 0.10986 |  | 7 |  |  |  | 508.5618 | [8 empty] | 0 | 0 | 0 | 0 | 0 | 0 | 0 | [5 empty] | 0
FL Zone 2GroceryTurnover |  | XXXXXXXX | Yes | Equipment | High Speed Fans | High Speed Fan, 24" - 35" Blade Diameter | Standard Speed Fan, 24" - 35" Blade Diameter | Commercial | Turnover | Grocery | FL Zone 2 | Ventilation and Circulation | Motor/Fan |  | 0 | Per Unit | [7 empty] | 4629.1782 | 4120.6164 | 508.5618 | 0.10986 |  | 7 |  |  |  | 508.5618 | [8 empty] | 0 | 0 | 0 | 0 | 0 | 0 | 0 | [5 empty] | 0
FL Zone 2HealthcareTurnover |  | XXXXXXXX | Yes | Equipment | High Speed Fans | High Speed Fan, 24" - 35" Blade Diameter | Standard Speed Fan, 24" - 35" Blade Diameter | Commercial | Turnover | Healthcare | FL Zone 2 | Ventilation and Circulation | Motor/Fan |  | 0 | Per Unit | [7 empty] | 4629.1782 | 4120.6164 | 508.5618 | 0.10986 |  | 7 |  |  |  | 508.5618 | [8 empty] | 0 | 0 | 0 | 0 | 0 | 0 | 0 | [5 empty] | 0
FL Zone 2HospitalsTurnover |  | XXXXXXXX | Yes | Equipment | High Speed Fans | High Speed Fan, 24" - 35" Blade Diameter | Standard Speed Fan, 24" - 35" Blade Diameter | Commercial | Turnover | Hospitals | FL Zone 2 | Ventilation and Circulation | Motor/Fan |  | 0 | Per Unit | [7 empty] | 4629.1782 | 4120.6164 | 508.5618 | 0.10986 |  | 7 |  |  |  | 508.5618 | [8 empty] | 0 | 0 | 0 | 0 | 0 | 0 | 0 | [5 empty] | 0
FL Zone 2InstitutionalTurnover |  | XXXXXXXX | Yes | Equipment | High Speed Fans | High Speed Fan, 24" - 35" Blade Diameter | Standard Speed Fan, 24" - 35" Blade Diameter | Commercial | Turnover | Institutional | FL Zone 2 | Ventilation and Circulation | Motor/Fan |  | 0 | Per Unit | [7 empty] | 4629.1782 | 4120.6164 | 508.5618 | 0.10986 |  | 7 |  |  |  | 508.5618 | [8 empty] | 0 | 0 | 0 | 0 | 0 | 0 | 0 | [5 empty] | 0
FL Zone 2Lodging/HospitalityTurnover |  | XXXXXXXX | Yes | Equipment | High Speed Fans | High Speed Fan, 24" - 35" Blade Diameter | Standard Speed Fan, 24" - 35" Blade Diameter | Commercial | Turnover | Lodging/Hospitality | FL Zone 2 | Ventilation and Circulation | Motor/Fan |  | 0 | Per Unit | [7 empty] | 4629.1782 | 4120.6164 | 508.5618 | 0.10986 |  | 7 |  |  |  | 508.5618 | [8 empty] | 0 | 0 | 0 | 0 | 0 | 0 | 0 | [5 empty] | 0
FL Zone 2MiscellaneousTurnover |  | XXXXXXXX | Yes | Equipment | High Speed Fans | High Speed Fan, 24" - 35" Blade Diameter | Standard Speed Fan, 24" - 35" Blade Diameter | Commercial | Turnover | Miscellaneous | FL Zone 2 | Ventilation and Circulation | Motor/Fan |  | 0 | Per Unit | [7 empty] | 4629.1782 | 4120.6164 | 508.5618 | 0.10986 |  | 7 |  |  |  | 508.5618 | [8 empty] | 0 | 0 | 0 | 0 | 0 | 0 | 0 | [5 empty] | 0
FL Zone 2OfficesTurnover |  | XXXXXXXX | Yes | Equipment | High Speed Fans | High Speed Fan, 24" - 35" Blade Diameter | Standard Speed Fan, 24" - 35" Blade Diameter | Commercial | Turnover | Offices | FL Zone 2 | Ventilation and Circulation | Motor/Fan |  | 0 | Per Unit | [7 empty] | 4629.1782 | 4120.6164 | 508.5618 | 0.10986 |  | 7 |  |  |  | 508.5618 | [8 empty] | 0 | 0 | 0 | 0 | 0 | 0 | 0 | [5 empty] | 0
FL Zone 2RestaurantsTurnover |  | XXXXXXXX | Yes | Equipment | High Speed Fans | High Speed Fan, 24" - 35" Blade Diameter | Standard Speed Fan, 24" - 35" Blade Diameter | Commercial | Turnover | Restaurants | FL Zone 2 | Ventilation and Circulation | Motor/Fan |  | 0 | Per Unit | [7 empty] | 4629.1782 | 4120.6164 | 508.5618 | 0.10986 |  | 7 |  |  |  | 508.5618 | [8 empty] | 0 | 0 | 0 | 0 | 0 | 0 | 0 | [5 empty] | 0
FL Zone 2RetailTurnover |  | XXXXXXXX | Yes | Equipment | High Speed Fans | High Speed Fan, 24" - 35" Blade Diameter | Standard Speed Fan, 24" - 35" Blade Diameter | Commercial | Turnover | Retail | FL Zone 2 | Ventilation and Circulation | Motor/Fan |  | 0 | Per Unit | [7 empty] | 4629.1782 | 4120.6164 | 508.5618 | 0.10986 |  | 7 |  |  |  | 508.5618 | [8 empty] | 0 | 0 | 0 | 0 | 0 | 0 | 0 | [5 empty] | 0
FL Zone 2Schools K-12Turnover |  | XXXXXXXX | Yes | Equipment | High Speed Fans | High Speed Fan, 24" - 35" Blade Diameter | Standard Speed Fan, 24" - 35" Blade Diameter | Commercial | Turnover | Schools K-12 | FL Zone 2 | Ventilation and Circulation | Motor/Fan |  | 0 | Per Unit | [7 empty] | 4629.1782 | 4120.6164 | 508.5618 | 0.10986 |  | 7 |  |  |  | 508.5618 | [8 empty] | 0 | 0 | 0 | 0 | 0 | 0 | 0 | [5 empty] | 0
FL Zone 2WarehouseTurnover |  | XXXXXXXX | Yes | Equipment | High Speed Fans | High Speed Fan, 24" - 35" Blade Diameter | Standard Speed Fan, 24" - 35" Blade Diameter | Commercial | Turnover | Warehouse | FL Zone 2 | Ventilation and Circulation | Motor/Fan |  | 0 | Per Unit | [7 empty] | 4629.1782 | 4120.6164 | 508.5618 | 0.10986 |  | 7 |  |  |  | 508.5618 | [8 empty] | 0 | 0 | 0 | 0 | 0 | 0 | 0 | [5 empty] | 0
FL Zone 2AssemblyNew |  | XXXXXXXX | Yes | Equipment | High Speed Fans | High Speed Fan, 24" - 35" Blade Diameter | Standard Speed Fan, 24" - 35" Blade Diameter | Commercial | New | Assembly | FL Zone 2 | Ventilation and Circulation | Motor/Fan |  | 0 | Per Unit | [7 empty] | 4629.1782 | 4120.6164 | 508.5618 | 0.10986 |  | 7 |  |  |  | 508.5618 | [8 empty] | 0 | 0 | 0 | 0 | 0 | 0 | 0 | [5 empty] | 0
FL Zone 2College and UniversityNew |  | XXXXXXXX | Yes | Equipment | High Speed Fans | High Speed Fan, 24" - 35" Blade Diameter | Standard Speed Fan, 24" - 35" Blade Diameter | Commercial | New | College and University | FL Zone 2 | Ventilation and Circulation | Motor/Fan |  | 0 | Per Unit | [7 empty] | 4629.1782 | 4120.6164 | 508.5618 | 0.10986 |  | 7 |  |  |  | 508.5618 | [8 empty] | 0 | 0 | 0 | 0 | 0 | 0 | 0 | [5 empty] | 0
FL Zone 2GroceryNew |  | XXXXXXXX | Yes | Equipment | High Speed Fans | High Speed Fan, 24" - 35" Blade Diameter | Standard Speed Fan, 24" - 35" Blade Diameter | Commercial | New | Grocery | FL Zone 2 | Ventilation and Circulation | Motor/Fan |  | 0 | Per Unit | [7 empty] | 4629.1782 | 4120.6164 | 508.5618 | 0.10986 |  | 7 |  |  |  | 508.5618 | [8 empty] | 0 | 0 | 0 | 0 | 0 | 0 | 0 | [5 empty] | 0
FL Zone 2HealthcareNew |  | XXXXXXXX | Yes | Equipment | High Speed Fans | High Speed Fan, 24" - 35" Blade Diameter | Standard Speed Fan, 24" - 35" Blade Diameter | Commercial | New | Healthcare | FL Zone 2 | Ventilation and Circulation | Motor/Fan |  | 0 | Per Unit | [7 empty] | 4629.1782 | 4120.6164 | 508.5618 | 0.10986 |  | 7 |  |  |  | 508.5618 | [8 empty] | 0 | 0 | 0 | 0 | 0 | 0 | 0 | [5 empty] | 0
FL Zone 2HospitalsNew |  | XXXXXXXX | Yes | Equipment | High Speed Fans | High Speed Fan, 24" - 35" Blade Diameter | Standard Speed Fan, 24" - 35" Blade Diameter | Commercial | New | Hospitals | FL Zone 2 | Ventilation and Circulation | Motor/Fan |  | 0 | Per Unit | [7 empty] | 4629.1782 | 4120.6164 | 508.5618 | 0.10986 |  | 7 |  |  |  | 508.5618 | [8 empty] | 0 | 0 | 0 | 0 | 0 | 0 | 0 | [5 empty] | 0
FL Zone 2InstitutionalNew |  | XXXXXXXX | Yes | Equipment | High Speed Fans | High Speed Fan, 24" - 35" Blade Diameter | Standard Speed Fan, 24" - 35" Blade Diameter | Commercial | New | Institutional | FL Zone 2 | Ventilation and Circulation | Motor/Fan |  | 0 | Per Unit | [7 empty] | 4629.1782 | 4120.6164 | 508.5618 | 0.10986 |  | 7 |  |  |  | 508.5618 | [8 empty] | 0 | 0 | 0 | 0 | 0 | 0 | 0 | [5 empty] | 0
FL Zone 2Lodging/HospitalityNew |  | XXXXXXXX | Yes | Equipment | High Speed Fans | High Speed Fan, 24" - 35" Blade Diameter | Standard Speed Fan, 24" - 35" Blade Diameter | Commercial | New | Lodging/Hospitality | FL Zone 2 | Ventilation and Circulation | Motor/Fan |  | 0 | Per Unit | [7 empty] | 4629.1782 | 4120.6164 | 508.5618 | 0.10986 |  | 7 |  |  |  | 508.5618 | [8 empty] | 0 | 0 | 0 | 0 | 0 | 0 | 0 | [5 empty] | 0
FL Zone 2MiscellaneousNew |  | XXXXXXXX | Yes | Equipment | High Speed Fans | High Speed Fan, 24" - 35" Blade Diameter | Standard Speed Fan, 24" - 35" Blade Diameter | Commercial | New | Miscellaneous | FL Zone 2 | Ventilation and Circulation | Motor/Fan |  | 0 | Per Unit | [7 empty] | 4629.1782 | 4120.6164 | 508.5618 | 0.10986 |  | 7 |  |  |  | 508.5618 | [8 empty] | 0 | 0 | 0 | 0 | 0 | 0 | 0 | [5 empty] | 0
FL Zone 2OfficesNew |  | XXXXXXXX | Yes | Equipment | High Speed Fans | High Speed Fan, 24" - 35" Blade Diameter | Standard Speed Fan, 24" - 35" Blade Diameter | Commercial | New | Offices | FL Zone 2 | Ventilation and Circulation | Motor/Fan |  | 0 | Per Unit | [7 empty] | 4629.1782 | 4120.6164 | 508.5618 | 0.10986 |  | 7 |  |  |  | 508.5618 | [8 empty] | 0 | 0 | 0 | 0 | 0 | 0 | 0 | [5 empty] | 0
FL Zone 2RestaurantsNew |  | XXXXXXXX | Yes | Equipment | High Speed Fans | High Speed Fan, 24" - 35" Blade Diameter | Standard Speed Fan, 24" - 35" Blade Diameter | Commercial | New | Restaurants | FL Zone 2 | Ventilation and Circulation | Motor/Fan |  | 0 | Per Unit | [7 empty] | 4629.1782 | 4120.6164 | 508.5618 | 0.10986 |  | 7 |  |  |  | 508.5618 | [8 empty] | 0 | 0 | 0 | 0 | 0 | 0 | 0 | [5 empty] | 0
FL Zone 2RetailNew |  | XXXXXXXX | Yes | Equipment | High Speed Fans | High Speed Fan, 24" - 35" Blade Diameter | Standard Speed Fan, 24" - 35" Blade Diameter | Commercial | New | Retail | FL Zone 2 | Ventilation and Circulation | Motor/Fan |  | 0 | Per Unit | [7 empty] | 4629.1782 | 4120.6164 | 508.5618 | 0.10986 |  | 7 |  |  |  | 508.5618 | [8 empty] | 0 | 0 | 0 | 0 | 0 | 0 | 0 | [5 empty] | 0
FL Zone 2Schools K-12New |  | XXXXXXXX | Yes | Equipment | High Speed Fans | High Speed Fan, 24" - 35" Blade Diameter | Standard Speed Fan, 24" - 35" Blade Diameter | Commercial | New | Schools K-12 | FL Zone 2 | Ventilation and Circulation | Motor/Fan |  | 0 | Per Unit | [7 empty] | 4629.1782 | 4120.6164 | 508.5618 | 0.10986 |  | 7 |  |  |  | 508.5618 | [8 empty] | 0 | 0 | 0 | 0 | 0 | 0 | 0 | [5 empty] | 0
FL Zone 2WarehouseNew |  | XXXXXXXX | Yes | Equipment | High Speed Fans | High Speed Fan, 24" - 35" Blade Diameter | Standard Speed Fan, 24" - 35" Blade Diameter | Commercial | New | Warehouse | FL Zone 2 | Ventilation and Circulation | Motor/Fan |  | 0 | Per Unit | [7 empty] | 4629.1782 | 4120.6164 | 508.5618 | 0.10986 |  | 7 |  |  |  | 508.5618 | [8 empty] | 0 | 0 | 0 | 0 | 0 | 0 | 0 | [5 empty] | 0
FL Zone 2AssemblyExisting |  | XXXXXXXX | Yes | Nonequipment | Hot Water Circulation Pump Control | Recirculation Pump with Demand Control Mechanism | Uncontrolled Recirculation Pump | Commercial | Existing | Assembly | FL Zone 2 | Domestic Hot Water |  |  | 0 | Per Hot Water Circulation Pump | [7 empty] | 7518.6978 | 6867.6978 | 651 | 0.086584 |  | 15 |  |  |  | 651 | [8 empty] | 0 | 0 | 0 | 0 | 0 | 0 | 0 | [5 empty] | 0
FL Zone 2College and UniversityExisting |  | XXXXXXXX | Yes | Nonequipment | Hot Water Circulation Pump Control | Recirculation Pump with Demand Control Mechanism | Uncontrolled Recirculation Pump | Commercial | Existing | College and University | FL Zone 2 | Domestic Hot Water |  |  | 0 | Per Hot Water Circulation Pump | [7 empty] | 172930.0493 | 166420.0493 | 6510 | 0.037645 |  | 15 |  |  |  | 6510 | [8 empty] | 0 | 0 | 0 | 0 | 0 | 0 | 0 | [5 empty] | 0
FL Zone 2GroceryExisting |  | XXXXXXXX | Yes | Nonequipment | Hot Water Circulation Pump Control | Recirculation Pump with Demand Control Mechanism | Uncontrolled Recirculation Pump | Commercial | Existing | Grocery | FL Zone 2 | Domestic Hot Water |  |  | 0 | Per Hot Water Circulation Pump | [7 empty] | 15037.3956 | 14386.3956 | 651 | 0.043292 |  | 15 |  |  |  | 651 | [8 empty] | 0 | 0 | 0 | 0 | 0 | 0 | 0 | [5 empty] | 0
FL Zone 2HealthcareExisting |  | XXXXXXXX | Yes | Nonequipment | Hot Water Circulation Pump Control | Recirculation Pump with Demand Control Mechanism | Uncontrolled Recirculation Pump | Commercial | Existing | Healthcare | FL Zone 2 | Domestic Hot Water |  |  | 0 | Per Hot Water Circulation Pump | [7 empty] | 10024.9304 | 9373.9304 | 651 | 0.064938 |  | 15 |  |  |  | 651 | [8 empty] | 0 | 0 | 0 | 0 | 0 | 0 | 0 | [5 empty] | 0
FL Zone 2HospitalsExisting |  | XXXXXXXX | Yes | Nonequipment | Hot Water Circulation Pump Control | Recirculation Pump with Demand Control Mechanism | Uncontrolled Recirculation Pump | Commercial | Existing | Hospitals | FL Zone 2 | Domestic Hot Water |  |  | 0 | Per Hot Water Circulation Pump | [7 empty] | 303254.1444 | 293489.1444 | 9765 | 0.032201 |  | 15 |  |  |  | 9765 | [8 empty] | 0 | 0 | 0 | 0 | 0 | 0 | 0 | [5 empty] | 0
FL Zone 2InstitutionalExisting |  | XXXXXXXX | Yes | Nonequipment | Hot Water Circulation Pump Control | Recirculation Pump with Demand Control Mechanism | Uncontrolled Recirculation Pump | Commercial | Existing | Institutional | FL Zone 2 | Domestic Hot Water |  |  | 0 | Per Hot Water Circulation Pump | [7 empty] | 601495.8236 | 585220.8236 | 16275 | 0.027058 |  | 15 |  |  |  | 16275 | [8 empty] | 0 | 0 | 0 | 0 | 0 | 0 | 0 | [5 empty] | 0
FL Zone 2Lodging/HospitalityExisting |  | XXXXXXXX | Yes | Nonequipment | Hot Water Circulation Pump Control | Recirculation Pump with Demand Control Mechanism | Uncontrolled Recirculation Pump | Commercial | Existing | Lodging/Hospitality | FL Zone 2 | Domestic Hot Water |  |  | 0 | Per Hot Water Circulation Pump | [7 empty] | 72179.4988 | 70226.4988 | 1953 | 0.027058 |  | 15 |  |  |  | 1953 | [8 empty] | 0 | 0 | 0 | 0 | 0 | 0 | 0 | [5 empty] | 0
FL Zone 2MiscellaneousExisting |  | XXXXXXXX | Yes | Nonequipment | Hot Water Circulation Pump Control | Recirculation Pump with Demand Control Mechanism | Uncontrolled Recirculation Pump | Commercial | Existing | Miscellaneous | FL Zone 2 | Domestic Hot Water |  |  | 0 | Per Hot Water Circulation Pump | [7 empty] | 451121.8677 | 438101.8677 | 13020 | 0.028861 |  | 15 |  |  |  | 13020 | [8 empty] | 0 | 0 | 0 | 0 | 0 | 0 | 0 | [5 empty] | 0
FL Zone 2OfficesExisting |  | XXXXXXXX | Yes | Nonequipment | Hot Water Circulation Pump Control | Recirculation Pump with Demand Control Mechanism | Uncontrolled Recirculation Pump | Commercial | Existing | Offices | FL Zone 2 | Domestic Hot Water |  |  | 0 | Per Hot Water Circulation Pump | [7 empty] | 62655.815 | 60702.815 | 1953 | 0.03117 |  | 15 |  |  |  | 1953 | [8 empty] | 0 | 0 | 0 | 0 | 0 | 0 | 0 | [5 empty] | 0
FL Zone 2RestaurantsExisting |  | XXXXXXXX | Yes | Nonequipment | Hot Water Circulation Pump Control | Recirculation Pump with Demand Control Mechanism | Uncontrolled Recirculation Pump | Commercial | Existing | Restaurants | FL Zone 2 | Domestic Hot Water |  |  | 0 | Per Hot Water Circulation Pump | [7 empty] | 25062.326 | 23760.326 | 1302 | 0.05195 |  | 15 |  |  |  | 1302 | [8 empty] | 0 | 0 | 0 | 0 | 0 | 0 | 0 | [5 empty] | 0
FL Zone 2RetailExisting |  | XXXXXXXX | Yes | Nonequipment | Hot Water Circulation Pump Control | Recirculation Pump with Demand Control Mechanism | Uncontrolled Recirculation Pump | Commercial | Existing | Retail | FL Zone 2 | Domestic Hot Water |  |  | 0 | Per Hot Water Circulation Pump | [7 empty] | 44661.0649 | 42708.0649 | 1953 | 0.043729 |  | 15 |  |  |  | 1953 | [8 empty] | 0 | 0 | 0 | 0 | 0 | 0 | 0 | [5 empty] | 0
FL Zone 2Schools K-12Existing |  | XXXXXXXX | Yes | Nonequipment | Hot Water Circulation Pump Control | Recirculation Pump with Demand Control Mechanism | Uncontrolled Recirculation Pump | Commercial | Existing | Schools K-12 | FL Zone 2 | Domestic Hot Water |  |  | 0 | Per Hot Water Circulation Pump | [7 empty] | 3132.8594 | 2481.8594 | 651 | 0.2078 |  | 15 |  |  |  | 651 | [8 empty] | 0 | 0 | 0 | 0 | 0 | 0 | 0 | [5 empty] | 0
FL Zone 2WarehouseExisting |  | XXXXXXXX | Yes | Nonequipment | Hot Water Circulation Pump Control | Recirculation Pump with Demand Control Mechanism | Uncontrolled Recirculation Pump | Commercial | Existing | Warehouse | FL Zone 2 | Domestic Hot Water |  |  | 0 | Per Hot Water Circulation Pump | [7 empty] | 15037.3956 | 14386.3956 | 651 | 0.043292 |  | 15 |  |  |  | 651 | [8 empty] | 0 | 0 | 0 | 0 | 0 | 0 | 0 | [5 empty] | 0
FL Zone 2AssemblyNew |  | XXXXXXXX | Yes | Nonequipment | Hot Water Circulation Pump Control | Recirculation Pump with Demand Control Mechanism | Uncontrolled Recirculation Pump | Commercial | New | Assembly | FL Zone 2 | Domestic Hot Water |  |  | 0 | Per Hot Water Circulation Pump | [7 empty] | 7192.4897 | 6541.4897 | 651 | 0.090511 |  | 15 |  |  |  | 651 | [8 empty] | 0 | 0 | 0 | 0 | 0 | 0 | 0 | [5 empty] | 0
FL Zone 2College and UniversityNew |  | XXXXXXXX | Yes | Nonequipment | Hot Water Circulation Pump Control | Recirculation Pump with Demand Control Mechanism | Uncontrolled Recirculation Pump | Commercial | New | College and University | FL Zone 2 | Domestic Hot Water |  |  | 0 | Per Hot Water Circulation Pump | [7 empty] | 165427.2641 | 158917.2641 | 6510 | 0.039353 |  | 15 |  |  |  | 6510 | [8 empty] | 0 | 0 | 0 | 0 | 0 | 0 | 0 | [5 empty] | 0
FL Zone 2GroceryNew |  | XXXXXXXX | Yes | Nonequipment | Hot Water Circulation Pump Control | Recirculation Pump with Demand Control Mechanism | Uncontrolled Recirculation Pump | Commercial | New | Grocery | FL Zone 2 | Domestic Hot Water |  |  | 0 | Per Hot Water Circulation Pump | [7 empty] | 14384.9795 | 13733.9795 | 651 | 0.045256 |  | 15 |  |  |  | 651 | [8 empty] | 0 | 0 | 0 | 0 | 0 | 0 | 0 | [5 empty] | 0
FL Zone 2HealthcareNew |  | XXXXXXXX | Yes | Nonequipment | Hot Water Circulation Pump Control | Recirculation Pump with Demand Control Mechanism | Uncontrolled Recirculation Pump | Commercial | New | Healthcare | FL Zone 2 | Domestic Hot Water |  |  | 0 | Per Hot Water Circulation Pump | [7 empty] | 9589.9863 | 8938.9863 | 651 | 0.067883 |  | 15 |  |  |  | 651 | [8 empty] | 0 | 0 | 0 | 0 | 0 | 0 | 0 | [5 empty] | 0
FL Zone 2HospitalsNew |  | XXXXXXXX | Yes | Nonequipment | Hot Water Circulation Pump Control | Recirculation Pump with Demand Control Mechanism | Uncontrolled Recirculation Pump | Commercial | New | Hospitals | FL Zone 2 | Domestic Hot Water |  |  | 0 | Per Hot Water Circulation Pump | [7 empty] | 290097.0863 | 280332.0863 | 9765 | 0.033661 |  | 15 |  |  |  | 9765 | [8 empty] | 0 | 0 | 0 | 0 | 0 | 0 | 0 | [5 empty] | 0
FL Zone 2InstitutionalNew |  | XXXXXXXX | Yes | Nonequipment | Hot Water Circulation Pump Control | Recirculation Pump with Demand Control Mechanism | Uncontrolled Recirculation Pump | Commercial | New | Institutional | FL Zone 2 | Domestic Hot Water |  |  | 0 | Per Hot Water Circulation Pump | [7 empty] | 575399.1794 | 559124.1794 | 16275 | 0.028285 |  | 15 |  |  |  | 16275 | [8 empty] | 0 | 0 | 0 | 0 | 0 | 0 | 0 | [5 empty] | 0
FL Zone 2Lodging/HospitalityNew |  | XXXXXXXX | Yes | Nonequipment | Hot Water Circulation Pump Control | Recirculation Pump with Demand Control Mechanism | Uncontrolled Recirculation Pump | Commercial | New | Lodging/Hospitality | FL Zone 2 | Domestic Hot Water |  |  | 0 | Per Hot Water Circulation Pump | [7 empty] | 69047.9015 | 67094.9015 | 1953 | 0.028285 |  | 15 |  |  |  | 1953 | [8 empty] | 0 | 0 | 0 | 0 | 0 | 0 | 0 | [5 empty] | 0
FL Zone 2MiscellaneousNew |  | XXXXXXXX | Yes | Nonequipment | Hot Water Circulation Pump Control | Recirculation Pump with Demand Control Mechanism | Uncontrolled Recirculation Pump | Commercial | New | Miscellaneous | FL Zone 2 | Domestic Hot Water |  |  | 0 | Per Hot Water Circulation Pump | [7 empty] | 431549.3845 | 418529.3845 | 13020 | 0.03017 |  | 15 |  |  |  | 13020 | [8 empty] | 0 | 0 | 0 | 0 | 0 | 0 | 0 | [5 empty] | 0
FL Zone 2OfficesNew |  | XXXXXXXX | Yes | Nonequipment | Hot Water Circulation Pump Control | Recirculation Pump with Demand Control Mechanism | Uncontrolled Recirculation Pump | Commercial | New | Offices | FL Zone 2 | Domestic Hot Water |  |  | 0 | Per Hot Water Circulation Pump | [7 empty] | 59937.4145 | 57984.4145 | 1953 | 0.032584 |  | 15 |  |  |  | 1953 | [8 empty] | 0 | 0 | 0 | 0 | 0 | 0 | 0 | [5 empty] | 0
FL Zone 2RestaurantsNew |  | XXXXXXXX | Yes | Nonequipment | Hot Water Circulation Pump Control | Recirculation Pump with Demand Control Mechanism | Uncontrolled Recirculation Pump | Commercial | New | Restaurants | FL Zone 2 | Domestic Hot Water |  |  | 0 | Per Hot Water Circulation Pump | [7 empty] | 23974.9658 | 22672.9658 | 1302 | 0.054307 |  | 15 |  |  |  | 1302 | [8 empty] | 0 | 0 | 0 | 0 | 0 | 0 | 0 | [5 empty] | 0
FL Zone 2RetailNew |  | XXXXXXXX | Yes | Nonequipment | Hot Water Circulation Pump Control | Recirculation Pump with Demand Control Mechanism | Uncontrolled Recirculation Pump | Commercial | New | Retail | FL Zone 2 | Domestic Hot Water |  |  | 0 | Per Hot Water Circulation Pump | [7 empty] | 42723.3891 | 40770.3891 | 1953 | 0.045713 |  | 15 |  |  |  | 1953 | [8 empty] | 0 | 0 | 0 | 0 | 0 | 0 | 0 | [5 empty] | 0
FL Zone 2Schools K-12New |  | XXXXXXXX | Yes | Nonequipment | Hot Water Circulation Pump Control | Recirculation Pump with Demand Control Mechanism | Uncontrolled Recirculation Pump | Commercial | New | Schools K-12 | FL Zone 2 | Domestic Hot Water |  |  | 0 | Per Hot Water Circulation Pump | [7 empty] | 2996.9364 | 2345.9364 | 651 | 0.21722 |  | 15 |  |  |  | 651 | [8 empty] | 0 | 0 | 0 | 0 | 0 | 0 | 0 | [5 empty] | 0
FL Zone 2WarehouseNew |  | XXXXXXXX | Yes | Nonequipment | Hot Water Circulation Pump Control | Recirculation Pump with Demand Control Mechanism | Uncontrolled Recirculation Pump | Commercial | New | Warehouse | FL Zone 2 | Domestic Hot Water |  |  | 0 | Per Hot Water Circulation Pump | [7 empty] | 14384.9795 | 13733.9795 | 651 | 0.045256 |  | 15 |  |  |  | 651 | [8 empty] | 0 | 0 | 0 | 0 | 0 | 0 | 0 | [5 empty] | 0
FL Zone 2AssemblyExisting |  | XXXXXXXX | Yes | Nonequipment | Hot Water Pipe Insulation | 1' of Insulated Pipe in Unconditioned Spaces, Insulation of R-4 | 1' of Pipe in Unconditioned Spaces with Code Minimum of 1"of Insulation | Commercial | Existing | Assembly | FL Zone 2 | Domestic Hot Water |  |  | 0 | Per 60 Linear ft | [7 empty] | 7518.6978 | 6163.1058 | 1355.592 | 0.1803 |  | 13 |  |  |  | 1355.592 | [8 empty] | 0 | 0 | 0 | 0 | 0 | 0 | 0 | [5 empty] | 0
FL Zone 2College and UniversityExisting |  | XXXXXXXX | Yes | Nonequipment | Hot Water Pipe Insulation | 1' of Insulated Pipe in Unconditioned Spaces, Insulation of R-4 | 1' of Pipe in Unconditioned Spaces with Code Minimum of 1"of Insulation | Commercial | Existing | College and University | FL Zone 2 | Domestic Hot Water |  |  | 0 | Per 60 Linear ft | [7 empty] | 172930.0493 | 159374.129 | 13555.9203 | 0.07839 |  | 13 |  |  |  | 13555.9203 | [8 empty] | 0 | 0 | 0 | 0 | 0 | 0 | 0 | [5 empty] | 0
FL Zone 2GroceryExisting |  | XXXXXXXX | Yes | Nonequipment | Hot Water Pipe Insulation | 1' of Insulated Pipe in Unconditioned Spaces, Insulation of R-4 | 1' of Pipe in Unconditioned Spaces with Code Minimum of 1"of Insulation | Commercial | Existing | Grocery | FL Zone 2 | Domestic Hot Water |  |  | 0 | Per 60 Linear ft | [7 empty] | 15037.3956 | 13681.8036 | 1355.592 | 0.090148 |  | 13 |  |  |  | 1355.592 | [8 empty] | 0 | 0 | 0 | 0 | 0 | 0 | 0 | [5 empty] | 0
FL Zone 2HealthcareExisting |  | XXXXXXXX | Yes | Nonequipment | Hot Water Pipe Insulation | 1' of Insulated Pipe in Unconditioned Spaces, Insulation of R-4 | 1' of Pipe in Unconditioned Spaces with Code Minimum of 1"of Insulation | Commercial | Existing | Healthcare | FL Zone 2 | Domestic Hot Water |  |  | 0 | Per 60 Linear ft | [7 empty] | 10024.9304 | 8669.3384 | 1355.592 | 0.13522 |  | 13 |  |  |  | 1355.592 | [8 empty] | 0 | 0 | 0 | 0 | 0 | 0 | 0 | [5 empty] | 0
FL Zone 2HospitalsExisting |  | XXXXXXXX | Yes | Nonequipment | Hot Water Pipe Insulation | 1' of Insulated Pipe in Unconditioned Spaces, Insulation of R-4 | 1' of Pipe in Unconditioned Spaces with Code Minimum of 1"of Insulation | Commercial | Existing | Hospitals | FL Zone 2 | Domestic Hot Water |  |  | 0 | Per 60 Linear ft | [7 empty] | 303254.1444 | 282920.264 | 20333.8804 | 0.067052 |  | 13 |  |  |  | 20333.8804 | [8 empty] | 0 | 0 | 0 | 0 | 0 | 0 | 0 | [5 empty] | 0
FL Zone 2InstitutionalExisting |  | XXXXXXXX | Yes | Nonequipment | Hot Water Pipe Insulation | 1' of Insulated Pipe in Unconditioned Spaces, Insulation of R-4 | 1' of Pipe in Unconditioned Spaces with Code Minimum of 1"of Insulation | Commercial | Existing | Institutional | FL Zone 2 | Domestic Hot Water |  |  | 0 | Per 60 Linear ft | [7 empty] | 601495.8236 | 567606.0229 | 33889.8007 | 0.056343 |  | 13 |  |  |  | 33889.8007 | [8 empty] | 0 | 0 | 0 | 0 | 0 | 0 | 0 | [5 empty] | 0
FL Zone 2Lodging/HospitalityExisting |  | XXXXXXXX | Yes | Nonequipment | Hot Water Pipe Insulation | 1' of Insulated Pipe in Unconditioned Spaces, Insulation of R-4 | 1' of Pipe in Unconditioned Spaces with Code Minimum of 1"of Insulation | Commercial | Existing | Lodging/Hospitality | FL Zone 2 | Domestic Hot Water |  |  | 0 | Per 60 Linear ft | [7 empty] | 72179.4988 | 68112.7227 | 4066.7761 | 0.056343 |  | 13 |  |  |  | 4066.7761 | [8 empty] | 0 | 0 | 0 | 0 | 0 | 0 | 0 | [5 empty] | 0
FL Zone 2MiscellaneousExisting |  | XXXXXXXX | Yes | Nonequipment | Hot Water Pipe Insulation | 1' of Insulated Pipe in Unconditioned Spaces, Insulation of R-4 | 1' of Pipe in Unconditioned Spaces with Code Minimum of 1"of Insulation | Commercial | Existing | Miscellaneous | FL Zone 2 | Domestic Hot Water |  |  | 0 | Per 60 Linear ft | [7 empty] | 451121.8677 | 424010.0271 | 27111.8406 | 0.060099 |  | 13 |  |  |  | 27111.8406 | [8 empty] | 0 | 0 | 0 | 0 | 0 | 0 | 0 | [5 empty] | 0
FL Zone 2OfficesExisting |  | XXXXXXXX | Yes | Nonequipment | Hot Water Pipe Insulation | 1' of Insulated Pipe in Unconditioned Spaces, Insulation of R-4 | 1' of Pipe in Unconditioned Spaces with Code Minimum of 1"of Insulation | Commercial | Existing | Offices | FL Zone 2 | Domestic Hot Water |  |  | 0 | Per 60 Linear ft | [7 empty] | 62655.815 | 58589.0389 | 4066.7761 | 0.064907 |  | 13 |  |  |  | 4066.7761 | [8 empty] | 0 | 0 | 0 | 0 | 0 | 0 | 0 | [5 empty] | 0
FL Zone 2RestaurantsExisting |  | XXXXXXXX | Yes | Nonequipment | Hot Water Pipe Insulation | 1' of Insulated Pipe in Unconditioned Spaces, Insulation of R-4 | 1' of Pipe in Unconditioned Spaces with Code Minimum of 1"of Insulation | Commercial | Existing | Restaurants | FL Zone 2 | Domestic Hot Water |  |  | 0 | Per 60 Linear ft | [7 empty] | 25062.326 | 22351.1419 | 2711.1841 | 0.10818 |  | 13 |  |  |  | 2711.1841 | [8 empty] | 0 | 0 | 0 | 0 | 0 | 0 | 0 | [5 empty] | 0
FL Zone 2RetailExisting |  | XXXXXXXX | Yes | Nonequipment | Hot Water Pipe Insulation | 1' of Insulated Pipe in Unconditioned Spaces, Insulation of R-4 | 1' of Pipe in Unconditioned Spaces with Code Minimum of 1"of Insulation | Commercial | Existing | Retail | FL Zone 2 | Domestic Hot Water |  |  | 0 | Per 60 Linear ft | [7 empty] | 44661.0649 | 40594.2888 | 4066.7761 | 0.091059 |  | 13 |  |  |  | 4066.7761 | [8 empty] | 0 | 0 | 0 | 0 | 0 | 0 | 0 | [5 empty] | 0
FL Zone 2Schools K-12Existing |  | XXXXXXXX | Yes | Nonequipment | Hot Water Pipe Insulation | 1' of Insulated Pipe in Unconditioned Spaces, Insulation of R-4 | 1' of Pipe in Unconditioned Spaces with Code Minimum of 1"of Insulation | Commercial | Existing | Schools K-12 | FL Zone 2 | Domestic Hot Water |  |  | 0 | Per 60 Linear ft | [7 empty] | 3132.8594 | 1777.2674 | 1355.592 | 0.4327 |  | 13 |  |  |  | 1355.592 | [8 empty] | 0 | 0 | 0 | 0 | 0 | 0 | 0 | [5 empty] | 0
FL Zone 2WarehouseExisting |  | XXXXXXXX | Yes | Nonequipment | Hot Water Pipe Insulation | 1' of Insulated Pipe in Unconditioned Spaces, Insulation of R-4 | 1' of Pipe in Unconditioned Spaces with Code Minimum of 1"of Insulation | Commercial | Existing | Warehouse | FL Zone 2 | Domestic Hot Water |  |  | 0 | Per 60 Linear ft | [7 empty] | 15037.3956 | 13681.8036 | 1355.592 | 0.090148 |  | 13 |  |  |  | 1355.592 | [8 empty] | 0 | 0 | 0 | 0 | 0 | 0 | 0 | [5 empty] | 0
FL Zone 2AssemblyNew |  | XXXXXXXX | Yes | Nonequipment | Hot Water Pipe Insulation | 1' of Insulated Pipe in Unconditioned Spaces, Insulation of R-4 | 1' of Pipe in Unconditioned Spaces with Code Minimum of 1"of Insulation | Commercial | New | Assembly | FL Zone 2 | Domestic Hot Water |  |  | 0 | Per 60 Linear ft | [7 empty] | 7192.4897 | 5836.8977 | 1355.592 | 0.18847 |  | 13 |  |  |  | 1355.592 | [8 empty] | 0 | 0 | 0 | 0 | 0 | 0 | 0 | [5 empty] | 0
FL Zone 2College and UniversityNew |  | XXXXXXXX | Yes | Nonequipment | Hot Water Pipe Insulation | 1' of Insulated Pipe in Unconditioned Spaces, Insulation of R-4 | 1' of Pipe in Unconditioned Spaces with Code Minimum of 1"of Insulation | Commercial | New | College and University | FL Zone 2 | Domestic Hot Water |  |  | 0 | Per 60 Linear ft | [7 empty] | 165427.2641 | 151871.3438 | 13555.9203 | 0.081945 |  | 13 |  |  |  | 13555.9203 | [8 empty] | 0 | 0 | 0 | 0 | 0 | 0 | 0 | [5 empty] | 0
FL Zone 2GroceryNew |  | XXXXXXXX | Yes | Nonequipment | Hot Water Pipe Insulation | 1' of Insulated Pipe in Unconditioned Spaces, Insulation of R-4 | 1' of Pipe in Unconditioned Spaces with Code Minimum of 1"of Insulation | Commercial | New | Grocery | FL Zone 2 | Domestic Hot Water |  |  | 0 | Per 60 Linear ft | [7 empty] | 14384.9795 | 13029.3875 | 1355.592 | 0.094237 |  | 13 |  |  |  | 1355.592 | [8 empty] | 0 | 0 | 0 | 0 | 0 | 0 | 0 | [5 empty] | 0
FL Zone 2HealthcareNew |  | XXXXXXXX | Yes | Nonequipment | Hot Water Pipe Insulation | 1' of Insulated Pipe in Unconditioned Spaces, Insulation of R-4 | 1' of Pipe in Unconditioned Spaces with Code Minimum of 1"of Insulation | Commercial | New | Healthcare | FL Zone 2 | Domestic Hot Water |  |  | 0 | Per 60 Linear ft | [7 empty] | 9589.9863 | 8234.3943 | 1355.592 | 0.14135 |  | 13 |  |  |  | 1355.592 | [8 empty] | 0 | 0 | 0 | 0 | 0 | 0 | 0 | [5 empty] | 0
FL Zone 2HospitalsNew |  | XXXXXXXX | Yes | Nonequipment | Hot Water Pipe Insulation | 1' of Insulated Pipe in Unconditioned Spaces, Insulation of R-4 | 1' of Pipe in Unconditioned Spaces with Code Minimum of 1"of Insulation | Commercial | New | Hospitals | FL Zone 2 | Domestic Hot Water |  |  | 0 | Per 60 Linear ft | [7 empty] | 290097.0863 | 269763.2058 | 20333.8804 | 0.070093 |  | 13 |  |  |  | 20333.8804 | [8 empty] | 0 | 0 | 0 | 0 | 0 | 0 | 0 | [5 empty] | 0
FL Zone 2InstitutionalNew |  | XXXXXXXX | Yes | Nonequipment | Hot Water Pipe Insulation | 1' of Insulated Pipe in Unconditioned Spaces, Insulation of R-4 | 1' of Pipe in Unconditioned Spaces with Code Minimum of 1"of Insulation | Commercial | New | Institutional | FL Zone 2 | Domestic Hot Water |  |  | 0 | Per 60 Linear ft | [7 empty] | 575399.1794 | 541509.3787 | 33889.8007 | 0.058898 |  | 13 |  |  |  | 33889.8007 | [8 empty] | 0 | 0 | 0 | 0 | 0 | 0 | 0 | [5 empty] | 0
FL Zone 2Lodging/HospitalityNew |  | XXXXXXXX | Yes | Nonequipment | Hot Water Pipe Insulation | 1' of Insulated Pipe in Unconditioned Spaces, Insulation of R-4 | 1' of Pipe in Unconditioned Spaces with Code Minimum of 1"of Insulation | Commercial | New | Lodging/Hospitality | FL Zone 2 | Domestic Hot Water |  |  | 0 | Per 60 Linear ft | [7 empty] | 69047.9015 | 64981.1254 | 4066.7761 | 0.058898 |  | 13 |  |  |  | 4066.7761 | [8 empty] | 0 | 0 | 0 | 0 | 0 | 0 | 0 | [5 empty] | 0
FL Zone 2MiscellaneousNew |  | XXXXXXXX | Yes | Nonequipment | Hot Water Pipe Insulation | 1' of Insulated Pipe in Unconditioned Spaces, Insulation of R-4 | 1' of Pipe in Unconditioned Spaces with Code Minimum of 1"of Insulation | Commercial | New | Miscellaneous | FL Zone 2 | Domestic Hot Water |  |  | 0 | Per 60 Linear ft | [7 empty] | 431549.3845 | 404437.544 | 27111.8406 | 0.062824 |  | 13 |  |  |  | 27111.8406 | [8 empty] | 0 | 0 | 0 | 0 | 0 | 0 | 0 | [5 empty] | 0
FL Zone 2OfficesNew |  | XXXXXXXX | Yes | Nonequipment | Hot Water Pipe Insulation | 1' of Insulated Pipe in Unconditioned Spaces, Insulation of R-4 | 1' of Pipe in Unconditioned Spaces with Code Minimum of 1"of Insulation | Commercial | New | Offices | FL Zone 2 | Domestic Hot Water |  |  | 0 | Per 60 Linear ft | [7 empty] | 59937.4145 | 55870.6384 | 4066.7761 | 0.06785 |  | 13 |  |  |  | 4066.7761 | [8 empty] | 0 | 0 | 0 | 0 | 0 | 0 | 0 | [5 empty] | 0
FL Zone 2RestaurantsNew |  | XXXXXXXX | Yes | Nonequipment | Hot Water Pipe Insulation | 1' of Insulated Pipe in Unconditioned Spaces, Insulation of R-4 | 1' of Pipe in Unconditioned Spaces with Code Minimum of 1"of Insulation | Commercial | New | Restaurants | FL Zone 2 | Domestic Hot Water |  |  | 0 | Per 60 Linear ft | [7 empty] | 23974.9658 | 21263.7818 | 2711.1841 | 0.11308 |  | 13 |  |  |  | 2711.1841 | [8 empty] | 0 | 0 | 0 | 0 | 0 | 0 | 0 | [5 empty] | 0
FL Zone 2RetailNew |  | XXXXXXXX | Yes | Nonequipment | Hot Water Pipe Insulation | 1' of Insulated Pipe in Unconditioned Spaces, Insulation of R-4 | 1' of Pipe in Unconditioned Spaces with Code Minimum of 1"of Insulation | Commercial | New | Retail | FL Zone 2 | Domestic Hot Water |  |  | 0 | Per 60 Linear ft | [7 empty] | 42723.3891 | 38656.613 | 4066.7761 | 0.095189 |  | 13 |  |  |  | 4066.7761 | [8 empty] | 0 | 0 | 0 | 0 | 0 | 0 | 0 | [5 empty] | 0
FL Zone 2Schools K-12New |  | XXXXXXXX | Yes | Nonequipment | Hot Water Pipe Insulation | 1' of Insulated Pipe in Unconditioned Spaces, Insulation of R-4 | 1' of Pipe in Unconditioned Spaces with Code Minimum of 1"of Insulation | Commercial | New | Schools K-12 | FL Zone 2 | Domestic Hot Water |  |  | 0 | Per 60 Linear ft | [7 empty] | 2996.9364 | 1641.3444 | 1355.592 | 0.45233 |  | 13 |  |  |  | 1355.592 | [8 empty] | 0 | 0 | 0 | 0 | 0 | 0 | 0 | [5 empty] | 0
FL Zone 2WarehouseNew |  | XXXXXXXX | Yes | Nonequipment | Hot Water Pipe Insulation | 1' of Insulated Pipe in Unconditioned Spaces, Insulation of R-4 | 1' of Pipe in Unconditioned Spaces with Code Minimum of 1"of Insulation | Commercial | New | Warehouse | FL Zone 2 | Domestic Hot Water |  |  | 0 | Per 60 Linear ft | [7 empty] | 14384.9795 | 13029.3875 | 1355.592 | 0.094237 |  | 13 |  |  |  | 1355.592 | [8 empty] | 0 | 0 | 0 | 0 | 0 | 0 | 0 | [5 empty] | 0
FL Zone 2AssemblyExisting |  | XXXXXXXX | Yes | Nonequipment | Hotel Card Energy Control Systems | Guest Room HVAC Unit Controlled by Hotel-Key-Card Activated Energy Control System | Guest Room HVAC Unit, Manually Controlled by Guest | Commercial | Existing | Assembly | FL Zone 2 | Space Cooling |  |  | 0 | Per end use consumption | [7 empty] | 0 | 0 | 0 |  |  | 15 |  |  |  | 0 | [8 empty] | 0 | 0 | 0 | 0 | 0 | 0 | 0 | [5 empty] | 0
FL Zone 2College and UniversityExisting |  | XXXXXXXX | Yes | Nonequipment | Hotel Card Energy Control Systems | Guest Room HVAC Unit Controlled by Hotel-Key-Card Activated Energy Control System | Guest Room HVAC Unit, Manually Controlled by Guest | Commercial | Existing | College and University | FL Zone 2 | Space Cooling |  |  | 0 | Per end use consumption | [7 empty] | 0 | 0 | 0 |  |  | 15 |  |  |  | 0 | [8 empty] | 0 | 0 | 0 | 0 | 0 | 0 | 0 | [5 empty] | 0
FL Zone 2GroceryExisting |  | XXXXXXXX | Yes | Nonequipment | Hotel Card Energy Control Systems | Guest Room HVAC Unit Controlled by Hotel-Key-Card Activated Energy Control System | Guest Room HVAC Unit, Manually Controlled by Guest | Commercial | Existing | Grocery | FL Zone 2 | Space Cooling |  |  | 0 | Per end use consumption | [7 empty] | 0 | 0 | 0 |  |  | 15 |  |  |  | 0 | [8 empty] | 0 | 0 | 0 | 0 | 0 | 0 | 0 | [5 empty] | 0
FL Zone 2HealthcareExisting |  | XXXXXXXX | Yes | Nonequipment | Hotel Card Energy Control Systems | Guest Room HVAC Unit Controlled by Hotel-Key-Card Activated Energy Control System | Guest Room HVAC Unit, Manually Controlled by Guest | Commercial | Existing | Healthcare | FL Zone 2 | Space Cooling |  |  | 0 | Per end use consumption | [7 empty] | 0 | 0 | 0 |  |  | 15 |  |  |  | 0 | [8 empty] | 0 | 0 | 0 | 0 | 0 | 0 | 0 | [5 empty] | 0
FL Zone 2HospitalsExisting |  | XXXXXXXX | Yes | Nonequipment | Hotel Card Energy Control Systems | Guest Room HVAC Unit Controlled by Hotel-Key-Card Activated Energy Control System | Guest Room HVAC Unit, Manually Controlled by Guest | Commercial | Existing | Hospitals | FL Zone 2 | Space Cooling |  |  | 0 | Per end use consumption | [7 empty] | 0 | 0 | 0 |  |  | 15 |  |  |  | 0 | [8 empty] | 0 | 0 | 0 | 0 | 0 | 0 | 0 | [5 empty] | 0
FL Zone 2InstitutionalExisting |  | XXXXXXXX | Yes | Nonequipment | Hotel Card Energy Control Systems | Guest Room HVAC Unit Controlled by Hotel-Key-Card Activated Energy Control System | Guest Room HVAC Unit, Manually Controlled by Guest | Commercial | Existing | Institutional | FL Zone 2 | Space Cooling |  |  | 0 | Per end use consumption | [7 empty] | 0 | 0 | 0 |  |  | 15 |  |  |  | 0 | [8 empty] | 0 | 0 | 0 | 0 | 0 | 0 | 0 | [5 empty] | 0
FL Zone 2Lodging/HospitalityExisting |  | XXXXXXXX | Yes | Nonequipment | Hotel Card Energy Control Systems | Guest Room HVAC Unit Controlled by Hotel-Key-Card Activated Energy Control System | Guest Room HVAC Unit, Manually Controlled by Guest | Commercial | Existing | Lodging/Hospitality | FL Zone 2 | Space Cooling |  |  | 0 | Per end use consumption | [7 empty] | 11482.6527 | 10924.9264 | 557.7263 | 0.048571 |  | 15 |  |  |  | 557.7263 | [8 empty] | 0 | 0 | 0 | 0 | 0 | 0 | 0 | [5 empty] | 0
FL Zone 2MiscellaneousExisting |  | XXXXXXXX | Yes | Nonequipment | Hotel Card Energy Control Systems | Guest Room HVAC Unit Controlled by Hotel-Key-Card Activated Energy Control System | Guest Room HVAC Unit, Manually Controlled by Guest | Commercial | Existing | Miscellaneous | FL Zone 2 | Space Cooling |  |  | 0 | Per end use consumption | [7 empty] | 0 | 0 | 0 |  |  | 15 |  |  |  | 0 | [8 empty] | 0 | 0 | 0 | 0 | 0 | 0 | 0 | [5 empty] | 0
FL Zone 2OfficesExisting |  | XXXXXXXX | Yes | Nonequipment | Hotel Card Energy Control Systems | Guest Room HVAC Unit Controlled by Hotel-Key-Card Activated Energy Control System | Guest Room HVAC Unit, Manually Controlled by Guest | Commercial | Existing | Offices | FL Zone 2 | Space Cooling |  |  | 0 | Per end use consumption | [7 empty] | 0 | 0 | 0 |  |  | 15 |  |  |  | 0 | [8 empty] | 0 | 0 | 0 | 0 | 0 | 0 | 0 | [5 empty] | 0
FL Zone 2RestaurantsExisting |  | XXXXXXXX | Yes | Nonequipment | Hotel Card Energy Control Systems | Guest Room HVAC Unit Controlled by Hotel-Key-Card Activated Energy Control System | Guest Room HVAC Unit, Manually Controlled by Guest | Commercial | Existing | Restaurants | FL Zone 2 | Space Cooling |  |  | 0 | Per end use consumption | [7 empty] | 0 | 0 | 0 |  |  | 15 |  |  |  | 0 | [8 empty] | 0 | 0 | 0 | 0 | 0 | 0 | 0 | [5 empty] | 0
FL Zone 2RetailExisting |  | XXXXXXXX | Yes | Nonequipment | Hotel Card Energy Control Systems | Guest Room HVAC Unit Controlled by Hotel-Key-Card Activated Energy Control System | Guest Room HVAC Unit, Manually Controlled by Guest | Commercial | Existing | Retail | FL Zone 2 | Space Cooling |  |  | 0 | Per end use consumption | [7 empty] | 0 | 0 | 0 |  |  | 15 |  |  |  | 0 | [8 empty] | 0 | 0 | 0 | 0 | 0 | 0 | 0 | [5 empty] | 0
FL Zone 2Schools K-12Existing |  | XXXXXXXX | Yes | Nonequipment | Hotel Card Energy Control Systems | Guest Room HVAC Unit Controlled by Hotel-Key-Card Activated Energy Control System | Guest Room HVAC Unit, Manually Controlled by Guest | Commercial | Existing | Schools K-12 | FL Zone 2 | Space Cooling |  |  | 0 | Per end use consumption | [7 empty] | 0 | 0 | 0 |  |  | 15 |  |  |  | 0 | [8 empty] | 0 | 0 | 0 | 0 | 0 | 0 | 0 | [5 empty] | 0
FL Zone 2WarehouseExisting |  | XXXXXXXX | Yes | Nonequipment | Hotel Card Energy Control Systems | Guest Room HVAC Unit Controlled by Hotel-Key-Card Activated Energy Control System | Guest Room HVAC Unit, Manually Controlled by Guest | Commercial | Existing | Warehouse | FL Zone 2 | Space Cooling |  |  | 0 | Per end use consumption | [7 empty] | 0 | 0 | 0 |  |  | 15 |  |  |  | 0 | [8 empty] | 0 | 0 | 0 | 0 | 0 | 0 | 0 | [5 empty] | 0
FL Zone 2AssemblyNew |  | XXXXXXXX | Yes | Nonequipment | Hotel Card Energy Control Systems | Guest Room HVAC Unit Controlled by Hotel-Key-Card Activated Energy Control System | Guest Room HVAC Unit, Manually Controlled by Guest | Commercial | New | Assembly | FL Zone 2 | Space Cooling |  |  | 0 | Per end use consumption | [7 empty] | 0 | 0 | 0 |  |  | 15 |  |  |  | 0 | [8 empty] | 0 | 0 | 0 | 0 | 0 | 0 | 0 | [5 empty] | 0
FL Zone 2College and UniversityNew |  | XXXXXXXX | Yes | Nonequipment | Hotel Card Energy Control Systems | Guest Room HVAC Unit Controlled by Hotel-Key-Card Activated Energy Control System | Guest Room HVAC Unit, Manually Controlled by Guest | Commercial | New | College and University | FL Zone 2 | Space Cooling |  |  | 0 | Per end use consumption | [7 empty] | 0 | 0 | 0 |  |  | 15 |  |  |  | 0 | [8 empty] | 0 | 0 | 0 | 0 | 0 | 0 | 0 | [5 empty] | 0
FL Zone 2GroceryNew |  | XXXXXXXX | Yes | Nonequipment | Hotel Card Energy Control Systems | Guest Room HVAC Unit Controlled by Hotel-Key-Card Activated Energy Control System | Guest Room HVAC Unit, Manually Controlled by Guest | Commercial | New | Grocery | FL Zone 2 | Space Cooling |  |  | 0 | Per end use consumption | [7 empty] | 0 | 0 | 0 |  |  | 15 |  |  |  | 0 | [8 empty] | 0 | 0 | 0 | 0 | 0 | 0 | 0 | [5 empty] | 0
FL Zone 2HealthcareNew |  | XXXXXXXX | Yes | Nonequipment | Hotel Card Energy Control Systems | Guest Room HVAC Unit Controlled by Hotel-Key-Card Activated Energy Control System | Guest Room HVAC Unit, Manually Controlled by Guest | Commercial | New | Healthcare | FL Zone 2 | Space Cooling |  |  | 0 | Per end use consumption | [7 empty] | 0 | 0 | 0 |  |  | 15 |  |  |  | 0 | [8 empty] | 0 | 0 | 0 | 0 | 0 | 0 | 0 | [5 empty] | 0
FL Zone 2HospitalsNew |  | XXXXXXXX | Yes | Nonequipment | Hotel Card Energy Control Systems | Guest Room HVAC Unit Controlled by Hotel-Key-Card Activated Energy Control System | Guest Room HVAC Unit, Manually Controlled by Guest | Commercial | New | Hospitals | FL Zone 2 | Space Cooling |  |  | 0 | Per end use consumption | [7 empty] | 0 | 0 | 0 |  |  | 15 |  |  |  | 0 | [8 empty] | 0 | 0 | 0 | 0 | 0 | 0 | 0 | [5 empty] | 0
FL Zone 2InstitutionalNew |  | XXXXXXXX | Yes | Nonequipment | Hotel Card Energy Control Systems | Guest Room HVAC Unit Controlled by Hotel-Key-Card Activated Energy Control System | Guest Room HVAC Unit, Manually Controlled by Guest | Commercial | New | Institutional | FL Zone 2 | Space Cooling |  |  | 0 | Per end use consumption | [7 empty] | 0 | 0 | 0 |  |  | 15 |  |  |  | 0 | [8 empty] | 0 | 0 | 0 | 0 | 0 | 0 | 0 | [5 empty] | 0
FL Zone 2Lodging/HospitalityNew |  | XXXXXXXX | Yes | Nonequipment | Hotel Card Energy Control Systems | Guest Room HVAC Unit Controlled by Hotel-Key-Card Activated Energy Control System | Guest Room HVAC Unit, Manually Controlled by Guest | Commercial | New | Lodging/Hospitality | FL Zone 2 | Space Cooling |  |  | 0 | Per end use consumption | [7 empty] | 11482.6527 | 10924.9264 | 557.7263 | 0.048571 |  | 15 |  |  |  | 557.7263 | [8 empty] | 0 | 0 | 0 | 0 | 0 | 0 | 0 | [5 empty] | 0
FL Zone 2MiscellaneousNew |  | XXXXXXXX | Yes | Nonequipment | Hotel Card Energy Control Systems | Guest Room HVAC Unit Controlled by Hotel-Key-Card Activated Energy Control System | Guest Room HVAC Unit, Manually Controlled by Guest | Commercial | New | Miscellaneous | FL Zone 2 | Space Cooling |  |  | 0 | Per end use consumption | [7 empty] | 0 | 0 | 0 |  |  | 15 |  |  |  | 0 | [8 empty] | 0 | 0 | 0 | 0 | 0 | 0 | 0 | [5 empty] | 0
FL Zone 2OfficesNew |  | XXXXXXXX | Yes | Nonequipment | Hotel Card Energy Control Systems | Guest Room HVAC Unit Controlled by Hotel-Key-Card Activated Energy Control System | Guest Room HVAC Unit, Manually Controlled by Guest | Commercial | New | Offices | FL Zone 2 | Space Cooling |  |  | 0 | Per end use consumption | [7 empty] | 0 | 0 | 0 |  |  | 15 |  |  |  | 0 | [8 empty] | 0 | 0 | 0 | 0 | 0 | 0 | 0 | [5 empty] | 0
FL Zone 2RestaurantsNew |  | XXXXXXXX | Yes | Nonequipment | Hotel Card Energy Control Systems | Guest Room HVAC Unit Controlled by Hotel-Key-Card Activated Energy Control System | Guest Room HVAC Unit, Manually Controlled by Guest | Commercial | New | Restaurants | FL Zone 2 | Space Cooling |  |  | 0 | Per end use consumption | [7 empty] | 0 | 0 | 0 |  |  | 15 |  |  |  | 0 | [8 empty] | 0 | 0 | 0 | 0 | 0 | 0 | 0 | [5 empty] | 0
FL Zone 2RetailNew |  | XXXXXXXX | Yes | Nonequipment | Hotel Card Energy Control Systems | Guest Room HVAC Unit Controlled by Hotel-Key-Card Activated Energy Control System | Guest Room HVAC Unit, Manually Controlled by Guest | Commercial | New | Retail | FL Zone 2 | Space Cooling |  |  | 0 | Per end use consumption | [7 empty] | 0 | 0 | 0 |  |  | 15 |  |  |  | 0 | [8 empty] | 0 | 0 | 0 | 0 | 0 | 0 | 0 | [5 empty] | 0
FL Zone 2Schools K-12New |  | XXXXXXXX | Yes | Nonequipment | Hotel Card Energy Control Systems | Guest Room HVAC Unit Controlled by Hotel-Key-Card Activated Energy Control System | Guest Room HVAC Unit, Manually Controlled by Guest | Commercial | New | Schools K-12 | FL Zone 2 | Space Cooling |  |  | 0 | Per end use consumption | [7 empty] | 0 | 0 | 0 |  |  | 15 |  |  |  | 0 | [8 empty] | 0 | 0 | 0 | 0 | 0 | 0 | 0 | [5 empty] | 0
FL Zone 2WarehouseNew |  | XXXXXXXX | Yes | Nonequipment | Hotel Card Energy Control Systems | Guest Room HVAC Unit Controlled by Hotel-Key-Card Activated Energy Control System | Guest Room HVAC Unit, Manually Controlled by Guest | Commercial | New | Warehouse | FL Zone 2 | Space Cooling |  |  | 0 | Per end use consumption | [7 empty] | 0 | 0 | 0 |  |  | 15 |  |  |  | 0 | [8 empty] | 0 | 0 | 0 | 0 | 0 | 0 | 0 | [5 empty] | 0
FL Zone 2AssemblyExisting |  | XXXXXXXX | Yes | Nonequipment | Hotel Card Energy Control Systems | Guest Room HVAC Unit Controlled by Hotel-Key-Card Activated Energy Control System | Guest Room HVAC Unit, Manually Controlled by Guest | Commercial | Existing | Assembly | FL Zone 2 | Space Heating |  |  | 0 | Per end use consumption | [7 empty] | 0 | 0 | 0 |  |  | 15 |  |  |  | 0 | [8 empty] | 0 | 0 | 0 | 0 | 0 | 0 | 0 | [5 empty] | 0
FL Zone 2College and UniversityExisting |  | XXXXXXXX | Yes | Nonequipment | Hotel Card Energy Control Systems | Guest Room HVAC Unit Controlled by Hotel-Key-Card Activated Energy Control System | Guest Room HVAC Unit, Manually Controlled by Guest | Commercial | Existing | College and University | FL Zone 2 | Space Heating |  |  | 0 | Per end use consumption | [7 empty] | 0 | 0 | 0 |  |  | 15 |  |  |  | 0 | [8 empty] | 0 | 0 | 0 | 0 | 0 | 0 | 0 | [5 empty] | 0
FL Zone 2GroceryExisting |  | XXXXXXXX | Yes | Nonequipment | Hotel Card Energy Control Systems | Guest Room HVAC Unit Controlled by Hotel-Key-Card Activated Energy Control System | Guest Room HVAC Unit, Manually Controlled by Guest | Commercial | Existing | Grocery | FL Zone 2 | Space Heating |  |  | 0 | Per end use consumption | [7 empty] | 0 | 0 | 0 |  |  | 15 |  |  |  | 0 | [8 empty] | 0 | 0 | 0 | 0 | 0 | 0 | 0 | [5 empty] | 0
FL Zone 2HealthcareExisting |  | XXXXXXXX | Yes | Nonequipment | Hotel Card Energy Control Systems | Guest Room HVAC Unit Controlled by Hotel-Key-Card Activated Energy Control System | Guest Room HVAC Unit, Manually Controlled by Guest | Commercial | Existing | Healthcare | FL Zone 2 | Space Heating |  |  | 0 | Per end use consumption | [7 empty] | 0 | 0 | 0 |  |  | 15 |  |  |  | 0 | [8 empty] | 0 | 0 | 0 | 0 | 0 | 0 | 0 | [5 empty] | 0
FL Zone 2HospitalsExisting |  | XXXXXXXX | Yes | Nonequipment | Hotel Card Energy Control Systems | Guest Room HVAC Unit Controlled by Hotel-Key-Card Activated Energy Control System | Guest Room HVAC Unit, Manually Controlled by Guest | Commercial | Existing | Hospitals | FL Zone 2 | Space Heating |  |  | 0 | Per end use consumption | [7 empty] | 0 | 0 | 0 |  |  | 15 |  |  |  | 0 | [8 empty] | 0 | 0 | 0 | 0 | 0 | 0 | 0 | [5 empty] | 0
FL Zone 2InstitutionalExisting |  | XXXXXXXX | Yes | Nonequipment | Hotel Card Energy Control Systems | Guest Room HVAC Unit Controlled by Hotel-Key-Card Activated Energy Control System | Guest Room HVAC Unit, Manually Controlled by Guest | Commercial | Existing | Institutional | FL Zone 2 | Space Heating |  |  | 0 | Per end use consumption | [7 empty] | 0 | 0 | 0 |  |  | 15 |  |  |  | 0 | [8 empty] | 0 | 0 | 0 | 0 | 0 | 0 | 0 | [5 empty] | 0
FL Zone 2Lodging/HospitalityExisting |  | XXXXXXXX | Yes | Nonequipment | Hotel Card Energy Control Systems | Guest Room HVAC Unit Controlled by Hotel-Key-Card Activated Energy Control System | Guest Room HVAC Unit, Manually Controlled by Guest | Commercial | Existing | Lodging/Hospitality | FL Zone 2 | Space Heating |  |  | 0 | Per end use consumption | [7 empty] | 76.0468 | 72.3531 | 3.6937 | 0.048571 |  | 15 |  |  |  | 3.6937 | [8 empty] | 0 | 0 | 0 | 0 | 0 | 0 | 0 | [5 empty] | 0
FL Zone 2MiscellaneousExisting |  | XXXXXXXX | Yes | Nonequipment | Hotel Card Energy Control Systems | Guest Room HVAC Unit Controlled by Hotel-Key-Card Activated Energy Control System | Guest Room HVAC Unit, Manually Controlled by Guest | Commercial | Existing | Miscellaneous | FL Zone 2 | Space Heating |  |  | 0 | Per end use consumption | [7 empty] | 0 | 0 | 0 |  |  | 15 |  |  |  | 0 | [8 empty] | 0 | 0 | 0 | 0 | 0 | 0 | 0 | [5 empty] | 0
FL Zone 2OfficesExisting |  | XXXXXXXX | Yes | Nonequipment | Hotel Card Energy Control Systems | Guest Room HVAC Unit Controlled by Hotel-Key-Card Activated Energy Control System | Guest Room HVAC Unit, Manually Controlled by Guest | Commercial | Existing | Offices | FL Zone 2 | Space Heating |  |  | 0 | Per end use consumption | [7 empty] | 0 | 0 | 0 |  |  | 15 |  |  |  | 0 | [8 empty] | 0 | 0 | 0 | 0 | 0 | 0 | 0 | [5 empty] | 0
FL Zone 2RestaurantsExisting |  | XXXXXXXX | Yes | Nonequipment | Hotel Card Energy Control Systems | Guest Room HVAC Unit Controlled by Hotel-Key-Card Activated Energy Control System | Guest Room HVAC Unit, Manually Controlled by Guest | Commercial | Existing | Restaurants | FL Zone 2 | Space Heating |  |  | 0 | Per end use consumption | [7 empty] | 0 | 0 | 0 |  |  | 15 |  |  |  | 0 | [8 empty] | 0 | 0 | 0 | 0 | 0 | 0 | 0 | [5 empty] | 0
FL Zone 2RetailExisting |  | XXXXXXXX | Yes | Nonequipment | Hotel Card Energy Control Systems | Guest Room HVAC Unit Controlled by Hotel-Key-Card Activated Energy Control System | Guest Room HVAC Unit, Manually Controlled by Guest | Commercial | Existing | Retail | FL Zone 2 | Space Heating |  |  | 0 | Per end use consumption | [7 empty] | 0 | 0 | 0 |  |  | 15 |  |  |  | 0 | [8 empty] | 0 | 0 | 0 | 0 | 0 | 0 | 0 | [5 empty] | 0
FL Zone 2Schools K-12Existing |  | XXXXXXXX | Yes | Nonequipment | Hotel Card Energy Control Systems | Guest Room HVAC Unit Controlled by Hotel-Key-Card Activated Energy Control System | Guest Room HVAC Unit, Manually Controlled by Guest | Commercial | Existing | Schools K-12 | FL Zone 2 | Space Heating |  |  | 0 | Per end use consumption | [7 empty] | 0 | 0 | 0 |  |  | 15 |  |  |  | 0 | [8 empty] | 0 | 0 | 0 | 0 | 0 | 0 | 0 | [5 empty] | 0
FL Zone 2WarehouseExisting |  | XXXXXXXX | Yes | Nonequipment | Hotel Card Energy Control Systems | Guest Room HVAC Unit Controlled by Hotel-Key-Card Activated Energy Control System | Guest Room HVAC Unit, Manually Controlled by Guest | Commercial | Existing | Warehouse | FL Zone 2 | Space Heating |  |  | 0 | Per end use consumption | [7 empty] | 0 | 0 | 0 |  |  | 15 |  |  |  | 0 | [8 empty] | 0 | 0 | 0 | 0 | 0 | 0 | 0 | [5 empty] | 0
FL Zone 2AssemblyNew |  | XXXXXXXX | Yes | Nonequipment | Hotel Card Energy Control Systems | Guest Room HVAC Unit Controlled by Hotel-Key-Card Activated Energy Control System | Guest Room HVAC Unit, Manually Controlled by Guest | Commercial | New | Assembly | FL Zone 2 | Space Heating |  |  | 0 | Per end use consumption | [7 empty] | 0 | 0 | 0 |  |  | 15 |  |  |  | 0 | [8 empty] | 0 | 0 | 0 | 0 | 0 | 0 | 0 | [5 empty] | 0
FL Zone 2College and UniversityNew |  | XXXXXXXX | Yes | Nonequipment | Hotel Card Energy Control Systems | Guest Room HVAC Unit Controlled by Hotel-Key-Card Activated Energy Control System | Guest Room HVAC Unit, Manually Controlled by Guest | Commercial | New | College and University | FL Zone 2 | Space Heating |  |  | 0 | Per end use consumption | [7 empty] | 0 | 0 | 0 |  |  | 15 |  |  |  | 0 | [8 empty] | 0 | 0 | 0 | 0 | 0 | 0 | 0 | [5 empty] | 0
FL Zone 2GroceryNew |  | XXXXXXXX | Yes | Nonequipment | Hotel Card Energy Control Systems | Guest Room HVAC Unit Controlled by Hotel-Key-Card Activated Energy Control System | Guest Room HVAC Unit, Manually Controlled by Guest | Commercial | New | Grocery | FL Zone 2 | Space Heating |  |  | 0 | Per end use consumption | [7 empty] | 0 | 0 | 0 |  |  | 15 |  |  |  | 0 | [8 empty] | 0 | 0 | 0 | 0 | 0 | 0 | 0 | [5 empty] | 0
FL Zone 2HealthcareNew |  | XXXXXXXX | Yes | Nonequipment | Hotel Card Energy Control Systems | Guest Room HVAC Unit Controlled by Hotel-Key-Card Activated Energy Control System | Guest Room HVAC Unit, Manually Controlled by Guest | Commercial | New | Healthcare | FL Zone 2 | Space Heating |  |  | 0 | Per end use consumption | [7 empty] | 0 | 0 | 0 |  |  | 15 |  |  |  | 0 | [8 empty] | 0 | 0 | 0 | 0 | 0 | 0 | 0 | [5 empty] | 0
FL Zone 2HospitalsNew |  | XXXXXXXX | Yes | Nonequipment | Hotel Card Energy Control Systems | Guest Room HVAC Unit Controlled by Hotel-Key-Card Activated Energy Control System | Guest Room HVAC Unit, Manually Controlled by Guest | Commercial | New | Hospitals | FL Zone 2 | Space Heating |  |  | 0 | Per end use consumption | [7 empty] | 0 | 0 | 0 |  |  | 15 |  |  |  | 0 | [8 empty] | 0 | 0 | 0 | 0 | 0 | 0 | 0 | [5 empty] | 0
FL Zone 2InstitutionalNew |  | XXXXXXXX | Yes | Nonequipment | Hotel Card Energy Control Systems | Guest Room HVAC Unit Controlled by Hotel-Key-Card Activated Energy Control System | Guest Room HVAC Unit, Manually Controlled by Guest | Commercial | New | Institutional | FL Zone 2 | Space Heating |  |  | 0 | Per end use consumption | [7 empty] | 0 | 0 | 0 |  |  | 15 |  |  |  | 0 | [8 empty] | 0 | 0 | 0 | 0 | 0 | 0 | 0 | [5 empty] | 0
FL Zone 2Lodging/HospitalityNew |  | XXXXXXXX | Yes | Nonequipment | Hotel Card Energy Control Systems | Guest Room HVAC Unit Controlled by Hotel-Key-Card Activated Energy Control System | Guest Room HVAC Unit, Manually Controlled by Guest | Commercial | New | Lodging/Hospitality | FL Zone 2 | Space Heating |  |  | 0 | Per end use consumption | [7 empty] | 76.0468 | 72.3531 | 3.6937 | 0.048571 |  | 15 |  |  |  | 3.6937 | [8 empty] | 0 | 0 | 0 | 0 | 0 | 0 | 0 | [5 empty] | 0
FL Zone 2MiscellaneousNew |  | XXXXXXXX | Yes | Nonequipment | Hotel Card Energy Control Systems | Guest Room HVAC Unit Controlled by Hotel-Key-Card Activated Energy Control System | Guest Room HVAC Unit, Manually Controlled by Guest | Commercial | New | Miscellaneous | FL Zone 2 | Space Heating |  |  | 0 | Per end use consumption | [7 empty] | 0 | 0 | 0 |  |  | 15 |  |  |  | 0 | [8 empty] | 0 | 0 | 0 | 0 | 0 | 0 | 0 | [5 empty] | 0
FL Zone 2OfficesNew |  | XXXXXXXX | Yes | Nonequipment | Hotel Card Energy Control Systems | Guest Room HVAC Unit Controlled by Hotel-Key-Card Activated Energy Control System | Guest Room HVAC Unit, Manually Controlled by Guest | Commercial | New | Offices | FL Zone 2 | Space Heating |  |  | 0 | Per end use consumption | [7 empty] | 0 | 0 | 0 |  |  | 15 |  |  |  | 0 | [8 empty] | 0 | 0 | 0 | 0 | 0 | 0 | 0 | [5 empty] | 0
FL Zone 2RestaurantsNew |  | XXXXXXXX | Yes | Nonequipment | Hotel Card Energy Control Systems | Guest Room HVAC Unit Controlled by Hotel-Key-Card Activated Energy Control System | Guest Room HVAC Unit, Manually Controlled by Guest | Commercial | New | Restaurants | FL Zone 2 | Space Heating |  |  | 0 | Per end use consumption | [7 empty] | 0 | 0 | 0 |  |  | 15 |  |  |  | 0 | [8 empty] | 0 | 0 | 0 | 0 | 0 | 0 | 0 | [5 empty] | 0
FL Zone 2RetailNew |  | XXXXXXXX | Yes | Nonequipment | Hotel Card Energy Control Systems | Guest Room HVAC Unit Controlled by Hotel-Key-Card Activated Energy Control System | Guest Room HVAC Unit, Manually Controlled by Guest | Commercial | New | Retail | FL Zone 2 | Space Heating |  |  | 0 | Per end use consumption | [7 empty] | 0 | 0 | 0 |  |  | 15 |  |  |  | 0 | [8 empty] | 0 | 0 | 0 | 0 | 0 | 0 | 0 | [5 empty] | 0
FL Zone 2Schools K-12New |  | XXXXXXXX | Yes | Nonequipment | Hotel Card Energy Control Systems | Guest Room HVAC Unit Controlled by Hotel-Key-Card Activated Energy Control System | Guest Room HVAC Unit, Manually Controlled by Guest | Commercial | New | Schools K-12 | FL Zone 2 | Space Heating |  |  | 0 | Per end use consumption | [7 empty] | 0 | 0 | 0 |  |  | 15 |  |  |  | 0 | [8 empty] | 0 | 0 | 0 | 0 | 0 | 0 | 0 | [5 empty] | 0
FL Zone 2WarehouseNew |  | XXXXXXXX | Yes | Nonequipment | Hotel Card Energy Control Systems | Guest Room HVAC Unit Controlled by Hotel-Key-Card Activated Energy Control System | Guest Room HVAC Unit, Manually Controlled by Guest | Commercial | New | Warehouse | FL Zone 2 | Space Heating |  |  | 0 | Per end use consumption | [7 empty] | 0 | 0 | 0 |  |  | 15 |  |  |  | 0 | [8 empty] | 0 | 0 | 0 | 0 | 0 | 0 | 0 | [5 empty] | 0
FL Zone 2AssemblyExisting |  | XXXXXXXX | Yes | Nonequipment | HVAC tune-up | PTAC/PTHP system tune-up, including coil cleaning, refrigerant charging, and other diagnostics | Existing PTAC/PTHP without Regular Maintenance/tune-up | Commercial | Existing | Assembly | FL Zone 2 | Space Cooling |  |  | 0 | Per Unit | [7 empty] | 3475.6431 | 3301.861 | 173.7822 | 0.05 |  | 5 |  |  |  | 173.7822 | [8 empty] | 0 | 0 | 0 | 0 | 0 | 0 | 0 | [5 empty] | 0
FL Zone 2College and UniversityExisting |  | XXXXXXXX | Yes | Nonequipment | HVAC tune-up | PTAC/PTHP system tune-up, including coil cleaning, refrigerant charging, and other diagnostics | Existing PTAC/PTHP without Regular Maintenance/tune-up | Commercial | Existing | College and University | FL Zone 2 | Space Cooling |  |  | 0 | Per Unit | [7 empty] | 3855.9163 | 3663.1205 | 192.7958 | 0.05 |  | 5 |  |  |  | 192.7958 | [8 empty] | 0 | 0 | 0 | 0 | 0 | 0 | 0 | [5 empty] | 0
FL Zone 2GroceryExisting |  | XXXXXXXX | Yes | Nonequipment | HVAC tune-up | PTAC/PTHP system tune-up, including coil cleaning, refrigerant charging, and other diagnostics | Existing PTAC/PTHP without Regular Maintenance/tune-up | Commercial | Existing | Grocery | FL Zone 2 | Space Cooling |  |  | 0 | Per Unit | [7 empty] | 1919.9804 | 1823.9814 | 95.999 | 0.05 |  | 5 |  |  |  | 95.999 | [8 empty] | 0 | 0 | 0 | 0 | 0 | 0 | 0 | [5 empty] | 0
FL Zone 2HealthcareExisting |  | XXXXXXXX | Yes | Nonequipment | HVAC tune-up | PTAC/PTHP system tune-up, including coil cleaning, refrigerant charging, and other diagnostics | Existing PTAC/PTHP without Regular Maintenance/tune-up | Commercial | Existing | Healthcare | FL Zone 2 | Space Cooling |  |  | 0 | Per Unit | [7 empty] | 7562.9144 | 7184.7687 | 378.1457 | 0.05 |  | 5 |  |  |  | 378.1457 | [8 empty] | 0 | 0 | 0 | 0 | 0 | 0 | 0 | [5 empty] | 0
FL Zone 2HospitalsExisting |  | XXXXXXXX | Yes | Nonequipment | HVAC tune-up | PTAC/PTHP system tune-up, including coil cleaning, refrigerant charging, and other diagnostics | Existing PTAC/PTHP without Regular Maintenance/tune-up | Commercial | Existing | Hospitals | FL Zone 2 | Space Cooling |  |  | 0 | Per Unit | [7 empty] | 7164.0265 | 6805.8252 | 358.2013 | 0.05 |  | 5 |  |  |  | 358.2013 | [8 empty] | 0 | 0 | 0 | 0 | 0 | 0 | 0 | [5 empty] | 0
FL Zone 2InstitutionalExisting |  | XXXXXXXX | Yes | Nonequipment | HVAC tune-up | PTAC/PTHP system tune-up, including coil cleaning, refrigerant charging, and other diagnostics | Existing PTAC/PTHP without Regular Maintenance/tune-up | Commercial | Existing | Institutional | FL Zone 2 | Space Cooling |  |  | 0 | Per Unit | [7 empty] | 1877.4323 | 1783.5607 | 93.8716 | 0.05 |  | 5 |  |  |  | 93.8716 | [8 empty] | 0 | 0 | 0 | 0 | 0 | 0 | 0 | [5 empty] | 0
FL Zone 2Lodging/HospitalityExisting |  | XXXXXXXX | Yes | Nonequipment | HVAC tune-up | PTAC/PTHP system tune-up, including coil cleaning, refrigerant charging, and other diagnostics | Existing PTAC/PTHP without Regular Maintenance/tune-up | Commercial | Existing | Lodging/Hospitality | FL Zone 2 | Space Cooling |  |  | 0 | Per Unit | [7 empty] | 5741.3264 | 5454.26 | 287.0663 | 0.05 |  | 5 |  |  |  | 287.0663 | [8 empty] | 0 | 0 | 0 | 0 | 0 | 0 | 0 | [5 empty] | 0
FL Zone 2MiscellaneousExisting |  | XXXXXXXX | Yes | Nonequipment | HVAC tune-up | PTAC/PTHP system tune-up, including coil cleaning, refrigerant charging, and other diagnostics | Existing PTAC/PTHP without Regular Maintenance/tune-up | Commercial | Existing | Miscellaneous | FL Zone 2 | Space Cooling |  |  | 0 | Per Unit | [7 empty] | 1941.2544 | 1844.1917 | 97.0627 | 0.05 |  | 5 |  |  |  | 97.0627 | [8 empty] | 0 | 0 | 0 | 0 | 0 | 0 | 0 | [5 empty] | 0
FL Zone 2OfficesExisting |  | XXXXXXXX | Yes | Nonequipment | HVAC tune-up | PTAC/PTHP system tune-up, including coil cleaning, refrigerant charging, and other diagnostics | Existing PTAC/PTHP without Regular Maintenance/tune-up | Commercial | Existing | Offices | FL Zone 2 | Space Cooling |  |  | 0 | Per Unit | [7 empty] | 3911.7606 | 3716.1725 | 195.588 | 0.05 |  | 5 |  |  |  | 195.588 | [8 empty] | 0 | 0 | 0 | 0 | 0 | 0 | 0 | [5 empty] | 0
FL Zone 2RestaurantsExisting |  | XXXXXXXX | Yes | Nonequipment | HVAC tune-up | PTAC/PTHP system tune-up, including coil cleaning, refrigerant charging, and other diagnostics | Existing PTAC/PTHP without Regular Maintenance/tune-up | Commercial | Existing | Restaurants | FL Zone 2 | Space Cooling |  |  | 0 | Per Unit | [7 empty] | 5632.297 | 5350.6821 | 281.6148 | 0.05 |  | 5 |  |  |  | 281.6148 | [8 empty] | 0 | 0 | 0 | 0 | 0 | 0 | 0 | [5 empty] | 0
FL Zone 2RetailExisting |  | XXXXXXXX | Yes | Nonequipment | HVAC tune-up | PTAC/PTHP system tune-up, including coil cleaning, refrigerant charging, and other diagnostics | Existing PTAC/PTHP without Regular Maintenance/tune-up | Commercial | Existing | Retail | FL Zone 2 | Space Cooling |  |  | 0 | Per Unit | [7 empty] | 4414.3593 | 4193.6413 | 220.718 | 0.05 |  | 5 |  |  |  | 220.718 | [8 empty] | 0 | 0 | 0 | 0 | 0 | 0 | 0 | [5 empty] | 0
FL Zone 2Schools K-12Existing |  | XXXXXXXX | Yes | Nonequipment | HVAC tune-up | PTAC/PTHP system tune-up, including coil cleaning, refrigerant charging, and other diagnostics | Existing PTAC/PTHP without Regular Maintenance/tune-up | Commercial | Existing | Schools K-12 | FL Zone 2 | Space Cooling |  |  | 0 | Per Unit | [7 empty] | 3837.3015 | 3645.4364 | 191.8651 | 0.05 |  | 5 |  |  |  | 191.8651 | [8 empty] | 0 | 0 | 0 | 0 | 0 | 0 | 0 | [5 empty] | 0
FL Zone 2WarehouseExisting |  | XXXXXXXX | Yes | Nonequipment | HVAC tune-up | PTAC/PTHP system tune-up, including coil cleaning, refrigerant charging, and other diagnostics | Existing PTAC/PTHP without Regular Maintenance/tune-up | Commercial | Existing | Warehouse | FL Zone 2 | Space Cooling |  |  | 0 | Per Unit | [7 empty] | 842.9831 | 800.8339 | 42.1492 | 0.05 |  | 5 |  |  |  | 42.1492 | [8 empty] | 0 | 0 | 0 | 0 | 0 | 0 | 0 | [5 empty] | 0
FL Zone 2AssemblyNew |  | XXXXXXXX | Yes | Nonequipment | HVAC tune-up | PTAC/PTHP system tune-up, including coil cleaning, refrigerant charging, and other diagnostics | Existing PTAC/PTHP without Regular Maintenance/tune-up | Commercial | New | Assembly | FL Zone 2 | Space Cooling |  |  | 0 | Per Unit | [7 empty] | 3475.6431 | 3301.861 | 173.7822 | 0.05 |  | 5 |  |  |  | 173.7822 | [8 empty] | 0 | 0 | 0 | 0 | 0 | 0 | 0 | [5 empty] | 0
FL Zone 2College and UniversityNew |  | XXXXXXXX | Yes | Nonequipment | HVAC tune-up | PTAC/PTHP system tune-up, including coil cleaning, refrigerant charging, and other diagnostics | Existing PTAC/PTHP without Regular Maintenance/tune-up | Commercial | New | College and University | FL Zone 2 | Space Cooling |  |  | 0 | Per Unit | [7 empty] | 3855.9163 | 3663.1205 | 192.7958 | 0.05 |  | 5 |  |  |  | 192.7958 | [8 empty] | 0 | 0 | 0 | 0 | 0 | 0 | 0 | [5 empty] | 0
FL Zone 2GroceryNew |  | XXXXXXXX | Yes | Nonequipment | HVAC tune-up | PTAC/PTHP system tune-up, including coil cleaning, refrigerant charging, and other diagnostics | Existing PTAC/PTHP without Regular Maintenance/tune-up | Commercial | New | Grocery | FL Zone 2 | Space Cooling |  |  | 0 | Per Unit | [7 empty] | 1919.9804 | 1823.9814 | 95.999 | 0.05 |  | 5 |  |  |  | 95.999 | [8 empty] | 0 | 0 | 0 | 0 | 0 | 0 | 0 | [5 empty] | 0
FL Zone 2HealthcareNew |  | XXXXXXXX | Yes | Nonequipment | HVAC tune-up | PTAC/PTHP system tune-up, including coil cleaning, refrigerant charging, and other diagnostics | Existing PTAC/PTHP without Regular Maintenance/tune-up | Commercial | New | Healthcare | FL Zone 2 | Space Cooling |  |  | 0 | Per Unit | [7 empty] | 7562.9144 | 7184.7687 | 378.1457 | 0.05 |  | 5 |  |  |  | 378.1457 | [8 empty] | 0 | 0 | 0 | 0 | 0 | 0 | 0 | [5 empty] | 0
FL Zone 2HospitalsNew |  | XXXXXXXX | Yes | Nonequipment | HVAC tune-up | PTAC/PTHP system tune-up, including coil cleaning, refrigerant charging, and other diagnostics | Existing PTAC/PTHP without Regular Maintenance/tune-up | Commercial | New | Hospitals | FL Zone 2 | Space Cooling |  |  | 0 | Per Unit | [7 empty] | 7164.0265 | 6805.8252 | 358.2013 | 0.05 |  | 5 |  |  |  | 358.2013 | [8 empty] | 0 | 0 | 0 | 0 | 0 | 0 | 0 | [5 empty] | 0
FL Zone 2InstitutionalNew |  | XXXXXXXX | Yes | Nonequipment | HVAC tune-up | PTAC/PTHP system tune-up, including coil cleaning, refrigerant charging, and other diagnostics | Existing PTAC/PTHP without Regular Maintenance/tune-up | Commercial | New | Institutional | FL Zone 2 | Space Cooling |  |  | 0 | Per Unit | [7 empty] | 1877.4323 | 1783.5607 | 93.8716 | 0.05 |  | 5 |  |  |  | 93.8716 | [8 empty] | 0 | 0 | 0 | 0 | 0 | 0 | 0 | [5 empty] | 0
FL Zone 2Lodging/HospitalityNew |  | XXXXXXXX | Yes | Nonequipment | HVAC tune-up | PTAC/PTHP system tune-up, including coil cleaning, refrigerant charging, and other diagnostics | Existing PTAC/PTHP without Regular Maintenance/tune-up | Commercial | New | Lodging/Hospitality | FL Zone 2 | Space Cooling |  |  | 0 | Per Unit | [7 empty] | 5741.3264 | 5454.26 | 287.0663 | 0.05 |  | 5 |  |  |  | 287.0663 | [8 empty] | 0 | 0 | 0 | 0 | 0 | 0 | 0 | [5 empty] | 0
FL Zone 2MiscellaneousNew |  | XXXXXXXX | Yes | Nonequipment | HVAC tune-up | PTAC/PTHP system tune-up, including coil cleaning, refrigerant charging, and other diagnostics | Existing PTAC/PTHP without Regular Maintenance/tune-up | Commercial | New | Miscellaneous | FL Zone 2 | Space Cooling |  |  | 0 | Per Unit | [7 empty] | 1941.2544 | 1844.1917 | 97.0627 | 0.05 |  | 5 |  |  |  | 97.0627 | [8 empty] | 0 | 0 | 0 | 0 | 0 | 0 | 0 | [5 empty] | 0
FL Zone 2OfficesNew |  | XXXXXXXX | Yes | Nonequipment | HVAC tune-up | PTAC/PTHP system tune-up, including coil cleaning, refrigerant charging, and other diagnostics | Existing PTAC/PTHP without Regular Maintenance/tune-up | Commercial | New | Offices | FL Zone 2 | Space Cooling |  |  | 0 | Per Unit | [7 empty] | 3911.7606 | 3716.1725 | 195.588 | 0.05 |  | 5 |  |  |  | 195.588 | [8 empty] | 0 | 0 | 0 | 0 | 0 | 0 | 0 | [5 empty] | 0
FL Zone 2RestaurantsNew |  | XXXXXXXX | Yes | Nonequipment | HVAC tune-up | PTAC/PTHP system tune-up, including coil cleaning, refrigerant charging, and other diagnostics | Existing PTAC/PTHP without Regular Maintenance/tune-up | Commercial | New | Restaurants | FL Zone 2 | Space Cooling |  |  | 0 | Per Unit | [7 empty] | 5632.297 | 5350.6821 | 281.6148 | 0.05 |  | 5 |  |  |  | 281.6148 | [8 empty] | 0 | 0 | 0 | 0 | 0 | 0 | 0 | [5 empty] | 0
FL Zone 2RetailNew |  | XXXXXXXX | Yes | Nonequipment | HVAC tune-up | PTAC/PTHP system tune-up, including coil cleaning, refrigerant charging, and other diagnostics | Existing PTAC/PTHP without Regular Maintenance/tune-up | Commercial | New | Retail | FL Zone 2 | Space Cooling |  |  | 0 | Per Unit | [7 empty] | 4414.3593 | 4193.6413 | 220.718 | 0.05 |  | 5 |  |  |  | 220.718 | [8 empty] | 0 | 0 | 0 | 0 | 0 | 0 | 0 | [5 empty] | 0
FL Zone 2Schools K-12New |  | XXXXXXXX | Yes | Nonequipment | HVAC tune-up | PTAC/PTHP system tune-up, including coil cleaning, refrigerant charging, and other diagnostics | Existing PTAC/PTHP without Regular Maintenance/tune-up | Commercial | New | Schools K-12 | FL Zone 2 | Space Cooling |  |  | 0 | Per Unit | [7 empty] | 3837.3015 | 3645.4364 | 191.8651 | 0.05 |  | 5 |  |  |  | 191.8651 | [8 empty] | 0 | 0 | 0 | 0 | 0 | 0 | 0 | [5 empty] | 0
FL Zone 2WarehouseNew |  | XXXXXXXX | Yes | Nonequipment | HVAC tune-up | PTAC/PTHP system tune-up, including coil cleaning, refrigerant charging, and other diagnostics | Existing PTAC/PTHP without Regular Maintenance/tune-up | Commercial | New | Warehouse | FL Zone 2 | Space Cooling |  |  | 0 | Per Unit | [7 empty] | 842.9831 | 800.8339 | 42.1492 | 0.05 |  | 5 |  |  |  | 42.1492 | [8 empty] | 0 | 0 | 0 | 0 | 0 | 0 | 0 | [5 empty] | 0
FL Zone 2AssemblyExisting |  | XXXXXXXX | Yes | Nonequipment | HVAC tune-up_RTU | Rooftop Unit (RTU) System tune-up, including coil cleaning, refrigerant charging, and other diagnostics | Existing typical RTU without Regular Maintenance/tune-up | Commercial | Existing | Assembly | FL Zone 2 | Space Cooling |  |  | 0 | Per Unit | [7 empty] | 15686.1986 | 14901.8887 | 784.3099 | 0.05 |  | 5 |  |  |  | 868.9108 | [8 empty] | 0 | 0 | 0 | 0 | 0 | 0 | 0 | [5 empty] | 0
FL Zone 2College and UniversityExisting |  | XXXXXXXX | Yes | Nonequipment | HVAC tune-up_RTU | Rooftop Unit (RTU) System tune-up, including coil cleaning, refrigerant charging, and other diagnostics | Existing typical RTU without Regular Maintenance/tune-up | Commercial | Existing | College and University | FL Zone 2 | Space Cooling |  |  | 0 | Per Unit | [7 empty] | 17402.4392 | 16532.3172 | 870.122 | 0.05 |  | 5 |  |  |  | 963.9791 | [8 empty] | 0 | 0 | 0 | 0 | 0 | 0 | 0 | [5 empty] | 0
FL Zone 2GroceryExisting |  | XXXXXXXX | Yes | Nonequipment | HVAC tune-up_RTU | Rooftop Unit (RTU) System tune-up, including coil cleaning, refrigerant charging, and other diagnostics | Existing typical RTU without Regular Maintenance/tune-up | Commercial | Existing | Grocery | FL Zone 2 | Space Cooling |  |  | 0 | Per Unit | [7 empty] | 8665.2145 | 8231.9538 | 433.2607 | 0.05 |  | 5 |  |  |  | 479.9951 | [8 empty] | 0 | 0 | 0 | 0 | 0 | 0 | 0 | [5 empty] | 0
FL Zone 2HealthcareExisting |  | XXXXXXXX | Yes | Nonequipment | HVAC tune-up_RTU | Rooftop Unit (RTU) System tune-up, including coil cleaning, refrigerant charging, and other diagnostics | Existing typical RTU without Regular Maintenance/tune-up | Commercial | Existing | Healthcare | FL Zone 2 | Space Cooling |  |  | 0 | Per Unit | [7 empty] | 34132.7841 | 32426.1449 | 1706.6392 | 0.05 |  | 5 |  |  |  | 1890.7286 | [8 empty] | 0 | 0 | 0 | 0 | 0 | 0 | 0 | [5 empty] | 0
FL Zone 2HospitalsExisting |  | XXXXXXXX | Yes | Nonequipment | HVAC tune-up_RTU | Rooftop Unit (RTU) System tune-up, including coil cleaning, refrigerant charging, and other diagnostics | Existing typical RTU without Regular Maintenance/tune-up | Commercial | Existing | Hospitals | FL Zone 2 | Space Cooling |  |  | 0 | Per Unit | [7 empty] | 32332.5318 | 30715.9052 | 1616.6266 | 0.05 |  | 5 |  |  |  | 1791.0066 | [8 empty] | 0 | 0 | 0 | 0 | 0 | 0 | 0 | [5 empty] | 0
FL Zone 2InstitutionalExisting |  | XXXXXXXX | Yes | Nonequipment | HVAC tune-up_RTU | Rooftop Unit (RTU) System tune-up, including coil cleaning, refrigerant charging, and other diagnostics | Existing typical RTU without Regular Maintenance/tune-up | Commercial | Existing | Institutional | FL Zone 2 | Space Cooling |  |  | 0 | Per Unit | [7 empty] | 8473.1876 | 8049.5282 | 423.6594 | 0.05 |  | 5 |  |  |  | 469.3581 | [8 empty] | 0 | 0 | 0 | 0 | 0 | 0 | 0 | [5 empty] | 0
FL Zone 2Lodging/HospitalityExisting |  | XXXXXXXX | Yes | Nonequipment | HVAC tune-up_RTU | Rooftop Unit (RTU) System tune-up, including coil cleaning, refrigerant charging, and other diagnostics | Existing typical RTU without Regular Maintenance/tune-up | Commercial | Existing | Lodging/Hospitality | FL Zone 2 | Space Cooling |  |  | 0 | Per Unit | [7 empty] | 25911.6318 | 24616.0502 | 1295.5816 | 0.05 |  | 5 |  |  |  | 1435.3316 | [8 empty] | 0 | 0 | 0 | 0 | 0 | 0 | 0 | [5 empty] | 0
FL Zone 2MiscellaneousExisting |  | XXXXXXXX | Yes | Nonequipment | HVAC tune-up_RTU | Rooftop Unit (RTU) System tune-up, including coil cleaning, refrigerant charging, and other diagnostics | Existing typical RTU without Regular Maintenance/tune-up | Commercial | Existing | Miscellaneous | FL Zone 2 | Space Cooling |  |  | 0 | Per Unit | [7 empty] | 8761.228 | 8323.1666 | 438.0614 | 0.05 |  | 5 |  |  |  | 485.3136 | [8 empty] | 0 | 0 | 0 | 0 | 0 | 0 | 0 | [5 empty] | 0
FL Zone 2OfficesExisting |  | XXXXXXXX | Yes | Nonequipment | HVAC tune-up_RTU | Rooftop Unit (RTU) System tune-up, including coil cleaning, refrigerant charging, and other diagnostics | Existing typical RTU without Regular Maintenance/tune-up | Commercial | Existing | Offices | FL Zone 2 | Space Cooling |  |  | 0 | Per Unit | [7 empty] | 17654.4745 | 16771.7508 | 882.7237 | 0.05 |  | 5 |  |  |  | 977.9401 | [8 empty] | 0 | 0 | 0 | 0 | 0 | 0 | 0 | [5 empty] | 0
FL Zone 2RestaurantsExisting |  | XXXXXXXX | Yes | Nonequipment | HVAC tune-up_RTU | Rooftop Unit (RTU) System tune-up, including coil cleaning, refrigerant charging, and other diagnostics | Existing typical RTU without Regular Maintenance/tune-up | Commercial | Existing | Restaurants | FL Zone 2 | Space Cooling |  |  | 0 | Per Unit | [7 empty] | 25419.5629 | 24148.5847 | 1270.9781 | 0.05 |  | 5 |  |  |  | 1408.0742 | [8 empty] | 0 | 0 | 0 | 0 | 0 | 0 | 0 | [5 empty] | 0
FL Zone 2RetailExisting |  | XXXXXXXX | Yes | Nonequipment | HVAC tune-up_RTU | Rooftop Unit (RTU) System tune-up, including coil cleaning, refrigerant charging, and other diagnostics | Existing typical RTU without Regular Maintenance/tune-up | Commercial | Existing | Retail | FL Zone 2 | Space Cooling |  |  | 0 | Per Unit | [7 empty] | 19922.7924 | 18926.6528 | 996.1396 | 0.05 |  | 5 |  |  |  | 1103.5898 | [8 empty] | 0 | 0 | 0 | 0 | 0 | 0 | 0 | [5 empty] | 0
FL Zone 2Schools K-12Existing |  | XXXXXXXX | Yes | Nonequipment | HVAC tune-up_RTU | Rooftop Unit (RTU) System tune-up, including coil cleaning, refrigerant charging, and other diagnostics | Existing typical RTU without Regular Maintenance/tune-up | Commercial | Existing | Schools K-12 | FL Zone 2 | Space Cooling |  |  | 0 | Per Unit | [7 empty] | 17318.4274 | 16452.506 | 865.9214 | 0.05 |  | 5 |  |  |  | 959.3254 | [8 empty] | 0 | 0 | 0 | 0 | 0 | 0 | 0 | [5 empty] | 0
FL Zone 2WarehouseExisting |  | XXXXXXXX | Yes | Nonequipment | HVAC tune-up_RTU | Rooftop Unit (RTU) System tune-up, including coil cleaning, refrigerant charging, and other diagnostics | Existing typical RTU without Regular Maintenance/tune-up | Commercial | Existing | Warehouse | FL Zone 2 | Space Cooling |  |  | 0 | Per Unit | [7 empty] | 3804.5333 | 3614.3066 | 190.2267 | 0.05 |  | 5 |  |  |  | 210.7458 | [8 empty] | 0 | 0 | 0 | 0 | 0 | 0 | 0 | [5 empty] | 0
FL Zone 2AssemblyNew |  | XXXXXXXX | Yes | Nonequipment | HVAC tune-up_RTU | Rooftop Unit (RTU) System tune-up, including coil cleaning, refrigerant charging, and other diagnostics | Existing typical RTU without Regular Maintenance/tune-up | Commercial | New | Assembly | FL Zone 2 | Space Cooling |  |  | 0 | Per Unit | [7 empty] | 15686.1986 | 14901.8887 | 784.3099 | 0.05 |  | 5 |  |  |  | 868.9108 | [8 empty] | 0 | 0 | 0 | 0 | 0 | 0 | 0 | [5 empty] | 0
FL Zone 2College and UniversityNew |  | XXXXXXXX | Yes | Nonequipment | HVAC tune-up_RTU | Rooftop Unit (RTU) System tune-up, including coil cleaning, refrigerant charging, and other diagnostics | Existing typical RTU without Regular Maintenance/tune-up | Commercial | New | College and University | FL Zone 2 | Space Cooling |  |  | 0 | Per Unit | [7 empty] | 17402.4392 | 16532.3172 | 870.122 | 0.05 |  | 5 |  |  |  | 963.9791 | [8 empty] | 0 | 0 | 0 | 0 | 0 | 0 | 0 | [5 empty] | 0
FL Zone 2GroceryNew |  | XXXXXXXX | Yes | Nonequipment | HVAC tune-up_RTU | Rooftop Unit (RTU) System tune-up, including coil cleaning, refrigerant charging, and other diagnostics | Existing typical RTU without Regular Maintenance/tune-up | Commercial | New | Grocery | FL Zone 2 | Space Cooling |  |  | 0 | Per Unit | [7 empty] | 8665.2145 | 8231.9538 | 433.2607 | 0.05 |  | 5 |  |  |  | 479.9951 | [8 empty] | 0 | 0 | 0 | 0 | 0 | 0 | 0 | [5 empty] | 0
FL Zone 2HealthcareNew |  | XXXXXXXX | Yes | Nonequipment | HVAC tune-up_RTU | Rooftop Unit (RTU) System tune-up, including coil cleaning, refrigerant charging, and other diagnostics | Existing typical RTU without Regular Maintenance/tune-up | Commercial | New | Healthcare | FL Zone 2 | Space Cooling |  |  | 0 | Per Unit | [7 empty] | 34132.7841 | 32426.1449 | 1706.6392 | 0.05 |  | 5 |  |  |  | 1890.7286 | [8 empty] | 0 | 0 | 0 | 0 | 0 | 0 | 0 | [5 empty] | 0
FL Zone 2HospitalsNew |  | XXXXXXXX | Yes | Nonequipment | HVAC tune-up_RTU | Rooftop Unit (RTU) System tune-up, including coil cleaning, refrigerant charging, and other diagnostics | Existing typical RTU without Regular Maintenance/tune-up | Commercial | New | Hospitals | FL Zone 2 | Space Cooling |  |  | 0 | Per Unit | [7 empty] | 32332.5318 | 30715.9052 | 1616.6266 | 0.05 |  | 5 |  |  |  | 1791.0066 | [8 empty] | 0 | 0 | 0 | 0 | 0 | 0 | 0 | [5 empty] | 0
FL Zone 2InstitutionalNew |  | XXXXXXXX | Yes | Nonequipment | HVAC tune-up_RTU | Rooftop Unit (RTU) System tune-up, including coil cleaning, refrigerant charging, and other diagnostics | Existing typical RTU without Regular Maintenance/tune-up | Commercial | New | Institutional | FL Zone 2 | Space Cooling |  |  | 0 | Per Unit | [7 empty] | 8473.1876 | 8049.5282 | 423.6594 | 0.05 |  | 5 |  |  |  | 469.3581 | [8 empty] | 0 | 0 | 0 | 0 | 0 | 0 | 0 | [5 empty] | 0
FL Zone 2Lodging/HospitalityNew |  | XXXXXXXX | Yes | Nonequipment | HVAC tune-up_RTU | Rooftop Unit (RTU) System tune-up, including coil cleaning, refrigerant charging, and other diagnostics | Existing typical RTU without Regular Maintenance/tune-up | Commercial | New | Lodging/Hospitality | FL Zone 2 | Space Cooling |  |  | 0 | Per Unit | [7 empty] | 25911.6318 | 24616.0502 | 1295.5816 | 0.05 |  | 5 |  |  |  | 1435.3316 | [8 empty] | 0 | 0 | 0 | 0 | 0 | 0 | 0 | [5 empty] | 0
FL Zone 2MiscellaneousNew |  | XXXXXXXX | Yes | Nonequipment | HVAC tune-up_RTU | Rooftop Unit (RTU) System tune-up, including coil cleaning, refrigerant charging, and other diagnostics | Existing typical RTU without Regular Maintenance/tune-up | Commercial | New | Miscellaneous | FL Zone 2 | Space Cooling |  |  | 0 | Per Unit | [7 empty] | 8761.228 | 8323.1666 | 438.0614 | 0.05 |  | 5 |  |  |  | 485.3136 | [8 empty] | 0 | 0 | 0 | 0 | 0 | 0 | 0 | [5 empty] | 0
FL Zone 2OfficesNew |  | XXXXXXXX | Yes | Nonequipment | HVAC tune-up_RTU | Rooftop Unit (RTU) System tune-up, including coil cleaning, refrigerant charging, and other diagnostics | Existing typical RTU without Regular Maintenance/tune-up | Commercial | New | Offices | FL Zone 2 | Space Cooling |  |  | 0 | Per Unit | [7 empty] | 17654.4745 | 16771.7508 | 882.7237 | 0.05 |  | 5 |  |  |  | 977.9401 | [8 empty] | 0 | 0 | 0 | 0 | 0 | 0 | 0 | [5 empty] | 0
FL Zone 2RestaurantsNew |  | XXXXXXXX | Yes | Nonequipment | HVAC tune-up_RTU | Rooftop Unit (RTU) System tune-up, including coil cleaning, refrigerant charging, and other diagnostics | Existing typical RTU without Regular Maintenance/tune-up | Commercial | New | Restaurants | FL Zone 2 | Space Cooling |  |  | 0 | Per Unit | [7 empty] | 25419.5629 | 24148.5847 | 1270.9781 | 0.05 |  | 5 |  |  |  | 1408.0742 | [8 empty] | 0 | 0 | 0 | 0 | 0 | 0 | 0 | [5 empty] | 0
FL Zone 2RetailNew |  | XXXXXXXX | Yes | Nonequipment | HVAC tune-up_RTU | Rooftop Unit (RTU) System tune-up, including coil cleaning, refrigerant charging, and other diagnostics | Existing typical RTU without Regular Maintenance/tune-up | Commercial | New | Retail | FL Zone 2 | Space Cooling |  |  | 0 | Per Unit | [7 empty] | 19922.7924 | 18926.6528 | 996.1396 | 0.05 |  | 5 |  |  |  | 1103.5898 | [8 empty] | 0 | 0 | 0 | 0 | 0 | 0 | 0 | [5 empty] | 0
FL Zone 2Schools K-12New |  | XXXXXXXX | Yes | Nonequipment | HVAC tune-up_RTU | Rooftop Unit (RTU) System tune-up, including coil cleaning, refrigerant charging, and other diagnostics | Existing typical RTU without Regular Maintenance/tune-up | Commercial | New | Schools K-12 | FL Zone 2 | Space Cooling |  |  | 0 | Per Unit | [7 empty] | 17318.4274 | 16452.506 | 865.9214 | 0.05 |  | 5 |  |  |  | 959.3254 | [8 empty] | 0 | 0 | 0 | 0 | 0 | 0 | 0 | [5 empty] | 0
FL Zone 2WarehouseNew |  | XXXXXXXX | Yes | Nonequipment | HVAC tune-up_RTU | Rooftop Unit (RTU) System tune-up, including coil cleaning, refrigerant charging, and other diagnostics | Existing typical RTU without Regular Maintenance/tune-up | Commercial | New | Warehouse | FL Zone 2 | Space Cooling |  |  | 0 | Per Unit | [7 empty] | 3804.5333 | 3614.3066 | 190.2267 | 0.05 |  | 5 |  |  |  | 210.7458 | [8 empty] | 0 | 0 | 0 | 0 | 0 | 0 | 0 | [5 empty] | 0
FL Zone 2AssemblyTurnover |  | XXXXXXXX | Yes | Equipment | Induction Cooktops | Efficient Induction Cooktop | One Standard Electric Cooktop | Commercial | Turnover | Assembly | FL Zone 2 | Cooking | Cooking Other |  | 0 | Per Unit | [7 empty] | 10488.15 | 8513.91 | 1974.24 | 0.18824 |  | 10 |  |  |  | 1974.24 | [8 empty] | 0 | 0 | 0 | 0 | 0 | 0 | 0 | [5 empty] | 0
FL Zone 2College and UniversityTurnover |  | XXXXXXXX | Yes | Equipment | Induction Cooktops | Efficient Induction Cooktop | One Standard Electric Cooktop | Commercial | Turnover | College and University | FL Zone 2 | Cooking | Cooking Other |  | 0 | Per Unit | [7 empty] | 10488.15 | 8513.91 | 1974.24 | 0.18824 |  | 10 |  |  |  | 1974.24 | [8 empty] | 0 | 0 | 0 | 0 | 0 | 0 | 0 | [5 empty] | 0
FL Zone 2GroceryTurnover |  | XXXXXXXX | Yes | Equipment | Induction Cooktops | Efficient Induction Cooktop | One Standard Electric Cooktop | Commercial | Turnover | Grocery | FL Zone 2 | Cooking | Cooking Other |  | 0 | Per Unit | [7 empty] | 10488.15 | 8513.91 | 1974.24 | 0.18824 |  | 10 |  |  |  | 1974.24 | [8 empty] | 0 | 0 | 0 | 0 | 0 | 0 | 0 | [5 empty] | 0
FL Zone 2HealthcareTurnover |  | XXXXXXXX | Yes | Equipment | Induction Cooktops | Efficient Induction Cooktop | One Standard Electric Cooktop | Commercial | Turnover | Healthcare | FL Zone 2 | Cooking | Cooking Other |  | 0 | Per Unit | [7 empty] | 10488.15 | 8513.91 | 1974.24 | 0.18824 |  | 10 |  |  |  | 1974.24 | [8 empty] | 0 | 0 | 0 | 0 | 0 | 0 | 0 | [5 empty] | 0
FL Zone 2HospitalsTurnover |  | XXXXXXXX | Yes | Equipment | Induction Cooktops | Efficient Induction Cooktop | One Standard Electric Cooktop | Commercial | Turnover | Hospitals | FL Zone 2 | Cooking | Cooking Other |  | 0 | Per Unit | [7 empty] | 10488.15 | 8513.91 | 1974.24 | 0.18824 |  | 10 |  |  |  | 1974.24 | [8 empty] | 0 | 0 | 0 | 0 | 0 | 0 | 0 | [5 empty] | 0
FL Zone 2InstitutionalTurnover |  | XXXXXXXX | Yes | Equipment | Induction Cooktops | Efficient Induction Cooktop | One Standard Electric Cooktop | Commercial | Turnover | Institutional | FL Zone 2 | Cooking | Cooking Other |  | 0 | Per Unit | [7 empty] | 10488.15 | 8513.91 | 1974.24 | 0.18824 |  | 10 |  |  |  | 1974.24 | [8 empty] | 0 | 0 | 0 | 0 | 0 | 0 | 0 | [5 empty] | 0
FL Zone 2Lodging/HospitalityTurnover |  | XXXXXXXX | Yes | Equipment | Induction Cooktops | Efficient Induction Cooktop | One Standard Electric Cooktop | Commercial | Turnover | Lodging/Hospitality | FL Zone 2 | Cooking | Cooking Other |  | 0 | Per Unit | [7 empty] | 10488.15 | 8513.91 | 1974.24 | 0.18824 |  | 10 |  |  |  | 1974.24 | [8 empty] | 0 | 0 | 0 | 0 | 0 | 0 | 0 | [5 empty] | 0
FL Zone 2MiscellaneousTurnover |  | XXXXXXXX | Yes | Equipment | Induction Cooktops | Efficient Induction Cooktop | One Standard Electric Cooktop | Commercial | Turnover | Miscellaneous | FL Zone 2 | Cooking | Cooking Other |  | 0 | Per Unit | [7 empty] | 10488.15 | 8513.91 | 1974.24 | 0.18824 |  | 10 |  |  |  | 1974.24 | [8 empty] | 0 | 0 | 0 | 0 | 0 | 0 | 0 | [5 empty] | 0
FL Zone 2OfficesTurnover |  | XXXXXXXX | Yes | Equipment | Induction Cooktops | Efficient Induction Cooktop | One Standard Electric Cooktop | Commercial | Turnover | Offices | FL Zone 2 | Cooking | Cooking Other |  | 0 | Per Unit | [7 empty] | 10488.15 | 8513.91 | 1974.24 | 0.18824 |  | 10 |  |  |  | 1974.24 | [8 empty] | 0 | 0 | 0 | 0 | 0 | 0 | 0 | [5 empty] | 0
FL Zone 2RestaurantsTurnover |  | XXXXXXXX | Yes | Equipment | Induction Cooktops | Efficient Induction Cooktop | One Standard Electric Cooktop | Commercial | Turnover | Restaurants | FL Zone 2 | Cooking | Cooking Other |  | 0 | Per Unit | [7 empty] | 10488.15 | 8513.91 | 1974.24 | 0.18824 |  | 10 |  |  |  | 1974.24 | [8 empty] | 0 | 0 | 0 | 0 | 0 | 0 | 0 | [5 empty] | 0
FL Zone 2RetailTurnover |  | XXXXXXXX | Yes | Equipment | Induction Cooktops | Efficient Induction Cooktop | One Standard Electric Cooktop | Commercial | Turnover | Retail | FL Zone 2 | Cooking | Cooking Other |  | 0 | Per Unit | [7 empty] | 10488.15 | 8513.91 | 1974.24 | 0.18824 |  | 10 |  |  |  | 1974.24 | [8 empty] | 0 | 0 | 0 | 0 | 0 | 0 | 0 | [5 empty] | 0
FL Zone 2Schools K-12Turnover |  | XXXXXXXX | Yes | Equipment | Induction Cooktops | Efficient Induction Cooktop | One Standard Electric Cooktop | Commercial | Turnover | Schools K-12 | FL Zone 2 | Cooking | Cooking Other |  | 0 | Per Unit | [7 empty] | 10488.15 | 8513.91 | 1974.24 | 0.18824 |  | 10 |  |  |  | 1974.24 | [8 empty] | 0 | 0 | 0 | 0 | 0 | 0 | 0 | [5 empty] | 0
FL Zone 2WarehouseTurnover |  | XXXXXXXX | Yes | Equipment | Induction Cooktops | Efficient Induction Cooktop | One Standard Electric Cooktop | Commercial | Turnover | Warehouse | FL Zone 2 | Cooking | Cooking Other |  | 0 | Per Unit | [7 empty] | 10488.15 | 8513.91 | 1974.24 | 0.18824 |  | 10 |  |  |  | 1974.24 | [8 empty] | 0 | 0 | 0 | 0 | 0 | 0 | 0 | [5 empty] | 0
FL Zone 2AssemblyNew |  | XXXXXXXX | Yes | Equipment | Induction Cooktops | Efficient Induction Cooktop | One Standard Electric Cooktop | Commercial | New | Assembly | FL Zone 2 | Cooking | Cooking Other |  | 0 | Per Unit | [7 empty] | 10488.15 | 8513.91 | 1974.24 | 0.18824 |  | 10 |  |  |  | 1974.24 | [8 empty] | 0 | 0 | 0 | 0 | 0 | 0 | 0 | [5 empty] | 0
FL Zone 2College and UniversityNew |  | XXXXXXXX | Yes | Equipment | Induction Cooktops | Efficient Induction Cooktop | One Standard Electric Cooktop | Commercial | New | College and University | FL Zone 2 | Cooking | Cooking Other |  | 0 | Per Unit | [7 empty] | 10488.15 | 8513.91 | 1974.24 | 0.18824 |  | 10 |  |  |  | 1974.24 | [8 empty] | 0 | 0 | 0 | 0 | 0 | 0 | 0 | [5 empty] | 0
FL Zone 2GroceryNew |  | XXXXXXXX | Yes | Equipment | Induction Cooktops | Efficient Induction Cooktop | One Standard Electric Cooktop | Commercial | New | Grocery | FL Zone 2 | Cooking | Cooking Other |  | 0 | Per Unit | [7 empty] | 10488.15 | 8513.91 | 1974.24 | 0.18824 |  | 10 |  |  |  | 1974.24 | [8 empty] | 0 | 0 | 0 | 0 | 0 | 0 | 0 | [5 empty] | 0
FL Zone 2HealthcareNew |  | XXXXXXXX | Yes | Equipment | Induction Cooktops | Efficient Induction Cooktop | One Standard Electric Cooktop | Commercial | New | Healthcare | FL Zone 2 | Cooking | Cooking Other |  | 0 | Per Unit | [7 empty] | 10488.15 | 8513.91 | 1974.24 | 0.18824 |  | 10 |  |  |  | 1974.24 | [8 empty] | 0 | 0 | 0 | 0 | 0 | 0 | 0 | [5 empty] | 0
FL Zone 2HospitalsNew |  | XXXXXXXX | Yes | Equipment | Induction Cooktops | Efficient Induction Cooktop | One Standard Electric Cooktop | Commercial | New | Hospitals | FL Zone 2 | Cooking | Cooking Other |  | 0 | Per Unit | [7 empty] | 10488.15 | 8513.91 | 1974.24 | 0.18824 |  | 10 |  |  |  | 1974.24 | [8 empty] | 0 | 0 | 0 | 0 | 0 | 0 | 0 | [5 empty] | 0
FL Zone 2InstitutionalNew |  | XXXXXXXX | Yes | Equipment | Induction Cooktops | Efficient Induction Cooktop | One Standard Electric Cooktop | Commercial | New | Institutional | FL Zone 2 | Cooking | Cooking Other |  | 0 | Per Unit | [7 empty] | 10488.15 | 8513.91 | 1974.24 | 0.18824 |  | 10 |  |  |  | 1974.24 | [8 empty] | 0 | 0 | 0 | 0 | 0 | 0 | 0 | [5 empty] | 0
FL Zone 2Lodging/HospitalityNew |  | XXXXXXXX | Yes | Equipment | Induction Cooktops | Efficient Induction Cooktop | One Standard Electric Cooktop | Commercial | New | Lodging/Hospitality | FL Zone 2 | Cooking | Cooking Other |  | 0 | Per Unit | [7 empty] | 10488.15 | 8513.91 | 1974.24 | 0.18824 |  | 10 |  |  |  | 1974.24 | [8 empty] | 0 | 0 | 0 | 0 | 0 | 0 | 0 | [5 empty] | 0
FL Zone 2MiscellaneousNew |  | XXXXXXXX | Yes | Equipment | Induction Cooktops | Efficient Induction Cooktop | One Standard Electric Cooktop | Commercial | New | Miscellaneous | FL Zone 2 | Cooking | Cooking Other |  | 0 | Per Unit | [7 empty] | 10488.15 | 8513.91 | 1974.24 | 0.18824 |  | 10 |  |  |  | 1974.24 | [8 empty] | 0 | 0 | 0 | 0 | 0 | 0 | 0 | [5 empty] | 0
FL Zone 2OfficesNew |  | XXXXXXXX | Yes | Equipment | Induction Cooktops | Efficient Induction Cooktop | One Standard Electric Cooktop | Commercial | New | Offices | FL Zone 2 | Cooking | Cooking Other |  | 0 | Per Unit | [7 empty] | 10488.15 | 8513.91 | 1974.24 | 0.18824 |  | 10 |  |  |  | 1974.24 | [8 empty] | 0 | 0 | 0 | 0 | 0 | 0 | 0 | [5 empty] | 0
FL Zone 2RestaurantsNew |  | XXXXXXXX | Yes | Equipment | Induction Cooktops | Efficient Induction Cooktop | One Standard Electric Cooktop | Commercial | New | Restaurants | FL Zone 2 | Cooking | Cooking Other |  | 0 | Per Unit | [7 empty] | 10488.15 | 8513.91 | 1974.24 | 0.18824 |  | 10 |  |  |  | 1974.24 | [8 empty] | 0 | 0 | 0 | 0 | 0 | 0 | 0 | [5 empty] | 0
FL Zone 2RetailNew |  | XXXXXXXX | Yes | Equipment | Induction Cooktops | Efficient Induction Cooktop | One Standard Electric Cooktop | Commercial | New | Retail | FL Zone 2 | Cooking | Cooking Other |  | 0 | Per Unit | [7 empty] | 10488.15 | 8513.91 | 1974.24 | 0.18824 |  | 10 |  |  |  | 1974.24 | [8 empty] | 0 | 0 | 0 | 0 | 0 | 0 | 0 | [5 empty] | 0
FL Zone 2Schools K-12New |  | XXXXXXXX | Yes | Equipment | Induction Cooktops | Efficient Induction Cooktop | One Standard Electric Cooktop | Commercial | New | Schools K-12 | FL Zone 2 | Cooking | Cooking Other |  | 0 | Per Unit | [7 empty] | 10488.15 | 8513.91 | 1974.24 | 0.18824 |  | 10 |  |  |  | 1974.24 | [8 empty] | 0 | 0 | 0 | 0 | 0 | 0 | 0 | [5 empty] | 0
FL Zone 2WarehouseNew |  | XXXXXXXX | Yes | Equipment | Induction Cooktops | Efficient Induction Cooktop | One Standard Electric Cooktop | Commercial | New | Warehouse | FL Zone 2 | Cooking | Cooking Other |  | 0 | Per Unit | [7 empty] | 10488.15 | 8513.91 | 1974.24 | 0.18824 |  | 10 |  |  |  | 1974.24 | [8 empty] | 0 | 0 | 0 | 0 | 0 | 0 | 0 | [5 empty] | 0
FL Zone 2AssemblyExisting |  | XXXXXXXX | Yes | Nonequipment | Infiltration Reduction - Air Sealing | Reduced leakage through caulking, weather-stripping | Standard Heating and Cooling System with Moderate Infiltration | Commercial | Existing | Assembly | FL Zone 2 | Space Heating |  |  | 0 | Square feet | [7 empty] | 0.59244 | 0.59031 | 0.0021359 | 0.0036052 |  | 11 |  |  |  | 0.0021359 | [8 empty] | 0 | 0 | 0 | 0 | 0 | 0 | 0 | [5 empty] | 0
FL Zone 2College and UniversityExisting |  | XXXXXXXX | Yes | Nonequipment | Infiltration Reduction - Air Sealing | Reduced leakage through caulking, weather-stripping | Standard Heating and Cooling System with Moderate Infiltration | Commercial | Existing | College and University | FL Zone 2 | Space Heating |  |  | 0 | Square feet | [7 empty] | 1.7285 | 1.7274 | 0.0010433 | 0.00060362 |  | 11 |  |  |  | 0.0010433 | [8 empty] | 0 | 0 | 0 | 0 | 0 | 0 | 0 | [5 empty] | 0
FL Zone 2GroceryExisting |  | XXXXXXXX | Yes | Nonequipment | Infiltration Reduction - Air Sealing | Reduced leakage through caulking, weather-stripping | Standard Heating and Cooling System with Moderate Infiltration | Commercial | Existing | Grocery | FL Zone 2 | Space Heating |  |  | 0 | Square feet | [7 empty] | 4.8505 | 4.8432 | 0.0072632 | 0.0014974 |  | 11 |  |  |  | 0.0072632 | [8 empty] | 0 | 0 | 0 | 0 | 0 | 0 | 0 | [5 empty] | 0
FL Zone 2HealthcareExisting |  | XXXXXXXX | Yes | Nonequipment | Infiltration Reduction - Air Sealing | Reduced leakage through caulking, weather-stripping | Standard Heating and Cooling System with Moderate Infiltration | Commercial | Existing | Healthcare | FL Zone 2 | Space Heating |  |  | 0 | Square feet | [7 empty] | 2.3592 | 2.3571 | 0.0020239 | 0.00085787 |  | 11 |  |  |  | 0.0020239 | [8 empty] | 0 | 0 | 0 | 0 | 0 | 0 | 0 | [5 empty] | 0
FL Zone 2HospitalsExisting |  | XXXXXXXX | Yes | Nonequipment | Infiltration Reduction - Air Sealing | Reduced leakage through caulking, weather-stripping | Standard Heating and Cooling System with Moderate Infiltration | Commercial | Existing | Hospitals | FL Zone 2 | Space Heating |  |  | 0 | Square feet | [7 empty] | 12.716 | 12.715 | 0.0010469 | 8.2331e-05 |  | 11 |  |  |  | 0.0010469 | [8 empty] | 0 | 0 | 0 | 0 | 0 | 0 | 0 | [5 empty] | 0
FL Zone 2InstitutionalExisting |  | XXXXXXXX | Yes | Nonequipment | Infiltration Reduction - Air Sealing | Reduced leakage through caulking, weather-stripping | Standard Heating and Cooling System with Moderate Infiltration | Commercial | Existing | Institutional | FL Zone 2 | Space Heating |  |  | 0 | Square feet | [7 empty] | 8.8017 | 8.7952 | 0.0065317 | 0.0007421 |  | 11 |  |  |  | 0.0065317 | [8 empty] | 0 | 0 | 0 | 0 | 0 | 0 | 0 | [5 empty] | 0
FL Zone 2Lodging/HospitalityExisting |  | XXXXXXXX | Yes | Nonequipment | Infiltration Reduction - Air Sealing | Reduced leakage through caulking, weather-stripping | Standard Heating and Cooling System with Moderate Infiltration | Commercial | Existing | Lodging/Hospitality | FL Zone 2 | Space Heating |  |  | 0 | Square feet | [7 empty] | 5.4316 | 5.4266 | 0.0049136 | 0.00090464 |  | 11 |  |  |  | 0.0049136 | [8 empty] | 0 | 0 | 0 | 0 | 0 | 0 | 0 | [5 empty] | 0
FL Zone 2MiscellaneousExisting |  | XXXXXXXX | Yes | Nonequipment | Infiltration Reduction - Air Sealing | Reduced leakage through caulking, weather-stripping | Standard Heating and Cooling System with Moderate Infiltration | Commercial | Existing | Miscellaneous | FL Zone 2 | Space Heating |  |  | 0 | Square feet | [7 empty] | 16.7729 | 16.7716 | 0.0013056 | 7.784e-05 |  | 11 |  |  |  | 0.0013056 | [8 empty] | 0 | 0 | 0 | 0 | 0 | 0 | 0 | [5 empty] | 0
FL Zone 2OfficesExisting |  | XXXXXXXX | Yes | Nonequipment | Infiltration Reduction - Air Sealing | Reduced leakage through caulking, weather-stripping | Standard Heating and Cooling System with Moderate Infiltration | Commercial | Existing | Offices | FL Zone 2 | Space Heating |  |  | 0 | Square feet | [7 empty] | 9.1029 | 9.0934 | 0.0094791 | 0.0010413 |  | 11 |  |  |  | 0.0094791 | [8 empty] | 0 | 0 | 0 | 0 | 0 | 0 | 0 | [5 empty] | 0
FL Zone 2RestaurantsExisting |  | XXXXXXXX | Yes | Nonequipment | Infiltration Reduction - Air Sealing | Reduced leakage through caulking, weather-stripping | Standard Heating and Cooling System with Moderate Infiltration | Commercial | Existing | Restaurants | FL Zone 2 | Space Heating |  |  | 0 | Square feet | [7 empty] | 4.9042 | 4.8971 | 0.0070476 | 0.0014371 |  | 11 |  |  |  | 0.0070476 | [8 empty] | 0 | 0 | 0 | 0 | 0 | 0 | 0 | [5 empty] | 0
FL Zone 2RetailExisting |  | XXXXXXXX | Yes | Nonequipment | Infiltration Reduction - Air Sealing | Reduced leakage through caulking, weather-stripping | Standard Heating and Cooling System with Moderate Infiltration | Commercial | Existing | Retail | FL Zone 2 | Space Heating |  |  | 0 | Square feet | [7 empty] | 0.93572 | 0.93264 | 0.0030787 | 0.0032902 |  | 11 |  |  |  | 0.0030787 | [8 empty] | 0 | 0 | 0 | 0 | 0 | 0 | 0 | [5 empty] | 0
FL Zone 2Schools K-12Existing |  | XXXXXXXX | Yes | Nonequipment | Infiltration Reduction - Air Sealing | Reduced leakage through caulking, weather-stripping | Standard Heating and Cooling System with Moderate Infiltration | Commercial | Existing | Schools K-12 | FL Zone 2 | Space Heating |  |  | 0 | Square feet | [7 empty] | 0.79861 | 0.79791 | 0.0007031 | 0.0008804 |  | 11 |  |  |  | 0.0007031 | [8 empty] | 0 | 0 | 0 | 0 | 0 | 0 | 0 | [5 empty] | 0
FL Zone 2WarehouseExisting |  | XXXXXXXX | Yes | Nonequipment | Infiltration Reduction - Air Sealing | Reduced leakage through caulking, weather-stripping | Standard Heating and Cooling System with Moderate Infiltration | Commercial | Existing | Warehouse | FL Zone 2 | Space Heating |  |  | 0 | Square feet | [7 empty] | 0.21938 | 0.21743 | 0.0019442 | 0.0088625 |  | 11 |  |  |  | 0.0019442 | [8 empty] | 0 | 0 | 0 | 0 | 0 | 0 | 0 | [5 empty] | 0
FL Zone 2AssemblyNew |  | XXXXXXXX | Yes | Nonequipment | Infiltration Reduction - Air Sealing | Reduced leakage through caulking, weather-stripping | Standard Heating and Cooling System with Moderate Infiltration | Commercial | New | Assembly | FL Zone 2 | Space Heating |  |  | 0 | Square feet | [7 empty] | 0.59244 | 0.59051 | 0.0019356 | 0.0032672 |  | 11 |  |  |  | 0.0019356 | [8 empty] | 0 | 0 | 0 | 0 | 0 | 0 | 0 | [5 empty] | 0
FL Zone 2College and UniversityNew |  | XXXXXXXX | Yes | Nonequipment | Infiltration Reduction - Air Sealing | Reduced leakage through caulking, weather-stripping | Standard Heating and Cooling System with Moderate Infiltration | Commercial | New | College and University | FL Zone 2 | Space Heating |  |  | 0 | Square feet | [7 empty] | 1.7285 | 1.7275 | 0.00094553 | 0.00054703 |  | 11 |  |  |  | 0.00094553 | [8 empty] | 0 | 0 | 0 | 0 | 0 | 0 | 0 | [5 empty] | 0
FL Zone 2GroceryNew |  | XXXXXXXX | Yes | Nonequipment | Infiltration Reduction - Air Sealing | Reduced leakage through caulking, weather-stripping | Standard Heating and Cooling System with Moderate Infiltration | Commercial | New | Grocery | FL Zone 2 | Space Heating |  |  | 0 | Square feet | [7 empty] | 4.8505 | 4.8439 | 0.0065823 | 0.001357 |  | 11 |  |  |  | 0.0065823 | [8 empty] | 0 | 0 | 0 | 0 | 0 | 0 | 0 | [5 empty] | 0
FL Zone 2HealthcareNew |  | XXXXXXXX | Yes | Nonequipment | Infiltration Reduction - Air Sealing | Reduced leakage through caulking, weather-stripping | Standard Heating and Cooling System with Moderate Infiltration | Commercial | New | Healthcare | FL Zone 2 | Space Heating |  |  | 0 | Square feet | [7 empty] | 2.3592 | 2.3573 | 0.0018341 | 0.00077745 |  | 11 |  |  |  | 0.0018341 | [8 empty] | 0 | 0 | 0 | 0 | 0 | 0 | 0 | [5 empty] | 0
FL Zone 2HospitalsNew |  | XXXXXXXX | Yes | Nonequipment | Infiltration Reduction - Air Sealing | Reduced leakage through caulking, weather-stripping | Standard Heating and Cooling System with Moderate Infiltration | Commercial | New | Hospitals | FL Zone 2 | Space Heating |  |  | 0 | Square feet | [7 empty] | 12.716 | 12.7151 | 0.00094877 | 7.4612e-05 |  | 11 |  |  |  | 0.00094877 | [8 empty] | 0 | 0 | 0 | 0 | 0 | 0 | 0 | [5 empty] | 0
FL Zone 2InstitutionalNew |  | XXXXXXXX | Yes | Nonequipment | Infiltration Reduction - Air Sealing | Reduced leakage through caulking, weather-stripping | Standard Heating and Cooling System with Moderate Infiltration | Commercial | New | Institutional | FL Zone 2 | Space Heating |  |  | 0 | Square feet | [7 empty] | 8.8017 | 8.7958 | 0.0059194 | 0.00067253 |  | 11 |  |  |  | 0.0059194 | [8 empty] | 0 | 0 | 0 | 0 | 0 | 0 | 0 | [5 empty] | 0
FL Zone 2Lodging/HospitalityNew |  | XXXXXXXX | Yes | Nonequipment | Infiltration Reduction - Air Sealing | Reduced leakage through caulking, weather-stripping | Standard Heating and Cooling System with Moderate Infiltration | Commercial | New | Lodging/Hospitality | FL Zone 2 | Space Heating |  |  | 0 | Square feet | [7 empty] | 5.4316 | 5.4271 | 0.004453 | 0.00081983 |  | 11 |  |  |  | 0.004453 | [8 empty] | 0 | 0 | 0 | 0 | 0 | 0 | 0 | [5 empty] | 0
FL Zone 2MiscellaneousNew |  | XXXXXXXX | Yes | Nonequipment | Infiltration Reduction - Air Sealing | Reduced leakage through caulking, weather-stripping | Standard Heating and Cooling System with Moderate Infiltration | Commercial | New | Miscellaneous | FL Zone 2 | Space Heating |  |  | 0 | Square feet | [7 empty] | 16.7729 | 16.7717 | 0.0011832 | 7.0542e-05 |  | 11 |  |  |  | 0.0011832 | [8 empty] | 0 | 0 | 0 | 0 | 0 | 0 | 0 | [5 empty] | 0
FL Zone 2OfficesNew |  | XXXXXXXX | Yes | Nonequipment | Infiltration Reduction - Air Sealing | Reduced leakage through caulking, weather-stripping | Standard Heating and Cooling System with Moderate Infiltration | Commercial | New | Offices | FL Zone 2 | Space Heating |  |  | 0 | Square feet | [7 empty] | 9.1029 | 9.0943 | 0.0085905 | 0.0009437 |  | 11 |  |  |  | 0.0085905 | [8 empty] | 0 | 0 | 0 | 0 | 0 | 0 | 0 | [5 empty] | 0
FL Zone 2RestaurantsNew |  | XXXXXXXX | Yes | Nonequipment | Infiltration Reduction - Air Sealing | Reduced leakage through caulking, weather-stripping | Standard Heating and Cooling System with Moderate Infiltration | Commercial | New | Restaurants | FL Zone 2 | Space Heating |  |  | 0 | Square feet | [7 empty] | 4.9042 | 4.8978 | 0.0063869 | 0.0013023 |  | 11 |  |  |  | 0.0063869 | [8 empty] | 0 | 0 | 0 | 0 | 0 | 0 | 0 | [5 empty] | 0
FL Zone 2RetailNew |  | XXXXXXXX | Yes | Nonequipment | Infiltration Reduction - Air Sealing | Reduced leakage through caulking, weather-stripping | Standard Heating and Cooling System with Moderate Infiltration | Commercial | New | Retail | FL Zone 2 | Space Heating |  |  | 0 | Square feet | [7 empty] | 0.93572 | 0.93293 | 0.00279 | 0.0029817 |  | 11 |  |  |  | 0.00279 | [8 empty] | 0 | 0 | 0 | 0 | 0 | 0 | 0 | [5 empty] | 0
FL Zone 2Schools K-12New |  | XXXXXXXX | Yes | Nonequipment | Infiltration Reduction - Air Sealing | Reduced leakage through caulking, weather-stripping | Standard Heating and Cooling System with Moderate Infiltration | Commercial | New | Schools K-12 | FL Zone 2 | Space Heating |  |  | 0 | Square feet | [7 empty] | 0.79861 | 0.79797 | 0.00063718 | 0.00079787 |  | 11 |  |  |  | 0.00063718 | [8 empty] | 0 | 0 | 0 | 0 | 0 | 0 | 0 | [5 empty] | 0
FL Zone 2WarehouseNew |  | XXXXXXXX | Yes | Nonequipment | Infiltration Reduction - Air Sealing | Reduced leakage through caulking, weather-stripping | Standard Heating and Cooling System with Moderate Infiltration | Commercial | New | Warehouse | FL Zone 2 | Space Heating |  |  | 0 | Square feet | [7 empty] | 0.21938 | 0.21762 | 0.001762 | 0.0080316 |  | 11 |  |  |  | 0.001762 | [8 empty] | 0 | 0 | 0 | 0 | 0 | 0 | 0 | [5 empty] | 0
FL Zone 2AssemblyExisting |  | XXXXXXXX | Yes | Nonequipment | Infiltration Reduction - Air Sealing | Reduced leakage through caulking, weather-stripping | Standard Heating and Cooling System with Moderate Infiltration | Commercial | Existing | Assembly | FL Zone 2 | Space Cooling |  |  | 0 | Square feet | [7 empty] | 3.1952 | 3.1654 | 0.029798 | 0.0093257 |  | 11 |  |  |  | 0.029798 | [8 empty] | 0 | 0 | 0 | 0 | 0 | 0 | 0 | [5 empty] | 0
FL Zone 2College and UniversityExisting |  | XXXXXXXX | Yes | Nonequipment | Infiltration Reduction - Air Sealing | Reduced leakage through caulking, weather-stripping | Standard Heating and Cooling System with Moderate Infiltration | Commercial | Existing | College and University | FL Zone 2 | Space Cooling |  |  | 0 | Square feet | [7 empty] | 9.3222 | 9.3076 | 0.014556 | 0.0015614 |  | 11 |  |  |  | 0.014556 | [8 empty] | 0 | 0 | 0 | 0 | 0 | 0 | 0 | [5 empty] | 0
FL Zone 2GroceryExisting |  | XXXXXXXX | Yes | Nonequipment | Infiltration Reduction - Air Sealing | Reduced leakage through caulking, weather-stripping | Standard Heating and Cooling System with Moderate Infiltration | Commercial | Existing | Grocery | FL Zone 2 | Space Cooling |  |  | 0 | Square feet | [7 empty] | 26.16 | 26.0587 | 0.10133 | 0.0038734 |  | 11 |  |  |  | 0.10133 | [8 empty] | 0 | 0 | 0 | 0 | 0 | 0 | 0 | [5 empty] | 0
FL Zone 2HealthcareExisting |  | XXXXXXXX | Yes | Nonequipment | Infiltration Reduction - Air Sealing | Reduced leakage through caulking, weather-stripping | Standard Heating and Cooling System with Moderate Infiltration | Commercial | Existing | Healthcare | FL Zone 2 | Space Cooling |  |  | 0 | Square feet | [7 empty] | 12.7238 | 12.6955 | 0.028235 | 0.0022191 |  | 11 |  |  |  | 0.028235 | [8 empty] | 0 | 0 | 0 | 0 | 0 | 0 | 0 | [5 empty] | 0
FL Zone 2HospitalsExisting |  | XXXXXXXX | Yes | Nonequipment | Infiltration Reduction - Air Sealing | Reduced leakage through caulking, weather-stripping | Standard Heating and Cooling System with Moderate Infiltration | Commercial | Existing | Hospitals | FL Zone 2 | Space Cooling |  |  | 0 | Square feet | [7 empty] | 68.5815 | 68.5669 | 0.014606 | 0.00021297 |  | 11 |  |  |  | 0.014606 | [8 empty] | 0 | 0 | 0 | 0 | 0 | 0 | 0 | [5 empty] | 0
FL Zone 2InstitutionalExisting |  | XXXXXXXX | Yes | Nonequipment | Infiltration Reduction - Air Sealing | Reduced leakage through caulking, weather-stripping | Standard Heating and Cooling System with Moderate Infiltration | Commercial | Existing | Institutional | FL Zone 2 | Space Cooling |  |  | 0 | Square feet | [7 empty] | 47.4704 | 47.3793 | 0.091125 | 0.0019196 |  | 11 |  |  |  | 0.091125 | [8 empty] | 0 | 0 | 0 | 0 | 0 | 0 | 0 | [5 empty] | 0
FL Zone 2Lodging/HospitalityExisting |  | XXXXXXXX | Yes | Nonequipment | Infiltration Reduction - Air Sealing | Reduced leakage through caulking, weather-stripping | Standard Heating and Cooling System with Moderate Infiltration | Commercial | Existing | Lodging/Hospitality | FL Zone 2 | Space Cooling |  |  | 0 | Square feet | [7 empty] | 29.2942 | 29.2256 | 0.06855 | 0.0023401 |  | 11 |  |  |  | 0.06855 | [8 empty] | 0 | 0 | 0 | 0 | 0 | 0 | 0 | [5 empty] | 0
FL Zone 2MiscellaneousExisting |  | XXXXXXXX | Yes | Nonequipment | Infiltration Reduction - Air Sealing | Reduced leakage through caulking, weather-stripping | Standard Heating and Cooling System with Moderate Infiltration | Commercial | Existing | Miscellaneous | FL Zone 2 | Space Cooling |  |  | 0 | Square feet | [7 empty] | 90.4615 | 90.4433 | 0.018215 | 0.00020135 |  | 11 |  |  |  | 0.018215 | [8 empty] | 0 | 0 | 0 | 0 | 0 | 0 | 0 | [5 empty] | 0
FL Zone 2OfficesExisting |  | XXXXXXXX | Yes | Nonequipment | Infiltration Reduction - Air Sealing | Reduced leakage through caulking, weather-stripping | Standard Heating and Cooling System with Moderate Infiltration | Commercial | Existing | Offices | FL Zone 2 | Space Cooling |  |  | 0 | Square feet | [7 empty] | 49.095 | 48.9627 | 0.13224 | 0.0026936 |  | 11 |  |  |  | 0.13224 | [8 empty] | 0 | 0 | 0 | 0 | 0 | 0 | 0 | [5 empty] | 0
FL Zone 2RestaurantsExisting |  | XXXXXXXX | Yes | Nonequipment | Infiltration Reduction - Air Sealing | Reduced leakage through caulking, weather-stripping | Standard Heating and Cooling System with Moderate Infiltration | Commercial | Existing | Restaurants | FL Zone 2 | Space Cooling |  |  | 0 | Square feet | [7 empty] | 26.4498 | 26.3515 | 0.098322 | 0.0037173 |  | 11 |  |  |  | 0.098322 | [8 empty] | 0 | 0 | 0 | 0 | 0 | 0 | 0 | [5 empty] | 0
FL Zone 2RetailExisting |  | XXXXXXXX | Yes | Nonequipment | Infiltration Reduction - Air Sealing | Reduced leakage through caulking, weather-stripping | Standard Heating and Cooling System with Moderate Infiltration | Commercial | Existing | Retail | FL Zone 2 | Space Cooling |  |  | 0 | Square feet | [7 empty] | 5.0466 | 5.0037 | 0.042951 | 0.0085108 |  | 11 |  |  |  | 0.042951 | [8 empty] | 0 | 0 | 0 | 0 | 0 | 0 | 0 | [5 empty] | 0
FL Zone 2Schools K-12Existing |  | XXXXXXXX | Yes | Nonequipment | Infiltration Reduction - Air Sealing | Reduced leakage through caulking, weather-stripping | Standard Heating and Cooling System with Moderate Infiltration | Commercial | Existing | Schools K-12 | FL Zone 2 | Space Cooling |  |  | 0 | Square feet | [7 empty] | 4.3072 | 4.2973 | 0.009809 | 0.0022774 |  | 11 |  |  |  | 0.009809 | [8 empty] | 0 | 0 | 0 | 0 | 0 | 0 | 0 | [5 empty] | 0
FL Zone 2WarehouseExisting |  | XXXXXXXX | Yes | Nonequipment | Infiltration Reduction - Air Sealing | Reduced leakage through caulking, weather-stripping | Standard Heating and Cooling System with Moderate Infiltration | Commercial | Existing | Warehouse | FL Zone 2 | Space Cooling |  |  | 0 | Square feet | [7 empty] | 1.1832 | 1.1561 | 0.027124 | 0.022925 |  | 11 |  |  |  | 0.027124 | [8 empty] | 0 | 0 | 0 | 0 | 0 | 0 | 0 | [5 empty] | 0
FL Zone 2AssemblyNew |  | XXXXXXXX | Yes | Nonequipment | Infiltration Reduction - Air Sealing | Reduced leakage through caulking, weather-stripping | Standard Heating and Cooling System with Moderate Infiltration | Commercial | New | Assembly | FL Zone 2 | Space Cooling |  |  | 0 | Square feet | [7 empty] | 3.1952 | 3.1654 | 0.029798 | 0.0093257 |  | 11 |  |  |  | 0.029798 | [8 empty] | 0 | 0 | 0 | 0 | 0 | 0 | 0 | [5 empty] | 0
FL Zone 2College and UniversityNew |  | XXXXXXXX | Yes | Nonequipment | Infiltration Reduction - Air Sealing | Reduced leakage through caulking, weather-stripping | Standard Heating and Cooling System with Moderate Infiltration | Commercial | New | College and University | FL Zone 2 | Space Cooling |  |  | 0 | Square feet | [7 empty] | 9.3222 | 9.3076 | 0.014556 | 0.0015614 |  | 11 |  |  |  | 0.014556 | [8 empty] | 0 | 0 | 0 | 0 | 0 | 0 | 0 | [5 empty] | 0
FL Zone 2GroceryNew |  | XXXXXXXX | Yes | Nonequipment | Infiltration Reduction - Air Sealing | Reduced leakage through caulking, weather-stripping | Standard Heating and Cooling System with Moderate Infiltration | Commercial | New | Grocery | FL Zone 2 | Space Cooling |  |  | 0 | Square feet | [7 empty] | 26.16 | 26.0587 | 0.10133 | 0.0038734 |  | 11 |  |  |  | 0.10133 | [8 empty] | 0 | 0 | 0 | 0 | 0 | 0 | 0 | [5 empty] | 0
FL Zone 2HealthcareNew |  | XXXXXXXX | Yes | Nonequipment | Infiltration Reduction - Air Sealing | Reduced leakage through caulking, weather-stripping | Standard Heating and Cooling System with Moderate Infiltration | Commercial | New | Healthcare | FL Zone 2 | Space Cooling |  |  | 0 | Square feet | [7 empty] | 12.7238 | 12.6955 | 0.028235 | 0.0022191 |  | 11 |  |  |  | 0.028235 | [8 empty] | 0 | 0 | 0 | 0 | 0 | 0 | 0 | [5 empty] | 0
FL Zone 2HospitalsNew |  | XXXXXXXX | Yes | Nonequipment | Infiltration Reduction - Air Sealing | Reduced leakage through caulking, weather-stripping | Standard Heating and Cooling System with Moderate Infiltration | Commercial | New | Hospitals | FL Zone 2 | Space Cooling |  |  | 0 | Square feet | [7 empty] | 68.5815 | 68.5669 | 0.014606 | 0.00021297 |  | 11 |  |  |  | 0.014606 | [8 empty] | 0 | 0 | 0 | 0 | 0 | 0 | 0 | [5 empty] | 0
FL Zone 2InstitutionalNew |  | XXXXXXXX | Yes | Nonequipment | Infiltration Reduction - Air Sealing | Reduced leakage through caulking, weather-stripping | Standard Heating and Cooling System with Moderate Infiltration | Commercial | New | Institutional | FL Zone 2 | Space Cooling |  |  | 0 | Square feet | [7 empty] | 47.4704 | 47.3793 | 0.091125 | 0.0019196 |  | 11 |  |  |  | 0.091125 | [8 empty] | 0 | 0 | 0 | 0 | 0 | 0 | 0 | [5 empty] | 0
FL Zone 2Lodging/HospitalityNew |  | XXXXXXXX | Yes | Nonequipment | Infiltration Reduction - Air Sealing | Reduced leakage through caulking, weather-stripping | Standard Heating and Cooling System with Moderate Infiltration | Commercial | New | Lodging/Hospitality | FL Zone 2 | Space Cooling |  |  | 0 | Square feet | [7 empty] | 29.2942 | 29.2256 | 0.06855 | 0.0023401 |  | 11 |  |  |  | 0.06855 | [8 empty] | 0 | 0 | 0 | 0 | 0 | 0 | 0 | [5 empty] | 0
FL Zone 2MiscellaneousNew |  | XXXXXXXX | Yes | Nonequipment | Infiltration Reduction - Air Sealing | Reduced leakage through caulking, weather-stripping | Standard Heating and Cooling System with Moderate Infiltration | Commercial | New | Miscellaneous | FL Zone 2 | Space Cooling |  |  | 0 | Square feet | [7 empty] | 90.4615 | 90.4433 | 0.018215 | 0.00020135 |  | 11 |  |  |  | 0.018215 | [8 empty] | 0 | 0 | 0 | 0 | 0 | 0 | 0 | [5 empty] | 0
FL Zone 2OfficesNew |  | XXXXXXXX | Yes | Nonequipment | Infiltration Reduction - Air Sealing | Reduced leakage through caulking, weather-stripping | Standard Heating and Cooling System with Moderate Infiltration | Commercial | New | Offices | FL Zone 2 | Space Cooling |  |  | 0 | Square feet | [7 empty] | 49.095 | 48.9627 | 0.13224 | 0.0026936 |  | 11 |  |  |  | 0.13224 | [8 empty] | 0 | 0 | 0 | 0 | 0 | 0 | 0 | [5 empty] | 0
FL Zone 2RestaurantsNew |  | XXXXXXXX | Yes | Nonequipment | Infiltration Reduction - Air Sealing | Reduced leakage through caulking, weather-stripping | Standard Heating and Cooling System with Moderate Infiltration | Commercial | New | Restaurants | FL Zone 2 | Space Cooling |  |  | 0 | Square feet | [7 empty] | 26.4498 | 26.3515 | 0.098322 | 0.0037173 |  | 11 |  |  |  | 0.098322 | [8 empty] | 0 | 0 | 0 | 0 | 0 | 0 | 0 | [5 empty] | 0
FL Zone 2RetailNew |  | XXXXXXXX | Yes | Nonequipment | Infiltration Reduction - Air Sealing | Reduced leakage through caulking, weather-stripping | Standard Heating and Cooling System with Moderate Infiltration | Commercial | New | Retail | FL Zone 2 | Space Cooling |  |  | 0 | Square feet | [7 empty] | 5.0466 | 5.0037 | 0.042951 | 0.0085108 |  | 11 |  |  |  | 0.042951 | [8 empty] | 0 | 0 | 0 | 0 | 0 | 0 | 0 | [5 empty] | 0
FL Zone 2Schools K-12New |  | XXXXXXXX | Yes | Nonequipment | Infiltration Reduction - Air Sealing | Reduced leakage through caulking, weather-stripping | Standard Heating and Cooling System with Moderate Infiltration | Commercial | New | Schools K-12 | FL Zone 2 | Space Cooling |  |  | 0 | Square feet | [7 empty] | 4.3072 | 4.2973 | 0.009809 | 0.0022774 |  | 11 |  |  |  | 0.009809 | [8 empty] | 0 | 0 | 0 | 0 | 0 | 0 | 0 | [5 empty] | 0
FL Zone 2WarehouseNew |  | XXXXXXXX | Yes | Nonequipment | Infiltration Reduction - Air Sealing | Reduced leakage through caulking, weather-stripping | Standard Heating and Cooling System with Moderate Infiltration | Commercial | New | Warehouse | FL Zone 2 | Space Cooling |  |  | 0 | Square feet | [7 empty] | 1.1832 | 1.1561 | 0.027124 | 0.022925 |  | 11 |  |  |  | 0.027124 | [8 empty] | 0 | 0 | 0 | 0 | 0 | 0 | 0 | [5 empty] | 0
FL Zone 2AssemblyTurnover |  | XXXXXXXX | Yes | Equipment | Instantaneous Hot Water System | Instantaneous Hot Water System | Code-Compliant Electric Storage Water Heater | Commercial | Turnover | Assembly | FL Zone 2 | Domestic Hot Water | "Point-of-Use" water heaters |  | 0 | Per Water Heater | [7 empty] | 6497.1371 | 6117.2534 | 379.8836 | 0.058469 |  | 20 |  |  |  | 379.8836 | [8 empty] | 0 | 0 | 0 | 0 | 0 | 0 | 0 | [5 empty] | 0
FL Zone 2College and UniversityTurnover |  | XXXXXXXX | Yes | Equipment | Instantaneous Hot Water System | Instantaneous Hot Water System | Code-Compliant Electric Storage Water Heater | Commercial | Turnover | College and University | FL Zone 2 | Domestic Hot Water | "Point-of-Use" water heaters |  | 0 | Per Water Heater | [7 empty] | 149434.1526 | 140696.8292 | 8737.3234 | 0.058469 |  | 20 |  |  |  | 8737.3234 | [8 empty] | 0 | 0 | 0 | 0 | 0 | 0 | 0 | [5 empty] | 0
FL Zone 2GroceryTurnover |  | XXXXXXXX | Yes | Equipment | Instantaneous Hot Water System | Instantaneous Hot Water System | Code-Compliant Electric Storage Water Heater | Commercial | Turnover | Grocery | FL Zone 2 | Domestic Hot Water | "Point-of-Use" water heaters |  | 0 | Per Water Heater | [7 empty] | 12994.2741 | 12234.5069 | 759.7673 | 0.058469 |  | 20 |  |  |  | 759.7673 | [8 empty] | 0 | 0 | 0 | 0 | 0 | 0 | 0 | [5 empty] | 0
FL Zone 2HealthcareTurnover |  | XXXXXXXX | Yes | Equipment | Instantaneous Hot Water System | Instantaneous Hot Water System | Code-Compliant Electric Storage Water Heater | Commercial | Turnover | Healthcare | FL Zone 2 | Domestic Hot Water | "Point-of-Use" water heaters |  | 0 | Per Water Heater | [7 empty] | 8662.8494 | 8156.3379 | 506.5115 | 0.058469 |  | 20 |  |  |  | 506.5115 | [8 empty] | 0 | 0 | 0 | 0 | 0 | 0 | 0 | [5 empty] | 0
FL Zone 2HospitalsTurnover |  | XXXXXXXX | Yes | Equipment | Instantaneous Hot Water System | Instantaneous Hot Water System | Code-Compliant Electric Storage Water Heater | Commercial | Turnover | Hospitals | FL Zone 2 | Domestic Hot Water | "Point-of-Use" water heaters |  | 0 | Per Water Heater | [7 empty] | 262051.1952 | 246729.2222 | 15321.9729 | 0.058469 |  | 20 |  |  |  | 15321.9729 | [8 empty] | 0 | 0 | 0 | 0 | 0 | 0 | 0 | [5 empty] | 0
FL Zone 2InstitutionalTurnover |  | XXXXXXXX | Yes | Equipment | Instantaneous Hot Water System | Instantaneous Hot Water System | Code-Compliant Electric Storage Water Heater | Commercial | Turnover | Institutional | FL Zone 2 | Domestic Hot Water | "Point-of-Use" water heaters |  | 0 | Per Water Heater | [7 empty] | 519770.9656 | 489380.2755 | 30390.6901 | 0.058469 |  | 20 |  |  |  | 30390.6901 | [8 empty] | 0 | 0 | 0 | 0 | 0 | 0 | 0 | [5 empty] | 0
FL Zone 2Lodging/HospitalityTurnover |  | XXXXXXXX | Yes | Equipment | Instantaneous Hot Water System | Instantaneous Hot Water System | Code-Compliant Electric Storage Water Heater | Commercial | Turnover | Lodging/Hospitality | FL Zone 2 | Domestic Hot Water | "Point-of-Use" water heaters |  | 0 | Per Water Heater | [7 empty] | 62372.5159 | 58725.6331 | 3646.8828 | 0.058469 |  | 20 |  |  |  | 3646.8828 | [8 empty] | 0 | 0 | 0 | 0 | 0 | 0 | 0 | [5 empty] | 0
FL Zone 2MiscellaneousTurnover |  | XXXXXXXX | Yes | Equipment | Instantaneous Hot Water System | Instantaneous Hot Water System | Code-Compliant Electric Storage Water Heater | Commercial | Turnover | Miscellaneous | FL Zone 2 | Domestic Hot Water | "Point-of-Use" water heaters |  | 0 | Per Water Heater | [7 empty] | 389828.2242 | 367035.2066 | 22793.0176 | 0.058469 |  | 20 |  |  |  | 22793.0176 | [8 empty] | 0 | 0 | 0 | 0 | 0 | 0 | 0 | [5 empty] | 0
FL Zone 2OfficesTurnover |  | XXXXXXXX | Yes | Equipment | Instantaneous Hot Water System | Instantaneous Hot Water System | Code-Compliant Electric Storage Water Heater | Commercial | Turnover | Offices | FL Zone 2 | Domestic Hot Water | "Point-of-Use" water heaters |  | 0 | Per Water Heater | [7 empty] | 54142.8089 | 50977.112 | 3165.6969 | 0.058469 |  | 20 |  |  |  | 3165.6969 | [8 empty] | 0 | 0 | 0 | 0 | 0 | 0 | 0 | [5 empty] | 0
FL Zone 2RestaurantsTurnover |  | XXXXXXXX | Yes | Equipment | Instantaneous Hot Water System | Instantaneous Hot Water System | Code-Compliant Electric Storage Water Heater | Commercial | Turnover | Restaurants | FL Zone 2 | Domestic Hot Water | "Point-of-Use" water heaters |  | 0 | Per Water Heater | [7 empty] | 21657.1236 | 20390.8448 | 1266.2788 | 0.058469 |  | 20 |  |  |  | 1266.2788 | [8 empty] | 0 | 0 | 0 | 0 | 0 | 0 | 0 | [5 empty] | 0
FL Zone 2RetailTurnover |  | XXXXXXXX | Yes | Equipment | Instantaneous Hot Water System | Instantaneous Hot Water System | Code-Compliant Electric Storage Water Heater | Commercial | Turnover | Retail | FL Zone 2 | Domestic Hot Water | "Point-of-Use" water heaters |  | 0 | Per Water Heater | [7 empty] | 38592.9942 | 36336.4855 | 2256.5087 | 0.058469 |  | 20 |  |  |  | 2256.5087 | [8 empty] | 0 | 0 | 0 | 0 | 0 | 0 | 0 | [5 empty] | 0
FL Zone 2Schools K-12Turnover |  | XXXXXXXX | Yes | Equipment | Instantaneous Hot Water System | Instantaneous Hot Water System | Code-Compliant Electric Storage Water Heater | Commercial | Turnover | Schools K-12 | FL Zone 2 | Domestic Hot Water | "Point-of-Use" water heaters |  | 0 | Per Water Heater | [7 empty] | 2707.1998 | 2548.9115 | 158.2883 | 0.058469 |  | 20 |  |  |  | 158.2883 | [8 empty] | 0 | 0 | 0 | 0 | 0 | 0 | 0 | [5 empty] | 0
FL Zone 2WarehouseTurnover |  | XXXXXXXX | Yes | Equipment | Instantaneous Hot Water System | Instantaneous Hot Water System | Code-Compliant Electric Storage Water Heater | Commercial | Turnover | Warehouse | FL Zone 2 | Domestic Hot Water | "Point-of-Use" water heaters |  | 0 | Per Water Heater | [7 empty] | 12994.2741 | 12234.5069 | 759.7673 | 0.058469 |  | 20 |  |  |  | 759.7673 | [8 empty] | 0 | 0 | 0 | 0 | 0 | 0 | 0 | [5 empty] | 0
FL Zone 2AssemblyNew |  | XXXXXXXX | Yes | Equipment | Instantaneous Hot Water System | Instantaneous Hot Water System | Code-Compliant Electric Storage Water Heater | Commercial | New | Assembly | FL Zone 2 | Domestic Hot Water | "Point-of-Use" water heaters |  | 0 | Per Water Heater | [7 empty] | 6497.1371 | 6117.2534 | 379.8836 | 0.058469 |  | 20 |  |  |  | 379.8836 | [8 empty] | 0 | 0 | 0 | 0 | 0 | 0 | 0 | [5 empty] | 0
FL Zone 2College and UniversityNew |  | XXXXXXXX | Yes | Equipment | Instantaneous Hot Water System | Instantaneous Hot Water System | Code-Compliant Electric Storage Water Heater | Commercial | New | College and University | FL Zone 2 | Domestic Hot Water | "Point-of-Use" water heaters |  | 0 | Per Water Heater | [7 empty] | 149434.1526 | 140696.8292 | 8737.3234 | 0.058469 |  | 20 |  |  |  | 8737.3234 | [8 empty] | 0 | 0 | 0 | 0 | 0 | 0 | 0 | [5 empty] | 0
FL Zone 2GroceryNew |  | XXXXXXXX | Yes | Equipment | Instantaneous Hot Water System | Instantaneous Hot Water System | Code-Compliant Electric Storage Water Heater | Commercial | New | Grocery | FL Zone 2 | Domestic Hot Water | "Point-of-Use" water heaters |  | 0 | Per Water Heater | [7 empty] | 12994.2741 | 12234.5069 | 759.7673 | 0.058469 |  | 20 |  |  |  | 759.7673 | [8 empty] | 0 | 0 | 0 | 0 | 0 | 0 | 0 | [5 empty] | 0
FL Zone 2HealthcareNew |  | XXXXXXXX | Yes | Equipment | Instantaneous Hot Water System | Instantaneous Hot Water System | Code-Compliant Electric Storage Water Heater | Commercial | New | Healthcare | FL Zone 2 | Domestic Hot Water | "Point-of-Use" water heaters |  | 0 | Per Water Heater | [7 empty] | 8662.8494 | 8156.3379 | 506.5115 | 0.058469 |  | 20 |  |  |  | 506.5115 | [8 empty] | 0 | 0 | 0 | 0 | 0 | 0 | 0 | [5 empty] | 0
FL Zone 2HospitalsNew |  | XXXXXXXX | Yes | Equipment | Instantaneous Hot Water System | Instantaneous Hot Water System | Code-Compliant Electric Storage Water Heater | Commercial | New | Hospitals | FL Zone 2 | Domestic Hot Water | "Point-of-Use" water heaters |  | 0 | Per Water Heater | [7 empty] | 262051.1952 | 246729.2222 | 15321.9729 | 0.058469 |  | 20 |  |  |  | 15321.9729 | [8 empty] | 0 | 0 | 0 | 0 | 0 | 0 | 0 | [5 empty] | 0
FL Zone 2InstitutionalNew |  | XXXXXXXX | Yes | Equipment | Instantaneous Hot Water System | Instantaneous Hot Water System | Code-Compliant Electric Storage Water Heater | Commercial | New | Institutional | FL Zone 2 | Domestic Hot Water | "Point-of-Use" water heaters |  | 0 | Per Water Heater | [7 empty] | 519770.9656 | 489380.2755 | 30390.6901 | 0.058469 |  | 20 |  |  |  | 30390.6901 | [8 empty] | 0 | 0 | 0 | 0 | 0 | 0 | 0 | [5 empty] | 0
FL Zone 2Lodging/HospitalityNew |  | XXXXXXXX | Yes | Equipment | Instantaneous Hot Water System | Instantaneous Hot Water System | Code-Compliant Electric Storage Water Heater | Commercial | New | Lodging/Hospitality | FL Zone 2 | Domestic Hot Water | "Point-of-Use" water heaters |  | 0 | Per Water Heater | [7 empty] | 62372.5159 | 58725.6331 | 3646.8828 | 0.058469 |  | 20 |  |  |  | 3646.8828 | [8 empty] | 0 | 0 | 0 | 0 | 0 | 0 | 0 | [5 empty] | 0
FL Zone 2MiscellaneousNew |  | XXXXXXXX | Yes | Equipment | Instantaneous Hot Water System | Instantaneous Hot Water System | Code-Compliant Electric Storage Water Heater | Commercial | New | Miscellaneous | FL Zone 2 | Domestic Hot Water | "Point-of-Use" water heaters |  | 0 | Per Water Heater | [7 empty] | 389828.2242 | 367035.2066 | 22793.0176 | 0.058469 |  | 20 |  |  |  | 22793.0176 | [8 empty] | 0 | 0 | 0 | 0 | 0 | 0 | 0 | [5 empty] | 0
FL Zone 2OfficesNew |  | XXXXXXXX | Yes | Equipment | Instantaneous Hot Water System | Instantaneous Hot Water System | Code-Compliant Electric Storage Water Heater | Commercial | New | Offices | FL Zone 2 | Domestic Hot Water | "Point-of-Use" water heaters |  | 0 | Per Water Heater | [7 empty] | 54142.8089 | 50977.112 | 3165.6969 | 0.058469 |  | 20 |  |  |  | 3165.6969 | [8 empty] | 0 | 0 | 0 | 0 | 0 | 0 | 0 | [5 empty] | 0
FL Zone 2RestaurantsNew |  | XXXXXXXX | Yes | Equipment | Instantaneous Hot Water System | Instantaneous Hot Water System | Code-Compliant Electric Storage Water Heater | Commercial | New | Restaurants | FL Zone 2 | Domestic Hot Water | "Point-of-Use" water heaters |  | 0 | Per Water Heater | [7 empty] | 21657.1236 | 20390.8448 | 1266.2788 | 0.058469 |  | 20 |  |  |  | 1266.2788 | [8 empty] | 0 | 0 | 0 | 0 | 0 | 0 | 0 | [5 empty] | 0
FL Zone 2RetailNew |  | XXXXXXXX | Yes | Equipment | Instantaneous Hot Water System | Instantaneous Hot Water System | Code-Compliant Electric Storage Water Heater | Commercial | New | Retail | FL Zone 2 | Domestic Hot Water | "Point-of-Use" water heaters |  | 0 | Per Water Heater | [7 empty] | 38592.9942 | 36336.4855 | 2256.5087 | 0.058469 |  | 20 |  |  |  | 2256.5087 | [8 empty] | 0 | 0 | 0 | 0 | 0 | 0 | 0 | [5 empty] | 0
FL Zone 2Schools K-12New |  | XXXXXXXX | Yes | Equipment | Instantaneous Hot Water System | Instantaneous Hot Water System | Code-Compliant Electric Storage Water Heater | Commercial | New | Schools K-12 | FL Zone 2 | Domestic Hot Water | "Point-of-Use" water heaters |  | 0 | Per Water Heater | [7 empty] | 2707.1998 | 2548.9115 | 158.2883 | 0.058469 |  | 20 |  |  |  | 158.2883 | [8 empty] | 0 | 0 | 0 | 0 | 0 | 0 | 0 | [5 empty] | 0
FL Zone 2WarehouseNew |  | XXXXXXXX | Yes | Equipment | Instantaneous Hot Water System | Instantaneous Hot Water System | Code-Compliant Electric Storage Water Heater | Commercial | New | Warehouse | FL Zone 2 | Domestic Hot Water | "Point-of-Use" water heaters |  | 0 | Per Water Heater | [7 empty] | 12994.2741 | 12234.5069 | 759.7673 | 0.058469 |  | 20 |  |  |  | 759.7673 | [8 empty] | 0 | 0 | 0 | 0 | 0 | 0 | 0 | [5 empty] | 0
FL Zone 2AssemblyExisting |  | XXXXXXXX | Yes | Nonequipment | Interior Lighting Controls | Install Interior Photocell Dimming Controls, 500 Watts Controlled | 500 Watts of Lighting, Manually Controlled | Commercial | Existing | Assembly | FL Zone 2 | Interior Lighting |  |  | 0 | Per End Use Consumption | [7 empty] | 1438 | 1035.36 | 402.64 | 0.28 |  | 8 |  |  |  | 402.64 | [8 empty] | 0 | 0 | 0 | 0 | 0 | 0 | 0 | [5 empty] | 0
FL Zone 2College and UniversityExisting |  | XXXXXXXX | Yes | Nonequipment | Interior Lighting Controls | Install Interior Photocell Dimming Controls, 500 Watts Controlled | 500 Watts of Lighting, Manually Controlled | Commercial | Existing | College and University | FL Zone 2 | Interior Lighting |  |  | 0 | Per End Use Consumption | [7 empty] | 2204 | 1586.88 | 617.12 | 0.28 |  | 8 |  |  |  | 617.12 | [8 empty] | 0 | 0 | 0 | 0 | 0 | 0 | 0 | [5 empty] | 0
FL Zone 2GroceryExisting |  | XXXXXXXX | Yes | Nonequipment | Interior Lighting Controls | Install Interior Photocell Dimming Controls, 500 Watts Controlled | 500 Watts of Lighting, Manually Controlled | Commercial | Existing | Grocery | FL Zone 2 | Interior Lighting |  |  | 0 | Per End Use Consumption | [7 empty] | 2772 | 1995.84 | 776.16 | 0.28 |  | 8 |  |  |  | 776.16 | [8 empty] | 0 | 0 | 0 | 0 | 0 | 0 | 0 | [5 empty] | 0
FL Zone 2HealthcareExisting |  | XXXXXXXX | Yes | Nonequipment | Interior Lighting Controls | Install Interior Photocell Dimming Controls, 500 Watts Controlled | 500 Watts of Lighting, Manually Controlled | Commercial | Existing | Healthcare | FL Zone 2 | Interior Lighting |  |  | 0 | Per End Use Consumption | [7 empty] | 2514 | 1810.08 | 703.92 | 0.28 |  | 8 |  |  |  | 703.92 | [8 empty] | 0 | 0 | 0 | 0 | 0 | 0 | 0 | [5 empty] | 0
FL Zone 2HospitalsExisting |  | XXXXXXXX | Yes | Nonequipment | Interior Lighting Controls | Install Interior Photocell Dimming Controls, 500 Watts Controlled | 500 Watts of Lighting, Manually Controlled | Commercial | Existing | Hospitals | FL Zone 2 | Interior Lighting |  |  | 0 | Per End Use Consumption | [7 empty] | 3401 | 2448.72 | 952.28 | 0.28 |  | 8 |  |  |  | 952.28 | [8 empty] | 0 | 0 | 0 | 0 | 0 | 0 | 0 | [5 empty] | 0
FL Zone 2InstitutionalExisting |  | XXXXXXXX | Yes | Nonequipment | Interior Lighting Controls | Install Interior Photocell Dimming Controls, 500 Watts Controlled | 500 Watts of Lighting, Manually Controlled | Commercial | Existing | Institutional | FL Zone 2 | Interior Lighting |  |  | 0 | Per End Use Consumption | [7 empty] | 1649.5 | 1187.64 | 461.86 | 0.28 |  | 8 |  |  |  | 461.86 | [8 empty] | 0 | 0 | 0 | 0 | 0 | 0 | 0 | [5 empty] | 0
FL Zone 2Lodging/HospitalityExisting |  | XXXXXXXX | Yes | Nonequipment | Interior Lighting Controls | Install Interior Photocell Dimming Controls, 500 Watts Controlled | 500 Watts of Lighting, Manually Controlled | Commercial | Existing | Lodging/Hospitality | FL Zone 2 | Interior Lighting |  |  | 0 | Per End Use Consumption | [7 empty] | 1877 | 1351.44 | 525.56 | 0.28 |  | 8 |  |  |  | 525.56 | [8 empty] | 0 | 0 | 0 | 0 | 0 | 0 | 0 | [5 empty] | 0
FL Zone 2MiscellaneousExisting |  | XXXXXXXX | Yes | Nonequipment | Interior Lighting Controls | Install Interior Photocell Dimming Controls, 500 Watts Controlled | 500 Watts of Lighting, Manually Controlled | Commercial | Existing | Miscellaneous | FL Zone 2 | Interior Lighting |  |  | 0 | Per End Use Consumption | [7 empty] | 2204 | 1586.88 | 617.12 | 0.28 |  | 8 |  |  |  | 617.12 | [8 empty] | 0 | 0 | 0 | 0 | 0 | 0 | 0 | [5 empty] | 0
FL Zone 2OfficesExisting |  | XXXXXXXX | Yes | Nonequipment | Interior Lighting Controls | Install Interior Photocell Dimming Controls, 500 Watts Controlled | 500 Watts of Lighting, Manually Controlled | Commercial | Existing | Offices | FL Zone 2 | Interior Lighting |  |  | 0 | Per End Use Consumption | [7 empty] | 1626.5 | 1171.08 | 455.42 | 0.28 |  | 8 |  |  |  | 455.42 | [8 empty] | 0 | 0 | 0 | 0 | 0 | 0 | 0 | [5 empty] | 0
FL Zone 2RestaurantsExisting |  | XXXXXXXX | Yes | Nonequipment | Interior Lighting Controls | Install Interior Photocell Dimming Controls, 500 Watts Controlled | 500 Watts of Lighting, Manually Controlled | Commercial | Existing | Restaurants | FL Zone 2 | Interior Lighting |  |  | 0 | Per End Use Consumption | [7 empty] | 1678.5 | 1208.52 | 469.98 | 0.28 |  | 8 |  |  |  | 469.98 | [8 empty] | 0 | 0 | 0 | 0 | 0 | 0 | 0 | [5 empty] | 0
FL Zone 2RetailExisting |  | XXXXXXXX | Yes | Nonequipment | Interior Lighting Controls | Install Interior Photocell Dimming Controls, 500 Watts Controlled | 500 Watts of Lighting, Manually Controlled | Commercial | Existing | Retail | FL Zone 2 | Interior Lighting |  |  | 0 | Per End Use Consumption | [7 empty] | 2492 | 1794.24 | 697.76 | 0.28 |  | 8 |  |  |  | 697.76 | [8 empty] | 0 | 0 | 0 | 0 | 0 | 0 | 0 | [5 empty] | 0
FL Zone 2Schools K-12Existing |  | XXXXXXXX | Yes | Nonequipment | Interior Lighting Controls | Install Interior Photocell Dimming Controls, 500 Watts Controlled | 500 Watts of Lighting, Manually Controlled | Commercial | Existing | Schools K-12 | FL Zone 2 | Interior Lighting |  |  | 0 | Per End Use Consumption | [7 empty] | 1189.5 | 856.44 | 333.06 | 0.28 |  | 8 |  |  |  | 333.06 | [8 empty] | 0 | 0 | 0 | 0 | 0 | 0 | 0 | [5 empty] | 0
FL Zone 2WarehouseExisting |  | XXXXXXXX | Yes | Nonequipment | Interior Lighting Controls | Install Interior Photocell Dimming Controls, 500 Watts Controlled | 500 Watts of Lighting, Manually Controlled | Commercial | Existing | Warehouse | FL Zone 2 | Interior Lighting |  |  | 0 | Per End Use Consumption | [7 empty] | 1912 | 1376.64 | 535.36 | 0.28 |  | 8 |  |  |  | 535.36 | [8 empty] | 0 | 0 | 0 | 0 | 0 | 0 | 0 | [5 empty] | 0
FL Zone 2AssemblyNew |  | XXXXXXXX | Yes | Nonequipment | Interior Lighting Controls | Install Interior Photocell Dimming Controls, 500 Watts Controlled | 500 Watts of Lighting, Manually Controlled | Commercial | New | Assembly | FL Zone 2 | Interior Lighting |  |  | 0 | Per End Use Consumption | [7 empty] | 1438 | 1035.36 | 402.64 | 0.28 |  | 8 |  |  |  | 402.64 | [8 empty] | 0 | 0 | 0 | 0 | 0 | 0 | 0 | [5 empty] | 0
FL Zone 2College and UniversityNew |  | XXXXXXXX | Yes | Nonequipment | Interior Lighting Controls | Install Interior Photocell Dimming Controls, 500 Watts Controlled | 500 Watts of Lighting, Manually Controlled | Commercial | New | College and University | FL Zone 2 | Interior Lighting |  |  | 0 | Per End Use Consumption | [7 empty] | 2204 | 1586.88 | 617.12 | 0.28 |  | 8 |  |  |  | 617.12 | [8 empty] | 0 | 0 | 0 | 0 | 0 | 0 | 0 | [5 empty] | 0
FL Zone 2GroceryNew |  | XXXXXXXX | Yes | Nonequipment | Interior Lighting Controls | Install Interior Photocell Dimming Controls, 500 Watts Controlled | 500 Watts of Lighting, Manually Controlled | Commercial | New | Grocery | FL Zone 2 | Interior Lighting |  |  | 0 | Per End Use Consumption | [7 empty] | 2772 | 1995.84 | 776.16 | 0.28 |  | 8 |  |  |  | 776.16 | [8 empty] | 0 | 0 | 0 | 0 | 0 | 0 | 0 | [5 empty] | 0
FL Zone 2HealthcareNew |  | XXXXXXXX | Yes | Nonequipment | Interior Lighting Controls | Install Interior Photocell Dimming Controls, 500 Watts Controlled | 500 Watts of Lighting, Manually Controlled | Commercial | New | Healthcare | FL Zone 2 | Interior Lighting |  |  | 0 | Per End Use Consumption | [7 empty] | 2514 | 1810.08 | 703.92 | 0.28 |  | 8 |  |  |  | 703.92 | [8 empty] | 0 | 0 | 0 | 0 | 0 | 0 | 0 | [5 empty] | 0
FL Zone 2HospitalsNew |  | XXXXXXXX | Yes | Nonequipment | Interior Lighting Controls | Install Interior Photocell Dimming Controls, 500 Watts Controlled | 500 Watts of Lighting, Manually Controlled | Commercial | New | Hospitals | FL Zone 2 | Interior Lighting |  |  | 0 | Per End Use Consumption | [7 empty] | 3401 | 2448.72 | 952.28 | 0.28 |  | 8 |  |  |  | 952.28 | [8 empty] | 0 | 0 | 0 | 0 | 0 | 0 | 0 | [5 empty] | 0
FL Zone 2InstitutionalNew |  | XXXXXXXX | Yes | Nonequipment | Interior Lighting Controls | Install Interior Photocell Dimming Controls, 500 Watts Controlled | 500 Watts of Lighting, Manually Controlled | Commercial | New | Institutional | FL Zone 2 | Interior Lighting |  |  | 0 | Per End Use Consumption | [7 empty] | 1649.5 | 1187.64 | 461.86 | 0.28 |  | 8 |  |  |  | 461.86 | [8 empty] | 0 | 0 | 0 | 0 | 0 | 0 | 0 | [5 empty] | 0
FL Zone 2Lodging/HospitalityNew |  | XXXXXXXX | Yes | Nonequipment | Interior Lighting Controls | Install Interior Photocell Dimming Controls, 500 Watts Controlled | 500 Watts of Lighting, Manually Controlled | Commercial | New | Lodging/Hospitality | FL Zone 2 | Interior Lighting |  |  | 0 | Per End Use Consumption | [7 empty] | 1877 | 1351.44 | 525.56 | 0.28 |  | 8 |  |  |  | 525.56 | [8 empty] | 0 | 0 | 0 | 0 | 0 | 0 | 0 | [5 empty] | 0
FL Zone 2MiscellaneousNew |  | XXXXXXXX | Yes | Nonequipment | Interior Lighting Controls | Install Interior Photocell Dimming Controls, 500 Watts Controlled | 500 Watts of Lighting, Manually Controlled | Commercial | New | Miscellaneous | FL Zone 2 | Interior Lighting |  |  | 0 | Per End Use Consumption | [7 empty] | 2204 | 1586.88 | 617.12 | 0.28 |  | 8 |  |  |  | 617.12 | [8 empty] | 0 | 0 | 0 | 0 | 0 | 0 | 0 | [5 empty] | 0
FL Zone 2OfficesNew |  | XXXXXXXX | Yes | Nonequipment | Interior Lighting Controls | Install Interior Photocell Dimming Controls, 500 Watts Controlled | 500 Watts of Lighting, Manually Controlled | Commercial | New | Offices | FL Zone 2 | Interior Lighting |  |  | 0 | Per End Use Consumption | [7 empty] | 1626.5 | 1171.08 | 455.42 | 0.28 |  | 8 |  |  |  | 455.42 | [8 empty] | 0 | 0 | 0 | 0 | 0 | 0 | 0 | [5 empty] | 0
FL Zone 2RestaurantsNew |  | XXXXXXXX | Yes | Nonequipment | Interior Lighting Controls | Install Interior Photocell Dimming Controls, 500 Watts Controlled | 500 Watts of Lighting, Manually Controlled | Commercial | New | Restaurants | FL Zone 2 | Interior Lighting |  |  | 0 | Per End Use Consumption | [7 empty] | 1678.5 | 1208.52 | 469.98 | 0.28 |  | 8 |  |  |  | 469.98 | [8 empty] | 0 | 0 | 0 | 0 | 0 | 0 | 0 | [5 empty] | 0
FL Zone 2RetailNew |  | XXXXXXXX | Yes | Nonequipment | Interior Lighting Controls | Install Interior Photocell Dimming Controls, 500 Watts Controlled | 500 Watts of Lighting, Manually Controlled | Commercial | New | Retail | FL Zone 2 | Interior Lighting |  |  | 0 | Per End Use Consumption | [7 empty] | 2492 | 1794.24 | 697.76 | 0.28 |  | 8 |  |  |  | 697.76 | [8 empty] | 0 | 0 | 0 | 0 | 0 | 0 | 0 | [5 empty] | 0
FL Zone 2Schools K-12New |  | XXXXXXXX | Yes | Nonequipment | Interior Lighting Controls | Install Interior Photocell Dimming Controls, 500 Watts Controlled | 500 Watts of Lighting, Manually Controlled | Commercial | New | Schools K-12 | FL Zone 2 | Interior Lighting |  |  | 0 | Per End Use Consumption | [7 empty] | 1189.5 | 856.44 | 333.06 | 0.28 |  | 8 |  |  |  | 333.06 | [8 empty] | 0 | 0 | 0 | 0 | 0 | 0 | 0 | [5 empty] | 0
FL Zone 2WarehouseNew |  | XXXXXXXX | Yes | Nonequipment | Interior Lighting Controls | Install Interior Photocell Dimming Controls, 500 Watts Controlled | 500 Watts of Lighting, Manually Controlled | Commercial | New | Warehouse | FL Zone 2 | Interior Lighting |  |  | 0 | Per End Use Consumption | [7 empty] | 1912 | 1376.64 | 535.36 | 0.28 |  | 8 |  |  |  | 535.36 | [8 empty] | 0 | 0 | 0 | 0 | 0 | 0 | 0 | [5 empty] | 0
FL Zone 2AssemblyTurnover |  | XXXXXXXX | Yes | Equipment | LED - 14W | LED (assume 14W) replacing EISA-2020 compliant baseline lamp (100w equivalent) | EISA-2020 compliant baseline lamp (100W equivalent) | Commercial | Turnover | Assembly | FL Zone 2 | Interior Lighting | Spot lighting |  | 0 | Per Lamp | [7 empty] | 86.28 | 40.264 | 46.016 | 0.53333 |  | 15 |  |  |  | 46.016 | [8 empty] | 0 | 0 | 0 | 0 | 0 | 0 | 0 | [5 empty] | 0
FL Zone 2College and UniversityTurnover |  | XXXXXXXX | Yes | Equipment | LED - 14W | LED (assume 14W) replacing EISA-2020 compliant baseline lamp (100w equivalent) | EISA-2020 compliant baseline lamp (100W equivalent) | Commercial | Turnover | College and University | FL Zone 2 | Interior Lighting | Spot lighting |  | 0 | Per Lamp | [7 empty] | 132.24 | 61.712 | 70.528 | 0.53333 |  | 15 |  |  |  | 70.528 | [8 empty] | 0 | 0 | 0 | 0 | 0 | 0 | 0 | [5 empty] | 0
FL Zone 2GroceryTurnover |  | XXXXXXXX | Yes | Equipment | LED - 14W | LED (assume 14W) replacing EISA-2020 compliant baseline lamp (100w equivalent) | EISA-2020 compliant baseline lamp (100W equivalent) | Commercial | Turnover | Grocery | FL Zone 2 | Interior Lighting | Spot lighting |  | 0 | Per Lamp | [7 empty] | 166.32 | 77.616 | 88.704 | 0.53333 |  | 15 |  |  |  | 88.704 | [8 empty] | 0 | 0 | 0 | 0 | 0 | 0 | 0 | [5 empty] | 0
FL Zone 2HealthcareTurnover |  | XXXXXXXX | Yes | Equipment | LED - 14W | LED (assume 14W) replacing EISA-2020 compliant baseline lamp (100w equivalent) | EISA-2020 compliant baseline lamp (100W equivalent) | Commercial | Turnover | Healthcare | FL Zone 2 | Interior Lighting | Spot lighting |  | 0 | Per Lamp | [7 empty] | 150.84 | 70.392 | 80.448 | 0.53333 |  | 15 |  |  |  | 80.448 | [8 empty] | 0 | 0 | 0 | 0 | 0 | 0 | 0 | [5 empty] | 0
FL Zone 2HospitalsTurnover |  | XXXXXXXX | Yes | Equipment | LED - 14W | LED (assume 14W) replacing EISA-2020 compliant baseline lamp (100w equivalent) | EISA-2020 compliant baseline lamp (100W equivalent) | Commercial | Turnover | Hospitals | FL Zone 2 | Interior Lighting | Spot lighting |  | 0 | Per Lamp | [7 empty] | 204.06 | 95.228 | 108.832 | 0.53333 |  | 15 |  |  |  | 108.832 | [8 empty] | 0 | 0 | 0 | 0 | 0 | 0 | 0 | [5 empty] | 0
FL Zone 2InstitutionalTurnover |  | XXXXXXXX | Yes | Equipment | LED - 14W | LED (assume 14W) replacing EISA-2020 compliant baseline lamp (100w equivalent) | EISA-2020 compliant baseline lamp (100W equivalent) | Commercial | Turnover | Institutional | FL Zone 2 | Interior Lighting | Spot lighting |  | 0 | Per Lamp | [7 empty] | 98.97 | 46.186 | 52.784 | 0.53333 |  | 15 |  |  |  | 52.784 | [8 empty] | 0 | 0 | 0 | 0 | 0 | 0 | 0 | [5 empty] | 0
FL Zone 2Lodging/HospitalityTurnover |  | XXXXXXXX | Yes | Equipment | LED - 14W | LED (assume 14W) replacing EISA-2020 compliant baseline lamp (100w equivalent) | EISA-2020 compliant baseline lamp (100W equivalent) | Commercial | Turnover | Lodging/Hospitality | FL Zone 2 | Interior Lighting | Spot lighting |  | 0 | Per Lamp | [7 empty] | 112.62 | 52.556 | 60.064 | 0.53333 |  | 15 |  |  |  | 60.064 | [8 empty] | 0 | 0 | 0 | 0 | 0 | 0 | 0 | [5 empty] | 0
FL Zone 2MiscellaneousTurnover |  | XXXXXXXX | Yes | Equipment | LED - 14W | LED (assume 14W) replacing EISA-2020 compliant baseline lamp (100w equivalent) | EISA-2020 compliant baseline lamp (100W equivalent) | Commercial | Turnover | Miscellaneous | FL Zone 2 | Interior Lighting | Spot lighting |  | 0 | Per Lamp | [7 empty] | 132.24 | 61.712 | 70.528 | 0.53333 |  | 15 |  |  |  | 70.528 | [8 empty] | 0 | 0 | 0 | 0 | 0 | 0 | 0 | [5 empty] | 0
FL Zone 2OfficesTurnover |  | XXXXXXXX | Yes | Equipment | LED - 14W | LED (assume 14W) replacing EISA-2020 compliant baseline lamp (100w equivalent) | EISA-2020 compliant baseline lamp (100W equivalent) | Commercial | Turnover | Offices | FL Zone 2 | Interior Lighting | Spot lighting |  | 0 | Per Lamp | [7 empty] | 97.59 | 45.542 | 52.048 | 0.53333 |  | 15 |  |  |  | 52.048 | [8 empty] | 0 | 0 | 0 | 0 | 0 | 0 | 0 | [5 empty] | 0
FL Zone 2RestaurantsTurnover |  | XXXXXXXX | Yes | Equipment | LED - 14W | LED (assume 14W) replacing EISA-2020 compliant baseline lamp (100w equivalent) | EISA-2020 compliant baseline lamp (100W equivalent) | Commercial | Turnover | Restaurants | FL Zone 2 | Interior Lighting | Spot lighting |  | 0 | Per Lamp | [7 empty] | 100.71 | 46.998 | 53.712 | 0.53333 |  | 15 |  |  |  | 53.712 | [8 empty] | 0 | 0 | 0 | 0 | 0 | 0 | 0 | [5 empty] | 0
FL Zone 2RetailTurnover |  | XXXXXXXX | Yes | Equipment | LED - 14W | LED (assume 14W) replacing EISA-2020 compliant baseline lamp (100w equivalent) | EISA-2020 compliant baseline lamp (100W equivalent) | Commercial | Turnover | Retail | FL Zone 2 | Interior Lighting | Spot lighting |  | 0 | Per Lamp | [7 empty] | 149.52 | 69.776 | 79.744 | 0.53333 |  | 15 |  |  |  | 79.744 | [8 empty] | 0 | 0 | 0 | 0 | 0 | 0 | 0 | [5 empty] | 0
FL Zone 2Schools K-12Turnover |  | XXXXXXXX | Yes | Equipment | LED - 14W | LED (assume 14W) replacing EISA-2020 compliant baseline lamp (100w equivalent) | EISA-2020 compliant baseline lamp (100W equivalent) | Commercial | Turnover | Schools K-12 | FL Zone 2 | Interior Lighting | Spot lighting |  | 0 | Per Lamp | [7 empty] | 71.37 | 33.306 | 38.064 | 0.53333 |  | 15 |  |  |  | 38.064 | [8 empty] | 0 | 0 | 0 | 0 | 0 | 0 | 0 | [5 empty] | 0
FL Zone 2WarehouseTurnover |  | XXXXXXXX | Yes | Equipment | LED - 14W | LED (assume 14W) replacing EISA-2020 compliant baseline lamp (100w equivalent) | EISA-2020 compliant baseline lamp (100W equivalent) | Commercial | Turnover | Warehouse | FL Zone 2 | Interior Lighting | Spot lighting |  | 0 | Per Lamp | [7 empty] | 114.72 | 53.536 | 61.184 | 0.53333 |  | 15 |  |  |  | 61.184 | [8 empty] | 0 | 0 | 0 | 0 | 0 | 0 | 0 | [5 empty] | 0
FL Zone 2AssemblyNew |  | XXXXXXXX | Yes | Equipment | LED - 14W | LED (assume 14W) replacing EISA-2020 compliant baseline lamp (100w equivalent) | EISA-2020 compliant baseline lamp (100W equivalent) | Commercial | New | Assembly | FL Zone 2 | Interior Lighting | Spot lighting |  | 0 | Per Lamp | [7 empty] | 86.28 | 40.264 | 46.016 | 0.53333 |  | 15 |  |  |  | 46.016 | [8 empty] | 0 | 0 | 0 | 0 | 0 | 0 | 0 | [5 empty] | 0
FL Zone 2College and UniversityNew |  | XXXXXXXX | Yes | Equipment | LED - 14W | LED (assume 14W) replacing EISA-2020 compliant baseline lamp (100w equivalent) | EISA-2020 compliant baseline lamp (100W equivalent) | Commercial | New | College and University | FL Zone 2 | Interior Lighting | Spot lighting |  | 0 | Per Lamp | [7 empty] | 132.24 | 61.712 | 70.528 | 0.53333 |  | 15 |  |  |  | 70.528 | [8 empty] | 0 | 0 | 0 | 0 | 0 | 0 | 0 | [5 empty] | 0
FL Zone 2GroceryNew |  | XXXXXXXX | Yes | Equipment | LED - 14W | LED (assume 14W) replacing EISA-2020 compliant baseline lamp (100w equivalent) | EISA-2020 compliant baseline lamp (100W equivalent) | Commercial | New | Grocery | FL Zone 2 | Interior Lighting | Spot lighting |  | 0 | Per Lamp | [7 empty] | 166.32 | 77.616 | 88.704 | 0.53333 |  | 15 |  |  |  | 88.704 | [8 empty] | 0 | 0 | 0 | 0 | 0 | 0 | 0 | [5 empty] | 0
FL Zone 2HealthcareNew |  | XXXXXXXX | Yes | Equipment | LED - 14W | LED (assume 14W) replacing EISA-2020 compliant baseline lamp (100w equivalent) | EISA-2020 compliant baseline lamp (100W equivalent) | Commercial | New | Healthcare | FL Zone 2 | Interior Lighting | Spot lighting |  | 0 | Per Lamp | [7 empty] | 150.84 | 70.392 | 80.448 | 0.53333 |  | 15 |  |  |  | 80.448 | [8 empty] | 0 | 0 | 0 | 0 | 0 | 0 | 0 | [5 empty] | 0
FL Zone 2HospitalsNew |  | XXXXXXXX | Yes | Equipment | LED - 14W | LED (assume 14W) replacing EISA-2020 compliant baseline lamp (100w equivalent) | EISA-2020 compliant baseline lamp (100W equivalent) | Commercial | New | Hospitals | FL Zone 2 | Interior Lighting | Spot lighting |  | 0 | Per Lamp | [7 empty] | 204.06 | 95.228 | 108.832 | 0.53333 |  | 15 |  |  |  | 108.832 | [8 empty] | 0 | 0 | 0 | 0 | 0 | 0 | 0 | [5 empty] | 0
FL Zone 2InstitutionalNew |  | XXXXXXXX | Yes | Equipment | LED - 14W | LED (assume 14W) replacing EISA-2020 compliant baseline lamp (100w equivalent) | EISA-2020 compliant baseline lamp (100W equivalent) | Commercial | New | Institutional | FL Zone 2 | Interior Lighting | Spot lighting |  | 0 | Per Lamp | [7 empty] | 98.97 | 46.186 | 52.784 | 0.53333 |  | 15 |  |  |  | 52.784 | [8 empty] | 0 | 0 | 0 | 0 | 0 | 0 | 0 | [5 empty] | 0
FL Zone 2Lodging/HospitalityNew |  | XXXXXXXX | Yes | Equipment | LED - 14W | LED (assume 14W) replacing EISA-2020 compliant baseline lamp (100w equivalent) | EISA-2020 compliant baseline lamp (100W equivalent) | Commercial | New | Lodging/Hospitality | FL Zone 2 | Interior Lighting | Spot lighting |  | 0 | Per Lamp | [7 empty] | 112.62 | 52.556 | 60.064 | 0.53333 |  | 15 |  |  |  | 60.064 | [8 empty] | 0 | 0 | 0 | 0 | 0 | 0 | 0 | [5 empty] | 0
FL Zone 2MiscellaneousNew |  | XXXXXXXX | Yes | Equipment | LED - 14W | LED (assume 14W) replacing EISA-2020 compliant baseline lamp (100w equivalent) | EISA-2020 compliant baseline lamp (100W equivalent) | Commercial | New | Miscellaneous | FL Zone 2 | Interior Lighting | Spot lighting |  | 0 | Per Lamp | [7 empty] | 132.24 | 61.712 | 70.528 | 0.53333 |  | 15 |  |  |  | 70.528 | [8 empty] | 0 | 0 | 0 | 0 | 0 | 0 | 0 | [5 empty] | 0
FL Zone 2OfficesNew |  | XXXXXXXX | Yes | Equipment | LED - 14W | LED (assume 14W) replacing EISA-2020 compliant baseline lamp (100w equivalent) | EISA-2020 compliant baseline lamp (100W equivalent) | Commercial | New | Offices | FL Zone 2 | Interior Lighting | Spot lighting |  | 0 | Per Lamp | [7 empty] | 97.59 | 45.542 | 52.048 | 0.53333 |  | 15 |  |  |  | 52.048 | [8 empty] | 0 | 0 | 0 | 0 | 0 | 0 | 0 | [5 empty] | 0
FL Zone 2RestaurantsNew |  | XXXXXXXX | Yes | Equipment | LED - 14W | LED (assume 14W) replacing EISA-2020 compliant baseline lamp (100w equivalent) | EISA-2020 compliant baseline lamp (100W equivalent) | Commercial | New | Restaurants | FL Zone 2 | Interior Lighting | Spot lighting |  | 0 | Per Lamp | [7 empty] | 100.71 | 46.998 | 53.712 | 0.53333 |  | 15 |  |  |  | 53.712 | [8 empty] | 0 | 0 | 0 | 0 | 0 | 0 | 0 | [5 empty] | 0
FL Zone 2RetailNew |  | XXXXXXXX | Yes | Equipment | LED - 14W | LED (assume 14W) replacing EISA-2020 compliant baseline lamp (100w equivalent) | EISA-2020 compliant baseline lamp (100W equivalent) | Commercial | New | Retail | FL Zone 2 | Interior Lighting | Spot lighting |  | 0 | Per Lamp | [7 empty] | 149.52 | 69.776 | 79.744 | 0.53333 |  | 15 |  |  |  | 79.744 | [8 empty] | 0 | 0 | 0 | 0 | 0 | 0 | 0 | [5 empty] | 0
FL Zone 2Schools K-12New |  | XXXXXXXX | Yes | Equipment | LED - 14W | LED (assume 14W) replacing EISA-2020 compliant baseline lamp (100w equivalent) | EISA-2020 compliant baseline lamp (100W equivalent) | Commercial | New | Schools K-12 | FL Zone 2 | Interior Lighting | Spot lighting |  | 0 | Per Lamp | [7 empty] | 71.37 | 33.306 | 38.064 | 0.53333 |  | 15 |  |  |  | 38.064 | [8 empty] | 0 | 0 | 0 | 0 | 0 | 0 | 0 | [5 empty] | 0
FL Zone 2WarehouseNew |  | XXXXXXXX | Yes | Equipment | LED - 14W | LED (assume 14W) replacing EISA-2020 compliant baseline lamp (100w equivalent) | EISA-2020 compliant baseline lamp (100W equivalent) | Commercial | New | Warehouse | FL Zone 2 | Interior Lighting | Spot lighting |  | 0 | Per Lamp | [7 empty] | 114.72 | 53.536 | 61.184 | 0.53333 |  | 15 |  |  |  | 61.184 | [8 empty] | 0 | 0 | 0 | 0 | 0 | 0 | 0 | [5 empty] | 0
FL Zone 2AssemblyTurnover |  | XXXXXXXX | Yes | Equipment | LED - 9W Flood | LED (assume 9W) replacing EISA-2020 compliant baseline lamp (65w flood) | EISA-2020 compliant baseline lamp (65W flood) | Commercial | Turnover | Assembly | FL Zone 2 | Exterior Lighting | Spot lighting/Security/Flood |  | 0 | Per Lamp | [7 empty] | 261.17 | 36.162 | 225.008 | 0.86154 |  | 15 |  |  |  | 225.008 | [8 empty] | 0 | 0 | 0 | 0 | 0 | 0 | 0 | [5 empty] | 0
FL Zone 2College and UniversityTurnover |  | XXXXXXXX | Yes | Equipment | LED - 9W Flood | LED (assume 9W) replacing EISA-2020 compliant baseline lamp (65w flood) | EISA-2020 compliant baseline lamp (65W flood) | Commercial | Turnover | College and University | FL Zone 2 | Exterior Lighting | Spot lighting/Security/Flood |  | 0 | Per Lamp | [7 empty] | 261.17 | 36.162 | 225.008 | 0.86154 |  | 15 |  |  |  | 225.008 | [8 empty] | 0 | 0 | 0 | 0 | 0 | 0 | 0 | [5 empty] | 0
FL Zone 2GroceryTurnover |  | XXXXXXXX | Yes | Equipment | LED - 9W Flood | LED (assume 9W) replacing EISA-2020 compliant baseline lamp (65w flood) | EISA-2020 compliant baseline lamp (65W flood) | Commercial | Turnover | Grocery | FL Zone 2 | Exterior Lighting | Spot lighting/Security/Flood |  | 0 | Per Lamp | [7 empty] | 261.17 | 36.162 | 225.008 | 0.86154 |  | 15 |  |  |  | 225.008 | [8 empty] | 0 | 0 | 0 | 0 | 0 | 0 | 0 | [5 empty] | 0
FL Zone 2HealthcareTurnover |  | XXXXXXXX | Yes | Equipment | LED - 9W Flood | LED (assume 9W) replacing EISA-2020 compliant baseline lamp (65w flood) | EISA-2020 compliant baseline lamp (65W flood) | Commercial | Turnover | Healthcare | FL Zone 2 | Exterior Lighting | Spot lighting/Security/Flood |  | 0 | Per Lamp | [7 empty] | 261.17 | 36.162 | 225.008 | 0.86154 |  | 15 |  |  |  | 225.008 | [8 empty] | 0 | 0 | 0 | 0 | 0 | 0 | 0 | [5 empty] | 0
FL Zone 2HospitalsTurnover |  | XXXXXXXX | Yes | Equipment | LED - 9W Flood | LED (assume 9W) replacing EISA-2020 compliant baseline lamp (65w flood) | EISA-2020 compliant baseline lamp (65W flood) | Commercial | Turnover | Hospitals | FL Zone 2 | Exterior Lighting | Spot lighting/Security/Flood |  | 0 | Per Lamp | [7 empty] | 261.17 | 36.162 | 225.008 | 0.86154 |  | 15 |  |  |  | 225.008 | [8 empty] | 0 | 0 | 0 | 0 | 0 | 0 | 0 | [5 empty] | 0
FL Zone 2InstitutionalTurnover |  | XXXXXXXX | Yes | Equipment | LED - 9W Flood | LED (assume 9W) replacing EISA-2020 compliant baseline lamp (65w flood) | EISA-2020 compliant baseline lamp (65W flood) | Commercial | Turnover | Institutional | FL Zone 2 | Exterior Lighting | Spot lighting/Security/Flood |  | 0 | Per Lamp | [7 empty] | 261.17 | 36.162 | 225.008 | 0.86154 |  | 15 |  |  |  | 225.008 | [8 empty] | 0 | 0 | 0 | 0 | 0 | 0 | 0 | [5 empty] | 0
FL Zone 2Lodging/HospitalityTurnover |  | XXXXXXXX | Yes | Equipment | LED - 9W Flood | LED (assume 9W) replacing EISA-2020 compliant baseline lamp (65w flood) | EISA-2020 compliant baseline lamp (65W flood) | Commercial | Turnover | Lodging/Hospitality | FL Zone 2 | Exterior Lighting | Spot lighting/Security/Flood |  | 0 | Per Lamp | [7 empty] | 261.17 | 36.162 | 225.008 | 0.86154 |  | 15 |  |  |  | 225.008 | [8 empty] | 0 | 0 | 0 | 0 | 0 | 0 | 0 | [5 empty] | 0
FL Zone 2MiscellaneousTurnover |  | XXXXXXXX | Yes | Equipment | LED - 9W Flood | LED (assume 9W) replacing EISA-2020 compliant baseline lamp (65w flood) | EISA-2020 compliant baseline lamp (65W flood) | Commercial | Turnover | Miscellaneous | FL Zone 2 | Exterior Lighting | Spot lighting/Security/Flood |  | 0 | Per Lamp | [7 empty] | 261.17 | 36.162 | 225.008 | 0.86154 |  | 15 |  |  |  | 225.008 | [8 empty] | 0 | 0 | 0 | 0 | 0 | 0 | 0 | [5 empty] | 0
FL Zone 2OfficesTurnover |  | XXXXXXXX | Yes | Equipment | LED - 9W Flood | LED (assume 9W) replacing EISA-2020 compliant baseline lamp (65w flood) | EISA-2020 compliant baseline lamp (65W flood) | Commercial | Turnover | Offices | FL Zone 2 | Exterior Lighting | Spot lighting/Security/Flood |  | 0 | Per Lamp | [7 empty] | 261.17 | 36.162 | 225.008 | 0.86154 |  | 15 |  |  |  | 225.008 | [8 empty] | 0 | 0 | 0 | 0 | 0 | 0 | 0 | [5 empty] | 0
FL Zone 2RestaurantsTurnover |  | XXXXXXXX | Yes | Equipment | LED - 9W Flood | LED (assume 9W) replacing EISA-2020 compliant baseline lamp (65w flood) | EISA-2020 compliant baseline lamp (65W flood) | Commercial | Turnover | Restaurants | FL Zone 2 | Exterior Lighting | Spot lighting/Security/Flood |  | 0 | Per Lamp | [7 empty] | 261.17 | 36.162 | 225.008 | 0.86154 |  | 15 |  |  |  | 225.008 | [8 empty] | 0 | 0 | 0 | 0 | 0 | 0 | 0 | [5 empty] | 0
FL Zone 2RetailTurnover |  | XXXXXXXX | Yes | Equipment | LED - 9W Flood | LED (assume 9W) replacing EISA-2020 compliant baseline lamp (65w flood) | EISA-2020 compliant baseline lamp (65W flood) | Commercial | Turnover | Retail | FL Zone 2 | Exterior Lighting | Spot lighting/Security/Flood |  | 0 | Per Lamp | [7 empty] | 261.17 | 36.162 | 225.008 | 0.86154 |  | 15 |  |  |  | 225.008 | [8 empty] | 0 | 0 | 0 | 0 | 0 | 0 | 0 | [5 empty] | 0
FL Zone 2Schools K-12Turnover |  | XXXXXXXX | Yes | Equipment | LED - 9W Flood | LED (assume 9W) replacing EISA-2020 compliant baseline lamp (65w flood) | EISA-2020 compliant baseline lamp (65W flood) | Commercial | Turnover | Schools K-12 | FL Zone 2 | Exterior Lighting | Spot lighting/Security/Flood |  | 0 | Per Lamp | [7 empty] | 261.17 | 36.162 | 225.008 | 0.86154 |  | 15 |  |  |  | 225.008 | [8 empty] | 0 | 0 | 0 | 0 | 0 | 0 | 0 | [5 empty] | 0
FL Zone 2WarehouseTurnover |  | XXXXXXXX | Yes | Equipment | LED - 9W Flood | LED (assume 9W) replacing EISA-2020 compliant baseline lamp (65w flood) | EISA-2020 compliant baseline lamp (65W flood) | Commercial | Turnover | Warehouse | FL Zone 2 | Exterior Lighting | Spot lighting/Security/Flood |  | 0 | Per Lamp | [7 empty] | 261.17 | 36.162 | 225.008 | 0.86154 |  | 15 |  |  |  | 225.008 | [8 empty] | 0 | 0 | 0 | 0 | 0 | 0 | 0 | [5 empty] | 0
FL Zone 2AssemblyNew |  | XXXXXXXX | Yes | Equipment | LED - 9W Flood | LED (assume 9W) replacing EISA-2020 compliant baseline lamp (65w flood) | EISA-2020 compliant baseline lamp (65W flood) | Commercial | New | Assembly | FL Zone 2 | Exterior Lighting | Spot lighting/Security/Flood |  | 0 | Per Lamp | [7 empty] | 261.17 | 36.162 | 225.008 | 0.86154 |  | 15 |  |  |  | 225.008 | [8 empty] | 0 | 0 | 0 | 0 | 0 | 0 | 0 | [5 empty] | 0
FL Zone 2College and UniversityNew |  | XXXXXXXX | Yes | Equipment | LED - 9W Flood | LED (assume 9W) replacing EISA-2020 compliant baseline lamp (65w flood) | EISA-2020 compliant baseline lamp (65W flood) | Commercial | New | College and University | FL Zone 2 | Exterior Lighting | Spot lighting/Security/Flood |  | 0 | Per Lamp | [7 empty] | 261.17 | 36.162 | 225.008 | 0.86154 |  | 15 |  |  |  | 225.008 | [8 empty] | 0 | 0 | 0 | 0 | 0 | 0 | 0 | [5 empty] | 0
FL Zone 2GroceryNew |  | XXXXXXXX | Yes | Equipment | LED - 9W Flood | LED (assume 9W) replacing EISA-2020 compliant baseline lamp (65w flood) | EISA-2020 compliant baseline lamp (65W flood) | Commercial | New | Grocery | FL Zone 2 | Exterior Lighting | Spot lighting/Security/Flood |  | 0 | Per Lamp | [7 empty] | 261.17 | 36.162 | 225.008 | 0.86154 |  | 15 |  |  |  | 225.008 | [8 empty] | 0 | 0 | 0 | 0 | 0 | 0 | 0 | [5 empty] | 0
FL Zone 2HealthcareNew |  | XXXXXXXX | Yes | Equipment | LED - 9W Flood | LED (assume 9W) replacing EISA-2020 compliant baseline lamp (65w flood) | EISA-2020 compliant baseline lamp (65W flood) | Commercial | New | Healthcare | FL Zone 2 | Exterior Lighting | Spot lighting/Security/Flood |  | 0 | Per Lamp | [7 empty] | 261.17 | 36.162 | 225.008 | 0.86154 |  | 15 |  |  |  | 225.008 | [8 empty] | 0 | 0 | 0 | 0 | 0 | 0 | 0 | [5 empty] | 0
FL Zone 2HospitalsNew |  | XXXXXXXX | Yes | Equipment | LED - 9W Flood | LED (assume 9W) replacing EISA-2020 compliant baseline lamp (65w flood) | EISA-2020 compliant baseline lamp (65W flood) | Commercial | New | Hospitals | FL Zone 2 | Exterior Lighting | Spot lighting/Security/Flood |  | 0 | Per Lamp | [7 empty] | 261.17 | 36.162 | 225.008 | 0.86154 |  | 15 |  |  |  | 225.008 | [8 empty] | 0 | 0 | 0 | 0 | 0 | 0 | 0 | [5 empty] | 0
FL Zone 2InstitutionalNew |  | XXXXXXXX | Yes | Equipment | LED - 9W Flood | LED (assume 9W) replacing EISA-2020 compliant baseline lamp (65w flood) | EISA-2020 compliant baseline lamp (65W flood) | Commercial | New | Institutional | FL Zone 2 | Exterior Lighting | Spot lighting/Security/Flood |  | 0 | Per Lamp | [7 empty] | 261.17 | 36.162 | 225.008 | 0.86154 |  | 15 |  |  |  | 225.008 | [8 empty] | 0 | 0 | 0 | 0 | 0 | 0 | 0 | [5 empty] | 0
FL Zone 2Lodging/HospitalityNew |  | XXXXXXXX | Yes | Equipment | LED - 9W Flood | LED (assume 9W) replacing EISA-2020 compliant baseline lamp (65w flood) | EISA-2020 compliant baseline lamp (65W flood) | Commercial | New | Lodging/Hospitality | FL Zone 2 | Exterior Lighting | Spot lighting/Security/Flood |  | 0 | Per Lamp | [7 empty] | 261.17 | 36.162 | 225.008 | 0.86154 |  | 15 |  |  |  | 225.008 | [8 empty] | 0 | 0 | 0 | 0 | 0 | 0 | 0 | [5 empty] | 0
FL Zone 2MiscellaneousNew |  | XXXXXXXX | Yes | Equipment | LED - 9W Flood | LED (assume 9W) replacing EISA-2020 compliant baseline lamp (65w flood) | EISA-2020 compliant baseline lamp (65W flood) | Commercial | New | Miscellaneous | FL Zone 2 | Exterior Lighting | Spot lighting/Security/Flood |  | 0 | Per Lamp | [7 empty] | 261.17 | 36.162 | 225.008 | 0.86154 |  | 15 |  |  |  | 225.008 | [8 empty] | 0 | 0 | 0 | 0 | 0 | 0 | 0 | [5 empty] | 0
FL Zone 2OfficesNew |  | XXXXXXXX | Yes | Equipment | LED - 9W Flood | LED (assume 9W) replacing EISA-2020 compliant baseline lamp (65w flood) | EISA-2020 compliant baseline lamp (65W flood) | Commercial | New | Offices | FL Zone 2 | Exterior Lighting | Spot lighting/Security/Flood |  | 0 | Per Lamp | [7 empty] | 261.17 | 36.162 | 225.008 | 0.86154 |  | 15 |  |  |  | 225.008 | [8 empty] | 0 | 0 | 0 | 0 | 0 | 0 | 0 | [5 empty] | 0
FL Zone 2RestaurantsNew |  | XXXXXXXX | Yes | Equipment | LED - 9W Flood | LED (assume 9W) replacing EISA-2020 compliant baseline lamp (65w flood) | EISA-2020 compliant baseline lamp (65W flood) | Commercial | New | Restaurants | FL Zone 2 | Exterior Lighting | Spot lighting/Security/Flood |  | 0 | Per Lamp | [7 empty] | 261.17 | 36.162 | 225.008 | 0.86154 |  | 15 |  |  |  | 225.008 | [8 empty] | 0 | 0 | 0 | 0 | 0 | 0 | 0 | [5 empty] | 0
FL Zone 2RetailNew |  | XXXXXXXX | Yes | Equipment | LED - 9W Flood | LED (assume 9W) replacing EISA-2020 compliant baseline lamp (65w flood) | EISA-2020 compliant baseline lamp (65W flood) | Commercial | New | Retail | FL Zone 2 | Exterior Lighting | Spot lighting/Security/Flood |  | 0 | Per Lamp | [7 empty] | 261.17 | 36.162 | 225.008 | 0.86154 |  | 15 |  |  |  | 225.008 | [8 empty] | 0 | 0 | 0 | 0 | 0 | 0 | 0 | [5 empty] | 0
FL Zone 2Schools K-12New |  | XXXXXXXX | Yes | Equipment | LED - 9W Flood | LED (assume 9W) replacing EISA-2020 compliant baseline lamp (65w flood) | EISA-2020 compliant baseline lamp (65W flood) | Commercial | New | Schools K-12 | FL Zone 2 | Exterior Lighting | Spot lighting/Security/Flood |  | 0 | Per Lamp | [7 empty] | 261.17 | 36.162 | 225.008 | 0.86154 |  | 15 |  |  |  | 225.008 | [8 empty] | 0 | 0 | 0 | 0 | 0 | 0 | 0 | [5 empty] | 0
FL Zone 2WarehouseNew |  | XXXXXXXX | Yes | Equipment | LED - 9W Flood | LED (assume 9W) replacing EISA-2020 compliant baseline lamp (65w flood) | EISA-2020 compliant baseline lamp (65W flood) | Commercial | New | Warehouse | FL Zone 2 | Exterior Lighting | Spot lighting/Security/Flood |  | 0 | Per Lamp | [7 empty] | 261.17 | 36.162 | 225.008 | 0.86154 |  | 15 |  |  |  | 225.008 | [8 empty] | 0 | 0 | 0 | 0 | 0 | 0 | 0 | [5 empty] | 0
FL Zone 2AssemblyTurnover |  | XXXXXXXX | Yes | Equipment | LED Display Lighting (Exterior) | One Letter of LED Signage, < 2ft in Height | One Letter of Neon or Argon-mercury Signage, < 2ft in Height | Commercial | Turnover | Assembly | FL Zone 2 | Exterior Lighting | Exterior marquis |  | 0 | Per Fixture | [7 empty] | 433.944 | 56.252 | 377.692 | 0.87037 |  | 15 |  |  |  | 377.692 | [8 empty] | 0 | 0 | 0 | 0 | 0 | 0 | 0 | [5 empty] | 0
FL Zone 2College and UniversityTurnover |  | XXXXXXXX | Yes | Equipment | LED Display Lighting (Exterior) | One Letter of LED Signage, < 2ft in Height | One Letter of Neon or Argon-mercury Signage, < 2ft in Height | Commercial | Turnover | College and University | FL Zone 2 | Exterior Lighting | Exterior marquis |  | 0 | Per Fixture | [7 empty] | 433.944 | 56.252 | 377.692 | 0.87037 |  | 15 |  |  |  | 377.692 | [8 empty] | 0 | 0 | 0 | 0 | 0 | 0 | 0 | [5 empty] | 0
FL Zone 2GroceryTurnover |  | XXXXXXXX | Yes | Equipment | LED Display Lighting (Exterior) | One Letter of LED Signage, < 2ft in Height | One Letter of Neon or Argon-mercury Signage, < 2ft in Height | Commercial | Turnover | Grocery | FL Zone 2 | Exterior Lighting | Exterior marquis |  | 0 | Per Fixture | [7 empty] | 433.944 | 56.252 | 377.692 | 0.87037 |  | 15 |  |  |  | 377.692 | [8 empty] | 0 | 0 | 0 | 0 | 0 | 0 | 0 | [5 empty] | 0
FL Zone 2HealthcareTurnover |  | XXXXXXXX | Yes | Equipment | LED Display Lighting (Exterior) | One Letter of LED Signage, < 2ft in Height | One Letter of Neon or Argon-mercury Signage, < 2ft in Height | Commercial | Turnover | Healthcare | FL Zone 2 | Exterior Lighting | Exterior marquis |  | 0 | Per Fixture | [7 empty] | 433.944 | 56.252 | 377.692 | 0.87037 |  | 15 |  |  |  | 377.692 | [8 empty] | 0 | 0 | 0 | 0 | 0 | 0 | 0 | [5 empty] | 0
FL Zone 2HospitalsTurnover |  | XXXXXXXX | Yes | Equipment | LED Display Lighting (Exterior) | One Letter of LED Signage, < 2ft in Height | One Letter of Neon or Argon-mercury Signage, < 2ft in Height | Commercial | Turnover | Hospitals | FL Zone 2 | Exterior Lighting | Exterior marquis |  | 0 | Per Fixture | [7 empty] | 433.944 | 56.252 | 377.692 | 0.87037 |  | 15 |  |  |  | 377.692 | [8 empty] | 0 | 0 | 0 | 0 | 0 | 0 | 0 | [5 empty] | 0
FL Zone 2InstitutionalTurnover |  | XXXXXXXX | Yes | Equipment | LED Display Lighting (Exterior) | One Letter of LED Signage, < 2ft in Height | One Letter of Neon or Argon-mercury Signage, < 2ft in Height | Commercial | Turnover | Institutional | FL Zone 2 | Exterior Lighting | Exterior marquis |  | 0 | Per Fixture | [7 empty] | 433.944 | 56.252 | 377.692 | 0.87037 |  | 15 |  |  |  | 377.692 | [8 empty] | 0 | 0 | 0 | 0 | 0 | 0 | 0 | [5 empty] | 0
FL Zone 2Lodging/HospitalityTurnover |  | XXXXXXXX | Yes | Equipment | LED Display Lighting (Exterior) | One Letter of LED Signage, < 2ft in Height | One Letter of Neon or Argon-mercury Signage, < 2ft in Height | Commercial | Turnover | Lodging/Hospitality | FL Zone 2 | Exterior Lighting | Exterior marquis |  | 0 | Per Fixture | [7 empty] | 433.944 | 56.252 | 377.692 | 0.87037 |  | 15 |  |  |  | 377.692 | [8 empty] | 0 | 0 | 0 | 0 | 0 | 0 | 0 | [5 empty] | 0
FL Zone 2MiscellaneousTurnover |  | XXXXXXXX | Yes | Equipment | LED Display Lighting (Exterior) | One Letter of LED Signage, < 2ft in Height | One Letter of Neon or Argon-mercury Signage, < 2ft in Height | Commercial | Turnover | Miscellaneous | FL Zone 2 | Exterior Lighting | Exterior marquis |  | 0 | Per Fixture | [7 empty] | 433.944 | 56.252 | 377.692 | 0.87037 |  | 15 |  |  |  | 377.692 | [8 empty] | 0 | 0 | 0 | 0 | 0 | 0 | 0 | [5 empty] | 0
FL Zone 2OfficesTurnover |  | XXXXXXXX | Yes | Equipment | LED Display Lighting (Exterior) | One Letter of LED Signage, < 2ft in Height | One Letter of Neon or Argon-mercury Signage, < 2ft in Height | Commercial | Turnover | Offices | FL Zone 2 | Exterior Lighting | Exterior marquis |  | 0 | Per Fixture | [7 empty] | 433.944 | 56.252 | 377.692 | 0.87037 |  | 15 |  |  |  | 377.692 | [8 empty] | 0 | 0 | 0 | 0 | 0 | 0 | 0 | [5 empty] | 0
FL Zone 2RestaurantsTurnover |  | XXXXXXXX | Yes | Equipment | LED Display Lighting (Exterior) | One Letter of LED Signage, < 2ft in Height | One Letter of Neon or Argon-mercury Signage, < 2ft in Height | Commercial | Turnover | Restaurants | FL Zone 2 | Exterior Lighting | Exterior marquis |  | 0 | Per Fixture | [7 empty] | 433.944 | 56.252 | 377.692 | 0.87037 |  | 15 |  |  |  | 377.692 | [8 empty] | 0 | 0 | 0 | 0 | 0 | 0 | 0 | [5 empty] | 0
FL Zone 2RetailTurnover |  | XXXXXXXX | Yes | Equipment | LED Display Lighting (Exterior) | One Letter of LED Signage, < 2ft in Height | One Letter of Neon or Argon-mercury Signage, < 2ft in Height | Commercial | Turnover | Retail | FL Zone 2 | Exterior Lighting | Exterior marquis |  | 0 | Per Fixture | [7 empty] | 433.944 | 56.252 | 377.692 | 0.87037 |  | 15 |  |  |  | 377.692 | [8 empty] | 0 | 0 | 0 | 0 | 0 | 0 | 0 | [5 empty] | 0
FL Zone 2Schools K-12Turnover |  | XXXXXXXX | Yes | Equipment | LED Display Lighting (Exterior) | One Letter of LED Signage, < 2ft in Height | One Letter of Neon or Argon-mercury Signage, < 2ft in Height | Commercial | Turnover | Schools K-12 | FL Zone 2 | Exterior Lighting | Exterior marquis |  | 0 | Per Fixture | [7 empty] | 433.944 | 56.252 | 377.692 | 0.87037 |  | 15 |  |  |  | 377.692 | [8 empty] | 0 | 0 | 0 | 0 | 0 | 0 | 0 | [5 empty] | 0
FL Zone 2WarehouseTurnover |  | XXXXXXXX | Yes | Equipment | LED Display Lighting (Exterior) | One Letter of LED Signage, < 2ft in Height | One Letter of Neon or Argon-mercury Signage, < 2ft in Height | Commercial | Turnover | Warehouse | FL Zone 2 | Exterior Lighting | Exterior marquis |  | 0 | Per Fixture | [7 empty] | 433.944 | 56.252 | 377.692 | 0.87037 |  | 15 |  |  |  | 377.692 | [8 empty] | 0 | 0 | 0 | 0 | 0 | 0 | 0 | [5 empty] | 0
FL Zone 2AssemblyNew |  | XXXXXXXX | Yes | Equipment | LED Display Lighting (Exterior) | One Letter of LED Signage, < 2ft in Height | One Letter of Neon or Argon-mercury Signage, < 2ft in Height | Commercial | New | Assembly | FL Zone 2 | Exterior Lighting | Exterior marquis |  | 0 | Per Fixture | [7 empty] | 433.944 | 56.252 | 377.692 | 0.87037 |  | 15 |  |  |  | 377.692 | [8 empty] | 0 | 0 | 0 | 0 | 0 | 0 | 0 | [5 empty] | 0
FL Zone 2College and UniversityNew |  | XXXXXXXX | Yes | Equipment | LED Display Lighting (Exterior) | One Letter of LED Signage, < 2ft in Height | One Letter of Neon or Argon-mercury Signage, < 2ft in Height | Commercial | New | College and University | FL Zone 2 | Exterior Lighting | Exterior marquis |  | 0 | Per Fixture | [7 empty] | 433.944 | 56.252 | 377.692 | 0.87037 |  | 15 |  |  |  | 377.692 | [8 empty] | 0 | 0 | 0 | 0 | 0 | 0 | 0 | [5 empty] | 0
FL Zone 2GroceryNew |  | XXXXXXXX | Yes | Equipment | LED Display Lighting (Exterior) | One Letter of LED Signage, < 2ft in Height | One Letter of Neon or Argon-mercury Signage, < 2ft in Height | Commercial | New | Grocery | FL Zone 2 | Exterior Lighting | Exterior marquis |  | 0 | Per Fixture | [7 empty] | 433.944 | 56.252 | 377.692 | 0.87037 |  | 15 |  |  |  | 377.692 | [8 empty] | 0 | 0 | 0 | 0 | 0 | 0 | 0 | [5 empty] | 0
FL Zone 2HealthcareNew |  | XXXXXXXX | Yes | Equipment | LED Display Lighting (Exterior) | One Letter of LED Signage, < 2ft in Height | One Letter of Neon or Argon-mercury Signage, < 2ft in Height | Commercial | New | Healthcare | FL Zone 2 | Exterior Lighting | Exterior marquis |  | 0 | Per Fixture | [7 empty] | 433.944 | 56.252 | 377.692 | 0.87037 |  | 15 |  |  |  | 377.692 | [8 empty] | 0 | 0 | 0 | 0 | 0 | 0 | 0 | [5 empty] | 0
FL Zone 2HospitalsNew |  | XXXXXXXX | Yes | Equipment | LED Display Lighting (Exterior) | One Letter of LED Signage, < 2ft in Height | One Letter of Neon or Argon-mercury Signage, < 2ft in Height | Commercial | New | Hospitals | FL Zone 2 | Exterior Lighting | Exterior marquis |  | 0 | Per Fixture | [7 empty] | 433.944 | 56.252 | 377.692 | 0.87037 |  | 15 |  |  |  | 377.692 | [8 empty] | 0 | 0 | 0 | 0 | 0 | 0 | 0 | [5 empty] | 0
FL Zone 2InstitutionalNew |  | XXXXXXXX | Yes | Equipment | LED Display Lighting (Exterior) | One Letter of LED Signage, < 2ft in Height | One Letter of Neon or Argon-mercury Signage, < 2ft in Height | Commercial | New | Institutional | FL Zone 2 | Exterior Lighting | Exterior marquis |  | 0 | Per Fixture | [7 empty] | 433.944 | 56.252 | 377.692 | 0.87037 |  | 15 |  |  |  | 377.692 | [8 empty] | 0 | 0 | 0 | 0 | 0 | 0 | 0 | [5 empty] | 0
FL Zone 2Lodging/HospitalityNew |  | XXXXXXXX | Yes | Equipment | LED Display Lighting (Exterior) | One Letter of LED Signage, < 2ft in Height | One Letter of Neon or Argon-mercury Signage, < 2ft in Height | Commercial | New | Lodging/Hospitality | FL Zone 2 | Exterior Lighting | Exterior marquis |  | 0 | Per Fixture | [7 empty] | 433.944 | 56.252 | 377.692 | 0.87037 |  | 15 |  |  |  | 377.692 | [8 empty] | 0 | 0 | 0 | 0 | 0 | 0 | 0 | [5 empty] | 0
FL Zone 2MiscellaneousNew |  | XXXXXXXX | Yes | Equipment | LED Display Lighting (Exterior) | One Letter of LED Signage, < 2ft in Height | One Letter of Neon or Argon-mercury Signage, < 2ft in Height | Commercial | New | Miscellaneous | FL Zone 2 | Exterior Lighting | Exterior marquis |  | 0 | Per Fixture | [7 empty] | 433.944 | 56.252 | 377.692 | 0.87037 |  | 15 |  |  |  | 377.692 | [8 empty] | 0 | 0 | 0 | 0 | 0 | 0 | 0 | [5 empty] | 0
FL Zone 2OfficesNew |  | XXXXXXXX | Yes | Equipment | LED Display Lighting (Exterior) | One Letter of LED Signage, < 2ft in Height | One Letter of Neon or Argon-mercury Signage, < 2ft in Height | Commercial | New | Offices | FL Zone 2 | Exterior Lighting | Exterior marquis |  | 0 | Per Fixture | [7 empty] | 433.944 | 56.252 | 377.692 | 0.87037 |  | 15 |  |  |  | 377.692 | [8 empty] | 0 | 0 | 0 | 0 | 0 | 0 | 0 | [5 empty] | 0
FL Zone 2RestaurantsNew |  | XXXXXXXX | Yes | Equipment | LED Display Lighting (Exterior) | One Letter of LED Signage, < 2ft in Height | One Letter of Neon or Argon-mercury Signage, < 2ft in Height | Commercial | New | Restaurants | FL Zone 2 | Exterior Lighting | Exterior marquis |  | 0 | Per Fixture | [7 empty] | 433.944 | 56.252 | 377.692 | 0.87037 |  | 15 |  |  |  | 377.692 | [8 empty] | 0 | 0 | 0 | 0 | 0 | 0 | 0 | [5 empty] | 0
FL Zone 2RetailNew |  | XXXXXXXX | Yes | Equipment | LED Display Lighting (Exterior) | One Letter of LED Signage, < 2ft in Height | One Letter of Neon or Argon-mercury Signage, < 2ft in Height | Commercial | New | Retail | FL Zone 2 | Exterior Lighting | Exterior marquis |  | 0 | Per Fixture | [7 empty] | 433.944 | 56.252 | 377.692 | 0.87037 |  | 15 |  |  |  | 377.692 | [8 empty] | 0 | 0 | 0 | 0 | 0 | 0 | 0 | [5 empty] | 0
FL Zone 2Schools K-12New |  | XXXXXXXX | Yes | Equipment | LED Display Lighting (Exterior) | One Letter of LED Signage, < 2ft in Height | One Letter of Neon or Argon-mercury Signage, < 2ft in Height | Commercial | New | Schools K-12 | FL Zone 2 | Exterior Lighting | Exterior marquis |  | 0 | Per Fixture | [7 empty] | 433.944 | 56.252 | 377.692 | 0.87037 |  | 15 |  |  |  | 377.692 | [8 empty] | 0 | 0 | 0 | 0 | 0 | 0 | 0 | [5 empty] | 0
FL Zone 2WarehouseNew |  | XXXXXXXX | Yes | Equipment | LED Display Lighting (Exterior) | One Letter of LED Signage, < 2ft in Height | One Letter of Neon or Argon-mercury Signage, < 2ft in Height | Commercial | New | Warehouse | FL Zone 2 | Exterior Lighting | Exterior marquis |  | 0 | Per Fixture | [7 empty] | 433.944 | 56.252 | 377.692 | 0.87037 |  | 15 |  |  |  | 377.692 | [8 empty] | 0 | 0 | 0 | 0 | 0 | 0 | 0 | [5 empty] | 0
FL Zone 2AssemblyTurnover |  | XXXXXXXX | Yes | Equipment | LED Display Lighting (Interior) | One Letter of LED Signage, < 2ft in Height | One Letter of Neon or Argon-mercury Signage, < 2ft in Height | Commercial | Turnover | Assembly | FL Zone 2 | Interior Lighting | Spot lighting |  | 0 | Per Fixture | [7 empty] | 310.608 | 40.264 | 270.344 | 0.87037 |  | 15 |  |  |  | 270.344 | [8 empty] | 0 | 0 | 0 | 0 | 0 | 0 | 0 | [5 empty] | 0
FL Zone 2College and UniversityTurnover |  | XXXXXXXX | Yes | Equipment | LED Display Lighting (Interior) | One Letter of LED Signage, < 2ft in Height | One Letter of Neon or Argon-mercury Signage, < 2ft in Height | Commercial | Turnover | College and University | FL Zone 2 | Interior Lighting | Spot lighting |  | 0 | Per Fixture | [7 empty] | 476.064 | 61.712 | 414.352 | 0.87037 |  | 15 |  |  |  | 414.352 | [8 empty] | 0 | 0 | 0 | 0 | 0 | 0 | 0 | [5 empty] | 0
FL Zone 2GroceryTurnover |  | XXXXXXXX | Yes | Equipment | LED Display Lighting (Interior) | One Letter of LED Signage, < 2ft in Height | One Letter of Neon or Argon-mercury Signage, < 2ft in Height | Commercial | Turnover | Grocery | FL Zone 2 | Interior Lighting | Spot lighting |  | 0 | Per Fixture | [7 empty] | 598.752 | 77.616 | 521.136 | 0.87037 |  | 15 |  |  |  | 521.136 | [8 empty] | 0 | 0 | 0 | 0 | 0 | 0 | 0 | [5 empty] | 0
FL Zone 2HealthcareTurnover |  | XXXXXXXX | Yes | Equipment | LED Display Lighting (Interior) | One Letter of LED Signage, < 2ft in Height | One Letter of Neon or Argon-mercury Signage, < 2ft in Height | Commercial | Turnover | Healthcare | FL Zone 2 | Interior Lighting | Spot lighting |  | 0 | Per Fixture | [7 empty] | 543.024 | 70.392 | 472.632 | 0.87037 |  | 15 |  |  |  | 472.632 | [8 empty] | 0 | 0 | 0 | 0 | 0 | 0 | 0 | [5 empty] | 0
FL Zone 2HospitalsTurnover |  | XXXXXXXX | Yes | Equipment | LED Display Lighting (Interior) | One Letter of LED Signage, < 2ft in Height | One Letter of Neon or Argon-mercury Signage, < 2ft in Height | Commercial | Turnover | Hospitals | FL Zone 2 | Interior Lighting | Spot lighting |  | 0 | Per Fixture | [7 empty] | 734.616 | 95.228 | 639.388 | 0.87037 |  | 15 |  |  |  | 639.388 | [8 empty] | 0 | 0 | 0 | 0 | 0 | 0 | 0 | [5 empty] | 0
FL Zone 2InstitutionalTurnover |  | XXXXXXXX | Yes | Equipment | LED Display Lighting (Interior) | One Letter of LED Signage, < 2ft in Height | One Letter of Neon or Argon-mercury Signage, < 2ft in Height | Commercial | Turnover | Institutional | FL Zone 2 | Interior Lighting | Spot lighting |  | 0 | Per Fixture | [7 empty] | 356.292 | 46.186 | 310.106 | 0.87037 |  | 15 |  |  |  | 310.106 | [8 empty] | 0 | 0 | 0 | 0 | 0 | 0 | 0 | [5 empty] | 0
FL Zone 2Lodging/HospitalityTurnover |  | XXXXXXXX | Yes | Equipment | LED Display Lighting (Interior) | One Letter of LED Signage, < 2ft in Height | One Letter of Neon or Argon-mercury Signage, < 2ft in Height | Commercial | Turnover | Lodging/Hospitality | FL Zone 2 | Interior Lighting | Spot lighting |  | 0 | Per Fixture | [7 empty] | 405.432 | 52.556 | 352.876 | 0.87037 |  | 15 |  |  |  | 352.876 | [8 empty] | 0 | 0 | 0 | 0 | 0 | 0 | 0 | [5 empty] | 0
FL Zone 2MiscellaneousTurnover |  | XXXXXXXX | Yes | Equipment | LED Display Lighting (Interior) | One Letter of LED Signage, < 2ft in Height | One Letter of Neon or Argon-mercury Signage, < 2ft in Height | Commercial | Turnover | Miscellaneous | FL Zone 2 | Interior Lighting | Spot lighting |  | 0 | Per Fixture | [7 empty] | 476.064 | 61.712 | 414.352 | 0.87037 |  | 15 |  |  |  | 414.352 | [8 empty] | 0 | 0 | 0 | 0 | 0 | 0 | 0 | [5 empty] | 0
FL Zone 2OfficesTurnover |  | XXXXXXXX | Yes | Equipment | LED Display Lighting (Interior) | One Letter of LED Signage, < 2ft in Height | One Letter of Neon or Argon-mercury Signage, < 2ft in Height | Commercial | Turnover | Offices | FL Zone 2 | Interior Lighting | Spot lighting |  | 0 | Per Fixture | [7 empty] | 351.324 | 45.542 | 305.782 | 0.87037 |  | 15 |  |  |  | 305.782 | [8 empty] | 0 | 0 | 0 | 0 | 0 | 0 | 0 | [5 empty] | 0
FL Zone 2RestaurantsTurnover |  | XXXXXXXX | Yes | Equipment | LED Display Lighting (Interior) | One Letter of LED Signage, < 2ft in Height | One Letter of Neon or Argon-mercury Signage, < 2ft in Height | Commercial | Turnover | Restaurants | FL Zone 2 | Interior Lighting | Spot lighting |  | 0 | Per Fixture | [7 empty] | 362.556 | 46.998 | 315.558 | 0.87037 |  | 15 |  |  |  | 315.558 | [8 empty] | 0 | 0 | 0 | 0 | 0 | 0 | 0 | [5 empty] | 0
FL Zone 2RetailTurnover |  | XXXXXXXX | Yes | Equipment | LED Display Lighting (Interior) | One Letter of LED Signage, < 2ft in Height | One Letter of Neon or Argon-mercury Signage, < 2ft in Height | Commercial | Turnover | Retail | FL Zone 2 | Interior Lighting | Spot lighting |  | 0 | Per Fixture | [7 empty] | 538.272 | 69.776 | 468.496 | 0.87037 |  | 15 |  |  |  | 468.496 | [8 empty] | 0 | 0 | 0 | 0 | 0 | 0 | 0 | [5 empty] | 0
FL Zone 2Schools K-12Turnover |  | XXXXXXXX | Yes | Equipment | LED Display Lighting (Interior) | One Letter of LED Signage, < 2ft in Height | One Letter of Neon or Argon-mercury Signage, < 2ft in Height | Commercial | Turnover | Schools K-12 | FL Zone 2 | Interior Lighting | Spot lighting |  | 0 | Per Fixture | [7 empty] | 256.932 | 33.306 | 223.626 | 0.87037 |  | 15 |  |  |  | 223.626 | [8 empty] | 0 | 0 | 0 | 0 | 0 | 0 | 0 | [5 empty] | 0
FL Zone 2WarehouseTurnover |  | XXXXXXXX | Yes | Equipment | LED Display Lighting (Interior) | One Letter of LED Signage, < 2ft in Height | One Letter of Neon or Argon-mercury Signage, < 2ft in Height | Commercial | Turnover | Warehouse | FL Zone 2 | Interior Lighting | Spot lighting |  | 0 | Per Fixture | [7 empty] | 412.992 | 53.536 | 359.456 | 0.87037 |  | 15 |  |  |  | 359.456 | [8 empty] | 0 | 0 | 0 | 0 | 0 | 0 | 0 | [5 empty] | 0
FL Zone 2AssemblyNew |  | XXXXXXXX | Yes | Equipment | LED Display Lighting (Interior) | One Letter of LED Signage, < 2ft in Height | One Letter of Neon or Argon-mercury Signage, < 2ft in Height | Commercial | New | Assembly | FL Zone 2 | Interior Lighting | Spot lighting |  | 0 | Per Fixture | [7 empty] | 310.608 | 40.264 | 270.344 | 0.87037 |  | 15 |  |  |  | 270.344 | [8 empty] | 0 | 0 | 0 | 0 | 0 | 0 | 0 | [5 empty] | 0
FL Zone 2College and UniversityNew |  | XXXXXXXX | Yes | Equipment | LED Display Lighting (Interior) | One Letter of LED Signage, < 2ft in Height | One Letter of Neon or Argon-mercury Signage, < 2ft in Height | Commercial | New | College and University | FL Zone 2 | Interior Lighting | Spot lighting |  | 0 | Per Fixture | [7 empty] | 476.064 | 61.712 | 414.352 | 0.87037 |  | 15 |  |  |  | 414.352 | [8 empty] | 0 | 0 | 0 | 0 | 0 | 0 | 0 | [5 empty] | 0
FL Zone 2GroceryNew |  | XXXXXXXX | Yes | Equipment | LED Display Lighting (Interior) | One Letter of LED Signage, < 2ft in Height | One Letter of Neon or Argon-mercury Signage, < 2ft in Height | Commercial | New | Grocery | FL Zone 2 | Interior Lighting | Spot lighting |  | 0 | Per Fixture | [7 empty] | 598.752 | 77.616 | 521.136 | 0.87037 |  | 15 |  |  |  | 521.136 | [8 empty] | 0 | 0 | 0 | 0 | 0 | 0 | 0 | [5 empty] | 0
FL Zone 2HealthcareNew |  | XXXXXXXX | Yes | Equipment | LED Display Lighting (Interior) | One Letter of LED Signage, < 2ft in Height | One Letter of Neon or Argon-mercury Signage, < 2ft in Height | Commercial | New | Healthcare | FL Zone 2 | Interior Lighting | Spot lighting |  | 0 | Per Fixture | [7 empty] | 543.024 | 70.392 | 472.632 | 0.87037 |  | 15 |  |  |  | 472.632 | [8 empty] | 0 | 0 | 0 | 0 | 0 | 0 | 0 | [5 empty] | 0
FL Zone 2HospitalsNew |  | XXXXXXXX | Yes | Equipment | LED Display Lighting (Interior) | One Letter of LED Signage, < 2ft in Height | One Letter of Neon or Argon-mercury Signage, < 2ft in Height | Commercial | New | Hospitals | FL Zone 2 | Interior Lighting | Spot lighting |  | 0 | Per Fixture | [7 empty] | 734.616 | 95.228 | 639.388 | 0.87037 |  | 15 |  |  |  | 639.388 | [8 empty] | 0 | 0 | 0 | 0 | 0 | 0 | 0 | [5 empty] | 0
FL Zone 2InstitutionalNew |  | XXXXXXXX | Yes | Equipment | LED Display Lighting (Interior) | One Letter of LED Signage, < 2ft in Height | One Letter of Neon or Argon-mercury Signage, < 2ft in Height | Commercial | New | Institutional | FL Zone 2 | Interior Lighting | Spot lighting |  | 0 | Per Fixture | [7 empty] | 356.292 | 46.186 | 310.106 | 0.87037 |  | 15 |  |  |  | 310.106 | [8 empty] | 0 | 0 | 0 | 0 | 0 | 0 | 0 | [5 empty] | 0
FL Zone 2Lodging/HospitalityNew |  | XXXXXXXX | Yes | Equipment | LED Display Lighting (Interior) | One Letter of LED Signage, < 2ft in Height | One Letter of Neon or Argon-mercury Signage, < 2ft in Height | Commercial | New | Lodging/Hospitality | FL Zone 2 | Interior Lighting | Spot lighting |  | 0 | Per Fixture | [7 empty] | 405.432 | 52.556 | 352.876 | 0.87037 |  | 15 |  |  |  | 352.876 | [8 empty] | 0 | 0 | 0 | 0 | 0 | 0 | 0 | [5 empty] | 0
FL Zone 2MiscellaneousNew |  | XXXXXXXX | Yes | Equipment | LED Display Lighting (Interior) | One Letter of LED Signage, < 2ft in Height | One Letter of Neon or Argon-mercury Signage, < 2ft in Height | Commercial | New | Miscellaneous | FL Zone 2 | Interior Lighting | Spot lighting |  | 0 | Per Fixture | [7 empty] | 476.064 | 61.712 | 414.352 | 0.87037 |  | 15 |  |  |  | 414.352 | [8 empty] | 0 | 0 | 0 | 0 | 0 | 0 | 0 | [5 empty] | 0
FL Zone 2OfficesNew |  | XXXXXXXX | Yes | Equipment | LED Display Lighting (Interior) | One Letter of LED Signage, < 2ft in Height | One Letter of Neon or Argon-mercury Signage, < 2ft in Height | Commercial | New | Offices | FL Zone 2 | Interior Lighting | Spot lighting |  | 0 | Per Fixture | [7 empty] | 351.324 | 45.542 | 305.782 | 0.87037 |  | 15 |  |  |  | 305.782 | [8 empty] | 0 | 0 | 0 | 0 | 0 | 0 | 0 | [5 empty] | 0
FL Zone 2RestaurantsNew |  | XXXXXXXX | Yes | Equipment | LED Display Lighting (Interior) | One Letter of LED Signage, < 2ft in Height | One Letter of Neon or Argon-mercury Signage, < 2ft in Height | Commercial | New | Restaurants | FL Zone 2 | Interior Lighting | Spot lighting |  | 0 | Per Fixture | [7 empty] | 362.556 | 46.998 | 315.558 | 0.87037 |  | 15 |  |  |  | 315.558 | [8 empty] | 0 | 0 | 0 | 0 | 0 | 0 | 0 | [5 empty] | 0
FL Zone 2RetailNew |  | XXXXXXXX | Yes | Equipment | LED Display Lighting (Interior) | One Letter of LED Signage, < 2ft in Height | One Letter of Neon or Argon-mercury Signage, < 2ft in Height | Commercial | New | Retail | FL Zone 2 | Interior Lighting | Spot lighting |  | 0 | Per Fixture | [7 empty] | 538.272 | 69.776 | 468.496 | 0.87037 |  | 15 |  |  |  | 468.496 | [8 empty] | 0 | 0 | 0 | 0 | 0 | 0 | 0 | [5 empty] | 0
FL Zone 2Schools K-12New |  | XXXXXXXX | Yes | Equipment | LED Display Lighting (Interior) | One Letter of LED Signage, < 2ft in Height | One Letter of Neon or Argon-mercury Signage, < 2ft in Height | Commercial | New | Schools K-12 | FL Zone 2 | Interior Lighting | Spot lighting |  | 0 | Per Fixture | [7 empty] | 256.932 | 33.306 | 223.626 | 0.87037 |  | 15 |  |  |  | 223.626 | [8 empty] | 0 | 0 | 0 | 0 | 0 | 0 | 0 | [5 empty] | 0
FL Zone 2WarehouseNew |  | XXXXXXXX | Yes | Equipment | LED Display Lighting (Interior) | One Letter of LED Signage, < 2ft in Height | One Letter of Neon or Argon-mercury Signage, < 2ft in Height | Commercial | New | Warehouse | FL Zone 2 | Interior Lighting | Spot lighting |  | 0 | Per Fixture | [7 empty] | 412.992 | 53.536 | 359.456 | 0.87037 |  | 15 |  |  |  | 359.456 | [8 empty] | 0 | 0 | 0 | 0 | 0 | 0 | 0 | [5 empty] | 0
FL Zone 2AssemblyTurnover |  | XXXXXXXX | Yes | Equipment | LED Exterior Lighting | One 65W LED Canopy Light | Equipment 1: Average Lumen Equivalent Exterior HID Area Lighting Equipment 2: Average Lumen Equivalent Exterior Incandescent Area Light | Commercial | Turnover | Assembly | FL Zone 2 | Exterior Lighting | Exterior marquis |  | 0 | Per Unit | [7 empty] | 630.826 | 249.116 | 381.71 | 0.6051 |  | 13 |  |  |  | 381.71 | [8 empty] | 0 | 0 | 0 | 0 | 0 | 0 | 0 | [5 empty] | 0
FL Zone 2College and UniversityTurnover |  | XXXXXXXX | Yes | Equipment | LED Exterior Lighting | One 65W LED Canopy Light | Equipment 1: Average Lumen Equivalent Exterior HID Area Lighting Equipment 2: Average Lumen Equivalent Exterior Incandescent Area Light | Commercial | Turnover | College and University | FL Zone 2 | Exterior Lighting | Exterior marquis |  | 0 | Per Unit | [7 empty] | 630.826 | 249.116 | 381.71 | 0.6051 |  | 13 |  |  |  | 381.71 | [8 empty] | 0 | 0 | 0 | 0 | 0 | 0 | 0 | [5 empty] | 0
FL Zone 2GroceryTurnover |  | XXXXXXXX | Yes | Equipment | LED Exterior Lighting | One 65W LED Canopy Light | Equipment 1: Average Lumen Equivalent Exterior HID Area Lighting Equipment 2: Average Lumen Equivalent Exterior Incandescent Area Light | Commercial | Turnover | Grocery | FL Zone 2 | Exterior Lighting | Exterior marquis |  | 0 | Per Unit | [7 empty] | 630.826 | 249.116 | 381.71 | 0.6051 |  | 13 |  |  |  | 381.71 | [8 empty] | 0 | 0 | 0 | 0 | 0 | 0 | 0 | [5 empty] | 0
FL Zone 2HealthcareTurnover |  | XXXXXXXX | Yes | Equipment | LED Exterior Lighting | One 65W LED Canopy Light | Equipment 1: Average Lumen Equivalent Exterior HID Area Lighting Equipment 2: Average Lumen Equivalent Exterior Incandescent Area Light | Commercial | Turnover | Healthcare | FL Zone 2 | Exterior Lighting | Exterior marquis |  | 0 | Per Unit | [7 empty] | 630.826 | 249.116 | 381.71 | 0.6051 |  | 13 |  |  |  | 381.71 | [8 empty] | 0 | 0 | 0 | 0 | 0 | 0 | 0 | [5 empty] | 0
FL Zone 2HospitalsTurnover |  | XXXXXXXX | Yes | Equipment | LED Exterior Lighting | One 65W LED Canopy Light | Equipment 1: Average Lumen Equivalent Exterior HID Area Lighting Equipment 2: Average Lumen Equivalent Exterior Incandescent Area Light | Commercial | Turnover | Hospitals | FL Zone 2 | Exterior Lighting | Exterior marquis |  | 0 | Per Unit | [7 empty] | 630.826 | 249.116 | 381.71 | 0.6051 |  | 13 |  |  |  | 381.71 | [8 empty] | 0 | 0 | 0 | 0 | 0 | 0 | 0 | [5 empty] | 0
FL Zone 2InstitutionalTurnover |  | XXXXXXXX | Yes | Equipment | LED Exterior Lighting | One 65W LED Canopy Light | Equipment 1: Average Lumen Equivalent Exterior HID Area Lighting Equipment 2: Average Lumen Equivalent Exterior Incandescent Area Light | Commercial | Turnover | Institutional | FL Zone 2 | Exterior Lighting | Exterior marquis |  | 0 | Per Unit | [7 empty] | 630.826 | 249.116 | 381.71 | 0.6051 |  | 13 |  |  |  | 381.71 | [8 empty] | 0 | 0 | 0 | 0 | 0 | 0 | 0 | [5 empty] | 0
FL Zone 2Lodging/HospitalityTurnover |  | XXXXXXXX | Yes | Equipment | LED Exterior Lighting | One 65W LED Canopy Light | Equipment 1: Average Lumen Equivalent Exterior HID Area Lighting Equipment 2: Average Lumen Equivalent Exterior Incandescent Area Light | Commercial | Turnover | Lodging/Hospitality | FL Zone 2 | Exterior Lighting | Exterior marquis |  | 0 | Per Unit | [7 empty] | 630.826 | 249.116 | 381.71 | 0.6051 |  | 13 |  |  |  | 381.71 | [8 empty] | 0 | 0 | 0 | 0 | 0 | 0 | 0 | [5 empty] | 0
FL Zone 2MiscellaneousTurnover |  | XXXXXXXX | Yes | Equipment | LED Exterior Lighting | One 65W LED Canopy Light | Equipment 1: Average Lumen Equivalent Exterior HID Area Lighting Equipment 2: Average Lumen Equivalent Exterior Incandescent Area Light | Commercial | Turnover | Miscellaneous | FL Zone 2 | Exterior Lighting | Exterior marquis |  | 0 | Per Unit | [7 empty] | 630.826 | 249.116 | 381.71 | 0.6051 |  | 13 |  |  |  | 381.71 | [8 empty] | 0 | 0 | 0 | 0 | 0 | 0 | 0 | [5 empty] | 0
FL Zone 2OfficesTurnover |  | XXXXXXXX | Yes | Equipment | LED Exterior Lighting | One 65W LED Canopy Light | Equipment 1: Average Lumen Equivalent Exterior HID Area Lighting Equipment 2: Average Lumen Equivalent Exterior Incandescent Area Light | Commercial | Turnover | Offices | FL Zone 2 | Exterior Lighting | Exterior marquis |  | 0 | Per Unit | [7 empty] | 630.826 | 249.116 | 381.71 | 0.6051 |  | 13 |  |  |  | 381.71 | [8 empty] | 0 | 0 | 0 | 0 | 0 | 0 | 0 | [5 empty] | 0
FL Zone 2RestaurantsTurnover |  | XXXXXXXX | Yes | Equipment | LED Exterior Lighting | One 65W LED Canopy Light | Equipment 1: Average Lumen Equivalent Exterior HID Area Lighting Equipment 2: Average Lumen Equivalent Exterior Incandescent Area Light | Commercial | Turnover | Restaurants | FL Zone 2 | Exterior Lighting | Exterior marquis |  | 0 | Per Unit | [7 empty] | 630.826 | 249.116 | 381.71 | 0.6051 |  | 13 |  |  |  | 381.71 | [8 empty] | 0 | 0 | 0 | 0 | 0 | 0 | 0 | [5 empty] | 0
FL Zone 2RetailTurnover |  | XXXXXXXX | Yes | Equipment | LED Exterior Lighting | One 65W LED Canopy Light | Equipment 1: Average Lumen Equivalent Exterior HID Area Lighting Equipment 2: Average Lumen Equivalent Exterior Incandescent Area Light | Commercial | Turnover | Retail | FL Zone 2 | Exterior Lighting | Exterior marquis |  | 0 | Per Unit | [7 empty] | 630.826 | 249.116 | 381.71 | 0.6051 |  | 13 |  |  |  | 381.71 | [8 empty] | 0 | 0 | 0 | 0 | 0 | 0 | 0 | [5 empty] | 0
FL Zone 2Schools K-12Turnover |  | XXXXXXXX | Yes | Equipment | LED Exterior Lighting | One 65W LED Canopy Light | Equipment 1: Average Lumen Equivalent Exterior HID Area Lighting Equipment 2: Average Lumen Equivalent Exterior Incandescent Area Light | Commercial | Turnover | Schools K-12 | FL Zone 2 | Exterior Lighting | Exterior marquis |  | 0 | Per Unit | [7 empty] | 630.826 | 249.116 | 381.71 | 0.6051 |  | 13 |  |  |  | 381.71 | [8 empty] | 0 | 0 | 0 | 0 | 0 | 0 | 0 | [5 empty] | 0
FL Zone 2WarehouseTurnover |  | XXXXXXXX | Yes | Equipment | LED Exterior Lighting | One 65W LED Canopy Light | Equipment 1: Average Lumen Equivalent Exterior HID Area Lighting Equipment 2: Average Lumen Equivalent Exterior Incandescent Area Light | Commercial | Turnover | Warehouse | FL Zone 2 | Exterior Lighting | Exterior marquis |  | 0 | Per Unit | [7 empty] | 630.826 | 249.116 | 381.71 | 0.6051 |  | 13 |  |  |  | 381.71 | [8 empty] | 0 | 0 | 0 | 0 | 0 | 0 | 0 | [5 empty] | 0
FL Zone 2AssemblyNew |  | XXXXXXXX | Yes | Equipment | LED Exterior Lighting | One 65W LED Canopy Light | Equipment 1: Average Lumen Equivalent Exterior HID Area Lighting Equipment 2: Average Lumen Equivalent Exterior Incandescent Area Light | Commercial | New | Assembly | FL Zone 2 | Exterior Lighting | Exterior marquis |  | 0 | Per Unit | [7 empty] | 630.826 | 249.116 | 381.71 | 0.6051 |  | 13 |  |  |  | 381.71 | [8 empty] | 0 | 0 | 0 | 0 | 0 | 0 | 0 | [5 empty] | 0
FL Zone 2College and UniversityNew |  | XXXXXXXX | Yes | Equipment | LED Exterior Lighting | One 65W LED Canopy Light | Equipment 1: Average Lumen Equivalent Exterior HID Area Lighting Equipment 2: Average Lumen Equivalent Exterior Incandescent Area Light | Commercial | New | College and University | FL Zone 2 | Exterior Lighting | Exterior marquis |  | 0 | Per Unit | [7 empty] | 630.826 | 249.116 | 381.71 | 0.6051 |  | 13 |  |  |  | 381.71 | [8 empty] | 0 | 0 | 0 | 0 | 0 | 0 | 0 | [5 empty] | 0
FL Zone 2GroceryNew |  | XXXXXXXX | Yes | Equipment | LED Exterior Lighting | One 65W LED Canopy Light | Equipment 1: Average Lumen Equivalent Exterior HID Area Lighting Equipment 2: Average Lumen Equivalent Exterior Incandescent Area Light | Commercial | New | Grocery | FL Zone 2 | Exterior Lighting | Exterior marquis |  | 0 | Per Unit | [7 empty] | 630.826 | 249.116 | 381.71 | 0.6051 |  | 13 |  |  |  | 381.71 | [8 empty] | 0 | 0 | 0 | 0 | 0 | 0 | 0 | [5 empty] | 0
FL Zone 2HealthcareNew |  | XXXXXXXX | Yes | Equipment | LED Exterior Lighting | One 65W LED Canopy Light | Equipment 1: Average Lumen Equivalent Exterior HID Area Lighting Equipment 2: Average Lumen Equivalent Exterior Incandescent Area Light | Commercial | New | Healthcare | FL Zone 2 | Exterior Lighting | Exterior marquis |  | 0 | Per Unit | [7 empty] | 630.826 | 249.116 | 381.71 | 0.6051 |  | 13 |  |  |  | 381.71 | [8 empty] | 0 | 0 | 0 | 0 | 0 | 0 | 0 | [5 empty] | 0
FL Zone 2HospitalsNew |  | XXXXXXXX | Yes | Equipment | LED Exterior Lighting | One 65W LED Canopy Light | Equipment 1: Average Lumen Equivalent Exterior HID Area Lighting Equipment 2: Average Lumen Equivalent Exterior Incandescent Area Light | Commercial | New | Hospitals | FL Zone 2 | Exterior Lighting | Exterior marquis |  | 0 | Per Unit | [7 empty] | 630.826 | 249.116 | 381.71 | 0.6051 |  | 13 |  |  |  | 381.71 | [8 empty] | 0 | 0 | 0 | 0 | 0 | 0 | 0 | [5 empty] | 0
FL Zone 2InstitutionalNew |  | XXXXXXXX | Yes | Equipment | LED Exterior Lighting | One 65W LED Canopy Light | Equipment 1: Average Lumen Equivalent Exterior HID Area Lighting Equipment 2: Average Lumen Equivalent Exterior Incandescent Area Light | Commercial | New | Institutional | FL Zone 2 | Exterior Lighting | Exterior marquis |  | 0 | Per Unit | [7 empty] | 630.826 | 249.116 | 381.71 | 0.6051 |  | 13 |  |  |  | 381.71 | [8 empty] | 0 | 0 | 0 | 0 | 0 | 0 | 0 | [5 empty] | 0
FL Zone 2Lodging/HospitalityNew |  | XXXXXXXX | Yes | Equipment | LED Exterior Lighting | One 65W LED Canopy Light | Equipment 1: Average Lumen Equivalent Exterior HID Area Lighting Equipment 2: Average Lumen Equivalent Exterior Incandescent Area Light | Commercial | New | Lodging/Hospitality | FL Zone 2 | Exterior Lighting | Exterior marquis |  | 0 | Per Unit | [7 empty] | 630.826 | 249.116 | 381.71 | 0.6051 |  | 13 |  |  |  | 381.71 | [8 empty] | 0 | 0 | 0 | 0 | 0 | 0 | 0 | [5 empty] | 0
FL Zone 2MiscellaneousNew |  | XXXXXXXX | Yes | Equipment | LED Exterior Lighting | One 65W LED Canopy Light | Equipment 1: Average Lumen Equivalent Exterior HID Area Lighting Equipment 2: Average Lumen Equivalent Exterior Incandescent Area Light | Commercial | New | Miscellaneous | FL Zone 2 | Exterior Lighting | Exterior marquis |  | 0 | Per Unit | [7 empty] | 630.826 | 249.116 | 381.71 | 0.6051 |  | 13 |  |  |  | 381.71 | [8 empty] | 0 | 0 | 0 | 0 | 0 | 0 | 0 | [5 empty] | 0
FL Zone 2OfficesNew |  | XXXXXXXX | Yes | Equipment | LED Exterior Lighting | One 65W LED Canopy Light | Equipment 1: Average Lumen Equivalent Exterior HID Area Lighting Equipment 2: Average Lumen Equivalent Exterior Incandescent Area Light | Commercial | New | Offices | FL Zone 2 | Exterior Lighting | Exterior marquis |  | 0 | Per Unit | [7 empty] | 630.826 | 249.116 | 381.71 | 0.6051 |  | 13 |  |  |  | 381.71 | [8 empty] | 0 | 0 | 0 | 0 | 0 | 0 | 0 | [5 empty] | 0
FL Zone 2RestaurantsNew |  | XXXXXXXX | Yes | Equipment | LED Exterior Lighting | One 65W LED Canopy Light | Equipment 1: Average Lumen Equivalent Exterior HID Area Lighting Equipment 2: Average Lumen Equivalent Exterior Incandescent Area Light | Commercial | New | Restaurants | FL Zone 2 | Exterior Lighting | Exterior marquis |  | 0 | Per Unit | [7 empty] | 630.826 | 249.116 | 381.71 | 0.6051 |  | 13 |  |  |  | 381.71 | [8 empty] | 0 | 0 | 0 | 0 | 0 | 0 | 0 | [5 empty] | 0
FL Zone 2RetailNew |  | XXXXXXXX | Yes | Equipment | LED Exterior Lighting | One 65W LED Canopy Light | Equipment 1: Average Lumen Equivalent Exterior HID Area Lighting Equipment 2: Average Lumen Equivalent Exterior Incandescent Area Light | Commercial | New | Retail | FL Zone 2 | Exterior Lighting | Exterior marquis |  | 0 | Per Unit | [7 empty] | 630.826 | 249.116 | 381.71 | 0.6051 |  | 13 |  |  |  | 381.71 | [8 empty] | 0 | 0 | 0 | 0 | 0 | 0 | 0 | [5 empty] | 0
FL Zone 2Schools K-12New |  | XXXXXXXX | Yes | Equipment | LED Exterior Lighting | One 65W LED Canopy Light | Equipment 1: Average Lumen Equivalent Exterior HID Area Lighting Equipment 2: Average Lumen Equivalent Exterior Incandescent Area Light | Commercial | New | Schools K-12 | FL Zone 2 | Exterior Lighting | Exterior marquis |  | 0 | Per Unit | [7 empty] | 630.826 | 249.116 | 381.71 | 0.6051 |  | 13 |  |  |  | 381.71 | [8 empty] | 0 | 0 | 0 | 0 | 0 | 0 | 0 | [5 empty] | 0
FL Zone 2WarehouseNew |  | XXXXXXXX | Yes | Equipment | LED Exterior Lighting | One 65W LED Canopy Light | Equipment 1: Average Lumen Equivalent Exterior HID Area Lighting Equipment 2: Average Lumen Equivalent Exterior Incandescent Area Light | Commercial | New | Warehouse | FL Zone 2 | Exterior Lighting | Exterior marquis |  | 0 | Per Unit | [7 empty] | 630.826 | 249.116 | 381.71 | 0.6051 |  | 13 |  |  |  | 381.71 | [8 empty] | 0 | 0 | 0 | 0 | 0 | 0 | 0 | [5 empty] | 0
FL Zone 2AssemblyTurnover |  | XXXXXXXX | Yes | Equipment | LED Exterior Lighting | One 65W LED Canopy Light | Equipment 1: Average Lumen Equivalent Exterior HID Area Lighting Equipment 2: Average Lumen Equivalent Exterior Incandescent Area Light | Commercial | Turnover | Assembly | FL Zone 2 | Exterior Lighting | Spot lighting/Security/Flood |  | 0 | Per Unit | [7 empty] | 630.826 | 249.116 | 381.71 | 0.6051 |  | 13 |  |  |  | 381.71 | [8 empty] | 0 | 0 | 0 | 0 | 0 | 0 | 0 | [5 empty] | 0
FL Zone 2College and UniversityTurnover |  | XXXXXXXX | Yes | Equipment | LED Exterior Lighting | One 65W LED Canopy Light | Equipment 1: Average Lumen Equivalent Exterior HID Area Lighting Equipment 2: Average Lumen Equivalent Exterior Incandescent Area Light | Commercial | Turnover | College and University | FL Zone 2 | Exterior Lighting | Spot lighting/Security/Flood |  | 0 | Per Unit | [7 empty] | 630.826 | 249.116 | 381.71 | 0.6051 |  | 13 |  |  |  | 381.71 | [8 empty] | 0 | 0 | 0 | 0 | 0 | 0 | 0 | [5 empty] | 0
FL Zone 2GroceryTurnover |  | XXXXXXXX | Yes | Equipment | LED Exterior Lighting | One 65W LED Canopy Light | Equipment 1: Average Lumen Equivalent Exterior HID Area Lighting Equipment 2: Average Lumen Equivalent Exterior Incandescent Area Light | Commercial | Turnover | Grocery | FL Zone 2 | Exterior Lighting | Spot lighting/Security/Flood |  | 0 | Per Unit | [7 empty] | 630.826 | 249.116 | 381.71 | 0.6051 |  | 13 |  |  |  | 381.71 | [8 empty] | 0 | 0 | 0 | 0 | 0 | 0 | 0 | [5 empty] | 0
FL Zone 2HealthcareTurnover |  | XXXXXXXX | Yes | Equipment | LED Exterior Lighting | One 65W LED Canopy Light | Equipment 1: Average Lumen Equivalent Exterior HID Area Lighting Equipment 2: Average Lumen Equivalent Exterior Incandescent Area Light | Commercial | Turnover | Healthcare | FL Zone 2 | Exterior Lighting | Spot lighting/Security/Flood |  | 0 | Per Unit | [7 empty] | 630.826 | 249.116 | 381.71 | 0.6051 |  | 13 |  |  |  | 381.71 | [8 empty] | 0 | 0 | 0 | 0 | 0 | 0 | 0 | [5 empty] | 0
FL Zone 2HospitalsTurnover |  | XXXXXXXX | Yes | Equipment | LED Exterior Lighting | One 65W LED Canopy Light | Equipment 1: Average Lumen Equivalent Exterior HID Area Lighting Equipment 2: Average Lumen Equivalent Exterior Incandescent Area Light | Commercial | Turnover | Hospitals | FL Zone 2 | Exterior Lighting | Spot lighting/Security/Flood |  | 0 | Per Unit | [7 empty] | 630.826 | 249.116 | 381.71 | 0.6051 |  | 13 |  |  |  | 381.71 | [8 empty] | 0 | 0 | 0 | 0 | 0 | 0 | 0 | [5 empty] | 0
FL Zone 2InstitutionalTurnover |  | XXXXXXXX | Yes | Equipment | LED Exterior Lighting | One 65W LED Canopy Light | Equipment 1: Average Lumen Equivalent Exterior HID Area Lighting Equipment 2: Average Lumen Equivalent Exterior Incandescent Area Light | Commercial | Turnover | Institutional | FL Zone 2 | Exterior Lighting | Spot lighting/Security/Flood |  | 0 | Per Unit | [7 empty] | 630.826 | 249.116 | 381.71 | 0.6051 |  | 13 |  |  |  | 381.71 | [8 empty] | 0 | 0 | 0 | 0 | 0 | 0 | 0 | [5 empty] | 0
FL Zone 2Lodging/HospitalityTurnover |  | XXXXXXXX | Yes | Equipment | LED Exterior Lighting | One 65W LED Canopy Light | Equipment 1: Average Lumen Equivalent Exterior HID Area Lighting Equipment 2: Average Lumen Equivalent Exterior Incandescent Area Light | Commercial | Turnover | Lodging/Hospitality | FL Zone 2 | Exterior Lighting | Spot lighting/Security/Flood |  | 0 | Per Unit | [7 empty] | 630.826 | 249.116 | 381.71 | 0.6051 |  | 13 |  |  |  | 381.71 | [8 empty] | 0 | 0 | 0 | 0 | 0 | 0 | 0 | [5 empty] | 0
FL Zone 2MiscellaneousTurnover |  | XXXXXXXX | Yes | Equipment | LED Exterior Lighting | One 65W LED Canopy Light | Equipment 1: Average Lumen Equivalent Exterior HID Area Lighting Equipment 2: Average Lumen Equivalent Exterior Incandescent Area Light | Commercial | Turnover | Miscellaneous | FL Zone 2 | Exterior Lighting | Spot lighting/Security/Flood |  | 0 | Per Unit | [7 empty] | 630.826 | 249.116 | 381.71 | 0.6051 |  | 13 |  |  |  | 381.71 | [8 empty] | 0 | 0 | 0 | 0 | 0 | 0 | 0 | [5 empty] | 0
FL Zone 2OfficesTurnover |  | XXXXXXXX | Yes | Equipment | LED Exterior Lighting | One 65W LED Canopy Light | Equipment 1: Average Lumen Equivalent Exterior HID Area Lighting Equipment 2: Average Lumen Equivalent Exterior Incandescent Area Light | Commercial | Turnover | Offices | FL Zone 2 | Exterior Lighting | Spot lighting/Security/Flood |  | 0 | Per Unit | [7 empty] | 630.826 | 249.116 | 381.71 | 0.6051 |  | 13 |  |  |  | 381.71 | [8 empty] | 0 | 0 | 0 | 0 | 0 | 0 | 0 | [5 empty] | 0
FL Zone 2RestaurantsTurnover |  | XXXXXXXX | Yes | Equipment | LED Exterior Lighting | One 65W LED Canopy Light | Equipment 1: Average Lumen Equivalent Exterior HID Area Lighting Equipment 2: Average Lumen Equivalent Exterior Incandescent Area Light | Commercial | Turnover | Restaurants | FL Zone 2 | Exterior Lighting | Spot lighting/Security/Flood |  | 0 | Per Unit | [7 empty] | 630.826 | 249.116 | 381.71 | 0.6051 |  | 13 |  |  |  | 381.71 | [8 empty] | 0 | 0 | 0 | 0 | 0 | 0 | 0 | [5 empty] | 0
FL Zone 2RetailTurnover |  | XXXXXXXX | Yes | Equipment | LED Exterior Lighting | One 65W LED Canopy Light | Equipment 1: Average Lumen Equivalent Exterior HID Area Lighting Equipment 2: Average Lumen Equivalent Exterior Incandescent Area Light | Commercial | Turnover | Retail | FL Zone 2 | Exterior Lighting | Spot lighting/Security/Flood |  | 0 | Per Unit | [7 empty] | 630.826 | 249.116 | 381.71 | 0.6051 |  | 13 |  |  |  | 381.71 | [8 empty] | 0 | 0 | 0 | 0 | 0 | 0 | 0 | [5 empty] | 0
FL Zone 2Schools K-12Turnover |  | XXXXXXXX | Yes | Equipment | LED Exterior Lighting | One 65W LED Canopy Light | Equipment 1: Average Lumen Equivalent Exterior HID Area Lighting Equipment 2: Average Lumen Equivalent Exterior Incandescent Area Light | Commercial | Turnover | Schools K-12 | FL Zone 2 | Exterior Lighting | Spot lighting/Security/Flood |  | 0 | Per Unit | [7 empty] | 630.826 | 249.116 | 381.71 | 0.6051 |  | 13 |  |  |  | 381.71 | [8 empty] | 0 | 0 | 0 | 0 | 0 | 0 | 0 | [5 empty] | 0
FL Zone 2WarehouseTurnover |  | XXXXXXXX | Yes | Equipment | LED Exterior Lighting | One 65W LED Canopy Light | Equipment 1: Average Lumen Equivalent Exterior HID Area Lighting Equipment 2: Average Lumen Equivalent Exterior Incandescent Area Light | Commercial | Turnover | Warehouse | FL Zone 2 | Exterior Lighting | Spot lighting/Security/Flood |  | 0 | Per Unit | [7 empty] | 630.826 | 249.116 | 381.71 | 0.6051 |  | 13 |  |  |  | 381.71 | [8 empty] | 0 | 0 | 0 | 0 | 0 | 0 | 0 | [5 empty] | 0
FL Zone 2AssemblyNew |  | XXXXXXXX | Yes | Equipment | LED Exterior Lighting | One 65W LED Canopy Light | Equipment 1: Average Lumen Equivalent Exterior HID Area Lighting Equipment 2: Average Lumen Equivalent Exterior Incandescent Area Light | Commercial | New | Assembly | FL Zone 2 | Exterior Lighting | Spot lighting/Security/Flood |  | 0 | Per Unit | [7 empty] | 630.826 | 249.116 | 381.71 | 0.6051 |  | 13 |  |  |  | 381.71 | [8 empty] | 0 | 0 | 0 | 0 | 0 | 0 | 0 | [5 empty] | 0
FL Zone 2College and UniversityNew |  | XXXXXXXX | Yes | Equipment | LED Exterior Lighting | One 65W LED Canopy Light | Equipment 1: Average Lumen Equivalent Exterior HID Area Lighting Equipment 2: Average Lumen Equivalent Exterior Incandescent Area Light | Commercial | New | College and University | FL Zone 2 | Exterior Lighting | Spot lighting/Security/Flood |  | 0 | Per Unit | [7 empty] | 630.826 | 249.116 | 381.71 | 0.6051 |  | 13 |  |  |  | 381.71 | [8 empty] | 0 | 0 | 0 | 0 | 0 | 0 | 0 | [5 empty] | 0
FL Zone 2GroceryNew |  | XXXXXXXX | Yes | Equipment | LED Exterior Lighting | One 65W LED Canopy Light | Equipment 1: Average Lumen Equivalent Exterior HID Area Lighting Equipment 2: Average Lumen Equivalent Exterior Incandescent Area Light | Commercial | New | Grocery | FL Zone 2 | Exterior Lighting | Spot lighting/Security/Flood |  | 0 | Per Unit | [7 empty] | 630.826 | 249.116 | 381.71 | 0.6051 |  | 13 |  |  |  | 381.71 | [8 empty] | 0 | 0 | 0 | 0 | 0 | 0 | 0 | [5 empty] | 0
FL Zone 2HealthcareNew |  | XXXXXXXX | Yes | Equipment | LED Exterior Lighting | One 65W LED Canopy Light | Equipment 1: Average Lumen Equivalent Exterior HID Area Lighting Equipment 2: Average Lumen Equivalent Exterior Incandescent Area Light | Commercial | New | Healthcare | FL Zone 2 | Exterior Lighting | Spot lighting/Security/Flood |  | 0 | Per Unit | [7 empty] | 630.826 | 249.116 | 381.71 | 0.6051 |  | 13 |  |  |  | 381.71 | [8 empty] | 0 | 0 | 0 | 0 | 0 | 0 | 0 | [5 empty] | 0
FL Zone 2HospitalsNew |  | XXXXXXXX | Yes | Equipment | LED Exterior Lighting | One 65W LED Canopy Light | Equipment 1: Average Lumen Equivalent Exterior HID Area Lighting Equipment 2: Average Lumen Equivalent Exterior Incandescent Area Light | Commercial | New | Hospitals | FL Zone 2 | Exterior Lighting | Spot lighting/Security/Flood |  | 0 | Per Unit | [7 empty] | 630.826 | 249.116 | 381.71 | 0.6051 |  | 13 |  |  |  | 381.71 | [8 empty] | 0 | 0 | 0 | 0 | 0 | 0 | 0 | [5 empty] | 0
FL Zone 2InstitutionalNew |  | XXXXXXXX | Yes | Equipment | LED Exterior Lighting | One 65W LED Canopy Light | Equipment 1: Average Lumen Equivalent Exterior HID Area Lighting Equipment 2: Average Lumen Equivalent Exterior Incandescent Area Light | Commercial | New | Institutional | FL Zone 2 | Exterior Lighting | Spot lighting/Security/Flood |  | 0 | Per Unit | [7 empty] | 630.826 | 249.116 | 381.71 | 0.6051 |  | 13 |  |  |  | 381.71 | [8 empty] | 0 | 0 | 0 | 0 | 0 | 0 | 0 | [5 empty] | 0
FL Zone 2Lodging/HospitalityNew |  | XXXXXXXX | Yes | Equipment | LED Exterior Lighting | One 65W LED Canopy Light | Equipment 1: Average Lumen Equivalent Exterior HID Area Lighting Equipment 2: Average Lumen Equivalent Exterior Incandescent Area Light | Commercial | New | Lodging/Hospitality | FL Zone 2 | Exterior Lighting | Spot lighting/Security/Flood |  | 0 | Per Unit | [7 empty] | 630.826 | 249.116 | 381.71 | 0.6051 |  | 13 |  |  |  | 381.71 | [8 empty] | 0 | 0 | 0 | 0 | 0 | 0 | 0 | [5 empty] | 0
FL Zone 2MiscellaneousNew |  | XXXXXXXX | Yes | Equipment | LED Exterior Lighting | One 65W LED Canopy Light | Equipment 1: Average Lumen Equivalent Exterior HID Area Lighting Equipment 2: Average Lumen Equivalent Exterior Incandescent Area Light | Commercial | New | Miscellaneous | FL Zone 2 | Exterior Lighting | Spot lighting/Security/Flood |  | 0 | Per Unit | [7 empty] | 630.826 | 249.116 | 381.71 | 0.6051 |  | 13 |  |  |  | 381.71 | [8 empty] | 0 | 0 | 0 | 0 | 0 | 0 | 0 | [5 empty] | 0
FL Zone 2OfficesNew |  | XXXXXXXX | Yes | Equipment | LED Exterior Lighting | One 65W LED Canopy Light | Equipment 1: Average Lumen Equivalent Exterior HID Area Lighting Equipment 2: Average Lumen Equivalent Exterior Incandescent Area Light | Commercial | New | Offices | FL Zone 2 | Exterior Lighting | Spot lighting/Security/Flood |  | 0 | Per Unit | [7 empty] | 630.826 | 249.116 | 381.71 | 0.6051 |  | 13 |  |  |  | 381.71 | [8 empty] | 0 | 0 | 0 | 0 | 0 | 0 | 0 | [5 empty] | 0
FL Zone 2RestaurantsNew |  | XXXXXXXX | Yes | Equipment | LED Exterior Lighting | One 65W LED Canopy Light | Equipment 1: Average Lumen Equivalent Exterior HID Area Lighting Equipment 2: Average Lumen Equivalent Exterior Incandescent Area Light | Commercial | New | Restaurants | FL Zone 2 | Exterior Lighting | Spot lighting/Security/Flood |  | 0 | Per Unit | [7 empty] | 630.826 | 249.116 | 381.71 | 0.6051 |  | 13 |  |  |  | 381.71 | [8 empty] | 0 | 0 | 0 | 0 | 0 | 0 | 0 | [5 empty] | 0
FL Zone 2RetailNew |  | XXXXXXXX | Yes | Equipment | LED Exterior Lighting | One 65W LED Canopy Light | Equipment 1: Average Lumen Equivalent Exterior HID Area Lighting Equipment 2: Average Lumen Equivalent Exterior Incandescent Area Light | Commercial | New | Retail | FL Zone 2 | Exterior Lighting | Spot lighting/Security/Flood |  | 0 | Per Unit | [7 empty] | 630.826 | 249.116 | 381.71 | 0.6051 |  | 13 |  |  |  | 381.71 | [8 empty] | 0 | 0 | 0 | 0 | 0 | 0 | 0 | [5 empty] | 0
FL Zone 2Schools K-12New |  | XXXXXXXX | Yes | Equipment | LED Exterior Lighting | One 65W LED Canopy Light | Equipment 1: Average Lumen Equivalent Exterior HID Area Lighting Equipment 2: Average Lumen Equivalent Exterior Incandescent Area Light | Commercial | New | Schools K-12 | FL Zone 2 | Exterior Lighting | Spot lighting/Security/Flood |  | 0 | Per Unit | [7 empty] | 630.826 | 249.116 | 381.71 | 0.6051 |  | 13 |  |  |  | 381.71 | [8 empty] | 0 | 0 | 0 | 0 | 0 | 0 | 0 | [5 empty] | 0
FL Zone 2WarehouseNew |  | XXXXXXXX | Yes | Equipment | LED Exterior Lighting | One 65W LED Canopy Light | Equipment 1: Average Lumen Equivalent Exterior HID Area Lighting Equipment 2: Average Lumen Equivalent Exterior Incandescent Area Light | Commercial | New | Warehouse | FL Zone 2 | Exterior Lighting | Spot lighting/Security/Flood |  | 0 | Per Unit | [7 empty] | 630.826 | 249.116 | 381.71 | 0.6051 |  | 13 |  |  |  | 381.71 | [8 empty] | 0 | 0 | 0 | 0 | 0 | 0 | 0 | [5 empty] | 0
FL Zone 2AssemblyTurnover |  | XXXXXXXX | Yes | Equipment | LED Linear - Fixture Replacement | 2x4 LED Troffer | Lumen-Equivalent 32-Watt T8 Fixture | Commercial | Turnover | Assembly | FL Zone 2 | Interior Lighting | High bay |  | 0 | Per Unit | [7 empty] | 242.9645 | 120.792 | 122.1725 | 0.50284 |  | 15 |  |  |  | 122.1725 | [8 empty] | 0 | 0 | 0 | 0 | 0 | 0 | 0 | [5 empty] | 0
FL Zone 2College and UniversityTurnover |  | XXXXXXXX | Yes | Equipment | LED Linear - Fixture Replacement | 2x4 LED Troffer | Lumen-Equivalent 32-Watt T8 Fixture | Commercial | Turnover | College and University | FL Zone 2 | Interior Lighting | High bay |  | 0 | Per Unit | [7 empty] | 372.3878 | 185.136 | 187.2518 | 0.50284 |  | 15 |  |  |  | 187.2518 | [8 empty] | 0 | 0 | 0 | 0 | 0 | 0 | 0 | [5 empty] | 0
FL Zone 2GroceryTurnover |  | XXXXXXXX | Yes | Equipment | LED Linear - Fixture Replacement | 2x4 LED Troffer | Lumen-Equivalent 32-Watt T8 Fixture | Commercial | Turnover | Grocery | FL Zone 2 | Interior Lighting | High bay |  | 0 | Per Unit | [7 empty] | 468.3571 | 232.848 | 235.5091 | 0.50284 |  | 15 |  |  |  | 235.5091 | [8 empty] | 0 | 0 | 0 | 0 | 0 | 0 | 0 | [5 empty] | 0
FL Zone 2HealthcareTurnover |  | XXXXXXXX | Yes | Equipment | LED Linear - Fixture Replacement | 2x4 LED Troffer | Lumen-Equivalent 32-Watt T8 Fixture | Commercial | Turnover | Healthcare | FL Zone 2 | Interior Lighting | High bay |  | 0 | Per Unit | [7 empty] | 424.7654 | 211.176 | 213.5894 | 0.50284 |  | 15 |  |  |  | 213.5894 | [8 empty] | 0 | 0 | 0 | 0 | 0 | 0 | 0 | [5 empty] | 0
FL Zone 2HospitalsTurnover |  | XXXXXXXX | Yes | Equipment | LED Linear - Fixture Replacement | 2x4 LED Troffer | Lumen-Equivalent 32-Watt T8 Fixture | Commercial | Turnover | Hospitals | FL Zone 2 | Interior Lighting | High bay |  | 0 | Per Unit | [7 empty] | 574.633 | 285.684 | 288.949 | 0.50284 |  | 15 |  |  |  | 288.949 | [8 empty] | 0 | 0 | 0 | 0 | 0 | 0 | 0 | [5 empty] | 0
FL Zone 2InstitutionalTurnover |  | XXXXXXXX | Yes | Equipment | LED Linear - Fixture Replacement | 2x4 LED Troffer | Lumen-Equivalent 32-Watt T8 Fixture | Commercial | Turnover | Institutional | FL Zone 2 | Interior Lighting | High bay |  | 0 | Per Unit | [7 empty] | 278.6995 | 138.558 | 140.1415 | 0.50284 |  | 15 |  |  |  | 140.1415 | [8 empty] | 0 | 0 | 0 | 0 | 0 | 0 | 0 | [5 empty] | 0
FL Zone 2Lodging/HospitalityTurnover |  | XXXXXXXX | Yes | Equipment | LED Linear - Fixture Replacement | 2x4 LED Troffer | Lumen-Equivalent 32-Watt T8 Fixture | Commercial | Turnover | Lodging/Hospitality | FL Zone 2 | Interior Lighting | High bay |  | 0 | Per Unit | [7 empty] | 317.1379 | 157.668 | 159.4699 | 0.50284 |  | 15 |  |  |  | 159.4699 | [8 empty] | 0 | 0 | 0 | 0 | 0 | 0 | 0 | [5 empty] | 0
FL Zone 2MiscellaneousTurnover |  | XXXXXXXX | Yes | Equipment | LED Linear - Fixture Replacement | 2x4 LED Troffer | Lumen-Equivalent 32-Watt T8 Fixture | Commercial | Turnover | Miscellaneous | FL Zone 2 | Interior Lighting | High bay |  | 0 | Per Unit | [7 empty] | 372.3878 | 185.136 | 187.2518 | 0.50284 |  | 15 |  |  |  | 187.2518 | [8 empty] | 0 | 0 | 0 | 0 | 0 | 0 | 0 | [5 empty] | 0
FL Zone 2OfficesTurnover |  | XXXXXXXX | Yes | Equipment | LED Linear - Fixture Replacement | 2x4 LED Troffer | Lumen-Equivalent 32-Watt T8 Fixture | Commercial | Turnover | Offices | FL Zone 2 | Interior Lighting | High bay |  | 0 | Per Unit | [7 empty] | 274.8134 | 136.626 | 138.1874 | 0.50284 |  | 15 |  |  |  | 138.1874 | [8 empty] | 0 | 0 | 0 | 0 | 0 | 0 | 0 | [5 empty] | 0
FL Zone 2RestaurantsTurnover |  | XXXXXXXX | Yes | Equipment | LED Linear - Fixture Replacement | 2x4 LED Troffer | Lumen-Equivalent 32-Watt T8 Fixture | Commercial | Turnover | Restaurants | FL Zone 2 | Interior Lighting | High bay |  | 0 | Per Unit | [7 empty] | 283.5994 | 140.994 | 142.6054 | 0.50284 |  | 15 |  |  |  | 142.6054 | [8 empty] | 0 | 0 | 0 | 0 | 0 | 0 | 0 | [5 empty] | 0
FL Zone 2RetailTurnover |  | XXXXXXXX | Yes | Equipment | LED Linear - Fixture Replacement | 2x4 LED Troffer | Lumen-Equivalent 32-Watt T8 Fixture | Commercial | Turnover | Retail | FL Zone 2 | Interior Lighting | High bay |  | 0 | Per Unit | [7 empty] | 421.0483 | 209.328 | 211.7203 | 0.50284 |  | 15 |  |  |  | 211.7203 | [8 empty] | 0 | 0 | 0 | 0 | 0 | 0 | 0 | [5 empty] | 0
FL Zone 2Schools K-12Turnover |  | XXXXXXXX | Yes | Equipment | LED Linear - Fixture Replacement | 2x4 LED Troffer | Lumen-Equivalent 32-Watt T8 Fixture | Commercial | Turnover | Schools K-12 | FL Zone 2 | Interior Lighting | High bay |  | 0 | Per Unit | [7 empty] | 200.9779 | 99.918 | 101.0599 | 0.50284 |  | 15 |  |  |  | 101.0599 | [8 empty] | 0 | 0 | 0 | 0 | 0 | 0 | 0 | [5 empty] | 0
FL Zone 2WarehouseTurnover |  | XXXXXXXX | Yes | Equipment | LED Linear - Fixture Replacement | 2x4 LED Troffer | Lumen-Equivalent 32-Watt T8 Fixture | Commercial | Turnover | Warehouse | FL Zone 2 | Interior Lighting | High bay |  | 0 | Per Unit | [7 empty] | 323.0515 | 160.608 | 162.4435 | 0.50284 |  | 15 |  |  |  | 162.4435 | [8 empty] | 0 | 0 | 0 | 0 | 0 | 0 | 0 | [5 empty] | 0
FL Zone 2AssemblyNew |  | XXXXXXXX | Yes | Equipment | LED Linear - Fixture Replacement | 2x4 LED Troffer | Lumen-Equivalent 32-Watt T8 Fixture | Commercial | New | Assembly | FL Zone 2 | Interior Lighting | High bay |  | 0 | Per Unit | [7 empty] | 242.9645 | 120.792 | 122.1725 | 0.50284 |  | 15 |  |  |  | 122.1725 | [8 empty] | 0 | 0 | 0 | 0 | 0 | 0 | 0 | [5 empty] | 0
FL Zone 2College and UniversityNew |  | XXXXXXXX | Yes | Equipment | LED Linear - Fixture Replacement | 2x4 LED Troffer | Lumen-Equivalent 32-Watt T8 Fixture | Commercial | New | College and University | FL Zone 2 | Interior Lighting | High bay |  | 0 | Per Unit | [7 empty] | 372.3878 | 185.136 | 187.2518 | 0.50284 |  | 15 |  |  |  | 187.2518 | [8 empty] | 0 | 0 | 0 | 0 | 0 | 0 | 0 | [5 empty] | 0
FL Zone 2GroceryNew |  | XXXXXXXX | Yes | Equipment | LED Linear - Fixture Replacement | 2x4 LED Troffer | Lumen-Equivalent 32-Watt T8 Fixture | Commercial | New | Grocery | FL Zone 2 | Interior Lighting | High bay |  | 0 | Per Unit | [7 empty] | 468.3571 | 232.848 | 235.5091 | 0.50284 |  | 15 |  |  |  | 235.5091 | [8 empty] | 0 | 0 | 0 | 0 | 0 | 0 | 0 | [5 empty] | 0
FL Zone 2HealthcareNew |  | XXXXXXXX | Yes | Equipment | LED Linear - Fixture Replacement | 2x4 LED Troffer | Lumen-Equivalent 32-Watt T8 Fixture | Commercial | New | Healthcare | FL Zone 2 | Interior Lighting | High bay |  | 0 | Per Unit | [7 empty] | 424.7654 | 211.176 | 213.5894 | 0.50284 |  | 15 |  |  |  | 213.5894 | [8 empty] | 0 | 0 | 0 | 0 | 0 | 0 | 0 | [5 empty] | 0
FL Zone 2HospitalsNew |  | XXXXXXXX | Yes | Equipment | LED Linear - Fixture Replacement | 2x4 LED Troffer | Lumen-Equivalent 32-Watt T8 Fixture | Commercial | New | Hospitals | FL Zone 2 | Interior Lighting | High bay |  | 0 | Per Unit | [7 empty] | 574.633 | 285.684 | 288.949 | 0.50284 |  | 15 |  |  |  | 288.949 | [8 empty] | 0 | 0 | 0 | 0 | 0 | 0 | 0 | [5 empty] | 0
FL Zone 2InstitutionalNew |  | XXXXXXXX | Yes | Equipment | LED Linear - Fixture Replacement | 2x4 LED Troffer | Lumen-Equivalent 32-Watt T8 Fixture | Commercial | New | Institutional | FL Zone 2 | Interior Lighting | High bay |  | 0 | Per Unit | [7 empty] | 278.6995 | 138.558 | 140.1415 | 0.50284 |  | 15 |  |  |  | 140.1415 | [8 empty] | 0 | 0 | 0 | 0 | 0 | 0 | 0 | [5 empty] | 0
FL Zone 2Lodging/HospitalityNew |  | XXXXXXXX | Yes | Equipment | LED Linear - Fixture Replacement | 2x4 LED Troffer | Lumen-Equivalent 32-Watt T8 Fixture | Commercial | New | Lodging/Hospitality | FL Zone 2 | Interior Lighting | High bay |  | 0 | Per Unit | [7 empty] | 317.1379 | 157.668 | 159.4699 | 0.50284 |  | 15 |  |  |  | 159.4699 | [8 empty] | 0 | 0 | 0 | 0 | 0 | 0 | 0 | [5 empty] | 0
FL Zone 2MiscellaneousNew |  | XXXXXXXX | Yes | Equipment | LED Linear - Fixture Replacement | 2x4 LED Troffer | Lumen-Equivalent 32-Watt T8 Fixture | Commercial | New | Miscellaneous | FL Zone 2 | Interior Lighting | High bay |  | 0 | Per Unit | [7 empty] | 372.3878 | 185.136 | 187.2518 | 0.50284 |  | 15 |  |  |  | 187.2518 | [8 empty] | 0 | 0 | 0 | 0 | 0 | 0 | 0 | [5 empty] | 0
FL Zone 2OfficesNew |  | XXXXXXXX | Yes | Equipment | LED Linear - Fixture Replacement | 2x4 LED Troffer | Lumen-Equivalent 32-Watt T8 Fixture | Commercial | New | Offices | FL Zone 2 | Interior Lighting | High bay |  | 0 | Per Unit | [7 empty] | 274.8134 | 136.626 | 138.1874 | 0.50284 |  | 15 |  |  |  | 138.1874 | [8 empty] | 0 | 0 | 0 | 0 | 0 | 0 | 0 | [5 empty] | 0
FL Zone 2RestaurantsNew |  | XXXXXXXX | Yes | Equipment | LED Linear - Fixture Replacement | 2x4 LED Troffer | Lumen-Equivalent 32-Watt T8 Fixture | Commercial | New | Restaurants | FL Zone 2 | Interior Lighting | High bay |  | 0 | Per Unit | [7 empty] | 283.5994 | 140.994 | 142.6054 | 0.50284 |  | 15 |  |  |  | 142.6054 | [8 empty] | 0 | 0 | 0 | 0 | 0 | 0 | 0 | [5 empty] | 0
FL Zone 2RetailNew |  | XXXXXXXX | Yes | Equipment | LED Linear - Fixture Replacement | 2x4 LED Troffer | Lumen-Equivalent 32-Watt T8 Fixture | Commercial | New | Retail | FL Zone 2 | Interior Lighting | High bay |  | 0 | Per Unit | [7 empty] | 421.0483 | 209.328 | 211.7203 | 0.50284 |  | 15 |  |  |  | 211.7203 | [8 empty] | 0 | 0 | 0 | 0 | 0 | 0 | 0 | [5 empty] | 0
FL Zone 2Schools K-12New |  | XXXXXXXX | Yes | Equipment | LED Linear - Fixture Replacement | 2x4 LED Troffer | Lumen-Equivalent 32-Watt T8 Fixture | Commercial | New | Schools K-12 | FL Zone 2 | Interior Lighting | High bay |  | 0 | Per Unit | [7 empty] | 200.9779 | 99.918 | 101.0599 | 0.50284 |  | 15 |  |  |  | 101.0599 | [8 empty] | 0 | 0 | 0 | 0 | 0 | 0 | 0 | [5 empty] | 0
FL Zone 2WarehouseNew |  | XXXXXXXX | Yes | Equipment | LED Linear - Fixture Replacement | 2x4 LED Troffer | Lumen-Equivalent 32-Watt T8 Fixture | Commercial | New | Warehouse | FL Zone 2 | Interior Lighting | High bay |  | 0 | Per Unit | [7 empty] | 323.0515 | 160.608 | 162.4435 | 0.50284 |  | 15 |  |  |  | 162.4435 | [8 empty] | 0 | 0 | 0 | 0 | 0 | 0 | 0 | [5 empty] | 0
FL Zone 2AssemblyTurnover |  | XXXXXXXX | Yes | Equipment | LED Linear - Fixture Replacement | 2x4 LED Troffer | Lumen-Equivalent 32-Watt T8 Fixture | Commercial | Turnover | Assembly | FL Zone 2 | Interior Lighting | Overhead (fluorescent/LED/CFL U-shape) |  | 0 | Per Unit | [7 empty] | 242.9645 | 120.792 | 122.1725 | 0.50284 |  | 15 |  |  |  | 122.1725 | [8 empty] | 0 | 0 | 0 | 0 | 0 | 0 | 0 | [5 empty] | 0
FL Zone 2College and UniversityTurnover |  | XXXXXXXX | Yes | Equipment | LED Linear - Fixture Replacement | 2x4 LED Troffer | Lumen-Equivalent 32-Watt T8 Fixture | Commercial | Turnover | College and University | FL Zone 2 | Interior Lighting | Overhead (fluorescent/LED/CFL U-shape) |  | 0 | Per Unit | [7 empty] | 372.3878 | 185.136 | 187.2518 | 0.50284 |  | 15 |  |  |  | 187.2518 | [8 empty] | 0 | 0 | 0 | 0 | 0 | 0 | 0 | [5 empty] | 0
FL Zone 2GroceryTurnover |  | XXXXXXXX | Yes | Equipment | LED Linear - Fixture Replacement | 2x4 LED Troffer | Lumen-Equivalent 32-Watt T8 Fixture | Commercial | Turnover | Grocery | FL Zone 2 | Interior Lighting | Overhead (fluorescent/LED/CFL U-shape) |  | 0 | Per Unit | [7 empty] | 468.3571 | 232.848 | 235.5091 | 0.50284 |  | 15 |  |  |  | 235.5091 | [8 empty] | 0 | 0 | 0 | 0 | 0 | 0 | 0 | [5 empty] | 0
FL Zone 2HealthcareTurnover |  | XXXXXXXX | Yes | Equipment | LED Linear - Fixture Replacement | 2x4 LED Troffer | Lumen-Equivalent 32-Watt T8 Fixture | Commercial | Turnover | Healthcare | FL Zone 2 | Interior Lighting | Overhead (fluorescent/LED/CFL U-shape) |  | 0 | Per Unit | [7 empty] | 424.7654 | 211.176 | 213.5894 | 0.50284 |  | 15 |  |  |  | 213.5894 | [8 empty] | 0 | 0 | 0 | 0 | 0 | 0 | 0 | [5 empty] | 0
FL Zone 2HospitalsTurnover |  | XXXXXXXX | Yes | Equipment | LED Linear - Fixture Replacement | 2x4 LED Troffer | Lumen-Equivalent 32-Watt T8 Fixture | Commercial | Turnover | Hospitals | FL Zone 2 | Interior Lighting | Overhead (fluorescent/LED/CFL U-shape) |  | 0 | Per Unit | [7 empty] | 574.633 | 285.684 | 288.949 | 0.50284 |  | 15 |  |  |  | 288.949 | [8 empty] | 0 | 0 | 0 | 0 | 0 | 0 | 0 | [5 empty] | 0
FL Zone 2InstitutionalTurnover |  | XXXXXXXX | Yes | Equipment | LED Linear - Fixture Replacement | 2x4 LED Troffer | Lumen-Equivalent 32-Watt T8 Fixture | Commercial | Turnover | Institutional | FL Zone 2 | Interior Lighting | Overhead (fluorescent/LED/CFL U-shape) |  | 0 | Per Unit | [7 empty] | 278.6995 | 138.558 | 140.1415 | 0.50284 |  | 15 |  |  |  | 140.1415 | [8 empty] | 0 | 0 | 0 | 0 | 0 | 0 | 0 | [5 empty] | 0
FL Zone 2Lodging/HospitalityTurnover |  | XXXXXXXX | Yes | Equipment | LED Linear - Fixture Replacement | 2x4 LED Troffer | Lumen-Equivalent 32-Watt T8 Fixture | Commercial | Turnover | Lodging/Hospitality | FL Zone 2 | Interior Lighting | Overhead (fluorescent/LED/CFL U-shape) |  | 0 | Per Unit | [7 empty] | 317.1379 | 157.668 | 159.4699 | 0.50284 |  | 15 |  |  |  | 159.4699 | [8 empty] | 0 | 0 | 0 | 0 | 0 | 0 | 0 | [5 empty] | 0
FL Zone 2MiscellaneousTurnover |  | XXXXXXXX | Yes | Equipment | LED Linear - Fixture Replacement | 2x4 LED Troffer | Lumen-Equivalent 32-Watt T8 Fixture | Commercial | Turnover | Miscellaneous | FL Zone 2 | Interior Lighting | Overhead (fluorescent/LED/CFL U-shape) |  | 0 | Per Unit | [7 empty] | 372.3878 | 185.136 | 187.2518 | 0.50284 |  | 15 |  |  |  | 187.2518 | [8 empty] | 0 | 0 | 0 | 0 | 0 | 0 | 0 | [5 empty] | 0
FL Zone 2OfficesTurnover |  | XXXXXXXX | Yes | Equipment | LED Linear - Fixture Replacement | 2x4 LED Troffer | Lumen-Equivalent 32-Watt T8 Fixture | Commercial | Turnover | Offices | FL Zone 2 | Interior Lighting | Overhead (fluorescent/LED/CFL U-shape) |  | 0 | Per Unit | [7 empty] | 274.8134 | 136.626 | 138.1874 | 0.50284 |  | 15 |  |  |  | 138.1874 | [8 empty] | 0 | 0 | 0 | 0 | 0 | 0 | 0 | [5 empty] | 0
FL Zone 2RestaurantsTurnover |  | XXXXXXXX | Yes | Equipment | LED Linear - Fixture Replacement | 2x4 LED Troffer | Lumen-Equivalent 32-Watt T8 Fixture | Commercial | Turnover | Restaurants | FL Zone 2 | Interior Lighting | Overhead (fluorescent/LED/CFL U-shape) |  | 0 | Per Unit | [7 empty] | 283.5994 | 140.994 | 142.6054 | 0.50284 |  | 15 |  |  |  | 142.6054 | [8 empty] | 0 | 0 | 0 | 0 | 0 | 0 | 0 | [5 empty] | 0
FL Zone 2RetailTurnover |  | XXXXXXXX | Yes | Equipment | LED Linear - Fixture Replacement | 2x4 LED Troffer | Lumen-Equivalent 32-Watt T8 Fixture | Commercial | Turnover | Retail | FL Zone 2 | Interior Lighting | Overhead (fluorescent/LED/CFL U-shape) |  | 0 | Per Unit | [7 empty] | 421.0483 | 209.328 | 211.7203 | 0.50284 |  | 15 |  |  |  | 211.7203 | [8 empty] | 0 | 0 | 0 | 0 | 0 | 0 | 0 | [5 empty] | 0
FL Zone 2Schools K-12Turnover |  | XXXXXXXX | Yes | Equipment | LED Linear - Fixture Replacement | 2x4 LED Troffer | Lumen-Equivalent 32-Watt T8 Fixture | Commercial | Turnover | Schools K-12 | FL Zone 2 | Interior Lighting | Overhead (fluorescent/LED/CFL U-shape) |  | 0 | Per Unit | [7 empty] | 200.9779 | 99.918 | 101.0599 | 0.50284 |  | 15 |  |  |  | 101.0599 | [8 empty] | 0 | 0 | 0 | 0 | 0 | 0 | 0 | [5 empty] | 0
FL Zone 2WarehouseTurnover |  | XXXXXXXX | Yes | Equipment | LED Linear - Fixture Replacement | 2x4 LED Troffer | Lumen-Equivalent 32-Watt T8 Fixture | Commercial | Turnover | Warehouse | FL Zone 2 | Interior Lighting | Overhead (fluorescent/LED/CFL U-shape) |  | 0 | Per Unit | [7 empty] | 323.0515 | 160.608 | 162.4435 | 0.50284 |  | 15 |  |  |  | 162.4435 | [8 empty] | 0 | 0 | 0 | 0 | 0 | 0 | 0 | [5 empty] | 0
FL Zone 2AssemblyNew |  | XXXXXXXX | Yes | Equipment | LED Linear - Fixture Replacement | 2x4 LED Troffer | Lumen-Equivalent 32-Watt T8 Fixture | Commercial | New | Assembly | FL Zone 2 | Interior Lighting | Overhead (fluorescent/LED/CFL U-shape) |  | 0 | Per Unit | [7 empty] | 242.9645 | 120.792 | 122.1725 | 0.50284 |  | 15 |  |  |  | 122.1725 | [8 empty] | 0 | 0 | 0 | 0 | 0 | 0 | 0 | [5 empty] | 0
FL Zone 2College and UniversityNew |  | XXXXXXXX | Yes | Equipment | LED Linear - Fixture Replacement | 2x4 LED Troffer | Lumen-Equivalent 32-Watt T8 Fixture | Commercial | New | College and University | FL Zone 2 | Interior Lighting | Overhead (fluorescent/LED/CFL U-shape) |  | 0 | Per Unit | [7 empty] | 372.3878 | 185.136 | 187.2518 | 0.50284 |  | 15 |  |  |  | 187.2518 | [8 empty] | 0 | 0 | 0 | 0 | 0 | 0 | 0 | [5 empty] | 0
FL Zone 2GroceryNew |  | XXXXXXXX | Yes | Equipment | LED Linear - Fixture Replacement | 2x4 LED Troffer | Lumen-Equivalent 32-Watt T8 Fixture | Commercial | New | Grocery | FL Zone 2 | Interior Lighting | Overhead (fluorescent/LED/CFL U-shape) |  | 0 | Per Unit | [7 empty] | 468.3571 | 232.848 | 235.5091 | 0.50284 |  | 15 |  |  |  | 235.5091 | [8 empty] | 0 | 0 | 0 | 0 | 0 | 0 | 0 | [5 empty] | 0
FL Zone 2HealthcareNew |  | XXXXXXXX | Yes | Equipment | LED Linear - Fixture Replacement | 2x4 LED Troffer | Lumen-Equivalent 32-Watt T8 Fixture | Commercial | New | Healthcare | FL Zone 2 | Interior Lighting | Overhead (fluorescent/LED/CFL U-shape) |  | 0 | Per Unit | [7 empty] | 424.7654 | 211.176 | 213.5894 | 0.50284 |  | 15 |  |  |  | 213.5894 | [8 empty] | 0 | 0 | 0 | 0 | 0 | 0 | 0 | [5 empty] | 0
FL Zone 2HospitalsNew |  | XXXXXXXX | Yes | Equipment | LED Linear - Fixture Replacement | 2x4 LED Troffer | Lumen-Equivalent 32-Watt T8 Fixture | Commercial | New | Hospitals | FL Zone 2 | Interior Lighting | Overhead (fluorescent/LED/CFL U-shape) |  | 0 | Per Unit | [7 empty] | 574.633 | 285.684 | 288.949 | 0.50284 |  | 15 |  |  |  | 288.949 | [8 empty] | 0 | 0 | 0 | 0 | 0 | 0 | 0 | [5 empty] | 0
FL Zone 2InstitutionalNew |  | XXXXXXXX | Yes | Equipment | LED Linear - Fixture Replacement | 2x4 LED Troffer | Lumen-Equivalent 32-Watt T8 Fixture | Commercial | New | Institutional | FL Zone 2 | Interior Lighting | Overhead (fluorescent/LED/CFL U-shape) |  | 0 | Per Unit | [7 empty] | 278.6995 | 138.558 | 140.1415 | 0.50284 |  | 15 |  |  |  | 140.1415 | [8 empty] | 0 | 0 | 0 | 0 | 0 | 0 | 0 | [5 empty] | 0
FL Zone 2Lodging/HospitalityNew |  | XXXXXXXX | Yes | Equipment | LED Linear - Fixture Replacement | 2x4 LED Troffer | Lumen-Equivalent 32-Watt T8 Fixture | Commercial | New | Lodging/Hospitality | FL Zone 2 | Interior Lighting | Overhead (fluorescent/LED/CFL U-shape) |  | 0 | Per Unit | [7 empty] | 317.1379 | 157.668 | 159.4699 | 0.50284 |  | 15 |  |  |  | 159.4699 | [8 empty] | 0 | 0 | 0 | 0 | 0 | 0 | 0 | [5 empty] | 0
FL Zone 2MiscellaneousNew |  | XXXXXXXX | Yes | Equipment | LED Linear - Fixture Replacement | 2x4 LED Troffer | Lumen-Equivalent 32-Watt T8 Fixture | Commercial | New | Miscellaneous | FL Zone 2 | Interior Lighting | Overhead (fluorescent/LED/CFL U-shape) |  | 0 | Per Unit | [7 empty] | 372.3878 | 185.136 | 187.2518 | 0.50284 |  | 15 |  |  |  | 187.2518 | [8 empty] | 0 | 0 | 0 | 0 | 0 | 0 | 0 | [5 empty] | 0
FL Zone 2OfficesNew |  | XXXXXXXX | Yes | Equipment | LED Linear - Fixture Replacement | 2x4 LED Troffer | Lumen-Equivalent 32-Watt T8 Fixture | Commercial | New | Offices | FL Zone 2 | Interior Lighting | Overhead (fluorescent/LED/CFL U-shape) |  | 0 | Per Unit | [7 empty] | 274.8134 | 136.626 | 138.1874 | 0.50284 |  | 15 |  |  |  | 138.1874 | [8 empty] | 0 | 0 | 0 | 0 | 0 | 0 | 0 | [5 empty] | 0
FL Zone 2RestaurantsNew |  | XXXXXXXX | Yes | Equipment | LED Linear - Fixture Replacement | 2x4 LED Troffer | Lumen-Equivalent 32-Watt T8 Fixture | Commercial | New | Restaurants | FL Zone 2 | Interior Lighting | Overhead (fluorescent/LED/CFL U-shape) |  | 0 | Per Unit | [7 empty] | 283.5994 | 140.994 | 142.6054 | 0.50284 |  | 15 |  |  |  | 142.6054 | [8 empty] | 0 | 0 | 0 | 0 | 0 | 0 | 0 | [5 empty] | 0
FL Zone 2RetailNew |  | XXXXXXXX | Yes | Equipment | LED Linear - Fixture Replacement | 2x4 LED Troffer | Lumen-Equivalent 32-Watt T8 Fixture | Commercial | New | Retail | FL Zone 2 | Interior Lighting | Overhead (fluorescent/LED/CFL U-shape) |  | 0 | Per Unit | [7 empty] | 421.0483 | 209.328 | 211.7203 | 0.50284 |  | 15 |  |  |  | 211.7203 | [8 empty] | 0 | 0 | 0 | 0 | 0 | 0 | 0 | [5 empty] | 0
FL Zone 2Schools K-12New |  | XXXXXXXX | Yes | Equipment | LED Linear - Fixture Replacement | 2x4 LED Troffer | Lumen-Equivalent 32-Watt T8 Fixture | Commercial | New | Schools K-12 | FL Zone 2 | Interior Lighting | Overhead (fluorescent/LED/CFL U-shape) |  | 0 | Per Unit | [7 empty] | 200.9779 | 99.918 | 101.0599 | 0.50284 |  | 15 |  |  |  | 101.0599 | [8 empty] | 0 | 0 | 0 | 0 | 0 | 0 | 0 | [5 empty] | 0
FL Zone 2WarehouseNew |  | XXXXXXXX | Yes | Equipment | LED Linear - Fixture Replacement | 2x4 LED Troffer | Lumen-Equivalent 32-Watt T8 Fixture | Commercial | New | Warehouse | FL Zone 2 | Interior Lighting | Overhead (fluorescent/LED/CFL U-shape) |  | 0 | Per Unit | [7 empty] | 323.0515 | 160.608 | 162.4435 | 0.50284 |  | 15 |  |  |  | 162.4435 | [8 empty] | 0 | 0 | 0 | 0 | 0 | 0 | 0 | [5 empty] | 0
FL Zone 2AssemblyTurnover |  | XXXXXXXX | Yes | Equipment | LED Linear - Lamp Replacement | Linear LED (21W) | Lumen-Equivalent 32-Watt T8 Lamp | Commercial | Turnover | Assembly | FL Zone 2 | Interior Lighting | Overhead (fluorescent/LED/CFL U-shape) |  | 0 | Per Fixture | [7 empty] | 80.9882 | 60.396 | 20.5922 | 0.25426 |  | 15 |  |  |  | 20.5922 | [8 empty] | 0 | 0 | 0 | 0 | 0 | 0 | 0 | [5 empty] | 0
FL Zone 2College and UniversityTurnover |  | XXXXXXXX | Yes | Equipment | LED Linear - Lamp Replacement | Linear LED (21W) | Lumen-Equivalent 32-Watt T8 Lamp | Commercial | Turnover | College and University | FL Zone 2 | Interior Lighting | Overhead (fluorescent/LED/CFL U-shape) |  | 0 | Per Fixture | [7 empty] | 124.1293 | 92.568 | 31.5613 | 0.25426 |  | 15 |  |  |  | 31.5613 | [8 empty] | 0 | 0 | 0 | 0 | 0 | 0 | 0 | [5 empty] | 0
FL Zone 2GroceryTurnover |  | XXXXXXXX | Yes | Equipment | LED Linear - Lamp Replacement | Linear LED (21W) | Lumen-Equivalent 32-Watt T8 Lamp | Commercial | Turnover | Grocery | FL Zone 2 | Interior Lighting | Overhead (fluorescent/LED/CFL U-shape) |  | 0 | Per Fixture | [7 empty] | 156.119 | 116.424 | 39.695 | 0.25426 |  | 15 |  |  |  | 39.695 | [8 empty] | 0 | 0 | 0 | 0 | 0 | 0 | 0 | [5 empty] | 0
FL Zone 2HealthcareTurnover |  | XXXXXXXX | Yes | Equipment | LED Linear - Lamp Replacement | Linear LED (21W) | Lumen-Equivalent 32-Watt T8 Lamp | Commercial | Turnover | Healthcare | FL Zone 2 | Interior Lighting | Overhead (fluorescent/LED/CFL U-shape) |  | 0 | Per Fixture | [7 empty] | 141.5885 | 105.588 | 36.0005 | 0.25426 |  | 15 |  |  |  | 36.0005 | [8 empty] | 0 | 0 | 0 | 0 | 0 | 0 | 0 | [5 empty] | 0
FL Zone 2HospitalsTurnover |  | XXXXXXXX | Yes | Equipment | LED Linear - Lamp Replacement | Linear LED (21W) | Lumen-Equivalent 32-Watt T8 Lamp | Commercial | Turnover | Hospitals | FL Zone 2 | Interior Lighting | Overhead (fluorescent/LED/CFL U-shape) |  | 0 | Per Fixture | [7 empty] | 191.5443 | 142.842 | 48.7023 | 0.25426 |  | 15 |  |  |  | 48.7023 | [8 empty] | 0 | 0 | 0 | 0 | 0 | 0 | 0 | [5 empty] | 0
FL Zone 2InstitutionalTurnover |  | XXXXXXXX | Yes | Equipment | LED Linear - Lamp Replacement | Linear LED (21W) | Lumen-Equivalent 32-Watt T8 Lamp | Commercial | Turnover | Institutional | FL Zone 2 | Interior Lighting | Overhead (fluorescent/LED/CFL U-shape) |  | 0 | Per Fixture | [7 empty] | 92.8998 | 69.279 | 23.6208 | 0.25426 |  | 15 |  |  |  | 23.6208 | [8 empty] | 0 | 0 | 0 | 0 | 0 | 0 | 0 | [5 empty] | 0
FL Zone 2Lodging/HospitalityTurnover |  | XXXXXXXX | Yes | Equipment | LED Linear - Lamp Replacement | Linear LED (21W) | Lumen-Equivalent 32-Watt T8 Lamp | Commercial | Turnover | Lodging/Hospitality | FL Zone 2 | Interior Lighting | Overhead (fluorescent/LED/CFL U-shape) |  | 0 | Per Fixture | [7 empty] | 105.7126 | 78.834 | 26.8786 | 0.25426 |  | 15 |  |  |  | 26.8786 | [8 empty] | 0 | 0 | 0 | 0 | 0 | 0 | 0 | [5 empty] | 0
FL Zone 2MiscellaneousTurnover |  | XXXXXXXX | Yes | Equipment | LED Linear - Lamp Replacement | Linear LED (21W) | Lumen-Equivalent 32-Watt T8 Lamp | Commercial | Turnover | Miscellaneous | FL Zone 2 | Interior Lighting | Overhead (fluorescent/LED/CFL U-shape) |  | 0 | Per Fixture | [7 empty] | 124.1293 | 92.568 | 31.5613 | 0.25426 |  | 15 |  |  |  | 31.5613 | [8 empty] | 0 | 0 | 0 | 0 | 0 | 0 | 0 | [5 empty] | 0
FL Zone 2OfficesTurnover |  | XXXXXXXX | Yes | Equipment | LED Linear - Lamp Replacement | Linear LED (21W) | Lumen-Equivalent 32-Watt T8 Lamp | Commercial | Turnover | Offices | FL Zone 2 | Interior Lighting | Overhead (fluorescent/LED/CFL U-shape) |  | 0 | Per Fixture | [7 empty] | 91.6045 | 68.313 | 23.2915 | 0.25426 |  | 15 |  |  |  | 23.2915 | [8 empty] | 0 | 0 | 0 | 0 | 0 | 0 | 0 | [5 empty] | 0
FL Zone 2RestaurantsTurnover |  | XXXXXXXX | Yes | Equipment | LED Linear - Lamp Replacement | Linear LED (21W) | Lumen-Equivalent 32-Watt T8 Lamp | Commercial | Turnover | Restaurants | FL Zone 2 | Interior Lighting | Overhead (fluorescent/LED/CFL U-shape) |  | 0 | Per Fixture | [7 empty] | 94.5331 | 70.497 | 24.0361 | 0.25426 |  | 15 |  |  |  | 24.0361 | [8 empty] | 0 | 0 | 0 | 0 | 0 | 0 | 0 | [5 empty] | 0
FL Zone 2RetailTurnover |  | XXXXXXXX | Yes | Equipment | LED Linear - Lamp Replacement | Linear LED (21W) | Lumen-Equivalent 32-Watt T8 Lamp | Commercial | Turnover | Retail | FL Zone 2 | Interior Lighting | Overhead (fluorescent/LED/CFL U-shape) |  | 0 | Per Fixture | [7 empty] | 140.3494 | 104.664 | 35.6854 | 0.25426 |  | 15 |  |  |  | 35.6854 | [8 empty] | 0 | 0 | 0 | 0 | 0 | 0 | 0 | [5 empty] | 0
FL Zone 2Schools K-12Turnover |  | XXXXXXXX | Yes | Equipment | LED Linear - Lamp Replacement | Linear LED (21W) | Lumen-Equivalent 32-Watt T8 Lamp | Commercial | Turnover | Schools K-12 | FL Zone 2 | Interior Lighting | Overhead (fluorescent/LED/CFL U-shape) |  | 0 | Per Fixture | [7 empty] | 66.9926 | 49.959 | 17.0336 | 0.25426 |  | 15 |  |  |  | 17.0336 | [8 empty] | 0 | 0 | 0 | 0 | 0 | 0 | 0 | [5 empty] | 0
FL Zone 2WarehouseTurnover |  | XXXXXXXX | Yes | Equipment | LED Linear - Lamp Replacement | Linear LED (21W) | Lumen-Equivalent 32-Watt T8 Lamp | Commercial | Turnover | Warehouse | FL Zone 2 | Interior Lighting | Overhead (fluorescent/LED/CFL U-shape) |  | 0 | Per Fixture | [7 empty] | 107.6838 | 80.304 | 27.3798 | 0.25426 |  | 15 |  |  |  | 27.3798 | [8 empty] | 0 | 0 | 0 | 0 | 0 | 0 | 0 | [5 empty] | 0
FL Zone 2AssemblyNew |  | XXXXXXXX | Yes | Equipment | LED Linear - Lamp Replacement | Linear LED (21W) | Lumen-Equivalent 32-Watt T8 Lamp | Commercial | New | Assembly | FL Zone 2 | Interior Lighting | Overhead (fluorescent/LED/CFL U-shape) |  | 0 | Per Fixture | [7 empty] | 80.9882 | 60.396 | 20.5922 | 0.25426 |  | 15 |  |  |  | 20.5922 | [8 empty] | 0 | 0 | 0 | 0 | 0 | 0 | 0 | [5 empty] | 0
FL Zone 2College and UniversityNew |  | XXXXXXXX | Yes | Equipment | LED Linear - Lamp Replacement | Linear LED (21W) | Lumen-Equivalent 32-Watt T8 Lamp | Commercial | New | College and University | FL Zone 2 | Interior Lighting | Overhead (fluorescent/LED/CFL U-shape) |  | 0 | Per Fixture | [7 empty] | 124.1293 | 92.568 | 31.5613 | 0.25426 |  | 15 |  |  |  | 31.5613 | [8 empty] | 0 | 0 | 0 | 0 | 0 | 0 | 0 | [5 empty] | 0
FL Zone 2GroceryNew |  | XXXXXXXX | Yes | Equipment | LED Linear - Lamp Replacement | Linear LED (21W) | Lumen-Equivalent 32-Watt T8 Lamp | Commercial | New | Grocery | FL Zone 2 | Interior Lighting | Overhead (fluorescent/LED/CFL U-shape) |  | 0 | Per Fixture | [7 empty] | 156.119 | 116.424 | 39.695 | 0.25426 |  | 15 |  |  |  | 39.695 | [8 empty] | 0 | 0 | 0 | 0 | 0 | 0 | 0 | [5 empty] | 0
FL Zone 2HealthcareNew |  | XXXXXXXX | Yes | Equipment | LED Linear - Lamp Replacement | Linear LED (21W) | Lumen-Equivalent 32-Watt T8 Lamp | Commercial | New | Healthcare | FL Zone 2 | Interior Lighting | Overhead (fluorescent/LED/CFL U-shape) |  | 0 | Per Fixture | [7 empty] | 141.5885 | 105.588 | 36.0005 | 0.25426 |  | 15 |  |  |  | 36.0005 | [8 empty] | 0 | 0 | 0 | 0 | 0 | 0 | 0 | [5 empty] | 0
FL Zone 2HospitalsNew |  | XXXXXXXX | Yes | Equipment | LED Linear - Lamp Replacement | Linear LED (21W) | Lumen-Equivalent 32-Watt T8 Lamp | Commercial | New | Hospitals | FL Zone 2 | Interior Lighting | Overhead (fluorescent/LED/CFL U-shape) |  | 0 | Per Fixture | [7 empty] | 191.5443 | 142.842 | 48.7023 | 0.25426 |  | 15 |  |  |  | 48.7023 | [8 empty] | 0 | 0 | 0 | 0 | 0 | 0 | 0 | [5 empty] | 0
FL Zone 2InstitutionalNew |  | XXXXXXXX | Yes | Equipment | LED Linear - Lamp Replacement | Linear LED (21W) | Lumen-Equivalent 32-Watt T8 Lamp | Commercial | New | Institutional | FL Zone 2 | Interior Lighting | Overhead (fluorescent/LED/CFL U-shape) |  | 0 | Per Fixture | [7 empty] | 92.8998 | 69.279 | 23.6208 | 0.25426 |  | 15 |  |  |  | 23.6208 | [8 empty] | 0 | 0 | 0 | 0 | 0 | 0 | 0 | [5 empty] | 0
FL Zone 2Lodging/HospitalityNew |  | XXXXXXXX | Yes | Equipment | LED Linear - Lamp Replacement | Linear LED (21W) | Lumen-Equivalent 32-Watt T8 Lamp | Commercial | New | Lodging/Hospitality | FL Zone 2 | Interior Lighting | Overhead (fluorescent/LED/CFL U-shape) |  | 0 | Per Fixture | [7 empty] | 105.7126 | 78.834 | 26.8786 | 0.25426 |  | 15 |  |  |  | 26.8786 | [8 empty] | 0 | 0 | 0 | 0 | 0 | 0 | 0 | [5 empty] | 0
FL Zone 2MiscellaneousNew |  | XXXXXXXX | Yes | Equipment | LED Linear - Lamp Replacement | Linear LED (21W) | Lumen-Equivalent 32-Watt T8 Lamp | Commercial | New | Miscellaneous | FL Zone 2 | Interior Lighting | Overhead (fluorescent/LED/CFL U-shape) |  | 0 | Per Fixture | [7 empty] | 124.1293 | 92.568 | 31.5613 | 0.25426 |  | 15 |  |  |  | 31.5613 | [8 empty] | 0 | 0 | 0 | 0 | 0 | 0 | 0 | [5 empty] | 0
FL Zone 2OfficesNew |  | XXXXXXXX | Yes | Equipment | LED Linear - Lamp Replacement | Linear LED (21W) | Lumen-Equivalent 32-Watt T8 Lamp | Commercial | New | Offices | FL Zone 2 | Interior Lighting | Overhead (fluorescent/LED/CFL U-shape) |  | 0 | Per Fixture | [7 empty] | 91.6045 | 68.313 | 23.2915 | 0.25426 |  | 15 |  |  |  | 23.2915 | [8 empty] | 0 | 0 | 0 | 0 | 0 | 0 | 0 | [5 empty] | 0
FL Zone 2RestaurantsNew |  | XXXXXXXX | Yes | Equipment | LED Linear - Lamp Replacement | Linear LED (21W) | Lumen-Equivalent 32-Watt T8 Lamp | Commercial | New | Restaurants | FL Zone 2 | Interior Lighting | Overhead (fluorescent/LED/CFL U-shape) |  | 0 | Per Fixture | [7 empty] | 94.5331 | 70.497 | 24.0361 | 0.25426 |  | 15 |  |  |  | 24.0361 | [8 empty] | 0 | 0 | 0 | 0 | 0 | 0 | 0 | [5 empty] | 0
FL Zone 2RetailNew |  | XXXXXXXX | Yes | Equipment | LED Linear - Lamp Replacement | Linear LED (21W) | Lumen-Equivalent 32-Watt T8 Lamp | Commercial | New | Retail | FL Zone 2 | Interior Lighting | Overhead (fluorescent/LED/CFL U-shape) |  | 0 | Per Fixture | [7 empty] | 140.3494 | 104.664 | 35.6854 | 0.25426 |  | 15 |  |  |  | 35.6854 | [8 empty] | 0 | 0 | 0 | 0 | 0 | 0 | 0 | [5 empty] | 0
FL Zone 2Schools K-12New |  | XXXXXXXX | Yes | Equipment | LED Linear - Lamp Replacement | Linear LED (21W) | Lumen-Equivalent 32-Watt T8 Lamp | Commercial | New | Schools K-12 | FL Zone 2 | Interior Lighting | Overhead (fluorescent/LED/CFL U-shape) |  | 0 | Per Fixture | [7 empty] | 66.9926 | 49.959 | 17.0336 | 0.25426 |  | 15 |  |  |  | 17.0336 | [8 empty] | 0 | 0 | 0 | 0 | 0 | 0 | 0 | [5 empty] | 0
FL Zone 2WarehouseNew |  | XXXXXXXX | Yes | Equipment | LED Linear - Lamp Replacement | Linear LED (21W) | Lumen-Equivalent 32-Watt T8 Lamp | Commercial | New | Warehouse | FL Zone 2 | Interior Lighting | Overhead (fluorescent/LED/CFL U-shape) |  | 0 | Per Fixture | [7 empty] | 107.6838 | 80.304 | 27.3798 | 0.25426 |  | 15 |  |  |  | 27.3798 | [8 empty] | 0 | 0 | 0 | 0 | 0 | 0 | 0 | [5 empty] | 0
FL Zone 2AssemblyTurnover |  | XXXXXXXX | Yes | Equipment | LED Parking Lighting | One 160W LED Area Light | Average Lumen Equivalent Exterior HID Area Lighting | Commercial | Turnover | Assembly | FL Zone 2 | Exterior Lighting | Exterior parking/lot lighting |  | 0 | Per Fixture | [7 empty] | 4018 | 642.88 | 3375.12 | 0.84 |  | 18 |  |  |  | 3375.12 | [8 empty] | 0 | 0 | 0 | 0 | 0 | 0 | 0 | [5 empty] | 0
FL Zone 2College and UniversityTurnover |  | XXXXXXXX | Yes | Equipment | LED Parking Lighting | One 160W LED Area Light | Average Lumen Equivalent Exterior HID Area Lighting | Commercial | Turnover | College and University | FL Zone 2 | Exterior Lighting | Exterior parking/lot lighting |  | 0 | Per Fixture | [7 empty] | 4018 | 642.88 | 3375.12 | 0.84 |  | 18 |  |  |  | 3375.12 | [8 empty] | 0 | 0 | 0 | 0 | 0 | 0 | 0 | [5 empty] | 0
FL Zone 2GroceryTurnover |  | XXXXXXXX | Yes | Equipment | LED Parking Lighting | One 160W LED Area Light | Average Lumen Equivalent Exterior HID Area Lighting | Commercial | Turnover | Grocery | FL Zone 2 | Exterior Lighting | Exterior parking/lot lighting |  | 0 | Per Fixture | [7 empty] | 4018 | 642.88 | 3375.12 | 0.84 |  | 18 |  |  |  | 3375.12 | [8 empty] | 0 | 0 | 0 | 0 | 0 | 0 | 0 | [5 empty] | 0
FL Zone 2HealthcareTurnover |  | XXXXXXXX | Yes | Equipment | LED Parking Lighting | One 160W LED Area Light | Average Lumen Equivalent Exterior HID Area Lighting | Commercial | Turnover | Healthcare | FL Zone 2 | Exterior Lighting | Exterior parking/lot lighting |  | 0 | Per Fixture | [7 empty] | 4018 | 642.88 | 3375.12 | 0.84 |  | 18 |  |  |  | 3375.12 | [8 empty] | 0 | 0 | 0 | 0 | 0 | 0 | 0 | [5 empty] | 0
FL Zone 2HospitalsTurnover |  | XXXXXXXX | Yes | Equipment | LED Parking Lighting | One 160W LED Area Light | Average Lumen Equivalent Exterior HID Area Lighting | Commercial | Turnover | Hospitals | FL Zone 2 | Exterior Lighting | Exterior parking/lot lighting |  | 0 | Per Fixture | [7 empty] | 4018 | 642.88 | 3375.12 | 0.84 |  | 18 |  |  |  | 3375.12 | [8 empty] | 0 | 0 | 0 | 0 | 0 | 0 | 0 | [5 empty] | 0
FL Zone 2InstitutionalTurnover |  | XXXXXXXX | Yes | Equipment | LED Parking Lighting | One 160W LED Area Light | Average Lumen Equivalent Exterior HID Area Lighting | Commercial | Turnover | Institutional | FL Zone 2 | Exterior Lighting | Exterior parking/lot lighting |  | 0 | Per Fixture | [7 empty] | 4018 | 642.88 | 3375.12 | 0.84 |  | 18 |  |  |  | 3375.12 | [8 empty] | 0 | 0 | 0 | 0 | 0 | 0 | 0 | [5 empty] | 0
FL Zone 2Lodging/HospitalityTurnover |  | XXXXXXXX | Yes | Equipment | LED Parking Lighting | One 160W LED Area Light | Average Lumen Equivalent Exterior HID Area Lighting | Commercial | Turnover | Lodging/Hospitality | FL Zone 2 | Exterior Lighting | Exterior parking/lot lighting |  | 0 | Per Fixture | [7 empty] | 4018 | 642.88 | 3375.12 | 0.84 |  | 18 |  |  |  | 3375.12 | [8 empty] | 0 | 0 | 0 | 0 | 0 | 0 | 0 | [5 empty] | 0
FL Zone 2MiscellaneousTurnover |  | XXXXXXXX | Yes | Equipment | LED Parking Lighting | One 160W LED Area Light | Average Lumen Equivalent Exterior HID Area Lighting | Commercial | Turnover | Miscellaneous | FL Zone 2 | Exterior Lighting | Exterior parking/lot lighting |  | 0 | Per Fixture | [7 empty] | 4018 | 642.88 | 3375.12 | 0.84 |  | 18 |  |  |  | 3375.12 | [8 empty] | 0 | 0 | 0 | 0 | 0 | 0 | 0 | [5 empty] | 0
FL Zone 2OfficesTurnover |  | XXXXXXXX | Yes | Equipment | LED Parking Lighting | One 160W LED Area Light | Average Lumen Equivalent Exterior HID Area Lighting | Commercial | Turnover | Offices | FL Zone 2 | Exterior Lighting | Exterior parking/lot lighting |  | 0 | Per Fixture | [7 empty] | 4018 | 642.88 | 3375.12 | 0.84 |  | 18 |  |  |  | 3375.12 | [8 empty] | 0 | 0 | 0 | 0 | 0 | 0 | 0 | [5 empty] | 0
FL Zone 2RestaurantsTurnover |  | XXXXXXXX | Yes | Equipment | LED Parking Lighting | One 160W LED Area Light | Average Lumen Equivalent Exterior HID Area Lighting | Commercial | Turnover | Restaurants | FL Zone 2 | Exterior Lighting | Exterior parking/lot lighting |  | 0 | Per Fixture | [7 empty] | 4018 | 642.88 | 3375.12 | 0.84 |  | 18 |  |  |  | 3375.12 | [8 empty] | 0 | 0 | 0 | 0 | 0 | 0 | 0 | [5 empty] | 0
FL Zone 2RetailTurnover |  | XXXXXXXX | Yes | Equipment | LED Parking Lighting | One 160W LED Area Light | Average Lumen Equivalent Exterior HID Area Lighting | Commercial | Turnover | Retail | FL Zone 2 | Exterior Lighting | Exterior parking/lot lighting |  | 0 | Per Fixture | [7 empty] | 4018 | 642.88 | 3375.12 | 0.84 |  | 18 |  |  |  | 3375.12 | [8 empty] | 0 | 0 | 0 | 0 | 0 | 0 | 0 | [5 empty] | 0
FL Zone 2Schools K-12Turnover |  | XXXXXXXX | Yes | Equipment | LED Parking Lighting | One 160W LED Area Light | Average Lumen Equivalent Exterior HID Area Lighting | Commercial | Turnover | Schools K-12 | FL Zone 2 | Exterior Lighting | Exterior parking/lot lighting |  | 0 | Per Fixture | [7 empty] | 4018 | 642.88 | 3375.12 | 0.84 |  | 18 |  |  |  | 3375.12 | [8 empty] | 0 | 0 | 0 | 0 | 0 | 0 | 0 | [5 empty] | 0
FL Zone 2WarehouseTurnover |  | XXXXXXXX | Yes | Equipment | LED Parking Lighting | One 160W LED Area Light | Average Lumen Equivalent Exterior HID Area Lighting | Commercial | Turnover | Warehouse | FL Zone 2 | Exterior Lighting | Exterior parking/lot lighting |  | 0 | Per Fixture | [7 empty] | 4018 | 642.88 | 3375.12 | 0.84 |  | 18 |  |  |  | 3375.12 | [8 empty] | 0 | 0 | 0 | 0 | 0 | 0 | 0 | [5 empty] | 0
FL Zone 2AssemblyNew |  | XXXXXXXX | Yes | Equipment | LED Parking Lighting | One 160W LED Area Light | Average Lumen Equivalent Exterior HID Area Lighting | Commercial | New | Assembly | FL Zone 2 | Exterior Lighting | Exterior parking/lot lighting |  | 0 | Per Fixture | [7 empty] | 4018 | 642.88 | 3375.12 | 0.84 |  | 18 |  |  |  | 3375.12 | [8 empty] | 0 | 0 | 0 | 0 | 0 | 0 | 0 | [5 empty] | 0
FL Zone 2College and UniversityNew |  | XXXXXXXX | Yes | Equipment | LED Parking Lighting | One 160W LED Area Light | Average Lumen Equivalent Exterior HID Area Lighting | Commercial | New | College and University | FL Zone 2 | Exterior Lighting | Exterior parking/lot lighting |  | 0 | Per Fixture | [7 empty] | 4018 | 642.88 | 3375.12 | 0.84 |  | 18 |  |  |  | 3375.12 | [8 empty] | 0 | 0 | 0 | 0 | 0 | 0 | 0 | [5 empty] | 0
FL Zone 2GroceryNew |  | XXXXXXXX | Yes | Equipment | LED Parking Lighting | One 160W LED Area Light | Average Lumen Equivalent Exterior HID Area Lighting | Commercial | New | Grocery | FL Zone 2 | Exterior Lighting | Exterior parking/lot lighting |  | 0 | Per Fixture | [7 empty] | 4018 | 642.88 | 3375.12 | 0.84 |  | 18 |  |  |  | 3375.12 | [8 empty] | 0 | 0 | 0 | 0 | 0 | 0 | 0 | [5 empty] | 0
FL Zone 2HealthcareNew |  | XXXXXXXX | Yes | Equipment | LED Parking Lighting | One 160W LED Area Light | Average Lumen Equivalent Exterior HID Area Lighting | Commercial | New | Healthcare | FL Zone 2 | Exterior Lighting | Exterior parking/lot lighting |  | 0 | Per Fixture | [7 empty] | 4018 | 642.88 | 3375.12 | 0.84 |  | 18 |  |  |  | 3375.12 | [8 empty] | 0 | 0 | 0 | 0 | 0 | 0 | 0 | [5 empty] | 0
FL Zone 2HospitalsNew |  | XXXXXXXX | Yes | Equipment | LED Parking Lighting | One 160W LED Area Light | Average Lumen Equivalent Exterior HID Area Lighting | Commercial | New | Hospitals | FL Zone 2 | Exterior Lighting | Exterior parking/lot lighting |  | 0 | Per Fixture | [7 empty] | 4018 | 642.88 | 3375.12 | 0.84 |  | 18 |  |  |  | 3375.12 | [8 empty] | 0 | 0 | 0 | 0 | 0 | 0 | 0 | [5 empty] | 0
FL Zone 2InstitutionalNew |  | XXXXXXXX | Yes | Equipment | LED Parking Lighting | One 160W LED Area Light | Average Lumen Equivalent Exterior HID Area Lighting | Commercial | New | Institutional | FL Zone 2 | Exterior Lighting | Exterior parking/lot lighting |  | 0 | Per Fixture | [7 empty] | 4018 | 642.88 | 3375.12 | 0.84 |  | 18 |  |  |  | 3375.12 | [8 empty] | 0 | 0 | 0 | 0 | 0 | 0 | 0 | [5 empty] | 0
FL Zone 2Lodging/HospitalityNew |  | XXXXXXXX | Yes | Equipment | LED Parking Lighting | One 160W LED Area Light | Average Lumen Equivalent Exterior HID Area Lighting | Commercial | New | Lodging/Hospitality | FL Zone 2 | Exterior Lighting | Exterior parking/lot lighting |  | 0 | Per Fixture | [7 empty] | 4018 | 642.88 | 3375.12 | 0.84 |  | 18 |  |  |  | 3375.12 | [8 empty] | 0 | 0 | 0 | 0 | 0 | 0 | 0 | [5 empty] | 0
FL Zone 2MiscellaneousNew |  | XXXXXXXX | Yes | Equipment | LED Parking Lighting | One 160W LED Area Light | Average Lumen Equivalent Exterior HID Area Lighting | Commercial | New | Miscellaneous | FL Zone 2 | Exterior Lighting | Exterior parking/lot lighting |  | 0 | Per Fixture | [7 empty] | 4018 | 642.88 | 3375.12 | 0.84 |  | 18 |  |  |  | 3375.12 | [8 empty] | 0 | 0 | 0 | 0 | 0 | 0 | 0 | [5 empty] | 0
FL Zone 2OfficesNew |  | XXXXXXXX | Yes | Equipment | LED Parking Lighting | One 160W LED Area Light | Average Lumen Equivalent Exterior HID Area Lighting | Commercial | New | Offices | FL Zone 2 | Exterior Lighting | Exterior parking/lot lighting |  | 0 | Per Fixture | [7 empty] | 4018 | 642.88 | 3375.12 | 0.84 |  | 18 |  |  |  | 3375.12 | [8 empty] | 0 | 0 | 0 | 0 | 0 | 0 | 0 | [5 empty] | 0
FL Zone 2RestaurantsNew |  | XXXXXXXX | Yes | Equipment | LED Parking Lighting | One 160W LED Area Light | Average Lumen Equivalent Exterior HID Area Lighting | Commercial | New | Restaurants | FL Zone 2 | Exterior Lighting | Exterior parking/lot lighting |  | 0 | Per Fixture | [7 empty] | 4018 | 642.88 | 3375.12 | 0.84 |  | 18 |  |  |  | 3375.12 | [8 empty] | 0 | 0 | 0 | 0 | 0 | 0 | 0 | [5 empty] | 0
FL Zone 2RetailNew |  | XXXXXXXX | Yes | Equipment | LED Parking Lighting | One 160W LED Area Light | Average Lumen Equivalent Exterior HID Area Lighting | Commercial | New | Retail | FL Zone 2 | Exterior Lighting | Exterior parking/lot lighting |  | 0 | Per Fixture | [7 empty] | 4018 | 642.88 | 3375.12 | 0.84 |  | 18 |  |  |  | 3375.12 | [8 empty] | 0 | 0 | 0 | 0 | 0 | 0 | 0 | [5 empty] | 0
FL Zone 2Schools K-12New |  | XXXXXXXX | Yes | Equipment | LED Parking Lighting | One 160W LED Area Light | Average Lumen Equivalent Exterior HID Area Lighting | Commercial | New | Schools K-12 | FL Zone 2 | Exterior Lighting | Exterior parking/lot lighting |  | 0 | Per Fixture | [7 empty] | 4018 | 642.88 | 3375.12 | 0.84 |  | 18 |  |  |  | 3375.12 | [8 empty] | 0 | 0 | 0 | 0 | 0 | 0 | 0 | [5 empty] | 0
FL Zone 2WarehouseNew |  | XXXXXXXX | Yes | Equipment | LED Parking Lighting | One 160W LED Area Light | Average Lumen Equivalent Exterior HID Area Lighting | Commercial | New | Warehouse | FL Zone 2 | Exterior Lighting | Exterior parking/lot lighting |  | 0 | Per Fixture | [7 empty] | 4018 | 642.88 | 3375.12 | 0.84 |  | 18 |  |  |  | 3375.12 | [8 empty] | 0 | 0 | 0 | 0 | 0 | 0 | 0 | [5 empty] | 0
FL Zone 2AssemblyTurnover |  | XXXXXXXX | Yes | Equipment | LED Street Lights | One 210W LED Area Light | Average Lumen Equivalent Exterior HID Area Lighting | Commercial | Turnover | Assembly | FL Zone 2 | Exterior Lighting | Street lighting |  | 0 | Per Fixture | [7 empty] | 2542.0547 | 850.932 | 1691.1226 | 0.66526 |  | 18 |  |  |  | 1691.1226 | [8 empty] | 0 | 0 | 0 | 0 | 0 | 0 | 0 | [5 empty] | 0
FL Zone 2College and UniversityTurnover |  | XXXXXXXX | Yes | Equipment | LED Street Lights | One 210W LED Area Light | Average Lumen Equivalent Exterior HID Area Lighting | Commercial | Turnover | College and University | FL Zone 2 | Exterior Lighting | Street lighting |  | 0 | Per Fixture | [7 empty] | 2542.0547 | 850.932 | 1691.1226 | 0.66526 |  | 18 |  |  |  | 1691.1226 | [8 empty] | 0 | 0 | 0 | 0 | 0 | 0 | 0 | [5 empty] | 0
FL Zone 2GroceryTurnover |  | XXXXXXXX | Yes | Equipment | LED Street Lights | One 210W LED Area Light | Average Lumen Equivalent Exterior HID Area Lighting | Commercial | Turnover | Grocery | FL Zone 2 | Exterior Lighting | Street lighting |  | 0 | Per Fixture | [7 empty] | 2542.0547 | 850.932 | 1691.1226 | 0.66526 |  | 18 |  |  |  | 1691.1226 | [8 empty] | 0 | 0 | 0 | 0 | 0 | 0 | 0 | [5 empty] | 0
FL Zone 2HealthcareTurnover |  | XXXXXXXX | Yes | Equipment | LED Street Lights | One 210W LED Area Light | Average Lumen Equivalent Exterior HID Area Lighting | Commercial | Turnover | Healthcare | FL Zone 2 | Exterior Lighting | Street lighting |  | 0 | Per Fixture | [7 empty] | 2542.0547 | 850.932 | 1691.1226 | 0.66526 |  | 18 |  |  |  | 1691.1226 | [8 empty] | 0 | 0 | 0 | 0 | 0 | 0 | 0 | [5 empty] | 0
FL Zone 2HospitalsTurnover |  | XXXXXXXX | Yes | Equipment | LED Street Lights | One 210W LED Area Light | Average Lumen Equivalent Exterior HID Area Lighting | Commercial | Turnover | Hospitals | FL Zone 2 | Exterior Lighting | Street lighting |  | 0 | Per Fixture | [7 empty] | 2542.0547 | 850.932 | 1691.1226 | 0.66526 |  | 18 |  |  |  | 1691.1226 | [8 empty] | 0 | 0 | 0 | 0 | 0 | 0 | 0 | [5 empty] | 0
FL Zone 2InstitutionalTurnover |  | XXXXXXXX | Yes | Equipment | LED Street Lights | One 210W LED Area Light | Average Lumen Equivalent Exterior HID Area Lighting | Commercial | Turnover | Institutional | FL Zone 2 | Exterior Lighting | Street lighting |  | 0 | Per Fixture | [7 empty] | 2542.0547 | 850.932 | 1691.1226 | 0.66526 |  | 18 |  |  |  | 1691.1226 | [8 empty] | 0 | 0 | 0 | 0 | 0 | 0 | 0 | [5 empty] | 0
FL Zone 2Lodging/HospitalityTurnover |  | XXXXXXXX | Yes | Equipment | LED Street Lights | One 210W LED Area Light | Average Lumen Equivalent Exterior HID Area Lighting | Commercial | Turnover | Lodging/Hospitality | FL Zone 2 | Exterior Lighting | Street lighting |  | 0 | Per Fixture | [7 empty] | 2542.0547 | 850.932 | 1691.1226 | 0.66526 |  | 18 |  |  |  | 1691.1226 | [8 empty] | 0 | 0 | 0 | 0 | 0 | 0 | 0 | [5 empty] | 0
FL Zone 2MiscellaneousTurnover |  | XXXXXXXX | Yes | Equipment | LED Street Lights | One 210W LED Area Light | Average Lumen Equivalent Exterior HID Area Lighting | Commercial | Turnover | Miscellaneous | FL Zone 2 | Exterior Lighting | Street lighting |  | 0 | Per Fixture | [7 empty] | 2542.0547 | 850.932 | 1691.1226 | 0.66526 |  | 18 |  |  |  | 1691.1226 | [8 empty] | 0 | 0 | 0 | 0 | 0 | 0 | 0 | [5 empty] | 0
FL Zone 2OfficesTurnover |  | XXXXXXXX | Yes | Equipment | LED Street Lights | One 210W LED Area Light | Average Lumen Equivalent Exterior HID Area Lighting | Commercial | Turnover | Offices | FL Zone 2 | Exterior Lighting | Street lighting |  | 0 | Per Fixture | [7 empty] | 2542.0547 | 850.932 | 1691.1226 | 0.66526 |  | 18 |  |  |  | 1691.1226 | [8 empty] | 0 | 0 | 0 | 0 | 0 | 0 | 0 | [5 empty] | 0
FL Zone 2RestaurantsTurnover |  | XXXXXXXX | Yes | Equipment | LED Street Lights | One 210W LED Area Light | Average Lumen Equivalent Exterior HID Area Lighting | Commercial | Turnover | Restaurants | FL Zone 2 | Exterior Lighting | Street lighting |  | 0 | Per Fixture | [7 empty] | 2542.0547 | 850.932 | 1691.1226 | 0.66526 |  | 18 |  |  |  | 1691.1226 | [8 empty] | 0 | 0 | 0 | 0 | 0 | 0 | 0 | [5 empty] | 0
FL Zone 2RetailTurnover |  | XXXXXXXX | Yes | Equipment | LED Street Lights | One 210W LED Area Light | Average Lumen Equivalent Exterior HID Area Lighting | Commercial | Turnover | Retail | FL Zone 2 | Exterior Lighting | Street lighting |  | 0 | Per Fixture | [7 empty] | 2542.0547 | 850.932 | 1691.1226 | 0.66526 |  | 18 |  |  |  | 1691.1226 | [8 empty] | 0 | 0 | 0 | 0 | 0 | 0 | 0 | [5 empty] | 0
FL Zone 2Schools K-12Turnover |  | XXXXXXXX | Yes | Equipment | LED Street Lights | One 210W LED Area Light | Average Lumen Equivalent Exterior HID Area Lighting | Commercial | Turnover | Schools K-12 | FL Zone 2 | Exterior Lighting | Street lighting |  | 0 | Per Fixture | [7 empty] | 2542.0547 | 850.932 | 1691.1226 | 0.66526 |  | 18 |  |  |  | 1691.1226 | [8 empty] | 0 | 0 | 0 | 0 | 0 | 0 | 0 | [5 empty] | 0
FL Zone 2WarehouseTurnover |  | XXXXXXXX | Yes | Equipment | LED Street Lights | One 210W LED Area Light | Average Lumen Equivalent Exterior HID Area Lighting | Commercial | Turnover | Warehouse | FL Zone 2 | Exterior Lighting | Street lighting |  | 0 | Per Fixture | [7 empty] | 2542.0547 | 850.932 | 1691.1226 | 0.66526 |  | 18 |  |  |  | 1691.1226 | [8 empty] | 0 | 0 | 0 | 0 | 0 | 0 | 0 | [5 empty] | 0
FL Zone 2AssemblyNew |  | XXXXXXXX | Yes | Equipment | LED Street Lights | One 210W LED Area Light | Average Lumen Equivalent Exterior HID Area Lighting | Commercial | New | Assembly | FL Zone 2 | Exterior Lighting | Street lighting |  | 0 | Per Fixture | [7 empty] | 2542.0547 | 850.932 | 1691.1226 | 0.66526 |  | 18 |  |  |  | 1691.1226 | [8 empty] | 0 | 0 | 0 | 0 | 0 | 0 | 0 | [5 empty] | 0
FL Zone 2College and UniversityNew |  | XXXXXXXX | Yes | Equipment | LED Street Lights | One 210W LED Area Light | Average Lumen Equivalent Exterior HID Area Lighting | Commercial | New | College and University | FL Zone 2 | Exterior Lighting | Street lighting |  | 0 | Per Fixture | [7 empty] | 2542.0547 | 850.932 | 1691.1226 | 0.66526 |  | 18 |  |  |  | 1691.1226 | [8 empty] | 0 | 0 | 0 | 0 | 0 | 0 | 0 | [5 empty] | 0
FL Zone 2GroceryNew |  | XXXXXXXX | Yes | Equipment | LED Street Lights | One 210W LED Area Light | Average Lumen Equivalent Exterior HID Area Lighting | Commercial | New | Grocery | FL Zone 2 | Exterior Lighting | Street lighting |  | 0 | Per Fixture | [7 empty] | 2542.0547 | 850.932 | 1691.1226 | 0.66526 |  | 18 |  |  |  | 1691.1226 | [8 empty] | 0 | 0 | 0 | 0 | 0 | 0 | 0 | [5 empty] | 0
FL Zone 2HealthcareNew |  | XXXXXXXX | Yes | Equipment | LED Street Lights | One 210W LED Area Light | Average Lumen Equivalent Exterior HID Area Lighting | Commercial | New | Healthcare | FL Zone 2 | Exterior Lighting | Street lighting |  | 0 | Per Fixture | [7 empty] | 2542.0547 | 850.932 | 1691.1226 | 0.66526 |  | 18 |  |  |  | 1691.1226 | [8 empty] | 0 | 0 | 0 | 0 | 0 | 0 | 0 | [5 empty] | 0
FL Zone 2HospitalsNew |  | XXXXXXXX | Yes | Equipment | LED Street Lights | One 210W LED Area Light | Average Lumen Equivalent Exterior HID Area Lighting | Commercial | New | Hospitals | FL Zone 2 | Exterior Lighting | Street lighting |  | 0 | Per Fixture | [7 empty] | 2542.0547 | 850.932 | 1691.1226 | 0.66526 |  | 18 |  |  |  | 1691.1226 | [8 empty] | 0 | 0 | 0 | 0 | 0 | 0 | 0 | [5 empty] | 0
FL Zone 2InstitutionalNew |  | XXXXXXXX | Yes | Equipment | LED Street Lights | One 210W LED Area Light | Average Lumen Equivalent Exterior HID Area Lighting | Commercial | New | Institutional | FL Zone 2 | Exterior Lighting | Street lighting |  | 0 | Per Fixture | [7 empty] | 2542.0547 | 850.932 | 1691.1226 | 0.66526 |  | 18 |  |  |  | 1691.1226 | [8 empty] | 0 | 0 | 0 | 0 | 0 | 0 | 0 | [5 empty] | 0
FL Zone 2Lodging/HospitalityNew |  | XXXXXXXX | Yes | Equipment | LED Street Lights | One 210W LED Area Light | Average Lumen Equivalent Exterior HID Area Lighting | Commercial | New | Lodging/Hospitality | FL Zone 2 | Exterior Lighting | Street lighting |  | 0 | Per Fixture | [7 empty] | 2542.0547 | 850.932 | 1691.1226 | 0.66526 |  | 18 |  |  |  | 1691.1226 | [8 empty] | 0 | 0 | 0 | 0 | 0 | 0 | 0 | [5 empty] | 0
FL Zone 2MiscellaneousNew |  | XXXXXXXX | Yes | Equipment | LED Street Lights | One 210W LED Area Light | Average Lumen Equivalent Exterior HID Area Lighting | Commercial | New | Miscellaneous | FL Zone 2 | Exterior Lighting | Street lighting |  | 0 | Per Fixture | [7 empty] | 2542.0547 | 850.932 | 1691.1226 | 0.66526 |  | 18 |  |  |  | 1691.1226 | [8 empty] | 0 | 0 | 0 | 0 | 0 | 0 | 0 | [5 empty] | 0
FL Zone 2OfficesNew |  | XXXXXXXX | Yes | Equipment | LED Street Lights | One 210W LED Area Light | Average Lumen Equivalent Exterior HID Area Lighting | Commercial | New | Offices | FL Zone 2 | Exterior Lighting | Street lighting |  | 0 | Per Fixture | [7 empty] | 2542.0547 | 850.932 | 1691.1226 | 0.66526 |  | 18 |  |  |  | 1691.1226 | [8 empty] | 0 | 0 | 0 | 0 | 0 | 0 | 0 | [5 empty] | 0
FL Zone 2RestaurantsNew |  | XXXXXXXX | Yes | Equipment | LED Street Lights | One 210W LED Area Light | Average Lumen Equivalent Exterior HID Area Lighting | Commercial | New | Restaurants | FL Zone 2 | Exterior Lighting | Street lighting |  | 0 | Per Fixture | [7 empty] | 2542.0547 | 850.932 | 1691.1226 | 0.66526 |  | 18 |  |  |  | 1691.1226 | [8 empty] | 0 | 0 | 0 | 0 | 0 | 0 | 0 | [5 empty] | 0
FL Zone 2RetailNew |  | XXXXXXXX | Yes | Equipment | LED Street Lights | One 210W LED Area Light | Average Lumen Equivalent Exterior HID Area Lighting | Commercial | New | Retail | FL Zone 2 | Exterior Lighting | Street lighting |  | 0 | Per Fixture | [7 empty] | 2542.0547 | 850.932 | 1691.1226 | 0.66526 |  | 18 |  |  |  | 1691.1226 | [8 empty] | 0 | 0 | 0 | 0 | 0 | 0 | 0 | [5 empty] | 0
FL Zone 2Schools K-12New |  | XXXXXXXX | Yes | Equipment | LED Street Lights | One 210W LED Area Light | Average Lumen Equivalent Exterior HID Area Lighting | Commercial | New | Schools K-12 | FL Zone 2 | Exterior Lighting | Street lighting |  | 0 | Per Fixture | [7 empty] | 2542.0547 | 850.932 | 1691.1226 | 0.66526 |  | 18 |  |  |  | 1691.1226 | [8 empty] | 0 | 0 | 0 | 0 | 0 | 0 | 0 | [5 empty] | 0
FL Zone 2WarehouseNew |  | XXXXXXXX | Yes | Equipment | LED Street Lights | One 210W LED Area Light | Average Lumen Equivalent Exterior HID Area Lighting | Commercial | New | Warehouse | FL Zone 2 | Exterior Lighting | Street lighting |  | 0 | Per Fixture | [7 empty] | 2542.0547 | 850.932 | 1691.1226 | 0.66526 |  | 18 |  |  |  | 1691.1226 | [8 empty] | 0 | 0 | 0 | 0 | 0 | 0 | 0 | [5 empty] | 0
FL Zone 2AssemblyTurnover |  | XXXXXXXX | Yes | Equipment | LED Traffic and Crosswalk Lighting | LED Crosswalk Sign | Energy Star Qualifying Crosswalk Sign | Commercial | Turnover | Assembly | FL Zone 2 | Exterior Lighting | Street lighting |  | 0 | Per Fixture | [7 empty] | 102.2 | 64.24 | 37.96 | 0.37143 |  | 10 |  |  |  | 37.96 | [8 empty] | 0 | 0 | 0 | 0 | 0 | 0 | 0 | [5 empty] | 0
FL Zone 2College and UniversityTurnover |  | XXXXXXXX | Yes | Equipment | LED Traffic and Crosswalk Lighting | LED Crosswalk Sign | Energy Star Qualifying Crosswalk Sign | Commercial | Turnover | College and University | FL Zone 2 | Exterior Lighting | Street lighting |  | 0 | Per Fixture | [7 empty] | 102.2 | 64.24 | 37.96 | 0.37143 |  | 10 |  |  |  | 37.96 | [8 empty] | 0 | 0 | 0 | 0 | 0 | 0 | 0 | [5 empty] | 0
FL Zone 2GroceryTurnover |  | XXXXXXXX | Yes | Equipment | LED Traffic and Crosswalk Lighting | LED Crosswalk Sign | Energy Star Qualifying Crosswalk Sign | Commercial | Turnover | Grocery | FL Zone 2 | Exterior Lighting | Street lighting |  | 0 | Per Fixture | [7 empty] | 102.2 | 64.24 | 37.96 | 0.37143 |  | 10 |  |  |  | 37.96 | [8 empty] | 0 | 0 | 0 | 0 | 0 | 0 | 0 | [5 empty] | 0
FL Zone 2HealthcareTurnover |  | XXXXXXXX | Yes | Equipment | LED Traffic and Crosswalk Lighting | LED Crosswalk Sign | Energy Star Qualifying Crosswalk Sign | Commercial | Turnover | Healthcare | FL Zone 2 | Exterior Lighting | Street lighting |  | 0 | Per Fixture | [7 empty] | 102.2 | 64.24 | 37.96 | 0.37143 |  | 10 |  |  |  | 37.96 | [8 empty] | 0 | 0 | 0 | 0 | 0 | 0 | 0 | [5 empty] | 0
FL Zone 2HospitalsTurnover |  | XXXXXXXX | Yes | Equipment | LED Traffic and Crosswalk Lighting | LED Crosswalk Sign | Energy Star Qualifying Crosswalk Sign | Commercial | Turnover | Hospitals | FL Zone 2 | Exterior Lighting | Street lighting |  | 0 | Per Fixture | [7 empty] | 102.2 | 64.24 | 37.96 | 0.37143 |  | 10 |  |  |  | 37.96 | [8 empty] | 0 | 0 | 0 | 0 | 0 | 0 | 0 | [5 empty] | 0
FL Zone 2InstitutionalTurnover |  | XXXXXXXX | Yes | Equipment | LED Traffic and Crosswalk Lighting | LED Crosswalk Sign | Energy Star Qualifying Crosswalk Sign | Commercial | Turnover | Institutional | FL Zone 2 | Exterior Lighting | Street lighting |  | 0 | Per Fixture | [7 empty] | 102.2 | 64.24 | 37.96 | 0.37143 |  | 10 |  |  |  | 37.96 | [8 empty] | 0 | 0 | 0 | 0 | 0 | 0 | 0 | [5 empty] | 0
FL Zone 2Lodging/HospitalityTurnover |  | XXXXXXXX | Yes | Equipment | LED Traffic and Crosswalk Lighting | LED Crosswalk Sign | Energy Star Qualifying Crosswalk Sign | Commercial | Turnover | Lodging/Hospitality | FL Zone 2 | Exterior Lighting | Street lighting |  | 0 | Per Fixture | [7 empty] | 102.2 | 64.24 | 37.96 | 0.37143 |  | 10 |  |  |  | 37.96 | [8 empty] | 0 | 0 | 0 | 0 | 0 | 0 | 0 | [5 empty] | 0
FL Zone 2MiscellaneousTurnover |  | XXXXXXXX | Yes | Equipment | LED Traffic and Crosswalk Lighting | LED Crosswalk Sign | Energy Star Qualifying Crosswalk Sign | Commercial | Turnover | Miscellaneous | FL Zone 2 | Exterior Lighting | Street lighting |  | 0 | Per Fixture | [7 empty] | 102.2 | 64.24 | 37.96 | 0.37143 |  | 10 |  |  |  | 37.96 | [8 empty] | 0 | 0 | 0 | 0 | 0 | 0 | 0 | [5 empty] | 0
FL Zone 2OfficesTurnover |  | XXXXXXXX | Yes | Equipment | LED Traffic and Crosswalk Lighting | LED Crosswalk Sign | Energy Star Qualifying Crosswalk Sign | Commercial | Turnover | Offices | FL Zone 2 | Exterior Lighting | Street lighting |  | 0 | Per Fixture | [7 empty] | 102.2 | 64.24 | 37.96 | 0.37143 |  | 10 |  |  |  | 37.96 | [8 empty] | 0 | 0 | 0 | 0 | 0 | 0 | 0 | [5 empty] | 0
FL Zone 2RestaurantsTurnover |  | XXXXXXXX | Yes | Equipment | LED Traffic and Crosswalk Lighting | LED Crosswalk Sign | Energy Star Qualifying Crosswalk Sign | Commercial | Turnover | Restaurants | FL Zone 2 | Exterior Lighting | Street lighting |  | 0 | Per Fixture | [7 empty] | 102.2 | 64.24 | 37.96 | 0.37143 |  | 10 |  |  |  | 37.96 | [8 empty] | 0 | 0 | 0 | 0 | 0 | 0 | 0 | [5 empty] | 0
FL Zone 2RetailTurnover |  | XXXXXXXX | Yes | Equipment | LED Traffic and Crosswalk Lighting | LED Crosswalk Sign | Energy Star Qualifying Crosswalk Sign | Commercial | Turnover | Retail | FL Zone 2 | Exterior Lighting | Street lighting |  | 0 | Per Fixture | [7 empty] | 102.2 | 64.24 | 37.96 | 0.37143 |  | 10 |  |  |  | 37.96 | [8 empty] | 0 | 0 | 0 | 0 | 0 | 0 | 0 | [5 empty] | 0
FL Zone 2Schools K-12Turnover |  | XXXXXXXX | Yes | Equipment | LED Traffic and Crosswalk Lighting | LED Crosswalk Sign | Energy Star Qualifying Crosswalk Sign | Commercial | Turnover | Schools K-12 | FL Zone 2 | Exterior Lighting | Street lighting |  | 0 | Per Fixture | [7 empty] | 102.2 | 64.24 | 37.96 | 0.37143 |  | 10 |  |  |  | 37.96 | [8 empty] | 0 | 0 | 0 | 0 | 0 | 0 | 0 | [5 empty] | 0
FL Zone 2WarehouseTurnover |  | XXXXXXXX | Yes | Equipment | LED Traffic and Crosswalk Lighting | LED Crosswalk Sign | Energy Star Qualifying Crosswalk Sign | Commercial | Turnover | Warehouse | FL Zone 2 | Exterior Lighting | Street lighting |  | 0 | Per Fixture | [7 empty] | 102.2 | 64.24 | 37.96 | 0.37143 |  | 10 |  |  |  | 37.96 | [8 empty] | 0 | 0 | 0 | 0 | 0 | 0 | 0 | [5 empty] | 0
FL Zone 2AssemblyNew |  | XXXXXXXX | Yes | Equipment | LED Traffic and Crosswalk Lighting | LED Crosswalk Sign | Energy Star Qualifying Crosswalk Sign | Commercial | New | Assembly | FL Zone 2 | Exterior Lighting | Street lighting |  | 0 | Per Fixture | [7 empty] | 102.2 | 64.24 | 37.96 | 0.37143 |  | 10 |  |  |  | 37.96 | [8 empty] | 0 | 0 | 0 | 0 | 0 | 0 | 0 | [5 empty] | 0
FL Zone 2College and UniversityNew |  | XXXXXXXX | Yes | Equipment | LED Traffic and Crosswalk Lighting | LED Crosswalk Sign | Energy Star Qualifying Crosswalk Sign | Commercial | New | College and University | FL Zone 2 | Exterior Lighting | Street lighting |  | 0 | Per Fixture | [7 empty] | 102.2 | 64.24 | 37.96 | 0.37143 |  | 10 |  |  |  | 37.96 | [8 empty] | 0 | 0 | 0 | 0 | 0 | 0 | 0 | [5 empty] | 0
FL Zone 2GroceryNew |  | XXXXXXXX | Yes | Equipment | LED Traffic and Crosswalk Lighting | LED Crosswalk Sign | Energy Star Qualifying Crosswalk Sign | Commercial | New | Grocery | FL Zone 2 | Exterior Lighting | Street lighting |  | 0 | Per Fixture | [7 empty] | 102.2 | 64.24 | 37.96 | 0.37143 |  | 10 |  |  |  | 37.96 | [8 empty] | 0 | 0 | 0 | 0 | 0 | 0 | 0 | [5 empty] | 0
FL Zone 2HealthcareNew |  | XXXXXXXX | Yes | Equipment | LED Traffic and Crosswalk Lighting | LED Crosswalk Sign | Energy Star Qualifying Crosswalk Sign | Commercial | New | Healthcare | FL Zone 2 | Exterior Lighting | Street lighting |  | 0 | Per Fixture | [7 empty] | 102.2 | 64.24 | 37.96 | 0.37143 |  | 10 |  |  |  | 37.96 | [8 empty] | 0 | 0 | 0 | 0 | 0 | 0 | 0 | [5 empty] | 0
FL Zone 2HospitalsNew |  | XXXXXXXX | Yes | Equipment | LED Traffic and Crosswalk Lighting | LED Crosswalk Sign | Energy Star Qualifying Crosswalk Sign | Commercial | New | Hospitals | FL Zone 2 | Exterior Lighting | Street lighting |  | 0 | Per Fixture | [7 empty] | 102.2 | 64.24 | 37.96 | 0.37143 |  | 10 |  |  |  | 37.96 | [8 empty] | 0 | 0 | 0 | 0 | 0 | 0 | 0 | [5 empty] | 0
FL Zone 2InstitutionalNew |  | XXXXXXXX | Yes | Equipment | LED Traffic and Crosswalk Lighting | LED Crosswalk Sign | Energy Star Qualifying Crosswalk Sign | Commercial | New | Institutional | FL Zone 2 | Exterior Lighting | Street lighting |  | 0 | Per Fixture | [7 empty] | 102.2 | 64.24 | 37.96 | 0.37143 |  | 10 |  |  |  | 37.96 | [8 empty] | 0 | 0 | 0 | 0 | 0 | 0 | 0 | [5 empty] | 0
FL Zone 2Lodging/HospitalityNew |  | XXXXXXXX | Yes | Equipment | LED Traffic and Crosswalk Lighting | LED Crosswalk Sign | Energy Star Qualifying Crosswalk Sign | Commercial | New | Lodging/Hospitality | FL Zone 2 | Exterior Lighting | Street lighting |  | 0 | Per Fixture | [7 empty] | 102.2 | 64.24 | 37.96 | 0.37143 |  | 10 |  |  |  | 37.96 | [8 empty] | 0 | 0 | 0 | 0 | 0 | 0 | 0 | [5 empty] | 0
FL Zone 2MiscellaneousNew |  | XXXXXXXX | Yes | Equipment | LED Traffic and Crosswalk Lighting | LED Crosswalk Sign | Energy Star Qualifying Crosswalk Sign | Commercial | New | Miscellaneous | FL Zone 2 | Exterior Lighting | Street lighting |  | 0 | Per Fixture | [7 empty] | 102.2 | 64.24 | 37.96 | 0.37143 |  | 10 |  |  |  | 37.96 | [8 empty] | 0 | 0 | 0 | 0 | 0 | 0 | 0 | [5 empty] | 0
FL Zone 2OfficesNew |  | XXXXXXXX | Yes | Equipment | LED Traffic and Crosswalk Lighting | LED Crosswalk Sign | Energy Star Qualifying Crosswalk Sign | Commercial | New | Offices | FL Zone 2 | Exterior Lighting | Street lighting |  | 0 | Per Fixture | [7 empty] | 102.2 | 64.24 | 37.96 | 0.37143 |  | 10 |  |  |  | 37.96 | [8 empty] | 0 | 0 | 0 | 0 | 0 | 0 | 0 | [5 empty] | 0
FL Zone 2RestaurantsNew |  | XXXXXXXX | Yes | Equipment | LED Traffic and Crosswalk Lighting | LED Crosswalk Sign | Energy Star Qualifying Crosswalk Sign | Commercial | New | Restaurants | FL Zone 2 | Exterior Lighting | Street lighting |  | 0 | Per Fixture | [7 empty] | 102.2 | 64.24 | 37.96 | 0.37143 |  | 10 |  |  |  | 37.96 | [8 empty] | 0 | 0 | 0 | 0 | 0 | 0 | 0 | [5 empty] | 0
FL Zone 2RetailNew |  | XXXXXXXX | Yes | Equipment | LED Traffic and Crosswalk Lighting | LED Crosswalk Sign | Energy Star Qualifying Crosswalk Sign | Commercial | New | Retail | FL Zone 2 | Exterior Lighting | Street lighting |  | 0 | Per Fixture | [7 empty] | 102.2 | 64.24 | 37.96 | 0.37143 |  | 10 |  |  |  | 37.96 | [8 empty] | 0 | 0 | 0 | 0 | 0 | 0 | 0 | [5 empty] | 0
FL Zone 2Schools K-12New |  | XXXXXXXX | Yes | Equipment | LED Traffic and Crosswalk Lighting | LED Crosswalk Sign | Energy Star Qualifying Crosswalk Sign | Commercial | New | Schools K-12 | FL Zone 2 | Exterior Lighting | Street lighting |  | 0 | Per Fixture | [7 empty] | 102.2 | 64.24 | 37.96 | 0.37143 |  | 10 |  |  |  | 37.96 | [8 empty] | 0 | 0 | 0 | 0 | 0 | 0 | 0 | [5 empty] | 0
FL Zone 2WarehouseNew |  | XXXXXXXX | Yes | Equipment | LED Traffic and Crosswalk Lighting | LED Crosswalk Sign | Energy Star Qualifying Crosswalk Sign | Commercial | New | Warehouse | FL Zone 2 | Exterior Lighting | Street lighting |  | 0 | Per Fixture | [7 empty] | 102.2 | 64.24 | 37.96 | 0.37143 |  | 10 |  |  |  | 37.96 | [8 empty] | 0 | 0 | 0 | 0 | 0 | 0 | 0 | [5 empty] | 0
FL Zone 2AssemblyExisting |  | XXXXXXXX | Yes | Nonequipment | Low Flow Shower Head | Low-Flow Handheld Showerhead, Flow Rate: 1.50 gpm | Standard Handheld Showerhead, Flow Rate: 2.50 gpm | Commercial | Existing | Assembly | FL Zone 2 | Domestic Hot Water |  |  | 0 | Per Unit | [7 empty] | 7518.6978 | 7344.9298 | 173.768 | 0.023111 |  | 10 |  |  |  | 173.768 | [8 empty] | 0 | 0 | 0 | 0 | 0 | 0 | 0 | [5 empty] | 0
FL Zone 2College and UniversityExisting |  | XXXXXXXX | Yes | Nonequipment | Low Flow Shower Head | Low-Flow Handheld Showerhead, Flow Rate: 1.50 gpm | Standard Handheld Showerhead, Flow Rate: 2.50 gpm | Commercial | Existing | College and University | FL Zone 2 | Domestic Hot Water |  |  | 0 | Per Unit | [7 empty] | 172930.0493 | 166153.0973 | 6776.952 | 0.039189 |  | 10 |  |  |  | 6776.952 | [8 empty] | 0 | 0 | 0 | 0 | 0 | 0 | 0 | [5 empty] | 0
FL Zone 2GroceryExisting |  | XXXXXXXX | Yes | Nonequipment | Low Flow Shower Head | Low-Flow Handheld Showerhead, Flow Rate: 1.50 gpm | Standard Handheld Showerhead, Flow Rate: 2.50 gpm | Commercial | Existing | Grocery | FL Zone 2 | Domestic Hot Water |  |  | 0 | Per Unit | [7 empty] | 15037.3956 | 14863.6276 | 173.768 | 0.011556 |  | 10 |  |  |  | 173.768 | [8 empty] | 0 | 0 | 0 | 0 | 0 | 0 | 0 | [5 empty] | 0
FL Zone 2HealthcareExisting |  | XXXXXXXX | Yes | Nonequipment | Low Flow Shower Head | Low-Flow Handheld Showerhead, Flow Rate: 1.50 gpm | Standard Handheld Showerhead, Flow Rate: 2.50 gpm | Commercial | Existing | Healthcare | FL Zone 2 | Domestic Hot Water |  |  | 0 | Per Unit | [7 empty] | 10024.9304 | 9851.1624 | 173.768 | 0.017334 |  | 10 |  |  |  | 173.768 | [8 empty] | 0 | 0 | 0 | 0 | 0 | 0 | 0 | [5 empty] | 0
FL Zone 2HospitalsExisting |  | XXXXXXXX | Yes | Nonequipment | Low Flow Shower Head | Low-Flow Handheld Showerhead, Flow Rate: 1.50 gpm | Standard Handheld Showerhead, Flow Rate: 2.50 gpm | Commercial | Existing | Hospitals | FL Zone 2 | Domestic Hot Water |  |  | 0 | Per Unit | [7 empty] | 303254.1444 | 298736.1764 | 4517.968 | 0.014898 |  | 10 |  |  |  | 4517.968 | [8 empty] | 0 | 0 | 0 | 0 | 0 | 0 | 0 | [5 empty] | 0
FL Zone 2InstitutionalExisting |  | XXXXXXXX | Yes | Nonequipment | Low Flow Shower Head | Low-Flow Handheld Showerhead, Flow Rate: 1.50 gpm | Standard Handheld Showerhead, Flow Rate: 2.50 gpm | Commercial | Existing | Institutional | FL Zone 2 | Domestic Hot Water |  |  | 0 | Per Unit | [7 empty] | 601495.8236 | 597672.9276 | 3822.896 | 0.0063556 |  | 10 |  |  |  | 3822.896 | [8 empty] | 0 | 0 | 0 | 0 | 0 | 0 | 0 | [5 empty] | 0
FL Zone 2Lodging/HospitalityExisting |  | XXXXXXXX | Yes | Nonequipment | Low Flow Shower Head | Low-Flow Handheld Showerhead, Flow Rate: 1.50 gpm | Standard Handheld Showerhead, Flow Rate: 2.50 gpm | Commercial | Existing | Lodging/Hospitality | FL Zone 2 | Domestic Hot Water |  |  | 0 | Per Unit | [7 empty] | 72179.4988 | 70268.0508 | 1911.448 | 0.026482 |  | 10 |  |  |  | 1911.448 | [8 empty] | 0 | 0 | 0 | 0 | 0 | 0 | 0 | [5 empty] | 0
FL Zone 2MiscellaneousExisting |  | XXXXXXXX | Yes | Nonequipment | Low Flow Shower Head | Low-Flow Handheld Showerhead, Flow Rate: 1.50 gpm | Standard Handheld Showerhead, Flow Rate: 2.50 gpm | Commercial | Existing | Miscellaneous | FL Zone 2 | Domestic Hot Water |  |  | 0 | Per Unit | [7 empty] | 451121.8677 | 448167.8117 | 2954.056 | 0.0065482 |  | 10 |  |  |  | 2954.056 | [8 empty] | 0 | 0 | 0 | 0 | 0 | 0 | 0 | [5 empty] | 0
FL Zone 2OfficesExisting |  | XXXXXXXX | Yes | Nonequipment | Low Flow Shower Head | Low-Flow Handheld Showerhead, Flow Rate: 1.50 gpm | Standard Handheld Showerhead, Flow Rate: 2.50 gpm | Commercial | Existing | Offices | FL Zone 2 | Domestic Hot Water |  |  | 0 | Per Unit | [7 empty] | 62655.815 | 62308.279 | 347.536 | 0.0055467 |  | 10 |  |  |  | 347.536 | [8 empty] | 0 | 0 | 0 | 0 | 0 | 0 | 0 | [5 empty] | 0
FL Zone 2RestaurantsExisting |  | XXXXXXXX | Yes | Nonequipment | Low Flow Shower Head | Low-Flow Handheld Showerhead, Flow Rate: 1.50 gpm | Standard Handheld Showerhead, Flow Rate: 2.50 gpm | Commercial | Existing | Restaurants | FL Zone 2 | Domestic Hot Water |  |  | 0 | Per Unit | [7 empty] | 25062.326 | 24888.558 | 173.768 | 0.0069334 |  | 10 |  |  |  | 173.768 | [8 empty] | 0 | 0 | 0 | 0 | 0 | 0 | 0 | [5 empty] | 0
FL Zone 2RetailExisting |  | XXXXXXXX | Yes | Nonequipment | Low Flow Shower Head | Low-Flow Handheld Showerhead, Flow Rate: 1.50 gpm | Standard Handheld Showerhead, Flow Rate: 2.50 gpm | Commercial | Existing | Retail | FL Zone 2 | Domestic Hot Water |  |  | 0 | Per Unit | [7 empty] | 44661.0649 | 44313.5289 | 347.536 | 0.0077816 |  | 10 |  |  |  | 347.536 | [8 empty] | 0 | 0 | 0 | 0 | 0 | 0 | 0 | [5 empty] | 0
FL Zone 2Schools K-12Existing |  | XXXXXXXX | Yes | Nonequipment | Low Flow Shower Head | Low-Flow Handheld Showerhead, Flow Rate: 1.50 gpm | Standard Handheld Showerhead, Flow Rate: 2.50 gpm | Commercial | Existing | Schools K-12 | FL Zone 2 | Domestic Hot Water |  |  | 0 | Per Unit | [7 empty] | 3132.8594 | 2959.0914 | 173.768 | 0.055466 |  | 10 |  |  |  | 173.768 | [8 empty] | 0 | 0 | 0 | 0 | 0 | 0 | 0 | [5 empty] | 0
FL Zone 2WarehouseExisting |  | XXXXXXXX | Yes | Nonequipment | Low Flow Shower Head | Low-Flow Handheld Showerhead, Flow Rate: 1.50 gpm | Standard Handheld Showerhead, Flow Rate: 2.50 gpm | Commercial | Existing | Warehouse | FL Zone 2 | Domestic Hot Water |  |  | 0 | Per Unit | [7 empty] | 15037.3956 | 14863.6276 | 173.768 | 0.011556 |  | 10 |  |  |  | 173.768 | [8 empty] | 0 | 0 | 0 | 0 | 0 | 0 | 0 | [5 empty] | 0
FL Zone 2AssemblyNew |  | XXXXXXXX | Yes | Nonequipment | Low Flow Shower Head | Low-Flow Handheld Showerhead, Flow Rate: 1.50 gpm | Standard Handheld Showerhead, Flow Rate: 2.50 gpm | Commercial | New | Assembly | FL Zone 2 | Domestic Hot Water |  |  | 0 | Per Unit | [7 empty] | 7192.4897 | 7018.7217 | 173.768 | 0.02416 |  | 10 |  |  |  | 173.768 | [8 empty] | 0 | 0 | 0 | 0 | 0 | 0 | 0 | [5 empty] | 0
FL Zone 2College and UniversityNew |  | XXXXXXXX | Yes | Nonequipment | Low Flow Shower Head | Low-Flow Handheld Showerhead, Flow Rate: 1.50 gpm | Standard Handheld Showerhead, Flow Rate: 2.50 gpm | Commercial | New | College and University | FL Zone 2 | Domestic Hot Water |  |  | 0 | Per Unit | [7 empty] | 165427.2641 | 158650.3121 | 6776.952 | 0.040966 |  | 10 |  |  |  | 6776.952 | [8 empty] | 0 | 0 | 0 | 0 | 0 | 0 | 0 | [5 empty] | 0
FL Zone 2GroceryNew |  | XXXXXXXX | Yes | Nonequipment | Low Flow Shower Head | Low-Flow Handheld Showerhead, Flow Rate: 1.50 gpm | Standard Handheld Showerhead, Flow Rate: 2.50 gpm | Commercial | New | Grocery | FL Zone 2 | Domestic Hot Water |  |  | 0 | Per Unit | [7 empty] | 14384.9795 | 14211.2115 | 173.768 | 0.01208 |  | 10 |  |  |  | 173.768 | [8 empty] | 0 | 0 | 0 | 0 | 0 | 0 | 0 | [5 empty] | 0
FL Zone 2HealthcareNew |  | XXXXXXXX | Yes | Nonequipment | Low Flow Shower Head | Low-Flow Handheld Showerhead, Flow Rate: 1.50 gpm | Standard Handheld Showerhead, Flow Rate: 2.50 gpm | Commercial | New | Healthcare | FL Zone 2 | Domestic Hot Water |  |  | 0 | Per Unit | [7 empty] | 9589.9863 | 9416.2183 | 173.768 | 0.01812 |  | 10 |  |  |  | 173.768 | [8 empty] | 0 | 0 | 0 | 0 | 0 | 0 | 0 | [5 empty] | 0
FL Zone 2HospitalsNew |  | XXXXXXXX | Yes | Nonequipment | Low Flow Shower Head | Low-Flow Handheld Showerhead, Flow Rate: 1.50 gpm | Standard Handheld Showerhead, Flow Rate: 2.50 gpm | Commercial | New | Hospitals | FL Zone 2 | Domestic Hot Water |  |  | 0 | Per Unit | [7 empty] | 290097.0863 | 285579.1183 | 4517.968 | 0.015574 |  | 10 |  |  |  | 4517.968 | [8 empty] | 0 | 0 | 0 | 0 | 0 | 0 | 0 | [5 empty] | 0
FL Zone 2InstitutionalNew |  | XXXXXXXX | Yes | Nonequipment | Low Flow Shower Head | Low-Flow Handheld Showerhead, Flow Rate: 1.50 gpm | Standard Handheld Showerhead, Flow Rate: 2.50 gpm | Commercial | New | Institutional | FL Zone 2 | Domestic Hot Water |  |  | 0 | Per Unit | [7 empty] | 575399.1794 | 571576.2834 | 3822.896 | 0.0066439 |  | 10 |  |  |  | 3822.896 | [8 empty] | 0 | 0 | 0 | 0 | 0 | 0 | 0 | [5 empty] | 0
FL Zone 2Lodging/HospitalityNew |  | XXXXXXXX | Yes | Nonequipment | Low Flow Shower Head | Low-Flow Handheld Showerhead, Flow Rate: 1.50 gpm | Standard Handheld Showerhead, Flow Rate: 2.50 gpm | Commercial | New | Lodging/Hospitality | FL Zone 2 | Domestic Hot Water |  |  | 0 | Per Unit | [7 empty] | 69047.9015 | 67136.4535 | 1911.448 | 0.027683 |  | 10 |  |  |  | 1911.448 | [8 empty] | 0 | 0 | 0 | 0 | 0 | 0 | 0 | [5 empty] | 0
FL Zone 2MiscellaneousNew |  | XXXXXXXX | Yes | Nonequipment | Low Flow Shower Head | Low-Flow Handheld Showerhead, Flow Rate: 1.50 gpm | Standard Handheld Showerhead, Flow Rate: 2.50 gpm | Commercial | New | Miscellaneous | FL Zone 2 | Domestic Hot Water |  |  | 0 | Per Unit | [7 empty] | 431549.3845 | 428595.3285 | 2954.056 | 0.0068452 |  | 10 |  |  |  | 2954.056 | [8 empty] | 0 | 0 | 0 | 0 | 0 | 0 | 0 | [5 empty] | 0
FL Zone 2OfficesNew |  | XXXXXXXX | Yes | Nonequipment | Low Flow Shower Head | Low-Flow Handheld Showerhead, Flow Rate: 1.50 gpm | Standard Handheld Showerhead, Flow Rate: 2.50 gpm | Commercial | New | Offices | FL Zone 2 | Domestic Hot Water |  |  | 0 | Per Unit | [7 empty] | 59937.4145 | 59589.8785 | 347.536 | 0.0057983 |  | 10 |  |  |  | 347.536 | [8 empty] | 0 | 0 | 0 | 0 | 0 | 0 | 0 | [5 empty] | 0
FL Zone 2RestaurantsNew |  | XXXXXXXX | Yes | Nonequipment | Low Flow Shower Head | Low-Flow Handheld Showerhead, Flow Rate: 1.50 gpm | Standard Handheld Showerhead, Flow Rate: 2.50 gpm | Commercial | New | Restaurants | FL Zone 2 | Domestic Hot Water |  |  | 0 | Per Unit | [7 empty] | 23974.9658 | 23801.1978 | 173.768 | 0.0072479 |  | 10 |  |  |  | 173.768 | [8 empty] | 0 | 0 | 0 | 0 | 0 | 0 | 0 | [5 empty] | 0
FL Zone 2RetailNew |  | XXXXXXXX | Yes | Nonequipment | Low Flow Shower Head | Low-Flow Handheld Showerhead, Flow Rate: 1.50 gpm | Standard Handheld Showerhead, Flow Rate: 2.50 gpm | Commercial | New | Retail | FL Zone 2 | Domestic Hot Water |  |  | 0 | Per Unit | [7 empty] | 42723.3891 | 42375.8531 | 347.536 | 0.0081346 |  | 10 |  |  |  | 347.536 | [8 empty] | 0 | 0 | 0 | 0 | 0 | 0 | 0 | [5 empty] | 0
FL Zone 2Schools K-12New |  | XXXXXXXX | Yes | Nonequipment | Low Flow Shower Head | Low-Flow Handheld Showerhead, Flow Rate: 1.50 gpm | Standard Handheld Showerhead, Flow Rate: 2.50 gpm | Commercial | New | Schools K-12 | FL Zone 2 | Domestic Hot Water |  |  | 0 | Per Unit | [7 empty] | 2996.9364 | 2823.1684 | 173.768 | 0.057982 |  | 10 |  |  |  | 173.768 | [8 empty] | 0 | 0 | 0 | 0 | 0 | 0 | 0 | [5 empty] | 0
FL Zone 2WarehouseNew |  | XXXXXXXX | Yes | Nonequipment | Low Flow Shower Head | Low-Flow Handheld Showerhead, Flow Rate: 1.50 gpm | Standard Handheld Showerhead, Flow Rate: 2.50 gpm | Commercial | New | Warehouse | FL Zone 2 | Domestic Hot Water |  |  | 0 | Per Unit | [7 empty] | 14384.9795 | 14211.2115 | 173.768 | 0.01208 |  | 10 |  |  |  | 173.768 | [8 empty] | 0 | 0 | 0 | 0 | 0 | 0 | 0 | [5 empty] | 0
FL Zone 2AssemblyExisting |  | XXXXXXXX | Yes | Nonequipment | Low U-Value Windows | 100ft2 of Window meeting current Energy Star Standards | 100ft2 of Existing Window (R-Value: 0.3, SHGC: 0.21) | Commercial | Existing | Assembly | FL Zone 2 | Space Cooling |  |  | 0 | Per 100 S.F. | [7 empty] | 694.9422 | 375.2688 | 319.6734 | 0.46 |  | 20 |  |  |  | 319.6734 | [8 empty] | 0 | 0 | 0 | 0 | 0 | 0 | 0 | [5 empty] | 0
FL Zone 2College and UniversityExisting |  | XXXXXXXX | Yes | Nonequipment | Low U-Value Windows | 100ft2 of Window meeting current Energy Star Standards | 100ft2 of Existing Window (R-Value: 0.3, SHGC: 0.21) | Commercial | Existing | College and University | FL Zone 2 | Space Cooling |  |  | 0 | Per 100 S.F. | [7 empty] | 694.9422 | 375.2688 | 319.6734 | 0.46 |  | 20 |  |  |  | 319.6734 | [8 empty] | 0 | 0 | 0 | 0 | 0 | 0 | 0 | [5 empty] | 0
FL Zone 2GroceryExisting |  | XXXXXXXX | Yes | Nonequipment | Low U-Value Windows | 100ft2 of Window meeting current Energy Star Standards | 100ft2 of Existing Window (R-Value: 0.3, SHGC: 0.21) | Commercial | Existing | Grocery | FL Zone 2 | Space Cooling |  |  | 0 | Per 100 S.F. | [7 empty] | 694.9422 | 375.2688 | 319.6734 | 0.46 |  | 20 |  |  |  | 319.6734 | [8 empty] | 0 | 0 | 0 | 0 | 0 | 0 | 0 | [5 empty] | 0
FL Zone 2HealthcareExisting |  | XXXXXXXX | Yes | Nonequipment | Low U-Value Windows | 100ft2 of Window meeting current Energy Star Standards | 100ft2 of Existing Window (R-Value: 0.3, SHGC: 0.21) | Commercial | Existing | Healthcare | FL Zone 2 | Space Cooling |  |  | 0 | Per 100 S.F. | [7 empty] | 694.9422 | 375.2688 | 319.6734 | 0.46 |  | 20 |  |  |  | 319.6734 | [8 empty] | 0 | 0 | 0 | 0 | 0 | 0 | 0 | [5 empty] | 0
FL Zone 2HospitalsExisting |  | XXXXXXXX | Yes | Nonequipment | Low U-Value Windows | 100ft2 of Window meeting current Energy Star Standards | 100ft2 of Existing Window (R-Value: 0.3, SHGC: 0.21) | Commercial | Existing | Hospitals | FL Zone 2 | Space Cooling |  |  | 0 | Per 100 S.F. | [7 empty] | 694.9422 | 375.2688 | 319.6734 | 0.46 |  | 20 |  |  |  | 319.6734 | [8 empty] | 0 | 0 | 0 | 0 | 0 | 0 | 0 | [5 empty] | 0
FL Zone 2InstitutionalExisting |  | XXXXXXXX | Yes | Nonequipment | Low U-Value Windows | 100ft2 of Window meeting current Energy Star Standards | 100ft2 of Existing Window (R-Value: 0.3, SHGC: 0.21) | Commercial | Existing | Institutional | FL Zone 2 | Space Cooling |  |  | 0 | Per 100 S.F. | [7 empty] | 694.9422 | 375.2688 | 319.6734 | 0.46 |  | 20 |  |  |  | 319.6734 | [8 empty] | 0 | 0 | 0 | 0 | 0 | 0 | 0 | [5 empty] | 0
FL Zone 2Lodging/HospitalityExisting |  | XXXXXXXX | Yes | Nonequipment | Low U-Value Windows | 100ft2 of Window meeting current Energy Star Standards | 100ft2 of Existing Window (R-Value: 0.3, SHGC: 0.21) | Commercial | Existing | Lodging/Hospitality | FL Zone 2 | Space Cooling |  |  | 0 | Per 100 S.F. | [7 empty] | 694.9422 | 375.2688 | 319.6734 | 0.46 |  | 20 |  |  |  | 319.6734 | [8 empty] | 0 | 0 | 0 | 0 | 0 | 0 | 0 | [5 empty] | 0
FL Zone 2MiscellaneousExisting |  | XXXXXXXX | Yes | Nonequipment | Low U-Value Windows | 100ft2 of Window meeting current Energy Star Standards | 100ft2 of Existing Window (R-Value: 0.3, SHGC: 0.21) | Commercial | Existing | Miscellaneous | FL Zone 2 | Space Cooling |  |  | 0 | Per 100 S.F. | [7 empty] | 694.9422 | 375.2688 | 319.6734 | 0.46 |  | 20 |  |  |  | 319.6734 | [8 empty] | 0 | 0 | 0 | 0 | 0 | 0 | 0 | [5 empty] | 0
FL Zone 2OfficesExisting |  | XXXXXXXX | Yes | Nonequipment | Low U-Value Windows | 100ft2 of Window meeting current Energy Star Standards | 100ft2 of Existing Window (R-Value: 0.3, SHGC: 0.21) | Commercial | Existing | Offices | FL Zone 2 | Space Cooling |  |  | 0 | Per 100 S.F. | [7 empty] | 694.9422 | 375.2688 | 319.6734 | 0.46 |  | 20 |  |  |  | 319.6734 | [8 empty] | 0 | 0 | 0 | 0 | 0 | 0 | 0 | [5 empty] | 0
FL Zone 2RestaurantsExisting |  | XXXXXXXX | Yes | Nonequipment | Low U-Value Windows | 100ft2 of Window meeting current Energy Star Standards | 100ft2 of Existing Window (R-Value: 0.3, SHGC: 0.21) | Commercial | Existing | Restaurants | FL Zone 2 | Space Cooling |  |  | 0 | Per 100 S.F. | [7 empty] | 694.9422 | 375.2688 | 319.6734 | 0.46 |  | 20 |  |  |  | 319.6734 | [8 empty] | 0 | 0 | 0 | 0 | 0 | 0 | 0 | [5 empty] | 0
FL Zone 2RetailExisting |  | XXXXXXXX | Yes | Nonequipment | Low U-Value Windows | 100ft2 of Window meeting current Energy Star Standards | 100ft2 of Existing Window (R-Value: 0.3, SHGC: 0.21) | Commercial | Existing | Retail | FL Zone 2 | Space Cooling |  |  | 0 | Per 100 S.F. | [7 empty] | 694.9422 | 375.2688 | 319.6734 | 0.46 |  | 20 |  |  |  | 319.6734 | [8 empty] | 0 | 0 | 0 | 0 | 0 | 0 | 0 | [5 empty] | 0
FL Zone 2Schools K-12Existing |  | XXXXXXXX | Yes | Nonequipment | Low U-Value Windows | 100ft2 of Window meeting current Energy Star Standards | 100ft2 of Existing Window (R-Value: 0.3, SHGC: 0.21) | Commercial | Existing | Schools K-12 | FL Zone 2 | Space Cooling |  |  | 0 | Per 100 S.F. | [7 empty] | 694.9422 | 375.2688 | 319.6734 | 0.46 |  | 20 |  |  |  | 319.6734 | [8 empty] | 0 | 0 | 0 | 0 | 0 | 0 | 0 | [5 empty] | 0
FL Zone 2WarehouseExisting |  | XXXXXXXX | Yes | Nonequipment | Low U-Value Windows | 100ft2 of Window meeting current Energy Star Standards | 100ft2 of Existing Window (R-Value: 0.3, SHGC: 0.21) | Commercial | Existing | Warehouse | FL Zone 2 | Space Cooling |  |  | 0 | Per 100 S.F. | [7 empty] | 694.9422 | 375.2688 | 319.6734 | 0.46 |  | 20 |  |  |  | 319.6734 | [8 empty] | 0 | 0 | 0 | 0 | 0 | 0 | 0 | [5 empty] | 0
FL Zone 2AssemblyNew |  | XXXXXXXX | Yes | Nonequipment | Low U-Value Windows | 100ft2 of Window meeting current Energy Star Standards | 100ft2 of Window meeting Florida energy code | Commercial | New | Assembly | FL Zone 2 | Space Cooling |  |  | 0 | Per 100 S.F. | [7 empty] | 416.9653 | 375.2688 | 41.6965 | 0.1 |  | 20 |  |  |  | 41.6965 | [8 empty] | 0 | 0 | 0 | 0 | 0 | 0 | 0 | [5 empty] | 0
FL Zone 2College and UniversityNew |  | XXXXXXXX | Yes | Nonequipment | Low U-Value Windows | 100ft2 of Window meeting current Energy Star Standards | 100ft2 of Window meeting Florida energy code | Commercial | New | College and University | FL Zone 2 | Space Cooling |  |  | 0 | Per 100 S.F. | [7 empty] | 416.9653 | 375.2688 | 41.6965 | 0.1 |  | 20 |  |  |  | 41.6965 | [8 empty] | 0 | 0 | 0 | 0 | 0 | 0 | 0 | [5 empty] | 0
FL Zone 2GroceryNew |  | XXXXXXXX | Yes | Nonequipment | Low U-Value Windows | 100ft2 of Window meeting current Energy Star Standards | 100ft2 of Window meeting Florida energy code | Commercial | New | Grocery | FL Zone 2 | Space Cooling |  |  | 0 | Per 100 S.F. | [7 empty] | 416.9653 | 375.2688 | 41.6965 | 0.1 |  | 20 |  |  |  | 41.6965 | [8 empty] | 0 | 0 | 0 | 0 | 0 | 0 | 0 | [5 empty] | 0
FL Zone 2HealthcareNew |  | XXXXXXXX | Yes | Nonequipment | Low U-Value Windows | 100ft2 of Window meeting current Energy Star Standards | 100ft2 of Window meeting Florida energy code | Commercial | New | Healthcare | FL Zone 2 | Space Cooling |  |  | 0 | Per 100 S.F. | [7 empty] | 416.9653 | 375.2688 | 41.6965 | 0.1 |  | 20 |  |  |  | 41.6965 | [8 empty] | 0 | 0 | 0 | 0 | 0 | 0 | 0 | [5 empty] | 0
FL Zone 2HospitalsNew |  | XXXXXXXX | Yes | Nonequipment | Low U-Value Windows | 100ft2 of Window meeting current Energy Star Standards | 100ft2 of Window meeting Florida energy code | Commercial | New | Hospitals | FL Zone 2 | Space Cooling |  |  | 0 | Per 100 S.F. | [7 empty] | 416.9653 | 375.2688 | 41.6965 | 0.1 |  | 20 |  |  |  | 41.6965 | [8 empty] | 0 | 0 | 0 | 0 | 0 | 0 | 0 | [5 empty] | 0
FL Zone 2InstitutionalNew |  | XXXXXXXX | Yes | Nonequipment | Low U-Value Windows | 100ft2 of Window meeting current Energy Star Standards | 100ft2 of Window meeting Florida energy code | Commercial | New | Institutional | FL Zone 2 | Space Cooling |  |  | 0 | Per 100 S.F. | [7 empty] | 416.9653 | 375.2688 | 41.6965 | 0.1 |  | 20 |  |  |  | 41.6965 | [8 empty] | 0 | 0 | 0 | 0 | 0 | 0 | 0 | [5 empty] | 0
FL Zone 2Lodging/HospitalityNew |  | XXXXXXXX | Yes | Nonequipment | Low U-Value Windows | 100ft2 of Window meeting current Energy Star Standards | 100ft2 of Window meeting Florida energy code | Commercial | New | Lodging/Hospitality | FL Zone 2 | Space Cooling |  |  | 0 | Per 100 S.F. | [7 empty] | 416.9653 | 375.2688 | 41.6965 | 0.1 |  | 20 |  |  |  | 41.6965 | [8 empty] | 0 | 0 | 0 | 0 | 0 | 0 | 0 | [5 empty] | 0
FL Zone 2MiscellaneousNew |  | XXXXXXXX | Yes | Nonequipment | Low U-Value Windows | 100ft2 of Window meeting current Energy Star Standards | 100ft2 of Window meeting Florida energy code | Commercial | New | Miscellaneous | FL Zone 2 | Space Cooling |  |  | 0 | Per 100 S.F. | [7 empty] | 416.9653 | 375.2688 | 41.6965 | 0.1 |  | 20 |  |  |  | 41.6965 | [8 empty] | 0 | 0 | 0 | 0 | 0 | 0 | 0 | [5 empty] | 0
FL Zone 2OfficesNew |  | XXXXXXXX | Yes | Nonequipment | Low U-Value Windows | 100ft2 of Window meeting current Energy Star Standards | 100ft2 of Window meeting Florida energy code | Commercial | New | Offices | FL Zone 2 | Space Cooling |  |  | 0 | Per 100 S.F. | [7 empty] | 416.9653 | 375.2688 | 41.6965 | 0.1 |  | 20 |  |  |  | 41.6965 | [8 empty] | 0 | 0 | 0 | 0 | 0 | 0 | 0 | [5 empty] | 0
FL Zone 2RestaurantsNew |  | XXXXXXXX | Yes | Nonequipment | Low U-Value Windows | 100ft2 of Window meeting current Energy Star Standards | 100ft2 of Window meeting Florida energy code | Commercial | New | Restaurants | FL Zone 2 | Space Cooling |  |  | 0 | Per 100 S.F. | [7 empty] | 416.9653 | 375.2688 | 41.6965 | 0.1 |  | 20 |  |  |  | 41.6965 | [8 empty] | 0 | 0 | 0 | 0 | 0 | 0 | 0 | [5 empty] | 0
FL Zone 2RetailNew |  | XXXXXXXX | Yes | Nonequipment | Low U-Value Windows | 100ft2 of Window meeting current Energy Star Standards | 100ft2 of Window meeting Florida energy code | Commercial | New | Retail | FL Zone 2 | Space Cooling |  |  | 0 | Per 100 S.F. | [7 empty] | 416.9653 | 375.2688 | 41.6965 | 0.1 |  | 20 |  |  |  | 41.6965 | [8 empty] | 0 | 0 | 0 | 0 | 0 | 0 | 0 | [5 empty] | 0
FL Zone 2Schools K-12New |  | XXXXXXXX | Yes | Nonequipment | Low U-Value Windows | 100ft2 of Window meeting current Energy Star Standards | 100ft2 of Window meeting Florida energy code | Commercial | New | Schools K-12 | FL Zone 2 | Space Cooling |  |  | 0 | Per 100 S.F. | [7 empty] | 416.9653 | 375.2688 | 41.6965 | 0.1 |  | 20 |  |  |  | 41.6965 | [8 empty] | 0 | 0 | 0 | 0 | 0 | 0 | 0 | [5 empty] | 0
FL Zone 2WarehouseNew |  | XXXXXXXX | Yes | Nonequipment | Low U-Value Windows | 100ft2 of Window meeting current Energy Star Standards | 100ft2 of Window meeting Florida energy code | Commercial | New | Warehouse | FL Zone 2 | Space Cooling |  |  | 0 | Per 100 S.F. | [7 empty] | 416.9653 | 375.2688 | 41.6965 | 0.1 |  | 20 |  |  |  | 41.6965 | [8 empty] | 0 | 0 | 0 | 0 | 0 | 0 | 0 | [5 empty] | 0
FL Zone 2AssemblyExisting |  | XXXXXXXX | Yes | Nonequipment | Low U-Value Windows | 100ft2 of Window meeting current Energy Star Standards | 100ft2 of Existing Window (R-Value: 0.3, SHGC: 0.21) | Commercial | Existing | Assembly | FL Zone 2 | Space Heating |  |  | 0 | Per 100 S.F. | [7 empty] | 37.9159 | 20.4746 | 17.4413 | 0.46 |  | 20 |  |  |  | 17.4413 | [8 empty] | 0 | 0 | 0 | 0 | 0 | 0 | 0 | [5 empty] | 0
FL Zone 2College and UniversityExisting |  | XXXXXXXX | Yes | Nonequipment | Low U-Value Windows | 100ft2 of Window meeting current Energy Star Standards | 100ft2 of Existing Window (R-Value: 0.3, SHGC: 0.21) | Commercial | Existing | College and University | FL Zone 2 | Space Heating |  |  | 0 | Per 100 S.F. | [7 empty] | 37.9159 | 20.4746 | 17.4413 | 0.46 |  | 20 |  |  |  | 17.4413 | [8 empty] | 0 | 0 | 0 | 0 | 0 | 0 | 0 | [5 empty] | 0
FL Zone 2GroceryExisting |  | XXXXXXXX | Yes | Nonequipment | Low U-Value Windows | 100ft2 of Window meeting current Energy Star Standards | 100ft2 of Existing Window (R-Value: 0.3, SHGC: 0.21) | Commercial | Existing | Grocery | FL Zone 2 | Space Heating |  |  | 0 | Per 100 S.F. | [7 empty] | 37.9159 | 20.4746 | 17.4413 | 0.46 |  | 20 |  |  |  | 17.4413 | [8 empty] | 0 | 0 | 0 | 0 | 0 | 0 | 0 | [5 empty] | 0
FL Zone 2HealthcareExisting |  | XXXXXXXX | Yes | Nonequipment | Low U-Value Windows | 100ft2 of Window meeting current Energy Star Standards | 100ft2 of Existing Window (R-Value: 0.3, SHGC: 0.21) | Commercial | Existing | Healthcare | FL Zone 2 | Space Heating |  |  | 0 | Per 100 S.F. | [7 empty] | 37.9159 | 20.4746 | 17.4413 | 0.46 |  | 20 |  |  |  | 17.4413 | [8 empty] | 0 | 0 | 0 | 0 | 0 | 0 | 0 | [5 empty] | 0
FL Zone 2HospitalsExisting |  | XXXXXXXX | Yes | Nonequipment | Low U-Value Windows | 100ft2 of Window meeting current Energy Star Standards | 100ft2 of Existing Window (R-Value: 0.3, SHGC: 0.21) | Commercial | Existing | Hospitals | FL Zone 2 | Space Heating |  |  | 0 | Per 100 S.F. | [7 empty] | 37.9159 | 20.4746 | 17.4413 | 0.46 |  | 20 |  |  |  | 17.4413 | [8 empty] | 0 | 0 | 0 | 0 | 0 | 0 | 0 | [5 empty] | 0
FL Zone 2InstitutionalExisting |  | XXXXXXXX | Yes | Nonequipment | Low U-Value Windows | 100ft2 of Window meeting current Energy Star Standards | 100ft2 of Existing Window (R-Value: 0.3, SHGC: 0.21) | Commercial | Existing | Institutional | FL Zone 2 | Space Heating |  |  | 0 | Per 100 S.F. | [7 empty] | 37.9159 | 20.4746 | 17.4413 | 0.46 |  | 20 |  |  |  | 17.4413 | [8 empty] | 0 | 0 | 0 | 0 | 0 | 0 | 0 | [5 empty] | 0
FL Zone 2Lodging/HospitalityExisting |  | XXXXXXXX | Yes | Nonequipment | Low U-Value Windows | 100ft2 of Window meeting current Energy Star Standards | 100ft2 of Existing Window (R-Value: 0.3, SHGC: 0.21) | Commercial | Existing | Lodging/Hospitality | FL Zone 2 | Space Heating |  |  | 0 | Per 100 S.F. | [7 empty] | 37.9159 | 20.4746 | 17.4413 | 0.46 |  | 20 |  |  |  | 17.4413 | [8 empty] | 0 | 0 | 0 | 0 | 0 | 0 | 0 | [5 empty] | 0
FL Zone 2MiscellaneousExisting |  | XXXXXXXX | Yes | Nonequipment | Low U-Value Windows | 100ft2 of Window meeting current Energy Star Standards | 100ft2 of Existing Window (R-Value: 0.3, SHGC: 0.21) | Commercial | Existing | Miscellaneous | FL Zone 2 | Space Heating |  |  | 0 | Per 100 S.F. | [7 empty] | 37.9159 | 20.4746 | 17.4413 | 0.46 |  | 20 |  |  |  | 17.4413 | [8 empty] | 0 | 0 | 0 | 0 | 0 | 0 | 0 | [5 empty] | 0
FL Zone 2OfficesExisting |  | XXXXXXXX | Yes | Nonequipment | Low U-Value Windows | 100ft2 of Window meeting current Energy Star Standards | 100ft2 of Existing Window (R-Value: 0.3, SHGC: 0.21) | Commercial | Existing | Offices | FL Zone 2 | Space Heating |  |  | 0 | Per 100 S.F. | [7 empty] | 37.9159 | 20.4746 | 17.4413 | 0.46 |  | 20 |  |  |  | 17.4413 | [8 empty] | 0 | 0 | 0 | 0 | 0 | 0 | 0 | [5 empty] | 0
FL Zone 2RestaurantsExisting |  | XXXXXXXX | Yes | Nonequipment | Low U-Value Windows | 100ft2 of Window meeting current Energy Star Standards | 100ft2 of Existing Window (R-Value: 0.3, SHGC: 0.21) | Commercial | Existing | Restaurants | FL Zone 2 | Space Heating |  |  | 0 | Per 100 S.F. | [7 empty] | 37.9159 | 20.4746 | 17.4413 | 0.46 |  | 20 |  |  |  | 17.4413 | [8 empty] | 0 | 0 | 0 | 0 | 0 | 0 | 0 | [5 empty] | 0
FL Zone 2RetailExisting |  | XXXXXXXX | Yes | Nonequipment | Low U-Value Windows | 100ft2 of Window meeting current Energy Star Standards | 100ft2 of Existing Window (R-Value: 0.3, SHGC: 0.21) | Commercial | Existing | Retail | FL Zone 2 | Space Heating |  |  | 0 | Per 100 S.F. | [7 empty] | 37.9159 | 20.4746 | 17.4413 | 0.46 |  | 20 |  |  |  | 17.4413 | [8 empty] | 0 | 0 | 0 | 0 | 0 | 0 | 0 | [5 empty] | 0
FL Zone 2Schools K-12Existing |  | XXXXXXXX | Yes | Nonequipment | Low U-Value Windows | 100ft2 of Window meeting current Energy Star Standards | 100ft2 of Existing Window (R-Value: 0.3, SHGC: 0.21) | Commercial | Existing | Schools K-12 | FL Zone 2 | Space Heating |  |  | 0 | Per 100 S.F. | [7 empty] | 37.9159 | 20.4746 | 17.4413 | 0.46 |  | 20 |  |  |  | 17.4413 | [8 empty] | 0 | 0 | 0 | 0 | 0 | 0 | 0 | [5 empty] | 0
FL Zone 2WarehouseExisting |  | XXXXXXXX | Yes | Nonequipment | Low U-Value Windows | 100ft2 of Window meeting current Energy Star Standards | 100ft2 of Existing Window (R-Value: 0.3, SHGC: 0.21) | Commercial | Existing | Warehouse | FL Zone 2 | Space Heating |  |  | 0 | Per 100 S.F. | [7 empty] | 37.9159 | 20.4746 | 17.4413 | 0.46 |  | 20 |  |  |  | 17.4413 | [8 empty] | 0 | 0 | 0 | 0 | 0 | 0 | 0 | [5 empty] | 0
FL Zone 2AssemblyNew |  | XXXXXXXX | Yes | Nonequipment | Low U-Value Windows | 100ft2 of Window meeting current Energy Star Standards | 100ft2 of Window meeting Florida energy code | Commercial | New | Assembly | FL Zone 2 | Space Heating |  |  | 0 | Per 100 S.F. | [7 empty] | 22.7496 | 20.4746 | 2.275 | 0.1 |  | 20 |  |  |  | 2.275 | [8 empty] | 0 | 0 | 0 | 0 | 0 | 0 | 0 | [5 empty] | 0
FL Zone 2College and UniversityNew |  | XXXXXXXX | Yes | Nonequipment | Low U-Value Windows | 100ft2 of Window meeting current Energy Star Standards | 100ft2 of Window meeting Florida energy code | Commercial | New | College and University | FL Zone 2 | Space Heating |  |  | 0 | Per 100 S.F. | [7 empty] | 22.7496 | 20.4746 | 2.275 | 0.1 |  | 20 |  |  |  | 2.275 | [8 empty] | 0 | 0 | 0 | 0 | 0 | 0 | 0 | [5 empty] | 0
FL Zone 2GroceryNew |  | XXXXXXXX | Yes | Nonequipment | Low U-Value Windows | 100ft2 of Window meeting current Energy Star Standards | 100ft2 of Window meeting Florida energy code | Commercial | New | Grocery | FL Zone 2 | Space Heating |  |  | 0 | Per 100 S.F. | [7 empty] | 22.7496 | 20.4746 | 2.275 | 0.1 |  | 20 |  |  |  | 2.275 | [8 empty] | 0 | 0 | 0 | 0 | 0 | 0 | 0 | [5 empty] | 0
FL Zone 2HealthcareNew |  | XXXXXXXX | Yes | Nonequipment | Low U-Value Windows | 100ft2 of Window meeting current Energy Star Standards | 100ft2 of Window meeting Florida energy code | Commercial | New | Healthcare | FL Zone 2 | Space Heating |  |  | 0 | Per 100 S.F. | [7 empty] | 22.7496 | 20.4746 | 2.275 | 0.1 |  | 20 |  |  |  | 2.275 | [8 empty] | 0 | 0 | 0 | 0 | 0 | 0 | 0 | [5 empty] | 0
FL Zone 2HospitalsNew |  | XXXXXXXX | Yes | Nonequipment | Low U-Value Windows | 100ft2 of Window meeting current Energy Star Standards | 100ft2 of Window meeting Florida energy code | Commercial | New | Hospitals | FL Zone 2 | Space Heating |  |  | 0 | Per 100 S.F. | [7 empty] | 22.7496 | 20.4746 | 2.275 | 0.1 |  | 20 |  |  |  | 2.275 | [8 empty] | 0 | 0 | 0 | 0 | 0 | 0 | 0 | [5 empty] | 0
FL Zone 2InstitutionalNew |  | XXXXXXXX | Yes | Nonequipment | Low U-Value Windows | 100ft2 of Window meeting current Energy Star Standards | 100ft2 of Window meeting Florida energy code | Commercial | New | Institutional | FL Zone 2 | Space Heating |  |  | 0 | Per 100 S.F. | [7 empty] | 22.7496 | 20.4746 | 2.275 | 0.1 |  | 20 |  |  |  | 2.275 | [8 empty] | 0 | 0 | 0 | 0 | 0 | 0 | 0 | [5 empty] | 0
FL Zone 2Lodging/HospitalityNew |  | XXXXXXXX | Yes | Nonequipment | Low U-Value Windows | 100ft2 of Window meeting current Energy Star Standards | 100ft2 of Window meeting Florida energy code | Commercial | New | Lodging/Hospitality | FL Zone 2 | Space Heating |  |  | 0 | Per 100 S.F. | [7 empty] | 22.7496 | 20.4746 | 2.275 | 0.1 |  | 20 |  |  |  | 2.275 | [8 empty] | 0 | 0 | 0 | 0 | 0 | 0 | 0 | [5 empty] | 0
FL Zone 2MiscellaneousNew |  | XXXXXXXX | Yes | Nonequipment | Low U-Value Windows | 100ft2 of Window meeting current Energy Star Standards | 100ft2 of Window meeting Florida energy code | Commercial | New | Miscellaneous | FL Zone 2 | Space Heating |  |  | 0 | Per 100 S.F. | [7 empty] | 22.7496 | 20.4746 | 2.275 | 0.1 |  | 20 |  |  |  | 2.275 | [8 empty] | 0 | 0 | 0 | 0 | 0 | 0 | 0 | [5 empty] | 0
FL Zone 2OfficesNew |  | XXXXXXXX | Yes | Nonequipment | Low U-Value Windows | 100ft2 of Window meeting current Energy Star Standards | 100ft2 of Window meeting Florida energy code | Commercial | New | Offices | FL Zone 2 | Space Heating |  |  | 0 | Per 100 S.F. | [7 empty] | 22.7496 | 20.4746 | 2.275 | 0.1 |  | 20 |  |  |  | 2.275 | [8 empty] | 0 | 0 | 0 | 0 | 0 | 0 | 0 | [5 empty] | 0
FL Zone 2RestaurantsNew |  | XXXXXXXX | Yes | Nonequipment | Low U-Value Windows | 100ft2 of Window meeting current Energy Star Standards | 100ft2 of Window meeting Florida energy code | Commercial | New | Restaurants | FL Zone 2 | Space Heating |  |  | 0 | Per 100 S.F. | [7 empty] | 22.7496 | 20.4746 | 2.275 | 0.1 |  | 20 |  |  |  | 2.275 | [8 empty] | 0 | 0 | 0 | 0 | 0 | 0 | 0 | [5 empty] | 0
FL Zone 2RetailNew |  | XXXXXXXX | Yes | Nonequipment | Low U-Value Windows | 100ft2 of Window meeting current Energy Star Standards | 100ft2 of Window meeting Florida energy code | Commercial | New | Retail | FL Zone 2 | Space Heating |  |  | 0 | Per 100 S.F. | [7 empty] | 22.7496 | 20.4746 | 2.275 | 0.1 |  | 20 |  |  |  | 2.275 | [8 empty] | 0 | 0 | 0 | 0 | 0 | 0 | 0 | [5 empty] | 0
FL Zone 2Schools K-12New |  | XXXXXXXX | Yes | Nonequipment | Low U-Value Windows | 100ft2 of Window meeting current Energy Star Standards | 100ft2 of Window meeting Florida energy code | Commercial | New | Schools K-12 | FL Zone 2 | Space Heating |  |  | 0 | Per 100 S.F. | [7 empty] | 22.7496 | 20.4746 | 2.275 | 0.1 |  | 20 |  |  |  | 2.275 | [8 empty] | 0 | 0 | 0 | 0 | 0 | 0 | 0 | [5 empty] | 0
FL Zone 2WarehouseNew |  | XXXXXXXX | Yes | Nonequipment | Low U-Value Windows | 100ft2 of Window meeting current Energy Star Standards | 100ft2 of Window meeting Florida energy code | Commercial | New | Warehouse | FL Zone 2 | Space Heating |  |  | 0 | Per 100 S.F. | [7 empty] | 22.7496 | 20.4746 | 2.275 | 0.1 |  | 20 |  |  |  | 2.275 | [8 empty] | 0 | 0 | 0 | 0 | 0 | 0 | 0 | [5 empty] | 0
FL Zone 2AssemblyExisting |  | XXXXXXXX | Yes | Nonequipment | Low-Flow Pre-Rinse Sprayers | Low-Flow Pre-Rinse Sprayer with Flow Rate of 1.6 gpm | Pre-Rinse Sprayer 10% Less Efficient than Federal Standard | Commercial | Existing | Assembly | FL Zone 2 | Domestic Hot Water |  |  | 0 | Per End Use Consumption | [7 empty] | 7518.6978 | 5256.7237 | 2261.9741 | 0.30085 |  | 5 |  |  |  | 2261.9741 | [8 empty] | 0 | 0 | 0 | 0 | 0 | 0 | 0 | [5 empty] | 0
FL Zone 2College and UniversityExisting |  | XXXXXXXX | Yes | Nonequipment | Low-Flow Pre-Rinse Sprayers | Low-Flow Pre-Rinse Sprayer with Flow Rate of 1.6 gpm | Pre-Rinse Sprayer 10% Less Efficient than Federal Standard | Commercial | Existing | College and University | FL Zone 2 | Domestic Hot Water |  |  | 0 | Per End Use Consumption | [7 empty] | 172930.0493 | 170668.0752 | 2261.9741 | 0.01308 |  | 5 |  |  |  | 2261.9741 | [8 empty] | 0 | 0 | 0 | 0 | 0 | 0 | 0 | [5 empty] | 0
FL Zone 2GroceryExisting |  | XXXXXXXX | Yes | Nonequipment | Low-Flow Pre-Rinse Sprayers | Low-Flow Pre-Rinse Sprayer with Flow Rate of 1.6 gpm | Pre-Rinse Sprayer 10% Less Efficient than Federal Standard | Commercial | Existing | Grocery | FL Zone 2 | Domestic Hot Water |  |  | 0 | Per End Use Consumption | [7 empty] | 15037.3956 | 12775.4215 | 2261.9741 | 0.15042 |  | 5 |  |  |  | 2261.9741 | [8 empty] | 0 | 0 | 0 | 0 | 0 | 0 | 0 | [5 empty] | 0
FL Zone 2HealthcareExisting |  | XXXXXXXX | Yes | Nonequipment | Low-Flow Pre-Rinse Sprayers | Low-Flow Pre-Rinse Sprayer with Flow Rate of 1.6 gpm | Pre-Rinse Sprayer 10% Less Efficient than Federal Standard | Commercial | Existing | Healthcare | FL Zone 2 | Domestic Hot Water |  |  | 0 | Per End Use Consumption | [7 empty] | 10024.9304 | 7762.9563 | 2261.9741 | 0.22563 |  | 5 |  |  |  | 2261.9741 | [8 empty] | 0 | 0 | 0 | 0 | 0 | 0 | 0 | [5 empty] | 0
FL Zone 2HospitalsExisting |  | XXXXXXXX | Yes | Nonequipment | Low-Flow Pre-Rinse Sprayers | Low-Flow Pre-Rinse Sprayer with Flow Rate of 1.6 gpm | Pre-Rinse Sprayer 10% Less Efficient than Federal Standard | Commercial | Existing | Hospitals | FL Zone 2 | Domestic Hot Water |  |  | 0 | Per End Use Consumption | [7 empty] | 303254.1444 | 300992.1703 | 2261.9741 | 0.007459 |  | 5 |  |  |  | 2261.9741 | [8 empty] | 0 | 0 | 0 | 0 | 0 | 0 | 0 | [5 empty] | 0
FL Zone 2InstitutionalExisting |  | XXXXXXXX | Yes | Nonequipment | Low-Flow Pre-Rinse Sprayers | Low-Flow Pre-Rinse Sprayer with Flow Rate of 1.6 gpm | Pre-Rinse Sprayer 10% Less Efficient than Federal Standard | Commercial | Existing | Institutional | FL Zone 2 | Domestic Hot Water |  |  | 0 | Per End Use Consumption | [7 empty] | 601495.8236 | 599233.8495 | 2261.9741 | 0.0037606 |  | 5 |  |  |  | 2261.9741 | [8 empty] | 0 | 0 | 0 | 0 | 0 | 0 | 0 | [5 empty] | 0
FL Zone 2Lodging/HospitalityExisting |  | XXXXXXXX | Yes | Nonequipment | Low-Flow Pre-Rinse Sprayers | Low-Flow Pre-Rinse Sprayer with Flow Rate of 1.6 gpm | Pre-Rinse Sprayer 10% Less Efficient than Federal Standard | Commercial | Existing | Lodging/Hospitality | FL Zone 2 | Domestic Hot Water |  |  | 0 | Per End Use Consumption | [7 empty] | 72179.4988 | 69917.5248 | 2261.9741 | 0.031338 |  | 5 |  |  |  | 2261.9741 | [8 empty] | 0 | 0 | 0 | 0 | 0 | 0 | 0 | [5 empty] | 0
FL Zone 2MiscellaneousExisting |  | XXXXXXXX | Yes | Nonequipment | Low-Flow Pre-Rinse Sprayers | Low-Flow Pre-Rinse Sprayer with Flow Rate of 1.6 gpm | Pre-Rinse Sprayer 10% Less Efficient than Federal Standard | Commercial | Existing | Miscellaneous | FL Zone 2 | Domestic Hot Water |  |  | 0 | Per End Use Consumption | [7 empty] | 451121.8677 | 448859.8936 | 2261.9741 | 0.0050141 |  | 5 |  |  |  | 2261.9741 | [8 empty] | 0 | 0 | 0 | 0 | 0 | 0 | 0 | [5 empty] | 0
FL Zone 2OfficesExisting |  | XXXXXXXX | Yes | Nonequipment | Low-Flow Pre-Rinse Sprayers | Low-Flow Pre-Rinse Sprayer with Flow Rate of 1.6 gpm | Pre-Rinse Sprayer 10% Less Efficient than Federal Standard | Commercial | Existing | Offices | FL Zone 2 | Domestic Hot Water |  |  | 0 | Per End Use Consumption | [7 empty] | 62655.815 | 60393.8409 | 2261.9741 | 0.036102 |  | 5 |  |  |  | 2261.9741 | [8 empty] | 0 | 0 | 0 | 0 | 0 | 0 | 0 | [5 empty] | 0
FL Zone 2RestaurantsExisting |  | XXXXXXXX | Yes | Nonequipment | Low-Flow Pre-Rinse Sprayers | Low-Flow Pre-Rinse Sprayer with Flow Rate of 1.6 gpm | Pre-Rinse Sprayer 10% Less Efficient than Federal Standard | Commercial | Existing | Restaurants | FL Zone 2 | Domestic Hot Water |  |  | 0 | Per End Use Consumption | [7 empty] | 25062.326 | 22800.3519 | 2261.9741 | 0.090254 |  | 5 |  |  |  | 2261.9741 | [8 empty] | 0 | 0 | 0 | 0 | 0 | 0 | 0 | [5 empty] | 0
FL Zone 2RetailExisting |  | XXXXXXXX | Yes | Nonequipment | Low-Flow Pre-Rinse Sprayers | Low-Flow Pre-Rinse Sprayer with Flow Rate of 1.6 gpm | Pre-Rinse Sprayer 10% Less Efficient than Federal Standard | Commercial | Existing | Retail | FL Zone 2 | Domestic Hot Water |  |  | 0 | Per End Use Consumption | [7 empty] | 44661.0649 | 42399.0908 | 2261.9741 | 0.050648 |  | 5 |  |  |  | 2261.9741 | [8 empty] | 0 | 0 | 0 | 0 | 0 | 0 | 0 | [5 empty] | 0
FL Zone 2Schools K-12Existing |  | XXXXXXXX | Yes | Nonequipment | Low-Flow Pre-Rinse Sprayers | Low-Flow Pre-Rinse Sprayer with Flow Rate of 1.6 gpm | Pre-Rinse Sprayer 10% Less Efficient than Federal Standard | Commercial | Existing | Schools K-12 | FL Zone 2 | Domestic Hot Water |  |  | 0 | Per End Use Consumption | [7 empty] | 3132.8594 | 2001.8724 | 1130.987 | 0.36101 |  | 5 |  |  |  | 1130.987 | [8 empty] | 0 | 0 | 0 | 0 | 0 | 0 | 0 | [5 empty] | 0
FL Zone 2WarehouseExisting |  | XXXXXXXX | Yes | Nonequipment | Low-Flow Pre-Rinse Sprayers | Low-Flow Pre-Rinse Sprayer with Flow Rate of 1.6 gpm | Pre-Rinse Sprayer 10% Less Efficient than Federal Standard | Commercial | Existing | Warehouse | FL Zone 2 | Domestic Hot Water |  |  | 0 | Per End Use Consumption | [7 empty] | 15037.3956 | 12775.4215 | 2261.9741 | 0.15042 |  | 5 |  |  |  | 2261.9741 | [8 empty] | 0 | 0 | 0 | 0 | 0 | 0 | 0 | [5 empty] | 0
FL Zone 2AssemblyNew |  | XXXXXXXX | Yes | Nonequipment | Low-Flow Pre-Rinse Sprayers | Low-Flow Pre-Rinse Sprayer with Flow Rate of 1.6 gpm | Pre-Rinse Sprayer 10% Less Efficient than Federal Standard | Commercial | New | Assembly | FL Zone 2 | Domestic Hot Water |  |  | 0 | Per End Use Consumption | [7 empty] | 7169.7287 | 4907.7546 | 2261.9741 | 0.31549 |  | 5 |  |  |  | 2261.9741 | [8 empty] | 0 | 0 | 0 | 0 | 0 | 0 | 0 | [5 empty] | 0
FL Zone 2College and UniversityNew |  | XXXXXXXX | Yes | Nonequipment | Low-Flow Pre-Rinse Sprayers | Low-Flow Pre-Rinse Sprayer with Flow Rate of 1.6 gpm | Pre-Rinse Sprayer 10% Less Efficient than Federal Standard | Commercial | New | College and University | FL Zone 2 | Domestic Hot Water |  |  | 0 | Per End Use Consumption | [7 empty] | 164903.7601 | 162641.786 | 2261.9741 | 0.013717 |  | 5 |  |  |  | 2261.9741 | [8 empty] | 0 | 0 | 0 | 0 | 0 | 0 | 0 | [5 empty] | 0
FL Zone 2GroceryNew |  | XXXXXXXX | Yes | Nonequipment | Low-Flow Pre-Rinse Sprayers | Low-Flow Pre-Rinse Sprayer with Flow Rate of 1.6 gpm | Pre-Rinse Sprayer 10% Less Efficient than Federal Standard | Commercial | New | Grocery | FL Zone 2 | Domestic Hot Water |  |  | 0 | Per End Use Consumption | [7 empty] | 14339.4574 | 12077.4833 | 2261.9741 | 0.15774 |  | 5 |  |  |  | 2261.9741 | [8 empty] | 0 | 0 | 0 | 0 | 0 | 0 | 0 | [5 empty] | 0
FL Zone 2HealthcareNew |  | XXXXXXXX | Yes | Nonequipment | Low-Flow Pre-Rinse Sprayers | Low-Flow Pre-Rinse Sprayer with Flow Rate of 1.6 gpm | Pre-Rinse Sprayer 10% Less Efficient than Federal Standard | Commercial | New | Healthcare | FL Zone 2 | Domestic Hot Water |  |  | 0 | Per End Use Consumption | [7 empty] | 9559.6383 | 7297.6642 | 2261.9741 | 0.23662 |  | 5 |  |  |  | 2261.9741 | [8 empty] | 0 | 0 | 0 | 0 | 0 | 0 | 0 | [5 empty] | 0
FL Zone 2HospitalsNew |  | XXXXXXXX | Yes | Nonequipment | Low-Flow Pre-Rinse Sprayers | Low-Flow Pre-Rinse Sprayer with Flow Rate of 1.6 gpm | Pre-Rinse Sprayer 10% Less Efficient than Federal Standard | Commercial | New | Hospitals | FL Zone 2 | Domestic Hot Water |  |  | 0 | Per End Use Consumption | [7 empty] | 289179.0575 | 286917.0834 | 2261.9741 | 0.0078221 |  | 5 |  |  |  | 2261.9741 | [8 empty] | 0 | 0 | 0 | 0 | 0 | 0 | 0 | [5 empty] | 0
FL Zone 2InstitutionalNew |  | XXXXXXXX | Yes | Nonequipment | Low-Flow Pre-Rinse Sprayers | Low-Flow Pre-Rinse Sprayer with Flow Rate of 1.6 gpm | Pre-Rinse Sprayer 10% Less Efficient than Federal Standard | Commercial | New | Institutional | FL Zone 2 | Domestic Hot Water |  |  | 0 | Per End Use Consumption | [7 empty] | 573578.2959 | 571316.3218 | 2261.9741 | 0.0039436 |  | 5 |  |  |  | 2261.9741 | [8 empty] | 0 | 0 | 0 | 0 | 0 | 0 | 0 | [5 empty] | 0
FL Zone 2Lodging/HospitalityNew |  | XXXXXXXX | Yes | Nonequipment | Low-Flow Pre-Rinse Sprayers | Low-Flow Pre-Rinse Sprayer with Flow Rate of 1.6 gpm | Pre-Rinse Sprayer 10% Less Efficient than Federal Standard | Commercial | New | Lodging/Hospitality | FL Zone 2 | Domestic Hot Water |  |  | 0 | Per End Use Consumption | [7 empty] | 68829.3955 | 66567.4214 | 2261.9741 | 0.032863 |  | 5 |  |  |  | 2261.9741 | [8 empty] | 0 | 0 | 0 | 0 | 0 | 0 | 0 | [5 empty] | 0
FL Zone 2MiscellaneousNew |  | XXXXXXXX | Yes | Nonequipment | Low-Flow Pre-Rinse Sprayers | Low-Flow Pre-Rinse Sprayer with Flow Rate of 1.6 gpm | Pre-Rinse Sprayer 10% Less Efficient than Federal Standard | Commercial | New | Miscellaneous | FL Zone 2 | Domestic Hot Water |  |  | 0 | Per End Use Consumption | [7 empty] | 430183.7219 | 427921.7479 | 2261.9741 | 0.0052582 |  | 5 |  |  |  | 2261.9741 | [8 empty] | 0 | 0 | 0 | 0 | 0 | 0 | 0 | [5 empty] | 0
FL Zone 2OfficesNew |  | XXXXXXXX | Yes | Nonequipment | Low-Flow Pre-Rinse Sprayers | Low-Flow Pre-Rinse Sprayer with Flow Rate of 1.6 gpm | Pre-Rinse Sprayer 10% Less Efficient than Federal Standard | Commercial | New | Offices | FL Zone 2 | Domestic Hot Water |  |  | 0 | Per End Use Consumption | [7 empty] | 59747.7392 | 57485.7651 | 2261.9741 | 0.037859 |  | 5 |  |  |  | 2261.9741 | [8 empty] | 0 | 0 | 0 | 0 | 0 | 0 | 0 | [5 empty] | 0
FL Zone 2RestaurantsNew |  | XXXXXXXX | Yes | Nonequipment | Low-Flow Pre-Rinse Sprayers | Low-Flow Pre-Rinse Sprayer with Flow Rate of 1.6 gpm | Pre-Rinse Sprayer 10% Less Efficient than Federal Standard | Commercial | New | Restaurants | FL Zone 2 | Domestic Hot Water |  |  | 0 | Per End Use Consumption | [7 empty] | 23899.0957 | 21637.1216 | 2261.9741 | 0.094647 |  | 5 |  |  |  | 2261.9741 | [8 empty] | 0 | 0 | 0 | 0 | 0 | 0 | 0 | [5 empty] | 0
FL Zone 2RetailNew |  | XXXXXXXX | Yes | Nonequipment | Low-Flow Pre-Rinse Sprayers | Low-Flow Pre-Rinse Sprayer with Flow Rate of 1.6 gpm | Pre-Rinse Sprayer 10% Less Efficient than Federal Standard | Commercial | New | Retail | FL Zone 2 | Domestic Hot Water |  |  | 0 | Per End Use Consumption | [7 empty] | 42588.1885 | 40326.2144 | 2261.9741 | 0.053113 |  | 5 |  |  |  | 2261.9741 | [8 empty] | 0 | 0 | 0 | 0 | 0 | 0 | 0 | [5 empty] | 0
FL Zone 2Schools K-12New |  | XXXXXXXX | Yes | Nonequipment | Low-Flow Pre-Rinse Sprayers | Low-Flow Pre-Rinse Sprayer with Flow Rate of 1.6 gpm | Pre-Rinse Sprayer 10% Less Efficient than Federal Standard | Commercial | New | Schools K-12 | FL Zone 2 | Domestic Hot Water |  |  | 0 | Per End Use Consumption | [7 empty] | 2987.4524 | 1856.4654 | 1130.987 | 0.37858 |  | 5 |  |  |  | 1130.987 | [8 empty] | 0 | 0 | 0 | 0 | 0 | 0 | 0 | [5 empty] | 0
FL Zone 2WarehouseNew |  | XXXXXXXX | Yes | Nonequipment | Low-Flow Pre-Rinse Sprayers | Low-Flow Pre-Rinse Sprayer with Flow Rate of 1.6 gpm | Pre-Rinse Sprayer 10% Less Efficient than Federal Standard | Commercial | New | Warehouse | FL Zone 2 | Domestic Hot Water |  |  | 0 | Per End Use Consumption | [7 empty] | 14339.4574 | 12077.4833 | 2261.9741 | 0.15774 |  | 5 |  |  |  | 2261.9741 | [8 empty] | 0 | 0 | 0 | 0 | 0 | 0 | 0 | [5 empty] | 0
FL Zone 2AssemblyExisting |  | XXXXXXXX | Yes | Nonequipment | Network PC Power Management | One computer and monitor attached to centralized energy management system that controls when desktop computers and monitors plugged into a network power down to lower power states. | One computer and monitor, manually controlled | Commercial | Existing | Assembly | FL Zone 2 | Office Equipment |  |  | 0 | Per Computer Connected | [7 empty] | 4709.9802 | 2048.9767 | 2661.0035 | 0.56497 |  | 5 |  |  |  | 2661.0035 | [8 empty] | 0 | 0 | 0 | 0 | 0 | 0 | 0 | [5 empty] | 0
FL Zone 2College and UniversityExisting |  | XXXXXXXX | Yes | Nonequipment | Network PC Power Management | One computer and monitor attached to centralized energy management system that controls when desktop computers and monitors plugged into a network power down to lower power states. | One computer and monitor, manually controlled | Commercial | Existing | College and University | FL Zone 2 | Office Equipment |  |  | 0 | Per Computer Connected | [7 empty] | 12376.3686 | 5384.0759 | 6992.2928 | 0.56497 |  | 5 |  |  |  | 6992.2928 | [8 empty] | 0 | 0 | 0 | 0 | 0 | 0 | 0 | [5 empty] | 0
FL Zone 2GroceryExisting |  | XXXXXXXX | Yes | Nonequipment | Network PC Power Management | One computer and monitor attached to centralized energy management system that controls when desktop computers and monitors plugged into a network power down to lower power states. | One computer and monitor, manually controlled | Commercial | Existing | Grocery | FL Zone 2 | Office Equipment |  |  | 0 | Per Computer Connected | [7 empty] | 5993.5979 | 2607.3872 | 3386.2106 | 0.56497 |  | 5 |  |  |  | 3386.2106 | [8 empty] | 0 | 0 | 0 | 0 | 0 | 0 | 0 | [5 empty] | 0
FL Zone 2HealthcareExisting |  | XXXXXXXX | Yes | Nonequipment | Network PC Power Management | One computer and monitor attached to centralized energy management system that controls when desktop computers and monitors plugged into a network power down to lower power states. | One computer and monitor, manually controlled | Commercial | Existing | Healthcare | FL Zone 2 | Office Equipment |  |  | 0 | Per Computer Connected | [7 empty] | 8423.3288 | 3664.39 | 4758.9388 | 0.56497 |  | 5 |  |  |  | 4758.9388 | [8 empty] | 0 | 0 | 0 | 0 | 0 | 0 | 0 | [5 empty] | 0
FL Zone 2HospitalsExisting |  | XXXXXXXX | Yes | Nonequipment | Network PC Power Management | One computer and monitor attached to centralized energy management system that controls when desktop computers and monitors plugged into a network power down to lower power states. | One computer and monitor, manually controlled | Commercial | Existing | Hospitals | FL Zone 2 | Office Equipment |  |  | 0 | Per Computer Connected | [7 empty] | 73884.6412 | 32141.9412 | 41742.7 | 0.56497 |  | 5 |  |  |  | 41742.7 | [8 empty] | 0 | 0 | 0 | 0 | 0 | 0 | 0 | [5 empty] | 0
FL Zone 2InstitutionalExisting |  | XXXXXXXX | Yes | Nonequipment | Network PC Power Management | One computer and monitor attached to centralized energy management system that controls when desktop computers and monitors plugged into a network power down to lower power states. | One computer and monitor, manually controlled | Commercial | Existing | Institutional | FL Zone 2 | Office Equipment |  |  | 0 | Per Computer Connected | [7 empty] | 7689.4506 | 3345.1319 | 4344.3187 | 0.56497 |  | 5 |  |  |  | 4344.3187 | [8 empty] | 0 | 0 | 0 | 0 | 0 | 0 | 0 | [5 empty] | 0
FL Zone 2Lodging/HospitalityExisting |  | XXXXXXXX | Yes | Nonequipment | Network PC Power Management | One computer and monitor attached to centralized energy management system that controls when desktop computers and monitors plugged into a network power down to lower power states. | One computer and monitor, manually controlled | Commercial | Existing | Lodging/Hospitality | FL Zone 2 | Office Equipment |  |  | 0 | Per Computer Connected | [7 empty] | 6916.3419 | 3008.8074 | 3907.5345 | 0.56497 |  | 5 |  |  |  | 3907.5345 | [8 empty] | 0 | 0 | 0 | 0 | 0 | 0 | 0 | [5 empty] | 0
FL Zone 2MiscellaneousExisting |  | XXXXXXXX | Yes | Nonequipment | Network PC Power Management | One computer and monitor attached to centralized energy management system that controls when desktop computers and monitors plugged into a network power down to lower power states. | One computer and monitor, manually controlled | Commercial | Existing | Miscellaneous | FL Zone 2 | Office Equipment |  |  | 0 | Per Computer Connected | [7 empty] | 103245.1184 | 44914.5922 | 58330.5263 | 0.56497 |  | 5 |  |  |  | 58330.5263 | [8 empty] | 0 | 0 | 0 | 0 | 0 | 0 | 0 | [5 empty] | 0
FL Zone 2OfficesExisting |  | XXXXXXXX | Yes | Nonequipment | Network PC Power Management | One computer and monitor attached to centralized energy management system that controls when desktop computers and monitors plugged into a network power down to lower power states. | One computer and monitor, manually controlled | Commercial | Existing | Offices | FL Zone 2 | Office Equipment |  |  | 0 | Per Computer Connected | [7 empty] | 5845.5124 | 2542.9658 | 3302.5466 | 0.56497 |  | 5 |  |  |  | 3302.5466 | [8 empty] | 0 | 0 | 0 | 0 | 0 | 0 | 0 | [5 empty] | 0
FL Zone 2RestaurantsExisting |  | XXXXXXXX | Yes | Nonequipment | Network PC Power Management | One computer and monitor attached to centralized energy management system that controls when desktop computers and monitors plugged into a network power down to lower power states. | One computer and monitor, manually controlled | Commercial | Existing | Restaurants | FL Zone 2 | Office Equipment |  |  | 0 | Per Computer Connected | [7 empty] | 5635.3397 | 2451.5346 | 3183.805 | 0.56497 |  | 5 |  |  |  | 3183.805 | [8 empty] | 0 | 0 | 0 | 0 | 0 | 0 | 0 | [5 empty] | 0
FL Zone 2RetailExisting |  | XXXXXXXX | Yes | Nonequipment | Network PC Power Management | One computer and monitor attached to centralized energy management system that controls when desktop computers and monitors plugged into a network power down to lower power states. | One computer and monitor, manually controlled | Commercial | Existing | Retail | FL Zone 2 | Office Equipment |  |  | 0 | Per Computer Connected | [7 empty] | 2549.8498 | 1109.2579 | 1440.5919 | 0.56497 |  | 5 |  |  |  | 1440.5919 | [8 empty] | 0 | 0 | 0 | 0 | 0 | 0 | 0 | [5 empty] | 0
FL Zone 2Schools K-12Existing |  | XXXXXXXX | Yes | Nonequipment | Network PC Power Management | One computer and monitor attached to centralized energy management system that controls when desktop computers and monitors plugged into a network power down to lower power states. | One computer and monitor, manually controlled | Commercial | Existing | Schools K-12 | FL Zone 2 | Office Equipment |  |  | 0 | Per Computer Connected | [7 empty] | 8485.4686 | 3691.4226 | 4794.046 | 0.56497 |  | 5 |  |  |  | 4794.046 | [8 empty] | 0 | 0 | 0 | 0 | 0 | 0 | 0 | [5 empty] | 0
FL Zone 2WarehouseExisting |  | XXXXXXXX | Yes | Nonequipment | Network PC Power Management | One computer and monitor attached to centralized energy management system that controls when desktop computers and monitors plugged into a network power down to lower power states. | One computer and monitor, manually controlled | Commercial | Existing | Warehouse | FL Zone 2 | Office Equipment |  |  | 0 | Per Computer Connected | [7 empty] | 693.059 | 301.5006 | 391.5584 | 0.56497 |  | 5 |  |  |  | 391.5584 | [8 empty] | 0 | 0 | 0 | 0 | 0 | 0 | 0 | [5 empty] | 0
FL Zone 2AssemblyNew |  | XXXXXXXX | Yes | Nonequipment | Network PC Power Management | One computer and monitor attached to centralized energy management system that controls when desktop computers and monitors plugged into a network power down to lower power states. | One computer and monitor, manually controlled | Commercial | New | Assembly | FL Zone 2 | Office Equipment |  |  | 0 | Per Computer Connected | [7 empty] | 4709.9802 | 2048.9767 | 2661.0035 | 0.56497 |  | 5 |  |  |  | 2661.0035 | [8 empty] | 0 | 0 | 0 | 0 | 0 | 0 | 0 | [5 empty] | 0
FL Zone 2College and UniversityNew |  | XXXXXXXX | Yes | Nonequipment | Network PC Power Management | One computer and monitor attached to centralized energy management system that controls when desktop computers and monitors plugged into a network power down to lower power states. | One computer and monitor, manually controlled | Commercial | New | College and University | FL Zone 2 | Office Equipment |  |  | 0 | Per Computer Connected | [7 empty] | 12376.3686 | 5384.0759 | 6992.2928 | 0.56497 |  | 5 |  |  |  | 6992.2928 | [8 empty] | 0 | 0 | 0 | 0 | 0 | 0 | 0 | [5 empty] | 0
FL Zone 2GroceryNew |  | XXXXXXXX | Yes | Nonequipment | Network PC Power Management | One computer and monitor attached to centralized energy management system that controls when desktop computers and monitors plugged into a network power down to lower power states. | One computer and monitor, manually controlled | Commercial | New | Grocery | FL Zone 2 | Office Equipment |  |  | 0 | Per Computer Connected | [7 empty] | 5993.5979 | 2607.3872 | 3386.2106 | 0.56497 |  | 5 |  |  |  | 3386.2106 | [8 empty] | 0 | 0 | 0 | 0 | 0 | 0 | 0 | [5 empty] | 0
FL Zone 2HealthcareNew |  | XXXXXXXX | Yes | Nonequipment | Network PC Power Management | One computer and monitor attached to centralized energy management system that controls when desktop computers and monitors plugged into a network power down to lower power states. | One computer and monitor, manually controlled | Commercial | New | Healthcare | FL Zone 2 | Office Equipment |  |  | 0 | Per Computer Connected | [7 empty] | 8423.3288 | 3664.39 | 4758.9388 | 0.56497 |  | 5 |  |  |  | 4758.9388 | [8 empty] | 0 | 0 | 0 | 0 | 0 | 0 | 0 | [5 empty] | 0
FL Zone 2HospitalsNew |  | XXXXXXXX | Yes | Nonequipment | Network PC Power Management | One computer and monitor attached to centralized energy management system that controls when desktop computers and monitors plugged into a network power down to lower power states. | One computer and monitor, manually controlled | Commercial | New | Hospitals | FL Zone 2 | Office Equipment |  |  | 0 | Per Computer Connected | [7 empty] | 73884.6412 | 32141.9412 | 41742.7 | 0.56497 |  | 5 |  |  |  | 41742.7 | [8 empty] | 0 | 0 | 0 | 0 | 0 | 0 | 0 | [5 empty] | 0
FL Zone 2InstitutionalNew |  | XXXXXXXX | Yes | Nonequipment | Network PC Power Management | One computer and monitor attached to centralized energy management system that controls when desktop computers and monitors plugged into a network power down to lower power states. | One computer and monitor, manually controlled | Commercial | New | Institutional | FL Zone 2 | Office Equipment |  |  | 0 | Per Computer Connected | [7 empty] | 7689.4506 | 3345.1319 | 4344.3187 | 0.56497 |  | 5 |  |  |  | 4344.3187 | [8 empty] | 0 | 0 | 0 | 0 | 0 | 0 | 0 | [5 empty] | 0
FL Zone 2Lodging/HospitalityNew |  | XXXXXXXX | Yes | Nonequipment | Network PC Power Management | One computer and monitor attached to centralized energy management system that controls when desktop computers and monitors plugged into a network power down to lower power states. | One computer and monitor, manually controlled | Commercial | New | Lodging/Hospitality | FL Zone 2 | Office Equipment |  |  | 0 | Per Computer Connected | [7 empty] | 6916.3419 | 3008.8074 | 3907.5345 | 0.56497 |  | 5 |  |  |  | 3907.5345 | [8 empty] | 0 | 0 | 0 | 0 | 0 | 0 | 0 | [5 empty] | 0
FL Zone 2MiscellaneousNew |  | XXXXXXXX | Yes | Nonequipment | Network PC Power Management | One computer and monitor attached to centralized energy management system that controls when desktop computers and monitors plugged into a network power down to lower power states. | One computer and monitor, manually controlled | Commercial | New | Miscellaneous | FL Zone 2 | Office Equipment |  |  | 0 | Per Computer Connected | [7 empty] | 103245.1184 | 44914.5922 | 58330.5263 | 0.56497 |  | 5 |  |  |  | 58330.5263 | [8 empty] | 0 | 0 | 0 | 0 | 0 | 0 | 0 | [5 empty] | 0
FL Zone 2OfficesNew |  | XXXXXXXX | Yes | Nonequipment | Network PC Power Management | One computer and monitor attached to centralized energy management system that controls when desktop computers and monitors plugged into a network power down to lower power states. | One computer and monitor, manually controlled | Commercial | New | Offices | FL Zone 2 | Office Equipment |  |  | 0 | Per Computer Connected | [7 empty] | 5845.5124 | 2542.9658 | 3302.5466 | 0.56497 |  | 5 |  |  |  | 3302.5466 | [8 empty] | 0 | 0 | 0 | 0 | 0 | 0 | 0 | [5 empty] | 0
FL Zone 2RestaurantsNew |  | XXXXXXXX | Yes | Nonequipment | Network PC Power Management | One computer and monitor attached to centralized energy management system that controls when desktop computers and monitors plugged into a network power down to lower power states. | One computer and monitor, manually controlled | Commercial | New | Restaurants | FL Zone 2 | Office Equipment |  |  | 0 | Per Computer Connected | [7 empty] | 5635.3397 | 2451.5346 | 3183.805 | 0.56497 |  | 5 |  |  |  | 3183.805 | [8 empty] | 0 | 0 | 0 | 0 | 0 | 0 | 0 | [5 empty] | 0
FL Zone 2RetailNew |  | XXXXXXXX | Yes | Nonequipment | Network PC Power Management | One computer and monitor attached to centralized energy management system that controls when desktop computers and monitors plugged into a network power down to lower power states. | One computer and monitor, manually controlled | Commercial | New | Retail | FL Zone 2 | Office Equipment |  |  | 0 | Per Computer Connected | [7 empty] | 2549.8498 | 1109.2579 | 1440.5919 | 0.56497 |  | 5 |  |  |  | 1440.5919 | [8 empty] | 0 | 0 | 0 | 0 | 0 | 0 | 0 | [5 empty] | 0
FL Zone 2Schools K-12New |  | XXXXXXXX | Yes | Nonequipment | Network PC Power Management | One computer and monitor attached to centralized energy management system that controls when desktop computers and monitors plugged into a network power down to lower power states. | One computer and monitor, manually controlled | Commercial | New | Schools K-12 | FL Zone 2 | Office Equipment |  |  | 0 | Per Computer Connected | [7 empty] | 8485.4686 | 3691.4226 | 4794.046 | 0.56497 |  | 5 |  |  |  | 4794.046 | [8 empty] | 0 | 0 | 0 | 0 | 0 | 0 | 0 | [5 empty] | 0
FL Zone 2WarehouseNew |  | XXXXXXXX | Yes | Nonequipment | Network PC Power Management | One computer and monitor attached to centralized energy management system that controls when desktop computers and monitors plugged into a network power down to lower power states. | One computer and monitor, manually controlled | Commercial | New | Warehouse | FL Zone 2 | Office Equipment |  |  | 0 | Per Computer Connected | [7 empty] | 693.059 | 301.5006 | 391.5584 | 0.56497 |  | 5 |  |  |  | 391.5584 | [8 empty] | 0 | 0 | 0 | 0 | 0 | 0 | 0 | [5 empty] | 0
FL Zone 2AssemblyExisting |  | XXXXXXXX | Yes | Nonequipment | Night Covers for Display Cases | One Open Vertical Case with Night Covers | One Existing Open Vertical Case, No Night Covers | Commercial | Existing | Assembly | FL Zone 2 | Refrigeration |  |  | 0 | Per End Use Consumption | [7 empty] | 5505.4167 | 5402.1048 | 103.3118 | 0.018765 |  | 5 |  |  |  | 103.3118 | [8 empty] | 0 | 0 | 0 | 0 | 0 | 0 | 0 | [5 empty] | 0
FL Zone 2College and UniversityExisting |  | XXXXXXXX | Yes | Nonequipment | Night Covers for Display Cases | One Open Vertical Case with Night Covers | One Existing Open Vertical Case, No Night Covers | Commercial | Existing | College and University | FL Zone 2 | Refrigeration |  |  | 0 | Per End Use Consumption | [7 empty] | 5505.4167 | 5402.1048 | 103.3118 | 0.018765 |  | 5 |  |  |  | 103.3118 | [8 empty] | 0 | 0 | 0 | 0 | 0 | 0 | 0 | [5 empty] | 0
FL Zone 2GroceryExisting |  | XXXXXXXX | Yes | Nonequipment | Night Covers for Display Cases | One Open Vertical Case with Night Covers | One Existing Open Vertical Case, No Night Covers | Commercial | Existing | Grocery | FL Zone 2 | Refrigeration |  |  | 0 | Per End Use Consumption | [7 empty] | 5505.4167 | 5402.1048 | 103.3118 | 0.018765 |  | 5 |  |  |  | 103.3118 | [8 empty] | 0 | 0 | 0 | 0 | 0 | 0 | 0 | [5 empty] | 0
FL Zone 2HealthcareExisting |  | XXXXXXXX | Yes | Nonequipment | Night Covers for Display Cases | One Open Vertical Case with Night Covers | One Existing Open Vertical Case, No Night Covers | Commercial | Existing | Healthcare | FL Zone 2 | Refrigeration |  |  | 0 | Per End Use Consumption | [7 empty] | 5505.4167 | 5402.1048 | 103.3118 | 0.018765 |  | 5 |  |  |  | 103.3118 | [8 empty] | 0 | 0 | 0 | 0 | 0 | 0 | 0 | [5 empty] | 0
FL Zone 2HospitalsExisting |  | XXXXXXXX | Yes | Nonequipment | Night Covers for Display Cases | One Open Vertical Case with Night Covers | One Existing Open Vertical Case, No Night Covers | Commercial | Existing | Hospitals | FL Zone 2 | Refrigeration |  |  | 0 | Per End Use Consumption | [7 empty] | 5505.4167 | 5402.1048 | 103.3118 | 0.018765 |  | 5 |  |  |  | 103.3118 | [8 empty] | 0 | 0 | 0 | 0 | 0 | 0 | 0 | [5 empty] | 0
FL Zone 2InstitutionalExisting |  | XXXXXXXX | Yes | Nonequipment | Night Covers for Display Cases | One Open Vertical Case with Night Covers | One Existing Open Vertical Case, No Night Covers | Commercial | Existing | Institutional | FL Zone 2 | Refrigeration |  |  | 0 | Per End Use Consumption | [7 empty] | 5505.4167 | 5402.1048 | 103.3118 | 0.018765 |  | 5 |  |  |  | 103.3118 | [8 empty] | 0 | 0 | 0 | 0 | 0 | 0 | 0 | [5 empty] | 0
FL Zone 2Lodging/HospitalityExisting |  | XXXXXXXX | Yes | Nonequipment | Night Covers for Display Cases | One Open Vertical Case with Night Covers | One Existing Open Vertical Case, No Night Covers | Commercial | Existing | Lodging/Hospitality | FL Zone 2 | Refrigeration |  |  | 0 | Per End Use Consumption | [7 empty] | 5505.4167 | 5402.1048 | 103.3118 | 0.018765 |  | 5 |  |  |  | 103.3118 | [8 empty] | 0 | 0 | 0 | 0 | 0 | 0 | 0 | [5 empty] | 0
FL Zone 2MiscellaneousExisting |  | XXXXXXXX | Yes | Nonequipment | Night Covers for Display Cases | One Open Vertical Case with Night Covers | One Existing Open Vertical Case, No Night Covers | Commercial | Existing | Miscellaneous | FL Zone 2 | Refrigeration |  |  | 0 | Per End Use Consumption | [7 empty] | 5505.4167 | 5402.1048 | 103.3118 | 0.018765 |  | 5 |  |  |  | 103.3118 | [8 empty] | 0 | 0 | 0 | 0 | 0 | 0 | 0 | [5 empty] | 0
FL Zone 2OfficesExisting |  | XXXXXXXX | Yes | Nonequipment | Night Covers for Display Cases | One Open Vertical Case with Night Covers | One Existing Open Vertical Case, No Night Covers | Commercial | Existing | Offices | FL Zone 2 | Refrigeration |  |  | 0 | Per End Use Consumption | [7 empty] | 5505.4167 | 5402.1048 | 103.3118 | 0.018765 |  | 5 |  |  |  | 103.3118 | [8 empty] | 0 | 0 | 0 | 0 | 0 | 0 | 0 | [5 empty] | 0
FL Zone 2RestaurantsExisting |  | XXXXXXXX | Yes | Nonequipment | Night Covers for Display Cases | One Open Vertical Case with Night Covers | One Existing Open Vertical Case, No Night Covers | Commercial | Existing | Restaurants | FL Zone 2 | Refrigeration |  |  | 0 | Per End Use Consumption | [7 empty] | 5505.4167 | 5402.1048 | 103.3118 | 0.018765 |  | 5 |  |  |  | 103.3118 | [8 empty] | 0 | 0 | 0 | 0 | 0 | 0 | 0 | [5 empty] | 0
FL Zone 2RetailExisting |  | XXXXXXXX | Yes | Nonequipment | Night Covers for Display Cases | One Open Vertical Case with Night Covers | One Existing Open Vertical Case, No Night Covers | Commercial | Existing | Retail | FL Zone 2 | Refrigeration |  |  | 0 | Per End Use Consumption | [7 empty] | 5505.4167 | 5402.1048 | 103.3118 | 0.018765 |  | 5 |  |  |  | 103.3118 | [8 empty] | 0 | 0 | 0 | 0 | 0 | 0 | 0 | [5 empty] | 0
FL Zone 2Schools K-12Existing |  | XXXXXXXX | Yes | Nonequipment | Night Covers for Display Cases | One Open Vertical Case with Night Covers | One Existing Open Vertical Case, No Night Covers | Commercial | Existing | Schools K-12 | FL Zone 2 | Refrigeration |  |  | 0 | Per End Use Consumption | [7 empty] | 5505.4167 | 5402.1048 | 103.3118 | 0.018765 |  | 5 |  |  |  | 103.3118 | [8 empty] | 0 | 0 | 0 | 0 | 0 | 0 | 0 | [5 empty] | 0
FL Zone 2WarehouseExisting |  | XXXXXXXX | Yes | Nonequipment | Night Covers for Display Cases | One Open Vertical Case with Night Covers | One Existing Open Vertical Case, No Night Covers | Commercial | Existing | Warehouse | FL Zone 2 | Refrigeration |  |  | 0 | Per End Use Consumption | [7 empty] | 5505.4167 | 5402.1048 | 103.3118 | 0.018765 |  | 5 |  |  |  | 103.3118 | [8 empty] | 0 | 0 | 0 | 0 | 0 | 0 | 0 | [5 empty] | 0
FL Zone 2AssemblyNew |  | XXXXXXXX | Yes | Nonequipment | Night Covers for Display Cases | One Open Vertical Case with Night Covers | N/A - Retrofit Only | Commercial | New | Assembly | FL Zone 2 | Refrigeration |  |  | 0 | Per End Use Consumption | [7 empty] | 5505.4167 | 5402.1048 | 103.3118 | 0.018765 |  | 5 |  |  |  | 103.3118 | [8 empty] | 0 | 0 | 0 | 0 | 0 | 0 | 0 | [5 empty] | 0
FL Zone 2College and UniversityNew |  | XXXXXXXX | Yes | Nonequipment | Night Covers for Display Cases | One Open Vertical Case with Night Covers | N/A - Retrofit Only | Commercial | New | College and University | FL Zone 2 | Refrigeration |  |  | 0 | Per End Use Consumption | [7 empty] | 5505.4167 | 5402.1048 | 103.3118 | 0.018765 |  | 5 |  |  |  | 103.3118 | [8 empty] | 0 | 0 | 0 | 0 | 0 | 0 | 0 | [5 empty] | 0
FL Zone 2GroceryNew |  | XXXXXXXX | Yes | Nonequipment | Night Covers for Display Cases | One Open Vertical Case with Night Covers | N/A - Retrofit Only | Commercial | New | Grocery | FL Zone 2 | Refrigeration |  |  | 0 | Per End Use Consumption | [7 empty] | 5505.4167 | 5402.1048 | 103.3118 | 0.018765 |  | 5 |  |  |  | 103.3118 | [8 empty] | 0 | 0 | 0 | 0 | 0 | 0 | 0 | [5 empty] | 0
FL Zone 2HealthcareNew |  | XXXXXXXX | Yes | Nonequipment | Night Covers for Display Cases | One Open Vertical Case with Night Covers | N/A - Retrofit Only | Commercial | New | Healthcare | FL Zone 2 | Refrigeration |  |  | 0 | Per End Use Consumption | [7 empty] | 5505.4167 | 5402.1048 | 103.3118 | 0.018765 |  | 5 |  |  |  | 103.3118 | [8 empty] | 0 | 0 | 0 | 0 | 0 | 0 | 0 | [5 empty] | 0
FL Zone 2HospitalsNew |  | XXXXXXXX | Yes | Nonequipment | Night Covers for Display Cases | One Open Vertical Case with Night Covers | N/A - Retrofit Only | Commercial | New | Hospitals | FL Zone 2 | Refrigeration |  |  | 0 | Per End Use Consumption | [7 empty] | 5505.4167 | 5402.1048 | 103.3118 | 0.018765 |  | 5 |  |  |  | 103.3118 | [8 empty] | 0 | 0 | 0 | 0 | 0 | 0 | 0 | [5 empty] | 0
FL Zone 2InstitutionalNew |  | XXXXXXXX | Yes | Nonequipment | Night Covers for Display Cases | One Open Vertical Case with Night Covers | N/A - Retrofit Only | Commercial | New | Institutional | FL Zone 2 | Refrigeration |  |  | 0 | Per End Use Consumption | [7 empty] | 5505.4167 | 5402.1048 | 103.3118 | 0.018765 |  | 5 |  |  |  | 103.3118 | [8 empty] | 0 | 0 | 0 | 0 | 0 | 0 | 0 | [5 empty] | 0
FL Zone 2Lodging/HospitalityNew |  | XXXXXXXX | Yes | Nonequipment | Night Covers for Display Cases | One Open Vertical Case with Night Covers | N/A - Retrofit Only | Commercial | New | Lodging/Hospitality | FL Zone 2 | Refrigeration |  |  | 0 | Per End Use Consumption | [7 empty] | 5505.4167 | 5402.1048 | 103.3118 | 0.018765 |  | 5 |  |  |  | 103.3118 | [8 empty] | 0 | 0 | 0 | 0 | 0 | 0 | 0 | [5 empty] | 0
FL Zone 2MiscellaneousNew |  | XXXXXXXX | Yes | Nonequipment | Night Covers for Display Cases | One Open Vertical Case with Night Covers | N/A - Retrofit Only | Commercial | New | Miscellaneous | FL Zone 2 | Refrigeration |  |  | 0 | Per End Use Consumption | [7 empty] | 5505.4167 | 5402.1048 | 103.3118 | 0.018765 |  | 5 |  |  |  | 103.3118 | [8 empty] | 0 | 0 | 0 | 0 | 0 | 0 | 0 | [5 empty] | 0
FL Zone 2OfficesNew |  | XXXXXXXX | Yes | Nonequipment | Night Covers for Display Cases | One Open Vertical Case with Night Covers | N/A - Retrofit Only | Commercial | New | Offices | FL Zone 2 | Refrigeration |  |  | 0 | Per End Use Consumption | [7 empty] | 5505.4167 | 5402.1048 | 103.3118 | 0.018765 |  | 5 |  |  |  | 103.3118 | [8 empty] | 0 | 0 | 0 | 0 | 0 | 0 | 0 | [5 empty] | 0
FL Zone 2RestaurantsNew |  | XXXXXXXX | Yes | Nonequipment | Night Covers for Display Cases | One Open Vertical Case with Night Covers | N/A - Retrofit Only | Commercial | New | Restaurants | FL Zone 2 | Refrigeration |  |  | 0 | Per End Use Consumption | [7 empty] | 5505.4167 | 5402.1048 | 103.3118 | 0.018765 |  | 5 |  |  |  | 103.3118 | [8 empty] | 0 | 0 | 0 | 0 | 0 | 0 | 0 | [5 empty] | 0
FL Zone 2RetailNew |  | XXXXXXXX | Yes | Nonequipment | Night Covers for Display Cases | One Open Vertical Case with Night Covers | N/A - Retrofit Only | Commercial | New | Retail | FL Zone 2 | Refrigeration |  |  | 0 | Per End Use Consumption | [7 empty] | 5505.4167 | 5402.1048 | 103.3118 | 0.018765 |  | 5 |  |  |  | 103.3118 | [8 empty] | 0 | 0 | 0 | 0 | 0 | 0 | 0 | [5 empty] | 0
FL Zone 2Schools K-12New |  | XXXXXXXX | Yes | Nonequipment | Night Covers for Display Cases | One Open Vertical Case with Night Covers | N/A - Retrofit Only | Commercial | New | Schools K-12 | FL Zone 2 | Refrigeration |  |  | 0 | Per End Use Consumption | [7 empty] | 5505.4167 | 5402.1048 | 103.3118 | 0.018765 |  | 5 |  |  |  | 103.3118 | [8 empty] | 0 | 0 | 0 | 0 | 0 | 0 | 0 | [5 empty] | 0
FL Zone 2WarehouseNew |  | XXXXXXXX | Yes | Nonequipment | Night Covers for Display Cases | One Open Vertical Case with Night Covers | N/A - Retrofit Only | Commercial | New | Warehouse | FL Zone 2 | Refrigeration |  |  | 0 | Per End Use Consumption | [7 empty] | 5505.4167 | 5402.1048 | 103.3118 | 0.018765 |  | 5 |  |  |  | 103.3118 | [8 empty] | 0 | 0 | 0 | 0 | 0 | 0 | 0 | [5 empty] | 0
FL Zone 2AssemblyExisting |  | XXXXXXXX | Yes | Nonequipment | Outdoor Lighting Controls | Install Exterior Photocell Dimming Controls, 500 Watts Controlled | 500 Watts of Lighting, Manually Controlled | Commercial | Existing | Assembly | FL Zone 2 | Exterior Lighting |  |  | 0 | Per End Use Consumption | [7 empty] | 2009 | 1446.48 | 562.52 | 0.28 |  | 8 |  |  |  | 562.52 | [8 empty] | 0 | 0 | 0 | 0 | 0 | 0 | 0 | [5 empty] | 0
FL Zone 2College and UniversityExisting |  | XXXXXXXX | Yes | Nonequipment | Outdoor Lighting Controls | Install Exterior Photocell Dimming Controls, 500 Watts Controlled | 500 Watts of Lighting, Manually Controlled | Commercial | Existing | College and University | FL Zone 2 | Exterior Lighting |  |  | 0 | Per End Use Consumption | [7 empty] | 2009 | 1446.48 | 562.52 | 0.28 |  | 8 |  |  |  | 562.52 | [8 empty] | 0 | 0 | 0 | 0 | 0 | 0 | 0 | [5 empty] | 0
FL Zone 2GroceryExisting |  | XXXXXXXX | Yes | Nonequipment | Outdoor Lighting Controls | Install Exterior Photocell Dimming Controls, 500 Watts Controlled | 500 Watts of Lighting, Manually Controlled | Commercial | Existing | Grocery | FL Zone 2 | Exterior Lighting |  |  | 0 | Per End Use Consumption | [7 empty] | 2009 | 1446.48 | 562.52 | 0.28 |  | 8 |  |  |  | 562.52 | [8 empty] | 0 | 0 | 0 | 0 | 0 | 0 | 0 | [5 empty] | 0
FL Zone 2HealthcareExisting |  | XXXXXXXX | Yes | Nonequipment | Outdoor Lighting Controls | Install Exterior Photocell Dimming Controls, 500 Watts Controlled | 500 Watts of Lighting, Manually Controlled | Commercial | Existing | Healthcare | FL Zone 2 | Exterior Lighting |  |  | 0 | Per End Use Consumption | [7 empty] | 2009 | 1446.48 | 562.52 | 0.28 |  | 8 |  |  |  | 562.52 | [8 empty] | 0 | 0 | 0 | 0 | 0 | 0 | 0 | [5 empty] | 0
FL Zone 2HospitalsExisting |  | XXXXXXXX | Yes | Nonequipment | Outdoor Lighting Controls | Install Exterior Photocell Dimming Controls, 500 Watts Controlled | 500 Watts of Lighting, Manually Controlled | Commercial | Existing | Hospitals | FL Zone 2 | Exterior Lighting |  |  | 0 | Per End Use Consumption | [7 empty] | 2009 | 1446.48 | 562.52 | 0.28 |  | 8 |  |  |  | 562.52 | [8 empty] | 0 | 0 | 0 | 0 | 0 | 0 | 0 | [5 empty] | 0
FL Zone 2InstitutionalExisting |  | XXXXXXXX | Yes | Nonequipment | Outdoor Lighting Controls | Install Exterior Photocell Dimming Controls, 500 Watts Controlled | 500 Watts of Lighting, Manually Controlled | Commercial | Existing | Institutional | FL Zone 2 | Exterior Lighting |  |  | 0 | Per End Use Consumption | [7 empty] | 2009 | 1446.48 | 562.52 | 0.28 |  | 8 |  |  |  | 562.52 | [8 empty] | 0 | 0 | 0 | 0 | 0 | 0 | 0 | [5 empty] | 0
FL Zone 2Lodging/HospitalityExisting |  | XXXXXXXX | Yes | Nonequipment | Outdoor Lighting Controls | Install Exterior Photocell Dimming Controls, 500 Watts Controlled | 500 Watts of Lighting, Manually Controlled | Commercial | Existing | Lodging/Hospitality | FL Zone 2 | Exterior Lighting |  |  | 0 | Per End Use Consumption | [7 empty] | 2009 | 1446.48 | 562.52 | 0.28 |  | 8 |  |  |  | 562.52 | [8 empty] | 0 | 0 | 0 | 0 | 0 | 0 | 0 | [5 empty] | 0
FL Zone 2MiscellaneousExisting |  | XXXXXXXX | Yes | Nonequipment | Outdoor Lighting Controls | Install Exterior Photocell Dimming Controls, 500 Watts Controlled | 500 Watts of Lighting, Manually Controlled | Commercial | Existing | Miscellaneous | FL Zone 2 | Exterior Lighting |  |  | 0 | Per End Use Consumption | [7 empty] | 2009 | 1446.48 | 562.52 | 0.28 |  | 8 |  |  |  | 562.52 | [8 empty] | 0 | 0 | 0 | 0 | 0 | 0 | 0 | [5 empty] | 0
FL Zone 2OfficesExisting |  | XXXXXXXX | Yes | Nonequipment | Outdoor Lighting Controls | Install Exterior Photocell Dimming Controls, 500 Watts Controlled | 500 Watts of Lighting, Manually Controlled | Commercial | Existing | Offices | FL Zone 2 | Exterior Lighting |  |  | 0 | Per End Use Consumption | [7 empty] | 2009 | 1446.48 | 562.52 | 0.28 |  | 8 |  |  |  | 562.52 | [8 empty] | 0 | 0 | 0 | 0 | 0 | 0 | 0 | [5 empty] | 0
FL Zone 2RestaurantsExisting |  | XXXXXXXX | Yes | Nonequipment | Outdoor Lighting Controls | Install Exterior Photocell Dimming Controls, 500 Watts Controlled | 500 Watts of Lighting, Manually Controlled | Commercial | Existing | Restaurants | FL Zone 2 | Exterior Lighting |  |  | 0 | Per End Use Consumption | [7 empty] | 2009 | 1446.48 | 562.52 | 0.28 |  | 8 |  |  |  | 562.52 | [8 empty] | 0 | 0 | 0 | 0 | 0 | 0 | 0 | [5 empty] | 0
FL Zone 2RetailExisting |  | XXXXXXXX | Yes | Nonequipment | Outdoor Lighting Controls | Install Exterior Photocell Dimming Controls, 500 Watts Controlled | 500 Watts of Lighting, Manually Controlled | Commercial | Existing | Retail | FL Zone 2 | Exterior Lighting |  |  | 0 | Per End Use Consumption | [7 empty] | 2009 | 1446.48 | 562.52 | 0.28 |  | 8 |  |  |  | 562.52 | [8 empty] | 0 | 0 | 0 | 0 | 0 | 0 | 0 | [5 empty] | 0
FL Zone 2Schools K-12Existing |  | XXXXXXXX | Yes | Nonequipment | Outdoor Lighting Controls | Install Exterior Photocell Dimming Controls, 500 Watts Controlled | 500 Watts of Lighting, Manually Controlled | Commercial | Existing | Schools K-12 | FL Zone 2 | Exterior Lighting |  |  | 0 | Per End Use Consumption | [7 empty] | 2009 | 1446.48 | 562.52 | 0.28 |  | 8 |  |  |  | 562.52 | [8 empty] | 0 | 0 | 0 | 0 | 0 | 0 | 0 | [5 empty] | 0
FL Zone 2WarehouseExisting |  | XXXXXXXX | Yes | Nonequipment | Outdoor Lighting Controls | Install Exterior Photocell Dimming Controls, 500 Watts Controlled | 500 Watts of Lighting, Manually Controlled | Commercial | Existing | Warehouse | FL Zone 2 | Exterior Lighting |  |  | 0 | Per End Use Consumption | [7 empty] | 2009 | 1446.48 | 562.52 | 0.28 |  | 8 |  |  |  | 562.52 | [8 empty] | 0 | 0 | 0 | 0 | 0 | 0 | 0 | [5 empty] | 0
FL Zone 2AssemblyNew |  | XXXXXXXX | Yes | Nonequipment | Outdoor Lighting Controls | Install Exterior Photocell Dimming Controls, 500 Watts Controlled | 500 Watts of Lighting, Manually Controlled | Commercial | New | Assembly | FL Zone 2 | Exterior Lighting |  |  | 0 | Per End Use Consumption | [7 empty] | 2009 | 1446.48 | 562.52 | 0.28 |  | 8 |  |  |  | 562.52 | [8 empty] | 0 | 0 | 0 | 0 | 0 | 0 | 0 | [5 empty] | 0
FL Zone 2College and UniversityNew |  | XXXXXXXX | Yes | Nonequipment | Outdoor Lighting Controls | Install Exterior Photocell Dimming Controls, 500 Watts Controlled | 500 Watts of Lighting, Manually Controlled | Commercial | New | College and University | FL Zone 2 | Exterior Lighting |  |  | 0 | Per End Use Consumption | [7 empty] | 2009 | 1446.48 | 562.52 | 0.28 |  | 8 |  |  |  | 562.52 | [8 empty] | 0 | 0 | 0 | 0 | 0 | 0 | 0 | [5 empty] | 0
FL Zone 2GroceryNew |  | XXXXXXXX | Yes | Nonequipment | Outdoor Lighting Controls | Install Exterior Photocell Dimming Controls, 500 Watts Controlled | 500 Watts of Lighting, Manually Controlled | Commercial | New | Grocery | FL Zone 2 | Exterior Lighting |  |  | 0 | Per End Use Consumption | [7 empty] | 2009 | 1446.48 | 562.52 | 0.28 |  | 8 |  |  |  | 562.52 | [8 empty] | 0 | 0 | 0 | 0 | 0 | 0 | 0 | [5 empty] | 0
FL Zone 2HealthcareNew |  | XXXXXXXX | Yes | Nonequipment | Outdoor Lighting Controls | Install Exterior Photocell Dimming Controls, 500 Watts Controlled | 500 Watts of Lighting, Manually Controlled | Commercial | New | Healthcare | FL Zone 2 | Exterior Lighting |  |  | 0 | Per End Use Consumption | [7 empty] | 2009 | 1446.48 | 562.52 | 0.28 |  | 8 |  |  |  | 562.52 | [8 empty] | 0 | 0 | 0 | 0 | 0 | 0 | 0 | [5 empty] | 0
FL Zone 2HospitalsNew |  | XXXXXXXX | Yes | Nonequipment | Outdoor Lighting Controls | Install Exterior Photocell Dimming Controls, 500 Watts Controlled | 500 Watts of Lighting, Manually Controlled | Commercial | New | Hospitals | FL Zone 2 | Exterior Lighting |  |  | 0 | Per End Use Consumption | [7 empty] | 2009 | 1446.48 | 562.52 | 0.28 |  | 8 |  |  |  | 562.52 | [8 empty] | 0 | 0 | 0 | 0 | 0 | 0 | 0 | [5 empty] | 0
FL Zone 2InstitutionalNew |  | XXXXXXXX | Yes | Nonequipment | Outdoor Lighting Controls | Install Exterior Photocell Dimming Controls, 500 Watts Controlled | 500 Watts of Lighting, Manually Controlled | Commercial | New | Institutional | FL Zone 2 | Exterior Lighting |  |  | 0 | Per End Use Consumption | [7 empty] | 2009 | 1446.48 | 562.52 | 0.28 |  | 8 |  |  |  | 562.52 | [8 empty] | 0 | 0 | 0 | 0 | 0 | 0 | 0 | [5 empty] | 0
FL Zone 2Lodging/HospitalityNew |  | XXXXXXXX | Yes | Nonequipment | Outdoor Lighting Controls | Install Exterior Photocell Dimming Controls, 500 Watts Controlled | 500 Watts of Lighting, Manually Controlled | Commercial | New | Lodging/Hospitality | FL Zone 2 | Exterior Lighting |  |  | 0 | Per End Use Consumption | [7 empty] | 2009 | 1446.48 | 562.52 | 0.28 |  | 8 |  |  |  | 562.52 | [8 empty] | 0 | 0 | 0 | 0 | 0 | 0 | 0 | [5 empty] | 0
FL Zone 2MiscellaneousNew |  | XXXXXXXX | Yes | Nonequipment | Outdoor Lighting Controls | Install Exterior Photocell Dimming Controls, 500 Watts Controlled | 500 Watts of Lighting, Manually Controlled | Commercial | New | Miscellaneous | FL Zone 2 | Exterior Lighting |  |  | 0 | Per End Use Consumption | [7 empty] | 2009 | 1446.48 | 562.52 | 0.28 |  | 8 |  |  |  | 562.52 | [8 empty] | 0 | 0 | 0 | 0 | 0 | 0 | 0 | [5 empty] | 0
FL Zone 2OfficesNew |  | XXXXXXXX | Yes | Nonequipment | Outdoor Lighting Controls | Install Exterior Photocell Dimming Controls, 500 Watts Controlled | 500 Watts of Lighting, Manually Controlled | Commercial | New | Offices | FL Zone 2 | Exterior Lighting |  |  | 0 | Per End Use Consumption | [7 empty] | 2009 | 1446.48 | 562.52 | 0.28 |  | 8 |  |  |  | 562.52 | [8 empty] | 0 | 0 | 0 | 0 | 0 | 0 | 0 | [5 empty] | 0
FL Zone 2RestaurantsNew |  | XXXXXXXX | Yes | Nonequipment | Outdoor Lighting Controls | Install Exterior Photocell Dimming Controls, 500 Watts Controlled | 500 Watts of Lighting, Manually Controlled | Commercial | New | Restaurants | FL Zone 2 | Exterior Lighting |  |  | 0 | Per End Use Consumption | [7 empty] | 2009 | 1446.48 | 562.52 | 0.28 |  | 8 |  |  |  | 562.52 | [8 empty] | 0 | 0 | 0 | 0 | 0 | 0 | 0 | [5 empty] | 0
FL Zone 2RetailNew |  | XXXXXXXX | Yes | Nonequipment | Outdoor Lighting Controls | Install Exterior Photocell Dimming Controls, 500 Watts Controlled | 500 Watts of Lighting, Manually Controlled | Commercial | New | Retail | FL Zone 2 | Exterior Lighting |  |  | 0 | Per End Use Consumption | [7 empty] | 2009 | 1446.48 | 562.52 | 0.28 |  | 8 |  |  |  | 562.52 | [8 empty] | 0 | 0 | 0 | 0 | 0 | 0 | 0 | [5 empty] | 0
FL Zone 2Schools K-12New |  | XXXXXXXX | Yes | Nonequipment | Outdoor Lighting Controls | Install Exterior Photocell Dimming Controls, 500 Watts Controlled | 500 Watts of Lighting, Manually Controlled | Commercial | New | Schools K-12 | FL Zone 2 | Exterior Lighting |  |  | 0 | Per End Use Consumption | [7 empty] | 2009 | 1446.48 | 562.52 | 0.28 |  | 8 |  |  |  | 562.52 | [8 empty] | 0 | 0 | 0 | 0 | 0 | 0 | 0 | [5 empty] | 0
FL Zone 2WarehouseNew |  | XXXXXXXX | Yes | Nonequipment | Outdoor Lighting Controls | Install Exterior Photocell Dimming Controls, 500 Watts Controlled | 500 Watts of Lighting, Manually Controlled | Commercial | New | Warehouse | FL Zone 2 | Exterior Lighting |  |  | 0 | Per End Use Consumption | [7 empty] | 2009 | 1446.48 | 562.52 | 0.28 |  | 8 |  |  |  | 562.52 | [8 empty] | 0 | 0 | 0 | 0 | 0 | 0 | 0 | [5 empty] | 0
FL Zone 2AssemblyTurnover |  | XXXXXXXX | Yes | Equipment | Premium T8 - Fixture Replacement | Reduced Wattage (28W) T8 Fixture with Low Ballast Factor | Lumen-Equivalent 32-Watt T8 Fixture | Commercial | Turnover | Assembly | FL Zone 2 | Interior Lighting | Overhead (fluorescent/LED/CFL U-shape) |  | 0 | Per Fixture | [7 empty] | 242.9645 | 212.5939 | 30.3706 | 0.125 |  | 8 |  |  |  | 30.3706 | [8 empty] | 0 | 0 | 0 | 0 | 0 | 0 | 0 | [5 empty] | 0
FL Zone 2College and UniversityTurnover |  | XXXXXXXX | Yes | Equipment | Premium T8 - Fixture Replacement | Reduced Wattage (28W) T8 Fixture with Low Ballast Factor | Lumen-Equivalent 32-Watt T8 Fixture | Commercial | Turnover | College and University | FL Zone 2 | Interior Lighting | Overhead (fluorescent/LED/CFL U-shape) |  | 0 | Per Fixture | [7 empty] | 372.3878 | 325.8394 | 46.5485 | 0.125 |  | 8 |  |  |  | 46.5485 | [8 empty] | 0 | 0 | 0 | 0 | 0 | 0 | 0 | [5 empty] | 0
FL Zone 2GroceryTurnover |  | XXXXXXXX | Yes | Equipment | Premium T8 - Fixture Replacement | Reduced Wattage (28W) T8 Fixture with Low Ballast Factor | Lumen-Equivalent 32-Watt T8 Fixture | Commercial | Turnover | Grocery | FL Zone 2 | Interior Lighting | Overhead (fluorescent/LED/CFL U-shape) |  | 0 | Per Fixture | [7 empty] | 468.3571 | 409.8125 | 58.5446 | 0.125 |  | 8 |  |  |  | 58.5446 | [8 empty] | 0 | 0 | 0 | 0 | 0 | 0 | 0 | [5 empty] | 0
FL Zone 2HealthcareTurnover |  | XXXXXXXX | Yes | Equipment | Premium T8 - Fixture Replacement | Reduced Wattage (28W) T8 Fixture with Low Ballast Factor | Lumen-Equivalent 32-Watt T8 Fixture | Commercial | Turnover | Healthcare | FL Zone 2 | Interior Lighting | Overhead (fluorescent/LED/CFL U-shape) |  | 0 | Per Fixture | [7 empty] | 424.7654 | 371.6698 | 53.0957 | 0.125 |  | 8 |  |  |  | 53.0957 | [8 empty] | 0 | 0 | 0 | 0 | 0 | 0 | 0 | [5 empty] | 0
FL Zone 2HospitalsTurnover |  | XXXXXXXX | Yes | Equipment | Premium T8 - Fixture Replacement | Reduced Wattage (28W) T8 Fixture with Low Ballast Factor | Lumen-Equivalent 32-Watt T8 Fixture | Commercial | Turnover | Hospitals | FL Zone 2 | Interior Lighting | Overhead (fluorescent/LED/CFL U-shape) |  | 0 | Per Fixture | [7 empty] | 574.633 | 502.8038 | 71.8291 | 0.125 |  | 8 |  |  |  | 71.8291 | [8 empty] | 0 | 0 | 0 | 0 | 0 | 0 | 0 | [5 empty] | 0
FL Zone 2InstitutionalTurnover |  | XXXXXXXX | Yes | Equipment | Premium T8 - Fixture Replacement | Reduced Wattage (28W) T8 Fixture with Low Ballast Factor | Lumen-Equivalent 32-Watt T8 Fixture | Commercial | Turnover | Institutional | FL Zone 2 | Interior Lighting | Overhead (fluorescent/LED/CFL U-shape) |  | 0 | Per Fixture | [7 empty] | 278.6995 | 243.8621 | 34.8374 | 0.125 |  | 8 |  |  |  | 34.8374 | [8 empty] | 0 | 0 | 0 | 0 | 0 | 0 | 0 | [5 empty] | 0
FL Zone 2Lodging/HospitalityTurnover |  | XXXXXXXX | Yes | Equipment | Premium T8 - Fixture Replacement | Reduced Wattage (28W) T8 Fixture with Low Ballast Factor | Lumen-Equivalent 32-Watt T8 Fixture | Commercial | Turnover | Lodging/Hospitality | FL Zone 2 | Interior Lighting | Overhead (fluorescent/LED/CFL U-shape) |  | 0 | Per Fixture | [7 empty] | 317.1379 | 277.4957 | 39.6422 | 0.125 |  | 8 |  |  |  | 39.6422 | [8 empty] | 0 | 0 | 0 | 0 | 0 | 0 | 0 | [5 empty] | 0
FL Zone 2MiscellaneousTurnover |  | XXXXXXXX | Yes | Equipment | Premium T8 - Fixture Replacement | Reduced Wattage (28W) T8 Fixture with Low Ballast Factor | Lumen-Equivalent 32-Watt T8 Fixture | Commercial | Turnover | Miscellaneous | FL Zone 2 | Interior Lighting | Overhead (fluorescent/LED/CFL U-shape) |  | 0 | Per Fixture | [7 empty] | 372.3878 | 325.8394 | 46.5485 | 0.125 |  | 8 |  |  |  | 46.5485 | [8 empty] | 0 | 0 | 0 | 0 | 0 | 0 | 0 | [5 empty] | 0
FL Zone 2OfficesTurnover |  | XXXXXXXX | Yes | Equipment | Premium T8 - Fixture Replacement | Reduced Wattage (28W) T8 Fixture with Low Ballast Factor | Lumen-Equivalent 32-Watt T8 Fixture | Commercial | Turnover | Offices | FL Zone 2 | Interior Lighting | Overhead (fluorescent/LED/CFL U-shape) |  | 0 | Per Fixture | [7 empty] | 274.8134 | 240.4618 | 34.3517 | 0.125 |  | 8 |  |  |  | 34.3517 | [8 empty] | 0 | 0 | 0 | 0 | 0 | 0 | 0 | [5 empty] | 0
FL Zone 2RestaurantsTurnover |  | XXXXXXXX | Yes | Equipment | Premium T8 - Fixture Replacement | Reduced Wattage (28W) T8 Fixture with Low Ballast Factor | Lumen-Equivalent 32-Watt T8 Fixture | Commercial | Turnover | Restaurants | FL Zone 2 | Interior Lighting | Overhead (fluorescent/LED/CFL U-shape) |  | 0 | Per Fixture | [7 empty] | 283.5994 | 248.1494 | 35.4499 | 0.125 |  | 8 |  |  |  | 35.4499 | [8 empty] | 0 | 0 | 0 | 0 | 0 | 0 | 0 | [5 empty] | 0
FL Zone 2RetailTurnover |  | XXXXXXXX | Yes | Equipment | Premium T8 - Fixture Replacement | Reduced Wattage (28W) T8 Fixture with Low Ballast Factor | Lumen-Equivalent 32-Watt T8 Fixture | Commercial | Turnover | Retail | FL Zone 2 | Interior Lighting | Overhead (fluorescent/LED/CFL U-shape) |  | 0 | Per Fixture | [7 empty] | 421.0483 | 368.4173 | 52.631 | 0.125 |  | 8 |  |  |  | 52.631 | [8 empty] | 0 | 0 | 0 | 0 | 0 | 0 | 0 | [5 empty] | 0
FL Zone 2Schools K-12Turnover |  | XXXXXXXX | Yes | Equipment | Premium T8 - Fixture Replacement | Reduced Wattage (28W) T8 Fixture with Low Ballast Factor | Lumen-Equivalent 32-Watt T8 Fixture | Commercial | Turnover | Schools K-12 | FL Zone 2 | Interior Lighting | Overhead (fluorescent/LED/CFL U-shape) |  | 0 | Per Fixture | [7 empty] | 200.9779 | 175.8557 | 25.1222 | 0.125 |  | 8 |  |  |  | 25.1222 | [8 empty] | 0 | 0 | 0 | 0 | 0 | 0 | 0 | [5 empty] | 0
FL Zone 2WarehouseTurnover |  | XXXXXXXX | Yes | Equipment | Premium T8 - Fixture Replacement | Reduced Wattage (28W) T8 Fixture with Low Ballast Factor | Lumen-Equivalent 32-Watt T8 Fixture | Commercial | Turnover | Warehouse | FL Zone 2 | Interior Lighting | Overhead (fluorescent/LED/CFL U-shape) |  | 0 | Per Fixture | [7 empty] | 323.0515 | 282.6701 | 40.3814 | 0.125 |  | 8 |  |  |  | 40.3814 | [8 empty] | 0 | 0 | 0 | 0 | 0 | 0 | 0 | [5 empty] | 0
FL Zone 2AssemblyNew |  | XXXXXXXX | Yes | Equipment | Premium T8 - Fixture Replacement | Reduced Wattage (28W) T8 Fixture with Low Ballast Factor | Lumen-Equivalent 32-Watt T8 Fixture | Commercial | New | Assembly | FL Zone 2 | Interior Lighting | Overhead (fluorescent/LED/CFL U-shape) |  | 0 | Per Fixture | [7 empty] | 242.9645 | 212.5939 | 30.3706 | 0.125 |  | 8 |  |  |  | 30.3706 | [8 empty] | 0 | 0 | 0 | 0 | 0 | 0 | 0 | [5 empty] | 0
FL Zone 2College and UniversityNew |  | XXXXXXXX | Yes | Equipment | Premium T8 - Fixture Replacement | Reduced Wattage (28W) T8 Fixture with Low Ballast Factor | Lumen-Equivalent 32-Watt T8 Fixture | Commercial | New | College and University | FL Zone 2 | Interior Lighting | Overhead (fluorescent/LED/CFL U-shape) |  | 0 | Per Fixture | [7 empty] | 372.3878 | 325.8394 | 46.5485 | 0.125 |  | 8 |  |  |  | 46.5485 | [8 empty] | 0 | 0 | 0 | 0 | 0 | 0 | 0 | [5 empty] | 0
FL Zone 2GroceryNew |  | XXXXXXXX | Yes | Equipment | Premium T8 - Fixture Replacement | Reduced Wattage (28W) T8 Fixture with Low Ballast Factor | Lumen-Equivalent 32-Watt T8 Fixture | Commercial | New | Grocery | FL Zone 2 | Interior Lighting | Overhead (fluorescent/LED/CFL U-shape) |  | 0 | Per Fixture | [7 empty] | 468.3571 | 409.8125 | 58.5446 | 0.125 |  | 8 |  |  |  | 58.5446 | [8 empty] | 0 | 0 | 0 | 0 | 0 | 0 | 0 | [5 empty] | 0
FL Zone 2HealthcareNew |  | XXXXXXXX | Yes | Equipment | Premium T8 - Fixture Replacement | Reduced Wattage (28W) T8 Fixture with Low Ballast Factor | Lumen-Equivalent 32-Watt T8 Fixture | Commercial | New | Healthcare | FL Zone 2 | Interior Lighting | Overhead (fluorescent/LED/CFL U-shape) |  | 0 | Per Fixture | [7 empty] | 424.7654 | 371.6698 | 53.0957 | 0.125 |  | 8 |  |  |  | 53.0957 | [8 empty] | 0 | 0 | 0 | 0 | 0 | 0 | 0 | [5 empty] | 0
FL Zone 2HospitalsNew |  | XXXXXXXX | Yes | Equipment | Premium T8 - Fixture Replacement | Reduced Wattage (28W) T8 Fixture with Low Ballast Factor | Lumen-Equivalent 32-Watt T8 Fixture | Commercial | New | Hospitals | FL Zone 2 | Interior Lighting | Overhead (fluorescent/LED/CFL U-shape) |  | 0 | Per Fixture | [7 empty] | 574.633 | 502.8038 | 71.8291 | 0.125 |  | 8 |  |  |  | 71.8291 | [8 empty] | 0 | 0 | 0 | 0 | 0 | 0 | 0 | [5 empty] | 0
FL Zone 2InstitutionalNew |  | XXXXXXXX | Yes | Equipment | Premium T8 - Fixture Replacement | Reduced Wattage (28W) T8 Fixture with Low Ballast Factor | Lumen-Equivalent 32-Watt T8 Fixture | Commercial | New | Institutional | FL Zone 2 | Interior Lighting | Overhead (fluorescent/LED/CFL U-shape) |  | 0 | Per Fixture | [7 empty] | 278.6995 | 243.8621 | 34.8374 | 0.125 |  | 8 |  |  |  | 34.8374 | [8 empty] | 0 | 0 | 0 | 0 | 0 | 0 | 0 | [5 empty] | 0
FL Zone 2Lodging/HospitalityNew |  | XXXXXXXX | Yes | Equipment | Premium T8 - Fixture Replacement | Reduced Wattage (28W) T8 Fixture with Low Ballast Factor | Lumen-Equivalent 32-Watt T8 Fixture | Commercial | New | Lodging/Hospitality | FL Zone 2 | Interior Lighting | Overhead (fluorescent/LED/CFL U-shape) |  | 0 | Per Fixture | [7 empty] | 317.1379 | 277.4957 | 39.6422 | 0.125 |  | 8 |  |  |  | 39.6422 | [8 empty] | 0 | 0 | 0 | 0 | 0 | 0 | 0 | [5 empty] | 0
FL Zone 2MiscellaneousNew |  | XXXXXXXX | Yes | Equipment | Premium T8 - Fixture Replacement | Reduced Wattage (28W) T8 Fixture with Low Ballast Factor | Lumen-Equivalent 32-Watt T8 Fixture | Commercial | New | Miscellaneous | FL Zone 2 | Interior Lighting | Overhead (fluorescent/LED/CFL U-shape) |  | 0 | Per Fixture | [7 empty] | 372.3878 | 325.8394 | 46.5485 | 0.125 |  | 8 |  |  |  | 46.5485 | [8 empty] | 0 | 0 | 0 | 0 | 0 | 0 | 0 | [5 empty] | 0
FL Zone 2OfficesNew |  | XXXXXXXX | Yes | Equipment | Premium T8 - Fixture Replacement | Reduced Wattage (28W) T8 Fixture with Low Ballast Factor | Lumen-Equivalent 32-Watt T8 Fixture | Commercial | New | Offices | FL Zone 2 | Interior Lighting | Overhead (fluorescent/LED/CFL U-shape) |  | 0 | Per Fixture | [7 empty] | 274.8134 | 240.4618 | 34.3517 | 0.125 |  | 8 |  |  |  | 34.3517 | [8 empty] | 0 | 0 | 0 | 0 | 0 | 0 | 0 | [5 empty] | 0
FL Zone 2RestaurantsNew |  | XXXXXXXX | Yes | Equipment | Premium T8 - Fixture Replacement | Reduced Wattage (28W) T8 Fixture with Low Ballast Factor | Lumen-Equivalent 32-Watt T8 Fixture | Commercial | New | Restaurants | FL Zone 2 | Interior Lighting | Overhead (fluorescent/LED/CFL U-shape) |  | 0 | Per Fixture | [7 empty] | 283.5994 | 248.1494 | 35.4499 | 0.125 |  | 8 |  |  |  | 35.4499 | [8 empty] | 0 | 0 | 0 | 0 | 0 | 0 | 0 | [5 empty] | 0
FL Zone 2RetailNew |  | XXXXXXXX | Yes | Equipment | Premium T8 - Fixture Replacement | Reduced Wattage (28W) T8 Fixture with Low Ballast Factor | Lumen-Equivalent 32-Watt T8 Fixture | Commercial | New | Retail | FL Zone 2 | Interior Lighting | Overhead (fluorescent/LED/CFL U-shape) |  | 0 | Per Fixture | [7 empty] | 421.0483 | 368.4173 | 52.631 | 0.125 |  | 8 |  |  |  | 52.631 | [8 empty] | 0 | 0 | 0 | 0 | 0 | 0 | 0 | [5 empty] | 0
FL Zone 2Schools K-12New |  | XXXXXXXX | Yes | Equipment | Premium T8 - Fixture Replacement | Reduced Wattage (28W) T8 Fixture with Low Ballast Factor | Lumen-Equivalent 32-Watt T8 Fixture | Commercial | New | Schools K-12 | FL Zone 2 | Interior Lighting | Overhead (fluorescent/LED/CFL U-shape) |  | 0 | Per Fixture | [7 empty] | 200.9779 | 175.8557 | 25.1222 | 0.125 |  | 8 |  |  |  | 25.1222 | [8 empty] | 0 | 0 | 0 | 0 | 0 | 0 | 0 | [5 empty] | 0
FL Zone 2WarehouseNew |  | XXXXXXXX | Yes | Equipment | Premium T8 - Fixture Replacement | Reduced Wattage (28W) T8 Fixture with Low Ballast Factor | Lumen-Equivalent 32-Watt T8 Fixture | Commercial | New | Warehouse | FL Zone 2 | Interior Lighting | Overhead (fluorescent/LED/CFL U-shape) |  | 0 | Per Fixture | [7 empty] | 323.0515 | 282.6701 | 40.3814 | 0.125 |  | 8 |  |  |  | 40.3814 | [8 empty] | 0 | 0 | 0 | 0 | 0 | 0 | 0 | [5 empty] | 0
FL Zone 2AssemblyTurnover |  | XXXXXXXX | Yes | Equipment | Premium T8 - Lamp Replacement | Replace Bulbs in T8 Fixture with Reduced Wattage (28W) Bulbs | 32-Watt T8 Fixture | Commercial | Turnover | Assembly | FL Zone 2 | Interior Lighting | Overhead (fluorescent/LED/CFL U-shape) |  | 0 | Per Lamp | [7 empty] | 80.9882 | 70.8646 | 10.1235 | 0.125 |  | 8 |  |  |  | 10.1235 | [8 empty] | 0 | 0 | 0 | 0 | 0 | 0 | 0 | [5 empty] | 0
FL Zone 2College and UniversityTurnover |  | XXXXXXXX | Yes | Equipment | Premium T8 - Lamp Replacement | Replace Bulbs in T8 Fixture with Reduced Wattage (28W) Bulbs | 32-Watt T8 Fixture | Commercial | Turnover | College and University | FL Zone 2 | Interior Lighting | Overhead (fluorescent/LED/CFL U-shape) |  | 0 | Per Lamp | [7 empty] | 124.1293 | 108.6131 | 15.5162 | 0.125 |  | 8 |  |  |  | 15.5162 | [8 empty] | 0 | 0 | 0 | 0 | 0 | 0 | 0 | [5 empty] | 0
FL Zone 2GroceryTurnover |  | XXXXXXXX | Yes | Equipment | Premium T8 - Lamp Replacement | Replace Bulbs in T8 Fixture with Reduced Wattage (28W) Bulbs | 32-Watt T8 Fixture | Commercial | Turnover | Grocery | FL Zone 2 | Interior Lighting | Overhead (fluorescent/LED/CFL U-shape) |  | 0 | Per Lamp | [7 empty] | 156.119 | 136.6042 | 19.5149 | 0.125 |  | 8 |  |  |  | 19.5149 | [8 empty] | 0 | 0 | 0 | 0 | 0 | 0 | 0 | [5 empty] | 0
FL Zone 2HealthcareTurnover |  | XXXXXXXX | Yes | Equipment | Premium T8 - Lamp Replacement | Replace Bulbs in T8 Fixture with Reduced Wattage (28W) Bulbs | 32-Watt T8 Fixture | Commercial | Turnover | Healthcare | FL Zone 2 | Interior Lighting | Overhead (fluorescent/LED/CFL U-shape) |  | 0 | Per Lamp | [7 empty] | 141.5885 | 123.8899 | 17.6986 | 0.125 |  | 8 |  |  |  | 17.6986 | [8 empty] | 0 | 0 | 0 | 0 | 0 | 0 | 0 | [5 empty] | 0
FL Zone 2HospitalsTurnover |  | XXXXXXXX | Yes | Equipment | Premium T8 - Lamp Replacement | Replace Bulbs in T8 Fixture with Reduced Wattage (28W) Bulbs | 32-Watt T8 Fixture | Commercial | Turnover | Hospitals | FL Zone 2 | Interior Lighting | Overhead (fluorescent/LED/CFL U-shape) |  | 0 | Per Lamp | [7 empty] | 191.5443 | 167.6013 | 23.943 | 0.125 |  | 8 |  |  |  | 23.943 | [8 empty] | 0 | 0 | 0 | 0 | 0 | 0 | 0 | [5 empty] | 0
FL Zone 2InstitutionalTurnover |  | XXXXXXXX | Yes | Equipment | Premium T8 - Lamp Replacement | Replace Bulbs in T8 Fixture with Reduced Wattage (28W) Bulbs | 32-Watt T8 Fixture | Commercial | Turnover | Institutional | FL Zone 2 | Interior Lighting | Overhead (fluorescent/LED/CFL U-shape) |  | 0 | Per Lamp | [7 empty] | 92.8998 | 81.2874 | 11.6125 | 0.125 |  | 8 |  |  |  | 11.6125 | [8 empty] | 0 | 0 | 0 | 0 | 0 | 0 | 0 | [5 empty] | 0
FL Zone 2Lodging/HospitalityTurnover |  | XXXXXXXX | Yes | Equipment | Premium T8 - Lamp Replacement | Replace Bulbs in T8 Fixture with Reduced Wattage (28W) Bulbs | 32-Watt T8 Fixture | Commercial | Turnover | Lodging/Hospitality | FL Zone 2 | Interior Lighting | Overhead (fluorescent/LED/CFL U-shape) |  | 0 | Per Lamp | [7 empty] | 105.7126 | 92.4986 | 13.2141 | 0.125 |  | 8 |  |  |  | 13.2141 | [8 empty] | 0 | 0 | 0 | 0 | 0 | 0 | 0 | [5 empty] | 0
FL Zone 2MiscellaneousTurnover |  | XXXXXXXX | Yes | Equipment | Premium T8 - Lamp Replacement | Replace Bulbs in T8 Fixture with Reduced Wattage (28W) Bulbs | 32-Watt T8 Fixture | Commercial | Turnover | Miscellaneous | FL Zone 2 | Interior Lighting | Overhead (fluorescent/LED/CFL U-shape) |  | 0 | Per Lamp | [7 empty] | 124.1293 | 108.6131 | 15.5162 | 0.125 |  | 8 |  |  |  | 15.5162 | [8 empty] | 0 | 0 | 0 | 0 | 0 | 0 | 0 | [5 empty] | 0
FL Zone 2OfficesTurnover |  | XXXXXXXX | Yes | Equipment | Premium T8 - Lamp Replacement | Replace Bulbs in T8 Fixture with Reduced Wattage (28W) Bulbs | 32-Watt T8 Fixture | Commercial | Turnover | Offices | FL Zone 2 | Interior Lighting | Overhead (fluorescent/LED/CFL U-shape) |  | 0 | Per Lamp | [7 empty] | 91.6045 | 80.1539 | 11.4506 | 0.125 |  | 8 |  |  |  | 11.4506 | [8 empty] | 0 | 0 | 0 | 0 | 0 | 0 | 0 | [5 empty] | 0
FL Zone 2RestaurantsTurnover |  | XXXXXXXX | Yes | Equipment | Premium T8 - Lamp Replacement | Replace Bulbs in T8 Fixture with Reduced Wattage (28W) Bulbs | 32-Watt T8 Fixture | Commercial | Turnover | Restaurants | FL Zone 2 | Interior Lighting | Overhead (fluorescent/LED/CFL U-shape) |  | 0 | Per Lamp | [7 empty] | 94.5331 | 82.7165 | 11.8166 | 0.125 |  | 8 |  |  |  | 11.8166 | [8 empty] | 0 | 0 | 0 | 0 | 0 | 0 | 0 | [5 empty] | 0
FL Zone 2RetailTurnover |  | XXXXXXXX | Yes | Equipment | Premium T8 - Lamp Replacement | Replace Bulbs in T8 Fixture with Reduced Wattage (28W) Bulbs | 32-Watt T8 Fixture | Commercial | Turnover | Retail | FL Zone 2 | Interior Lighting | Overhead (fluorescent/LED/CFL U-shape) |  | 0 | Per Lamp | [7 empty] | 140.3494 | 122.8058 | 17.5437 | 0.125 |  | 8 |  |  |  | 17.5437 | [8 empty] | 0 | 0 | 0 | 0 | 0 | 0 | 0 | [5 empty] | 0
FL Zone 2Schools K-12Turnover |  | XXXXXXXX | Yes | Equipment | Premium T8 - Lamp Replacement | Replace Bulbs in T8 Fixture with Reduced Wattage (28W) Bulbs | 32-Watt T8 Fixture | Commercial | Turnover | Schools K-12 | FL Zone 2 | Interior Lighting | Overhead (fluorescent/LED/CFL U-shape) |  | 0 | Per Lamp | [7 empty] | 66.9926 | 58.6186 | 8.3741 | 0.125 |  | 8 |  |  |  | 8.3741 | [8 empty] | 0 | 0 | 0 | 0 | 0 | 0 | 0 | [5 empty] | 0
FL Zone 2WarehouseTurnover |  | XXXXXXXX | Yes | Equipment | Premium T8 - Lamp Replacement | Replace Bulbs in T8 Fixture with Reduced Wattage (28W) Bulbs | 32-Watt T8 Fixture | Commercial | Turnover | Warehouse | FL Zone 2 | Interior Lighting | Overhead (fluorescent/LED/CFL U-shape) |  | 0 | Per Lamp | [7 empty] | 107.6838 | 94.2234 | 13.4605 | 0.125 |  | 8 |  |  |  | 13.4605 | [8 empty] | 0 | 0 | 0 | 0 | 0 | 0 | 0 | [5 empty] | 0
FL Zone 2AssemblyNew |  | XXXXXXXX | Yes | Equipment | Premium T8 - Lamp Replacement | Replace Bulbs in T8 Fixture with Reduced Wattage (28W) Bulbs | 32-Watt T8 Fixture | Commercial | New | Assembly | FL Zone 2 | Interior Lighting | Overhead (fluorescent/LED/CFL U-shape) |  | 0 | Per Lamp | [7 empty] | 80.9882 | 70.8646 | 10.1235 | 0.125 |  | 8 |  |  |  | 10.1235 | [8 empty] | 0 | 0 | 0 | 0 | 0 | 0 | 0 | [5 empty] | 0
FL Zone 2College and UniversityNew |  | XXXXXXXX | Yes | Equipment | Premium T8 - Lamp Replacement | Replace Bulbs in T8 Fixture with Reduced Wattage (28W) Bulbs | 32-Watt T8 Fixture | Commercial | New | College and University | FL Zone 2 | Interior Lighting | Overhead (fluorescent/LED/CFL U-shape) |  | 0 | Per Lamp | [7 empty] | 124.1293 | 108.6131 | 15.5162 | 0.125 |  | 8 |  |  |  | 15.5162 | [8 empty] | 0 | 0 | 0 | 0 | 0 | 0 | 0 | [5 empty] | 0
FL Zone 2GroceryNew |  | XXXXXXXX | Yes | Equipment | Premium T8 - Lamp Replacement | Replace Bulbs in T8 Fixture with Reduced Wattage (28W) Bulbs | 32-Watt T8 Fixture | Commercial | New | Grocery | FL Zone 2 | Interior Lighting | Overhead (fluorescent/LED/CFL U-shape) |  | 0 | Per Lamp | [7 empty] | 156.119 | 136.6042 | 19.5149 | 0.125 |  | 8 |  |  |  | 19.5149 | [8 empty] | 0 | 0 | 0 | 0 | 0 | 0 | 0 | [5 empty] | 0
FL Zone 2HealthcareNew |  | XXXXXXXX | Yes | Equipment | Premium T8 - Lamp Replacement | Replace Bulbs in T8 Fixture with Reduced Wattage (28W) Bulbs | 32-Watt T8 Fixture | Commercial | New | Healthcare | FL Zone 2 | Interior Lighting | Overhead (fluorescent/LED/CFL U-shape) |  | 0 | Per Lamp | [7 empty] | 141.5885 | 123.8899 | 17.6986 | 0.125 |  | 8 |  |  |  | 17.6986 | [8 empty] | 0 | 0 | 0 | 0 | 0 | 0 | 0 | [5 empty] | 0
FL Zone 2HospitalsNew |  | XXXXXXXX | Yes | Equipment | Premium T8 - Lamp Replacement | Replace Bulbs in T8 Fixture with Reduced Wattage (28W) Bulbs | 32-Watt T8 Fixture | Commercial | New | Hospitals | FL Zone 2 | Interior Lighting | Overhead (fluorescent/LED/CFL U-shape) |  | 0 | Per Lamp | [7 empty] | 191.5443 | 167.6013 | 23.943 | 0.125 |  | 8 |  |  |  | 23.943 | [8 empty] | 0 | 0 | 0 | 0 | 0 | 0 | 0 | [5 empty] | 0
FL Zone 2InstitutionalNew |  | XXXXXXXX | Yes | Equipment | Premium T8 - Lamp Replacement | Replace Bulbs in T8 Fixture with Reduced Wattage (28W) Bulbs | 32-Watt T8 Fixture | Commercial | New | Institutional | FL Zone 2 | Interior Lighting | Overhead (fluorescent/LED/CFL U-shape) |  | 0 | Per Lamp | [7 empty] | 92.8998 | 81.2874 | 11.6125 | 0.125 |  | 8 |  |  |  | 11.6125 | [8 empty] | 0 | 0 | 0 | 0 | 0 | 0 | 0 | [5 empty] | 0
FL Zone 2Lodging/HospitalityNew |  | XXXXXXXX | Yes | Equipment | Premium T8 - Lamp Replacement | Replace Bulbs in T8 Fixture with Reduced Wattage (28W) Bulbs | 32-Watt T8 Fixture | Commercial | New | Lodging/Hospitality | FL Zone 2 | Interior Lighting | Overhead (fluorescent/LED/CFL U-shape) |  | 0 | Per Lamp | [7 empty] | 105.7126 | 92.4986 | 13.2141 | 0.125 |  | 8 |  |  |  | 13.2141 | [8 empty] | 0 | 0 | 0 | 0 | 0 | 0 | 0 | [5 empty] | 0
FL Zone 2MiscellaneousNew |  | XXXXXXXX | Yes | Equipment | Premium T8 - Lamp Replacement | Replace Bulbs in T8 Fixture with Reduced Wattage (28W) Bulbs | 32-Watt T8 Fixture | Commercial | New | Miscellaneous | FL Zone 2 | Interior Lighting | Overhead (fluorescent/LED/CFL U-shape) |  | 0 | Per Lamp | [7 empty] | 124.1293 | 108.6131 | 15.5162 | 0.125 |  | 8 |  |  |  | 15.5162 | [8 empty] | 0 | 0 | 0 | 0 | 0 | 0 | 0 | [5 empty] | 0
FL Zone 2OfficesNew |  | XXXXXXXX | Yes | Equipment | Premium T8 - Lamp Replacement | Replace Bulbs in T8 Fixture with Reduced Wattage (28W) Bulbs | 32-Watt T8 Fixture | Commercial | New | Offices | FL Zone 2 | Interior Lighting | Overhead (fluorescent/LED/CFL U-shape) |  | 0 | Per Lamp | [7 empty] | 91.6045 | 80.1539 | 11.4506 | 0.125 |  | 8 |  |  |  | 11.4506 | [8 empty] | 0 | 0 | 0 | 0 | 0 | 0 | 0 | [5 empty] | 0
FL Zone 2RestaurantsNew |  | XXXXXXXX | Yes | Equipment | Premium T8 - Lamp Replacement | Replace Bulbs in T8 Fixture with Reduced Wattage (28W) Bulbs | 32-Watt T8 Fixture | Commercial | New | Restaurants | FL Zone 2 | Interior Lighting | Overhead (fluorescent/LED/CFL U-shape) |  | 0 | Per Lamp | [7 empty] | 94.5331 | 82.7165 | 11.8166 | 0.125 |  | 8 |  |  |  | 11.8166 | [8 empty] | 0 | 0 | 0 | 0 | 0 | 0 | 0 | [5 empty] | 0
FL Zone 2RetailNew |  | XXXXXXXX | Yes | Equipment | Premium T8 - Lamp Replacement | Replace Bulbs in T8 Fixture with Reduced Wattage (28W) Bulbs | 32-Watt T8 Fixture | Commercial | New | Retail | FL Zone 2 | Interior Lighting | Overhead (fluorescent/LED/CFL U-shape) |  | 0 | Per Lamp | [7 empty] | 140.3494 | 122.8058 | 17.5437 | 0.125 |  | 8 |  |  |  | 17.5437 | [8 empty] | 0 | 0 | 0 | 0 | 0 | 0 | 0 | [5 empty] | 0
FL Zone 2Schools K-12New |  | XXXXXXXX | Yes | Equipment | Premium T8 - Lamp Replacement | Replace Bulbs in T8 Fixture with Reduced Wattage (28W) Bulbs | 32-Watt T8 Fixture | Commercial | New | Schools K-12 | FL Zone 2 | Interior Lighting | Overhead (fluorescent/LED/CFL U-shape) |  | 0 | Per Lamp | [7 empty] | 66.9926 | 58.6186 | 8.3741 | 0.125 |  | 8 |  |  |  | 8.3741 | [8 empty] | 0 | 0 | 0 | 0 | 0 | 0 | 0 | [5 empty] | 0
FL Zone 2WarehouseNew |  | XXXXXXXX | Yes | Equipment | Premium T8 - Lamp Replacement | Replace Bulbs in T8 Fixture with Reduced Wattage (28W) Bulbs | 32-Watt T8 Fixture | Commercial | New | Warehouse | FL Zone 2 | Interior Lighting | Overhead (fluorescent/LED/CFL U-shape) |  | 0 | Per Lamp | [7 empty] | 107.6838 | 94.2234 | 13.4605 | 0.125 |  | 8 |  |  |  | 13.4605 | [8 empty] | 0 | 0 | 0 | 0 | 0 | 0 | 0 | [5 empty] | 0
FL Zone 2AssemblyExisting |  | XXXXXXXX | Yes | Nonequipment | Programmable Thermostat | Pre-set programmable thermostat that replaces manual thermostat | Standard Heating and Cooling System with Manual Thermostat | Commercial | Existing | Assembly | FL Zone 2 | Space Cooling |  |  | 0 | Per End Use Consumption | [7 empty] | 40558.1631 | 39098.0692 | 1460.0939 | 0.036 |  | 11 |  |  |  | 1460.0939 | [8 empty] | 0 | 0 | 0 | 0 | 0 | 0 | 0 | [5 empty] | 0
FL Zone 2College and UniversityExisting |  | XXXXXXXX | Yes | Nonequipment | Programmable Thermostat | Pre-set programmable thermostat that replaces manual thermostat | Standard Heating and Cooling System with Manual Thermostat | Commercial | Existing | College and University | FL Zone 2 | Space Cooling |  |  | 0 | Per End Use Consumption | [7 empty] | 242237.8979 | 233517.3336 | 8720.5643 | 0.036 |  | 11 |  |  |  | 8720.5643 | [8 empty] | 0 | 0 | 0 | 0 | 0 | 0 | 0 | [5 empty] | 0
FL Zone 2GroceryExisting |  | XXXXXXXX | Yes | Nonequipment | Programmable Thermostat | Pre-set programmable thermostat that replaces manual thermostat | Standard Heating and Cooling System with Manual Thermostat | Commercial | Existing | Grocery | FL Zone 2 | Space Cooling |  |  | 0 | Per End Use Consumption | [7 empty] | 97647.7064 | 94132.389 | 3515.3174 | 0.036 |  | 11 |  |  |  | 3515.3174 | [8 empty] | 0 | 0 | 0 | 0 | 0 | 0 | 0 | [5 empty] | 0
FL Zone 2HealthcareExisting |  | XXXXXXXX | Yes | Nonequipment | Programmable Thermostat | Pre-set programmable thermostat that replaces manual thermostat | Standard Heating and Cooling System with Manual Thermostat | Commercial | Existing | Healthcare | FL Zone 2 | Space Cooling |  |  | 0 | Per End Use Consumption | [7 empty] | 170444.4983 | 164308.4964 | 6136.0019 | 0.036 |  | 11 |  |  |  | 6136.0019 | [8 empty] | 0 | 0 | 0 | 0 | 0 | 0 | 0 | [5 empty] | 0
FL Zone 2HospitalsExisting |  | XXXXXXXX | Yes | Nonequipment | Programmable Thermostat | Pre-set programmable thermostat that replaces manual thermostat | Standard Heating and Cooling System with Manual Thermostat | Commercial | Existing | Hospitals | FL Zone 2 | Space Cooling |  |  | 0 | Per End Use Consumption | [7 empty] | 1776004.8545 | 1712068.6797 | 63936.1748 | 0.036 |  | 11 |  |  |  | 63936.1748 | [8 empty] | 0 | 0 | 0 | 0 | 0 | 0 | 0 | [5 empty] | 0
FL Zone 2InstitutionalExisting |  | XXXXXXXX | Yes | Nonequipment | Programmable Thermostat | Pre-set programmable thermostat that replaces manual thermostat | Standard Heating and Cooling System with Manual Thermostat | Commercial | Existing | Institutional | FL Zone 2 | Space Cooling |  |  | 0 | Per End Use Consumption | [7 empty] | 197035.6551 | 189942.3715 | 7093.2836 | 0.036 |  | 11 |  |  |  | 7093.2836 | [8 empty] | 0 | 0 | 0 | 0 | 0 | 0 | 0 | [5 empty] | 0
FL Zone 2Lodging/HospitalityExisting |  | XXXXXXXX | Yes | Nonequipment | Programmable Thermostat | Pre-set programmable thermostat that replaces manual thermostat | Standard Heating and Cooling System with Manual Thermostat | Commercial | Existing | Lodging/Hospitality | FL Zone 2 | Space Cooling |  |  | 0 | Per End Use Consumption | [7 empty] | 161633.0609 | 155814.2708 | 5818.7902 | 0.036 |  | 11 |  |  |  | 5818.7902 | [8 empty] | 0 | 0 | 0 | 0 | 0 | 0 | 0 | [5 empty] | 0
FL Zone 2MiscellaneousExisting |  | XXXXXXXX | Yes | Nonequipment | Programmable Thermostat | Pre-set programmable thermostat that replaces manual thermostat | Standard Heating and Cooling System with Manual Thermostat | Commercial | Existing | Miscellaneous | FL Zone 2 | Space Cooling |  |  | 0 | Per End Use Consumption | [7 empty] | 1878475.6776 | 1810850.5532 | 67625.1244 | 0.036 |  | 11 |  |  |  | 67625.1244 | [8 empty] | 0 | 0 | 0 | 0 | 0 | 0 | 0 | [5 empty] | 0
FL Zone 2OfficesExisting |  | XXXXXXXX | Yes | Nonequipment | Programmable Thermostat | Pre-set programmable thermostat that replaces manual thermostat | Standard Heating and Cooling System with Manual Thermostat | Commercial | Existing | Offices | FL Zone 2 | Space Cooling |  |  | 0 | Per End Use Consumption | [7 empty] | 140416.7794 | 135361.7753 | 5055.0041 | 0.036 |  | 11 |  |  |  | 5055.0041 | [8 empty] | 0 | 0 | 0 | 0 | 0 | 0 | 0 | [5 empty] | 0
FL Zone 2RestaurantsExisting |  | XXXXXXXX | Yes | Nonequipment | Programmable Thermostat | Pre-set programmable thermostat that replaces manual thermostat | Standard Heating and Cooling System with Manual Thermostat | Commercial | Existing | Restaurants | FL Zone 2 | Space Cooling |  |  | 0 | Per End Use Consumption | [7 empty] | 101749.5064 | 98086.5242 | 3662.9822 | 0.036 |  | 11 |  |  |  | 3662.9822 | [8 empty] | 0 | 0 | 0 | 0 | 0 | 0 | 0 | [5 empty] | 0
FL Zone 2RetailExisting |  | XXXXXXXX | Yes | Nonequipment | Programmable Thermostat | Pre-set programmable thermostat that replaces manual thermostat | Standard Heating and Cooling System with Manual Thermostat | Commercial | Existing | Retail | FL Zone 2 | Space Cooling |  |  | 0 | Per End Use Consumption | [7 empty] | 44441.7066 | 42841.8052 | 1599.9014 | 0.036 |  | 11 |  |  |  | 1599.9014 | [8 empty] | 0 | 0 | 0 | 0 | 0 | 0 | 0 | [5 empty] | 0
FL Zone 2Schools K-12Existing |  | XXXXXXXX | Yes | Nonequipment | Programmable Thermostat | Pre-set programmable thermostat that replaces manual thermostat | Standard Heating and Cooling System with Manual Thermostat | Commercial | Existing | Schools K-12 | FL Zone 2 | Space Cooling |  |  | 0 | Per End Use Consumption | [7 empty] | 166082.8099 | 160103.8288 | 5978.9812 | 0.036 |  | 11 |  |  |  | 5978.9812 | [8 empty] | 0 | 0 | 0 | 0 | 0 | 0 | 0 | [5 empty] | 0
FL Zone 2WarehouseExisting |  | XXXXXXXX | Yes | Nonequipment | Programmable Thermostat | Pre-set programmable thermostat that replaces manual thermostat | Standard Heating and Cooling System with Manual Thermostat | Commercial | Existing | Warehouse | FL Zone 2 | Space Cooling |  |  | 0 | Per End Use Consumption | [7 empty] | 16498.7301 | 15904.7758 | 593.9543 | 0.036 |  | 11 |  |  |  | 593.9543 | [8 empty] | 0 | 0 | 0 | 0 | 0 | 0 | 0 | [5 empty] | 0
FL Zone 2AssemblyNew |  | XXXXXXXX | Yes | Nonequipment | Programmable Thermostat | Pre-set programmable thermostat that replaces manual thermostat | Standard Heating and Cooling System with Manual Thermostat | Commercial | New | Assembly | FL Zone 2 | Space Cooling |  |  | 0 | Per End Use Consumption | [7 empty] | 40558.1631 | 39098.0692 | 1460.0939 | 0.036 |  | 11 |  |  |  | 1460.0939 | [8 empty] | 0 | 0 | 0 | 0 | 0 | 0 | 0 | [5 empty] | 0
FL Zone 2College and UniversityNew |  | XXXXXXXX | Yes | Nonequipment | Programmable Thermostat | Pre-set programmable thermostat that replaces manual thermostat | Standard Heating and Cooling System with Manual Thermostat | Commercial | New | College and University | FL Zone 2 | Space Cooling |  |  | 0 | Per End Use Consumption | [7 empty] | 242237.8979 | 233517.3336 | 8720.5643 | 0.036 |  | 11 |  |  |  | 8720.5643 | [8 empty] | 0 | 0 | 0 | 0 | 0 | 0 | 0 | [5 empty] | 0
FL Zone 2GroceryNew |  | XXXXXXXX | Yes | Nonequipment | Programmable Thermostat | Pre-set programmable thermostat that replaces manual thermostat | Standard Heating and Cooling System with Manual Thermostat | Commercial | New | Grocery | FL Zone 2 | Space Cooling |  |  | 0 | Per End Use Consumption | [7 empty] | 97647.7064 | 94132.389 | 3515.3174 | 0.036 |  | 11 |  |  |  | 3515.3174 | [8 empty] | 0 | 0 | 0 | 0 | 0 | 0 | 0 | [5 empty] | 0
FL Zone 2HealthcareNew |  | XXXXXXXX | Yes | Nonequipment | Programmable Thermostat | Pre-set programmable thermostat that replaces manual thermostat | Standard Heating and Cooling System with Manual Thermostat | Commercial | New | Healthcare | FL Zone 2 | Space Cooling |  |  | 0 | Per End Use Consumption | [7 empty] | 170444.4983 | 164308.4964 | 6136.0019 | 0.036 |  | 11 |  |  |  | 6136.0019 | [8 empty] | 0 | 0 | 0 | 0 | 0 | 0 | 0 | [5 empty] | 0
FL Zone 2HospitalsNew |  | XXXXXXXX | Yes | Nonequipment | Programmable Thermostat | Pre-set programmable thermostat that replaces manual thermostat | Standard Heating and Cooling System with Manual Thermostat | Commercial | New | Hospitals | FL Zone 2 | Space Cooling |  |  | 0 | Per End Use Consumption | [7 empty] | 1776004.8545 | 1712068.6797 | 63936.1748 | 0.036 |  | 11 |  |  |  | 63936.1748 | [8 empty] | 0 | 0 | 0 | 0 | 0 | 0 | 0 | [5 empty] | 0
FL Zone 2InstitutionalNew |  | XXXXXXXX | Yes | Nonequipment | Programmable Thermostat | Pre-set programmable thermostat that replaces manual thermostat | Standard Heating and Cooling System with Manual Thermostat | Commercial | New | Institutional | FL Zone 2 | Space Cooling |  |  | 0 | Per End Use Consumption | [7 empty] | 197035.6551 | 189942.3715 | 7093.2836 | 0.036 |  | 11 |  |  |  | 7093.2836 | [8 empty] | 0 | 0 | 0 | 0 | 0 | 0 | 0 | [5 empty] | 0
FL Zone 2Lodging/HospitalityNew |  | XXXXXXXX | Yes | Nonequipment | Programmable Thermostat | Pre-set programmable thermostat that replaces manual thermostat | Standard Heating and Cooling System with Manual Thermostat | Commercial | New | Lodging/Hospitality | FL Zone 2 | Space Cooling |  |  | 0 | Per End Use Consumption | [7 empty] | 161633.0609 | 155814.2708 | 5818.7902 | 0.036 |  | 11 |  |  |  | 5818.7902 | [8 empty] | 0 | 0 | 0 | 0 | 0 | 0 | 0 | [5 empty] | 0
FL Zone 2MiscellaneousNew |  | XXXXXXXX | Yes | Nonequipment | Programmable Thermostat | Pre-set programmable thermostat that replaces manual thermostat | Standard Heating and Cooling System with Manual Thermostat | Commercial | New | Miscellaneous | FL Zone 2 | Space Cooling |  |  | 0 | Per End Use Consumption | [7 empty] | 1878475.6776 | 1810850.5532 | 67625.1244 | 0.036 |  | 11 |  |  |  | 67625.1244 | [8 empty] | 0 | 0 | 0 | 0 | 0 | 0 | 0 | [5 empty] | 0
FL Zone 2OfficesNew |  | XXXXXXXX | Yes | Nonequipment | Programmable Thermostat | Pre-set programmable thermostat that replaces manual thermostat | Standard Heating and Cooling System with Manual Thermostat | Commercial | New | Offices | FL Zone 2 | Space Cooling |  |  | 0 | Per End Use Consumption | [7 empty] | 140416.7794 | 135361.7753 | 5055.0041 | 0.036 |  | 11 |  |  |  | 5055.0041 | [8 empty] | 0 | 0 | 0 | 0 | 0 | 0 | 0 | [5 empty] | 0
FL Zone 2RestaurantsNew |  | XXXXXXXX | Yes | Nonequipment | Programmable Thermostat | Pre-set programmable thermostat that replaces manual thermostat | Standard Heating and Cooling System with Manual Thermostat | Commercial | New | Restaurants | FL Zone 2 | Space Cooling |  |  | 0 | Per End Use Consumption | [7 empty] | 101749.5064 | 98086.5242 | 3662.9822 | 0.036 |  | 11 |  |  |  | 3662.9822 | [8 empty] | 0 | 0 | 0 | 0 | 0 | 0 | 0 | [5 empty] | 0
FL Zone 2RetailNew |  | XXXXXXXX | Yes | Nonequipment | Programmable Thermostat | Pre-set programmable thermostat that replaces manual thermostat | Standard Heating and Cooling System with Manual Thermostat | Commercial | New | Retail | FL Zone 2 | Space Cooling |  |  | 0 | Per End Use Consumption | [7 empty] | 44441.7066 | 42841.8052 | 1599.9014 | 0.036 |  | 11 |  |  |  | 1599.9014 | [8 empty] | 0 | 0 | 0 | 0 | 0 | 0 | 0 | [5 empty] | 0
FL Zone 2Schools K-12New |  | XXXXXXXX | Yes | Nonequipment | Programmable Thermostat | Pre-set programmable thermostat that replaces manual thermostat | Standard Heating and Cooling System with Manual Thermostat | Commercial | New | Schools K-12 | FL Zone 2 | Space Cooling |  |  | 0 | Per End Use Consumption | [7 empty] | 166082.8099 | 160103.8288 | 5978.9812 | 0.036 |  | 11 |  |  |  | 5978.9812 | [8 empty] | 0 | 0 | 0 | 0 | 0 | 0 | 0 | [5 empty] | 0
FL Zone 2WarehouseNew |  | XXXXXXXX | Yes | Nonequipment | Programmable Thermostat | Pre-set programmable thermostat that replaces manual thermostat | Standard Heating and Cooling System with Manual Thermostat | Commercial | New | Warehouse | FL Zone 2 | Space Cooling |  |  | 0 | Per End Use Consumption | [7 empty] | 16498.7301 | 15904.7758 | 593.9543 | 0.036 |  | 11 |  |  |  | 593.9543 | [8 empty] | 0 | 0 | 0 | 0 | 0 | 0 | 0 | [5 empty] | 0
FL Zone 2AssemblyExisting |  | XXXXXXXX | Yes | Nonequipment | Programmable Thermostat | Pre-set programmable thermostat that replaces manual thermostat | Standard Heating and Cooling System with Manual Thermostat | Commercial | Existing | Assembly | FL Zone 2 | Space Heating |  |  | 0 | Per End Use Consumption | [7 empty] | 7520.072 | 7249.3494 | 270.7226 | 0.036 |  | 11 |  |  |  | 270.7226 | [8 empty] | 0 | 0 | 0 | 0 | 0 | 0 | 0 | [5 empty] | 0
FL Zone 2College and UniversityExisting |  | XXXXXXXX | Yes | Nonequipment | Programmable Thermostat | Pre-set programmable thermostat that replaces manual thermostat | Standard Heating and Cooling System with Manual Thermostat | Commercial | Existing | College and University | FL Zone 2 | Space Heating |  |  | 0 | Per End Use Consumption | [7 empty] | 44914.4217 | 43297.5026 | 1616.9192 | 0.036 |  | 11 |  |  |  | 1616.9192 | [8 empty] | 0 | 0 | 0 | 0 | 0 | 0 | 0 | [5 empty] | 0
FL Zone 2GroceryExisting |  | XXXXXXXX | Yes | Nonequipment | Programmable Thermostat | Pre-set programmable thermostat that replaces manual thermostat | Standard Heating and Cooling System with Manual Thermostat | Commercial | Existing | Grocery | FL Zone 2 | Space Heating |  |  | 0 | Per End Use Consumption | [7 empty] | 18105.3019 | 17453.511 | 651.7909 | 0.036 |  | 11 |  |  |  | 651.7909 | [8 empty] | 0 | 0 | 0 | 0 | 0 | 0 | 0 | [5 empty] | 0
FL Zone 2HealthcareExisting |  | XXXXXXXX | Yes | Nonequipment | Programmable Thermostat | Pre-set programmable thermostat that replaces manual thermostat | Standard Heating and Cooling System with Manual Thermostat | Commercial | Existing | Healthcare | FL Zone 2 | Space Heating |  |  | 0 | Per End Use Consumption | [7 empty] | 31602.8836 | 30465.1798 | 1137.7038 | 0.036 |  | 11 |  |  |  | 1137.7038 | [8 empty] | 0 | 0 | 0 | 0 | 0 | 0 | 0 | [5 empty] | 0
FL Zone 2HospitalsExisting |  | XXXXXXXX | Yes | Nonequipment | Programmable Thermostat | Pre-set programmable thermostat that replaces manual thermostat | Standard Heating and Cooling System with Manual Thermostat | Commercial | Existing | Hospitals | FL Zone 2 | Space Heating |  |  | 0 | Per End Use Consumption | [7 empty] | 329297.0743 | 317442.3796 | 11854.6947 | 0.036 |  | 11 |  |  |  | 11854.6947 | [8 empty] | 0 | 0 | 0 | 0 | 0 | 0 | 0 | [5 empty] | 0
FL Zone 2InstitutionalExisting |  | XXXXXXXX | Yes | Nonequipment | Programmable Thermostat | Pre-set programmable thermostat that replaces manual thermostat | Standard Heating and Cooling System with Manual Thermostat | Commercial | Existing | Institutional | FL Zone 2 | Space Heating |  |  | 0 | Per End Use Consumption | [7 empty] | 36533.2699 | 35218.0722 | 1315.1977 | 0.036 |  | 11 |  |  |  | 1315.1977 | [8 empty] | 0 | 0 | 0 | 0 | 0 | 0 | 0 | [5 empty] | 0
FL Zone 2Lodging/HospitalityExisting |  | XXXXXXXX | Yes | Nonequipment | Programmable Thermostat | Pre-set programmable thermostat that replaces manual thermostat | Standard Heating and Cooling System with Manual Thermostat | Commercial | Existing | Lodging/Hospitality | FL Zone 2 | Space Heating |  |  | 0 | Per End Use Consumption | [7 empty] | 29969.1152 | 28890.2271 | 1078.8881 | 0.036 |  | 11 |  |  |  | 1078.8881 | [8 empty] | 0 | 0 | 0 | 0 | 0 | 0 | 0 | [5 empty] | 0
FL Zone 2MiscellaneousExisting |  | XXXXXXXX | Yes | Nonequipment | Programmable Thermostat | Pre-set programmable thermostat that replaces manual thermostat | Standard Heating and Cooling System with Manual Thermostat | Commercial | Existing | Miscellaneous | FL Zone 2 | Space Heating |  |  | 0 | Per End Use Consumption | [7 empty] | 348296.6521 | 335757.9726 | 12538.6795 | 0.036 |  | 11 |  |  |  | 12538.6795 | [8 empty] | 0 | 0 | 0 | 0 | 0 | 0 | 0 | [5 empty] | 0
FL Zone 2OfficesExisting |  | XXXXXXXX | Yes | Nonequipment | Programmable Thermostat | Pre-set programmable thermostat that replaces manual thermostat | Standard Heating and Cooling System with Manual Thermostat | Commercial | Existing | Offices | FL Zone 2 | Space Heating |  |  | 0 | Per End Use Consumption | [7 empty] | 26035.3087 | 25098.0376 | 937.2711 | 0.036 |  | 11 |  |  |  | 937.2711 | [8 empty] | 0 | 0 | 0 | 0 | 0 | 0 | 0 | [5 empty] | 0
FL Zone 2RestaurantsExisting |  | XXXXXXXX | Yes | Nonequipment | Programmable Thermostat | Pre-set programmable thermostat that replaces manual thermostat | Standard Heating and Cooling System with Manual Thermostat | Commercial | Existing | Restaurants | FL Zone 2 | Space Heating |  |  | 0 | Per End Use Consumption | [7 empty] | 18865.8351 | 18186.6651 | 679.1701 | 0.036 |  | 11 |  |  |  | 679.1701 | [8 empty] | 0 | 0 | 0 | 0 | 0 | 0 | 0 | [5 empty] | 0
FL Zone 2RetailExisting |  | XXXXXXXX | Yes | Nonequipment | Programmable Thermostat | Pre-set programmable thermostat that replaces manual thermostat | Standard Heating and Cooling System with Manual Thermostat | Commercial | Existing | Retail | FL Zone 2 | Space Heating |  |  | 0 | Per End Use Consumption | [7 empty] | 8240.1374 | 7943.4924 | 296.6449 | 0.036 |  | 11 |  |  |  | 296.6449 | [8 empty] | 0 | 0 | 0 | 0 | 0 | 0 | 0 | [5 empty] | 0
FL Zone 2Schools K-12Existing |  | XXXXXXXX | Yes | Nonequipment | Programmable Thermostat | Pre-set programmable thermostat that replaces manual thermostat | Standard Heating and Cooling System with Manual Thermostat | Commercial | Existing | Schools K-12 | FL Zone 2 | Space Heating |  |  | 0 | Per End Use Consumption | [7 empty] | 30794.1632 | 29685.5734 | 1108.5899 | 0.036 |  | 11 |  |  |  | 1108.5899 | [8 empty] | 0 | 0 | 0 | 0 | 0 | 0 | 0 | [5 empty] | 0
FL Zone 2WarehouseExisting |  | XXXXXXXX | Yes | Nonequipment | Programmable Thermostat | Pre-set programmable thermostat that replaces manual thermostat | Standard Heating and Cooling System with Manual Thermostat | Commercial | Existing | Warehouse | FL Zone 2 | Space Heating |  |  | 0 | Per End Use Consumption | [7 empty] | 3059.104 | 2948.9763 | 110.1277 | 0.036 |  | 11 |  |  |  | 110.1277 | [8 empty] | 0 | 0 | 0 | 0 | 0 | 0 | 0 | [5 empty] | 0
FL Zone 2AssemblyNew |  | XXXXXXXX | Yes | Nonequipment | Programmable Thermostat | Pre-set programmable thermostat that replaces manual thermostat | Standard Heating and Cooling System with Manual Thermostat | Commercial | New | Assembly | FL Zone 2 | Space Heating |  |  | 0 | Per End Use Consumption | [7 empty] | 7520.072 | 7249.3494 | 270.7226 | 0.036 |  | 11 |  |  |  | 270.7226 | [8 empty] | 0 | 0 | 0 | 0 | 0 | 0 | 0 | [5 empty] | 0
FL Zone 2College and UniversityNew |  | XXXXXXXX | Yes | Nonequipment | Programmable Thermostat | Pre-set programmable thermostat that replaces manual thermostat | Standard Heating and Cooling System with Manual Thermostat | Commercial | New | College and University | FL Zone 2 | Space Heating |  |  | 0 | Per End Use Consumption | [7 empty] | 44914.4217 | 43297.5026 | 1616.9192 | 0.036 |  | 11 |  |  |  | 1616.9192 | [8 empty] | 0 | 0 | 0 | 0 | 0 | 0 | 0 | [5 empty] | 0
FL Zone 2GroceryNew |  | XXXXXXXX | Yes | Nonequipment | Programmable Thermostat | Pre-set programmable thermostat that replaces manual thermostat | Standard Heating and Cooling System with Manual Thermostat | Commercial | New | Grocery | FL Zone 2 | Space Heating |  |  | 0 | Per End Use Consumption | [7 empty] | 18105.3019 | 17453.511 | 651.7909 | 0.036 |  | 11 |  |  |  | 651.7909 | [8 empty] | 0 | 0 | 0 | 0 | 0 | 0 | 0 | [5 empty] | 0
FL Zone 2HealthcareNew |  | XXXXXXXX | Yes | Nonequipment | Programmable Thermostat | Pre-set programmable thermostat that replaces manual thermostat | Standard Heating and Cooling System with Manual Thermostat | Commercial | New | Healthcare | FL Zone 2 | Space Heating |  |  | 0 | Per End Use Consumption | [7 empty] | 31602.8836 | 30465.1798 | 1137.7038 | 0.036 |  | 11 |  |  |  | 1137.7038 | [8 empty] | 0 | 0 | 0 | 0 | 0 | 0 | 0 | [5 empty] | 0
FL Zone 2HospitalsNew |  | XXXXXXXX | Yes | Nonequipment | Programmable Thermostat | Pre-set programmable thermostat that replaces manual thermostat | Standard Heating and Cooling System with Manual Thermostat | Commercial | New | Hospitals | FL Zone 2 | Space Heating |  |  | 0 | Per End Use Consumption | [7 empty] | 329297.0743 | 317442.3796 | 11854.6947 | 0.036 |  | 11 |  |  |  | 11854.6947 | [8 empty] | 0 | 0 | 0 | 0 | 0 | 0 | 0 | [5 empty] | 0
FL Zone 2InstitutionalNew |  | XXXXXXXX | Yes | Nonequipment | Programmable Thermostat | Pre-set programmable thermostat that replaces manual thermostat | Standard Heating and Cooling System with Manual Thermostat | Commercial | New | Institutional | FL Zone 2 | Space Heating |  |  | 0 | Per End Use Consumption | [7 empty] | 36533.2699 | 35218.0722 | 1315.1977 | 0.036 |  | 11 |  |  |  | 1315.1977 | [8 empty] | 0 | 0 | 0 | 0 | 0 | 0 | 0 | [5 empty] | 0
FL Zone 2Lodging/HospitalityNew |  | XXXXXXXX | Yes | Nonequipment | Programmable Thermostat | Pre-set programmable thermostat that replaces manual thermostat | Standard Heating and Cooling System with Manual Thermostat | Commercial | New | Lodging/Hospitality | FL Zone 2 | Space Heating |  |  | 0 | Per End Use Consumption | [7 empty] | 29969.1152 | 28890.2271 | 1078.8881 | 0.036 |  | 11 |  |  |  | 1078.8881 | [8 empty] | 0 | 0 | 0 | 0 | 0 | 0 | 0 | [5 empty] | 0
FL Zone 2MiscellaneousNew |  | XXXXXXXX | Yes | Nonequipment | Programmable Thermostat | Pre-set programmable thermostat that replaces manual thermostat | Standard Heating and Cooling System with Manual Thermostat | Commercial | New | Miscellaneous | FL Zone 2 | Space Heating |  |  | 0 | Per End Use Consumption | [7 empty] | 348296.6521 | 335757.9726 | 12538.6795 | 0.036 |  | 11 |  |  |  | 12538.6795 | [8 empty] | 0 | 0 | 0 | 0 | 0 | 0 | 0 | [5 empty] | 0
FL Zone 2OfficesNew |  | XXXXXXXX | Yes | Nonequipment | Programmable Thermostat | Pre-set programmable thermostat that replaces manual thermostat | Standard Heating and Cooling System with Manual Thermostat | Commercial | New | Offices | FL Zone 2 | Space Heating |  |  | 0 | Per End Use Consumption | [7 empty] | 26035.3087 | 25098.0376 | 937.2711 | 0.036 |  | 11 |  |  |  | 937.2711 | [8 empty] | 0 | 0 | 0 | 0 | 0 | 0 | 0 | [5 empty] | 0
FL Zone 2RestaurantsNew |  | XXXXXXXX | Yes | Nonequipment | Programmable Thermostat | Pre-set programmable thermostat that replaces manual thermostat | Standard Heating and Cooling System with Manual Thermostat | Commercial | New | Restaurants | FL Zone 2 | Space Heating |  |  | 0 | Per End Use Consumption | [7 empty] | 18865.8351 | 18186.6651 | 679.1701 | 0.036 |  | 11 |  |  |  | 679.1701 | [8 empty] | 0 | 0 | 0 | 0 | 0 | 0 | 0 | [5 empty] | 0
FL Zone 2RetailNew |  | XXXXXXXX | Yes | Nonequipment | Programmable Thermostat | Pre-set programmable thermostat that replaces manual thermostat | Standard Heating and Cooling System with Manual Thermostat | Commercial | New | Retail | FL Zone 2 | Space Heating |  |  | 0 | Per End Use Consumption | [7 empty] | 8240.1374 | 7943.4924 | 296.6449 | 0.036 |  | 11 |  |  |  | 296.6449 | [8 empty] | 0 | 0 | 0 | 0 | 0 | 0 | 0 | [5 empty] | 0
FL Zone 2Schools K-12New |  | XXXXXXXX | Yes | Nonequipment | Programmable Thermostat | Pre-set programmable thermostat that replaces manual thermostat | Standard Heating and Cooling System with Manual Thermostat | Commercial | New | Schools K-12 | FL Zone 2 | Space Heating |  |  | 0 | Per End Use Consumption | [7 empty] | 30794.1632 | 29685.5734 | 1108.5899 | 0.036 |  | 11 |  |  |  | 1108.5899 | [8 empty] | 0 | 0 | 0 | 0 | 0 | 0 | 0 | [5 empty] | 0
FL Zone 2WarehouseNew |  | XXXXXXXX | Yes | Nonequipment | Programmable Thermostat | Pre-set programmable thermostat that replaces manual thermostat | Standard Heating and Cooling System with Manual Thermostat | Commercial | New | Warehouse | FL Zone 2 | Space Heating |  |  | 0 | Per End Use Consumption | [7 empty] | 3059.104 | 2948.9763 | 110.1277 | 0.036 |  | 11 |  |  |  | 110.1277 | [8 empty] | 0 | 0 | 0 | 0 | 0 | 0 | 0 | [5 empty] | 0
FL Zone 2AssemblyExisting |  | XXXXXXXX | Yes | Nonequipment | PSC to ECM Evaporator Fan Motor (Reach-In) | Medium Temperature Reach-In Case with Electronically Commutated Evaporator Fan Motor | Medium Temperature Reach-In Case with Permanent Split Capacitor Evaporator Fan Motor | Commercial | Existing | Assembly | FL Zone 2 | Refrigeration |  |  | 0 | Per Unit | [7 empty] | 1343.8198 | 839.8873 | 503.9324 | 0.375 |  | 15 |  |  |  | 503.9324 | [8 empty] | 0 | 0 | 0 | 0 | 0 | 0 | 0 | [5 empty] | 0
FL Zone 2College and UniversityExisting |  | XXXXXXXX | Yes | Nonequipment | PSC to ECM Evaporator Fan Motor (Reach-In) | Medium Temperature Reach-In Case with Electronically Commutated Evaporator Fan Motor | Medium Temperature Reach-In Case with Permanent Split Capacitor Evaporator Fan Motor | Commercial | Existing | College and University | FL Zone 2 | Refrigeration |  |  | 0 | Per Unit | [7 empty] | 1343.8198 | 839.8873 | 503.9324 | 0.375 |  | 15 |  |  |  | 503.9324 | [8 empty] | 0 | 0 | 0 | 0 | 0 | 0 | 0 | [5 empty] | 0
FL Zone 2GroceryExisting |  | XXXXXXXX | Yes | Nonequipment | PSC to ECM Evaporator Fan Motor (Reach-In) | Medium Temperature Reach-In Case with Electronically Commutated Evaporator Fan Motor | Medium Temperature Reach-In Case with Permanent Split Capacitor Evaporator Fan Motor | Commercial | Existing | Grocery | FL Zone 2 | Refrigeration |  |  | 0 | Per Unit | [7 empty] | 1343.8198 | 839.8873 | 503.9324 | 0.375 |  | 15 |  |  |  | 503.9324 | [8 empty] | 0 | 0 | 0 | 0 | 0 | 0 | 0 | [5 empty] | 0
FL Zone 2HealthcareExisting |  | XXXXXXXX | Yes | Nonequipment | PSC to ECM Evaporator Fan Motor (Reach-In) | Medium Temperature Reach-In Case with Electronically Commutated Evaporator Fan Motor | Medium Temperature Reach-In Case with Permanent Split Capacitor Evaporator Fan Motor | Commercial | Existing | Healthcare | FL Zone 2 | Refrigeration |  |  | 0 | Per Unit | [7 empty] | 1343.8198 | 839.8873 | 503.9324 | 0.375 |  | 15 |  |  |  | 503.9324 | [8 empty] | 0 | 0 | 0 | 0 | 0 | 0 | 0 | [5 empty] | 0
FL Zone 2HospitalsExisting |  | XXXXXXXX | Yes | Nonequipment | PSC to ECM Evaporator Fan Motor (Reach-In) | Medium Temperature Reach-In Case with Electronically Commutated Evaporator Fan Motor | Medium Temperature Reach-In Case with Permanent Split Capacitor Evaporator Fan Motor | Commercial | Existing | Hospitals | FL Zone 2 | Refrigeration |  |  | 0 | Per Unit | [7 empty] | 1343.8198 | 839.8873 | 503.9324 | 0.375 |  | 15 |  |  |  | 503.9324 | [8 empty] | 0 | 0 | 0 | 0 | 0 | 0 | 0 | [5 empty] | 0
FL Zone 2InstitutionalExisting |  | XXXXXXXX | Yes | Nonequipment | PSC to ECM Evaporator Fan Motor (Reach-In) | Medium Temperature Reach-In Case with Electronically Commutated Evaporator Fan Motor | Medium Temperature Reach-In Case with Permanent Split Capacitor Evaporator Fan Motor | Commercial | Existing | Institutional | FL Zone 2 | Refrigeration |  |  | 0 | Per Unit | [7 empty] | 1343.8198 | 839.8873 | 503.9324 | 0.375 |  | 15 |  |  |  | 503.9324 | [8 empty] | 0 | 0 | 0 | 0 | 0 | 0 | 0 | [5 empty] | 0
FL Zone 2Lodging/HospitalityExisting |  | XXXXXXXX | Yes | Nonequipment | PSC to ECM Evaporator Fan Motor (Reach-In) | Medium Temperature Reach-In Case with Electronically Commutated Evaporator Fan Motor | Medium Temperature Reach-In Case with Permanent Split Capacitor Evaporator Fan Motor | Commercial | Existing | Lodging/Hospitality | FL Zone 2 | Refrigeration |  |  | 0 | Per Unit | [7 empty] | 1343.8198 | 839.8873 | 503.9324 | 0.375 |  | 15 |  |  |  | 503.9324 | [8 empty] | 0 | 0 | 0 | 0 | 0 | 0 | 0 | [5 empty] | 0
FL Zone 2MiscellaneousExisting |  | XXXXXXXX | Yes | Nonequipment | PSC to ECM Evaporator Fan Motor (Reach-In) | Medium Temperature Reach-In Case with Electronically Commutated Evaporator Fan Motor | Medium Temperature Reach-In Case with Permanent Split Capacitor Evaporator Fan Motor | Commercial | Existing | Miscellaneous | FL Zone 2 | Refrigeration |  |  | 0 | Per Unit | [7 empty] | 1343.8198 | 839.8873 | 503.9324 | 0.375 |  | 15 |  |  |  | 503.9324 | [8 empty] | 0 | 0 | 0 | 0 | 0 | 0 | 0 | [5 empty] | 0
FL Zone 2OfficesExisting |  | XXXXXXXX | Yes | Nonequipment | PSC to ECM Evaporator Fan Motor (Reach-In) | Medium Temperature Reach-In Case with Electronically Commutated Evaporator Fan Motor | Medium Temperature Reach-In Case with Permanent Split Capacitor Evaporator Fan Motor | Commercial | Existing | Offices | FL Zone 2 | Refrigeration |  |  | 0 | Per Unit | [7 empty] | 1343.8198 | 839.8873 | 503.9324 | 0.375 |  | 15 |  |  |  | 503.9324 | [8 empty] | 0 | 0 | 0 | 0 | 0 | 0 | 0 | [5 empty] | 0
FL Zone 2RestaurantsExisting |  | XXXXXXXX | Yes | Nonequipment | PSC to ECM Evaporator Fan Motor (Reach-In) | Medium Temperature Reach-In Case with Electronically Commutated Evaporator Fan Motor | Medium Temperature Reach-In Case with Permanent Split Capacitor Evaporator Fan Motor | Commercial | Existing | Restaurants | FL Zone 2 | Refrigeration |  |  | 0 | Per Unit | [7 empty] | 1343.8198 | 839.8873 | 503.9324 | 0.375 |  | 15 |  |  |  | 503.9324 | [8 empty] | 0 | 0 | 0 | 0 | 0 | 0 | 0 | [5 empty] | 0
FL Zone 2RetailExisting |  | XXXXXXXX | Yes | Nonequipment | PSC to ECM Evaporator Fan Motor (Reach-In) | Medium Temperature Reach-In Case with Electronically Commutated Evaporator Fan Motor | Medium Temperature Reach-In Case with Permanent Split Capacitor Evaporator Fan Motor | Commercial | Existing | Retail | FL Zone 2 | Refrigeration |  |  | 0 | Per Unit | [7 empty] | 1343.8198 | 839.8873 | 503.9324 | 0.375 |  | 15 |  |  |  | 503.9324 | [8 empty] | 0 | 0 | 0 | 0 | 0 | 0 | 0 | [5 empty] | 0
FL Zone 2Schools K-12Existing |  | XXXXXXXX | Yes | Nonequipment | PSC to ECM Evaporator Fan Motor (Reach-In) | Medium Temperature Reach-In Case with Electronically Commutated Evaporator Fan Motor | Medium Temperature Reach-In Case with Permanent Split Capacitor Evaporator Fan Motor | Commercial | Existing | Schools K-12 | FL Zone 2 | Refrigeration |  |  | 0 | Per Unit | [7 empty] | 1343.8198 | 839.8873 | 503.9324 | 0.375 |  | 15 |  |  |  | 503.9324 | [8 empty] | 0 | 0 | 0 | 0 | 0 | 0 | 0 | [5 empty] | 0
FL Zone 2WarehouseExisting |  | XXXXXXXX | Yes | Nonequipment | PSC to ECM Evaporator Fan Motor (Reach-In) | Medium Temperature Reach-In Case with Electronically Commutated Evaporator Fan Motor | Medium Temperature Reach-In Case with Permanent Split Capacitor Evaporator Fan Motor | Commercial | Existing | Warehouse | FL Zone 2 | Refrigeration |  |  | 0 | Per Unit | [7 empty] | 1343.8198 | 839.8873 | 503.9324 | 0.375 |  | 15 |  |  |  | 503.9324 | [8 empty] | 0 | 0 | 0 | 0 | 0 | 0 | 0 | [5 empty] | 0
FL Zone 2AssemblyNew |  | XXXXXXXX | Yes | Nonequipment | PSC to ECM Evaporator Fan Motor (Reach-In) | Medium Temperature Reach-In Case with Electronically Commutated Evaporator Fan Motor | Medium Temperature Reach-In Case with Permanent Split Capacitor Evaporator Fan Motor | Commercial | New | Assembly | FL Zone 2 | Refrigeration |  |  | 0 | Per Unit | [7 empty] | 1343.8198 | 839.8873 | 503.9324 | 0.375 |  | 15 |  |  |  | 503.9324 | [8 empty] | 0 | 0 | 0 | 0 | 0 | 0 | 0 | [5 empty] | 0
FL Zone 2College and UniversityNew |  | XXXXXXXX | Yes | Nonequipment | PSC to ECM Evaporator Fan Motor (Reach-In) | Medium Temperature Reach-In Case with Electronically Commutated Evaporator Fan Motor | Medium Temperature Reach-In Case with Permanent Split Capacitor Evaporator Fan Motor | Commercial | New | College and University | FL Zone 2 | Refrigeration |  |  | 0 | Per Unit | [7 empty] | 1343.8198 | 839.8873 | 503.9324 | 0.375 |  | 15 |  |  |  | 503.9324 | [8 empty] | 0 | 0 | 0 | 0 | 0 | 0 | 0 | [5 empty] | 0
FL Zone 2GroceryNew |  | XXXXXXXX | Yes | Nonequipment | PSC to ECM Evaporator Fan Motor (Reach-In) | Medium Temperature Reach-In Case with Electronically Commutated Evaporator Fan Motor | Medium Temperature Reach-In Case with Permanent Split Capacitor Evaporator Fan Motor | Commercial | New | Grocery | FL Zone 2 | Refrigeration |  |  | 0 | Per Unit | [7 empty] | 1343.8198 | 839.8873 | 503.9324 | 0.375 |  | 15 |  |  |  | 503.9324 | [8 empty] | 0 | 0 | 0 | 0 | 0 | 0 | 0 | [5 empty] | 0
FL Zone 2HealthcareNew |  | XXXXXXXX | Yes | Nonequipment | PSC to ECM Evaporator Fan Motor (Reach-In) | Medium Temperature Reach-In Case with Electronically Commutated Evaporator Fan Motor | Medium Temperature Reach-In Case with Permanent Split Capacitor Evaporator Fan Motor | Commercial | New | Healthcare | FL Zone 2 | Refrigeration |  |  | 0 | Per Unit | [7 empty] | 1343.8198 | 839.8873 | 503.9324 | 0.375 |  | 15 |  |  |  | 503.9324 | [8 empty] | 0 | 0 | 0 | 0 | 0 | 0 | 0 | [5 empty] | 0
FL Zone 2HospitalsNew |  | XXXXXXXX | Yes | Nonequipment | PSC to ECM Evaporator Fan Motor (Reach-In) | Medium Temperature Reach-In Case with Electronically Commutated Evaporator Fan Motor | Medium Temperature Reach-In Case with Permanent Split Capacitor Evaporator Fan Motor | Commercial | New | Hospitals | FL Zone 2 | Refrigeration |  |  | 0 | Per Unit | [7 empty] | 1343.8198 | 839.8873 | 503.9324 | 0.375 |  | 15 |  |  |  | 503.9324 | [8 empty] | 0 | 0 | 0 | 0 | 0 | 0 | 0 | [5 empty] | 0
FL Zone 2InstitutionalNew |  | XXXXXXXX | Yes | Nonequipment | PSC to ECM Evaporator Fan Motor (Reach-In) | Medium Temperature Reach-In Case with Electronically Commutated Evaporator Fan Motor | Medium Temperature Reach-In Case with Permanent Split Capacitor Evaporator Fan Motor | Commercial | New | Institutional | FL Zone 2 | Refrigeration |  |  | 0 | Per Unit | [7 empty] | 1343.8198 | 839.8873 | 503.9324 | 0.375 |  | 15 |  |  |  | 503.9324 | [8 empty] | 0 | 0 | 0 | 0 | 0 | 0 | 0 | [5 empty] | 0
FL Zone 2Lodging/HospitalityNew |  | XXXXXXXX | Yes | Nonequipment | PSC to ECM Evaporator Fan Motor (Reach-In) | Medium Temperature Reach-In Case with Electronically Commutated Evaporator Fan Motor | Medium Temperature Reach-In Case with Permanent Split Capacitor Evaporator Fan Motor | Commercial | New | Lodging/Hospitality | FL Zone 2 | Refrigeration |  |  | 0 | Per Unit | [7 empty] | 1343.8198 | 839.8873 | 503.9324 | 0.375 |  | 15 |  |  |  | 503.9324 | [8 empty] | 0 | 0 | 0 | 0 | 0 | 0 | 0 | [5 empty] | 0
FL Zone 2MiscellaneousNew |  | XXXXXXXX | Yes | Nonequipment | PSC to ECM Evaporator Fan Motor (Reach-In) | Medium Temperature Reach-In Case with Electronically Commutated Evaporator Fan Motor | Medium Temperature Reach-In Case with Permanent Split Capacitor Evaporator Fan Motor | Commercial | New | Miscellaneous | FL Zone 2 | Refrigeration |  |  | 0 | Per Unit | [7 empty] | 1343.8198 | 839.8873 | 503.9324 | 0.375 |  | 15 |  |  |  | 503.9324 | [8 empty] | 0 | 0 | 0 | 0 | 0 | 0 | 0 | [5 empty] | 0
FL Zone 2OfficesNew |  | XXXXXXXX | Yes | Nonequipment | PSC to ECM Evaporator Fan Motor (Reach-In) | Medium Temperature Reach-In Case with Electronically Commutated Evaporator Fan Motor | Medium Temperature Reach-In Case with Permanent Split Capacitor Evaporator Fan Motor | Commercial | New | Offices | FL Zone 2 | Refrigeration |  |  | 0 | Per Unit | [7 empty] | 1343.8198 | 839.8873 | 503.9324 | 0.375 |  | 15 |  |  |  | 503.9324 | [8 empty] | 0 | 0 | 0 | 0 | 0 | 0 | 0 | [5 empty] | 0
FL Zone 2RestaurantsNew |  | XXXXXXXX | Yes | Nonequipment | PSC to ECM Evaporator Fan Motor (Reach-In) | Medium Temperature Reach-In Case with Electronically Commutated Evaporator Fan Motor | Medium Temperature Reach-In Case with Permanent Split Capacitor Evaporator Fan Motor | Commercial | New | Restaurants | FL Zone 2 | Refrigeration |  |  | 0 | Per Unit | [7 empty] | 1343.8198 | 839.8873 | 503.9324 | 0.375 |  | 15 |  |  |  | 503.9324 | [8 empty] | 0 | 0 | 0 | 0 | 0 | 0 | 0 | [5 empty] | 0
FL Zone 2RetailNew |  | XXXXXXXX | Yes | Nonequipment | PSC to ECM Evaporator Fan Motor (Reach-In) | Medium Temperature Reach-In Case with Electronically Commutated Evaporator Fan Motor | Medium Temperature Reach-In Case with Permanent Split Capacitor Evaporator Fan Motor | Commercial | New | Retail | FL Zone 2 | Refrigeration |  |  | 0 | Per Unit | [7 empty] | 1343.8198 | 839.8873 | 503.9324 | 0.375 |  | 15 |  |  |  | 503.9324 | [8 empty] | 0 | 0 | 0 | 0 | 0 | 0 | 0 | [5 empty] | 0
FL Zone 2Schools K-12New |  | XXXXXXXX | Yes | Nonequipment | PSC to ECM Evaporator Fan Motor (Reach-In) | Medium Temperature Reach-In Case with Electronically Commutated Evaporator Fan Motor | Medium Temperature Reach-In Case with Permanent Split Capacitor Evaporator Fan Motor | Commercial | New | Schools K-12 | FL Zone 2 | Refrigeration |  |  | 0 | Per Unit | [7 empty] | 1343.8198 | 839.8873 | 503.9324 | 0.375 |  | 15 |  |  |  | 503.9324 | [8 empty] | 0 | 0 | 0 | 0 | 0 | 0 | 0 | [5 empty] | 0
FL Zone 2WarehouseNew |  | XXXXXXXX | Yes | Nonequipment | PSC to ECM Evaporator Fan Motor (Reach-In) | Medium Temperature Reach-In Case with Electronically Commutated Evaporator Fan Motor | Medium Temperature Reach-In Case with Permanent Split Capacitor Evaporator Fan Motor | Commercial | New | Warehouse | FL Zone 2 | Refrigeration |  |  | 0 | Per Unit | [7 empty] | 1343.8198 | 839.8873 | 503.9324 | 0.375 |  | 15 |  |  |  | 503.9324 | [8 empty] | 0 | 0 | 0 | 0 | 0 | 0 | 0 | [5 empty] | 0
FL Zone 2AssemblyExisting |  | XXXXXXXX | Yes | Nonequipment | PSC to ECM Evaporator Fan Motor (Walk-In, Refrigerator) | Medium Temperature Walk-In Case with Electronically Commutated Evaporator Fan Motor | Medium Temperature Reach-In Case with Permanent Split Capacitor Evaporator Fan Motor | Commercial | Existing | Assembly | FL Zone 2 | Refrigeration |  |  | 0 | Per Unit | [7 empty] | 872.1376 | 545.086 | 327.0516 | 0.375 |  | 15 |  |  |  | 327.0516 | [8 empty] | 0 | 0 | 0 | 0 | 0 | 0 | 0 | [5 empty] | 0
FL Zone 2College and UniversityExisting |  | XXXXXXXX | Yes | Nonequipment | PSC to ECM Evaporator Fan Motor (Walk-In, Refrigerator) | Medium Temperature Walk-In Case with Electronically Commutated Evaporator Fan Motor | Medium Temperature Reach-In Case with Permanent Split Capacitor Evaporator Fan Motor | Commercial | Existing | College and University | FL Zone 2 | Refrigeration |  |  | 0 | Per Unit | [7 empty] | 872.1376 | 545.086 | 327.0516 | 0.375 |  | 15 |  |  |  | 327.0516 | [8 empty] | 0 | 0 | 0 | 0 | 0 | 0 | 0 | [5 empty] | 0
FL Zone 2GroceryExisting |  | XXXXXXXX | Yes | Nonequipment | PSC to ECM Evaporator Fan Motor (Walk-In, Refrigerator) | Medium Temperature Walk-In Case with Electronically Commutated Evaporator Fan Motor | Medium Temperature Reach-In Case with Permanent Split Capacitor Evaporator Fan Motor | Commercial | Existing | Grocery | FL Zone 2 | Refrigeration |  |  | 0 | Per Unit | [7 empty] | 872.1376 | 545.086 | 327.0516 | 0.375 |  | 15 |  |  |  | 327.0516 | [8 empty] | 0 | 0 | 0 | 0 | 0 | 0 | 0 | [5 empty] | 0
FL Zone 2HealthcareExisting |  | XXXXXXXX | Yes | Nonequipment | PSC to ECM Evaporator Fan Motor (Walk-In, Refrigerator) | Medium Temperature Walk-In Case with Electronically Commutated Evaporator Fan Motor | Medium Temperature Reach-In Case with Permanent Split Capacitor Evaporator Fan Motor | Commercial | Existing | Healthcare | FL Zone 2 | Refrigeration |  |  | 0 | Per Unit | [7 empty] | 872.1376 | 545.086 | 327.0516 | 0.375 |  | 15 |  |  |  | 327.0516 | [8 empty] | 0 | 0 | 0 | 0 | 0 | 0 | 0 | [5 empty] | 0
FL Zone 2HospitalsExisting |  | XXXXXXXX | Yes | Nonequipment | PSC to ECM Evaporator Fan Motor (Walk-In, Refrigerator) | Medium Temperature Walk-In Case with Electronically Commutated Evaporator Fan Motor | Medium Temperature Reach-In Case with Permanent Split Capacitor Evaporator Fan Motor | Commercial | Existing | Hospitals | FL Zone 2 | Refrigeration |  |  | 0 | Per Unit | [7 empty] | 872.1376 | 545.086 | 327.0516 | 0.375 |  | 15 |  |  |  | 327.0516 | [8 empty] | 0 | 0 | 0 | 0 | 0 | 0 | 0 | [5 empty] | 0
FL Zone 2InstitutionalExisting |  | XXXXXXXX | Yes | Nonequipment | PSC to ECM Evaporator Fan Motor (Walk-In, Refrigerator) | Medium Temperature Walk-In Case with Electronically Commutated Evaporator Fan Motor | Medium Temperature Reach-In Case with Permanent Split Capacitor Evaporator Fan Motor | Commercial | Existing | Institutional | FL Zone 2 | Refrigeration |  |  | 0 | Per Unit | [7 empty] | 872.1376 | 545.086 | 327.0516 | 0.375 |  | 15 |  |  |  | 327.0516 | [8 empty] | 0 | 0 | 0 | 0 | 0 | 0 | 0 | [5 empty] | 0
FL Zone 2Lodging/HospitalityExisting |  | XXXXXXXX | Yes | Nonequipment | PSC to ECM Evaporator Fan Motor (Walk-In, Refrigerator) | Medium Temperature Walk-In Case with Electronically Commutated Evaporator Fan Motor | Medium Temperature Reach-In Case with Permanent Split Capacitor Evaporator Fan Motor | Commercial | Existing | Lodging/Hospitality | FL Zone 2 | Refrigeration |  |  | 0 | Per Unit | [7 empty] | 872.1376 | 545.086 | 327.0516 | 0.375 |  | 15 |  |  |  | 327.0516 | [8 empty] | 0 | 0 | 0 | 0 | 0 | 0 | 0 | [5 empty] | 0
FL Zone 2MiscellaneousExisting |  | XXXXXXXX | Yes | Nonequipment | PSC to ECM Evaporator Fan Motor (Walk-In, Refrigerator) | Medium Temperature Walk-In Case with Electronically Commutated Evaporator Fan Motor | Medium Temperature Reach-In Case with Permanent Split Capacitor Evaporator Fan Motor | Commercial | Existing | Miscellaneous | FL Zone 2 | Refrigeration |  |  | 0 | Per Unit | [7 empty] | 872.1376 | 545.086 | 327.0516 | 0.375 |  | 15 |  |  |  | 327.0516 | [8 empty] | 0 | 0 | 0 | 0 | 0 | 0 | 0 | [5 empty] | 0
FL Zone 2OfficesExisting |  | XXXXXXXX | Yes | Nonequipment | PSC to ECM Evaporator Fan Motor (Walk-In, Refrigerator) | Medium Temperature Walk-In Case with Electronically Commutated Evaporator Fan Motor | Medium Temperature Reach-In Case with Permanent Split Capacitor Evaporator Fan Motor | Commercial | Existing | Offices | FL Zone 2 | Refrigeration |  |  | 0 | Per Unit | [7 empty] | 872.1376 | 545.086 | 327.0516 | 0.375 |  | 15 |  |  |  | 327.0516 | [8 empty] | 0 | 0 | 0 | 0 | 0 | 0 | 0 | [5 empty] | 0
FL Zone 2RestaurantsExisting |  | XXXXXXXX | Yes | Nonequipment | PSC to ECM Evaporator Fan Motor (Walk-In, Refrigerator) | Medium Temperature Walk-In Case with Electronically Commutated Evaporator Fan Motor | Medium Temperature Reach-In Case with Permanent Split Capacitor Evaporator Fan Motor | Commercial | Existing | Restaurants | FL Zone 2 | Refrigeration |  |  | 0 | Per Unit | [7 empty] | 872.1376 | 545.086 | 327.0516 | 0.375 |  | 15 |  |  |  | 327.0516 | [8 empty] | 0 | 0 | 0 | 0 | 0 | 0 | 0 | [5 empty] | 0
FL Zone 2RetailExisting |  | XXXXXXXX | Yes | Nonequipment | PSC to ECM Evaporator Fan Motor (Walk-In, Refrigerator) | Medium Temperature Walk-In Case with Electronically Commutated Evaporator Fan Motor | Medium Temperature Reach-In Case with Permanent Split Capacitor Evaporator Fan Motor | Commercial | Existing | Retail | FL Zone 2 | Refrigeration |  |  | 0 | Per Unit | [7 empty] | 872.1376 | 545.086 | 327.0516 | 0.375 |  | 15 |  |  |  | 327.0516 | [8 empty] | 0 | 0 | 0 | 0 | 0 | 0 | 0 | [5 empty] | 0
FL Zone 2Schools K-12Existing |  | XXXXXXXX | Yes | Nonequipment | PSC to ECM Evaporator Fan Motor (Walk-In, Refrigerator) | Medium Temperature Walk-In Case with Electronically Commutated Evaporator Fan Motor | Medium Temperature Reach-In Case with Permanent Split Capacitor Evaporator Fan Motor | Commercial | Existing | Schools K-12 | FL Zone 2 | Refrigeration |  |  | 0 | Per Unit | [7 empty] | 872.1376 | 545.086 | 327.0516 | 0.375 |  | 15 |  |  |  | 327.0516 | [8 empty] | 0 | 0 | 0 | 0 | 0 | 0 | 0 | [5 empty] | 0
FL Zone 2WarehouseExisting |  | XXXXXXXX | Yes | Nonequipment | PSC to ECM Evaporator Fan Motor (Walk-In, Refrigerator) | Medium Temperature Walk-In Case with Electronically Commutated Evaporator Fan Motor | Medium Temperature Reach-In Case with Permanent Split Capacitor Evaporator Fan Motor | Commercial | Existing | Warehouse | FL Zone 2 | Refrigeration |  |  | 0 | Per Unit | [7 empty] | 872.1376 | 545.086 | 327.0516 | 0.375 |  | 15 |  |  |  | 327.0516 | [8 empty] | 0 | 0 | 0 | 0 | 0 | 0 | 0 | [5 empty] | 0
FL Zone 2AssemblyNew |  | XXXXXXXX | Yes | Nonequipment | PSC to ECM Evaporator Fan Motor (Walk-In, Refrigerator) | Medium Temperature Walk-In Case with Electronically Commutated Evaporator Fan Motor | Medium Temperature Reach-In Case with Permanent Split Capacitor Evaporator Fan Motor | Commercial | New | Assembly | FL Zone 2 | Refrigeration |  |  | 0 | Per Unit | [7 empty] | 872.1376 | 545.086 | 327.0516 | 0.375 |  | 15 |  |  |  | 327.0516 | [8 empty] | 0 | 0 | 0 | 0 | 0 | 0 | 0 | [5 empty] | 0
FL Zone 2College and UniversityNew |  | XXXXXXXX | Yes | Nonequipment | PSC to ECM Evaporator Fan Motor (Walk-In, Refrigerator) | Medium Temperature Walk-In Case with Electronically Commutated Evaporator Fan Motor | Medium Temperature Reach-In Case with Permanent Split Capacitor Evaporator Fan Motor | Commercial | New | College and University | FL Zone 2 | Refrigeration |  |  | 0 | Per Unit | [7 empty] | 872.1376 | 545.086 | 327.0516 | 0.375 |  | 15 |  |  |  | 327.0516 | [8 empty] | 0 | 0 | 0 | 0 | 0 | 0 | 0 | [5 empty] | 0
FL Zone 2GroceryNew |  | XXXXXXXX | Yes | Nonequipment | PSC to ECM Evaporator Fan Motor (Walk-In, Refrigerator) | Medium Temperature Walk-In Case with Electronically Commutated Evaporator Fan Motor | Medium Temperature Reach-In Case with Permanent Split Capacitor Evaporator Fan Motor | Commercial | New | Grocery | FL Zone 2 | Refrigeration |  |  | 0 | Per Unit | [7 empty] | 872.1376 | 545.086 | 327.0516 | 0.375 |  | 15 |  |  |  | 327.0516 | [8 empty] | 0 | 0 | 0 | 0 | 0 | 0 | 0 | [5 empty] | 0
FL Zone 2HealthcareNew |  | XXXXXXXX | Yes | Nonequipment | PSC to ECM Evaporator Fan Motor (Walk-In, Refrigerator) | Medium Temperature Walk-In Case with Electronically Commutated Evaporator Fan Motor | Medium Temperature Reach-In Case with Permanent Split Capacitor Evaporator Fan Motor | Commercial | New | Healthcare | FL Zone 2 | Refrigeration |  |  | 0 | Per Unit | [7 empty] | 872.1376 | 545.086 | 327.0516 | 0.375 |  | 15 |  |  |  | 327.0516 | [8 empty] | 0 | 0 | 0 | 0 | 0 | 0 | 0 | [5 empty] | 0
FL Zone 2HospitalsNew |  | XXXXXXXX | Yes | Nonequipment | PSC to ECM Evaporator Fan Motor (Walk-In, Refrigerator) | Medium Temperature Walk-In Case with Electronically Commutated Evaporator Fan Motor | Medium Temperature Reach-In Case with Permanent Split Capacitor Evaporator Fan Motor | Commercial | New | Hospitals | FL Zone 2 | Refrigeration |  |  | 0 | Per Unit | [7 empty] | 872.1376 | 545.086 | 327.0516 | 0.375 |  | 15 |  |  |  | 327.0516 | [8 empty] | 0 | 0 | 0 | 0 | 0 | 0 | 0 | [5 empty] | 0
FL Zone 2InstitutionalNew |  | XXXXXXXX | Yes | Nonequipment | PSC to ECM Evaporator Fan Motor (Walk-In, Refrigerator) | Medium Temperature Walk-In Case with Electronically Commutated Evaporator Fan Motor | Medium Temperature Reach-In Case with Permanent Split Capacitor Evaporator Fan Motor | Commercial | New | Institutional | FL Zone 2 | Refrigeration |  |  | 0 | Per Unit | [7 empty] | 872.1376 | 545.086 | 327.0516 | 0.375 |  | 15 |  |  |  | 327.0516 | [8 empty] | 0 | 0 | 0 | 0 | 0 | 0 | 0 | [5 empty] | 0
FL Zone 2Lodging/HospitalityNew |  | XXXXXXXX | Yes | Nonequipment | PSC to ECM Evaporator Fan Motor (Walk-In, Refrigerator) | Medium Temperature Walk-In Case with Electronically Commutated Evaporator Fan Motor | Medium Temperature Reach-In Case with Permanent Split Capacitor Evaporator Fan Motor | Commercial | New | Lodging/Hospitality | FL Zone 2 | Refrigeration |  |  | 0 | Per Unit | [7 empty] | 872.1376 | 545.086 | 327.0516 | 0.375 |  | 15 |  |  |  | 327.0516 | [8 empty] | 0 | 0 | 0 | 0 | 0 | 0 | 0 | [5 empty] | 0
FL Zone 2MiscellaneousNew |  | XXXXXXXX | Yes | Nonequipment | PSC to ECM Evaporator Fan Motor (Walk-In, Refrigerator) | Medium Temperature Walk-In Case with Electronically Commutated Evaporator Fan Motor | Medium Temperature Reach-In Case with Permanent Split Capacitor Evaporator Fan Motor | Commercial | New | Miscellaneous | FL Zone 2 | Refrigeration |  |  | 0 | Per Unit | [7 empty] | 872.1376 | 545.086 | 327.0516 | 0.375 |  | 15 |  |  |  | 327.0516 | [8 empty] | 0 | 0 | 0 | 0 | 0 | 0 | 0 | [5 empty] | 0
FL Zone 2OfficesNew |  | XXXXXXXX | Yes | Nonequipment | PSC to ECM Evaporator Fan Motor (Walk-In, Refrigerator) | Medium Temperature Walk-In Case with Electronically Commutated Evaporator Fan Motor | Medium Temperature Reach-In Case with Permanent Split Capacitor Evaporator Fan Motor | Commercial | New | Offices | FL Zone 2 | Refrigeration |  |  | 0 | Per Unit | [7 empty] | 872.1376 | 545.086 | 327.0516 | 0.375 |  | 15 |  |  |  | 327.0516 | [8 empty] | 0 | 0 | 0 | 0 | 0 | 0 | 0 | [5 empty] | 0
FL Zone 2RestaurantsNew |  | XXXXXXXX | Yes | Nonequipment | PSC to ECM Evaporator Fan Motor (Walk-In, Refrigerator) | Medium Temperature Walk-In Case with Electronically Commutated Evaporator Fan Motor | Medium Temperature Reach-In Case with Permanent Split Capacitor Evaporator Fan Motor | Commercial | New | Restaurants | FL Zone 2 | Refrigeration |  |  | 0 | Per Unit | [7 empty] | 872.1376 | 545.086 | 327.0516 | 0.375 |  | 15 |  |  |  | 327.0516 | [8 empty] | 0 | 0 | 0 | 0 | 0 | 0 | 0 | [5 empty] | 0
FL Zone 2RetailNew |  | XXXXXXXX | Yes | Nonequipment | PSC to ECM Evaporator Fan Motor (Walk-In, Refrigerator) | Medium Temperature Walk-In Case with Electronically Commutated Evaporator Fan Motor | Medium Temperature Reach-In Case with Permanent Split Capacitor Evaporator Fan Motor | Commercial | New | Retail | FL Zone 2 | Refrigeration |  |  | 0 | Per Unit | [7 empty] | 872.1376 | 545.086 | 327.0516 | 0.375 |  | 15 |  |  |  | 327.0516 | [8 empty] | 0 | 0 | 0 | 0 | 0 | 0 | 0 | [5 empty] | 0
FL Zone 2Schools K-12New |  | XXXXXXXX | Yes | Nonequipment | PSC to ECM Evaporator Fan Motor (Walk-In, Refrigerator) | Medium Temperature Walk-In Case with Electronically Commutated Evaporator Fan Motor | Medium Temperature Reach-In Case with Permanent Split Capacitor Evaporator Fan Motor | Commercial | New | Schools K-12 | FL Zone 2 | Refrigeration |  |  | 0 | Per Unit | [7 empty] | 872.1376 | 545.086 | 327.0516 | 0.375 |  | 15 |  |  |  | 327.0516 | [8 empty] | 0 | 0 | 0 | 0 | 0 | 0 | 0 | [5 empty] | 0
FL Zone 2WarehouseNew |  | XXXXXXXX | Yes | Nonequipment | PSC to ECM Evaporator Fan Motor (Walk-In, Refrigerator) | Medium Temperature Walk-In Case with Electronically Commutated Evaporator Fan Motor | Medium Temperature Reach-In Case with Permanent Split Capacitor Evaporator Fan Motor | Commercial | New | Warehouse | FL Zone 2 | Refrigeration |  |  | 0 | Per Unit | [7 empty] | 872.1376 | 545.086 | 327.0516 | 0.375 |  | 15 |  |  |  | 327.0516 | [8 empty] | 0 | 0 | 0 | 0 | 0 | 0 | 0 | [5 empty] | 0
FL Zone 2AssemblyTurnover |  | XXXXXXXX | Yes | Equipment | Refrigerated Display Case LED Lighting | 60" Refrigerated Case LED Strip | Lumen-Equivalent 32-Watt T8 Fixture | Commercial | Turnover | Assembly | FL Zone 2 | Refrigeration | Display cases |  | 0 | Per Unit | [7 empty] | 2434.55 | 2273.5603 | 160.9897 | 0.066127 |  | 8 |  |  |  | 160.9897 | [8 empty] | 0 | 0 | 0 | 0 | 0 | 0 | 0 | [5 empty] | 0
FL Zone 2College and UniversityTurnover |  | XXXXXXXX | Yes | Equipment | Refrigerated Display Case LED Lighting | 60" Refrigerated Case LED Strip | Lumen-Equivalent 32-Watt T8 Fixture | Commercial | Turnover | College and University | FL Zone 2 | Refrigeration | Display cases |  | 0 | Per Unit | [7 empty] | 2434.55 | 2273.5603 | 160.9897 | 0.066127 |  | 8 |  |  |  | 160.9897 | [8 empty] | 0 | 0 | 0 | 0 | 0 | 0 | 0 | [5 empty] | 0
FL Zone 2GroceryTurnover |  | XXXXXXXX | Yes | Equipment | Refrigerated Display Case LED Lighting | 60" Refrigerated Case LED Strip | Lumen-Equivalent 32-Watt T8 Fixture | Commercial | Turnover | Grocery | FL Zone 2 | Refrigeration | Display cases |  | 0 | Per Unit | [7 empty] | 2434.55 | 2273.5603 | 160.9897 | 0.066127 |  | 8 |  |  |  | 160.9897 | [8 empty] | 0 | 0 | 0 | 0 | 0 | 0 | 0 | [5 empty] | 0
FL Zone 2HealthcareTurnover |  | XXXXXXXX | Yes | Equipment | Refrigerated Display Case LED Lighting | 60" Refrigerated Case LED Strip | Lumen-Equivalent 32-Watt T8 Fixture | Commercial | Turnover | Healthcare | FL Zone 2 | Refrigeration | Display cases |  | 0 | Per Unit | [7 empty] | 2434.55 | 2273.5603 | 160.9897 | 0.066127 |  | 8 |  |  |  | 160.9897 | [8 empty] | 0 | 0 | 0 | 0 | 0 | 0 | 0 | [5 empty] | 0
FL Zone 2HospitalsTurnover |  | XXXXXXXX | Yes | Equipment | Refrigerated Display Case LED Lighting | 60" Refrigerated Case LED Strip | Lumen-Equivalent 32-Watt T8 Fixture | Commercial | Turnover | Hospitals | FL Zone 2 | Refrigeration | Display cases |  | 0 | Per Unit | [7 empty] | 2434.55 | 2273.5603 | 160.9897 | 0.066127 |  | 8 |  |  |  | 160.9897 | [8 empty] | 0 | 0 | 0 | 0 | 0 | 0 | 0 | [5 empty] | 0
FL Zone 2InstitutionalTurnover |  | XXXXXXXX | Yes | Equipment | Refrigerated Display Case LED Lighting | 60" Refrigerated Case LED Strip | Lumen-Equivalent 32-Watt T8 Fixture | Commercial | Turnover | Institutional | FL Zone 2 | Refrigeration | Display cases |  | 0 | Per Unit | [7 empty] | 2434.55 | 2273.5603 | 160.9897 | 0.066127 |  | 8 |  |  |  | 160.9897 | [8 empty] | 0 | 0 | 0 | 0 | 0 | 0 | 0 | [5 empty] | 0
FL Zone 2Lodging/HospitalityTurnover |  | XXXXXXXX | Yes | Equipment | Refrigerated Display Case LED Lighting | 60" Refrigerated Case LED Strip | Lumen-Equivalent 32-Watt T8 Fixture | Commercial | Turnover | Lodging/Hospitality | FL Zone 2 | Refrigeration | Display cases |  | 0 | Per Unit | [7 empty] | 2434.55 | 2273.5603 | 160.9897 | 0.066127 |  | 8 |  |  |  | 160.9897 | [8 empty] | 0 | 0 | 0 | 0 | 0 | 0 | 0 | [5 empty] | 0
FL Zone 2MiscellaneousTurnover |  | XXXXXXXX | Yes | Equipment | Refrigerated Display Case LED Lighting | 60" Refrigerated Case LED Strip | Lumen-Equivalent 32-Watt T8 Fixture | Commercial | Turnover | Miscellaneous | FL Zone 2 | Refrigeration | Display cases |  | 0 | Per Unit | [7 empty] | 2434.55 | 2273.5603 | 160.9897 | 0.066127 |  | 8 |  |  |  | 160.9897 | [8 empty] | 0 | 0 | 0 | 0 | 0 | 0 | 0 | [5 empty] | 0
FL Zone 2OfficesTurnover |  | XXXXXXXX | Yes | Equipment | Refrigerated Display Case LED Lighting | 60" Refrigerated Case LED Strip | Lumen-Equivalent 32-Watt T8 Fixture | Commercial | Turnover | Offices | FL Zone 2 | Refrigeration | Display cases |  | 0 | Per Unit | [7 empty] | 2434.55 | 2273.5603 | 160.9897 | 0.066127 |  | 8 |  |  |  | 160.9897 | [8 empty] | 0 | 0 | 0 | 0 | 0 | 0 | 0 | [5 empty] | 0
FL Zone 2RestaurantsTurnover |  | XXXXXXXX | Yes | Equipment | Refrigerated Display Case LED Lighting | 60" Refrigerated Case LED Strip | Lumen-Equivalent 32-Watt T8 Fixture | Commercial | Turnover | Restaurants | FL Zone 2 | Refrigeration | Display cases |  | 0 | Per Unit | [7 empty] | 2434.55 | 2273.5603 | 160.9897 | 0.066127 |  | 8 |  |  |  | 160.9897 | [8 empty] | 0 | 0 | 0 | 0 | 0 | 0 | 0 | [5 empty] | 0
FL Zone 2RetailTurnover |  | XXXXXXXX | Yes | Equipment | Refrigerated Display Case LED Lighting | 60" Refrigerated Case LED Strip | Lumen-Equivalent 32-Watt T8 Fixture | Commercial | Turnover | Retail | FL Zone 2 | Refrigeration | Display cases |  | 0 | Per Unit | [7 empty] | 2434.55 | 2273.5603 | 160.9897 | 0.066127 |  | 8 |  |  |  | 160.9897 | [8 empty] | 0 | 0 | 0 | 0 | 0 | 0 | 0 | [5 empty] | 0
FL Zone 2Schools K-12Turnover |  | XXXXXXXX | Yes | Equipment | Refrigerated Display Case LED Lighting | 60" Refrigerated Case LED Strip | Lumen-Equivalent 32-Watt T8 Fixture | Commercial | Turnover | Schools K-12 | FL Zone 2 | Refrigeration | Display cases |  | 0 | Per Unit | [7 empty] | 2434.55 | 2273.5603 | 160.9897 | 0.066127 |  | 8 |  |  |  | 160.9897 | [8 empty] | 0 | 0 | 0 | 0 | 0 | 0 | 0 | [5 empty] | 0
FL Zone 2WarehouseTurnover |  | XXXXXXXX | Yes | Equipment | Refrigerated Display Case LED Lighting | 60" Refrigerated Case LED Strip | Lumen-Equivalent 32-Watt T8 Fixture | Commercial | Turnover | Warehouse | FL Zone 2 | Refrigeration | Display cases |  | 0 | Per Unit | [7 empty] | 2434.55 | 2273.5603 | 160.9897 | 0.066127 |  | 8 |  |  |  | 160.9897 | [8 empty] | 0 | 0 | 0 | 0 | 0 | 0 | 0 | [5 empty] | 0
FL Zone 2AssemblyNew |  | XXXXXXXX | Yes | Equipment | Refrigerated Display Case LED Lighting | 60" Refrigerated Case LED Strip | Lumen-Equivalent 32-Watt T8 Fixture | Commercial | New | Assembly | FL Zone 2 | Refrigeration | Display cases |  | 0 | Per Unit | [7 empty] | 2434.55 | 2434.55 | 0 | 0 |  | 8 |  |  |  | 0 | [8 empty] | 0 | 0 | 0 | 0 | 0 | 0 | 0 | [5 empty] | 0
FL Zone 2College and UniversityNew |  | XXXXXXXX | Yes | Equipment | Refrigerated Display Case LED Lighting | 60" Refrigerated Case LED Strip | Lumen-Equivalent 32-Watt T8 Fixture | Commercial | New | College and University | FL Zone 2 | Refrigeration | Display cases |  | 0 | Per Unit | [7 empty] | 2434.55 | 2434.55 | 0 | 0 |  | 8 |  |  |  | 0 | [8 empty] | 0 | 0 | 0 | 0 | 0 | 0 | 0 | [5 empty] | 0
FL Zone 2GroceryNew |  | XXXXXXXX | Yes | Equipment | Refrigerated Display Case LED Lighting | 60" Refrigerated Case LED Strip | Lumen-Equivalent 32-Watt T8 Fixture | Commercial | New | Grocery | FL Zone 2 | Refrigeration | Display cases |  | 0 | Per Unit | [7 empty] | 2434.55 | 2434.55 | 0 | 0 |  | 8 |  |  |  | 0 | [8 empty] | 0 | 0 | 0 | 0 | 0 | 0 | 0 | [5 empty] | 0
FL Zone 2HealthcareNew |  | XXXXXXXX | Yes | Equipment | Refrigerated Display Case LED Lighting | 60" Refrigerated Case LED Strip | Lumen-Equivalent 32-Watt T8 Fixture | Commercial | New | Healthcare | FL Zone 2 | Refrigeration | Display cases |  | 0 | Per Unit | [7 empty] | 2434.55 | 2434.55 | 0 | 0 |  | 8 |  |  |  | 0 | [8 empty] | 0 | 0 | 0 | 0 | 0 | 0 | 0 | [5 empty] | 0
FL Zone 2HospitalsNew |  | XXXXXXXX | Yes | Equipment | Refrigerated Display Case LED Lighting | 60" Refrigerated Case LED Strip | Lumen-Equivalent 32-Watt T8 Fixture | Commercial | New | Hospitals | FL Zone 2 | Refrigeration | Display cases |  | 0 | Per Unit | [7 empty] | 2434.55 | 2434.55 | 0 | 0 |  | 8 |  |  |  | 0 | [8 empty] | 0 | 0 | 0 | 0 | 0 | 0 | 0 | [5 empty] | 0
FL Zone 2InstitutionalNew |  | XXXXXXXX | Yes | Equipment | Refrigerated Display Case LED Lighting | 60" Refrigerated Case LED Strip | Lumen-Equivalent 32-Watt T8 Fixture | Commercial | New | Institutional | FL Zone 2 | Refrigeration | Display cases |  | 0 | Per Unit | [7 empty] | 2434.55 | 2434.55 | 0 | 0 |  | 8 |  |  |  | 0 | [8 empty] | 0 | 0 | 0 | 0 | 0 | 0 | 0 | [5 empty] | 0
FL Zone 2Lodging/HospitalityNew |  | XXXXXXXX | Yes | Equipment | Refrigerated Display Case LED Lighting | 60" Refrigerated Case LED Strip | Lumen-Equivalent 32-Watt T8 Fixture | Commercial | New | Lodging/Hospitality | FL Zone 2 | Refrigeration | Display cases |  | 0 | Per Unit | [7 empty] | 2434.55 | 2434.55 | 0 | 0 |  | 8 |  |  |  | 0 | [8 empty] | 0 | 0 | 0 | 0 | 0 | 0 | 0 | [5 empty] | 0
FL Zone 2MiscellaneousNew |  | XXXXXXXX | Yes | Equipment | Refrigerated Display Case LED Lighting | 60" Refrigerated Case LED Strip | Lumen-Equivalent 32-Watt T8 Fixture | Commercial | New | Miscellaneous | FL Zone 2 | Refrigeration | Display cases |  | 0 | Per Unit | [7 empty] | 2434.55 | 2434.55 | 0 | 0 |  | 8 |  |  |  | 0 | [8 empty] | 0 | 0 | 0 | 0 | 0 | 0 | 0 | [5 empty] | 0
FL Zone 2OfficesNew |  | XXXXXXXX | Yes | Equipment | Refrigerated Display Case LED Lighting | 60" Refrigerated Case LED Strip | Lumen-Equivalent 32-Watt T8 Fixture | Commercial | New | Offices | FL Zone 2 | Refrigeration | Display cases |  | 0 | Per Unit | [7 empty] | 2434.55 | 2434.55 | 0 | 0 |  | 8 |  |  |  | 0 | [8 empty] | 0 | 0 | 0 | 0 | 0 | 0 | 0 | [5 empty] | 0
FL Zone 2RestaurantsNew |  | XXXXXXXX | Yes | Equipment | Refrigerated Display Case LED Lighting | 60" Refrigerated Case LED Strip | Lumen-Equivalent 32-Watt T8 Fixture | Commercial | New | Restaurants | FL Zone 2 | Refrigeration | Display cases |  | 0 | Per Unit | [7 empty] | 2434.55 | 2434.55 | 0 | 0 |  | 8 |  |  |  | 0 | [8 empty] | 0 | 0 | 0 | 0 | 0 | 0 | 0 | [5 empty] | 0
FL Zone 2RetailNew |  | XXXXXXXX | Yes | Equipment | Refrigerated Display Case LED Lighting | 60" Refrigerated Case LED Strip | Lumen-Equivalent 32-Watt T8 Fixture | Commercial | New | Retail | FL Zone 2 | Refrigeration | Display cases |  | 0 | Per Unit | [7 empty] | 2434.55 | 2434.55 | 0 | 0 |  | 8 |  |  |  | 0 | [8 empty] | 0 | 0 | 0 | 0 | 0 | 0 | 0 | [5 empty] | 0
FL Zone 2Schools K-12New |  | XXXXXXXX | Yes | Equipment | Refrigerated Display Case LED Lighting | 60" Refrigerated Case LED Strip | Lumen-Equivalent 32-Watt T8 Fixture | Commercial | New | Schools K-12 | FL Zone 2 | Refrigeration | Display cases |  | 0 | Per Unit | [7 empty] | 2434.55 | 2434.55 | 0 | 0 |  | 8 |  |  |  | 0 | [8 empty] | 0 | 0 | 0 | 0 | 0 | 0 | 0 | [5 empty] | 0
FL Zone 2WarehouseNew |  | XXXXXXXX | Yes | Equipment | Refrigerated Display Case LED Lighting | 60" Refrigerated Case LED Strip | Lumen-Equivalent 32-Watt T8 Fixture | Commercial | New | Warehouse | FL Zone 2 | Refrigeration | Display cases |  | 0 | Per Unit | [7 empty] | 2434.55 | 2434.55 | 0 | 0 |  | 8 |  |  |  | 0 | [8 empty] | 0 | 0 | 0 | 0 | 0 | 0 | 0 | [5 empty] | 0
FL Zone 2AssemblyExisting |  | XXXXXXXX | Yes | Nonequipment | Refrigerated Display Case Lighting Controls | Occupancy Sensors for Refrigerated Case Lighting to reduce run time | Market-Share Weighted Existing Linear Fluorescent Fixture | Commercial | Existing | Assembly | FL Zone 2 | Refrigeration |  |  | 0 | Per End Use Consumption | [7 empty] | 2434.55 | 2373.1139 | 61.4361 | 0.025235 |  | 8 |  |  |  | 61.4361 | [8 empty] | 0 | 0 | 0 | 0 | 0 | 0 | 0 | [5 empty] | 0
FL Zone 2College and UniversityExisting |  | XXXXXXXX | Yes | Nonequipment | Refrigerated Display Case Lighting Controls | Occupancy Sensors for Refrigerated Case Lighting to reduce run time | Market-Share Weighted Existing Linear Fluorescent Fixture | Commercial | Existing | College and University | FL Zone 2 | Refrigeration |  |  | 0 | Per End Use Consumption | [7 empty] | 2434.55 | 2373.1139 | 61.4361 | 0.025235 |  | 8 |  |  |  | 61.4361 | [8 empty] | 0 | 0 | 0 | 0 | 0 | 0 | 0 | [5 empty] | 0
FL Zone 2GroceryExisting |  | XXXXXXXX | Yes | Nonequipment | Refrigerated Display Case Lighting Controls | Occupancy Sensors for Refrigerated Case Lighting to reduce run time | Market-Share Weighted Existing Linear Fluorescent Fixture | Commercial | Existing | Grocery | FL Zone 2 | Refrigeration |  |  | 0 | Per End Use Consumption | [7 empty] | 2434.55 | 2373.1139 | 61.4361 | 0.025235 |  | 8 |  |  |  | 61.4361 | [8 empty] | 0 | 0 | 0 | 0 | 0 | 0 | 0 | [5 empty] | 0
FL Zone 2HealthcareExisting |  | XXXXXXXX | Yes | Nonequipment | Refrigerated Display Case Lighting Controls | Occupancy Sensors for Refrigerated Case Lighting to reduce run time | Market-Share Weighted Existing Linear Fluorescent Fixture | Commercial | Existing | Healthcare | FL Zone 2 | Refrigeration |  |  | 0 | Per End Use Consumption | [7 empty] | 2434.55 | 2373.1139 | 61.4361 | 0.025235 |  | 8 |  |  |  | 61.4361 | [8 empty] | 0 | 0 | 0 | 0 | 0 | 0 | 0 | [5 empty] | 0
FL Zone 2HospitalsExisting |  | XXXXXXXX | Yes | Nonequipment | Refrigerated Display Case Lighting Controls | Occupancy Sensors for Refrigerated Case Lighting to reduce run time | Market-Share Weighted Existing Linear Fluorescent Fixture | Commercial | Existing | Hospitals | FL Zone 2 | Refrigeration |  |  | 0 | Per End Use Consumption | [7 empty] | 2434.55 | 2373.1139 | 61.4361 | 0.025235 |  | 8 |  |  |  | 61.4361 | [8 empty] | 0 | 0 | 0 | 0 | 0 | 0 | 0 | [5 empty] | 0
FL Zone 2InstitutionalExisting |  | XXXXXXXX | Yes | Nonequipment | Refrigerated Display Case Lighting Controls | Occupancy Sensors for Refrigerated Case Lighting to reduce run time | Market-Share Weighted Existing Linear Fluorescent Fixture | Commercial | Existing | Institutional | FL Zone 2 | Refrigeration |  |  | 0 | Per End Use Consumption | [7 empty] | 2434.55 | 2373.1139 | 61.4361 | 0.025235 |  | 8 |  |  |  | 61.4361 | [8 empty] | 0 | 0 | 0 | 0 | 0 | 0 | 0 | [5 empty] | 0
FL Zone 2Lodging/HospitalityExisting |  | XXXXXXXX | Yes | Nonequipment | Refrigerated Display Case Lighting Controls | Occupancy Sensors for Refrigerated Case Lighting to reduce run time | Market-Share Weighted Existing Linear Fluorescent Fixture | Commercial | Existing | Lodging/Hospitality | FL Zone 2 | Refrigeration |  |  | 0 | Per End Use Consumption | [7 empty] | 2434.55 | 2373.1139 | 61.4361 | 0.025235 |  | 8 |  |  |  | 61.4361 | [8 empty] | 0 | 0 | 0 | 0 | 0 | 0 | 0 | [5 empty] | 0
FL Zone 2MiscellaneousExisting |  | XXXXXXXX | Yes | Nonequipment | Refrigerated Display Case Lighting Controls | Occupancy Sensors for Refrigerated Case Lighting to reduce run time | Market-Share Weighted Existing Linear Fluorescent Fixture | Commercial | Existing | Miscellaneous | FL Zone 2 | Refrigeration |  |  | 0 | Per End Use Consumption | [7 empty] | 2434.55 | 2373.1139 | 61.4361 | 0.025235 |  | 8 |  |  |  | 61.4361 | [8 empty] | 0 | 0 | 0 | 0 | 0 | 0 | 0 | [5 empty] | 0
FL Zone 2OfficesExisting |  | XXXXXXXX | Yes | Nonequipment | Refrigerated Display Case Lighting Controls | Occupancy Sensors for Refrigerated Case Lighting to reduce run time | Market-Share Weighted Existing Linear Fluorescent Fixture | Commercial | Existing | Offices | FL Zone 2 | Refrigeration |  |  | 0 | Per End Use Consumption | [7 empty] | 2434.55 | 2373.1139 | 61.4361 | 0.025235 |  | 8 |  |  |  | 61.4361 | [8 empty] | 0 | 0 | 0 | 0 | 0 | 0 | 0 | [5 empty] | 0
FL Zone 2RestaurantsExisting |  | XXXXXXXX | Yes | Nonequipment | Refrigerated Display Case Lighting Controls | Occupancy Sensors for Refrigerated Case Lighting to reduce run time | Market-Share Weighted Existing Linear Fluorescent Fixture | Commercial | Existing | Restaurants | FL Zone 2 | Refrigeration |  |  | 0 | Per End Use Consumption | [7 empty] | 2434.55 | 2373.1139 | 61.4361 | 0.025235 |  | 8 |  |  |  | 61.4361 | [8 empty] | 0 | 0 | 0 | 0 | 0 | 0 | 0 | [5 empty] | 0
FL Zone 2RetailExisting |  | XXXXXXXX | Yes | Nonequipment | Refrigerated Display Case Lighting Controls | Occupancy Sensors for Refrigerated Case Lighting to reduce run time | Market-Share Weighted Existing Linear Fluorescent Fixture | Commercial | Existing | Retail | FL Zone 2 | Refrigeration |  |  | 0 | Per End Use Consumption | [7 empty] | 2434.55 | 2373.1139 | 61.4361 | 0.025235 |  | 8 |  |  |  | 61.4361 | [8 empty] | 0 | 0 | 0 | 0 | 0 | 0 | 0 | [5 empty] | 0
FL Zone 2Schools K-12Existing |  | XXXXXXXX | Yes | Nonequipment | Refrigerated Display Case Lighting Controls | Occupancy Sensors for Refrigerated Case Lighting to reduce run time | Market-Share Weighted Existing Linear Fluorescent Fixture | Commercial | Existing | Schools K-12 | FL Zone 2 | Refrigeration |  |  | 0 | Per End Use Consumption | [7 empty] | 2434.55 | 2373.1139 | 61.4361 | 0.025235 |  | 8 |  |  |  | 61.4361 | [8 empty] | 0 | 0 | 0 | 0 | 0 | 0 | 0 | [5 empty] | 0
FL Zone 2WarehouseExisting |  | XXXXXXXX | Yes | Nonequipment | Refrigerated Display Case Lighting Controls | Occupancy Sensors for Refrigerated Case Lighting to reduce run time | Market-Share Weighted Existing Linear Fluorescent Fixture | Commercial | Existing | Warehouse | FL Zone 2 | Refrigeration |  |  | 0 | Per End Use Consumption | [7 empty] | 2434.55 | 2373.1139 | 61.4361 | 0.025235 |  | 8 |  |  |  | 61.4361 | [8 empty] | 0 | 0 | 0 | 0 | 0 | 0 | 0 | [5 empty] | 0
FL Zone 2AssemblyNew |  | XXXXXXXX | Yes | Nonequipment | Refrigerated Display Case Lighting Controls | Occupancy Sensors for Refrigerated Case Lighting to reduce run time | LED Refrigerated Case Lighting Fixture | Commercial | New | Assembly | FL Zone 2 | Refrigeration |  |  | 0 | Per End Use Consumption | [7 empty] | 2434.55 | 2411.7515 | 22.7985 | 0.0093646 |  | 8 |  |  |  | 22.7985 | [8 empty] | 0 | 0 | 0 | 0 | 0 | 0 | 0 | [5 empty] | 0
FL Zone 2College and UniversityNew |  | XXXXXXXX | Yes | Nonequipment | Refrigerated Display Case Lighting Controls | Occupancy Sensors for Refrigerated Case Lighting to reduce run time | LED Refrigerated Case Lighting Fixture | Commercial | New | College and University | FL Zone 2 | Refrigeration |  |  | 0 | Per End Use Consumption | [7 empty] | 2434.55 | 2411.7515 | 22.7985 | 0.0093646 |  | 8 |  |  |  | 22.7985 | [8 empty] | 0 | 0 | 0 | 0 | 0 | 0 | 0 | [5 empty] | 0
FL Zone 2GroceryNew |  | XXXXXXXX | Yes | Nonequipment | Refrigerated Display Case Lighting Controls | Occupancy Sensors for Refrigerated Case Lighting to reduce run time | LED Refrigerated Case Lighting Fixture | Commercial | New | Grocery | FL Zone 2 | Refrigeration |  |  | 0 | Per End Use Consumption | [7 empty] | 2434.55 | 2411.7515 | 22.7985 | 0.0093646 |  | 8 |  |  |  | 22.7985 | [8 empty] | 0 | 0 | 0 | 0 | 0 | 0 | 0 | [5 empty] | 0
FL Zone 2HealthcareNew |  | XXXXXXXX | Yes | Nonequipment | Refrigerated Display Case Lighting Controls | Occupancy Sensors for Refrigerated Case Lighting to reduce run time | LED Refrigerated Case Lighting Fixture | Commercial | New | Healthcare | FL Zone 2 | Refrigeration |  |  | 0 | Per End Use Consumption | [7 empty] | 2434.55 | 2411.7515 | 22.7985 | 0.0093646 |  | 8 |  |  |  | 22.7985 | [8 empty] | 0 | 0 | 0 | 0 | 0 | 0 | 0 | [5 empty] | 0
FL Zone 2HospitalsNew |  | XXXXXXXX | Yes | Nonequipment | Refrigerated Display Case Lighting Controls | Occupancy Sensors for Refrigerated Case Lighting to reduce run time | LED Refrigerated Case Lighting Fixture | Commercial | New | Hospitals | FL Zone 2 | Refrigeration |  |  | 0 | Per End Use Consumption | [7 empty] | 2434.55 | 2411.7515 | 22.7985 | 0.0093646 |  | 8 |  |  |  | 22.7985 | [8 empty] | 0 | 0 | 0 | 0 | 0 | 0 | 0 | [5 empty] | 0
FL Zone 2InstitutionalNew |  | XXXXXXXX | Yes | Nonequipment | Refrigerated Display Case Lighting Controls | Occupancy Sensors for Refrigerated Case Lighting to reduce run time | LED Refrigerated Case Lighting Fixture | Commercial | New | Institutional | FL Zone 2 | Refrigeration |  |  | 0 | Per End Use Consumption | [7 empty] | 2434.55 | 2411.7515 | 22.7985 | 0.0093646 |  | 8 |  |  |  | 22.7985 | [8 empty] | 0 | 0 | 0 | 0 | 0 | 0 | 0 | [5 empty] | 0
FL Zone 2Lodging/HospitalityNew |  | XXXXXXXX | Yes | Nonequipment | Refrigerated Display Case Lighting Controls | Occupancy Sensors for Refrigerated Case Lighting to reduce run time | LED Refrigerated Case Lighting Fixture | Commercial | New | Lodging/Hospitality | FL Zone 2 | Refrigeration |  |  | 0 | Per End Use Consumption | [7 empty] | 2434.55 | 2411.7515 | 22.7985 | 0.0093646 |  | 8 |  |  |  | 22.7985 | [8 empty] | 0 | 0 | 0 | 0 | 0 | 0 | 0 | [5 empty] | 0
FL Zone 2MiscellaneousNew |  | XXXXXXXX | Yes | Nonequipment | Refrigerated Display Case Lighting Controls | Occupancy Sensors for Refrigerated Case Lighting to reduce run time | LED Refrigerated Case Lighting Fixture | Commercial | New | Miscellaneous | FL Zone 2 | Refrigeration |  |  | 0 | Per End Use Consumption | [7 empty] | 2434.55 | 2411.7515 | 22.7985 | 0.0093646 |  | 8 |  |  |  | 22.7985 | [8 empty] | 0 | 0 | 0 | 0 | 0 | 0 | 0 | [5 empty] | 0
FL Zone 2OfficesNew |  | XXXXXXXX | Yes | Nonequipment | Refrigerated Display Case Lighting Controls | Occupancy Sensors for Refrigerated Case Lighting to reduce run time | LED Refrigerated Case Lighting Fixture | Commercial | New | Offices | FL Zone 2 | Refrigeration |  |  | 0 | Per End Use Consumption | [7 empty] | 2434.55 | 2411.7515 | 22.7985 | 0.0093646 |  | 8 |  |  |  | 22.7985 | [8 empty] | 0 | 0 | 0 | 0 | 0 | 0 | 0 | [5 empty] | 0
FL Zone 2RestaurantsNew |  | XXXXXXXX | Yes | Nonequipment | Refrigerated Display Case Lighting Controls | Occupancy Sensors for Refrigerated Case Lighting to reduce run time | LED Refrigerated Case Lighting Fixture | Commercial | New | Restaurants | FL Zone 2 | Refrigeration |  |  | 0 | Per End Use Consumption | [7 empty] | 2434.55 | 2411.7515 | 22.7985 | 0.0093646 |  | 8 |  |  |  | 22.7985 | [8 empty] | 0 | 0 | 0 | 0 | 0 | 0 | 0 | [5 empty] | 0
FL Zone 2RetailNew |  | XXXXXXXX | Yes | Nonequipment | Refrigerated Display Case Lighting Controls | Occupancy Sensors for Refrigerated Case Lighting to reduce run time | LED Refrigerated Case Lighting Fixture | Commercial | New | Retail | FL Zone 2 | Refrigeration |  |  | 0 | Per End Use Consumption | [7 empty] | 2434.55 | 2411.7515 | 22.7985 | 0.0093646 |  | 8 |  |  |  | 22.7985 | [8 empty] | 0 | 0 | 0 | 0 | 0 | 0 | 0 | [5 empty] | 0
FL Zone 2Schools K-12New |  | XXXXXXXX | Yes | Nonequipment | Refrigerated Display Case Lighting Controls | Occupancy Sensors for Refrigerated Case Lighting to reduce run time | LED Refrigerated Case Lighting Fixture | Commercial | New | Schools K-12 | FL Zone 2 | Refrigeration |  |  | 0 | Per End Use Consumption | [7 empty] | 2434.55 | 2411.7515 | 22.7985 | 0.0093646 |  | 8 |  |  |  | 22.7985 | [8 empty] | 0 | 0 | 0 | 0 | 0 | 0 | 0 | [5 empty] | 0
FL Zone 2WarehouseNew |  | XXXXXXXX | Yes | Nonequipment | Refrigerated Display Case Lighting Controls | Occupancy Sensors for Refrigerated Case Lighting to reduce run time | LED Refrigerated Case Lighting Fixture | Commercial | New | Warehouse | FL Zone 2 | Refrigeration |  |  | 0 | Per End Use Consumption | [7 empty] | 2434.55 | 2411.7515 | 22.7985 | 0.0093646 |  | 8 |  |  |  | 22.7985 | [8 empty] | 0 | 0 | 0 | 0 | 0 | 0 | 0 | [5 empty] | 0
FL Zone 2AssemblyExisting |  | XXXXXXXX | Yes | Nonequipment | Regenerative Drive Elevator Motor | Regenerative drive produced energy when motor in overhaul condition | Standard motor | Commercial | Existing | Assembly | FL Zone 2 | Miscellaneous |  |  | 0 | Per Appliance | [7 empty] | 32653.1987 | 30625.2632 | 2027.9355 | 0.062105 |  | 13 |  |  |  | 2027.9355 | [8 empty] | 0 | 0 | 0 | 0 | 0 | 0 | 0 | [5 empty] | 0
FL Zone 2College and UniversityExisting |  | XXXXXXXX | Yes | Nonequipment | Regenerative Drive Elevator Motor | Regenerative drive produced energy when motor in overhaul condition | Standard motor | Commercial | Existing | College and University | FL Zone 2 | Miscellaneous |  |  | 0 | Per Appliance | [7 empty] | 32653.1987 | 30625.2632 | 2027.9355 | 0.062105 |  | 13 |  |  |  | 2027.9355 | [8 empty] | 0 | 0 | 0 | 0 | 0 | 0 | 0 | [5 empty] | 0
FL Zone 2GroceryExisting |  | XXXXXXXX | Yes | Nonequipment | Regenerative Drive Elevator Motor | Regenerative drive produced energy when motor in overhaul condition | Standard motor | Commercial | Existing | Grocery | FL Zone 2 | Miscellaneous |  |  | 0 | Per Appliance | [7 empty] | 32653.1987 | 30625.2632 | 2027.9355 | 0.062105 |  | 13 |  |  |  | 2027.9355 | [8 empty] | 0 | 0 | 0 | 0 | 0 | 0 | 0 | [5 empty] | 0
FL Zone 2HealthcareExisting |  | XXXXXXXX | Yes | Nonequipment | Regenerative Drive Elevator Motor | Regenerative drive produced energy when motor in overhaul condition | Standard motor | Commercial | Existing | Healthcare | FL Zone 2 | Miscellaneous |  |  | 0 | Per Appliance | [7 empty] | 32653.1987 | 30625.2632 | 2027.9355 | 0.062105 |  | 13 |  |  |  | 2027.9355 | [8 empty] | 0 | 0 | 0 | 0 | 0 | 0 | 0 | [5 empty] | 0
FL Zone 2HospitalsExisting |  | XXXXXXXX | Yes | Nonequipment | Regenerative Drive Elevator Motor | Regenerative drive produced energy when motor in overhaul condition | Standard motor | Commercial | Existing | Hospitals | FL Zone 2 | Miscellaneous |  |  | 0 | Per Appliance | [7 empty] | 32653.1987 | 30625.2632 | 2027.9355 | 0.062105 |  | 13 |  |  |  | 2027.9355 | [8 empty] | 0 | 0 | 0 | 0 | 0 | 0 | 0 | [5 empty] | 0
FL Zone 2InstitutionalExisting |  | XXXXXXXX | Yes | Nonequipment | Regenerative Drive Elevator Motor | Regenerative drive produced energy when motor in overhaul condition | Standard motor | Commercial | Existing | Institutional | FL Zone 2 | Miscellaneous |  |  | 0 | Per Appliance | [7 empty] | 32653.1987 | 30625.2632 | 2027.9355 | 0.062105 |  | 13 |  |  |  | 2027.9355 | [8 empty] | 0 | 0 | 0 | 0 | 0 | 0 | 0 | [5 empty] | 0
FL Zone 2Lodging/HospitalityExisting |  | XXXXXXXX | Yes | Nonequipment | Regenerative Drive Elevator Motor | Regenerative drive produced energy when motor in overhaul condition | Standard motor | Commercial | Existing | Lodging/Hospitality | FL Zone 2 | Miscellaneous |  |  | 0 | Per Appliance | [7 empty] | 32653.1987 | 30625.2632 | 2027.9355 | 0.062105 |  | 13 |  |  |  | 2027.9355 | [8 empty] | 0 | 0 | 0 | 0 | 0 | 0 | 0 | [5 empty] | 0
FL Zone 2MiscellaneousExisting |  | XXXXXXXX | Yes | Nonequipment | Regenerative Drive Elevator Motor | Regenerative drive produced energy when motor in overhaul condition | Standard motor | Commercial | Existing | Miscellaneous | FL Zone 2 | Miscellaneous |  |  | 0 | Per Appliance | [7 empty] | 32653.1987 | 30625.2632 | 2027.9355 | 0.062105 |  | 13 |  |  |  | 2027.9355 | [8 empty] | 0 | 0 | 0 | 0 | 0 | 0 | 0 | [5 empty] | 0
FL Zone 2OfficesExisting |  | XXXXXXXX | Yes | Nonequipment | Regenerative Drive Elevator Motor | Regenerative drive produced energy when motor in overhaul condition | Standard motor | Commercial | Existing | Offices | FL Zone 2 | Miscellaneous |  |  | 0 | Per Appliance | [7 empty] | 32653.1987 | 30625.2632 | 2027.9355 | 0.062105 |  | 13 |  |  |  | 2027.9355 | [8 empty] | 0 | 0 | 0 | 0 | 0 | 0 | 0 | [5 empty] | 0
FL Zone 2RestaurantsExisting |  | XXXXXXXX | Yes | Nonequipment | Regenerative Drive Elevator Motor | Regenerative drive produced energy when motor in overhaul condition | Standard motor | Commercial | Existing | Restaurants | FL Zone 2 | Miscellaneous |  |  | 0 | Per Appliance | [7 empty] | 32653.1987 | 30625.2632 | 2027.9355 | 0.062105 |  | 13 |  |  |  | 2027.9355 | [8 empty] | 0 | 0 | 0 | 0 | 0 | 0 | 0 | [5 empty] | 0
FL Zone 2RetailExisting |  | XXXXXXXX | Yes | Nonequipment | Regenerative Drive Elevator Motor | Regenerative drive produced energy when motor in overhaul condition | Standard motor | Commercial | Existing | Retail | FL Zone 2 | Miscellaneous |  |  | 0 | Per Appliance | [7 empty] | 32653.1987 | 30625.2632 | 2027.9355 | 0.062105 |  | 13 |  |  |  | 2027.9355 | [8 empty] | 0 | 0 | 0 | 0 | 0 | 0 | 0 | [5 empty] | 0
FL Zone 2Schools K-12Existing |  | XXXXXXXX | Yes | Nonequipment | Regenerative Drive Elevator Motor | Regenerative drive produced energy when motor in overhaul condition | Standard motor | Commercial | Existing | Schools K-12 | FL Zone 2 | Miscellaneous |  |  | 0 | Per Appliance | [7 empty] | 32653.1987 | 30625.2632 | 2027.9355 | 0.062105 |  | 13 |  |  |  | 2027.9355 | [8 empty] | 0 | 0 | 0 | 0 | 0 | 0 | 0 | [5 empty] | 0
FL Zone 2WarehouseExisting |  | XXXXXXXX | Yes | Nonequipment | Regenerative Drive Elevator Motor | Regenerative drive produced energy when motor in overhaul condition | Standard motor | Commercial | Existing | Warehouse | FL Zone 2 | Miscellaneous |  |  | 0 | Per Appliance | [7 empty] | 32653.1987 | 30625.2632 | 2027.9355 | 0.062105 |  | 13 |  |  |  | 2027.9355 | [8 empty] | 0 | 0 | 0 | 0 | 0 | 0 | 0 | [5 empty] | 0
FL Zone 2AssemblyNew |  | XXXXXXXX | Yes | Nonequipment | Regenerative Drive Elevator Motor | Regenerative drive produced energy when motor in overhaul condition | Standard motor | Commercial | New | Assembly | FL Zone 2 | Miscellaneous |  |  | 0 | Per Appliance | [7 empty] | 32653.1987 | 30625.2632 | 2027.9355 | 0.062105 |  | 13 |  |  |  | 2027.9355 | [8 empty] | 0 | 0 | 0 | 0 | 0 | 0 | 0 | [5 empty] | 0
FL Zone 2College and UniversityNew |  | XXXXXXXX | Yes | Nonequipment | Regenerative Drive Elevator Motor | Regenerative drive produced energy when motor in overhaul condition | Standard motor | Commercial | New | College and University | FL Zone 2 | Miscellaneous |  |  | 0 | Per Appliance | [7 empty] | 32653.1987 | 30625.2632 | 2027.9355 | 0.062105 |  | 13 |  |  |  | 2027.9355 | [8 empty] | 0 | 0 | 0 | 0 | 0 | 0 | 0 | [5 empty] | 0
FL Zone 2GroceryNew |  | XXXXXXXX | Yes | Nonequipment | Regenerative Drive Elevator Motor | Regenerative drive produced energy when motor in overhaul condition | Standard motor | Commercial | New | Grocery | FL Zone 2 | Miscellaneous |  |  | 0 | Per Appliance | [7 empty] | 32653.1987 | 30625.2632 | 2027.9355 | 0.062105 |  | 13 |  |  |  | 2027.9355 | [8 empty] | 0 | 0 | 0 | 0 | 0 | 0 | 0 | [5 empty] | 0
FL Zone 2HealthcareNew |  | XXXXXXXX | Yes | Nonequipment | Regenerative Drive Elevator Motor | Regenerative drive produced energy when motor in overhaul condition | Standard motor | Commercial | New | Healthcare | FL Zone 2 | Miscellaneous |  |  | 0 | Per Appliance | [7 empty] | 32653.1987 | 30625.2632 | 2027.9355 | 0.062105 |  | 13 |  |  |  | 2027.9355 | [8 empty] | 0 | 0 | 0 | 0 | 0 | 0 | 0 | [5 empty] | 0
FL Zone 2HospitalsNew |  | XXXXXXXX | Yes | Nonequipment | Regenerative Drive Elevator Motor | Regenerative drive produced energy when motor in overhaul condition | Standard motor | Commercial | New | Hospitals | FL Zone 2 | Miscellaneous |  |  | 0 | Per Appliance | [7 empty] | 32653.1987 | 30625.2632 | 2027.9355 | 0.062105 |  | 13 |  |  |  | 2027.9355 | [8 empty] | 0 | 0 | 0 | 0 | 0 | 0 | 0 | [5 empty] | 0
FL Zone 2InstitutionalNew |  | XXXXXXXX | Yes | Nonequipment | Regenerative Drive Elevator Motor | Regenerative drive produced energy when motor in overhaul condition | Standard motor | Commercial | New | Institutional | FL Zone 2 | Miscellaneous |  |  | 0 | Per Appliance | [7 empty] | 32653.1987 | 30625.2632 | 2027.9355 | 0.062105 |  | 13 |  |  |  | 2027.9355 | [8 empty] | 0 | 0 | 0 | 0 | 0 | 0 | 0 | [5 empty] | 0
FL Zone 2Lodging/HospitalityNew |  | XXXXXXXX | Yes | Nonequipment | Regenerative Drive Elevator Motor | Regenerative drive produced energy when motor in overhaul condition | Standard motor | Commercial | New | Lodging/Hospitality | FL Zone 2 | Miscellaneous |  |  | 0 | Per Appliance | [7 empty] | 32653.1987 | 30625.2632 | 2027.9355 | 0.062105 |  | 13 |  |  |  | 2027.9355 | [8 empty] | 0 | 0 | 0 | 0 | 0 | 0 | 0 | [5 empty] | 0
FL Zone 2MiscellaneousNew |  | XXXXXXXX | Yes | Nonequipment | Regenerative Drive Elevator Motor | Regenerative drive produced energy when motor in overhaul condition | Standard motor | Commercial | New | Miscellaneous | FL Zone 2 | Miscellaneous |  |  | 0 | Per Appliance | [7 empty] | 32653.1987 | 30625.2632 | 2027.9355 | 0.062105 |  | 13 |  |  |  | 2027.9355 | [8 empty] | 0 | 0 | 0 | 0 | 0 | 0 | 0 | [5 empty] | 0
FL Zone 2OfficesNew |  | XXXXXXXX | Yes | Nonequipment | Regenerative Drive Elevator Motor | Regenerative drive produced energy when motor in overhaul condition | Standard motor | Commercial | New | Offices | FL Zone 2 | Miscellaneous |  |  | 0 | Per Appliance | [7 empty] | 32653.1987 | 30625.2632 | 2027.9355 | 0.062105 |  | 13 |  |  |  | 2027.9355 | [8 empty] | 0 | 0 | 0 | 0 | 0 | 0 | 0 | [5 empty] | 0
FL Zone 2RestaurantsNew |  | XXXXXXXX | Yes | Nonequipment | Regenerative Drive Elevator Motor | Regenerative drive produced energy when motor in overhaul condition | Standard motor | Commercial | New | Restaurants | FL Zone 2 | Miscellaneous |  |  | 0 | Per Appliance | [7 empty] | 32653.1987 | 30625.2632 | 2027.9355 | 0.062105 |  | 13 |  |  |  | 2027.9355 | [8 empty] | 0 | 0 | 0 | 0 | 0 | 0 | 0 | [5 empty] | 0
FL Zone 2RetailNew |  | XXXXXXXX | Yes | Nonequipment | Regenerative Drive Elevator Motor | Regenerative drive produced energy when motor in overhaul condition | Standard motor | Commercial | New | Retail | FL Zone 2 | Miscellaneous |  |  | 0 | Per Appliance | [7 empty] | 32653.1987 | 30625.2632 | 2027.9355 | 0.062105 |  | 13 |  |  |  | 2027.9355 | [8 empty] | 0 | 0 | 0 | 0 | 0 | 0 | 0 | [5 empty] | 0
FL Zone 2Schools K-12New |  | XXXXXXXX | Yes | Nonequipment | Regenerative Drive Elevator Motor | Regenerative drive produced energy when motor in overhaul condition | Standard motor | Commercial | New | Schools K-12 | FL Zone 2 | Miscellaneous |  |  | 0 | Per Appliance | [7 empty] | 32653.1987 | 30625.2632 | 2027.9355 | 0.062105 |  | 13 |  |  |  | 2027.9355 | [8 empty] | 0 | 0 | 0 | 0 | 0 | 0 | 0 | [5 empty] | 0
FL Zone 2WarehouseNew |  | XXXXXXXX | Yes | Nonequipment | Regenerative Drive Elevator Motor | Regenerative drive produced energy when motor in overhaul condition | Standard motor | Commercial | New | Warehouse | FL Zone 2 | Miscellaneous |  |  | 0 | Per Appliance | [7 empty] | 32653.1987 | 30625.2632 | 2027.9355 | 0.062105 |  | 13 |  |  |  | 2027.9355 | [8 empty] | 0 | 0 | 0 | 0 | 0 | 0 | 0 | [5 empty] | 0
FL Zone 2AssemblyExisting |  | XXXXXXXX | Yes | Nonequipment | Retro-Commissioning | Perform facility retro-commissioning, including assessment, process improvements, and optimization of energy-consuming equipment and systems at the facility | Comparable facility, no retro-commissioning | Commercial | Existing | Assembly | FL Zone 2 | Interior Lighting |  |  | 0 | Per end use consumption | [7 empty] | 36594.9005 | 30739.7164 | 5855.1841 | 0.16 |  | 5 |  |  |  | 5855.1841 | [8 empty] | 0 | 0 | 0 | 0 | 0 | 0 | 0 | [5 empty] | 0
FL Zone 2College and UniversityExisting |  | XXXXXXXX | Yes | Nonequipment | Retro-Commissioning | Perform facility retro-commissioning, including assessment, process improvements, and optimization of energy-consuming equipment and systems at the facility | Comparable facility, no retro-commissioning | Commercial | Existing | College and University | FL Zone 2 | Interior Lighting |  |  | 0 | Per end use consumption | [7 empty] | 218566.8949 | 183596.1917 | 34970.7032 | 0.16 |  | 5 |  |  |  | 34970.7032 | [8 empty] | 0 | 0 | 0 | 0 | 0 | 0 | 0 | [5 empty] | 0
FL Zone 2GroceryExisting |  | XXXXXXXX | Yes | Nonequipment | Retro-Commissioning | Perform facility retro-commissioning, including assessment, process improvements, and optimization of energy-consuming equipment and systems at the facility | Comparable facility, no retro-commissioning | Commercial | Existing | Grocery | FL Zone 2 | Interior Lighting |  |  | 0 | Per end use consumption | [7 empty] | 88105.7678 | 74008.845 | 14096.9229 | 0.16 |  | 5 |  |  |  | 14096.9229 | [8 empty] | 0 | 0 | 0 | 0 | 0 | 0 | 0 | [5 empty] | 0
FL Zone 2HealthcareExisting |  | XXXXXXXX | Yes | Nonequipment | Retro-Commissioning | Perform facility retro-commissioning, including assessment, process improvements, and optimization of energy-consuming equipment and systems at the facility | Comparable facility, no retro-commissioning | Commercial | Existing | Healthcare | FL Zone 2 | Interior Lighting |  |  | 0 | Per end use consumption | [7 empty] | 153789.0028 | 129182.7623 | 24606.2404 | 0.16 |  | 5 |  |  |  | 24606.2404 | [8 empty] | 0 | 0 | 0 | 0 | 0 | 0 | 0 | [5 empty] | 0
FL Zone 2HospitalsExisting |  | XXXXXXXX | Yes | Nonequipment | Retro-Commissioning | Perform facility retro-commissioning, including assessment, process improvements, and optimization of energy-consuming equipment and systems at the facility | Comparable facility, no retro-commissioning | Commercial | Existing | Hospitals | FL Zone 2 | Interior Lighting |  |  | 0 | Per end use consumption | [7 empty] | 1602457.2113 | 1346064.0575 | 256393.1538 | 0.16 |  | 5 |  |  |  | 256393.1538 | [8 empty] | 0 | 0 | 0 | 0 | 0 | 0 | 0 | [5 empty] | 0
FL Zone 2InstitutionalExisting |  | XXXXXXXX | Yes | Nonequipment | Retro-Commissioning | Perform facility retro-commissioning, including assessment, process improvements, and optimization of energy-consuming equipment and systems at the facility | Comparable facility, no retro-commissioning | Commercial | Existing | Institutional | FL Zone 2 | Interior Lighting |  |  | 0 | Per end use consumption | [7 empty] | 177781.7249 | 149336.6489 | 28445.076 | 0.16 |  | 5 |  |  |  | 28445.076 | [8 empty] | 0 | 0 | 0 | 0 | 0 | 0 | 0 | [5 empty] | 0
FL Zone 2Lodging/HospitalityExisting |  | XXXXXXXX | Yes | Nonequipment | Retro-Commissioning | Perform facility retro-commissioning, including assessment, process improvements, and optimization of energy-consuming equipment and systems at the facility | Comparable facility, no retro-commissioning | Commercial | Existing | Lodging/Hospitality | FL Zone 2 | Interior Lighting |  |  | 0 | Per end use consumption | [7 empty] | 145838.6014 | 122504.4252 | 23334.1762 | 0.16 |  | 5 |  |  |  | 23334.1762 | [8 empty] | 0 | 0 | 0 | 0 | 0 | 0 | 0 | [5 empty] | 0
FL Zone 2MiscellaneousExisting |  | XXXXXXXX | Yes | Nonequipment | Retro-Commissioning | Perform facility retro-commissioning, including assessment, process improvements, and optimization of energy-consuming equipment and systems at the facility | Comparable facility, no retro-commissioning | Commercial | Existing | Miscellaneous | FL Zone 2 | Interior Lighting |  |  | 0 | Per end use consumption | [7 empty] | 1694914.7904 | 1423728.4239 | 271186.3665 | 0.16 |  | 5 |  |  |  | 271186.3665 | [8 empty] | 0 | 0 | 0 | 0 | 0 | 0 | 0 | [5 empty] | 0
FL Zone 2OfficesExisting |  | XXXXXXXX | Yes | Nonequipment | Retro-Commissioning | Perform facility retro-commissioning, including assessment, process improvements, and optimization of energy-consuming equipment and systems at the facility | Comparable facility, no retro-commissioning | Commercial | Existing | Offices | FL Zone 2 | Interior Lighting |  |  | 0 | Per end use consumption | [7 empty] | 126695.5325 | 106424.2473 | 20271.2852 | 0.16 |  | 5 |  |  |  | 20271.2852 | [8 empty] | 0 | 0 | 0 | 0 | 0 | 0 | 0 | [5 empty] | 0
FL Zone 2RestaurantsExisting |  | XXXXXXXX | Yes | Nonequipment | Retro-Commissioning | Perform facility retro-commissioning, including assessment, process improvements, and optimization of energy-consuming equipment and systems at the facility | Comparable facility, no retro-commissioning | Commercial | Existing | Restaurants | FL Zone 2 | Interior Lighting |  |  | 0 | Per end use consumption | [7 empty] | 91806.7481 | 77117.6684 | 14689.0797 | 0.16 |  | 5 |  |  |  | 14689.0797 | [8 empty] | 0 | 0 | 0 | 0 | 0 | 0 | 0 | [5 empty] | 0
FL Zone 2RetailExisting |  | XXXXXXXX | Yes | Nonequipment | Retro-Commissioning | Perform facility retro-commissioning, including assessment, process improvements, and optimization of energy-consuming equipment and systems at the facility | Comparable facility, no retro-commissioning | Commercial | Existing | Retail | FL Zone 2 | Interior Lighting |  |  | 0 | Per end use consumption | [7 empty] | 40098.9519 | 33683.1196 | 6415.8323 | 0.16 |  | 5 |  |  |  | 6415.8323 | [8 empty] | 0 | 0 | 0 | 0 | 0 | 0 | 0 | [5 empty] | 0
FL Zone 2Schools K-12Existing |  | XXXXXXXX | Yes | Nonequipment | Retro-Commissioning | Perform facility retro-commissioning, including assessment, process improvements, and optimization of energy-consuming equipment and systems at the facility | Comparable facility, no retro-commissioning | Commercial | Existing | Schools K-12 | FL Zone 2 | Interior Lighting |  |  | 0 | Per end use consumption | [7 empty] | 149853.5298 | 125876.9651 | 23976.5648 | 0.16 |  | 5 |  |  |  | 23976.5648 | [8 empty] | 0 | 0 | 0 | 0 | 0 | 0 | 0 | [5 empty] | 0
FL Zone 2WarehouseExisting |  | XXXXXXXX | Yes | Nonequipment | Retro-Commissioning | Perform facility retro-commissioning, including assessment, process improvements, and optimization of energy-consuming equipment and systems at the facility | Comparable facility, no retro-commissioning | Commercial | Existing | Warehouse | FL Zone 2 | Interior Lighting |  |  | 0 | Per end use consumption | [7 empty] | 14886.5072 | 12504.6661 | 2381.8412 | 0.16 |  | 5 |  |  |  | 2381.8412 | [8 empty] | 0 | 0 | 0 | 0 | 0 | 0 | 0 | [5 empty] | 0
FL Zone 2AssemblyNew |  | XXXXXXXX | Yes | Nonequipment | Retro-Commissioning | Perform facility retro-commissioning, including assessment, process improvements, and optimization of energy-consuming equipment and systems at the facility | N/A - Retrofit Only | Commercial | New | Assembly | FL Zone 2 | Interior Lighting |  |  | 0 | Per end use consumption | [7 empty] | 36594.9005 | 30739.7164 | 5855.1841 | 0.16 |  | 5 |  |  |  | 5855.1841 | [8 empty] | 0 | 0 | 0 | 0 | 0 | 0 | 0 | [5 empty] | 0
FL Zone 2College and UniversityNew |  | XXXXXXXX | Yes | Nonequipment | Retro-Commissioning | Perform facility retro-commissioning, including assessment, process improvements, and optimization of energy-consuming equipment and systems at the facility | N/A - Retrofit Only | Commercial | New | College and University | FL Zone 2 | Interior Lighting |  |  | 0 | Per end use consumption | [7 empty] | 218566.8949 | 183596.1917 | 34970.7032 | 0.16 |  | 5 |  |  |  | 34970.7032 | [8 empty] | 0 | 0 | 0 | 0 | 0 | 0 | 0 | [5 empty] | 0
FL Zone 2GroceryNew |  | XXXXXXXX | Yes | Nonequipment | Retro-Commissioning | Perform facility retro-commissioning, including assessment, process improvements, and optimization of energy-consuming equipment and systems at the facility | N/A - Retrofit Only | Commercial | New | Grocery | FL Zone 2 | Interior Lighting |  |  | 0 | Per end use consumption | [7 empty] | 88105.7678 | 74008.845 | 14096.9229 | 0.16 |  | 5 |  |  |  | 14096.9229 | [8 empty] | 0 | 0 | 0 | 0 | 0 | 0 | 0 | [5 empty] | 0
FL Zone 2HealthcareNew |  | XXXXXXXX | Yes | Nonequipment | Retro-Commissioning | Perform facility retro-commissioning, including assessment, process improvements, and optimization of energy-consuming equipment and systems at the facility | N/A - Retrofit Only | Commercial | New | Healthcare | FL Zone 2 | Interior Lighting |  |  | 0 | Per end use consumption | [7 empty] | 153789.0028 | 129182.7623 | 24606.2404 | 0.16 |  | 5 |  |  |  | 24606.2404 | [8 empty] | 0 | 0 | 0 | 0 | 0 | 0 | 0 | [5 empty] | 0
FL Zone 2HospitalsNew |  | XXXXXXXX | Yes | Nonequipment | Retro-Commissioning | Perform facility retro-commissioning, including assessment, process improvements, and optimization of energy-consuming equipment and systems at the facility | N/A - Retrofit Only | Commercial | New | Hospitals | FL Zone 2 | Interior Lighting |  |  | 0 | Per end use consumption | [7 empty] | 1602457.2113 | 1346064.0575 | 256393.1538 | 0.16 |  | 5 |  |  |  | 256393.1538 | [8 empty] | 0 | 0 | 0 | 0 | 0 | 0 | 0 | [5 empty] | 0
FL Zone 2InstitutionalNew |  | XXXXXXXX | Yes | Nonequipment | Retro-Commissioning | Perform facility retro-commissioning, including assessment, process improvements, and optimization of energy-consuming equipment and systems at the facility | N/A - Retrofit Only | Commercial | New | Institutional | FL Zone 2 | Interior Lighting |  |  | 0 | Per end use consumption | [7 empty] | 177781.7249 | 149336.6489 | 28445.076 | 0.16 |  | 5 |  |  |  | 28445.076 | [8 empty] | 0 | 0 | 0 | 0 | 0 | 0 | 0 | [5 empty] | 0
FL Zone 2Lodging/HospitalityNew |  | XXXXXXXX | Yes | Nonequipment | Retro-Commissioning | Perform facility retro-commissioning, including assessment, process improvements, and optimization of energy-consuming equipment and systems at the facility | N/A - Retrofit Only | Commercial | New | Lodging/Hospitality | FL Zone 2 | Interior Lighting |  |  | 0 | Per end use consumption | [7 empty] | 145838.6014 | 122504.4252 | 23334.1762 | 0.16 |  | 5 |  |  |  | 23334.1762 | [8 empty] | 0 | 0 | 0 | 0 | 0 | 0 | 0 | [5 empty] | 0
FL Zone 2MiscellaneousNew |  | XXXXXXXX | Yes | Nonequipment | Retro-Commissioning | Perform facility retro-commissioning, including assessment, process improvements, and optimization of energy-consuming equipment and systems at the facility | N/A - Retrofit Only | Commercial | New | Miscellaneous | FL Zone 2 | Interior Lighting |  |  | 0 | Per end use consumption | [7 empty] | 1694914.7904 | 1423728.4239 | 271186.3665 | 0.16 |  | 5 |  |  |  | 271186.3665 | [8 empty] | 0 | 0 | 0 | 0 | 0 | 0 | 0 | [5 empty] | 0
FL Zone 2OfficesNew |  | XXXXXXXX | Yes | Nonequipment | Retro-Commissioning | Perform facility retro-commissioning, including assessment, process improvements, and optimization of energy-consuming equipment and systems at the facility | N/A - Retrofit Only | Commercial | New | Offices | FL Zone 2 | Interior Lighting |  |  | 0 | Per end use consumption | [7 empty] | 126695.5325 | 106424.2473 | 20271.2852 | 0.16 |  | 5 |  |  |  | 20271.2852 | [8 empty] | 0 | 0 | 0 | 0 | 0 | 0 | 0 | [5 empty] | 0
FL Zone 2RestaurantsNew |  | XXXXXXXX | Yes | Nonequipment | Retro-Commissioning | Perform facility retro-commissioning, including assessment, process improvements, and optimization of energy-consuming equipment and systems at the facility | N/A - Retrofit Only | Commercial | New | Restaurants | FL Zone 2 | Interior Lighting |  |  | 0 | Per end use consumption | [7 empty] | 91806.7481 | 77117.6684 | 14689.0797 | 0.16 |  | 5 |  |  |  | 14689.0797 | [8 empty] | 0 | 0 | 0 | 0 | 0 | 0 | 0 | [5 empty] | 0
FL Zone 2RetailNew |  | XXXXXXXX | Yes | Nonequipment | Retro-Commissioning | Perform facility retro-commissioning, including assessment, process improvements, and optimization of energy-consuming equipment and systems at the facility | N/A - Retrofit Only | Commercial | New | Retail | FL Zone 2 | Interior Lighting |  |  | 0 | Per end use consumption | [7 empty] | 40098.9519 | 33683.1196 | 6415.8323 | 0.16 |  | 5 |  |  |  | 6415.8323 | [8 empty] | 0 | 0 | 0 | 0 | 0 | 0 | 0 | [5 empty] | 0
FL Zone 2Schools K-12New |  | XXXXXXXX | Yes | Nonequipment | Retro-Commissioning | Perform facility retro-commissioning, including assessment, process improvements, and optimization of energy-consuming equipment and systems at the facility | N/A - Retrofit Only | Commercial | New | Schools K-12 | FL Zone 2 | Interior Lighting |  |  | 0 | Per end use consumption | [7 empty] | 149853.5298 | 125876.9651 | 23976.5648 | 0.16 |  | 5 |  |  |  | 23976.5648 | [8 empty] | 0 | 0 | 0 | 0 | 0 | 0 | 0 | [5 empty] | 0
FL Zone 2WarehouseNew |  | XXXXXXXX | Yes | Nonequipment | Retro-Commissioning | Perform facility retro-commissioning, including assessment, process improvements, and optimization of energy-consuming equipment and systems at the facility | N/A - Retrofit Only | Commercial | New | Warehouse | FL Zone 2 | Interior Lighting |  |  | 0 | Per end use consumption | [7 empty] | 14886.5072 | 12504.6661 | 2381.8412 | 0.16 |  | 5 |  |  |  | 2381.8412 | [8 empty] | 0 | 0 | 0 | 0 | 0 | 0 | 0 | [5 empty] | 0
FL Zone 2AssemblyExisting |  | XXXXXXXX | Yes | Nonequipment | Retro-Commissioning | Perform facility retro-commissioning, including assessment, process improvements, and optimization of energy-consuming equipment and systems at the facility | Comparable facility, no retro-commissioning | Commercial | Existing | Assembly | FL Zone 2 | Exterior Lighting |  |  | 0 | Per end use consumption | [7 empty] | 4550.5013 | 3822.4211 | 728.0802 | 0.16 |  | 5 |  |  |  | 728.0802 | [8 empty] | 0 | 0 | 0 | 0 | 0 | 0 | 0 | [5 empty] | 0
FL Zone 2College and UniversityExisting |  | XXXXXXXX | Yes | Nonequipment | Retro-Commissioning | Perform facility retro-commissioning, including assessment, process improvements, and optimization of energy-consuming equipment and systems at the facility | Comparable facility, no retro-commissioning | Commercial | Existing | College and University | FL Zone 2 | Exterior Lighting |  |  | 0 | Per end use consumption | [7 empty] | 27178.3942 | 22829.8511 | 4348.5431 | 0.16 |  | 5 |  |  |  | 4348.5431 | [8 empty] | 0 | 0 | 0 | 0 | 0 | 0 | 0 | [5 empty] | 0
FL Zone 2GroceryExisting |  | XXXXXXXX | Yes | Nonequipment | Retro-Commissioning | Perform facility retro-commissioning, including assessment, process improvements, and optimization of energy-consuming equipment and systems at the facility | Comparable facility, no retro-commissioning | Commercial | Existing | Grocery | FL Zone 2 | Exterior Lighting |  |  | 0 | Per end use consumption | [7 empty] | 10955.7929 | 9202.866 | 1752.9269 | 0.16 |  | 5 |  |  |  | 1752.9269 | [8 empty] | 0 | 0 | 0 | 0 | 0 | 0 | 0 | [5 empty] | 0
FL Zone 2HealthcareExisting |  | XXXXXXXX | Yes | Nonequipment | Retro-Commissioning | Perform facility retro-commissioning, including assessment, process improvements, and optimization of energy-consuming equipment and systems at the facility | Comparable facility, no retro-commissioning | Commercial | Existing | Healthcare | FL Zone 2 | Exterior Lighting |  |  | 0 | Per end use consumption | [7 empty] | 19123.3792 | 16063.6385 | 3059.7407 | 0.16 |  | 5 |  |  |  | 3059.7407 | [8 empty] | 0 | 0 | 0 | 0 | 0 | 0 | 0 | [5 empty] | 0
FL Zone 2HospitalsExisting |  | XXXXXXXX | Yes | Nonequipment | Retro-Commissioning | Perform facility retro-commissioning, including assessment, process improvements, and optimization of energy-consuming equipment and systems at the facility | Comparable facility, no retro-commissioning | Commercial | Existing | Hospitals | FL Zone 2 | Exterior Lighting |  |  | 0 | Per end use consumption | [7 empty] | 199262.6022 | 167380.5859 | 31882.0164 | 0.16 |  | 5 |  |  |  | 31882.0164 | [8 empty] | 0 | 0 | 0 | 0 | 0 | 0 | 0 | [5 empty] | 0
FL Zone 2InstitutionalExisting |  | XXXXXXXX | Yes | Nonequipment | Retro-Commissioning | Perform facility retro-commissioning, including assessment, process improvements, and optimization of energy-consuming equipment and systems at the facility | Comparable facility, no retro-commissioning | Commercial | Existing | Institutional | FL Zone 2 | Exterior Lighting |  |  | 0 | Per end use consumption | [7 empty] | 22106.8371 | 18569.7431 | 3537.0939 | 0.16 |  | 5 |  |  |  | 3537.0939 | [8 empty] | 0 | 0 | 0 | 0 | 0 | 0 | 0 | [5 empty] | 0
FL Zone 2Lodging/HospitalityExisting |  | XXXXXXXX | Yes | Nonequipment | Retro-Commissioning | Perform facility retro-commissioning, including assessment, process improvements, and optimization of energy-consuming equipment and systems at the facility | Comparable facility, no retro-commissioning | Commercial | Existing | Lodging/Hospitality | FL Zone 2 | Exterior Lighting |  |  | 0 | Per end use consumption | [7 empty] | 18134.7707 | 15233.2074 | 2901.5633 | 0.16 |  | 5 |  |  |  | 2901.5633 | [8 empty] | 0 | 0 | 0 | 0 | 0 | 0 | 0 | [5 empty] | 0
FL Zone 2MiscellaneousExisting |  | XXXXXXXX | Yes | Nonequipment | Retro-Commissioning | Perform facility retro-commissioning, including assessment, process improvements, and optimization of energy-consuming equipment and systems at the facility | Comparable facility, no retro-commissioning | Commercial | Existing | Miscellaneous | FL Zone 2 | Exterior Lighting |  |  | 0 | Per end use consumption | [7 empty] | 210759.6263 | 177038.0861 | 33721.5402 | 0.16 |  | 5 |  |  |  | 33721.5402 | [8 empty] | 0 | 0 | 0 | 0 | 0 | 0 | 0 | [5 empty] | 0
FL Zone 2OfficesExisting |  | XXXXXXXX | Yes | Nonequipment | Retro-Commissioning | Perform facility retro-commissioning, including assessment, process improvements, and optimization of energy-consuming equipment and systems at the facility | Comparable facility, no retro-commissioning | Commercial | Existing | Offices | FL Zone 2 | Exterior Lighting |  |  | 0 | Per end use consumption | [7 empty] | 15754.3672 | 13233.6684 | 2520.6987 | 0.16 |  | 5 |  |  |  | 2520.6987 | [8 empty] | 0 | 0 | 0 | 0 | 0 | 0 | 0 | [5 empty] | 0
FL Zone 2RestaurantsExisting |  | XXXXXXXX | Yes | Nonequipment | Retro-Commissioning | Perform facility retro-commissioning, including assessment, process improvements, and optimization of energy-consuming equipment and systems at the facility | Comparable facility, no retro-commissioning | Commercial | Existing | Restaurants | FL Zone 2 | Exterior Lighting |  |  | 0 | Per end use consumption | [7 empty] | 11416.0036 | 9589.443 | 1826.5606 | 0.16 |  | 5 |  |  |  | 1826.5606 | [8 empty] | 0 | 0 | 0 | 0 | 0 | 0 | 0 | [5 empty] | 0
FL Zone 2RetailExisting |  | XXXXXXXX | Yes | Nonequipment | Retro-Commissioning | Perform facility retro-commissioning, including assessment, process improvements, and optimization of energy-consuming equipment and systems at the facility | Comparable facility, no retro-commissioning | Commercial | Existing | Retail | FL Zone 2 | Exterior Lighting |  |  | 0 | Per end use consumption | [7 empty] | 4986.2325 | 4188.4353 | 797.7972 | 0.16 |  | 5 |  |  |  | 797.7972 | [8 empty] | 0 | 0 | 0 | 0 | 0 | 0 | 0 | [5 empty] | 0
FL Zone 2Schools K-12Existing |  | XXXXXXXX | Yes | Nonequipment | Retro-Commissioning | Perform facility retro-commissioning, including assessment, process improvements, and optimization of energy-consuming equipment and systems at the facility | Comparable facility, no retro-commissioning | Commercial | Existing | Schools K-12 | FL Zone 2 | Exterior Lighting |  |  | 0 | Per end use consumption | [7 empty] | 18634.0127 | 15652.5707 | 2981.442 | 0.16 |  | 5 |  |  |  | 2981.442 | [8 empty] | 0 | 0 | 0 | 0 | 0 | 0 | 0 | [5 empty] | 0
FL Zone 2WarehouseExisting |  | XXXXXXXX | Yes | Nonequipment | Retro-Commissioning | Perform facility retro-commissioning, including assessment, process improvements, and optimization of energy-consuming equipment and systems at the facility | Comparable facility, no retro-commissioning | Commercial | Existing | Warehouse | FL Zone 2 | Exterior Lighting |  |  | 0 | Per end use consumption | [7 empty] | 1851.1181 | 1554.9392 | 296.1789 | 0.16 |  | 5 |  |  |  | 296.1789 | [8 empty] | 0 | 0 | 0 | 0 | 0 | 0 | 0 | [5 empty] | 0
FL Zone 2AssemblyNew |  | XXXXXXXX | Yes | Nonequipment | Retro-Commissioning | Perform facility retro-commissioning, including assessment, process improvements, and optimization of energy-consuming equipment and systems at the facility | N/A - Retrofit Only | Commercial | New | Assembly | FL Zone 2 | Exterior Lighting |  |  | 0 | Per end use consumption | [7 empty] | 4550.5013 | 3822.4211 | 728.0802 | 0.16 |  | 5 |  |  |  | 728.0802 | [8 empty] | 0 | 0 | 0 | 0 | 0 | 0 | 0 | [5 empty] | 0
FL Zone 2College and UniversityNew |  | XXXXXXXX | Yes | Nonequipment | Retro-Commissioning | Perform facility retro-commissioning, including assessment, process improvements, and optimization of energy-consuming equipment and systems at the facility | N/A - Retrofit Only | Commercial | New | College and University | FL Zone 2 | Exterior Lighting |  |  | 0 | Per end use consumption | [7 empty] | 27178.3942 | 22829.8511 | 4348.5431 | 0.16 |  | 5 |  |  |  | 4348.5431 | [8 empty] | 0 | 0 | 0 | 0 | 0 | 0 | 0 | [5 empty] | 0
FL Zone 2GroceryNew |  | XXXXXXXX | Yes | Nonequipment | Retro-Commissioning | Perform facility retro-commissioning, including assessment, process improvements, and optimization of energy-consuming equipment and systems at the facility | N/A - Retrofit Only | Commercial | New | Grocery | FL Zone 2 | Exterior Lighting |  |  | 0 | Per end use consumption | [7 empty] | 10955.7929 | 9202.866 | 1752.9269 | 0.16 |  | 5 |  |  |  | 1752.9269 | [8 empty] | 0 | 0 | 0 | 0 | 0 | 0 | 0 | [5 empty] | 0
FL Zone 2HealthcareNew |  | XXXXXXXX | Yes | Nonequipment | Retro-Commissioning | Perform facility retro-commissioning, including assessment, process improvements, and optimization of energy-consuming equipment and systems at the facility | N/A - Retrofit Only | Commercial | New | Healthcare | FL Zone 2 | Exterior Lighting |  |  | 0 | Per end use consumption | [7 empty] | 19123.3792 | 16063.6385 | 3059.7407 | 0.16 |  | 5 |  |  |  | 3059.7407 | [8 empty] | 0 | 0 | 0 | 0 | 0 | 0 | 0 | [5 empty] | 0
FL Zone 2HospitalsNew |  | XXXXXXXX | Yes | Nonequipment | Retro-Commissioning | Perform facility retro-commissioning, including assessment, process improvements, and optimization of energy-consuming equipment and systems at the facility | N/A - Retrofit Only | Commercial | New | Hospitals | FL Zone 2 | Exterior Lighting |  |  | 0 | Per end use consumption | [7 empty] | 199262.6022 | 167380.5859 | 31882.0164 | 0.16 |  | 5 |  |  |  | 31882.0164 | [8 empty] | 0 | 0 | 0 | 0 | 0 | 0 | 0 | [5 empty] | 0
FL Zone 2InstitutionalNew |  | XXXXXXXX | Yes | Nonequipment | Retro-Commissioning | Perform facility retro-commissioning, including assessment, process improvements, and optimization of energy-consuming equipment and systems at the facility | N/A - Retrofit Only | Commercial | New | Institutional | FL Zone 2 | Exterior Lighting |  |  | 0 | Per end use consumption | [7 empty] | 22106.8371 | 18569.7431 | 3537.0939 | 0.16 |  | 5 |  |  |  | 3537.0939 | [8 empty] | 0 | 0 | 0 | 0 | 0 | 0 | 0 | [5 empty] | 0
FL Zone 2Lodging/HospitalityNew |  | XXXXXXXX | Yes | Nonequipment | Retro-Commissioning | Perform facility retro-commissioning, including assessment, process improvements, and optimization of energy-consuming equipment and systems at the facility | N/A - Retrofit Only | Commercial | New | Lodging/Hospitality | FL Zone 2 | Exterior Lighting |  |  | 0 | Per end use consumption | [7 empty] | 18134.7707 | 15233.2074 | 2901.5633 | 0.16 |  | 5 |  |  |  | 2901.5633 | [8 empty] | 0 | 0 | 0 | 0 | 0 | 0 | 0 | [5 empty] | 0
FL Zone 2MiscellaneousNew |  | XXXXXXXX | Yes | Nonequipment | Retro-Commissioning | Perform facility retro-commissioning, including assessment, process improvements, and optimization of energy-consuming equipment and systems at the facility | N/A - Retrofit Only | Commercial | New | Miscellaneous | FL Zone 2 | Exterior Lighting |  |  | 0 | Per end use consumption | [7 empty] | 210759.6263 | 177038.0861 | 33721.5402 | 0.16 |  | 5 |  |  |  | 33721.5402 | [8 empty] | 0 | 0 | 0 | 0 | 0 | 0 | 0 | [5 empty] | 0
FL Zone 2OfficesNew |  | XXXXXXXX | Yes | Nonequipment | Retro-Commissioning | Perform facility retro-commissioning, including assessment, process improvements, and optimization of energy-consuming equipment and systems at the facility | N/A - Retrofit Only | Commercial | New | Offices | FL Zone 2 | Exterior Lighting |  |  | 0 | Per end use consumption | [7 empty] | 15754.3672 | 13233.6684 | 2520.6987 | 0.16 |  | 5 |  |  |  | 2520.6987 | [8 empty] | 0 | 0 | 0 | 0 | 0 | 0 | 0 | [5 empty] | 0
FL Zone 2RestaurantsNew |  | XXXXXXXX | Yes | Nonequipment | Retro-Commissioning | Perform facility retro-commissioning, including assessment, process improvements, and optimization of energy-consuming equipment and systems at the facility | N/A - Retrofit Only | Commercial | New | Restaurants | FL Zone 2 | Exterior Lighting |  |  | 0 | Per end use consumption | [7 empty] | 11416.0036 | 9589.443 | 1826.5606 | 0.16 |  | 5 |  |  |  | 1826.5606 | [8 empty] | 0 | 0 | 0 | 0 | 0 | 0 | 0 | [5 empty] | 0
FL Zone 2RetailNew |  | XXXXXXXX | Yes | Nonequipment | Retro-Commissioning | Perform facility retro-commissioning, including assessment, process improvements, and optimization of energy-consuming equipment and systems at the facility | N/A - Retrofit Only | Commercial | New | Retail | FL Zone 2 | Exterior Lighting |  |  | 0 | Per end use consumption | [7 empty] | 4986.2325 | 4188.4353 | 797.7972 | 0.16 |  | 5 |  |  |  | 797.7972 | [8 empty] | 0 | 0 | 0 | 0 | 0 | 0 | 0 | [5 empty] | 0
FL Zone 2Schools K-12New |  | XXXXXXXX | Yes | Nonequipment | Retro-Commissioning | Perform facility retro-commissioning, including assessment, process improvements, and optimization of energy-consuming equipment and systems at the facility | N/A - Retrofit Only | Commercial | New | Schools K-12 | FL Zone 2 | Exterior Lighting |  |  | 0 | Per end use consumption | [7 empty] | 18634.0127 | 15652.5707 | 2981.442 | 0.16 |  | 5 |  |  |  | 2981.442 | [8 empty] | 0 | 0 | 0 | 0 | 0 | 0 | 0 | [5 empty] | 0
FL Zone 2WarehouseNew |  | XXXXXXXX | Yes | Nonequipment | Retro-Commissioning | Perform facility retro-commissioning, including assessment, process improvements, and optimization of energy-consuming equipment and systems at the facility | N/A - Retrofit Only | Commercial | New | Warehouse | FL Zone 2 | Exterior Lighting |  |  | 0 | Per end use consumption | [7 empty] | 1851.1181 | 1554.9392 | 296.1789 | 0.16 |  | 5 |  |  |  | 296.1789 | [8 empty] | 0 | 0 | 0 | 0 | 0 | 0 | 0 | [5 empty] | 0
FL Zone 2AssemblyExisting |  | XXXXXXXX | Yes | Nonequipment | Retro-Commissioning | Perform facility retro-commissioning, including assessment, process improvements, and optimization of energy-consuming equipment and systems at the facility | Comparable facility, no retro-commissioning | Commercial | Existing | Assembly | FL Zone 2 | Refrigeration |  |  | 0 | Per end use consumption | [7 empty] | 8338.0739 | 7003.9821 | 1334.0918 | 0.16 |  | 5 |  |  |  | 1334.0918 | [8 empty] | 0 | 0 | 0 | 0 | 0 | 0 | 0 | [5 empty] | 0
FL Zone 2College and UniversityExisting |  | XXXXXXXX | Yes | Nonequipment | Retro-Commissioning | Perform facility retro-commissioning, including assessment, process improvements, and optimization of energy-consuming equipment and systems at the facility | Comparable facility, no retro-commissioning | Commercial | Existing | College and University | FL Zone 2 | Refrigeration |  |  | 0 | Per end use consumption | [7 empty] | 49800.024 | 41832.0202 | 7968.0038 | 0.16 |  | 5 |  |  |  | 7968.0038 | [8 empty] | 0 | 0 | 0 | 0 | 0 | 0 | 0 | [5 empty] | 0
FL Zone 2GroceryExisting |  | XXXXXXXX | Yes | Nonequipment | Retro-Commissioning | Perform facility retro-commissioning, including assessment, process improvements, and optimization of energy-consuming equipment and systems at the facility | Comparable facility, no retro-commissioning | Commercial | Existing | Grocery | FL Zone 2 | Refrigeration |  |  | 0 | Per end use consumption | [7 empty] | 20074.7206 | 16862.7653 | 3211.9553 | 0.16 |  | 5 |  |  |  | 3211.9553 | [8 empty] | 0 | 0 | 0 | 0 | 0 | 0 | 0 | [5 empty] | 0
FL Zone 2HealthcareExisting |  | XXXXXXXX | Yes | Nonequipment | Retro-Commissioning | Perform facility retro-commissioning, including assessment, process improvements, and optimization of energy-consuming equipment and systems at the facility | Comparable facility, no retro-commissioning | Commercial | Existing | Healthcare | FL Zone 2 | Refrigeration |  |  | 0 | Per end use consumption | [7 empty] | 35040.5126 | 29434.0305 | 5606.482 | 0.16 |  | 5 |  |  |  | 5606.482 | [8 empty] | 0 | 0 | 0 | 0 | 0 | 0 | 0 | [5 empty] | 0
FL Zone 2HospitalsExisting |  | XXXXXXXX | Yes | Nonequipment | Retro-Commissioning | Perform facility retro-commissioning, including assessment, process improvements, and optimization of energy-consuming equipment and systems at the facility | Comparable facility, no retro-commissioning | Commercial | Existing | Hospitals | FL Zone 2 | Refrigeration |  |  | 0 | Per end use consumption | [7 empty] | 365116.6275 | 306697.9671 | 58418.6604 | 0.16 |  | 5 |  |  |  | 58418.6604 | [8 empty] | 0 | 0 | 0 | 0 | 0 | 0 | 0 | [5 empty] | 0
FL Zone 2InstitutionalExisting |  | XXXXXXXX | Yes | Nonequipment | Retro-Commissioning | Perform facility retro-commissioning, including assessment, process improvements, and optimization of energy-consuming equipment and systems at the facility | Comparable facility, no retro-commissioning | Commercial | Existing | Institutional | FL Zone 2 | Refrigeration |  |  | 0 | Per end use consumption | [7 empty] | 40507.2056 | 34026.0527 | 6481.1529 | 0.16 |  | 5 |  |  |  | 6481.1529 | [8 empty] | 0 | 0 | 0 | 0 | 0 | 0 | 0 | [5 empty] | 0
FL Zone 2Lodging/HospitalityExisting |  | XXXXXXXX | Yes | Nonequipment | Retro-Commissioning | Perform facility retro-commissioning, including assessment, process improvements, and optimization of energy-consuming equipment and systems at the facility | Comparable facility, no retro-commissioning | Commercial | Existing | Lodging/Hospitality | FL Zone 2 | Refrigeration |  |  | 0 | Per end use consumption | [7 empty] | 33229.0297 | 27912.385 | 5316.6448 | 0.16 |  | 5 |  |  |  | 5316.6448 | [8 empty] | 0 | 0 | 0 | 0 | 0 | 0 | 0 | [5 empty] | 0
FL Zone 2MiscellaneousExisting |  | XXXXXXXX | Yes | Nonequipment | Retro-Commissioning | Perform facility retro-commissioning, including assessment, process improvements, and optimization of energy-consuming equipment and systems at the facility | Comparable facility, no retro-commissioning | Commercial | Existing | Miscellaneous | FL Zone 2 | Refrigeration |  |  | 0 | Per end use consumption | [7 empty] | 386182.8995 | 324393.6356 | 61789.2639 | 0.16 |  | 5 |  |  |  | 61789.2639 | [8 empty] | 0 | 0 | 0 | 0 | 0 | 0 | 0 | [5 empty] | 0
FL Zone 2OfficesExisting |  | XXXXXXXX | Yes | Nonequipment | Retro-Commissioning | Perform facility retro-commissioning, including assessment, process improvements, and optimization of energy-consuming equipment and systems at the facility | Comparable facility, no retro-commissioning | Commercial | Existing | Offices | FL Zone 2 | Refrigeration |  |  | 0 | Per end use consumption | [7 empty] | 28867.3203 | 24248.549 | 4618.7712 | 0.16 |  | 5 |  |  |  | 4618.7712 | [8 empty] | 0 | 0 | 0 | 0 | 0 | 0 | 0 | [5 empty] | 0
FL Zone 2RestaurantsExisting |  | XXXXXXXX | Yes | Nonequipment | Retro-Commissioning | Perform facility retro-commissioning, including assessment, process improvements, and optimization of energy-consuming equipment and systems at the facility | Comparable facility, no retro-commissioning | Commercial | Existing | Restaurants | FL Zone 2 | Refrigeration |  |  | 0 | Per end use consumption | [7 empty] | 20917.9815 | 17571.1044 | 3346.877 | 0.16 |  | 5 |  |  |  | 3346.877 | [8 empty] | 0 | 0 | 0 | 0 | 0 | 0 | 0 | [5 empty] | 0
FL Zone 2RetailExisting |  | XXXXXXXX | Yes | Nonequipment | Retro-Commissioning | Perform facility retro-commissioning, including assessment, process improvements, and optimization of energy-consuming equipment and systems at the facility | Comparable facility, no retro-commissioning | Commercial | Existing | Retail | FL Zone 2 | Refrigeration |  |  | 0 | Per end use consumption | [7 empty] | 9136.4649 | 7674.6305 | 1461.8344 | 0.16 |  | 5 |  |  |  | 1461.8344 | [8 empty] | 0 | 0 | 0 | 0 | 0 | 0 | 0 | [5 empty] | 0
FL Zone 2Schools K-12Existing |  | XXXXXXXX | Yes | Nonequipment | Retro-Commissioning | Perform facility retro-commissioning, including assessment, process improvements, and optimization of energy-consuming equipment and systems at the facility | Comparable facility, no retro-commissioning | Commercial | Existing | Schools K-12 | FL Zone 2 | Refrigeration |  |  | 0 | Per end use consumption | [7 empty] | 34143.823 | 28680.8114 | 5463.0117 | 0.16 |  | 5 |  |  |  | 5463.0117 | [8 empty] | 0 | 0 | 0 | 0 | 0 | 0 | 0 | [5 empty] | 0
FL Zone 2WarehouseExisting |  | XXXXXXXX | Yes | Nonequipment | Retro-Commissioning | Perform facility retro-commissioning, including assessment, process improvements, and optimization of energy-consuming equipment and systems at the facility | Comparable facility, no retro-commissioning | Commercial | Existing | Warehouse | FL Zone 2 | Refrigeration |  |  | 0 | Per end use consumption | [7 empty] | 3391.8605 | 2849.1628 | 542.6977 | 0.16 |  | 5 |  |  |  | 542.6977 | [8 empty] | 0 | 0 | 0 | 0 | 0 | 0 | 0 | [5 empty] | 0
FL Zone 2AssemblyNew |  | XXXXXXXX | Yes | Nonequipment | Retro-Commissioning | Perform facility retro-commissioning, including assessment, process improvements, and optimization of energy-consuming equipment and systems at the facility | N/A - Retrofit Only | Commercial | New | Assembly | FL Zone 2 | Refrigeration |  |  | 0 | Per end use consumption | [7 empty] | 8338.0739 | 7003.9821 | 1334.0918 | 0.16 |  | 5 |  |  |  | 1334.0918 | [8 empty] | 0 | 0 | 0 | 0 | 0 | 0 | 0 | [5 empty] | 0
FL Zone 2College and UniversityNew |  | XXXXXXXX | Yes | Nonequipment | Retro-Commissioning | Perform facility retro-commissioning, including assessment, process improvements, and optimization of energy-consuming equipment and systems at the facility | N/A - Retrofit Only | Commercial | New | College and University | FL Zone 2 | Refrigeration |  |  | 0 | Per end use consumption | [7 empty] | 49800.024 | 41832.0202 | 7968.0038 | 0.16 |  | 5 |  |  |  | 7968.0038 | [8 empty] | 0 | 0 | 0 | 0 | 0 | 0 | 0 | [5 empty] | 0
FL Zone 2GroceryNew |  | XXXXXXXX | Yes | Nonequipment | Retro-Commissioning | Perform facility retro-commissioning, including assessment, process improvements, and optimization of energy-consuming equipment and systems at the facility | N/A - Retrofit Only | Commercial | New | Grocery | FL Zone 2 | Refrigeration |  |  | 0 | Per end use consumption | [7 empty] | 20074.7206 | 16862.7653 | 3211.9553 | 0.16 |  | 5 |  |  |  | 3211.9553 | [8 empty] | 0 | 0 | 0 | 0 | 0 | 0 | 0 | [5 empty] | 0
FL Zone 2HealthcareNew |  | XXXXXXXX | Yes | Nonequipment | Retro-Commissioning | Perform facility retro-commissioning, including assessment, process improvements, and optimization of energy-consuming equipment and systems at the facility | N/A - Retrofit Only | Commercial | New | Healthcare | FL Zone 2 | Refrigeration |  |  | 0 | Per end use consumption | [7 empty] | 35040.5126 | 29434.0305 | 5606.482 | 0.16 |  | 5 |  |  |  | 5606.482 | [8 empty] | 0 | 0 | 0 | 0 | 0 | 0 | 0 | [5 empty] | 0
FL Zone 2HospitalsNew |  | XXXXXXXX | Yes | Nonequipment | Retro-Commissioning | Perform facility retro-commissioning, including assessment, process improvements, and optimization of energy-consuming equipment and systems at the facility | N/A - Retrofit Only | Commercial | New | Hospitals | FL Zone 2 | Refrigeration |  |  | 0 | Per end use consumption | [7 empty] | 365116.6275 | 306697.9671 | 58418.6604 | 0.16 |  | 5 |  |  |  | 58418.6604 | [8 empty] | 0 | 0 | 0 | 0 | 0 | 0 | 0 | [5 empty] | 0
FL Zone 2InstitutionalNew |  | XXXXXXXX | Yes | Nonequipment | Retro-Commissioning | Perform facility retro-commissioning, including assessment, process improvements, and optimization of energy-consuming equipment and systems at the facility | N/A - Retrofit Only | Commercial | New | Institutional | FL Zone 2 | Refrigeration |  |  | 0 | Per end use consumption | [7 empty] | 40507.2056 | 34026.0527 | 6481.1529 | 0.16 |  | 5 |  |  |  | 6481.1529 | [8 empty] | 0 | 0 | 0 | 0 | 0 | 0 | 0 | [5 empty] | 0
FL Zone 2Lodging/HospitalityNew |  | XXXXXXXX | Yes | Nonequipment | Retro-Commissioning | Perform facility retro-commissioning, including assessment, process improvements, and optimization of energy-consuming equipment and systems at the facility | N/A - Retrofit Only | Commercial | New | Lodging/Hospitality | FL Zone 2 | Refrigeration |  |  | 0 | Per end use consumption | [7 empty] | 33229.0297 | 27912.385 | 5316.6448 | 0.16 |  | 5 |  |  |  | 5316.6448 | [8 empty] | 0 | 0 | 0 | 0 | 0 | 0 | 0 | [5 empty] | 0
FL Zone 2MiscellaneousNew |  | XXXXXXXX | Yes | Nonequipment | Retro-Commissioning | Perform facility retro-commissioning, including assessment, process improvements, and optimization of energy-consuming equipment and systems at the facility | N/A - Retrofit Only | Commercial | New | Miscellaneous | FL Zone 2 | Refrigeration |  |  | 0 | Per end use consumption | [7 empty] | 386182.8995 | 324393.6356 | 61789.2639 | 0.16 |  | 5 |  |  |  | 61789.2639 | [8 empty] | 0 | 0 | 0 | 0 | 0 | 0 | 0 | [5 empty] | 0
FL Zone 2OfficesNew |  | XXXXXXXX | Yes | Nonequipment | Retro-Commissioning | Perform facility retro-commissioning, including assessment, process improvements, and optimization of energy-consuming equipment and systems at the facility | N/A - Retrofit Only | Commercial | New | Offices | FL Zone 2 | Refrigeration |  |  | 0 | Per end use consumption | [7 empty] | 28867.3203 | 24248.549 | 4618.7712 | 0.16 |  | 5 |  |  |  | 4618.7712 | [8 empty] | 0 | 0 | 0 | 0 | 0 | 0 | 0 | [5 empty] | 0
FL Zone 2RestaurantsNew |  | XXXXXXXX | Yes | Nonequipment | Retro-Commissioning | Perform facility retro-commissioning, including assessment, process improvements, and optimization of energy-consuming equipment and systems at the facility | N/A - Retrofit Only | Commercial | New | Restaurants | FL Zone 2 | Refrigeration |  |  | 0 | Per end use consumption | [7 empty] | 20917.9815 | 17571.1044 | 3346.877 | 0.16 |  | 5 |  |  |  | 3346.877 | [8 empty] | 0 | 0 | 0 | 0 | 0 | 0 | 0 | [5 empty] | 0
FL Zone 2RetailNew |  | XXXXXXXX | Yes | Nonequipment | Retro-Commissioning | Perform facility retro-commissioning, including assessment, process improvements, and optimization of energy-consuming equipment and systems at the facility | N/A - Retrofit Only | Commercial | New | Retail | FL Zone 2 | Refrigeration |  |  | 0 | Per end use consumption | [7 empty] | 9136.4649 | 7674.6305 | 1461.8344 | 0.16 |  | 5 |  |  |  | 1461.8344 | [8 empty] | 0 | 0 | 0 | 0 | 0 | 0 | 0 | [5 empty] | 0
FL Zone 2Schools K-12New |  | XXXXXXXX | Yes | Nonequipment | Retro-Commissioning | Perform facility retro-commissioning, including assessment, process improvements, and optimization of energy-consuming equipment and systems at the facility | N/A - Retrofit Only | Commercial | New | Schools K-12 | FL Zone 2 | Refrigeration |  |  | 0 | Per end use consumption | [7 empty] | 34143.823 | 28680.8114 | 5463.0117 | 0.16 |  | 5 |  |  |  | 5463.0117 | [8 empty] | 0 | 0 | 0 | 0 | 0 | 0 | 0 | [5 empty] | 0
FL Zone 2WarehouseNew |  | XXXXXXXX | Yes | Nonequipment | Retro-Commissioning | Perform facility retro-commissioning, including assessment, process improvements, and optimization of energy-consuming equipment and systems at the facility | N/A - Retrofit Only | Commercial | New | Warehouse | FL Zone 2 | Refrigeration |  |  | 0 | Per end use consumption | [7 empty] | 3391.8605 | 2849.1628 | 542.6977 | 0.16 |  | 5 |  |  |  | 542.6977 | [8 empty] | 0 | 0 | 0 | 0 | 0 | 0 | 0 | [5 empty] | 0
FL Zone 2AssemblyExisting |  | XXXXXXXX | Yes | Nonequipment | Retro-Commissioning | Perform facility retro-commissioning, including assessment, process improvements, and optimization of energy-consuming equipment and systems at the facility | Comparable facility, no retro-commissioning | Commercial | Existing | Assembly | FL Zone 2 | Space Heating |  |  | 0 | Per end use consumption | [7 empty] | 7520.072 | 6316.8605 | 1203.2115 | 0.16 |  | 5 |  |  |  | 1203.2115 | [8 empty] | 0 | 0 | 0 | 0 | 0 | 0 | 0 | [5 empty] | 0
FL Zone 2College and UniversityExisting |  | XXXXXXXX | Yes | Nonequipment | Retro-Commissioning | Perform facility retro-commissioning, including assessment, process improvements, and optimization of energy-consuming equipment and systems at the facility | Comparable facility, no retro-commissioning | Commercial | Existing | College and University | FL Zone 2 | Space Heating |  |  | 0 | Per end use consumption | [7 empty] | 44914.4217 | 37728.1143 | 7186.3075 | 0.16 |  | 5 |  |  |  | 7186.3075 | [8 empty] | 0 | 0 | 0 | 0 | 0 | 0 | 0 | [5 empty] | 0
FL Zone 2GroceryExisting |  | XXXXXXXX | Yes | Nonequipment | Retro-Commissioning | Perform facility retro-commissioning, including assessment, process improvements, and optimization of energy-consuming equipment and systems at the facility | Comparable facility, no retro-commissioning | Commercial | Existing | Grocery | FL Zone 2 | Space Heating |  |  | 0 | Per end use consumption | [7 empty] | 18105.3019 | 15208.4536 | 2896.8483 | 0.16 |  | 5 |  |  |  | 2896.8483 | [8 empty] | 0 | 0 | 0 | 0 | 0 | 0 | 0 | [5 empty] | 0
FL Zone 2HealthcareExisting |  | XXXXXXXX | Yes | Nonequipment | Retro-Commissioning | Perform facility retro-commissioning, including assessment, process improvements, and optimization of energy-consuming equipment and systems at the facility | Comparable facility, no retro-commissioning | Commercial | Existing | Healthcare | FL Zone 2 | Space Heating |  |  | 0 | Per end use consumption | [7 empty] | 31602.8836 | 26546.4222 | 5056.4614 | 0.16 |  | 5 |  |  |  | 5056.4614 | [8 empty] | 0 | 0 | 0 | 0 | 0 | 0 | 0 | [5 empty] | 0
FL Zone 2HospitalsExisting |  | XXXXXXXX | Yes | Nonequipment | Retro-Commissioning | Perform facility retro-commissioning, including assessment, process improvements, and optimization of energy-consuming equipment and systems at the facility | Comparable facility, no retro-commissioning | Commercial | Existing | Hospitals | FL Zone 2 | Space Heating |  |  | 0 | Per end use consumption | [7 empty] | 329297.0743 | 276609.5424 | 52687.5319 | 0.16 |  | 5 |  |  |  | 52687.5319 | [8 empty] | 0 | 0 | 0 | 0 | 0 | 0 | 0 | [5 empty] | 0
FL Zone 2InstitutionalExisting |  | XXXXXXXX | Yes | Nonequipment | Retro-Commissioning | Perform facility retro-commissioning, including assessment, process improvements, and optimization of energy-consuming equipment and systems at the facility | Comparable facility, no retro-commissioning | Commercial | Existing | Institutional | FL Zone 2 | Space Heating |  |  | 0 | Per end use consumption | [7 empty] | 36533.2699 | 30687.9468 | 5845.3232 | 0.16 |  | 5 |  |  |  | 5845.3232 | [8 empty] | 0 | 0 | 0 | 0 | 0 | 0 | 0 | [5 empty] | 0
FL Zone 2Lodging/HospitalityExisting |  | XXXXXXXX | Yes | Nonequipment | Retro-Commissioning | Perform facility retro-commissioning, including assessment, process improvements, and optimization of energy-consuming equipment and systems at the facility | Comparable facility, no retro-commissioning | Commercial | Existing | Lodging/Hospitality | FL Zone 2 | Space Heating |  |  | 0 | Per end use consumption | [7 empty] | 29969.1152 | 25174.0568 | 4795.0584 | 0.16 |  | 5 |  |  |  | 4795.0584 | [8 empty] | 0 | 0 | 0 | 0 | 0 | 0 | 0 | [5 empty] | 0
FL Zone 2MiscellaneousExisting |  | XXXXXXXX | Yes | Nonequipment | Retro-Commissioning | Perform facility retro-commissioning, including assessment, process improvements, and optimization of energy-consuming equipment and systems at the facility | Comparable facility, no retro-commissioning | Commercial | Existing | Miscellaneous | FL Zone 2 | Space Heating |  |  | 0 | Per end use consumption | [7 empty] | 348296.6521 | 292569.1877 | 55727.4643 | 0.16 |  | 5 |  |  |  | 55727.4643 | [8 empty] | 0 | 0 | 0 | 0 | 0 | 0 | 0 | [5 empty] | 0
FL Zone 2OfficesExisting |  | XXXXXXXX | Yes | Nonequipment | Retro-Commissioning | Perform facility retro-commissioning, including assessment, process improvements, and optimization of energy-consuming equipment and systems at the facility | Comparable facility, no retro-commissioning | Commercial | Existing | Offices | FL Zone 2 | Space Heating |  |  | 0 | Per end use consumption | [7 empty] | 26035.3087 | 21869.6593 | 4165.6494 | 0.16 |  | 5 |  |  |  | 4165.6494 | [8 empty] | 0 | 0 | 0 | 0 | 0 | 0 | 0 | [5 empty] | 0
FL Zone 2RestaurantsExisting |  | XXXXXXXX | Yes | Nonequipment | Retro-Commissioning | Perform facility retro-commissioning, including assessment, process improvements, and optimization of energy-consuming equipment and systems at the facility | Comparable facility, no retro-commissioning | Commercial | Existing | Restaurants | FL Zone 2 | Space Heating |  |  | 0 | Per end use consumption | [7 empty] | 18865.8351 | 15847.3015 | 3018.5336 | 0.16 |  | 5 |  |  |  | 3018.5336 | [8 empty] | 0 | 0 | 0 | 0 | 0 | 0 | 0 | [5 empty] | 0
FL Zone 2RetailExisting |  | XXXXXXXX | Yes | Nonequipment | Retro-Commissioning | Perform facility retro-commissioning, including assessment, process improvements, and optimization of energy-consuming equipment and systems at the facility | Comparable facility, no retro-commissioning | Commercial | Existing | Retail | FL Zone 2 | Space Heating |  |  | 0 | Per end use consumption | [7 empty] | 8240.1374 | 6921.7154 | 1318.422 | 0.16 |  | 5 |  |  |  | 1318.422 | [8 empty] | 0 | 0 | 0 | 0 | 0 | 0 | 0 | [5 empty] | 0
FL Zone 2Schools K-12Existing |  | XXXXXXXX | Yes | Nonequipment | Retro-Commissioning | Perform facility retro-commissioning, including assessment, process improvements, and optimization of energy-consuming equipment and systems at the facility | Comparable facility, no retro-commissioning | Commercial | Existing | Schools K-12 | FL Zone 2 | Space Heating |  |  | 0 | Per end use consumption | [7 empty] | 30794.1632 | 25867.0971 | 4927.0661 | 0.16 |  | 5 |  |  |  | 4927.0661 | [8 empty] | 0 | 0 | 0 | 0 | 0 | 0 | 0 | [5 empty] | 0
FL Zone 2WarehouseExisting |  | XXXXXXXX | Yes | Nonequipment | Retro-Commissioning | Perform facility retro-commissioning, including assessment, process improvements, and optimization of energy-consuming equipment and systems at the facility | Comparable facility, no retro-commissioning | Commercial | Existing | Warehouse | FL Zone 2 | Space Heating |  |  | 0 | Per end use consumption | [7 empty] | 3059.104 | 2569.6474 | 489.4566 | 0.16 |  | 5 |  |  |  | 489.4566 | [8 empty] | 0 | 0 | 0 | 0 | 0 | 0 | 0 | [5 empty] | 0
FL Zone 2AssemblyNew |  | XXXXXXXX | Yes | Nonequipment | Retro-Commissioning | Perform facility retro-commissioning, including assessment, process improvements, and optimization of energy-consuming equipment and systems at the facility | N/A - Retrofit Only | Commercial | New | Assembly | FL Zone 2 | Space Heating |  |  | 0 | Per end use consumption | [7 empty] | 7520.072 | 6316.8605 | 1203.2115 | 0.16 |  | 5 |  |  |  | 1203.2115 | [8 empty] | 0 | 0 | 0 | 0 | 0 | 0 | 0 | [5 empty] | 0
FL Zone 2College and UniversityNew |  | XXXXXXXX | Yes | Nonequipment | Retro-Commissioning | Perform facility retro-commissioning, including assessment, process improvements, and optimization of energy-consuming equipment and systems at the facility | N/A - Retrofit Only | Commercial | New | College and University | FL Zone 2 | Space Heating |  |  | 0 | Per end use consumption | [7 empty] | 44914.4217 | 37728.1143 | 7186.3075 | 0.16 |  | 5 |  |  |  | 7186.3075 | [8 empty] | 0 | 0 | 0 | 0 | 0 | 0 | 0 | [5 empty] | 0
FL Zone 2GroceryNew |  | XXXXXXXX | Yes | Nonequipment | Retro-Commissioning | Perform facility retro-commissioning, including assessment, process improvements, and optimization of energy-consuming equipment and systems at the facility | N/A - Retrofit Only | Commercial | New | Grocery | FL Zone 2 | Space Heating |  |  | 0 | Per end use consumption | [7 empty] | 18105.3019 | 15208.4536 | 2896.8483 | 0.16 |  | 5 |  |  |  | 2896.8483 | [8 empty] | 0 | 0 | 0 | 0 | 0 | 0 | 0 | [5 empty] | 0
FL Zone 2HealthcareNew |  | XXXXXXXX | Yes | Nonequipment | Retro-Commissioning | Perform facility retro-commissioning, including assessment, process improvements, and optimization of energy-consuming equipment and systems at the facility | N/A - Retrofit Only | Commercial | New | Healthcare | FL Zone 2 | Space Heating |  |  | 0 | Per end use consumption | [7 empty] | 31602.8836 | 26546.4222 | 5056.4614 | 0.16 |  | 5 |  |  |  | 5056.4614 | [8 empty] | 0 | 0 | 0 | 0 | 0 | 0 | 0 | [5 empty] | 0
FL Zone 2HospitalsNew |  | XXXXXXXX | Yes | Nonequipment | Retro-Commissioning | Perform facility retro-commissioning, including assessment, process improvements, and optimization of energy-consuming equipment and systems at the facility | N/A - Retrofit Only | Commercial | New | Hospitals | FL Zone 2 | Space Heating |  |  | 0 | Per end use consumption | [7 empty] | 329297.0743 | 276609.5424 | 52687.5319 | 0.16 |  | 5 |  |  |  | 52687.5319 | [8 empty] | 0 | 0 | 0 | 0 | 0 | 0 | 0 | [5 empty] | 0
FL Zone 2InstitutionalNew |  | XXXXXXXX | Yes | Nonequipment | Retro-Commissioning | Perform facility retro-commissioning, including assessment, process improvements, and optimization of energy-consuming equipment and systems at the facility | N/A - Retrofit Only | Commercial | New | Institutional | FL Zone 2 | Space Heating |  |  | 0 | Per end use consumption | [7 empty] | 36533.2699 | 30687.9468 | 5845.3232 | 0.16 |  | 5 |  |  |  | 5845.3232 | [8 empty] | 0 | 0 | 0 | 0 | 0 | 0 | 0 | [5 empty] | 0
FL Zone 2Lodging/HospitalityNew |  | XXXXXXXX | Yes | Nonequipment | Retro-Commissioning | Perform facility retro-commissioning, including assessment, process improvements, and optimization of energy-consuming equipment and systems at the facility | N/A - Retrofit Only | Commercial | New | Lodging/Hospitality | FL Zone 2 | Space Heating |  |  | 0 | Per end use consumption | [7 empty] | 29969.1152 | 25174.0568 | 4795.0584 | 0.16 |  | 5 |  |  |  | 4795.0584 | [8 empty] | 0 | 0 | 0 | 0 | 0 | 0 | 0 | [5 empty] | 0
FL Zone 2MiscellaneousNew |  | XXXXXXXX | Yes | Nonequipment | Retro-Commissioning | Perform facility retro-commissioning, including assessment, process improvements, and optimization of energy-consuming equipment and systems at the facility | N/A - Retrofit Only | Commercial | New | Miscellaneous | FL Zone 2 | Space Heating |  |  | 0 | Per end use consumption | [7 empty] | 348296.6521 | 292569.1877 | 55727.4643 | 0.16 |  | 5 |  |  |  | 55727.4643 | [8 empty] | 0 | 0 | 0 | 0 | 0 | 0 | 0 | [5 empty] | 0
FL Zone 2OfficesNew |  | XXXXXXXX | Yes | Nonequipment | Retro-Commissioning | Perform facility retro-commissioning, including assessment, process improvements, and optimization of energy-consuming equipment and systems at the facility | N/A - Retrofit Only | Commercial | New | Offices | FL Zone 2 | Space Heating |  |  | 0 | Per end use consumption | [7 empty] | 26035.3087 | 21869.6593 | 4165.6494 | 0.16 |  | 5 |  |  |  | 4165.6494 | [8 empty] | 0 | 0 | 0 | 0 | 0 | 0 | 0 | [5 empty] | 0
FL Zone 2RestaurantsNew |  | XXXXXXXX | Yes | Nonequipment | Retro-Commissioning | Perform facility retro-commissioning, including assessment, process improvements, and optimization of energy-consuming equipment and systems at the facility | N/A - Retrofit Only | Commercial | New | Restaurants | FL Zone 2 | Space Heating |  |  | 0 | Per end use consumption | [7 empty] | 18865.8351 | 15847.3015 | 3018.5336 | 0.16 |  | 5 |  |  |  | 3018.5336 | [8 empty] | 0 | 0 | 0 | 0 | 0 | 0 | 0 | [5 empty] | 0
FL Zone 2RetailNew |  | XXXXXXXX | Yes | Nonequipment | Retro-Commissioning | Perform facility retro-commissioning, including assessment, process improvements, and optimization of energy-consuming equipment and systems at the facility | N/A - Retrofit Only | Commercial | New | Retail | FL Zone 2 | Space Heating |  |  | 0 | Per end use consumption | [7 empty] | 8240.1374 | 6921.7154 | 1318.422 | 0.16 |  | 5 |  |  |  | 1318.422 | [8 empty] | 0 | 0 | 0 | 0 | 0 | 0 | 0 | [5 empty] | 0
FL Zone 2Schools K-12New |  | XXXXXXXX | Yes | Nonequipment | Retro-Commissioning | Perform facility retro-commissioning, including assessment, process improvements, and optimization of energy-consuming equipment and systems at the facility | N/A - Retrofit Only | Commercial | New | Schools K-12 | FL Zone 2 | Space Heating |  |  | 0 | Per end use consumption | [7 empty] | 30794.1632 | 25867.0971 | 4927.0661 | 0.16 |  | 5 |  |  |  | 4927.0661 | [8 empty] | 0 | 0 | 0 | 0 | 0 | 0 | 0 | [5 empty] | 0
FL Zone 2WarehouseNew |  | XXXXXXXX | Yes | Nonequipment | Retro-Commissioning | Perform facility retro-commissioning, including assessment, process improvements, and optimization of energy-consuming equipment and systems at the facility | N/A - Retrofit Only | Commercial | New | Warehouse | FL Zone 2 | Space Heating |  |  | 0 | Per end use consumption | [7 empty] | 3059.104 | 2569.6474 | 489.4566 | 0.16 |  | 5 |  |  |  | 489.4566 | [8 empty] | 0 | 0 | 0 | 0 | 0 | 0 | 0 | [5 empty] | 0
FL Zone 2AssemblyExisting |  | XXXXXXXX | Yes | Nonequipment | Retro-Commissioning | Perform facility retro-commissioning, including assessment, process improvements, and optimization of energy-consuming equipment and systems at the facility | Comparable facility, no retro-commissioning | Commercial | Existing | Assembly | FL Zone 2 | Space Cooling |  |  | 0 | Per end use consumption | [7 empty] | 40558.1631 | 34068.857 | 6489.3061 | 0.16 |  | 5 |  |  |  | 6489.3061 | [8 empty] | 0 | 0 | 0 | 0 | 0 | 0 | 0 | [5 empty] | 0
FL Zone 2College and UniversityExisting |  | XXXXXXXX | Yes | Nonequipment | Retro-Commissioning | Perform facility retro-commissioning, including assessment, process improvements, and optimization of energy-consuming equipment and systems at the facility | Comparable facility, no retro-commissioning | Commercial | Existing | College and University | FL Zone 2 | Space Cooling |  |  | 0 | Per end use consumption | [7 empty] | 242237.8979 | 203479.8343 | 38758.0637 | 0.16 |  | 5 |  |  |  | 38758.0637 | [8 empty] | 0 | 0 | 0 | 0 | 0 | 0 | 0 | [5 empty] | 0
FL Zone 2GroceryExisting |  | XXXXXXXX | Yes | Nonequipment | Retro-Commissioning | Perform facility retro-commissioning, including assessment, process improvements, and optimization of energy-consuming equipment and systems at the facility | Comparable facility, no retro-commissioning | Commercial | Existing | Grocery | FL Zone 2 | Space Cooling |  |  | 0 | Per end use consumption | [7 empty] | 97647.7064 | 82024.0734 | 15623.633 | 0.16 |  | 5 |  |  |  | 15623.633 | [8 empty] | 0 | 0 | 0 | 0 | 0 | 0 | 0 | [5 empty] | 0
FL Zone 2HealthcareExisting |  | XXXXXXXX | Yes | Nonequipment | Retro-Commissioning | Perform facility retro-commissioning, including assessment, process improvements, and optimization of energy-consuming equipment and systems at the facility | Comparable facility, no retro-commissioning | Commercial | Existing | Healthcare | FL Zone 2 | Space Cooling |  |  | 0 | Per end use consumption | [7 empty] | 170444.4983 | 143173.3786 | 27271.1197 | 0.16 |  | 5 |  |  |  | 27271.1197 | [8 empty] | 0 | 0 | 0 | 0 | 0 | 0 | 0 | [5 empty] | 0
FL Zone 2HospitalsExisting |  | XXXXXXXX | Yes | Nonequipment | Retro-Commissioning | Perform facility retro-commissioning, including assessment, process improvements, and optimization of energy-consuming equipment and systems at the facility | Comparable facility, no retro-commissioning | Commercial | Existing | Hospitals | FL Zone 2 | Space Cooling |  |  | 0 | Per end use consumption | [7 empty] | 1776004.8545 | 1491844.0777 | 284160.7767 | 0.16 |  | 5 |  |  |  | 284160.7767 | [8 empty] | 0 | 0 | 0 | 0 | 0 | 0 | 0 | [5 empty] | 0
FL Zone 2InstitutionalExisting |  | XXXXXXXX | Yes | Nonequipment | Retro-Commissioning | Perform facility retro-commissioning, including assessment, process improvements, and optimization of energy-consuming equipment and systems at the facility | Comparable facility, no retro-commissioning | Commercial | Existing | Institutional | FL Zone 2 | Space Cooling |  |  | 0 | Per end use consumption | [7 empty] | 197035.6551 | 165509.9503 | 31525.7048 | 0.16 |  | 5 |  |  |  | 31525.7048 | [8 empty] | 0 | 0 | 0 | 0 | 0 | 0 | 0 | [5 empty] | 0
FL Zone 2Lodging/HospitalityExisting |  | XXXXXXXX | Yes | Nonequipment | Retro-Commissioning | Perform facility retro-commissioning, including assessment, process improvements, and optimization of energy-consuming equipment and systems at the facility | Comparable facility, no retro-commissioning | Commercial | Existing | Lodging/Hospitality | FL Zone 2 | Space Cooling |  |  | 0 | Per end use consumption | [7 empty] | 161633.0609 | 135771.7712 | 25861.2898 | 0.16 |  | 5 |  |  |  | 25861.2898 | [8 empty] | 0 | 0 | 0 | 0 | 0 | 0 | 0 | [5 empty] | 0
FL Zone 2MiscellaneousExisting |  | XXXXXXXX | Yes | Nonequipment | Retro-Commissioning | Perform facility retro-commissioning, including assessment, process improvements, and optimization of energy-consuming equipment and systems at the facility | Comparable facility, no retro-commissioning | Commercial | Existing | Miscellaneous | FL Zone 2 | Space Cooling |  |  | 0 | Per end use consumption | [7 empty] | 1878475.6776 | 1577919.5692 | 300556.1084 | 0.16 |  | 5 |  |  |  | 300556.1084 | [8 empty] | 0 | 0 | 0 | 0 | 0 | 0 | 0 | [5 empty] | 0
FL Zone 2OfficesExisting |  | XXXXXXXX | Yes | Nonequipment | Retro-Commissioning | Perform facility retro-commissioning, including assessment, process improvements, and optimization of energy-consuming equipment and systems at the facility | Comparable facility, no retro-commissioning | Commercial | Existing | Offices | FL Zone 2 | Space Cooling |  |  | 0 | Per end use consumption | [7 empty] | 140416.7794 | 117950.0947 | 22466.6847 | 0.16 |  | 5 |  |  |  | 22466.6847 | [8 empty] | 0 | 0 | 0 | 0 | 0 | 0 | 0 | [5 empty] | 0
FL Zone 2RestaurantsExisting |  | XXXXXXXX | Yes | Nonequipment | Retro-Commissioning | Perform facility retro-commissioning, including assessment, process improvements, and optimization of energy-consuming equipment and systems at the facility | Comparable facility, no retro-commissioning | Commercial | Existing | Restaurants | FL Zone 2 | Space Cooling |  |  | 0 | Per end use consumption | [7 empty] | 101749.5064 | 85469.5854 | 16279.921 | 0.16 |  | 5 |  |  |  | 16279.921 | [8 empty] | 0 | 0 | 0 | 0 | 0 | 0 | 0 | [5 empty] | 0
FL Zone 2RetailExisting |  | XXXXXXXX | Yes | Nonequipment | Retro-Commissioning | Perform facility retro-commissioning, including assessment, process improvements, and optimization of energy-consuming equipment and systems at the facility | Comparable facility, no retro-commissioning | Commercial | Existing | Retail | FL Zone 2 | Space Cooling |  |  | 0 | Per end use consumption | [7 empty] | 44441.7066 | 37331.0336 | 7110.6731 | 0.16 |  | 5 |  |  |  | 7110.6731 | [8 empty] | 0 | 0 | 0 | 0 | 0 | 0 | 0 | [5 empty] | 0
FL Zone 2Schools K-12Existing |  | XXXXXXXX | Yes | Nonequipment | Retro-Commissioning | Perform facility retro-commissioning, including assessment, process improvements, and optimization of energy-consuming equipment and systems at the facility | Comparable facility, no retro-commissioning | Commercial | Existing | Schools K-12 | FL Zone 2 | Space Cooling |  |  | 0 | Per end use consumption | [7 empty] | 166082.8099 | 139509.5603 | 26573.2496 | 0.16 |  | 5 |  |  |  | 26573.2496 | [8 empty] | 0 | 0 | 0 | 0 | 0 | 0 | 0 | [5 empty] | 0
FL Zone 2WarehouseExisting |  | XXXXXXXX | Yes | Nonequipment | Retro-Commissioning | Perform facility retro-commissioning, including assessment, process improvements, and optimization of energy-consuming equipment and systems at the facility | Comparable facility, no retro-commissioning | Commercial | Existing | Warehouse | FL Zone 2 | Space Cooling |  |  | 0 | Per end use consumption | [7 empty] | 16498.7301 | 13858.9333 | 2639.7968 | 0.16 |  | 5 |  |  |  | 2639.7968 | [8 empty] | 0 | 0 | 0 | 0 | 0 | 0 | 0 | [5 empty] | 0
FL Zone 2AssemblyNew |  | XXXXXXXX | Yes | Nonequipment | Retro-Commissioning | Perform facility retro-commissioning, including assessment, process improvements, and optimization of energy-consuming equipment and systems at the facility | N/A - Retrofit Only | Commercial | New | Assembly | FL Zone 2 | Space Cooling |  |  | 0 | Per end use consumption | [7 empty] | 40558.1631 | 34068.857 | 6489.3061 | 0.16 |  | 5 |  |  |  | 6489.3061 | [8 empty] | 0 | 0 | 0 | 0 | 0 | 0 | 0 | [5 empty] | 0
FL Zone 2College and UniversityNew |  | XXXXXXXX | Yes | Nonequipment | Retro-Commissioning | Perform facility retro-commissioning, including assessment, process improvements, and optimization of energy-consuming equipment and systems at the facility | N/A - Retrofit Only | Commercial | New | College and University | FL Zone 2 | Space Cooling |  |  | 0 | Per end use consumption | [7 empty] | 242237.8979 | 203479.8343 | 38758.0637 | 0.16 |  | 5 |  |  |  | 38758.0637 | [8 empty] | 0 | 0 | 0 | 0 | 0 | 0 | 0 | [5 empty] | 0
FL Zone 2GroceryNew |  | XXXXXXXX | Yes | Nonequipment | Retro-Commissioning | Perform facility retro-commissioning, including assessment, process improvements, and optimization of energy-consuming equipment and systems at the facility | N/A - Retrofit Only | Commercial | New | Grocery | FL Zone 2 | Space Cooling |  |  | 0 | Per end use consumption | [7 empty] | 97647.7064 | 82024.0734 | 15623.633 | 0.16 |  | 5 |  |  |  | 15623.633 | [8 empty] | 0 | 0 | 0 | 0 | 0 | 0 | 0 | [5 empty] | 0
FL Zone 2HealthcareNew |  | XXXXXXXX | Yes | Nonequipment | Retro-Commissioning | Perform facility retro-commissioning, including assessment, process improvements, and optimization of energy-consuming equipment and systems at the facility | N/A - Retrofit Only | Commercial | New | Healthcare | FL Zone 2 | Space Cooling |  |  | 0 | Per end use consumption | [7 empty] | 170444.4983 | 143173.3786 | 27271.1197 | 0.16 |  | 5 |  |  |  | 27271.1197 | [8 empty] | 0 | 0 | 0 | 0 | 0 | 0 | 0 | [5 empty] | 0
FL Zone 2HospitalsNew |  | XXXXXXXX | Yes | Nonequipment | Retro-Commissioning | Perform facility retro-commissioning, including assessment, process improvements, and optimization of energy-consuming equipment and systems at the facility | N/A - Retrofit Only | Commercial | New | Hospitals | FL Zone 2 | Space Cooling |  |  | 0 | Per end use consumption | [7 empty] | 1776004.8545 | 1491844.0777 | 284160.7767 | 0.16 |  | 5 |  |  |  | 284160.7767 | [8 empty] | 0 | 0 | 0 | 0 | 0 | 0 | 0 | [5 empty] | 0
FL Zone 2InstitutionalNew |  | XXXXXXXX | Yes | Nonequipment | Retro-Commissioning | Perform facility retro-commissioning, including assessment, process improvements, and optimization of energy-consuming equipment and systems at the facility | N/A - Retrofit Only | Commercial | New | Institutional | FL Zone 2 | Space Cooling |  |  | 0 | Per end use consumption | [7 empty] | 197035.6551 | 165509.9503 | 31525.7048 | 0.16 |  | 5 |  |  |  | 31525.7048 | [8 empty] | 0 | 0 | 0 | 0 | 0 | 0 | 0 | [5 empty] | 0
FL Zone 2Lodging/HospitalityNew |  | XXXXXXXX | Yes | Nonequipment | Retro-Commissioning | Perform facility retro-commissioning, including assessment, process improvements, and optimization of energy-consuming equipment and systems at the facility | N/A - Retrofit Only | Commercial | New | Lodging/Hospitality | FL Zone 2 | Space Cooling |  |  | 0 | Per end use consumption | [7 empty] | 161633.0609 | 135771.7712 | 25861.2898 | 0.16 |  | 5 |  |  |  | 25861.2898 | [8 empty] | 0 | 0 | 0 | 0 | 0 | 0 | 0 | [5 empty] | 0
FL Zone 2MiscellaneousNew |  | XXXXXXXX | Yes | Nonequipment | Retro-Commissioning | Perform facility retro-commissioning, including assessment, process improvements, and optimization of energy-consuming equipment and systems at the facility | N/A - Retrofit Only | Commercial | New | Miscellaneous | FL Zone 2 | Space Cooling |  |  | 0 | Per end use consumption | [7 empty] | 1878475.6776 | 1577919.5692 | 300556.1084 | 0.16 |  | 5 |  |  |  | 300556.1084 | [8 empty] | 0 | 0 | 0 | 0 | 0 | 0 | 0 | [5 empty] | 0
FL Zone 2OfficesNew |  | XXXXXXXX | Yes | Nonequipment | Retro-Commissioning | Perform facility retro-commissioning, including assessment, process improvements, and optimization of energy-consuming equipment and systems at the facility | N/A - Retrofit Only | Commercial | New | Offices | FL Zone 2 | Space Cooling |  |  | 0 | Per end use consumption | [7 empty] | 140416.7794 | 117950.0947 | 22466.6847 | 0.16 |  | 5 |  |  |  | 22466.6847 | [8 empty] | 0 | 0 | 0 | 0 | 0 | 0 | 0 | [5 empty] | 0
FL Zone 2RestaurantsNew |  | XXXXXXXX | Yes | Nonequipment | Retro-Commissioning | Perform facility retro-commissioning, including assessment, process improvements, and optimization of energy-consuming equipment and systems at the facility | N/A - Retrofit Only | Commercial | New | Restaurants | FL Zone 2 | Space Cooling |  |  | 0 | Per end use consumption | [7 empty] | 101749.5064 | 85469.5854 | 16279.921 | 0.16 |  | 5 |  |  |  | 16279.921 | [8 empty] | 0 | 0 | 0 | 0 | 0 | 0 | 0 | [5 empty] | 0
FL Zone 2RetailNew |  | XXXXXXXX | Yes | Nonequipment | Retro-Commissioning | Perform facility retro-commissioning, including assessment, process improvements, and optimization of energy-consuming equipment and systems at the facility | N/A - Retrofit Only | Commercial | New | Retail | FL Zone 2 | Space Cooling |  |  | 0 | Per end use consumption | [7 empty] | 44441.7066 | 37331.0336 | 7110.6731 | 0.16 |  | 5 |  |  |  | 7110.6731 | [8 empty] | 0 | 0 | 0 | 0 | 0 | 0 | 0 | [5 empty] | 0
FL Zone 2Schools K-12New |  | XXXXXXXX | Yes | Nonequipment | Retro-Commissioning | Perform facility retro-commissioning, including assessment, process improvements, and optimization of energy-consuming equipment and systems at the facility | N/A - Retrofit Only | Commercial | New | Schools K-12 | FL Zone 2 | Space Cooling |  |  | 0 | Per end use consumption | [7 empty] | 166082.8099 | 139509.5603 | 26573.2496 | 0.16 |  | 5 |  |  |  | 26573.2496 | [8 empty] | 0 | 0 | 0 | 0 | 0 | 0 | 0 | [5 empty] | 0
FL Zone 2WarehouseNew |  | XXXXXXXX | Yes | Nonequipment | Retro-Commissioning | Perform facility retro-commissioning, including assessment, process improvements, and optimization of energy-consuming equipment and systems at the facility | N/A - Retrofit Only | Commercial | New | Warehouse | FL Zone 2 | Space Cooling |  |  | 0 | Per end use consumption | [7 empty] | 16498.7301 | 13858.9333 | 2639.7968 | 0.16 |  | 5 |  |  |  | 2639.7968 | [8 empty] | 0 | 0 | 0 | 0 | 0 | 0 | 0 | [5 empty] | 0
FL Zone 2AssemblyExisting |  | XXXXXXXX | Yes | Nonequipment | Retro-Commissioning | Perform facility retro-commissioning, including assessment, process improvements, and optimization of energy-consuming equipment and systems at the facility | Comparable facility, no retro-commissioning | Commercial | Existing | Assembly | FL Zone 2 | Ventilation and Circulation |  |  | 0 | Per end use consumption | [7 empty] | 9357.0704 | 7859.9392 | 1497.1313 | 0.16 |  | 5 |  |  |  | 1497.1313 | [8 empty] | 0 | 0 | 0 | 0 | 0 | 0 | 0 | [5 empty] | 0
FL Zone 2College and UniversityExisting |  | XXXXXXXX | Yes | Nonequipment | Retro-Commissioning | Perform facility retro-commissioning, including assessment, process improvements, and optimization of energy-consuming equipment and systems at the facility | Comparable facility, no retro-commissioning | Commercial | Existing | College and University | FL Zone 2 | Ventilation and Circulation |  |  | 0 | Per end use consumption | [7 empty] | 55886.0882 | 46944.3141 | 8941.7741 | 0.16 |  | 5 |  |  |  | 8941.7741 | [8 empty] | 0 | 0 | 0 | 0 | 0 | 0 | 0 | [5 empty] | 0
FL Zone 2GroceryExisting |  | XXXXXXXX | Yes | Nonequipment | Retro-Commissioning | Perform facility retro-commissioning, including assessment, process improvements, and optimization of energy-consuming equipment and systems at the facility | Comparable facility, no retro-commissioning | Commercial | Existing | Grocery | FL Zone 2 | Ventilation and Circulation |  |  | 0 | Per end use consumption | [7 empty] | 22528.0535 | 18923.565 | 3604.4886 | 0.16 |  | 5 |  |  |  | 3604.4886 | [8 empty] | 0 | 0 | 0 | 0 | 0 | 0 | 0 | [5 empty] | 0
FL Zone 2HealthcareExisting |  | XXXXXXXX | Yes | Nonequipment | Retro-Commissioning | Perform facility retro-commissioning, including assessment, process improvements, and optimization of energy-consuming equipment and systems at the facility | Comparable facility, no retro-commissioning | Commercial | Existing | Healthcare | FL Zone 2 | Ventilation and Circulation |  |  | 0 | Per end use consumption | [7 empty] | 39322.8159 | 33031.1653 | 6291.6505 | 0.16 |  | 5 |  |  |  | 6291.6505 | [8 empty] | 0 | 0 | 0 | 0 | 0 | 0 | 0 | [5 empty] | 0
FL Zone 2HospitalsExisting |  | XXXXXXXX | Yes | Nonequipment | Retro-Commissioning | Perform facility retro-commissioning, including assessment, process improvements, and optimization of energy-consuming equipment and systems at the facility | Comparable facility, no retro-commissioning | Commercial | Existing | Hospitals | FL Zone 2 | Ventilation and Circulation |  |  | 0 | Per end use consumption | [7 empty] | 409737.5542 | 344179.5455 | 65558.0087 | 0.16 |  | 5 |  |  |  | 65558.0087 | [8 empty] | 0 | 0 | 0 | 0 | 0 | 0 | 0 | [5 empty] | 0
FL Zone 2InstitutionalExisting |  | XXXXXXXX | Yes | Nonequipment | Retro-Commissioning | Perform facility retro-commissioning, including assessment, process improvements, and optimization of energy-consuming equipment and systems at the facility | Comparable facility, no retro-commissioning | Commercial | Existing | Institutional | FL Zone 2 | Ventilation and Circulation |  |  | 0 | Per end use consumption | [7 empty] | 45457.5939 | 38184.3789 | 7273.215 | 0.16 |  | 5 |  |  |  | 7273.215 | [8 empty] | 0 | 0 | 0 | 0 | 0 | 0 | 0 | [5 empty] | 0
FL Zone 2Lodging/HospitalityExisting |  | XXXXXXXX | Yes | Nonequipment | Retro-Commissioning | Perform facility retro-commissioning, including assessment, process improvements, and optimization of energy-consuming equipment and systems at the facility | Comparable facility, no retro-commissioning | Commercial | Existing | Lodging/Hospitality | FL Zone 2 | Ventilation and Circulation |  |  | 0 | Per end use consumption | [7 empty] | 37289.9516 | 31323.5594 | 5966.3923 | 0.16 |  | 5 |  |  |  | 5966.3923 | [8 empty] | 0 | 0 | 0 | 0 | 0 | 0 | 0 | [5 empty] | 0
FL Zone 2MiscellaneousExisting |  | XXXXXXXX | Yes | Nonequipment | Retro-Commissioning | Perform facility retro-commissioning, including assessment, process improvements, and optimization of energy-consuming equipment and systems at the facility | Comparable facility, no retro-commissioning | Commercial | Existing | Miscellaneous | FL Zone 2 | Ventilation and Circulation |  |  | 0 | Per end use consumption | [7 empty] | 433378.3365 | 364037.8027 | 69340.5338 | 0.16 |  | 5 |  |  |  | 69340.5338 | [8 empty] | 0 | 0 | 0 | 0 | 0 | 0 | 0 | [5 empty] | 0
FL Zone 2OfficesExisting |  | XXXXXXXX | Yes | Nonequipment | Retro-Commissioning | Perform facility retro-commissioning, including assessment, process improvements, and optimization of energy-consuming equipment and systems at the facility | Comparable facility, no retro-commissioning | Commercial | Existing | Offices | FL Zone 2 | Ventilation and Circulation |  |  | 0 | Per end use consumption | [7 empty] | 32395.1974 | 27211.9658 | 5183.2316 | 0.16 |  | 5 |  |  |  | 5183.2316 | [8 empty] | 0 | 0 | 0 | 0 | 0 | 0 | 0 | [5 empty] | 0
FL Zone 2RestaurantsExisting |  | XXXXXXXX | Yes | Nonequipment | Retro-Commissioning | Perform facility retro-commissioning, including assessment, process improvements, and optimization of energy-consuming equipment and systems at the facility | Comparable facility, no retro-commissioning | Commercial | Existing | Restaurants | FL Zone 2 | Ventilation and Circulation |  |  | 0 | Per end use consumption | [7 empty] | 23474.3693 | 19718.4702 | 3755.8991 | 0.16 |  | 5 |  |  |  | 3755.8991 | [8 empty] | 0 | 0 | 0 | 0 | 0 | 0 | 0 | [5 empty] | 0
FL Zone 2RetailExisting |  | XXXXXXXX | Yes | Nonequipment | Retro-Commissioning | Perform facility retro-commissioning, including assessment, process improvements, and optimization of energy-consuming equipment and systems at the facility | Comparable facility, no retro-commissioning | Commercial | Existing | Retail | FL Zone 2 | Ventilation and Circulation |  |  | 0 | Per end use consumption | [7 empty] | 10253.0329 | 8612.5476 | 1640.4853 | 0.16 |  | 5 |  |  |  | 1640.4853 | [8 empty] | 0 | 0 | 0 | 0 | 0 | 0 | 0 | [5 empty] | 0
FL Zone 2Schools K-12Existing |  | XXXXXXXX | Yes | Nonequipment | Retro-Commissioning | Perform facility retro-commissioning, including assessment, process improvements, and optimization of energy-consuming equipment and systems at the facility | Comparable facility, no retro-commissioning | Commercial | Existing | Schools K-12 | FL Zone 2 | Ventilation and Circulation |  |  | 0 | Per end use consumption | [7 empty] | 38316.5419 | 32185.8952 | 6130.6467 | 0.16 |  | 5 |  |  |  | 6130.6467 | [8 empty] | 0 | 0 | 0 | 0 | 0 | 0 | 0 | [5 empty] | 0
FL Zone 2WarehouseExisting |  | XXXXXXXX | Yes | Nonequipment | Retro-Commissioning | Perform facility retro-commissioning, including assessment, process improvements, and optimization of energy-consuming equipment and systems at the facility | Comparable facility, no retro-commissioning | Commercial | Existing | Warehouse | FL Zone 2 | Ventilation and Circulation |  |  | 0 | Per end use consumption | [7 empty] | 3806.38 | 3197.3592 | 609.0208 | 0.16 |  | 5 |  |  |  | 609.0208 | [8 empty] | 0 | 0 | 0 | 0 | 0 | 0 | 0 | [5 empty] | 0
FL Zone 2AssemblyNew |  | XXXXXXXX | Yes | Nonequipment | Retro-Commissioning | Perform facility retro-commissioning, including assessment, process improvements, and optimization of energy-consuming equipment and systems at the facility | N/A - Retrofit Only | Commercial | New | Assembly | FL Zone 2 | Ventilation and Circulation |  |  | 0 | Per end use consumption | [7 empty] | 9357.0704 | 7859.9392 | 1497.1313 | 0.16 |  | 5 |  |  |  | 1497.1313 | [8 empty] | 0 | 0 | 0 | 0 | 0 | 0 | 0 | [5 empty] | 0
FL Zone 2College and UniversityNew |  | XXXXXXXX | Yes | Nonequipment | Retro-Commissioning | Perform facility retro-commissioning, including assessment, process improvements, and optimization of energy-consuming equipment and systems at the facility | N/A - Retrofit Only | Commercial | New | College and University | FL Zone 2 | Ventilation and Circulation |  |  | 0 | Per end use consumption | [7 empty] | 55886.0882 | 46944.3141 | 8941.7741 | 0.16 |  | 5 |  |  |  | 8941.7741 | [8 empty] | 0 | 0 | 0 | 0 | 0 | 0 | 0 | [5 empty] | 0
FL Zone 2GroceryNew |  | XXXXXXXX | Yes | Nonequipment | Retro-Commissioning | Perform facility retro-commissioning, including assessment, process improvements, and optimization of energy-consuming equipment and systems at the facility | N/A - Retrofit Only | Commercial | New | Grocery | FL Zone 2 | Ventilation and Circulation |  |  | 0 | Per end use consumption | [7 empty] | 22528.0535 | 18923.565 | 3604.4886 | 0.16 |  | 5 |  |  |  | 3604.4886 | [8 empty] | 0 | 0 | 0 | 0 | 0 | 0 | 0 | [5 empty] | 0
FL Zone 2HealthcareNew |  | XXXXXXXX | Yes | Nonequipment | Retro-Commissioning | Perform facility retro-commissioning, including assessment, process improvements, and optimization of energy-consuming equipment and systems at the facility | N/A - Retrofit Only | Commercial | New | Healthcare | FL Zone 2 | Ventilation and Circulation |  |  | 0 | Per end use consumption | [7 empty] | 39322.8159 | 33031.1653 | 6291.6505 | 0.16 |  | 5 |  |  |  | 6291.6505 | [8 empty] | 0 | 0 | 0 | 0 | 0 | 0 | 0 | [5 empty] | 0
FL Zone 2HospitalsNew |  | XXXXXXXX | Yes | Nonequipment | Retro-Commissioning | Perform facility retro-commissioning, including assessment, process improvements, and optimization of energy-consuming equipment and systems at the facility | N/A - Retrofit Only | Commercial | New | Hospitals | FL Zone 2 | Ventilation and Circulation |  |  | 0 | Per end use consumption | [7 empty] | 409737.5542 | 344179.5455 | 65558.0087 | 0.16 |  | 5 |  |  |  | 65558.0087 | [8 empty] | 0 | 0 | 0 | 0 | 0 | 0 | 0 | [5 empty] | 0
FL Zone 2InstitutionalNew |  | XXXXXXXX | Yes | Nonequipment | Retro-Commissioning | Perform facility retro-commissioning, including assessment, process improvements, and optimization of energy-consuming equipment and systems at the facility | N/A - Retrofit Only | Commercial | New | Institutional | FL Zone 2 | Ventilation and Circulation |  |  | 0 | Per end use consumption | [7 empty] | 45457.5939 | 38184.3789 | 7273.215 | 0.16 |  | 5 |  |  |  | 7273.215 | [8 empty] | 0 | 0 | 0 | 0 | 0 | 0 | 0 | [5 empty] | 0
FL Zone 2Lodging/HospitalityNew |  | XXXXXXXX | Yes | Nonequipment | Retro-Commissioning | Perform facility retro-commissioning, including assessment, process improvements, and optimization of energy-consuming equipment and systems at the facility | N/A - Retrofit Only | Commercial | New | Lodging/Hospitality | FL Zone 2 | Ventilation and Circulation |  |  | 0 | Per end use consumption | [7 empty] | 37289.9516 | 31323.5594 | 5966.3923 | 0.16 |  | 5 |  |  |  | 5966.3923 | [8 empty] | 0 | 0 | 0 | 0 | 0 | 0 | 0 | [5 empty] | 0
FL Zone 2MiscellaneousNew |  | XXXXXXXX | Yes | Nonequipment | Retro-Commissioning | Perform facility retro-commissioning, including assessment, process improvements, and optimization of energy-consuming equipment and systems at the facility | N/A - Retrofit Only | Commercial | New | Miscellaneous | FL Zone 2 | Ventilation and Circulation |  |  | 0 | Per end use consumption | [7 empty] | 433378.3365 | 364037.8027 | 69340.5338 | 0.16 |  | 5 |  |  |  | 69340.5338 | [8 empty] | 0 | 0 | 0 | 0 | 0 | 0 | 0 | [5 empty] | 0
FL Zone 2OfficesNew |  | XXXXXXXX | Yes | Nonequipment | Retro-Commissioning | Perform facility retro-commissioning, including assessment, process improvements, and optimization of energy-consuming equipment and systems at the facility | N/A - Retrofit Only | Commercial | New | Offices | FL Zone 2 | Ventilation and Circulation |  |  | 0 | Per end use consumption | [7 empty] | 32395.1974 | 27211.9658 | 5183.2316 | 0.16 |  | 5 |  |  |  | 5183.2316 | [8 empty] | 0 | 0 | 0 | 0 | 0 | 0 | 0 | [5 empty] | 0
FL Zone 2RestaurantsNew |  | XXXXXXXX | Yes | Nonequipment | Retro-Commissioning | Perform facility retro-commissioning, including assessment, process improvements, and optimization of energy-consuming equipment and systems at the facility | N/A - Retrofit Only | Commercial | New | Restaurants | FL Zone 2 | Ventilation and Circulation |  |  | 0 | Per end use consumption | [7 empty] | 23474.3693 | 19718.4702 | 3755.8991 | 0.16 |  | 5 |  |  |  | 3755.8991 | [8 empty] | 0 | 0 | 0 | 0 | 0 | 0 | 0 | [5 empty] | 0
FL Zone 2RetailNew |  | XXXXXXXX | Yes | Nonequipment | Retro-Commissioning | Perform facility retro-commissioning, including assessment, process improvements, and optimization of energy-consuming equipment and systems at the facility | N/A - Retrofit Only | Commercial | New | Retail | FL Zone 2 | Ventilation and Circulation |  |  | 0 | Per end use consumption | [7 empty] | 10253.0329 | 8612.5476 | 1640.4853 | 0.16 |  | 5 |  |  |  | 1640.4853 | [8 empty] | 0 | 0 | 0 | 0 | 0 | 0 | 0 | [5 empty] | 0
FL Zone 2Schools K-12New |  | XXXXXXXX | Yes | Nonequipment | Retro-Commissioning | Perform facility retro-commissioning, including assessment, process improvements, and optimization of energy-consuming equipment and systems at the facility | N/A - Retrofit Only | Commercial | New | Schools K-12 | FL Zone 2 | Ventilation and Circulation |  |  | 0 | Per end use consumption | [7 empty] | 38316.5419 | 32185.8952 | 6130.6467 | 0.16 |  | 5 |  |  |  | 6130.6467 | [8 empty] | 0 | 0 | 0 | 0 | 0 | 0 | 0 | [5 empty] | 0
FL Zone 2WarehouseNew |  | XXXXXXXX | Yes | Nonequipment | Retro-Commissioning | Perform facility retro-commissioning, including assessment, process improvements, and optimization of energy-consuming equipment and systems at the facility | N/A - Retrofit Only | Commercial | New | Warehouse | FL Zone 2 | Ventilation and Circulation |  |  | 0 | Per end use consumption | [7 empty] | 3806.38 | 3197.3592 | 609.0208 | 0.16 |  | 5 |  |  |  | 609.0208 | [8 empty] | 0 | 0 | 0 | 0 | 0 | 0 | 0 | [5 empty] | 0
FL Zone 2AssemblyExisting |  | XXXXXXXX | Yes | Nonequipment | Retro-Commissioning | Perform facility retro-commissioning, including assessment, process improvements, and optimization of energy-consuming equipment and systems at the facility | Comparable facility, no retro-commissioning | Commercial | Existing | Assembly | FL Zone 2 | Domestic Hot Water |  |  | 0 | Per end use consumption | [7 empty] | 4176.2274 | 3508.031 | 668.1964 | 0.16 |  | 5 |  |  |  | 668.1964 | [8 empty] | 0 | 0 | 0 | 0 | 0 | 0 | 0 | [5 empty] | 0
FL Zone 2College and UniversityExisting |  | XXXXXXXX | Yes | Nonequipment | Retro-Commissioning | Perform facility retro-commissioning, including assessment, process improvements, and optimization of energy-consuming equipment and systems at the facility | Comparable facility, no retro-commissioning | Commercial | Existing | College and University | FL Zone 2 | Domestic Hot Water |  |  | 0 | Per end use consumption | [7 empty] | 24942.9577 | 20952.0845 | 3990.8732 | 0.16 |  | 5 |  |  |  | 3990.8732 | [8 empty] | 0 | 0 | 0 | 0 | 0 | 0 | 0 | [5 empty] | 0
FL Zone 2GroceryExisting |  | XXXXXXXX | Yes | Nonequipment | Retro-Commissioning | Perform facility retro-commissioning, including assessment, process improvements, and optimization of energy-consuming equipment and systems at the facility | Comparable facility, no retro-commissioning | Commercial | Existing | Grocery | FL Zone 2 | Domestic Hot Water |  |  | 0 | Per end use consumption | [7 empty] | 10054.672 | 8445.9245 | 1608.7475 | 0.16 |  | 5 |  |  |  | 1608.7475 | [8 empty] | 0 | 0 | 0 | 0 | 0 | 0 | 0 | [5 empty] | 0
FL Zone 2HealthcareExisting |  | XXXXXXXX | Yes | Nonequipment | Retro-Commissioning | Perform facility retro-commissioning, including assessment, process improvements, and optimization of energy-consuming equipment and systems at the facility | Comparable facility, no retro-commissioning | Commercial | Existing | Healthcare | FL Zone 2 | Domestic Hot Water |  |  | 0 | Per end use consumption | [7 empty] | 17550.474 | 14742.3981 | 2808.0758 | 0.16 |  | 5 |  |  |  | 2808.0758 | [8 empty] | 0 | 0 | 0 | 0 | 0 | 0 | 0 | [5 empty] | 0
FL Zone 2HospitalsExisting |  | XXXXXXXX | Yes | Nonequipment | Retro-Commissioning | Perform facility retro-commissioning, including assessment, process improvements, and optimization of energy-consuming equipment and systems at the facility | Comparable facility, no retro-commissioning | Commercial | Existing | Hospitals | FL Zone 2 | Domestic Hot Water |  |  | 0 | Per end use consumption | [7 empty] | 182873.1772 | 153613.4688 | 29259.7083 | 0.16 |  | 5 |  |  |  | 29259.7083 | [8 empty] | 0 | 0 | 0 | 0 | 0 | 0 | 0 | [5 empty] | 0
FL Zone 2InstitutionalExisting |  | XXXXXXXX | Yes | Nonequipment | Retro-Commissioning | Perform facility retro-commissioning, including assessment, process improvements, and optimization of energy-consuming equipment and systems at the facility | Comparable facility, no retro-commissioning | Commercial | Existing | Institutional | FL Zone 2 | Domestic Hot Water |  |  | 0 | Per end use consumption | [7 empty] | 20288.5348 | 17042.3692 | 3246.1656 | 0.16 |  | 5 |  |  |  | 3246.1656 | [8 empty] | 0 | 0 | 0 | 0 | 0 | 0 | 0 | [5 empty] | 0
FL Zone 2Lodging/HospitalityExisting |  | XXXXXXXX | Yes | Nonequipment | Retro-Commissioning | Perform facility retro-commissioning, including assessment, process improvements, and optimization of energy-consuming equipment and systems at the facility | Comparable facility, no retro-commissioning | Commercial | Existing | Lodging/Hospitality | FL Zone 2 | Domestic Hot Water |  |  | 0 | Per end use consumption | [7 empty] | 16643.1704 | 13980.2631 | 2662.9073 | 0.16 |  | 5 |  |  |  | 2662.9073 | [8 empty] | 0 | 0 | 0 | 0 | 0 | 0 | 0 | [5 empty] | 0
FL Zone 2MiscellaneousExisting |  | XXXXXXXX | Yes | Nonequipment | Retro-Commissioning | Perform facility retro-commissioning, including assessment, process improvements, and optimization of energy-consuming equipment and systems at the facility | Comparable facility, no retro-commissioning | Commercial | Existing | Miscellaneous | FL Zone 2 | Domestic Hot Water |  |  | 0 | Per end use consumption | [7 empty] | 193424.4799 | 162476.5631 | 30947.9168 | 0.16 |  | 5 |  |  |  | 30947.9168 | [8 empty] | 0 | 0 | 0 | 0 | 0 | 0 | 0 | [5 empty] | 0
FL Zone 2OfficesExisting |  | XXXXXXXX | Yes | Nonequipment | Retro-Commissioning | Perform facility retro-commissioning, including assessment, process improvements, and optimization of energy-consuming equipment and systems at the facility | Comparable facility, no retro-commissioning | Commercial | Existing | Offices | FL Zone 2 | Domestic Hot Water |  |  | 0 | Per end use consumption | [7 empty] | 14458.5543 | 12145.1856 | 2313.3687 | 0.16 |  | 5 |  |  |  | 2313.3687 | [8 empty] | 0 | 0 | 0 | 0 | 0 | 0 | 0 | [5 empty] | 0
FL Zone 2RestaurantsExisting |  | XXXXXXXX | Yes | Nonequipment | Retro-Commissioning | Perform facility retro-commissioning, including assessment, process improvements, and optimization of energy-consuming equipment and systems at the facility | Comparable facility, no retro-commissioning | Commercial | Existing | Restaurants | FL Zone 2 | Domestic Hot Water |  |  | 0 | Per end use consumption | [7 empty] | 10477.0296 | 8800.7049 | 1676.3247 | 0.16 |  | 5 |  |  |  | 1676.3247 | [8 empty] | 0 | 0 | 0 | 0 | 0 | 0 | 0 | [5 empty] | 0
FL Zone 2RetailExisting |  | XXXXXXXX | Yes | Nonequipment | Retro-Commissioning | Perform facility retro-commissioning, including assessment, process improvements, and optimization of energy-consuming equipment and systems at the facility | Comparable facility, no retro-commissioning | Commercial | Existing | Retail | FL Zone 2 | Domestic Hot Water |  |  | 0 | Per end use consumption | [7 empty] | 4576.1114 | 3843.9336 | 732.1778 | 0.16 |  | 5 |  |  |  | 732.1778 | [8 empty] | 0 | 0 | 0 | 0 | 0 | 0 | 0 | [5 empty] | 0
FL Zone 2Schools K-12Existing |  | XXXXXXXX | Yes | Nonequipment | Retro-Commissioning | Perform facility retro-commissioning, including assessment, process improvements, and optimization of energy-consuming equipment and systems at the facility | Comparable facility, no retro-commissioning | Commercial | Existing | Schools K-12 | FL Zone 2 | Domestic Hot Water |  |  | 0 | Per end use consumption | [7 empty] | 17101.3559 | 14365.139 | 2736.2169 | 0.16 |  | 5 |  |  |  | 2736.2169 | [8 empty] | 0 | 0 | 0 | 0 | 0 | 0 | 0 | [5 empty] | 0
FL Zone 2WarehouseExisting |  | XXXXXXXX | Yes | Nonequipment | Retro-Commissioning | Perform facility retro-commissioning, including assessment, process improvements, and optimization of energy-consuming equipment and systems at the facility | Comparable facility, no retro-commissioning | Commercial | Existing | Warehouse | FL Zone 2 | Domestic Hot Water |  |  | 0 | Per end use consumption | [7 empty] | 1698.8553 | 1427.0384 | 271.8168 | 0.16 |  | 5 |  |  |  | 271.8168 | [8 empty] | 0 | 0 | 0 | 0 | 0 | 0 | 0 | [5 empty] | 0
FL Zone 2AssemblyNew |  | XXXXXXXX | Yes | Nonequipment | Retro-Commissioning | Perform facility retro-commissioning, including assessment, process improvements, and optimization of energy-consuming equipment and systems at the facility | N/A - Retrofit Only | Commercial | New | Assembly | FL Zone 2 | Domestic Hot Water |  |  | 0 | Per end use consumption | [7 empty] | 4176.2274 | 3508.031 | 668.1964 | 0.16 |  | 5 |  |  |  | 668.1964 | [8 empty] | 0 | 0 | 0 | 0 | 0 | 0 | 0 | [5 empty] | 0
FL Zone 2College and UniversityNew |  | XXXXXXXX | Yes | Nonequipment | Retro-Commissioning | Perform facility retro-commissioning, including assessment, process improvements, and optimization of energy-consuming equipment and systems at the facility | N/A - Retrofit Only | Commercial | New | College and University | FL Zone 2 | Domestic Hot Water |  |  | 0 | Per end use consumption | [7 empty] | 24942.9577 | 20952.0845 | 3990.8732 | 0.16 |  | 5 |  |  |  | 3990.8732 | [8 empty] | 0 | 0 | 0 | 0 | 0 | 0 | 0 | [5 empty] | 0
FL Zone 2GroceryNew |  | XXXXXXXX | Yes | Nonequipment | Retro-Commissioning | Perform facility retro-commissioning, including assessment, process improvements, and optimization of energy-consuming equipment and systems at the facility | N/A - Retrofit Only | Commercial | New | Grocery | FL Zone 2 | Domestic Hot Water |  |  | 0 | Per end use consumption | [7 empty] | 10054.672 | 8445.9245 | 1608.7475 | 0.16 |  | 5 |  |  |  | 1608.7475 | [8 empty] | 0 | 0 | 0 | 0 | 0 | 0 | 0 | [5 empty] | 0
FL Zone 2HealthcareNew |  | XXXXXXXX | Yes | Nonequipment | Retro-Commissioning | Perform facility retro-commissioning, including assessment, process improvements, and optimization of energy-consuming equipment and systems at the facility | N/A - Retrofit Only | Commercial | New | Healthcare | FL Zone 2 | Domestic Hot Water |  |  | 0 | Per end use consumption | [7 empty] | 17550.474 | 14742.3981 | 2808.0758 | 0.16 |  | 5 |  |  |  | 2808.0758 | [8 empty] | 0 | 0 | 0 | 0 | 0 | 0 | 0 | [5 empty] | 0
FL Zone 2HospitalsNew |  | XXXXXXXX | Yes | Nonequipment | Retro-Commissioning | Perform facility retro-commissioning, including assessment, process improvements, and optimization of energy-consuming equipment and systems at the facility | N/A - Retrofit Only | Commercial | New | Hospitals | FL Zone 2 | Domestic Hot Water |  |  | 0 | Per end use consumption | [7 empty] | 182873.1772 | 153613.4688 | 29259.7083 | 0.16 |  | 5 |  |  |  | 29259.7083 | [8 empty] | 0 | 0 | 0 | 0 | 0 | 0 | 0 | [5 empty] | 0
FL Zone 2InstitutionalNew |  | XXXXXXXX | Yes | Nonequipment | Retro-Commissioning | Perform facility retro-commissioning, including assessment, process improvements, and optimization of energy-consuming equipment and systems at the facility | N/A - Retrofit Only | Commercial | New | Institutional | FL Zone 2 | Domestic Hot Water |  |  | 0 | Per end use consumption | [7 empty] | 20288.5348 | 17042.3692 | 3246.1656 | 0.16 |  | 5 |  |  |  | 3246.1656 | [8 empty] | 0 | 0 | 0 | 0 | 0 | 0 | 0 | [5 empty] | 0
FL Zone 2Lodging/HospitalityNew |  | XXXXXXXX | Yes | Nonequipment | Retro-Commissioning | Perform facility retro-commissioning, including assessment, process improvements, and optimization of energy-consuming equipment and systems at the facility | N/A - Retrofit Only | Commercial | New | Lodging/Hospitality | FL Zone 2 | Domestic Hot Water |  |  | 0 | Per end use consumption | [7 empty] | 16643.1704 | 13980.2631 | 2662.9073 | 0.16 |  | 5 |  |  |  | 2662.9073 | [8 empty] | 0 | 0 | 0 | 0 | 0 | 0 | 0 | [5 empty] | 0
FL Zone 2MiscellaneousNew |  | XXXXXXXX | Yes | Nonequipment | Retro-Commissioning | Perform facility retro-commissioning, including assessment, process improvements, and optimization of energy-consuming equipment and systems at the facility | N/A - Retrofit Only | Commercial | New | Miscellaneous | FL Zone 2 | Domestic Hot Water |  |  | 0 | Per end use consumption | [7 empty] | 193424.4799 | 162476.5631 | 30947.9168 | 0.16 |  | 5 |  |  |  | 30947.9168 | [8 empty] | 0 | 0 | 0 | 0 | 0 | 0 | 0 | [5 empty] | 0
FL Zone 2OfficesNew |  | XXXXXXXX | Yes | Nonequipment | Retro-Commissioning | Perform facility retro-commissioning, including assessment, process improvements, and optimization of energy-consuming equipment and systems at the facility | N/A - Retrofit Only | Commercial | New | Offices | FL Zone 2 | Domestic Hot Water |  |  | 0 | Per end use consumption | [7 empty] | 14458.5543 | 12145.1856 | 2313.3687 | 0.16 |  | 5 |  |  |  | 2313.3687 | [8 empty] | 0 | 0 | 0 | 0 | 0 | 0 | 0 | [5 empty] | 0
FL Zone 2RestaurantsNew |  | XXXXXXXX | Yes | Nonequipment | Retro-Commissioning | Perform facility retro-commissioning, including assessment, process improvements, and optimization of energy-consuming equipment and systems at the facility | N/A - Retrofit Only | Commercial | New | Restaurants | FL Zone 2 | Domestic Hot Water |  |  | 0 | Per end use consumption | [7 empty] | 10477.0296 | 8800.7049 | 1676.3247 | 0.16 |  | 5 |  |  |  | 1676.3247 | [8 empty] | 0 | 0 | 0 | 0 | 0 | 0 | 0 | [5 empty] | 0
FL Zone 2RetailNew |  | XXXXXXXX | Yes | Nonequipment | Retro-Commissioning | Perform facility retro-commissioning, including assessment, process improvements, and optimization of energy-consuming equipment and systems at the facility | N/A - Retrofit Only | Commercial | New | Retail | FL Zone 2 | Domestic Hot Water |  |  | 0 | Per end use consumption | [7 empty] | 4576.1114 | 3843.9336 | 732.1778 | 0.16 |  | 5 |  |  |  | 732.1778 | [8 empty] | 0 | 0 | 0 | 0 | 0 | 0 | 0 | [5 empty] | 0
FL Zone 2Schools K-12New |  | XXXXXXXX | Yes | Nonequipment | Retro-Commissioning | Perform facility retro-commissioning, including assessment, process improvements, and optimization of energy-consuming equipment and systems at the facility | N/A - Retrofit Only | Commercial | New | Schools K-12 | FL Zone 2 | Domestic Hot Water |  |  | 0 | Per end use consumption | [7 empty] | 17101.3559 | 14365.139 | 2736.2169 | 0.16 |  | 5 |  |  |  | 2736.2169 | [8 empty] | 0 | 0 | 0 | 0 | 0 | 0 | 0 | [5 empty] | 0
FL Zone 2WarehouseNew |  | XXXXXXXX | Yes | Nonequipment | Retro-Commissioning | Perform facility retro-commissioning, including assessment, process improvements, and optimization of energy-consuming equipment and systems at the facility | N/A - Retrofit Only | Commercial | New | Warehouse | FL Zone 2 | Domestic Hot Water |  |  | 0 | Per end use consumption | [7 empty] | 1698.8553 | 1427.0384 | 271.8168 | 0.16 |  | 5 |  |  |  | 271.8168 | [8 empty] | 0 | 0 | 0 | 0 | 0 | 0 | 0 | [5 empty] | 0
FL Zone 2AssemblyExisting |  | XXXXXXXX | Yes | Nonequipment | Retro-Commissioning | Perform facility retro-commissioning, including assessment, process improvements, and optimization of energy-consuming equipment and systems at the facility | Comparable facility, no retro-commissioning | Commercial | Existing | Assembly | FL Zone 2 | Miscellaneous |  |  | 0 | Per end use consumption | [7 empty] | 10195.2738 | 8564.03 | 1631.2438 | 0.16 |  | 5 |  |  |  | 1631.2438 | [8 empty] | 0 | 0 | 0 | 0 | 0 | 0 | 0 | [5 empty] | 0
FL Zone 2College and UniversityExisting |  | XXXXXXXX | Yes | Nonequipment | Retro-Commissioning | Perform facility retro-commissioning, including assessment, process improvements, and optimization of energy-consuming equipment and systems at the facility | Comparable facility, no retro-commissioning | Commercial | Existing | College and University | FL Zone 2 | Miscellaneous |  |  | 0 | Per end use consumption | [7 empty] | 60892.3459 | 51149.5706 | 9742.7753 | 0.16 |  | 5 |  |  |  | 9742.7753 | [8 empty] | 0 | 0 | 0 | 0 | 0 | 0 | 0 | [5 empty] | 0
FL Zone 2GroceryExisting |  | XXXXXXXX | Yes | Nonequipment | Retro-Commissioning | Perform facility retro-commissioning, including assessment, process improvements, and optimization of energy-consuming equipment and systems at the facility | Comparable facility, no retro-commissioning | Commercial | Existing | Grocery | FL Zone 2 | Miscellaneous |  |  | 0 | Per end use consumption | [7 empty] | 24546.1093 | 20618.7318 | 3927.3775 | 0.16 |  | 5 |  |  |  | 3927.3775 | [8 empty] | 0 | 0 | 0 | 0 | 0 | 0 | 0 | [5 empty] | 0
FL Zone 2HealthcareExisting |  | XXXXXXXX | Yes | Nonequipment | Retro-Commissioning | Perform facility retro-commissioning, including assessment, process improvements, and optimization of energy-consuming equipment and systems at the facility | Comparable facility, no retro-commissioning | Commercial | Existing | Healthcare | FL Zone 2 | Miscellaneous |  |  | 0 | Per end use consumption | [7 empty] | 42845.3411 | 35990.0865 | 6855.2546 | 0.16 |  | 5 |  |  |  | 6855.2546 | [8 empty] | 0 | 0 | 0 | 0 | 0 | 0 | 0 | [5 empty] | 0
FL Zone 2HospitalsExisting |  | XXXXXXXX | Yes | Nonequipment | Retro-Commissioning | Perform facility retro-commissioning, including assessment, process improvements, and optimization of energy-consuming equipment and systems at the facility | Comparable facility, no retro-commissioning | Commercial | Existing | Hospitals | FL Zone 2 | Miscellaneous |  |  | 0 | Per end use consumption | [7 empty] | 446441.7125 | 375011.0385 | 71430.674 | 0.16 |  | 5 |  |  |  | 71430.674 | [8 empty] | 0 | 0 | 0 | 0 | 0 | 0 | 0 | [5 empty] | 0
FL Zone 2InstitutionalExisting |  | XXXXXXXX | Yes | Nonequipment | Retro-Commissioning | Perform facility retro-commissioning, including assessment, process improvements, and optimization of energy-consuming equipment and systems at the facility | Comparable facility, no retro-commissioning | Commercial | Existing | Institutional | FL Zone 2 | Miscellaneous |  |  | 0 | Per end use consumption | [7 empty] | 49529.6705 | 41604.9232 | 7924.7473 | 0.16 |  | 5 |  |  |  | 7924.7473 | [8 empty] | 0 | 0 | 0 | 0 | 0 | 0 | 0 | [5 empty] | 0
FL Zone 2Lodging/HospitalityExisting |  | XXXXXXXX | Yes | Nonequipment | Retro-Commissioning | Perform facility retro-commissioning, including assessment, process improvements, and optimization of energy-consuming equipment and systems at the facility | Comparable facility, no retro-commissioning | Commercial | Existing | Lodging/Hospitality | FL Zone 2 | Miscellaneous |  |  | 0 | Per end use consumption | [7 empty] | 40630.3735 | 34129.5137 | 6500.8598 | 0.16 |  | 5 |  |  |  | 6500.8598 | [8 empty] | 0 | 0 | 0 | 0 | 0 | 0 | 0 | [5 empty] | 0
FL Zone 2MiscellaneousExisting |  | XXXXXXXX | Yes | Nonequipment | Retro-Commissioning | Perform facility retro-commissioning, including assessment, process improvements, and optimization of energy-consuming equipment and systems at the facility | Comparable facility, no retro-commissioning | Commercial | Existing | Miscellaneous | FL Zone 2 | Miscellaneous |  |  | 0 | Per end use consumption | [7 empty] | 472200.2287 | 396648.1921 | 75552.0366 | 0.16 |  | 5 |  |  |  | 75552.0366 | [8 empty] | 0 | 0 | 0 | 0 | 0 | 0 | 0 | [5 empty] | 0
FL Zone 2OfficesExisting |  | XXXXXXXX | Yes | Nonequipment | Retro-Commissioning | Perform facility retro-commissioning, including assessment, process improvements, and optimization of energy-consuming equipment and systems at the facility | Comparable facility, no retro-commissioning | Commercial | Existing | Offices | FL Zone 2 | Miscellaneous |  |  | 0 | Per end use consumption | [7 empty] | 35297.1487 | 29649.6049 | 5647.5438 | 0.16 |  | 5 |  |  |  | 5647.5438 | [8 empty] | 0 | 0 | 0 | 0 | 0 | 0 | 0 | [5 empty] | 0
FL Zone 2RestaurantsExisting |  | XXXXXXXX | Yes | Nonequipment | Retro-Commissioning | Perform facility retro-commissioning, including assessment, process improvements, and optimization of energy-consuming equipment and systems at the facility | Comparable facility, no retro-commissioning | Commercial | Existing | Restaurants | FL Zone 2 | Miscellaneous |  |  | 0 | Per end use consumption | [7 empty] | 25577.1958 | 21484.8445 | 4092.3513 | 0.16 |  | 5 |  |  |  | 4092.3513 | [8 empty] | 0 | 0 | 0 | 0 | 0 | 0 | 0 | [5 empty] | 0
FL Zone 2RetailExisting |  | XXXXXXXX | Yes | Nonequipment | Retro-Commissioning | Perform facility retro-commissioning, including assessment, process improvements, and optimization of energy-consuming equipment and systems at the facility | Comparable facility, no retro-commissioning | Commercial | Existing | Retail | FL Zone 2 | Miscellaneous |  |  | 0 | Per end use consumption | [7 empty] | 11171.4963 | 9384.0569 | 1787.4394 | 0.16 |  | 5 |  |  |  | 1787.4394 | [8 empty] | 0 | 0 | 0 | 0 | 0 | 0 | 0 | [5 empty] | 0
FL Zone 2Schools K-12Existing |  | XXXXXXXX | Yes | Nonequipment | Retro-Commissioning | Perform facility retro-commissioning, including assessment, process improvements, and optimization of energy-consuming equipment and systems at the facility | Comparable facility, no retro-commissioning | Commercial | Existing | Schools K-12 | FL Zone 2 | Miscellaneous |  |  | 0 | Per end use consumption | [7 empty] | 41748.9253 | 35069.0973 | 6679.8281 | 0.16 |  | 5 |  |  |  | 6679.8281 | [8 empty] | 0 | 0 | 0 | 0 | 0 | 0 | 0 | [5 empty] | 0
FL Zone 2WarehouseExisting |  | XXXXXXXX | Yes | Nonequipment | Retro-Commissioning | Perform facility retro-commissioning, including assessment, process improvements, and optimization of energy-consuming equipment and systems at the facility | Comparable facility, no retro-commissioning | Commercial | Existing | Warehouse | FL Zone 2 | Miscellaneous |  |  | 0 | Per end use consumption | [7 empty] | 4147.3543 | 3483.7776 | 663.5767 | 0.16 |  | 5 |  |  |  | 663.5767 | [8 empty] | 0 | 0 | 0 | 0 | 0 | 0 | 0 | [5 empty] | 0
FL Zone 2AssemblyNew |  | XXXXXXXX | Yes | Nonequipment | Retro-Commissioning | Perform facility retro-commissioning, including assessment, process improvements, and optimization of energy-consuming equipment and systems at the facility | N/A - Retrofit Only | Commercial | New | Assembly | FL Zone 2 | Miscellaneous |  |  | 0 | Per end use consumption | [7 empty] | 10195.2738 | 8564.03 | 1631.2438 | 0.16 |  | 5 |  |  |  | 1631.2438 | [8 empty] | 0 | 0 | 0 | 0 | 0 | 0 | 0 | [5 empty] | 0
FL Zone 2College and UniversityNew |  | XXXXXXXX | Yes | Nonequipment | Retro-Commissioning | Perform facility retro-commissioning, including assessment, process improvements, and optimization of energy-consuming equipment and systems at the facility | N/A - Retrofit Only | Commercial | New | College and University | FL Zone 2 | Miscellaneous |  |  | 0 | Per end use consumption | [7 empty] | 60892.3459 | 51149.5706 | 9742.7753 | 0.16 |  | 5 |  |  |  | 9742.7753 | [8 empty] | 0 | 0 | 0 | 0 | 0 | 0 | 0 | [5 empty] | 0
FL Zone 2GroceryNew |  | XXXXXXXX | Yes | Nonequipment | Retro-Commissioning | Perform facility retro-commissioning, including assessment, process improvements, and optimization of energy-consuming equipment and systems at the facility | N/A - Retrofit Only | Commercial | New | Grocery | FL Zone 2 | Miscellaneous |  |  | 0 | Per end use consumption | [7 empty] | 24546.1093 | 20618.7318 | 3927.3775 | 0.16 |  | 5 |  |  |  | 3927.3775 | [8 empty] | 0 | 0 | 0 | 0 | 0 | 0 | 0 | [5 empty] | 0
FL Zone 2HealthcareNew |  | XXXXXXXX | Yes | Nonequipment | Retro-Commissioning | Perform facility retro-commissioning, including assessment, process improvements, and optimization of energy-consuming equipment and systems at the facility | N/A - Retrofit Only | Commercial | New | Healthcare | FL Zone 2 | Miscellaneous |  |  | 0 | Per end use consumption | [7 empty] | 42845.3411 | 35990.0865 | 6855.2546 | 0.16 |  | 5 |  |  |  | 6855.2546 | [8 empty] | 0 | 0 | 0 | 0 | 0 | 0 | 0 | [5 empty] | 0
FL Zone 2HospitalsNew |  | XXXXXXXX | Yes | Nonequipment | Retro-Commissioning | Perform facility retro-commissioning, including assessment, process improvements, and optimization of energy-consuming equipment and systems at the facility | N/A - Retrofit Only | Commercial | New | Hospitals | FL Zone 2 | Miscellaneous |  |  | 0 | Per end use consumption | [7 empty] | 446441.7125 | 375011.0385 | 71430.674 | 0.16 |  | 5 |  |  |  | 71430.674 | [8 empty] | 0 | 0 | 0 | 0 | 0 | 0 | 0 | [5 empty] | 0
FL Zone 2InstitutionalNew |  | XXXXXXXX | Yes | Nonequipment | Retro-Commissioning | Perform facility retro-commissioning, including assessment, process improvements, and optimization of energy-consuming equipment and systems at the facility | N/A - Retrofit Only | Commercial | New | Institutional | FL Zone 2 | Miscellaneous |  |  | 0 | Per end use consumption | [7 empty] | 49529.6705 | 41604.9232 | 7924.7473 | 0.16 |  | 5 |  |  |  | 7924.7473 | [8 empty] | 0 | 0 | 0 | 0 | 0 | 0 | 0 | [5 empty] | 0
FL Zone 2Lodging/HospitalityNew |  | XXXXXXXX | Yes | Nonequipment | Retro-Commissioning | Perform facility retro-commissioning, including assessment, process improvements, and optimization of energy-consuming equipment and systems at the facility | N/A - Retrofit Only | Commercial | New | Lodging/Hospitality | FL Zone 2 | Miscellaneous |  |  | 0 | Per end use consumption | [7 empty] | 40630.3735 | 34129.5137 | 6500.8598 | 0.16 |  | 5 |  |  |  | 6500.8598 | [8 empty] | 0 | 0 | 0 | 0 | 0 | 0 | 0 | [5 empty] | 0
FL Zone 2MiscellaneousNew |  | XXXXXXXX | Yes | Nonequipment | Retro-Commissioning | Perform facility retro-commissioning, including assessment, process improvements, and optimization of energy-consuming equipment and systems at the facility | N/A - Retrofit Only | Commercial | New | Miscellaneous | FL Zone 2 | Miscellaneous |  |  | 0 | Per end use consumption | [7 empty] | 472200.2287 | 396648.1921 | 75552.0366 | 0.16 |  | 5 |  |  |  | 75552.0366 | [8 empty] | 0 | 0 | 0 | 0 | 0 | 0 | 0 | [5 empty] | 0
FL Zone 2OfficesNew |  | XXXXXXXX | Yes | Nonequipment | Retro-Commissioning | Perform facility retro-commissioning, including assessment, process improvements, and optimization of energy-consuming equipment and systems at the facility | N/A - Retrofit Only | Commercial | New | Offices | FL Zone 2 | Miscellaneous |  |  | 0 | Per end use consumption | [7 empty] | 35297.1487 | 29649.6049 | 5647.5438 | 0.16 |  | 5 |  |  |  | 5647.5438 | [8 empty] | 0 | 0 | 0 | 0 | 0 | 0 | 0 | [5 empty] | 0
FL Zone 2RestaurantsNew |  | XXXXXXXX | Yes | Nonequipment | Retro-Commissioning | Perform facility retro-commissioning, including assessment, process improvements, and optimization of energy-consuming equipment and systems at the facility | N/A - Retrofit Only | Commercial | New | Restaurants | FL Zone 2 | Miscellaneous |  |  | 0 | Per end use consumption | [7 empty] | 25577.1958 | 21484.8445 | 4092.3513 | 0.16 |  | 5 |  |  |  | 4092.3513 | [8 empty] | 0 | 0 | 0 | 0 | 0 | 0 | 0 | [5 empty] | 0
FL Zone 2RetailNew |  | XXXXXXXX | Yes | Nonequipment | Retro-Commissioning | Perform facility retro-commissioning, including assessment, process improvements, and optimization of energy-consuming equipment and systems at the facility | N/A - Retrofit Only | Commercial | New | Retail | FL Zone 2 | Miscellaneous |  |  | 0 | Per end use consumption | [7 empty] | 11171.4963 | 9384.0569 | 1787.4394 | 0.16 |  | 5 |  |  |  | 1787.4394 | [8 empty] | 0 | 0 | 0 | 0 | 0 | 0 | 0 | [5 empty] | 0
FL Zone 2Schools K-12New |  | XXXXXXXX | Yes | Nonequipment | Retro-Commissioning | Perform facility retro-commissioning, including assessment, process improvements, and optimization of energy-consuming equipment and systems at the facility | N/A - Retrofit Only | Commercial | New | Schools K-12 | FL Zone 2 | Miscellaneous |  |  | 0 | Per end use consumption | [7 empty] | 41748.9253 | 35069.0973 | 6679.8281 | 0.16 |  | 5 |  |  |  | 6679.8281 | [8 empty] | 0 | 0 | 0 | 0 | 0 | 0 | 0 | [5 empty] | 0
FL Zone 2WarehouseNew |  | XXXXXXXX | Yes | Nonequipment | Retro-Commissioning | Perform facility retro-commissioning, including assessment, process improvements, and optimization of energy-consuming equipment and systems at the facility | N/A - Retrofit Only | Commercial | New | Warehouse | FL Zone 2 | Miscellaneous |  |  | 0 | Per end use consumption | [7 empty] | 4147.3543 | 3483.7776 | 663.5767 | 0.16 |  | 5 |  |  |  | 663.5767 | [8 empty] | 0 | 0 | 0 | 0 | 0 | 0 | 0 | [5 empty] | 0
FL Zone 2AssemblyExisting |  | XXXXXXXX | Yes | Nonequipment | Roof Insulation | Roof Insulation (built-up roof applicable to flat/low slope roofs) | Code-Compliant Flat Roof | Commercial | Existing | Assembly | FL Zone 2 | Space Heating |  |  | 0 | Square feet | [7 empty] | 0.59244 | 0.57571 | 0.016736 | 0.028249 |  | 20 |  |  |  | 0.016736 | [8 empty] | 0 | 0 | 0 | 0 | 0 | 0 | 0 | [5 empty] | 0
FL Zone 2College and UniversityExisting |  | XXXXXXXX | Yes | Nonequipment | Roof Insulation | Roof Insulation (built-up roof applicable to flat/low slope roofs) | Code-Compliant Flat Roof | Commercial | Existing | College and University | FL Zone 2 | Space Heating |  |  | 0 | Square feet | [7 empty] | 1.7285 | 1.7117 | 0.016736 | 0.0096826 |  | 20 |  |  |  | 0.016736 | [8 empty] | 0 | 0 | 0 | 0 | 0 | 0 | 0 | [5 empty] | 0
FL Zone 2GroceryExisting |  | XXXXXXXX | Yes | Nonequipment | Roof Insulation | Roof Insulation (built-up roof applicable to flat/low slope roofs) | Code-Compliant Flat Roof | Commercial | Existing | Grocery | FL Zone 2 | Space Heating |  |  | 0 | Square feet | [7 empty] | 4.8505 | 4.8337 | 0.016736 | 0.0034504 |  | 20 |  |  |  | 0.016736 | [8 empty] | 0 | 0 | 0 | 0 | 0 | 0 | 0 | [5 empty] | 0
FL Zone 2HealthcareExisting |  | XXXXXXXX | Yes | Nonequipment | Roof Insulation | Roof Insulation (built-up roof applicable to flat/low slope roofs) | Code-Compliant Flat Roof | Commercial | Existing | Healthcare | FL Zone 2 | Space Heating |  |  | 0 | Square feet | [7 empty] | 2.3592 | 2.3424 | 0.016736 | 0.007094 |  | 20 |  |  |  | 0.016736 | [8 empty] | 0 | 0 | 0 | 0 | 0 | 0 | 0 | [5 empty] | 0
FL Zone 2HospitalsExisting |  | XXXXXXXX | Yes | Nonequipment | Roof Insulation | Roof Insulation (built-up roof applicable to flat/low slope roofs) | Code-Compliant Flat Roof | Commercial | Existing | Hospitals | FL Zone 2 | Space Heating |  |  | 0 | Square feet | [7 empty] | 12.716 | 12.6993 | 0.016736 | 0.0013161 |  | 20 |  |  |  | 0.016736 | [8 empty] | 0 | 0 | 0 | 0 | 0 | 0 | 0 | [5 empty] | 0
FL Zone 2InstitutionalExisting |  | XXXXXXXX | Yes | Nonequipment | Roof Insulation | Roof Insulation (built-up roof applicable to flat/low slope roofs) | Code-Compliant Flat Roof | Commercial | Existing | Institutional | FL Zone 2 | Space Heating |  |  | 0 | Square feet | [7 empty] | 8.8017 | 8.785 | 0.016736 | 0.0019015 |  | 20 |  |  |  | 0.016736 | [8 empty] | 0 | 0 | 0 | 0 | 0 | 0 | 0 | [5 empty] | 0
FL Zone 2Lodging/HospitalityExisting |  | XXXXXXXX | Yes | Nonequipment | Roof Insulation | Roof Insulation (built-up roof applicable to flat/low slope roofs) | Code-Compliant Flat Roof | Commercial | Existing | Lodging/Hospitality | FL Zone 2 | Space Heating |  |  | 0 | Square feet | [7 empty] | 5.4316 | 5.4148 | 0.016736 | 0.0030813 |  | 20 |  |  |  | 0.016736 | [8 empty] | 0 | 0 | 0 | 0 | 0 | 0 | 0 | [5 empty] | 0
FL Zone 2MiscellaneousExisting |  | XXXXXXXX | Yes | Nonequipment | Roof Insulation | Roof Insulation (built-up roof applicable to flat/low slope roofs) | Code-Compliant Flat Roof | Commercial | Existing | Miscellaneous | FL Zone 2 | Space Heating |  |  | 0 | Square feet | [7 empty] | 16.7729 | 16.7561 | 0.016736 | 0.0009978 |  | 20 |  |  |  | 0.016736 | [8 empty] | 0 | 0 | 0 | 0 | 0 | 0 | 0 | [5 empty] | 0
FL Zone 2OfficesExisting |  | XXXXXXXX | Yes | Nonequipment | Roof Insulation | Roof Insulation (built-up roof applicable to flat/low slope roofs) | Code-Compliant Flat Roof | Commercial | Existing | Offices | FL Zone 2 | Space Heating |  |  | 0 | Square feet | [7 empty] | 9.1029 | 9.0862 | 0.016736 | 0.0018385 |  | 20 |  |  |  | 0.016736 | [8 empty] | 0 | 0 | 0 | 0 | 0 | 0 | 0 | [5 empty] | 0
FL Zone 2RestaurantsExisting |  | XXXXXXXX | Yes | Nonequipment | Roof Insulation | Roof Insulation (built-up roof applicable to flat/low slope roofs) | Code-Compliant Flat Roof | Commercial | Existing | Restaurants | FL Zone 2 | Space Heating |  |  | 0 | Square feet | [7 empty] | 4.9042 | 4.8874 | 0.016736 | 0.0034126 |  | 20 |  |  |  | 0.016736 | [8 empty] | 0 | 0 | 0 | 0 | 0 | 0 | 0 | [5 empty] | 0
FL Zone 2RetailExisting |  | XXXXXXXX | Yes | Nonequipment | Roof Insulation | Roof Insulation (built-up roof applicable to flat/low slope roofs) | Code-Compliant Flat Roof | Commercial | Existing | Retail | FL Zone 2 | Space Heating |  |  | 0 | Square feet | [7 empty] | 0.93572 | 0.91898 | 0.016736 | 0.017886 |  | 20 |  |  |  | 0.016736 | [8 empty] | 0 | 0 | 0 | 0 | 0 | 0 | 0 | [5 empty] | 0
FL Zone 2Schools K-12Existing |  | XXXXXXXX | Yes | Nonequipment | Roof Insulation | Roof Insulation (built-up roof applicable to flat/low slope roofs) | Code-Compliant Flat Roof | Commercial | Existing | Schools K-12 | FL Zone 2 | Space Heating |  |  | 0 | Square feet | [7 empty] | 0.79861 | 0.78187 | 0.016736 | 0.020957 |  | 20 |  |  |  | 0.016736 | [8 empty] | 0 | 0 | 0 | 0 | 0 | 0 | 0 | [5 empty] | 0
FL Zone 2WarehouseExisting |  | XXXXXXXX | Yes | Nonequipment | Roof Insulation | Roof Insulation (built-up roof applicable to flat/low slope roofs) | Code-Compliant Flat Roof | Commercial | Existing | Warehouse | FL Zone 2 | Space Heating |  |  | 0 | Square feet | [7 empty] | 0.21938 | 0.20264 | 0.016736 | 0.076288 |  | 20 |  |  |  | 0.016736 | [8 empty] | 0 | 0 | 0 | 0 | 0 | 0 | 0 | [5 empty] | 0
FL Zone 2AssemblyNew |  | XXXXXXXX | Yes | Nonequipment | Roof Insulation | Roof Insulation (built-up roof applicable to flat/low slope roofs) | Code-Compliant Flat Roof | Commercial | New | Assembly | FL Zone 2 | Space Heating |  |  | 0 | Square feet | [7 empty] | 0.59244 | 0.58486 | 0.0075835 | 0.0128 |  | 20 |  |  |  | 0.0075835 | [8 empty] | 0 | 0 | 0 | 0 | 0 | 0 | 0 | [5 empty] | 0
FL Zone 2College and UniversityNew |  | XXXXXXXX | Yes | Nonequipment | Roof Insulation | Roof Insulation (built-up roof applicable to flat/low slope roofs) | Code-Compliant Flat Roof | Commercial | New | College and University | FL Zone 2 | Space Heating |  |  | 0 | Square feet | [7 empty] | 1.7285 | 1.7209 | 0.0075835 | 0.0043874 |  | 20 |  |  |  | 0.0075835 | [8 empty] | 0 | 0 | 0 | 0 | 0 | 0 | 0 | [5 empty] | 0
FL Zone 2GroceryNew |  | XXXXXXXX | Yes | Nonequipment | Roof Insulation | Roof Insulation (built-up roof applicable to flat/low slope roofs) | Code-Compliant Flat Roof | Commercial | New | Grocery | FL Zone 2 | Space Heating |  |  | 0 | Square feet | [7 empty] | 4.8505 | 4.8429 | 0.0075835 | 0.0015635 |  | 20 |  |  |  | 0.0075835 | [8 empty] | 0 | 0 | 0 | 0 | 0 | 0 | 0 | [5 empty] | 0
FL Zone 2HealthcareNew |  | XXXXXXXX | Yes | Nonequipment | Roof Insulation | Roof Insulation (built-up roof applicable to flat/low slope roofs) | Code-Compliant Flat Roof | Commercial | New | Healthcare | FL Zone 2 | Space Heating |  |  | 0 | Square feet | [7 empty] | 2.3592 | 2.3516 | 0.0075835 | 0.0032145 |  | 20 |  |  |  | 0.0075835 | [8 empty] | 0 | 0 | 0 | 0 | 0 | 0 | 0 | [5 empty] | 0
FL Zone 2HospitalsNew |  | XXXXXXXX | Yes | Nonequipment | Roof Insulation | Roof Insulation (built-up roof applicable to flat/low slope roofs) | Code-Compliant Flat Roof | Commercial | New | Hospitals | FL Zone 2 | Space Heating |  |  | 0 | Square feet | [7 empty] | 12.716 | 12.7084 | 0.0075835 | 0.00059638 |  | 20 |  |  |  | 0.0075835 | [8 empty] | 0 | 0 | 0 | 0 | 0 | 0 | 0 | [5 empty] | 0
FL Zone 2InstitutionalNew |  | XXXXXXXX | Yes | Nonequipment | Roof Insulation | Roof Insulation (built-up roof applicable to flat/low slope roofs) | Code-Compliant Flat Roof | Commercial | New | Institutional | FL Zone 2 | Space Heating |  |  | 0 | Square feet | [7 empty] | 8.8017 | 8.7941 | 0.0075835 | 0.0008616 |  | 20 |  |  |  | 0.0075835 | [8 empty] | 0 | 0 | 0 | 0 | 0 | 0 | 0 | [5 empty] | 0
FL Zone 2Lodging/HospitalityNew |  | XXXXXXXX | Yes | Nonequipment | Roof Insulation | Roof Insulation (built-up roof applicable to flat/low slope roofs) | Code-Compliant Flat Roof | Commercial | New | Lodging/Hospitality | FL Zone 2 | Space Heating |  |  | 0 | Square feet | [7 empty] | 5.4316 | 5.424 | 0.0075835 | 0.0013962 |  | 20 |  |  |  | 0.0075835 | [8 empty] | 0 | 0 | 0 | 0 | 0 | 0 | 0 | [5 empty] | 0
FL Zone 2MiscellaneousNew |  | XXXXXXXX | Yes | Nonequipment | Roof Insulation | Roof Insulation (built-up roof applicable to flat/low slope roofs) | Code-Compliant Flat Roof | Commercial | New | Miscellaneous | FL Zone 2 | Space Heating |  |  | 0 | Square feet | [7 empty] | 16.7729 | 16.7653 | 0.0075835 | 0.00045213 |  | 20 |  |  |  | 0.0075835 | [8 empty] | 0 | 0 | 0 | 0 | 0 | 0 | 0 | [5 empty] | 0
FL Zone 2OfficesNew |  | XXXXXXXX | Yes | Nonequipment | Roof Insulation | Roof Insulation (built-up roof applicable to flat/low slope roofs) | Code-Compliant Flat Roof | Commercial | New | Offices | FL Zone 2 | Space Heating |  |  | 0 | Square feet | [7 empty] | 9.1029 | 9.0953 | 0.0075835 | 0.00083309 |  | 20 |  |  |  | 0.0075835 | [8 empty] | 0 | 0 | 0 | 0 | 0 | 0 | 0 | [5 empty] | 0
FL Zone 2RestaurantsNew |  | XXXXXXXX | Yes | Nonequipment | Roof Insulation | Roof Insulation (built-up roof applicable to flat/low slope roofs) | Code-Compliant Flat Roof | Commercial | New | Restaurants | FL Zone 2 | Space Heating |  |  | 0 | Square feet | [7 empty] | 4.9042 | 4.8966 | 0.0075835 | 0.0015463 |  | 20 |  |  |  | 0.0075835 | [8 empty] | 0 | 0 | 0 | 0 | 0 | 0 | 0 | [5 empty] | 0
FL Zone 2RetailNew |  | XXXXXXXX | Yes | Nonequipment | Roof Insulation | Roof Insulation (built-up roof applicable to flat/low slope roofs) | Code-Compliant Flat Roof | Commercial | New | Retail | FL Zone 2 | Space Heating |  |  | 0 | Square feet | [7 empty] | 0.93572 | 0.92814 | 0.0075835 | 0.0081045 |  | 20 |  |  |  | 0.0075835 | [8 empty] | 0 | 0 | 0 | 0 | 0 | 0 | 0 | [5 empty] | 0
FL Zone 2Schools K-12New |  | XXXXXXXX | Yes | Nonequipment | Roof Insulation | Roof Insulation (built-up roof applicable to flat/low slope roofs) | Code-Compliant Flat Roof | Commercial | New | Schools K-12 | FL Zone 2 | Space Heating |  |  | 0 | Square feet | [7 empty] | 0.79861 | 0.79102 | 0.0075835 | 0.0094959 |  | 20 |  |  |  | 0.0075835 | [8 empty] | 0 | 0 | 0 | 0 | 0 | 0 | 0 | [5 empty] | 0
FL Zone 2WarehouseNew |  | XXXXXXXX | Yes | Nonequipment | Roof Insulation | Roof Insulation (built-up roof applicable to flat/low slope roofs) | Code-Compliant Flat Roof | Commercial | New | Warehouse | FL Zone 2 | Space Heating |  |  | 0 | Square feet | [7 empty] | 0.21938 | 0.2118 | 0.0075835 | 0.034568 |  | 20 |  |  |  | 0.0075835 | [8 empty] | 0 | 0 | 0 | 0 | 0 | 0 | 0 | [5 empty] | 0
FL Zone 2AssemblyExisting |  | XXXXXXXX | Yes | Nonequipment | Roof Insulation | Roof Insulation (built-up roof applicable to flat/low slope roofs) | Code-Compliant Flat Roof | Commercial | Existing | Assembly | FL Zone 2 | Space Cooling |  |  | 0 | Square feet | [7 empty] | 3.1952 | 2.9618 | 0.23348 | 0.07307 |  | 20 |  |  |  | 0.23348 | [8 empty] | 0 | 0 | 0 | 0 | 0 | 0 | 0 | [5 empty] | 0
FL Zone 2College and UniversityExisting |  | XXXXXXXX | Yes | Nonequipment | Roof Insulation | Roof Insulation (built-up roof applicable to flat/low slope roofs) | Code-Compliant Flat Roof | Commercial | Existing | College and University | FL Zone 2 | Space Cooling |  |  | 0 | Square feet | [7 empty] | 9.3222 | 9.0887 | 0.23348 | 0.025045 |  | 20 |  |  |  | 0.23348 | [8 empty] | 0 | 0 | 0 | 0 | 0 | 0 | 0 | [5 empty] | 0
FL Zone 2GroceryExisting |  | XXXXXXXX | Yes | Nonequipment | Roof Insulation | Roof Insulation (built-up roof applicable to flat/low slope roofs) | Code-Compliant Flat Roof | Commercial | Existing | Grocery | FL Zone 2 | Space Cooling |  |  | 0 | Square feet | [7 empty] | 26.16 | 25.9266 | 0.23348 | 0.0089249 |  | 20 |  |  |  | 0.23348 | [8 empty] | 0 | 0 | 0 | 0 | 0 | 0 | 0 | [5 empty] | 0
FL Zone 2HealthcareExisting |  | XXXXXXXX | Yes | Nonequipment | Roof Insulation | Roof Insulation (built-up roof applicable to flat/low slope roofs) | Code-Compliant Flat Roof | Commercial | Existing | Healthcare | FL Zone 2 | Space Cooling |  |  | 0 | Square feet | [7 empty] | 12.7238 | 12.4903 | 0.23348 | 0.01835 |  | 20 |  |  |  | 0.23348 | [8 empty] | 0 | 0 | 0 | 0 | 0 | 0 | 0 | [5 empty] | 0
FL Zone 2HospitalsExisting |  | XXXXXXXX | Yes | Nonequipment | Roof Insulation | Roof Insulation (built-up roof applicable to flat/low slope roofs) | Code-Compliant Flat Roof | Commercial | Existing | Hospitals | FL Zone 2 | Space Cooling |  |  | 0 | Square feet | [7 empty] | 68.5815 | 68.348 | 0.23348 | 0.0034044 |  | 20 |  |  |  | 0.23348 | [8 empty] | 0 | 0 | 0 | 0 | 0 | 0 | 0 | [5 empty] | 0
FL Zone 2InstitutionalExisting |  | XXXXXXXX | Yes | Nonequipment | Roof Insulation | Roof Insulation (built-up roof applicable to flat/low slope roofs) | Code-Compliant Flat Roof | Commercial | Existing | Institutional | FL Zone 2 | Space Cooling |  |  | 0 | Square feet | [7 empty] | 47.4704 | 47.2369 | 0.23348 | 0.0049184 |  | 20 |  |  |  | 0.23348 | [8 empty] | 0 | 0 | 0 | 0 | 0 | 0 | 0 | [5 empty] | 0
FL Zone 2Lodging/HospitalityExisting |  | XXXXXXXX | Yes | Nonequipment | Roof Insulation | Roof Insulation (built-up roof applicable to flat/low slope roofs) | Code-Compliant Flat Roof | Commercial | Existing | Lodging/Hospitality | FL Zone 2 | Space Cooling |  |  | 0 | Square feet | [7 empty] | 29.2942 | 29.0607 | 0.23348 | 0.0079701 |  | 20 |  |  |  | 0.23348 | [8 empty] | 0 | 0 | 0 | 0 | 0 | 0 | 0 | [5 empty] | 0
FL Zone 2MiscellaneousExisting |  | XXXXXXXX | Yes | Nonequipment | Roof Insulation | Roof Insulation (built-up roof applicable to flat/low slope roofs) | Code-Compliant Flat Roof | Commercial | Existing | Miscellaneous | FL Zone 2 | Space Cooling |  |  | 0 | Square feet | [7 empty] | 90.4615 | 90.2281 | 0.23348 | 0.002581 |  | 20 |  |  |  | 0.23348 | [8 empty] | 0 | 0 | 0 | 0 | 0 | 0 | 0 | [5 empty] | 0
FL Zone 2OfficesExisting |  | XXXXXXXX | Yes | Nonequipment | Roof Insulation | Roof Insulation (built-up roof applicable to flat/low slope roofs) | Code-Compliant Flat Roof | Commercial | Existing | Offices | FL Zone 2 | Space Cooling |  |  | 0 | Square feet | [7 empty] | 49.095 | 48.8615 | 0.23348 | 0.0047556 |  | 20 |  |  |  | 0.23348 | [8 empty] | 0 | 0 | 0 | 0 | 0 | 0 | 0 | [5 empty] | 0
FL Zone 2RestaurantsExisting |  | XXXXXXXX | Yes | Nonequipment | Roof Insulation | Roof Insulation (built-up roof applicable to flat/low slope roofs) | Code-Compliant Flat Roof | Commercial | Existing | Restaurants | FL Zone 2 | Space Cooling |  |  | 0 | Square feet | [7 empty] | 26.4498 | 26.2163 | 0.23348 | 0.0088272 |  | 20 |  |  |  | 0.23348 | [8 empty] | 0 | 0 | 0 | 0 | 0 | 0 | 0 | [5 empty] | 0
FL Zone 2RetailExisting |  | XXXXXXXX | Yes | Nonequipment | Roof Insulation | Roof Insulation (built-up roof applicable to flat/low slope roofs) | Code-Compliant Flat Roof | Commercial | Existing | Retail | FL Zone 2 | Space Cooling |  |  | 0 | Square feet | [7 empty] | 5.0466 | 4.8132 | 0.23348 | 0.046264 |  | 20 |  |  |  | 0.23348 | [8 empty] | 0 | 0 | 0 | 0 | 0 | 0 | 0 | [5 empty] | 0
FL Zone 2Schools K-12Existing |  | XXXXXXXX | Yes | Nonequipment | Roof Insulation | Roof Insulation (built-up roof applicable to flat/low slope roofs) | Code-Compliant Flat Roof | Commercial | Existing | Schools K-12 | FL Zone 2 | Space Cooling |  |  | 0 | Square feet | [7 empty] | 4.3072 | 4.0737 | 0.23348 | 0.054207 |  | 20 |  |  |  | 0.23348 | [8 empty] | 0 | 0 | 0 | 0 | 0 | 0 | 0 | [5 empty] | 0
FL Zone 2WarehouseExisting |  | XXXXXXXX | Yes | Nonequipment | Roof Insulation | Roof Insulation (built-up roof applicable to flat/low slope roofs) | Code-Compliant Flat Roof | Commercial | Existing | Warehouse | FL Zone 2 | Space Cooling |  |  | 0 | Square feet | [7 empty] | 1.1832 | 0.9497 | 0.23348 | 0.19733 |  | 20 |  |  |  | 0.23348 | [8 empty] | 0 | 0 | 0 | 0 | 0 | 0 | 0 | [5 empty] | 0
FL Zone 2AssemblyNew |  | XXXXXXXX | Yes | Nonequipment | Roof Insulation | Roof Insulation (built-up roof applicable to flat/low slope roofs) | Code-Compliant Flat Roof | Commercial | New | Assembly | FL Zone 2 | Space Cooling |  |  | 0 | Square feet | [7 empty] | 3.1952 | 3.0785 | 0.11674 | 0.036535 |  | 20 |  |  |  | 0.11674 | [8 empty] | 0 | 0 | 0 | 0 | 0 | 0 | 0 | [5 empty] | 0
FL Zone 2College and UniversityNew |  | XXXXXXXX | Yes | Nonequipment | Roof Insulation | Roof Insulation (built-up roof applicable to flat/low slope roofs) | Code-Compliant Flat Roof | Commercial | New | College and University | FL Zone 2 | Space Cooling |  |  | 0 | Square feet | [7 empty] | 9.3222 | 9.2054 | 0.11674 | 0.012523 |  | 20 |  |  |  | 0.11674 | [8 empty] | 0 | 0 | 0 | 0 | 0 | 0 | 0 | [5 empty] | 0
FL Zone 2GroceryNew |  | XXXXXXXX | Yes | Nonequipment | Roof Insulation | Roof Insulation (built-up roof applicable to flat/low slope roofs) | Code-Compliant Flat Roof | Commercial | New | Grocery | FL Zone 2 | Space Cooling |  |  | 0 | Square feet | [7 empty] | 26.16 | 26.0433 | 0.11674 | 0.0044625 |  | 20 |  |  |  | 0.11674 | [8 empty] | 0 | 0 | 0 | 0 | 0 | 0 | 0 | [5 empty] | 0
FL Zone 2HealthcareNew |  | XXXXXXXX | Yes | Nonequipment | Roof Insulation | Roof Insulation (built-up roof applicable to flat/low slope roofs) | Code-Compliant Flat Roof | Commercial | New | Healthcare | FL Zone 2 | Space Cooling |  |  | 0 | Square feet | [7 empty] | 12.7238 | 12.607 | 0.11674 | 0.0091748 |  | 20 |  |  |  | 0.11674 | [8 empty] | 0 | 0 | 0 | 0 | 0 | 0 | 0 | [5 empty] | 0
FL Zone 2HospitalsNew |  | XXXXXXXX | Yes | Nonequipment | Roof Insulation | Roof Insulation (built-up roof applicable to flat/low slope roofs) | Code-Compliant Flat Roof | Commercial | New | Hospitals | FL Zone 2 | Space Cooling |  |  | 0 | Square feet | [7 empty] | 68.5815 | 68.4647 | 0.11674 | 0.0017022 |  | 20 |  |  |  | 0.11674 | [8 empty] | 0 | 0 | 0 | 0 | 0 | 0 | 0 | [5 empty] | 0
FL Zone 2InstitutionalNew |  | XXXXXXXX | Yes | Nonequipment | Roof Insulation | Roof Insulation (built-up roof applicable to flat/low slope roofs) | Code-Compliant Flat Roof | Commercial | New | Institutional | FL Zone 2 | Space Cooling |  |  | 0 | Square feet | [7 empty] | 47.4704 | 47.3537 | 0.11674 | 0.0024592 |  | 20 |  |  |  | 0.11674 | [8 empty] | 0 | 0 | 0 | 0 | 0 | 0 | 0 | [5 empty] | 0
FL Zone 2Lodging/HospitalityNew |  | XXXXXXXX | Yes | Nonequipment | Roof Insulation | Roof Insulation (built-up roof applicable to flat/low slope roofs) | Code-Compliant Flat Roof | Commercial | New | Lodging/Hospitality | FL Zone 2 | Space Cooling |  |  | 0 | Square feet | [7 empty] | 29.2942 | 29.1774 | 0.11674 | 0.003985 |  | 20 |  |  |  | 0.11674 | [8 empty] | 0 | 0 | 0 | 0 | 0 | 0 | 0 | [5 empty] | 0
FL Zone 2MiscellaneousNew |  | XXXXXXXX | Yes | Nonequipment | Roof Insulation | Roof Insulation (built-up roof applicable to flat/low slope roofs) | Code-Compliant Flat Roof | Commercial | New | Miscellaneous | FL Zone 2 | Space Cooling |  |  | 0 | Square feet | [7 empty] | 90.4615 | 90.3448 | 0.11674 | 0.0012905 |  | 20 |  |  |  | 0.11674 | [8 empty] | 0 | 0 | 0 | 0 | 0 | 0 | 0 | [5 empty] | 0
FL Zone 2OfficesNew |  | XXXXXXXX | Yes | Nonequipment | Roof Insulation | Roof Insulation (built-up roof applicable to flat/low slope roofs) | Code-Compliant Flat Roof | Commercial | New | Offices | FL Zone 2 | Space Cooling |  |  | 0 | Square feet | [7 empty] | 49.095 | 48.9782 | 0.11674 | 0.0023778 |  | 20 |  |  |  | 0.11674 | [8 empty] | 0 | 0 | 0 | 0 | 0 | 0 | 0 | [5 empty] | 0
FL Zone 2RestaurantsNew |  | XXXXXXXX | Yes | Nonequipment | Roof Insulation | Roof Insulation (built-up roof applicable to flat/low slope roofs) | Code-Compliant Flat Roof | Commercial | New | Restaurants | FL Zone 2 | Space Cooling |  |  | 0 | Square feet | [7 empty] | 26.4498 | 26.3331 | 0.11674 | 0.0044136 |  | 20 |  |  |  | 0.11674 | [8 empty] | 0 | 0 | 0 | 0 | 0 | 0 | 0 | [5 empty] | 0
FL Zone 2RetailNew |  | XXXXXXXX | Yes | Nonequipment | Roof Insulation | Roof Insulation (built-up roof applicable to flat/low slope roofs) | Code-Compliant Flat Roof | Commercial | New | Retail | FL Zone 2 | Space Cooling |  |  | 0 | Square feet | [7 empty] | 5.0466 | 4.9299 | 0.11674 | 0.023132 |  | 20 |  |  |  | 0.11674 | [8 empty] | 0 | 0 | 0 | 0 | 0 | 0 | 0 | [5 empty] | 0
FL Zone 2Schools K-12New |  | XXXXXXXX | Yes | Nonequipment | Roof Insulation | Roof Insulation (built-up roof applicable to flat/low slope roofs) | Code-Compliant Flat Roof | Commercial | New | Schools K-12 | FL Zone 2 | Space Cooling |  |  | 0 | Square feet | [7 empty] | 4.3072 | 4.1904 | 0.11674 | 0.027103 |  | 20 |  |  |  | 0.11674 | [8 empty] | 0 | 0 | 0 | 0 | 0 | 0 | 0 | [5 empty] | 0
FL Zone 2WarehouseNew |  | XXXXXXXX | Yes | Nonequipment | Roof Insulation | Roof Insulation (built-up roof applicable to flat/low slope roofs) | Code-Compliant Flat Roof | Commercial | New | Warehouse | FL Zone 2 | Space Cooling |  |  | 0 | Square feet | [7 empty] | 1.1832 | 1.0664 | 0.11674 | 0.098665 |  | 20 |  |  |  | 0.11674 | [8 empty] | 0 | 0 | 0 | 0 | 0 | 0 | 0 | [5 empty] | 0
FL Zone 2AssemblyTurnover |  | XXXXXXXX | Yes | Equipment | Server Virtualization | 2 Virtual Host Server | 20 Single Application Servers | Commercial | Turnover | Assembly | FL Zone 2 | Office Equipment | Servers |  | 0 | Per Unit | [7 empty] | 24528 | 3504 | 21024 | 0.85714 |  | 3 |  |  |  | 21024 | [8 empty] | 0 | 0 | 0 | 0 | 0 | 0 | 0 | [5 empty] | 0
FL Zone 2College and UniversityTurnover |  | XXXXXXXX | Yes | Equipment | Server Virtualization | 2 Virtual Host Server | 20 Single Application Servers | Commercial | Turnover | College and University | FL Zone 2 | Office Equipment | Servers |  | 0 | Per Unit | [7 empty] | 24528 | 3504 | 21024 | 0.85714 |  | 3 |  |  |  | 21024 | [8 empty] | 0 | 0 | 0 | 0 | 0 | 0 | 0 | [5 empty] | 0
FL Zone 2GroceryTurnover |  | XXXXXXXX | Yes | Equipment | Server Virtualization | 2 Virtual Host Server | 20 Single Application Servers | Commercial | Turnover | Grocery | FL Zone 2 | Office Equipment | Servers |  | 0 | Per Unit | [7 empty] | 24528 | 3504 | 21024 | 0.85714 |  | 3 |  |  |  | 21024 | [8 empty] | 0 | 0 | 0 | 0 | 0 | 0 | 0 | [5 empty] | 0
FL Zone 2HealthcareTurnover |  | XXXXXXXX | Yes | Equipment | Server Virtualization | 2 Virtual Host Server | 20 Single Application Servers | Commercial | Turnover | Healthcare | FL Zone 2 | Office Equipment | Servers |  | 0 | Per Unit | [7 empty] | 24528 | 3504 | 21024 | 0.85714 |  | 3 |  |  |  | 21024 | [8 empty] | 0 | 0 | 0 | 0 | 0 | 0 | 0 | [5 empty] | 0
FL Zone 2HospitalsTurnover |  | XXXXXXXX | Yes | Equipment | Server Virtualization | 2 Virtual Host Server | 20 Single Application Servers | Commercial | Turnover | Hospitals | FL Zone 2 | Office Equipment | Servers |  | 0 | Per Unit | [7 empty] | 24528 | 3504 | 21024 | 0.85714 |  | 3 |  |  |  | 21024 | [8 empty] | 0 | 0 | 0 | 0 | 0 | 0 | 0 | [5 empty] | 0
FL Zone 2InstitutionalTurnover |  | XXXXXXXX | Yes | Equipment | Server Virtualization | 2 Virtual Host Server | 20 Single Application Servers | Commercial | Turnover | Institutional | FL Zone 2 | Office Equipment | Servers |  | 0 | Per Unit | [7 empty] | 24528 | 3504 | 21024 | 0.85714 |  | 3 |  |  |  | 21024 | [8 empty] | 0 | 0 | 0 | 0 | 0 | 0 | 0 | [5 empty] | 0
FL Zone 2Lodging/HospitalityTurnover |  | XXXXXXXX | Yes | Equipment | Server Virtualization | 2 Virtual Host Server | 20 Single Application Servers | Commercial | Turnover | Lodging/Hospitality | FL Zone 2 | Office Equipment | Servers |  | 0 | Per Unit | [7 empty] | 24528 | 3504 | 21024 | 0.85714 |  | 3 |  |  |  | 21024 | [8 empty] | 0 | 0 | 0 | 0 | 0 | 0 | 0 | [5 empty] | 0
FL Zone 2MiscellaneousTurnover |  | XXXXXXXX | Yes | Equipment | Server Virtualization | 2 Virtual Host Server | 20 Single Application Servers | Commercial | Turnover | Miscellaneous | FL Zone 2 | Office Equipment | Servers |  | 0 | Per Unit | [7 empty] | 24528 | 3504 | 21024 | 0.85714 |  | 3 |  |  |  | 21024 | [8 empty] | 0 | 0 | 0 | 0 | 0 | 0 | 0 | [5 empty] | 0
FL Zone 2OfficesTurnover |  | XXXXXXXX | Yes | Equipment | Server Virtualization | 2 Virtual Host Server | 20 Single Application Servers | Commercial | Turnover | Offices | FL Zone 2 | Office Equipment | Servers |  | 0 | Per Unit | [7 empty] | 24528 | 3504 | 21024 | 0.85714 |  | 3 |  |  |  | 21024 | [8 empty] | 0 | 0 | 0 | 0 | 0 | 0 | 0 | [5 empty] | 0
FL Zone 2RestaurantsTurnover |  | XXXXXXXX | Yes | Equipment | Server Virtualization | 2 Virtual Host Server | 20 Single Application Servers | Commercial | Turnover | Restaurants | FL Zone 2 | Office Equipment | Servers |  | 0 | Per Unit | [7 empty] | 24528 | 3504 | 21024 | 0.85714 |  | 3 |  |  |  | 21024 | [8 empty] | 0 | 0 | 0 | 0 | 0 | 0 | 0 | [5 empty] | 0
FL Zone 2RetailTurnover |  | XXXXXXXX | Yes | Equipment | Server Virtualization | 2 Virtual Host Server | 20 Single Application Servers | Commercial | Turnover | Retail | FL Zone 2 | Office Equipment | Servers |  | 0 | Per Unit | [7 empty] | 24528 | 3504 | 21024 | 0.85714 |  | 3 |  |  |  | 21024 | [8 empty] | 0 | 0 | 0 | 0 | 0 | 0 | 0 | [5 empty] | 0
FL Zone 2Schools K-12Turnover |  | XXXXXXXX | Yes | Equipment | Server Virtualization | 2 Virtual Host Server | 20 Single Application Servers | Commercial | Turnover | Schools K-12 | FL Zone 2 | Office Equipment | Servers |  | 0 | Per Unit | [7 empty] | 24528 | 3504 | 21024 | 0.85714 |  | 3 |  |  |  | 21024 | [8 empty] | 0 | 0 | 0 | 0 | 0 | 0 | 0 | [5 empty] | 0
FL Zone 2WarehouseTurnover |  | XXXXXXXX | Yes | Equipment | Server Virtualization | 2 Virtual Host Server | 20 Single Application Servers | Commercial | Turnover | Warehouse | FL Zone 2 | Office Equipment | Servers |  | 0 | Per Unit | [7 empty] | 24528 | 3504 | 21024 | 0.85714 |  | 3 |  |  |  | 21024 | [8 empty] | 0 | 0 | 0 | 0 | 0 | 0 | 0 | [5 empty] | 0
FL Zone 2AssemblyNew |  | XXXXXXXX | Yes | Equipment | Server Virtualization | 2 Virtual Host Server | 20 Single Application Servers | Commercial | New | Assembly | FL Zone 2 | Office Equipment | Servers |  | 0 | Per Unit | [7 empty] | 24528 | 3504 | 21024 | 0.85714 |  | 3 |  |  |  | 21024 | [8 empty] | 0 | 0 | 0 | 0 | 0 | 0 | 0 | [5 empty] | 0
FL Zone 2College and UniversityNew |  | XXXXXXXX | Yes | Equipment | Server Virtualization | 2 Virtual Host Server | 20 Single Application Servers | Commercial | New | College and University | FL Zone 2 | Office Equipment | Servers |  | 0 | Per Unit | [7 empty] | 24528 | 3504 | 21024 | 0.85714 |  | 3 |  |  |  | 21024 | [8 empty] | 0 | 0 | 0 | 0 | 0 | 0 | 0 | [5 empty] | 0
FL Zone 2GroceryNew |  | XXXXXXXX | Yes | Equipment | Server Virtualization | 2 Virtual Host Server | 20 Single Application Servers | Commercial | New | Grocery | FL Zone 2 | Office Equipment | Servers |  | 0 | Per Unit | [7 empty] | 24528 | 3504 | 21024 | 0.85714 |  | 3 |  |  |  | 21024 | [8 empty] | 0 | 0 | 0 | 0 | 0 | 0 | 0 | [5 empty] | 0
FL Zone 2HealthcareNew |  | XXXXXXXX | Yes | Equipment | Server Virtualization | 2 Virtual Host Server | 20 Single Application Servers | Commercial | New | Healthcare | FL Zone 2 | Office Equipment | Servers |  | 0 | Per Unit | [7 empty] | 24528 | 3504 | 21024 | 0.85714 |  | 3 |  |  |  | 21024 | [8 empty] | 0 | 0 | 0 | 0 | 0 | 0 | 0 | [5 empty] | 0
FL Zone 2HospitalsNew |  | XXXXXXXX | Yes | Equipment | Server Virtualization | 2 Virtual Host Server | 20 Single Application Servers | Commercial | New | Hospitals | FL Zone 2 | Office Equipment | Servers |  | 0 | Per Unit | [7 empty] | 24528 | 3504 | 21024 | 0.85714 |  | 3 |  |  |  | 21024 | [8 empty] | 0 | 0 | 0 | 0 | 0 | 0 | 0 | [5 empty] | 0
FL Zone 2InstitutionalNew |  | XXXXXXXX | Yes | Equipment | Server Virtualization | 2 Virtual Host Server | 20 Single Application Servers | Commercial | New | Institutional | FL Zone 2 | Office Equipment | Servers |  | 0 | Per Unit | [7 empty] | 24528 | 3504 | 21024 | 0.85714 |  | 3 |  |  |  | 21024 | [8 empty] | 0 | 0 | 0 | 0 | 0 | 0 | 0 | [5 empty] | 0
FL Zone 2Lodging/HospitalityNew |  | XXXXXXXX | Yes | Equipment | Server Virtualization | 2 Virtual Host Server | 20 Single Application Servers | Commercial | New | Lodging/Hospitality | FL Zone 2 | Office Equipment | Servers |  | 0 | Per Unit | [7 empty] | 24528 | 3504 | 21024 | 0.85714 |  | 3 |  |  |  | 21024 | [8 empty] | 0 | 0 | 0 | 0 | 0 | 0 | 0 | [5 empty] | 0
FL Zone 2MiscellaneousNew |  | XXXXXXXX | Yes | Equipment | Server Virtualization | 2 Virtual Host Server | 20 Single Application Servers | Commercial | New | Miscellaneous | FL Zone 2 | Office Equipment | Servers |  | 0 | Per Unit | [7 empty] | 24528 | 3504 | 21024 | 0.85714 |  | 3 |  |  |  | 21024 | [8 empty] | 0 | 0 | 0 | 0 | 0 | 0 | 0 | [5 empty] | 0
FL Zone 2OfficesNew |  | XXXXXXXX | Yes | Equipment | Server Virtualization | 2 Virtual Host Server | 20 Single Application Servers | Commercial | New | Offices | FL Zone 2 | Office Equipment | Servers |  | 0 | Per Unit | [7 empty] | 24528 | 3504 | 21024 | 0.85714 |  | 3 |  |  |  | 21024 | [8 empty] | 0 | 0 | 0 | 0 | 0 | 0 | 0 | [5 empty] | 0
FL Zone 2RestaurantsNew |  | XXXXXXXX | Yes | Equipment | Server Virtualization | 2 Virtual Host Server | 20 Single Application Servers | Commercial | New | Restaurants | FL Zone 2 | Office Equipment | Servers |  | 0 | Per Unit | [7 empty] | 24528 | 3504 | 21024 | 0.85714 |  | 3 |  |  |  | 21024 | [8 empty] | 0 | 0 | 0 | 0 | 0 | 0 | 0 | [5 empty] | 0
FL Zone 2RetailNew |  | XXXXXXXX | Yes | Equipment | Server Virtualization | 2 Virtual Host Server | 20 Single Application Servers | Commercial | New | Retail | FL Zone 2 | Office Equipment | Servers |  | 0 | Per Unit | [7 empty] | 24528 | 3504 | 21024 | 0.85714 |  | 3 |  |  |  | 21024 | [8 empty] | 0 | 0 | 0 | 0 | 0 | 0 | 0 | [5 empty] | 0
FL Zone 2Schools K-12New |  | XXXXXXXX | Yes | Equipment | Server Virtualization | 2 Virtual Host Server | 20 Single Application Servers | Commercial | New | Schools K-12 | FL Zone 2 | Office Equipment | Servers |  | 0 | Per Unit | [7 empty] | 24528 | 3504 | 21024 | 0.85714 |  | 3 |  |  |  | 21024 | [8 empty] | 0 | 0 | 0 | 0 | 0 | 0 | 0 | [5 empty] | 0
FL Zone 2WarehouseNew |  | XXXXXXXX | Yes | Equipment | Server Virtualization | 2 Virtual Host Server | 20 Single Application Servers | Commercial | New | Warehouse | FL Zone 2 | Office Equipment | Servers |  | 0 | Per Unit | [7 empty] | 24528 | 3504 | 21024 | 0.85714 |  | 3 |  |  |  | 21024 | [8 empty] | 0 | 0 | 0 | 0 | 0 | 0 | 0 | [5 empty] | 0
FL Zone 2AssemblyExisting |  | XXXXXXXX | Yes | Nonequipment | Smart Strip Plug Outlet | One Smart Strip Plug Outlet | One Standard plug strip/outlet | Commercial | Existing | Assembly | FL Zone 2 | Office Equipment |  |  | 0 | Per End Use Consumption | [7 empty] | 4709.9802 | 4654.0758 | 55.9044 | 0.011869 |  | 4 |  |  |  | 55.9044 | [8 empty] | 0 | 0 | 0 | 0 | 0 | 0 | 0 | [5 empty] | 0
FL Zone 2College and UniversityExisting |  | XXXXXXXX | Yes | Nonequipment | Smart Strip Plug Outlet | One Smart Strip Plug Outlet | One Standard plug strip/outlet | Commercial | Existing | College and University | FL Zone 2 | Office Equipment |  |  | 0 | Per End Use Consumption | [7 empty] | 12376.3686 | 12229.4693 | 146.8994 | 0.011869 |  | 4 |  |  |  | 146.8994 | [8 empty] | 0 | 0 | 0 | 0 | 0 | 0 | 0 | [5 empty] | 0
FL Zone 2GroceryExisting |  | XXXXXXXX | Yes | Nonequipment | Smart Strip Plug Outlet | One Smart Strip Plug Outlet | One Standard plug strip/outlet | Commercial | Existing | Grocery | FL Zone 2 | Office Equipment |  |  | 0 | Per End Use Consumption | [7 empty] | 5993.5979 | 5922.4578 | 71.1401 | 0.011869 |  | 4 |  |  |  | 71.1401 | [8 empty] | 0 | 0 | 0 | 0 | 0 | 0 | 0 | [5 empty] | 0
FL Zone 2HealthcareExisting |  | XXXXXXXX | Yes | Nonequipment | Smart Strip Plug Outlet | One Smart Strip Plug Outlet | One Standard plug strip/outlet | Commercial | Existing | Healthcare | FL Zone 2 | Office Equipment |  |  | 0 | Per End Use Consumption | [7 empty] | 8423.3288 | 8323.3494 | 99.9794 | 0.011869 |  | 4 |  |  |  | 99.9794 | [8 empty] | 0 | 0 | 0 | 0 | 0 | 0 | 0 | [5 empty] | 0
FL Zone 2HospitalsExisting |  | XXXXXXXX | Yes | Nonequipment | Smart Strip Plug Outlet | One Smart Strip Plug Outlet | One Standard plug strip/outlet | Commercial | Existing | Hospitals | FL Zone 2 | Office Equipment |  |  | 0 | Per End Use Consumption | [7 empty] | 73884.6412 | 73007.6789 | 876.9623 | 0.011869 |  | 4 |  |  |  | 876.9623 | [8 empty] | 0 | 0 | 0 | 0 | 0 | 0 | 0 | [5 empty] | 0
FL Zone 2InstitutionalExisting |  | XXXXXXXX | Yes | Nonequipment | Smart Strip Plug Outlet | One Smart Strip Plug Outlet | One Standard plug strip/outlet | Commercial | Existing | Institutional | FL Zone 2 | Office Equipment |  |  | 0 | Per End Use Consumption | [7 empty] | 7689.4506 | 7598.1818 | 91.2687 | 0.011869 |  | 4 |  |  |  | 91.2687 | [8 empty] | 0 | 0 | 0 | 0 | 0 | 0 | 0 | [5 empty] | 0
FL Zone 2Lodging/HospitalityExisting |  | XXXXXXXX | Yes | Nonequipment | Smart Strip Plug Outlet | One Smart Strip Plug Outlet | One Standard plug strip/outlet | Commercial | Existing | Lodging/Hospitality | FL Zone 2 | Office Equipment |  |  | 0 | Per End Use Consumption | [7 empty] | 6916.3419 | 6834.2494 | 82.0924 | 0.011869 |  | 4 |  |  |  | 82.0924 | [8 empty] | 0 | 0 | 0 | 0 | 0 | 0 | 0 | [5 empty] | 0
FL Zone 2MiscellaneousExisting |  | XXXXXXXX | Yes | Nonequipment | Smart Strip Plug Outlet | One Smart Strip Plug Outlet | One Standard plug strip/outlet | Commercial | Existing | Miscellaneous | FL Zone 2 | Office Equipment |  |  | 0 | Per End Use Consumption | [7 empty] | 103245.1184 | 102019.6665 | 1225.4519 | 0.011869 |  | 4 |  |  |  | 1225.4519 | [8 empty] | 0 | 0 | 0 | 0 | 0 | 0 | 0 | [5 empty] | 0
FL Zone 2OfficesExisting |  | XXXXXXXX | Yes | Nonequipment | Smart Strip Plug Outlet | One Smart Strip Plug Outlet | One Standard plug strip/outlet | Commercial | Existing | Offices | FL Zone 2 | Office Equipment |  |  | 0 | Per End Use Consumption | [7 empty] | 5845.5124 | 5776.13 | 69.3824 | 0.011869 |  | 4 |  |  |  | 69.3824 | [8 empty] | 0 | 0 | 0 | 0 | 0 | 0 | 0 | [5 empty] | 0
FL Zone 2RestaurantsExisting |  | XXXXXXXX | Yes | Nonequipment | Smart Strip Plug Outlet | One Smart Strip Plug Outlet | One Standard plug strip/outlet | Commercial | Existing | Restaurants | FL Zone 2 | Office Equipment |  |  | 0 | Per End Use Consumption | [7 empty] | 5635.3397 | 5568.4519 | 66.8878 | 0.011869 |  | 4 |  |  |  | 66.8878 | [8 empty] | 0 | 0 | 0 | 0 | 0 | 0 | 0 | [5 empty] | 0
FL Zone 2RetailExisting |  | XXXXXXXX | Yes | Nonequipment | Smart Strip Plug Outlet | One Smart Strip Plug Outlet | One Standard plug strip/outlet | Commercial | Existing | Retail | FL Zone 2 | Office Equipment |  |  | 0 | Per End Use Consumption | [7 empty] | 2549.8498 | 2519.5847 | 30.265 | 0.011869 |  | 4 |  |  |  | 30.265 | [8 empty] | 0 | 0 | 0 | 0 | 0 | 0 | 0 | [5 empty] | 0
FL Zone 2Schools K-12Existing |  | XXXXXXXX | Yes | Nonequipment | Smart Strip Plug Outlet | One Smart Strip Plug Outlet | One Standard plug strip/outlet | Commercial | Existing | Schools K-12 | FL Zone 2 | Office Equipment |  |  | 0 | Per End Use Consumption | [7 empty] | 8485.4686 | 8384.7517 | 100.717 | 0.011869 |  | 4 |  |  |  | 100.717 | [8 empty] | 0 | 0 | 0 | 0 | 0 | 0 | 0 | [5 empty] | 0
FL Zone 2WarehouseExisting |  | XXXXXXXX | Yes | Nonequipment | Smart Strip Plug Outlet | One Smart Strip Plug Outlet | One Standard plug strip/outlet | Commercial | Existing | Warehouse | FL Zone 2 | Office Equipment |  |  | 0 | Per End Use Consumption | [7 empty] | 693.059 | 684.8328 | 8.2262 | 0.011869 |  | 4 |  |  |  | 8.2262 | [8 empty] | 0 | 0 | 0 | 0 | 0 | 0 | 0 | [5 empty] | 0
FL Zone 2AssemblyNew |  | XXXXXXXX | Yes | Nonequipment | Smart Strip Plug Outlet | One Smart Strip Plug Outlet | One Standard plug strip/outlet | Commercial | New | Assembly | FL Zone 2 | Office Equipment |  |  | 0 | Per End Use Consumption | [7 empty] | 4709.9802 | 4654.0758 | 55.9044 | 0.011869 |  | 4 |  |  |  | 55.9044 | [8 empty] | 0 | 0 | 0 | 0 | 0 | 0 | 0 | [5 empty] | 0
FL Zone 2College and UniversityNew |  | XXXXXXXX | Yes | Nonequipment | Smart Strip Plug Outlet | One Smart Strip Plug Outlet | One Standard plug strip/outlet | Commercial | New | College and University | FL Zone 2 | Office Equipment |  |  | 0 | Per End Use Consumption | [7 empty] | 12376.3686 | 12229.4693 | 146.8994 | 0.011869 |  | 4 |  |  |  | 146.8994 | [8 empty] | 0 | 0 | 0 | 0 | 0 | 0 | 0 | [5 empty] | 0
FL Zone 2GroceryNew |  | XXXXXXXX | Yes | Nonequipment | Smart Strip Plug Outlet | One Smart Strip Plug Outlet | One Standard plug strip/outlet | Commercial | New | Grocery | FL Zone 2 | Office Equipment |  |  | 0 | Per End Use Consumption | [7 empty] | 5993.5979 | 5922.4578 | 71.1401 | 0.011869 |  | 4 |  |  |  | 71.1401 | [8 empty] | 0 | 0 | 0 | 0 | 0 | 0 | 0 | [5 empty] | 0
FL Zone 2HealthcareNew |  | XXXXXXXX | Yes | Nonequipment | Smart Strip Plug Outlet | One Smart Strip Plug Outlet | One Standard plug strip/outlet | Commercial | New | Healthcare | FL Zone 2 | Office Equipment |  |  | 0 | Per End Use Consumption | [7 empty] | 8423.3288 | 8323.3494 | 99.9794 | 0.011869 |  | 4 |  |  |  | 99.9794 | [8 empty] | 0 | 0 | 0 | 0 | 0 | 0 | 0 | [5 empty] | 0
FL Zone 2HospitalsNew |  | XXXXXXXX | Yes | Nonequipment | Smart Strip Plug Outlet | One Smart Strip Plug Outlet | One Standard plug strip/outlet | Commercial | New | Hospitals | FL Zone 2 | Office Equipment |  |  | 0 | Per End Use Consumption | [7 empty] | 73884.6412 | 73007.6789 | 876.9623 | 0.011869 |  | 4 |  |  |  | 876.9623 | [8 empty] | 0 | 0 | 0 | 0 | 0 | 0 | 0 | [5 empty] | 0
FL Zone 2InstitutionalNew |  | XXXXXXXX | Yes | Nonequipment | Smart Strip Plug Outlet | One Smart Strip Plug Outlet | One Standard plug strip/outlet | Commercial | New | Institutional | FL Zone 2 | Office Equipment |  |  | 0 | Per End Use Consumption | [7 empty] | 7689.4506 | 7598.1818 | 91.2687 | 0.011869 |  | 4 |  |  |  | 91.2687 | [8 empty] | 0 | 0 | 0 | 0 | 0 | 0 | 0 | [5 empty] | 0
FL Zone 2Lodging/HospitalityNew |  | XXXXXXXX | Yes | Nonequipment | Smart Strip Plug Outlet | One Smart Strip Plug Outlet | One Standard plug strip/outlet | Commercial | New | Lodging/Hospitality | FL Zone 2 | Office Equipment |  |  | 0 | Per End Use Consumption | [7 empty] | 6916.3419 | 6834.2494 | 82.0924 | 0.011869 |  | 4 |  |  |  | 82.0924 | [8 empty] | 0 | 0 | 0 | 0 | 0 | 0 | 0 | [5 empty] | 0
FL Zone 2MiscellaneousNew |  | XXXXXXXX | Yes | Nonequipment | Smart Strip Plug Outlet | One Smart Strip Plug Outlet | One Standard plug strip/outlet | Commercial | New | Miscellaneous | FL Zone 2 | Office Equipment |  |  | 0 | Per End Use Consumption | [7 empty] | 103245.1184 | 102019.6665 | 1225.4519 | 0.011869 |  | 4 |  |  |  | 1225.4519 | [8 empty] | 0 | 0 | 0 | 0 | 0 | 0 | 0 | [5 empty] | 0
FL Zone 2OfficesNew |  | XXXXXXXX | Yes | Nonequipment | Smart Strip Plug Outlet | One Smart Strip Plug Outlet | One Standard plug strip/outlet | Commercial | New | Offices | FL Zone 2 | Office Equipment |  |  | 0 | Per End Use Consumption | [7 empty] | 5845.5124 | 5776.13 | 69.3824 | 0.011869 |  | 4 |  |  |  | 69.3824 | [8 empty] | 0 | 0 | 0 | 0 | 0 | 0 | 0 | [5 empty] | 0
FL Zone 2RestaurantsNew |  | XXXXXXXX | Yes | Nonequipment | Smart Strip Plug Outlet | One Smart Strip Plug Outlet | One Standard plug strip/outlet | Commercial | New | Restaurants | FL Zone 2 | Office Equipment |  |  | 0 | Per End Use Consumption | [7 empty] | 5635.3397 | 5568.4519 | 66.8878 | 0.011869 |  | 4 |  |  |  | 66.8878 | [8 empty] | 0 | 0 | 0 | 0 | 0 | 0 | 0 | [5 empty] | 0
FL Zone 2RetailNew |  | XXXXXXXX | Yes | Nonequipment | Smart Strip Plug Outlet | One Smart Strip Plug Outlet | One Standard plug strip/outlet | Commercial | New | Retail | FL Zone 2 | Office Equipment |  |  | 0 | Per End Use Consumption | [7 empty] | 2549.8498 | 2519.5847 | 30.265 | 0.011869 |  | 4 |  |  |  | 30.265 | [8 empty] | 0 | 0 | 0 | 0 | 0 | 0 | 0 | [5 empty] | 0
FL Zone 2Schools K-12New |  | XXXXXXXX | Yes | Nonequipment | Smart Strip Plug Outlet | One Smart Strip Plug Outlet | One Standard plug strip/outlet | Commercial | New | Schools K-12 | FL Zone 2 | Office Equipment |  |  | 0 | Per End Use Consumption | [7 empty] | 8485.4686 | 8384.7517 | 100.717 | 0.011869 |  | 4 |  |  |  | 100.717 | [8 empty] | 0 | 0 | 0 | 0 | 0 | 0 | 0 | [5 empty] | 0
FL Zone 2WarehouseNew |  | XXXXXXXX | Yes | Nonequipment | Smart Strip Plug Outlet | One Smart Strip Plug Outlet | One Standard plug strip/outlet | Commercial | New | Warehouse | FL Zone 2 | Office Equipment |  |  | 0 | Per End Use Consumption | [7 empty] | 693.059 | 684.8328 | 8.2262 | 0.011869 |  | 4 |  |  |  | 8.2262 | [8 empty] | 0 | 0 | 0 | 0 | 0 | 0 | 0 | [5 empty] | 0
FL Zone 2AssemblyExisting |  | XXXXXXXX | Yes | Nonequipment | Smart Thermostat | Thermostats that include "smart" features such as occupancy sensors, geo-fencing, multi-zone sensors | Standard Heating and Cooling System with Manual Thermostat | Commercial | Existing | Assembly | FL Zone 2 | Space Cooling |  |  | 0 | Per End Use Consumption | [7 empty] | 40558.1631 | 36502.3468 | 4055.8163 | 0.1 |  | 11 |  |  |  | 4055.8163 | [8 empty] | 0 | 0 | 0 | 0 | 0 | 0 | 0 | [5 empty] | 0
FL Zone 2College and UniversityExisting |  | XXXXXXXX | Yes | Nonequipment | Smart Thermostat | Thermostats that include "smart" features such as occupancy sensors, geo-fencing, multi-zone sensors | Standard Heating and Cooling System with Manual Thermostat | Commercial | Existing | College and University | FL Zone 2 | Space Cooling |  |  | 0 | Per End Use Consumption | [7 empty] | 242237.8979 | 218014.1081 | 24223.7898 | 0.1 |  | 11 |  |  |  | 24223.7898 | [8 empty] | 0 | 0 | 0 | 0 | 0 | 0 | 0 | [5 empty] | 0
FL Zone 2GroceryExisting |  | XXXXXXXX | Yes | Nonequipment | Smart Thermostat | Thermostats that include "smart" features such as occupancy sensors, geo-fencing, multi-zone sensors | Standard Heating and Cooling System with Manual Thermostat | Commercial | Existing | Grocery | FL Zone 2 | Space Cooling |  |  | 0 | Per End Use Consumption | [7 empty] | 97647.7064 | 87882.9358 | 9764.7706 | 0.1 |  | 11 |  |  |  | 9764.7706 | [8 empty] | 0 | 0 | 0 | 0 | 0 | 0 | 0 | [5 empty] | 0
FL Zone 2HealthcareExisting |  | XXXXXXXX | Yes | Nonequipment | Smart Thermostat | Thermostats that include "smart" features such as occupancy sensors, geo-fencing, multi-zone sensors | Standard Heating and Cooling System with Manual Thermostat | Commercial | Existing | Healthcare | FL Zone 2 | Space Cooling |  |  | 0 | Per End Use Consumption | [7 empty] | 170444.4983 | 153400.0485 | 17044.4498 | 0.1 |  | 11 |  |  |  | 17044.4498 | [8 empty] | 0 | 0 | 0 | 0 | 0 | 0 | 0 | [5 empty] | 0
FL Zone 2HospitalsExisting |  | XXXXXXXX | Yes | Nonequipment | Smart Thermostat | Thermostats that include "smart" features such as occupancy sensors, geo-fencing, multi-zone sensors | Standard Heating and Cooling System with Manual Thermostat | Commercial | Existing | Hospitals | FL Zone 2 | Space Cooling |  |  | 0 | Per End Use Consumption | [7 empty] | 1776004.8545 | 1598404.369 | 177600.4854 | 0.1 |  | 11 |  |  |  | 177600.4854 | [8 empty] | 0 | 0 | 0 | 0 | 0 | 0 | 0 | [5 empty] | 0
FL Zone 2InstitutionalExisting |  | XXXXXXXX | Yes | Nonequipment | Smart Thermostat | Thermostats that include "smart" features such as occupancy sensors, geo-fencing, multi-zone sensors | Standard Heating and Cooling System with Manual Thermostat | Commercial | Existing | Institutional | FL Zone 2 | Space Cooling |  |  | 0 | Per End Use Consumption | [7 empty] | 197035.6551 | 177332.0896 | 19703.5655 | 0.1 |  | 11 |  |  |  | 19703.5655 | [8 empty] | 0 | 0 | 0 | 0 | 0 | 0 | 0 | [5 empty] | 0
FL Zone 2Lodging/HospitalityExisting |  | XXXXXXXX | Yes | Nonequipment | Smart Thermostat | Thermostats that include "smart" features such as occupancy sensors, geo-fencing, multi-zone sensors | Standard Heating and Cooling System with Manual Thermostat | Commercial | Existing | Lodging/Hospitality | FL Zone 2 | Space Cooling |  |  | 0 | Per End Use Consumption | [7 empty] | 161633.0609 | 145469.7549 | 16163.3061 | 0.1 |  | 11 |  |  |  | 16163.3061 | [8 empty] | 0 | 0 | 0 | 0 | 0 | 0 | 0 | [5 empty] | 0
FL Zone 2MiscellaneousExisting |  | XXXXXXXX | Yes | Nonequipment | Smart Thermostat | Thermostats that include "smart" features such as occupancy sensors, geo-fencing, multi-zone sensors | Standard Heating and Cooling System with Manual Thermostat | Commercial | Existing | Miscellaneous | FL Zone 2 | Space Cooling |  |  | 0 | Per End Use Consumption | [7 empty] | 1878475.6776 | 1690628.1099 | 187847.5678 | 0.1 |  | 11 |  |  |  | 187847.5678 | [8 empty] | 0 | 0 | 0 | 0 | 0 | 0 | 0 | [5 empty] | 0
FL Zone 2OfficesExisting |  | XXXXXXXX | Yes | Nonequipment | Smart Thermostat | Thermostats that include "smart" features such as occupancy sensors, geo-fencing, multi-zone sensors | Standard Heating and Cooling System with Manual Thermostat | Commercial | Existing | Offices | FL Zone 2 | Space Cooling |  |  | 0 | Per End Use Consumption | [7 empty] | 140416.7794 | 126375.1014 | 14041.6779 | 0.1 |  | 11 |  |  |  | 14041.6779 | [8 empty] | 0 | 0 | 0 | 0 | 0 | 0 | 0 | [5 empty] | 0
FL Zone 2RestaurantsExisting |  | XXXXXXXX | Yes | Nonequipment | Smart Thermostat | Thermostats that include "smart" features such as occupancy sensors, geo-fencing, multi-zone sensors | Standard Heating and Cooling System with Manual Thermostat | Commercial | Existing | Restaurants | FL Zone 2 | Space Cooling |  |  | 0 | Per End Use Consumption | [7 empty] | 101749.5064 | 91574.5558 | 10174.9506 | 0.1 |  | 11 |  |  |  | 10174.9506 | [8 empty] | 0 | 0 | 0 | 0 | 0 | 0 | 0 | [5 empty] | 0
FL Zone 2RetailExisting |  | XXXXXXXX | Yes | Nonequipment | Smart Thermostat | Thermostats that include "smart" features such as occupancy sensors, geo-fencing, multi-zone sensors | Standard Heating and Cooling System with Manual Thermostat | Commercial | Existing | Retail | FL Zone 2 | Space Cooling |  |  | 0 | Per End Use Consumption | [7 empty] | 44441.7066 | 39997.536 | 4444.1707 | 0.1 |  | 11 |  |  |  | 4444.1707 | [8 empty] | 0 | 0 | 0 | 0 | 0 | 0 | 0 | [5 empty] | 0
FL Zone 2Schools K-12Existing |  | XXXXXXXX | Yes | Nonequipment | Smart Thermostat | Thermostats that include "smart" features such as occupancy sensors, geo-fencing, multi-zone sensors | Standard Heating and Cooling System with Manual Thermostat | Commercial | Existing | Schools K-12 | FL Zone 2 | Space Cooling |  |  | 0 | Per End Use Consumption | [7 empty] | 166082.8099 | 149474.5289 | 16608.281 | 0.1 |  | 11 |  |  |  | 16608.281 | [8 empty] | 0 | 0 | 0 | 0 | 0 | 0 | 0 | [5 empty] | 0
FL Zone 2WarehouseExisting |  | XXXXXXXX | Yes | Nonequipment | Smart Thermostat | Thermostats that include "smart" features such as occupancy sensors, geo-fencing, multi-zone sensors | Standard Heating and Cooling System with Manual Thermostat | Commercial | Existing | Warehouse | FL Zone 2 | Space Cooling |  |  | 0 | Per End Use Consumption | [7 empty] | 16498.7301 | 14848.8571 | 1649.873 | 0.1 |  | 11 |  |  |  | 1649.873 | [8 empty] | 0 | 0 | 0 | 0 | 0 | 0 | 0 | [5 empty] | 0
FL Zone 2AssemblyNew |  | XXXXXXXX | Yes | Nonequipment | Smart Thermostat | Thermostats that include "smart" features such as occupancy sensors, geo-fencing, multi-zone sensors | Standard Heating and Cooling System with Manual Thermostat | Commercial | New | Assembly | FL Zone 2 | Space Cooling |  |  | 0 | Per End Use Consumption | [7 empty] | 40558.1631 | 36502.3468 | 4055.8163 | 0.1 |  | 11 |  |  |  | 4055.8163 | [8 empty] | 0 | 0 | 0 | 0 | 0 | 0 | 0 | [5 empty] | 0
FL Zone 2College and UniversityNew |  | XXXXXXXX | Yes | Nonequipment | Smart Thermostat | Thermostats that include "smart" features such as occupancy sensors, geo-fencing, multi-zone sensors | Standard Heating and Cooling System with Manual Thermostat | Commercial | New | College and University | FL Zone 2 | Space Cooling |  |  | 0 | Per End Use Consumption | [7 empty] | 242237.8979 | 218014.1081 | 24223.7898 | 0.1 |  | 11 |  |  |  | 24223.7898 | [8 empty] | 0 | 0 | 0 | 0 | 0 | 0 | 0 | [5 empty] | 0
FL Zone 2GroceryNew |  | XXXXXXXX | Yes | Nonequipment | Smart Thermostat | Thermostats that include "smart" features such as occupancy sensors, geo-fencing, multi-zone sensors | Standard Heating and Cooling System with Manual Thermostat | Commercial | New | Grocery | FL Zone 2 | Space Cooling |  |  | 0 | Per End Use Consumption | [7 empty] | 97647.7064 | 87882.9358 | 9764.7706 | 0.1 |  | 11 |  |  |  | 9764.7706 | [8 empty] | 0 | 0 | 0 | 0 | 0 | 0 | 0 | [5 empty] | 0
FL Zone 2HealthcareNew |  | XXXXXXXX | Yes | Nonequipment | Smart Thermostat | Thermostats that include "smart" features such as occupancy sensors, geo-fencing, multi-zone sensors | Standard Heating and Cooling System with Manual Thermostat | Commercial | New | Healthcare | FL Zone 2 | Space Cooling |  |  | 0 | Per End Use Consumption | [7 empty] | 170444.4983 | 153400.0485 | 17044.4498 | 0.1 |  | 11 |  |  |  | 17044.4498 | [8 empty] | 0 | 0 | 0 | 0 | 0 | 0 | 0 | [5 empty] | 0
FL Zone 2HospitalsNew |  | XXXXXXXX | Yes | Nonequipment | Smart Thermostat | Thermostats that include "smart" features such as occupancy sensors, geo-fencing, multi-zone sensors | Standard Heating and Cooling System with Manual Thermostat | Commercial | New | Hospitals | FL Zone 2 | Space Cooling |  |  | 0 | Per End Use Consumption | [7 empty] | 1776004.8545 | 1598404.369 | 177600.4854 | 0.1 |  | 11 |  |  |  | 177600.4854 | [8 empty] | 0 | 0 | 0 | 0 | 0 | 0 | 0 | [5 empty] | 0
FL Zone 2InstitutionalNew |  | XXXXXXXX | Yes | Nonequipment | Smart Thermostat | Thermostats that include "smart" features such as occupancy sensors, geo-fencing, multi-zone sensors | Standard Heating and Cooling System with Manual Thermostat | Commercial | New | Institutional | FL Zone 2 | Space Cooling |  |  | 0 | Per End Use Consumption | [7 empty] | 197035.6551 | 177332.0896 | 19703.5655 | 0.1 |  | 11 |  |  |  | 19703.5655 | [8 empty] | 0 | 0 | 0 | 0 | 0 | 0 | 0 | [5 empty] | 0
FL Zone 2Lodging/HospitalityNew |  | XXXXXXXX | Yes | Nonequipment | Smart Thermostat | Thermostats that include "smart" features such as occupancy sensors, geo-fencing, multi-zone sensors | Standard Heating and Cooling System with Manual Thermostat | Commercial | New | Lodging/Hospitality | FL Zone 2 | Space Cooling |  |  | 0 | Per End Use Consumption | [7 empty] | 161633.0609 | 145469.7549 | 16163.3061 | 0.1 |  | 11 |  |  |  | 16163.3061 | [8 empty] | 0 | 0 | 0 | 0 | 0 | 0 | 0 | [5 empty] | 0
FL Zone 2MiscellaneousNew |  | XXXXXXXX | Yes | Nonequipment | Smart Thermostat | Thermostats that include "smart" features such as occupancy sensors, geo-fencing, multi-zone sensors | Standard Heating and Cooling System with Manual Thermostat | Commercial | New | Miscellaneous | FL Zone 2 | Space Cooling |  |  | 0 | Per End Use Consumption | [7 empty] | 1878475.6776 | 1690628.1099 | 187847.5678 | 0.1 |  | 11 |  |  |  | 187847.5678 | [8 empty] | 0 | 0 | 0 | 0 | 0 | 0 | 0 | [5 empty] | 0
FL Zone 2OfficesNew |  | XXXXXXXX | Yes | Nonequipment | Smart Thermostat | Thermostats that include "smart" features such as occupancy sensors, geo-fencing, multi-zone sensors | Standard Heating and Cooling System with Manual Thermostat | Commercial | New | Offices | FL Zone 2 | Space Cooling |  |  | 0 | Per End Use Consumption | [7 empty] | 140416.7794 | 126375.1014 | 14041.6779 | 0.1 |  | 11 |  |  |  | 14041.6779 | [8 empty] | 0 | 0 | 0 | 0 | 0 | 0 | 0 | [5 empty] | 0
FL Zone 2RestaurantsNew |  | XXXXXXXX | Yes | Nonequipment | Smart Thermostat | Thermostats that include "smart" features such as occupancy sensors, geo-fencing, multi-zone sensors | Standard Heating and Cooling System with Manual Thermostat | Commercial | New | Restaurants | FL Zone 2 | Space Cooling |  |  | 0 | Per End Use Consumption | [7 empty] | 101749.5064 | 91574.5558 | 10174.9506 | 0.1 |  | 11 |  |  |  | 10174.9506 | [8 empty] | 0 | 0 | 0 | 0 | 0 | 0 | 0 | [5 empty] | 0
FL Zone 2RetailNew |  | XXXXXXXX | Yes | Nonequipment | Smart Thermostat | Thermostats that include "smart" features such as occupancy sensors, geo-fencing, multi-zone sensors | Standard Heating and Cooling System with Manual Thermostat | Commercial | New | Retail | FL Zone 2 | Space Cooling |  |  | 0 | Per End Use Consumption | [7 empty] | 44441.7066 | 39997.536 | 4444.1707 | 0.1 |  | 11 |  |  |  | 4444.1707 | [8 empty] | 0 | 0 | 0 | 0 | 0 | 0 | 0 | [5 empty] | 0
FL Zone 2Schools K-12New |  | XXXXXXXX | Yes | Nonequipment | Smart Thermostat | Thermostats that include "smart" features such as occupancy sensors, geo-fencing, multi-zone sensors | Standard Heating and Cooling System with Manual Thermostat | Commercial | New | Schools K-12 | FL Zone 2 | Space Cooling |  |  | 0 | Per End Use Consumption | [7 empty] | 166082.8099 | 149474.5289 | 16608.281 | 0.1 |  | 11 |  |  |  | 16608.281 | [8 empty] | 0 | 0 | 0 | 0 | 0 | 0 | 0 | [5 empty] | 0
FL Zone 2WarehouseNew |  | XXXXXXXX | Yes | Nonequipment | Smart Thermostat | Thermostats that include "smart" features such as occupancy sensors, geo-fencing, multi-zone sensors | Standard Heating and Cooling System with Manual Thermostat | Commercial | New | Warehouse | FL Zone 2 | Space Cooling |  |  | 0 | Per End Use Consumption | [7 empty] | 16498.7301 | 14848.8571 | 1649.873 | 0.1 |  | 11 |  |  |  | 1649.873 | [8 empty] | 0 | 0 | 0 | 0 | 0 | 0 | 0 | [5 empty] | 0
FL Zone 2AssemblyExisting |  | XXXXXXXX | Yes | Nonequipment | Smart Thermostat | Thermostats that include "smart" features such as occupancy sensors, geo-fencing, multi-zone sensors | Standard Heating and Cooling System with Manual Thermostat | Commercial | Existing | Assembly | FL Zone 2 | Space Heating |  |  | 0 | Per End Use Consumption | [7 empty] | 7520.072 | 6768.0648 | 752.0072 | 0.1 |  | 11 |  |  |  | 752.0072 | [8 empty] | 0 | 0 | 0 | 0 | 0 | 0 | 0 | [5 empty] | 0
FL Zone 2College and UniversityExisting |  | XXXXXXXX | Yes | Nonequipment | Smart Thermostat | Thermostats that include "smart" features such as occupancy sensors, geo-fencing, multi-zone sensors | Standard Heating and Cooling System with Manual Thermostat | Commercial | Existing | College and University | FL Zone 2 | Space Heating |  |  | 0 | Per End Use Consumption | [7 empty] | 44914.4217 | 40422.9796 | 4491.4422 | 0.1 |  | 11 |  |  |  | 4491.4422 | [8 empty] | 0 | 0 | 0 | 0 | 0 | 0 | 0 | [5 empty] | 0
FL Zone 2GroceryExisting |  | XXXXXXXX | Yes | Nonequipment | Smart Thermostat | Thermostats that include "smart" features such as occupancy sensors, geo-fencing, multi-zone sensors | Standard Heating and Cooling System with Manual Thermostat | Commercial | Existing | Grocery | FL Zone 2 | Space Heating |  |  | 0 | Per End Use Consumption | [7 empty] | 18105.3019 | 16294.7717 | 1810.5302 | 0.1 |  | 11 |  |  |  | 1810.5302 | [8 empty] | 0 | 0 | 0 | 0 | 0 | 0 | 0 | [5 empty] | 0
FL Zone 2HealthcareExisting |  | XXXXXXXX | Yes | Nonequipment | Smart Thermostat | Thermostats that include "smart" features such as occupancy sensors, geo-fencing, multi-zone sensors | Standard Heating and Cooling System with Manual Thermostat | Commercial | Existing | Healthcare | FL Zone 2 | Space Heating |  |  | 0 | Per End Use Consumption | [7 empty] | 31602.8836 | 28442.5952 | 3160.2884 | 0.1 |  | 11 |  |  |  | 3160.2884 | [8 empty] | 0 | 0 | 0 | 0 | 0 | 0 | 0 | [5 empty] | 0
FL Zone 2HospitalsExisting |  | XXXXXXXX | Yes | Nonequipment | Smart Thermostat | Thermostats that include "smart" features such as occupancy sensors, geo-fencing, multi-zone sensors | Standard Heating and Cooling System with Manual Thermostat | Commercial | Existing | Hospitals | FL Zone 2 | Space Heating |  |  | 0 | Per End Use Consumption | [7 empty] | 329297.0743 | 296367.3669 | 32929.7074 | 0.1 |  | 11 |  |  |  | 32929.7074 | [8 empty] | 0 | 0 | 0 | 0 | 0 | 0 | 0 | [5 empty] | 0
FL Zone 2InstitutionalExisting |  | XXXXXXXX | Yes | Nonequipment | Smart Thermostat | Thermostats that include "smart" features such as occupancy sensors, geo-fencing, multi-zone sensors | Standard Heating and Cooling System with Manual Thermostat | Commercial | Existing | Institutional | FL Zone 2 | Space Heating |  |  | 0 | Per End Use Consumption | [7 empty] | 36533.2699 | 32879.943 | 3653.327 | 0.1 |  | 11 |  |  |  | 3653.327 | [8 empty] | 0 | 0 | 0 | 0 | 0 | 0 | 0 | [5 empty] | 0
FL Zone 2Lodging/HospitalityExisting |  | XXXXXXXX | Yes | Nonequipment | Smart Thermostat | Thermostats that include "smart" features such as occupancy sensors, geo-fencing, multi-zone sensors | Standard Heating and Cooling System with Manual Thermostat | Commercial | Existing | Lodging/Hospitality | FL Zone 2 | Space Heating |  |  | 0 | Per End Use Consumption | [7 empty] | 29969.1152 | 26972.2037 | 2996.9115 | 0.1 |  | 11 |  |  |  | 2996.9115 | [8 empty] | 0 | 0 | 0 | 0 | 0 | 0 | 0 | [5 empty] | 0
FL Zone 2MiscellaneousExisting |  | XXXXXXXX | Yes | Nonequipment | Smart Thermostat | Thermostats that include "smart" features such as occupancy sensors, geo-fencing, multi-zone sensors | Standard Heating and Cooling System with Manual Thermostat | Commercial | Existing | Miscellaneous | FL Zone 2 | Space Heating |  |  | 0 | Per End Use Consumption | [7 empty] | 348296.6521 | 313466.9869 | 34829.6652 | 0.1 |  | 11 |  |  |  | 34829.6652 | [8 empty] | 0 | 0 | 0 | 0 | 0 | 0 | 0 | [5 empty] | 0
FL Zone 2OfficesExisting |  | XXXXXXXX | Yes | Nonequipment | Smart Thermostat | Thermostats that include "smart" features such as occupancy sensors, geo-fencing, multi-zone sensors | Standard Heating and Cooling System with Manual Thermostat | Commercial | Existing | Offices | FL Zone 2 | Space Heating |  |  | 0 | Per End Use Consumption | [7 empty] | 26035.3087 | 23431.7778 | 2603.5309 | 0.1 |  | 11 |  |  |  | 2603.5309 | [8 empty] | 0 | 0 | 0 | 0 | 0 | 0 | 0 | [5 empty] | 0
FL Zone 2RestaurantsExisting |  | XXXXXXXX | Yes | Nonequipment | Smart Thermostat | Thermostats that include "smart" features such as occupancy sensors, geo-fencing, multi-zone sensors | Standard Heating and Cooling System with Manual Thermostat | Commercial | Existing | Restaurants | FL Zone 2 | Space Heating |  |  | 0 | Per End Use Consumption | [7 empty] | 18865.8351 | 16979.2516 | 1886.5835 | 0.1 |  | 11 |  |  |  | 1886.5835 | [8 empty] | 0 | 0 | 0 | 0 | 0 | 0 | 0 | [5 empty] | 0
FL Zone 2RetailExisting |  | XXXXXXXX | Yes | Nonequipment | Smart Thermostat | Thermostats that include "smart" features such as occupancy sensors, geo-fencing, multi-zone sensors | Standard Heating and Cooling System with Manual Thermostat | Commercial | Existing | Retail | FL Zone 2 | Space Heating |  |  | 0 | Per End Use Consumption | [7 empty] | 8240.1374 | 7416.1236 | 824.0137 | 0.1 |  | 11 |  |  |  | 824.0137 | [8 empty] | 0 | 0 | 0 | 0 | 0 | 0 | 0 | [5 empty] | 0
FL Zone 2Schools K-12Existing |  | XXXXXXXX | Yes | Nonequipment | Smart Thermostat | Thermostats that include "smart" features such as occupancy sensors, geo-fencing, multi-zone sensors | Standard Heating and Cooling System with Manual Thermostat | Commercial | Existing | Schools K-12 | FL Zone 2 | Space Heating |  |  | 0 | Per End Use Consumption | [7 empty] | 30794.1632 | 27714.7469 | 3079.4163 | 0.1 |  | 11 |  |  |  | 3079.4163 | [8 empty] | 0 | 0 | 0 | 0 | 0 | 0 | 0 | [5 empty] | 0
FL Zone 2WarehouseExisting |  | XXXXXXXX | Yes | Nonequipment | Smart Thermostat | Thermostats that include "smart" features such as occupancy sensors, geo-fencing, multi-zone sensors | Standard Heating and Cooling System with Manual Thermostat | Commercial | Existing | Warehouse | FL Zone 2 | Space Heating |  |  | 0 | Per End Use Consumption | [7 empty] | 3059.104 | 2753.1936 | 305.9104 | 0.1 |  | 11 |  |  |  | 305.9104 | [8 empty] | 0 | 0 | 0 | 0 | 0 | 0 | 0 | [5 empty] | 0
FL Zone 2AssemblyNew |  | XXXXXXXX | Yes | Nonequipment | Smart Thermostat | Thermostats that include "smart" features such as occupancy sensors, geo-fencing, multi-zone sensors | Standard Heating and Cooling System with Manual Thermostat | Commercial | New | Assembly | FL Zone 2 | Space Heating |  |  | 0 | Per End Use Consumption | [7 empty] | 7520.072 | 6768.0648 | 752.0072 | 0.1 |  | 11 |  |  |  | 752.0072 | [8 empty] | 0 | 0 | 0 | 0 | 0 | 0 | 0 | [5 empty] | 0
FL Zone 2College and UniversityNew |  | XXXXXXXX | Yes | Nonequipment | Smart Thermostat | Thermostats that include "smart" features such as occupancy sensors, geo-fencing, multi-zone sensors | Standard Heating and Cooling System with Manual Thermostat | Commercial | New | College and University | FL Zone 2 | Space Heating |  |  | 0 | Per End Use Consumption | [7 empty] | 44914.4217 | 40422.9796 | 4491.4422 | 0.1 |  | 11 |  |  |  | 4491.4422 | [8 empty] | 0 | 0 | 0 | 0 | 0 | 0 | 0 | [5 empty] | 0
FL Zone 2GroceryNew |  | XXXXXXXX | Yes | Nonequipment | Smart Thermostat | Thermostats that include "smart" features such as occupancy sensors, geo-fencing, multi-zone sensors | Standard Heating and Cooling System with Manual Thermostat | Commercial | New | Grocery | FL Zone 2 | Space Heating |  |  | 0 | Per End Use Consumption | [7 empty] | 18105.3019 | 16294.7717 | 1810.5302 | 0.1 |  | 11 |  |  |  | 1810.5302 | [8 empty] | 0 | 0 | 0 | 0 | 0 | 0 | 0 | [5 empty] | 0
FL Zone 2HealthcareNew |  | XXXXXXXX | Yes | Nonequipment | Smart Thermostat | Thermostats that include "smart" features such as occupancy sensors, geo-fencing, multi-zone sensors | Standard Heating and Cooling System with Manual Thermostat | Commercial | New | Healthcare | FL Zone 2 | Space Heating |  |  | 0 | Per End Use Consumption | [7 empty] | 31602.8836 | 28442.5952 | 3160.2884 | 0.1 |  | 11 |  |  |  | 3160.2884 | [8 empty] | 0 | 0 | 0 | 0 | 0 | 0 | 0 | [5 empty] | 0
FL Zone 2HospitalsNew |  | XXXXXXXX | Yes | Nonequipment | Smart Thermostat | Thermostats that include "smart" features such as occupancy sensors, geo-fencing, multi-zone sensors | Standard Heating and Cooling System with Manual Thermostat | Commercial | New | Hospitals | FL Zone 2 | Space Heating |  |  | 0 | Per End Use Consumption | [7 empty] | 329297.0743 | 296367.3669 | 32929.7074 | 0.1 |  | 11 |  |  |  | 32929.7074 | [8 empty] | 0 | 0 | 0 | 0 | 0 | 0 | 0 | [5 empty] | 0
FL Zone 2InstitutionalNew |  | XXXXXXXX | Yes | Nonequipment | Smart Thermostat | Thermostats that include "smart" features such as occupancy sensors, geo-fencing, multi-zone sensors | Standard Heating and Cooling System with Manual Thermostat | Commercial | New | Institutional | FL Zone 2 | Space Heating |  |  | 0 | Per End Use Consumption | [7 empty] | 36533.2699 | 32879.943 | 3653.327 | 0.1 |  | 11 |  |  |  | 3653.327 | [8 empty] | 0 | 0 | 0 | 0 | 0 | 0 | 0 | [5 empty] | 0
FL Zone 2Lodging/HospitalityNew |  | XXXXXXXX | Yes | Nonequipment | Smart Thermostat | Thermostats that include "smart" features such as occupancy sensors, geo-fencing, multi-zone sensors | Standard Heating and Cooling System with Manual Thermostat | Commercial | New | Lodging/Hospitality | FL Zone 2 | Space Heating |  |  | 0 | Per End Use Consumption | [7 empty] | 29969.1152 | 26972.2037 | 2996.9115 | 0.1 |  | 11 |  |  |  | 2996.9115 | [8 empty] | 0 | 0 | 0 | 0 | 0 | 0 | 0 | [5 empty] | 0
FL Zone 2MiscellaneousNew |  | XXXXXXXX | Yes | Nonequipment | Smart Thermostat | Thermostats that include "smart" features such as occupancy sensors, geo-fencing, multi-zone sensors | Standard Heating and Cooling System with Manual Thermostat | Commercial | New | Miscellaneous | FL Zone 2 | Space Heating |  |  | 0 | Per End Use Consumption | [7 empty] | 348296.6521 | 313466.9869 | 34829.6652 | 0.1 |  | 11 |  |  |  | 34829.6652 | [8 empty] | 0 | 0 | 0 | 0 | 0 | 0 | 0 | [5 empty] | 0
FL Zone 2OfficesNew |  | XXXXXXXX | Yes | Nonequipment | Smart Thermostat | Thermostats that include "smart" features such as occupancy sensors, geo-fencing, multi-zone sensors | Standard Heating and Cooling System with Manual Thermostat | Commercial | New | Offices | FL Zone 2 | Space Heating |  |  | 0 | Per End Use Consumption | [7 empty] | 26035.3087 | 23431.7778 | 2603.5309 | 0.1 |  | 11 |  |  |  | 2603.5309 | [8 empty] | 0 | 0 | 0 | 0 | 0 | 0 | 0 | [5 empty] | 0
FL Zone 2RestaurantsNew |  | XXXXXXXX | Yes | Nonequipment | Smart Thermostat | Thermostats that include "smart" features such as occupancy sensors, geo-fencing, multi-zone sensors | Standard Heating and Cooling System with Manual Thermostat | Commercial | New | Restaurants | FL Zone 2 | Space Heating |  |  | 0 | Per End Use Consumption | [7 empty] | 18865.8351 | 16979.2516 | 1886.5835 | 0.1 |  | 11 |  |  |  | 1886.5835 | [8 empty] | 0 | 0 | 0 | 0 | 0 | 0 | 0 | [5 empty] | 0
FL Zone 2RetailNew |  | XXXXXXXX | Yes | Nonequipment | Smart Thermostat | Thermostats that include "smart" features such as occupancy sensors, geo-fencing, multi-zone sensors | Standard Heating and Cooling System with Manual Thermostat | Commercial | New | Retail | FL Zone 2 | Space Heating |  |  | 0 | Per End Use Consumption | [7 empty] | 8240.1374 | 7416.1236 | 824.0137 | 0.1 |  | 11 |  |  |  | 824.0137 | [8 empty] | 0 | 0 | 0 | 0 | 0 | 0 | 0 | [5 empty] | 0
FL Zone 2Schools K-12New |  | XXXXXXXX | Yes | Nonequipment | Smart Thermostat | Thermostats that include "smart" features such as occupancy sensors, geo-fencing, multi-zone sensors | Standard Heating and Cooling System with Manual Thermostat | Commercial | New | Schools K-12 | FL Zone 2 | Space Heating |  |  | 0 | Per End Use Consumption | [7 empty] | 30794.1632 | 27714.7469 | 3079.4163 | 0.1 |  | 11 |  |  |  | 3079.4163 | [8 empty] | 0 | 0 | 0 | 0 | 0 | 0 | 0 | [5 empty] | 0
FL Zone 2WarehouseNew |  | XXXXXXXX | Yes | Nonequipment | Smart Thermostat | Thermostats that include "smart" features such as occupancy sensors, geo-fencing, multi-zone sensors | Standard Heating and Cooling System with Manual Thermostat | Commercial | New | Warehouse | FL Zone 2 | Space Heating |  |  | 0 | Per End Use Consumption | [7 empty] | 3059.104 | 2753.1936 | 305.9104 | 0.1 |  | 11 |  |  |  | 305.9104 | [8 empty] | 0 | 0 | 0 | 0 | 0 | 0 | 0 | [5 empty] | 0
FL Zone 2AssemblyTurnover |  | XXXXXXXX | Yes | Equipment | Solar Pool Heater | Solar Swimming Pool Heater | Electric Resistance Swimming Pool Heater | Commercial | Turnover | Assembly | FL Zone 2 | Miscellaneous | Pool pump |  | 0 | Per Unit | [7 empty] | 11764.7059 | 1633.9869 | 10130.719 | 0.86111 |  | 15 |  |  |  | 10130.719 | [8 empty] | 0 | 0 | 0 | 0 | 0 | 0 | 0 | [5 empty] | 0
FL Zone 2College and UniversityTurnover |  | XXXXXXXX | Yes | Equipment | Solar Pool Heater | Solar Swimming Pool Heater | Electric Resistance Swimming Pool Heater | Commercial | Turnover | College and University | FL Zone 2 | Miscellaneous | Pool pump |  | 0 | Per Unit | [7 empty] | 11764.7059 | 1633.9869 | 10130.719 | 0.86111 |  | 15 |  |  |  | 10130.719 | [8 empty] | 0 | 0 | 0 | 0 | 0 | 0 | 0 | [5 empty] | 0
FL Zone 2GroceryTurnover |  | XXXXXXXX | Yes | Equipment | Solar Pool Heater | Solar Swimming Pool Heater | Electric Resistance Swimming Pool Heater | Commercial | Turnover | Grocery | FL Zone 2 | Miscellaneous | Pool pump |  | 0 | Per Unit | [7 empty] | 11764.7059 | 1633.9869 | 10130.719 | 0.86111 |  | 15 |  |  |  | 10130.719 | [8 empty] | 0 | 0 | 0 | 0 | 0 | 0 | 0 | [5 empty] | 0
FL Zone 2HealthcareTurnover |  | XXXXXXXX | Yes | Equipment | Solar Pool Heater | Solar Swimming Pool Heater | Electric Resistance Swimming Pool Heater | Commercial | Turnover | Healthcare | FL Zone 2 | Miscellaneous | Pool pump |  | 0 | Per Unit | [7 empty] | 11764.7059 | 1633.9869 | 10130.719 | 0.86111 |  | 15 |  |  |  | 10130.719 | [8 empty] | 0 | 0 | 0 | 0 | 0 | 0 | 0 | [5 empty] | 0
FL Zone 2HospitalsTurnover |  | XXXXXXXX | Yes | Equipment | Solar Pool Heater | Solar Swimming Pool Heater | Electric Resistance Swimming Pool Heater | Commercial | Turnover | Hospitals | FL Zone 2 | Miscellaneous | Pool pump |  | 0 | Per Unit | [7 empty] | 11764.7059 | 1633.9869 | 10130.719 | 0.86111 |  | 15 |  |  |  | 10130.719 | [8 empty] | 0 | 0 | 0 | 0 | 0 | 0 | 0 | [5 empty] | 0
FL Zone 2InstitutionalTurnover |  | XXXXXXXX | Yes | Equipment | Solar Pool Heater | Solar Swimming Pool Heater | Electric Resistance Swimming Pool Heater | Commercial | Turnover | Institutional | FL Zone 2 | Miscellaneous | Pool pump |  | 0 | Per Unit | [7 empty] | 11764.7059 | 1633.9869 | 10130.719 | 0.86111 |  | 15 |  |  |  | 10130.719 | [8 empty] | 0 | 0 | 0 | 0 | 0 | 0 | 0 | [5 empty] | 0
FL Zone 2Lodging/HospitalityTurnover |  | XXXXXXXX | Yes | Equipment | Solar Pool Heater | Solar Swimming Pool Heater | Electric Resistance Swimming Pool Heater | Commercial | Turnover | Lodging/Hospitality | FL Zone 2 | Miscellaneous | Pool pump |  | 0 | Per Unit | [7 empty] | 11764.7059 | 1633.9869 | 10130.719 | 0.86111 |  | 15 |  |  |  | 10130.719 | [8 empty] | 0 | 0 | 0 | 0 | 0 | 0 | 0 | [5 empty] | 0
FL Zone 2MiscellaneousTurnover |  | XXXXXXXX | Yes | Equipment | Solar Pool Heater | Solar Swimming Pool Heater | Electric Resistance Swimming Pool Heater | Commercial | Turnover | Miscellaneous | FL Zone 2 | Miscellaneous | Pool pump |  | 0 | Per Unit | [7 empty] | 11764.7059 | 1633.9869 | 10130.719 | 0.86111 |  | 15 |  |  |  | 10130.719 | [8 empty] | 0 | 0 | 0 | 0 | 0 | 0 | 0 | [5 empty] | 0
FL Zone 2OfficesTurnover |  | XXXXXXXX | Yes | Equipment | Solar Pool Heater | Solar Swimming Pool Heater | Electric Resistance Swimming Pool Heater | Commercial | Turnover | Offices | FL Zone 2 | Miscellaneous | Pool pump |  | 0 | Per Unit | [7 empty] | 11764.7059 | 1633.9869 | 10130.719 | 0.86111 |  | 15 |  |  |  | 10130.719 | [8 empty] | 0 | 0 | 0 | 0 | 0 | 0 | 0 | [5 empty] | 0
FL Zone 2RestaurantsTurnover |  | XXXXXXXX | Yes | Equipment | Solar Pool Heater | Solar Swimming Pool Heater | Electric Resistance Swimming Pool Heater | Commercial | Turnover | Restaurants | FL Zone 2 | Miscellaneous | Pool pump |  | 0 | Per Unit | [7 empty] | 11764.7059 | 1633.9869 | 10130.719 | 0.86111 |  | 15 |  |  |  | 10130.719 | [8 empty] | 0 | 0 | 0 | 0 | 0 | 0 | 0 | [5 empty] | 0
FL Zone 2RetailTurnover |  | XXXXXXXX | Yes | Equipment | Solar Pool Heater | Solar Swimming Pool Heater | Electric Resistance Swimming Pool Heater | Commercial | Turnover | Retail | FL Zone 2 | Miscellaneous | Pool pump |  | 0 | Per Unit | [7 empty] | 11764.7059 | 1633.9869 | 10130.719 | 0.86111 |  | 15 |  |  |  | 10130.719 | [8 empty] | 0 | 0 | 0 | 0 | 0 | 0 | 0 | [5 empty] | 0
FL Zone 2Schools K-12Turnover |  | XXXXXXXX | Yes | Equipment | Solar Pool Heater | Solar Swimming Pool Heater | Electric Resistance Swimming Pool Heater | Commercial | Turnover | Schools K-12 | FL Zone 2 | Miscellaneous | Pool pump |  | 0 | Per Unit | [7 empty] | 11764.7059 | 1633.9869 | 10130.719 | 0.86111 |  | 15 |  |  |  | 10130.719 | [8 empty] | 0 | 0 | 0 | 0 | 0 | 0 | 0 | [5 empty] | 0
FL Zone 2WarehouseTurnover |  | XXXXXXXX | Yes | Equipment | Solar Pool Heater | Solar Swimming Pool Heater | Electric Resistance Swimming Pool Heater | Commercial | Turnover | Warehouse | FL Zone 2 | Miscellaneous | Pool pump |  | 0 | Per Unit | [7 empty] | 11764.7059 | 1633.9869 | 10130.719 | 0.86111 |  | 15 |  |  |  | 10130.719 | [8 empty] | 0 | 0 | 0 | 0 | 0 | 0 | 0 | [5 empty] | 0
FL Zone 2AssemblyNew |  | XXXXXXXX | Yes | Equipment | Solar Pool Heater | Solar Swimming Pool Heater | Electric Resistance Swimming Pool Heater | Commercial | New | Assembly | FL Zone 2 | Miscellaneous | Pool pump |  | 0 | Per Unit | [7 empty] | 11764.7059 | 1633.9869 | 10130.719 | 0.86111 |  | 15 |  |  |  | 10130.719 | [8 empty] | 0 | 0 | 0 | 0 | 0 | 0 | 0 | [5 empty] | 0
FL Zone 2College and UniversityNew |  | XXXXXXXX | Yes | Equipment | Solar Pool Heater | Solar Swimming Pool Heater | Electric Resistance Swimming Pool Heater | Commercial | New | College and University | FL Zone 2 | Miscellaneous | Pool pump |  | 0 | Per Unit | [7 empty] | 11764.7059 | 1633.9869 | 10130.719 | 0.86111 |  | 15 |  |  |  | 10130.719 | [8 empty] | 0 | 0 | 0 | 0 | 0 | 0 | 0 | [5 empty] | 0
FL Zone 2GroceryNew |  | XXXXXXXX | Yes | Equipment | Solar Pool Heater | Solar Swimming Pool Heater | Electric Resistance Swimming Pool Heater | Commercial | New | Grocery | FL Zone 2 | Miscellaneous | Pool pump |  | 0 | Per Unit | [7 empty] | 11764.7059 | 1633.9869 | 10130.719 | 0.86111 |  | 15 |  |  |  | 10130.719 | [8 empty] | 0 | 0 | 0 | 0 | 0 | 0 | 0 | [5 empty] | 0
FL Zone 2HealthcareNew |  | XXXXXXXX | Yes | Equipment | Solar Pool Heater | Solar Swimming Pool Heater | Electric Resistance Swimming Pool Heater | Commercial | New | Healthcare | FL Zone 2 | Miscellaneous | Pool pump |  | 0 | Per Unit | [7 empty] | 11764.7059 | 1633.9869 | 10130.719 | 0.86111 |  | 15 |  |  |  | 10130.719 | [8 empty] | 0 | 0 | 0 | 0 | 0 | 0 | 0 | [5 empty] | 0
FL Zone 2HospitalsNew |  | XXXXXXXX | Yes | Equipment | Solar Pool Heater | Solar Swimming Pool Heater | Electric Resistance Swimming Pool Heater | Commercial | New | Hospitals | FL Zone 2 | Miscellaneous | Pool pump |  | 0 | Per Unit | [7 empty] | 11764.7059 | 1633.9869 | 10130.719 | 0.86111 |  | 15 |  |  |  | 10130.719 | [8 empty] | 0 | 0 | 0 | 0 | 0 | 0 | 0 | [5 empty] | 0
FL Zone 2InstitutionalNew |  | XXXXXXXX | Yes | Equipment | Solar Pool Heater | Solar Swimming Pool Heater | Electric Resistance Swimming Pool Heater | Commercial | New | Institutional | FL Zone 2 | Miscellaneous | Pool pump |  | 0 | Per Unit | [7 empty] | 11764.7059 | 1633.9869 | 10130.719 | 0.86111 |  | 15 |  |  |  | 10130.719 | [8 empty] | 0 | 0 | 0 | 0 | 0 | 0 | 0 | [5 empty] | 0
FL Zone 2Lodging/HospitalityNew |  | XXXXXXXX | Yes | Equipment | Solar Pool Heater | Solar Swimming Pool Heater | Electric Resistance Swimming Pool Heater | Commercial | New | Lodging/Hospitality | FL Zone 2 | Miscellaneous | Pool pump |  | 0 | Per Unit | [7 empty] | 11764.7059 | 1633.9869 | 10130.719 | 0.86111 |  | 15 |  |  |  | 10130.719 | [8 empty] | 0 | 0 | 0 | 0 | 0 | 0 | 0 | [5 empty] | 0
FL Zone 2MiscellaneousNew |  | XXXXXXXX | Yes | Equipment | Solar Pool Heater | Solar Swimming Pool Heater | Electric Resistance Swimming Pool Heater | Commercial | New | Miscellaneous | FL Zone 2 | Miscellaneous | Pool pump |  | 0 | Per Unit | [7 empty] | 11764.7059 | 1633.9869 | 10130.719 | 0.86111 |  | 15 |  |  |  | 10130.719 | [8 empty] | 0 | 0 | 0 | 0 | 0 | 0 | 0 | [5 empty] | 0
FL Zone 2OfficesNew |  | XXXXXXXX | Yes | Equipment | Solar Pool Heater | Solar Swimming Pool Heater | Electric Resistance Swimming Pool Heater | Commercial | New | Offices | FL Zone 2 | Miscellaneous | Pool pump |  | 0 | Per Unit | [7 empty] | 11764.7059 | 1633.9869 | 10130.719 | 0.86111 |  | 15 |  |  |  | 10130.719 | [8 empty] | 0 | 0 | 0 | 0 | 0 | 0 | 0 | [5 empty] | 0
FL Zone 2RestaurantsNew |  | XXXXXXXX | Yes | Equipment | Solar Pool Heater | Solar Swimming Pool Heater | Electric Resistance Swimming Pool Heater | Commercial | New | Restaurants | FL Zone 2 | Miscellaneous | Pool pump |  | 0 | Per Unit | [7 empty] | 11764.7059 | 1633.9869 | 10130.719 | 0.86111 |  | 15 |  |  |  | 10130.719 | [8 empty] | 0 | 0 | 0 | 0 | 0 | 0 | 0 | [5 empty] | 0
FL Zone 2RetailNew |  | XXXXXXXX | Yes | Equipment | Solar Pool Heater | Solar Swimming Pool Heater | Electric Resistance Swimming Pool Heater | Commercial | New | Retail | FL Zone 2 | Miscellaneous | Pool pump |  | 0 | Per Unit | [7 empty] | 11764.7059 | 1633.9869 | 10130.719 | 0.86111 |  | 15 |  |  |  | 10130.719 | [8 empty] | 0 | 0 | 0 | 0 | 0 | 0 | 0 | [5 empty] | 0
FL Zone 2Schools K-12New |  | XXXXXXXX | Yes | Equipment | Solar Pool Heater | Solar Swimming Pool Heater | Electric Resistance Swimming Pool Heater | Commercial | New | Schools K-12 | FL Zone 2 | Miscellaneous | Pool pump |  | 0 | Per Unit | [7 empty] | 11764.7059 | 1633.9869 | 10130.719 | 0.86111 |  | 15 |  |  |  | 10130.719 | [8 empty] | 0 | 0 | 0 | 0 | 0 | 0 | 0 | [5 empty] | 0
FL Zone 2WarehouseNew |  | XXXXXXXX | Yes | Equipment | Solar Pool Heater | Solar Swimming Pool Heater | Electric Resistance Swimming Pool Heater | Commercial | New | Warehouse | FL Zone 2 | Miscellaneous | Pool pump |  | 0 | Per Unit | [7 empty] | 11764.7059 | 1633.9869 | 10130.719 | 0.86111 |  | 15 |  |  |  | 10130.719 | [8 empty] | 0 | 0 | 0 | 0 | 0 | 0 | 0 | [5 empty] | 0
FL Zone 2AssemblyTurnover |  | XXXXXXXX | Yes | Equipment | Solar Powered Pool Pump | Solar Powered Pool Pump Motor | Single Speed Pool Pump Motor | Commercial | Turnover | Assembly | FL Zone 2 | Miscellaneous | Pool pump |  | 0 | Per Pool | [7 empty] | 5018.75 | 953.5625 | 4065.1875 | 0.81 |  | 10 |  |  |  | 4065.1875 | [8 empty] | 0 | 0 | 0 | 0 | 0 | 0 | 0 | [5 empty] | 0
FL Zone 2College and UniversityTurnover |  | XXXXXXXX | Yes | Equipment | Solar Powered Pool Pump | Solar Powered Pool Pump Motor | Single Speed Pool Pump Motor | Commercial | Turnover | College and University | FL Zone 2 | Miscellaneous | Pool pump |  | 0 | Per Pool | [7 empty] | 5018.75 | 953.5625 | 4065.1875 | 0.81 |  | 10 |  |  |  | 4065.1875 | [8 empty] | 0 | 0 | 0 | 0 | 0 | 0 | 0 | [5 empty] | 0
FL Zone 2GroceryTurnover |  | XXXXXXXX | Yes | Equipment | Solar Powered Pool Pump | Solar Powered Pool Pump Motor | Single Speed Pool Pump Motor | Commercial | Turnover | Grocery | FL Zone 2 | Miscellaneous | Pool pump |  | 0 | Per Pool | [7 empty] | 5018.75 | 953.5625 | 4065.1875 | 0.81 |  | 10 |  |  |  | 4065.1875 | [8 empty] | 0 | 0 | 0 | 0 | 0 | 0 | 0 | [5 empty] | 0
FL Zone 2HealthcareTurnover |  | XXXXXXXX | Yes | Equipment | Solar Powered Pool Pump | Solar Powered Pool Pump Motor | Single Speed Pool Pump Motor | Commercial | Turnover | Healthcare | FL Zone 2 | Miscellaneous | Pool pump |  | 0 | Per Pool | [7 empty] | 5018.75 | 953.5625 | 4065.1875 | 0.81 |  | 10 |  |  |  | 4065.1875 | [8 empty] | 0 | 0 | 0 | 0 | 0 | 0 | 0 | [5 empty] | 0
FL Zone 2HospitalsTurnover |  | XXXXXXXX | Yes | Equipment | Solar Powered Pool Pump | Solar Powered Pool Pump Motor | Single Speed Pool Pump Motor | Commercial | Turnover | Hospitals | FL Zone 2 | Miscellaneous | Pool pump |  | 0 | Per Pool | [7 empty] | 5018.75 | 953.5625 | 4065.1875 | 0.81 |  | 10 |  |  |  | 4065.1875 | [8 empty] | 0 | 0 | 0 | 0 | 0 | 0 | 0 | [5 empty] | 0
FL Zone 2InstitutionalTurnover |  | XXXXXXXX | Yes | Equipment | Solar Powered Pool Pump | Solar Powered Pool Pump Motor | Single Speed Pool Pump Motor | Commercial | Turnover | Institutional | FL Zone 2 | Miscellaneous | Pool pump |  | 0 | Per Pool | [7 empty] | 5018.75 | 953.5625 | 4065.1875 | 0.81 |  | 10 |  |  |  | 4065.1875 | [8 empty] | 0 | 0 | 0 | 0 | 0 | 0 | 0 | [5 empty] | 0
FL Zone 2Lodging/HospitalityTurnover |  | XXXXXXXX | Yes | Equipment | Solar Powered Pool Pump | Solar Powered Pool Pump Motor | Single Speed Pool Pump Motor | Commercial | Turnover | Lodging/Hospitality | FL Zone 2 | Miscellaneous | Pool pump |  | 0 | Per Pool | [7 empty] | 5018.75 | 953.5625 | 4065.1875 | 0.81 |  | 10 |  |  |  | 4065.1875 | [8 empty] | 0 | 0 | 0 | 0 | 0 | 0 | 0 | [5 empty] | 0
FL Zone 2MiscellaneousTurnover |  | XXXXXXXX | Yes | Equipment | Solar Powered Pool Pump | Solar Powered Pool Pump Motor | Single Speed Pool Pump Motor | Commercial | Turnover | Miscellaneous | FL Zone 2 | Miscellaneous | Pool pump |  | 0 | Per Pool | [7 empty] | 5018.75 | 953.5625 | 4065.1875 | 0.81 |  | 10 |  |  |  | 4065.1875 | [8 empty] | 0 | 0 | 0 | 0 | 0 | 0 | 0 | [5 empty] | 0
FL Zone 2OfficesTurnover |  | XXXXXXXX | Yes | Equipment | Solar Powered Pool Pump | Solar Powered Pool Pump Motor | Single Speed Pool Pump Motor | Commercial | Turnover | Offices | FL Zone 2 | Miscellaneous | Pool pump |  | 0 | Per Pool | [7 empty] | 5018.75 | 953.5625 | 4065.1875 | 0.81 |  | 10 |  |  |  | 4065.1875 | [8 empty] | 0 | 0 | 0 | 0 | 0 | 0 | 0 | [5 empty] | 0
FL Zone 2RestaurantsTurnover |  | XXXXXXXX | Yes | Equipment | Solar Powered Pool Pump | Solar Powered Pool Pump Motor | Single Speed Pool Pump Motor | Commercial | Turnover | Restaurants | FL Zone 2 | Miscellaneous | Pool pump |  | 0 | Per Pool | [7 empty] | 5018.75 | 953.5625 | 4065.1875 | 0.81 |  | 10 |  |  |  | 4065.1875 | [8 empty] | 0 | 0 | 0 | 0 | 0 | 0 | 0 | [5 empty] | 0
FL Zone 2RetailTurnover |  | XXXXXXXX | Yes | Equipment | Solar Powered Pool Pump | Solar Powered Pool Pump Motor | Single Speed Pool Pump Motor | Commercial | Turnover | Retail | FL Zone 2 | Miscellaneous | Pool pump |  | 0 | Per Pool | [7 empty] | 5018.75 | 953.5625 | 4065.1875 | 0.81 |  | 10 |  |  |  | 4065.1875 | [8 empty] | 0 | 0 | 0 | 0 | 0 | 0 | 0 | [5 empty] | 0
FL Zone 2Schools K-12Turnover |  | XXXXXXXX | Yes | Equipment | Solar Powered Pool Pump | Solar Powered Pool Pump Motor | Single Speed Pool Pump Motor | Commercial | Turnover | Schools K-12 | FL Zone 2 | Miscellaneous | Pool pump |  | 0 | Per Pool | [7 empty] | 5018.75 | 953.5625 | 4065.1875 | 0.81 |  | 10 |  |  |  | 4065.1875 | [8 empty] | 0 | 0 | 0 | 0 | 0 | 0 | 0 | [5 empty] | 0
FL Zone 2AssemblyNew |  | XXXXXXXX | Yes | Equipment | Solar Powered Pool Pump | Solar Powered Pool Pump Motor | Single Speed Pool Pump Motor | Commercial | New | Assembly | FL Zone 2 | Miscellaneous | Pool pump |  | 0 | Per Pool | [7 empty] | 5018.75 | 953.5625 | 4065.1875 | 0.81 |  | 10 |  |  |  | 4065.1875 | [8 empty] | 0 | 0 | 0 | 0 | 0 | 0 | 0 | [5 empty] | 0
FL Zone 2College and UniversityNew |  | XXXXXXXX | Yes | Equipment | Solar Powered Pool Pump | Solar Powered Pool Pump Motor | Single Speed Pool Pump Motor | Commercial | New | College and University | FL Zone 2 | Miscellaneous | Pool pump |  | 0 | Per Pool | [7 empty] | 5018.75 | 953.5625 | 4065.1875 | 0.81 |  | 10 |  |  |  | 4065.1875 | [8 empty] | 0 | 0 | 0 | 0 | 0 | 0 | 0 | [5 empty] | 0
FL Zone 2GroceryNew |  | XXXXXXXX | Yes | Equipment | Solar Powered Pool Pump | Solar Powered Pool Pump Motor | Single Speed Pool Pump Motor | Commercial | New | Grocery | FL Zone 2 | Miscellaneous | Pool pump |  | 0 | Per Pool | [7 empty] | 5018.75 | 953.5625 | 4065.1875 | 0.81 |  | 10 |  |  |  | 4065.1875 | [8 empty] | 0 | 0 | 0 | 0 | 0 | 0 | 0 | [5 empty] | 0
FL Zone 2HealthcareNew |  | XXXXXXXX | Yes | Equipment | Solar Powered Pool Pump | Solar Powered Pool Pump Motor | Single Speed Pool Pump Motor | Commercial | New | Healthcare | FL Zone 2 | Miscellaneous | Pool pump |  | 0 | Per Pool | [7 empty] | 5018.75 | 953.5625 | 4065.1875 | 0.81 |  | 10 |  |  |  | 4065.1875 | [8 empty] | 0 | 0 | 0 | 0 | 0 | 0 | 0 | [5 empty] | 0
FL Zone 2HospitalsNew |  | XXXXXXXX | Yes | Equipment | Solar Powered Pool Pump | Solar Powered Pool Pump Motor | Single Speed Pool Pump Motor | Commercial | New | Hospitals | FL Zone 2 | Miscellaneous | Pool pump |  | 0 | Per Pool | [7 empty] | 5018.75 | 953.5625 | 4065.1875 | 0.81 |  | 10 |  |  |  | 4065.1875 | [8 empty] | 0 | 0 | 0 | 0 | 0 | 0 | 0 | [5 empty] | 0
FL Zone 2InstitutionalNew |  | XXXXXXXX | Yes | Equipment | Solar Powered Pool Pump | Solar Powered Pool Pump Motor | Single Speed Pool Pump Motor | Commercial | New | Institutional | FL Zone 2 | Miscellaneous | Pool pump |  | 0 | Per Pool | [7 empty] | 5018.75 | 953.5625 | 4065.1875 | 0.81 |  | 10 |  |  |  | 4065.1875 | [8 empty] | 0 | 0 | 0 | 0 | 0 | 0 | 0 | [5 empty] | 0
FL Zone 2Lodging/HospitalityNew |  | XXXXXXXX | Yes | Equipment | Solar Powered Pool Pump | Solar Powered Pool Pump Motor | Single Speed Pool Pump Motor | Commercial | New | Lodging/Hospitality | FL Zone 2 | Miscellaneous | Pool pump |  | 0 | Per Pool | [7 empty] | 5018.75 | 953.5625 | 4065.1875 | 0.81 |  | 10 |  |  |  | 4065.1875 | [8 empty] | 0 | 0 | 0 | 0 | 0 | 0 | 0 | [5 empty] | 0
FL Zone 2MiscellaneousNew |  | XXXXXXXX | Yes | Equipment | Solar Powered Pool Pump | Solar Powered Pool Pump Motor | Single Speed Pool Pump Motor | Commercial | New | Miscellaneous | FL Zone 2 | Miscellaneous | Pool pump |  | 0 | Per Pool | [7 empty] | 5018.75 | 953.5625 | 4065.1875 | 0.81 |  | 10 |  |  |  | 4065.1875 | [8 empty] | 0 | 0 | 0 | 0 | 0 | 0 | 0 | [5 empty] | 0
FL Zone 2OfficesNew |  | XXXXXXXX | Yes | Equipment | Solar Powered Pool Pump | Solar Powered Pool Pump Motor | Single Speed Pool Pump Motor | Commercial | New | Offices | FL Zone 2 | Miscellaneous | Pool pump |  | 0 | Per Pool | [7 empty] | 5018.75 | 953.5625 | 4065.1875 | 0.81 |  | 10 |  |  |  | 4065.1875 | [8 empty] | 0 | 0 | 0 | 0 | 0 | 0 | 0 | [5 empty] | 0
FL Zone 2RestaurantsNew |  | XXXXXXXX | Yes | Equipment | Solar Powered Pool Pump | Solar Powered Pool Pump Motor | Single Speed Pool Pump Motor | Commercial | New | Restaurants | FL Zone 2 | Miscellaneous | Pool pump |  | 0 | Per Pool | [7 empty] | 5018.75 | 953.5625 | 4065.1875 | 0.81 |  | 10 |  |  |  | 4065.1875 | [8 empty] | 0 | 0 | 0 | 0 | 0 | 0 | 0 | [5 empty] | 0
FL Zone 2RetailNew |  | XXXXXXXX | Yes | Equipment | Solar Powered Pool Pump | Solar Powered Pool Pump Motor | Single Speed Pool Pump Motor | Commercial | New | Retail | FL Zone 2 | Miscellaneous | Pool pump |  | 0 | Per Pool | [7 empty] | 5018.75 | 953.5625 | 4065.1875 | 0.81 |  | 10 |  |  |  | 4065.1875 | [8 empty] | 0 | 0 | 0 | 0 | 0 | 0 | 0 | [5 empty] | 0
FL Zone 2Schools K-12New |  | XXXXXXXX | Yes | Equipment | Solar Powered Pool Pump | Solar Powered Pool Pump Motor | Single Speed Pool Pump Motor | Commercial | New | Schools K-12 | FL Zone 2 | Miscellaneous | Pool pump |  | 0 | Per Pool | [7 empty] | 5018.75 | 953.5625 | 4065.1875 | 0.81 |  | 10 |  |  |  | 4065.1875 | [8 empty] | 0 | 0 | 0 | 0 | 0 | 0 | 0 | [5 empty] | 0
FL Zone 2AssemblyTurnover |  | XXXXXXXX | Yes | Equipment | Solar Water Heater | Solar Powered 50 Gallon Electric Resistance Water Heater (EF = 4.05) | Code-Compliant 50 Gallon Electric Heat Pump Water Heater | Commercial | Turnover | Assembly | FL Zone 2 | Domestic Hot Water | Centralized water heaters |  | 0 | Per Unit | [7 empty] | 7192.4897 | 1678.2476 | 5514.2421 | 0.76667 |  | 15 |  |  |  | 5514.2421 | [8 empty] | 0 | 0 | 0 | 0 | 0 | 0 | 0 | [5 empty] | 0
FL Zone 2College and UniversityTurnover |  | XXXXXXXX | Yes | Equipment | Solar Water Heater | Solar Powered 50 Gallon Electric Resistance Water Heater (EF = 4.05) | Code-Compliant 50 Gallon Electric Heat Pump Water Heater | Commercial | Turnover | College and University | FL Zone 2 | Domestic Hot Water | Centralized water heaters |  | 0 | Per Unit | [7 empty] | 165427.2641 | 38599.6949 | 126827.5691 | 0.76667 |  | 15 |  |  |  | 126827.5691 | [8 empty] | 0 | 0 | 0 | 0 | 0 | 0 | 0 | [5 empty] | 0
FL Zone 2GroceryTurnover |  | XXXXXXXX | Yes | Equipment | Solar Water Heater | Solar Powered 50 Gallon Electric Resistance Water Heater (EF = 4.05) | Code-Compliant 50 Gallon Electric Heat Pump Water Heater | Commercial | Turnover | Grocery | FL Zone 2 | Domestic Hot Water | Centralized water heaters |  | 0 | Per Unit | [7 empty] | 14384.9795 | 3356.4952 | 11028.4843 | 0.76667 |  | 15 |  |  |  | 11028.4843 | [8 empty] | 0 | 0 | 0 | 0 | 0 | 0 | 0 | [5 empty] | 0
FL Zone 2HealthcareTurnover |  | XXXXXXXX | Yes | Equipment | Solar Water Heater | Solar Powered 50 Gallon Electric Resistance Water Heater (EF = 4.05) | Code-Compliant 50 Gallon Electric Heat Pump Water Heater | Commercial | Turnover | Healthcare | FL Zone 2 | Domestic Hot Water | Centralized water heaters |  | 0 | Per Unit | [7 empty] | 9589.9863 | 2237.6635 | 7352.3228 | 0.76667 |  | 15 |  |  |  | 7352.3228 | [8 empty] | 0 | 0 | 0 | 0 | 0 | 0 | 0 | [5 empty] | 0
FL Zone 2HospitalsTurnover |  | XXXXXXXX | Yes | Equipment | Solar Water Heater | Solar Powered 50 Gallon Electric Resistance Water Heater (EF = 4.05) | Code-Compliant 50 Gallon Electric Heat Pump Water Heater | Commercial | Turnover | Hospitals | FL Zone 2 | Domestic Hot Water | Centralized water heaters |  | 0 | Per Unit | [7 empty] | 290097.0863 | 67689.3201 | 222407.7661 | 0.76667 |  | 15 |  |  |  | 222407.7661 | [8 empty] | 0 | 0 | 0 | 0 | 0 | 0 | 0 | [5 empty] | 0
FL Zone 2InstitutionalTurnover |  | XXXXXXXX | Yes | Equipment | Solar Water Heater | Solar Powered 50 Gallon Electric Resistance Water Heater (EF = 4.05) | Code-Compliant 50 Gallon Electric Heat Pump Water Heater | Commercial | Turnover | Institutional | FL Zone 2 | Domestic Hot Water | Centralized water heaters |  | 0 | Per Unit | [7 empty] | 575399.1794 | 134259.8085 | 441139.3708 | 0.76667 |  | 15 |  |  |  | 441139.3708 | [8 empty] | 0 | 0 | 0 | 0 | 0 | 0 | 0 | [5 empty] | 0
FL Zone 2Lodging/HospitalityTurnover |  | XXXXXXXX | Yes | Equipment | Solar Water Heater | Solar Powered 50 Gallon Electric Resistance Water Heater (EF = 4.05) | Code-Compliant 50 Gallon Electric Heat Pump Water Heater | Commercial | Turnover | Lodging/Hospitality | FL Zone 2 | Domestic Hot Water | Centralized water heaters |  | 0 | Per Unit | [7 empty] | 69047.9015 | 16111.177 | 52936.7245 | 0.76667 |  | 15 |  |  |  | 52936.7245 | [8 empty] | 0 | 0 | 0 | 0 | 0 | 0 | 0 | [5 empty] | 0
FL Zone 2MiscellaneousTurnover |  | XXXXXXXX | Yes | Equipment | Solar Water Heater | Solar Powered 50 Gallon Electric Resistance Water Heater (EF = 4.05) | Code-Compliant 50 Gallon Electric Heat Pump Water Heater | Commercial | Turnover | Miscellaneous | FL Zone 2 | Domestic Hot Water | Centralized water heaters |  | 0 | Per Unit | [7 empty] | 431549.3845 | 100694.8564 | 330854.5281 | 0.76667 |  | 15 |  |  |  | 330854.5281 | [8 empty] | 0 | 0 | 0 | 0 | 0 | 0 | 0 | [5 empty] | 0
FL Zone 2OfficesTurnover |  | XXXXXXXX | Yes | Equipment | Solar Water Heater | Solar Powered 50 Gallon Electric Resistance Water Heater (EF = 4.05) | Code-Compliant 50 Gallon Electric Heat Pump Water Heater | Commercial | Turnover | Offices | FL Zone 2 | Domestic Hot Water | Centralized water heaters |  | 0 | Per Unit | [7 empty] | 59937.4145 | 13985.3967 | 45952.0178 | 0.76667 |  | 15 |  |  |  | 45952.0178 | [8 empty] | 0 | 0 | 0 | 0 | 0 | 0 | 0 | [5 empty] | 0
FL Zone 2RestaurantsTurnover |  | XXXXXXXX | Yes | Equipment | Solar Water Heater | Solar Powered 50 Gallon Electric Resistance Water Heater (EF = 4.05) | Code-Compliant 50 Gallon Electric Heat Pump Water Heater | Commercial | Turnover | Restaurants | FL Zone 2 | Domestic Hot Water | Centralized water heaters |  | 0 | Per Unit | [7 empty] | 23974.9658 | 5594.1587 | 18380.8071 | 0.76667 |  | 15 |  |  |  | 18380.8071 | [8 empty] | 0 | 0 | 0 | 0 | 0 | 0 | 0 | [5 empty] | 0
FL Zone 2RetailTurnover |  | XXXXXXXX | Yes | Equipment | Solar Water Heater | Solar Powered 50 Gallon Electric Resistance Water Heater (EF = 4.05) | Code-Compliant 50 Gallon Electric Heat Pump Water Heater | Commercial | Turnover | Retail | FL Zone 2 | Domestic Hot Water | Centralized water heaters |  | 0 | Per Unit | [7 empty] | 42723.3891 | 9968.7908 | 32754.5983 | 0.76667 |  | 15 |  |  |  | 32754.5983 | [8 empty] | 0 | 0 | 0 | 0 | 0 | 0 | 0 | [5 empty] | 0
FL Zone 2Schools K-12Turnover |  | XXXXXXXX | Yes | Equipment | Solar Water Heater | Solar Powered 50 Gallon Electric Resistance Water Heater (EF = 4.05) | Code-Compliant 50 Gallon Electric Heat Pump Water Heater | Commercial | Turnover | Schools K-12 | FL Zone 2 | Domestic Hot Water | Centralized water heaters |  | 0 | Per Unit | [7 empty] | 2996.9364 | 699.2852 | 2297.6512 | 0.76667 |  | 15 |  |  |  | 2297.6512 | [8 empty] | 0 | 0 | 0 | 0 | 0 | 0 | 0 | [5 empty] | 0
FL Zone 2WarehouseTurnover |  | XXXXXXXX | Yes | Equipment | Solar Water Heater | Solar Powered 50 Gallon Electric Resistance Water Heater (EF = 4.05) | Code-Compliant 50 Gallon Electric Heat Pump Water Heater | Commercial | Turnover | Warehouse | FL Zone 2 | Domestic Hot Water | Centralized water heaters |  | 0 | Per Unit | [7 empty] | 14384.9795 | 3356.4952 | 11028.4843 | 0.76667 |  | 15 |  |  |  | 11028.4843 | [8 empty] | 0 | 0 | 0 | 0 | 0 | 0 | 0 | [5 empty] | 0
FL Zone 2AssemblyNew |  | XXXXXXXX | Yes | Equipment | Solar Water Heater | Solar Powered 50 Gallon Electric Resistance Water Heater (EF = 4.05) | Code-Compliant 50 Gallon Electric Heat Pump Water Heater | Commercial | New | Assembly | FL Zone 2 | Domestic Hot Water | Centralized water heaters |  | 0 | Per Unit | [7 empty] | 7192.4897 | 1678.2476 | 5514.2421 | 0.76667 |  | 15 |  |  |  | 5514.2421 | [8 empty] | 0 | 0 | 0 | 0 | 0 | 0 | 0 | [5 empty] | 0
FL Zone 2College and UniversityNew |  | XXXXXXXX | Yes | Equipment | Solar Water Heater | Solar Powered 50 Gallon Electric Resistance Water Heater (EF = 4.05) | Code-Compliant 50 Gallon Electric Heat Pump Water Heater | Commercial | New | College and University | FL Zone 2 | Domestic Hot Water | Centralized water heaters |  | 0 | Per Unit | [7 empty] | 165427.2641 | 38599.6949 | 126827.5691 | 0.76667 |  | 15 |  |  |  | 126827.5691 | [8 empty] | 0 | 0 | 0 | 0 | 0 | 0 | 0 | [5 empty] | 0
FL Zone 2GroceryNew |  | XXXXXXXX | Yes | Equipment | Solar Water Heater | Solar Powered 50 Gallon Electric Resistance Water Heater (EF = 4.05) | Code-Compliant 50 Gallon Electric Heat Pump Water Heater | Commercial | New | Grocery | FL Zone 2 | Domestic Hot Water | Centralized water heaters |  | 0 | Per Unit | [7 empty] | 14384.9795 | 3356.4952 | 11028.4843 | 0.76667 |  | 15 |  |  |  | 11028.4843 | [8 empty] | 0 | 0 | 0 | 0 | 0 | 0 | 0 | [5 empty] | 0
FL Zone 2HealthcareNew |  | XXXXXXXX | Yes | Equipment | Solar Water Heater | Solar Powered 50 Gallon Electric Resistance Water Heater (EF = 4.05) | Code-Compliant 50 Gallon Electric Heat Pump Water Heater | Commercial | New | Healthcare | FL Zone 2 | Domestic Hot Water | Centralized water heaters |  | 0 | Per Unit | [7 empty] | 9589.9863 | 2237.6635 | 7352.3228 | 0.76667 |  | 15 |  |  |  | 7352.3228 | [8 empty] | 0 | 0 | 0 | 0 | 0 | 0 | 0 | [5 empty] | 0
FL Zone 2HospitalsNew |  | XXXXXXXX | Yes | Equipment | Solar Water Heater | Solar Powered 50 Gallon Electric Resistance Water Heater (EF = 4.05) | Code-Compliant 50 Gallon Electric Heat Pump Water Heater | Commercial | New | Hospitals | FL Zone 2 | Domestic Hot Water | Centralized water heaters |  | 0 | Per Unit | [7 empty] | 290097.0863 | 67689.3201 | 222407.7661 | 0.76667 |  | 15 |  |  |  | 222407.7661 | [8 empty] | 0 | 0 | 0 | 0 | 0 | 0 | 0 | [5 empty] | 0
FL Zone 2InstitutionalNew |  | XXXXXXXX | Yes | Equipment | Solar Water Heater | Solar Powered 50 Gallon Electric Resistance Water Heater (EF = 4.05) | Code-Compliant 50 Gallon Electric Heat Pump Water Heater | Commercial | New | Institutional | FL Zone 2 | Domestic Hot Water | Centralized water heaters |  | 0 | Per Unit | [7 empty] | 575399.1794 | 134259.8085 | 441139.3708 | 0.76667 |  | 15 |  |  |  | 441139.3708 | [8 empty] | 0 | 0 | 0 | 0 | 0 | 0 | 0 | [5 empty] | 0
FL Zone 2Lodging/HospitalityNew |  | XXXXXXXX | Yes | Equipment | Solar Water Heater | Solar Powered 50 Gallon Electric Resistance Water Heater (EF = 4.05) | Code-Compliant 50 Gallon Electric Heat Pump Water Heater | Commercial | New | Lodging/Hospitality | FL Zone 2 | Domestic Hot Water | Centralized water heaters |  | 0 | Per Unit | [7 empty] | 69047.9015 | 16111.177 | 52936.7245 | 0.76667 |  | 15 |  |  |  | 52936.7245 | [8 empty] | 0 | 0 | 0 | 0 | 0 | 0 | 0 | [5 empty] | 0
FL Zone 2MiscellaneousNew |  | XXXXXXXX | Yes | Equipment | Solar Water Heater | Solar Powered 50 Gallon Electric Resistance Water Heater (EF = 4.05) | Code-Compliant 50 Gallon Electric Heat Pump Water Heater | Commercial | New | Miscellaneous | FL Zone 2 | Domestic Hot Water | Centralized water heaters |  | 0 | Per Unit | [7 empty] | 431549.3845 | 100694.8564 | 330854.5281 | 0.76667 |  | 15 |  |  |  | 330854.5281 | [8 empty] | 0 | 0 | 0 | 0 | 0 | 0 | 0 | [5 empty] | 0
FL Zone 2OfficesNew |  | XXXXXXXX | Yes | Equipment | Solar Water Heater | Solar Powered 50 Gallon Electric Resistance Water Heater (EF = 4.05) | Code-Compliant 50 Gallon Electric Heat Pump Water Heater | Commercial | New | Offices | FL Zone 2 | Domestic Hot Water | Centralized water heaters |  | 0 | Per Unit | [7 empty] | 59937.4145 | 13985.3967 | 45952.0178 | 0.76667 |  | 15 |  |  |  | 45952.0178 | [8 empty] | 0 | 0 | 0 | 0 | 0 | 0 | 0 | [5 empty] | 0
FL Zone 2RestaurantsNew |  | XXXXXXXX | Yes | Equipment | Solar Water Heater | Solar Powered 50 Gallon Electric Resistance Water Heater (EF = 4.05) | Code-Compliant 50 Gallon Electric Heat Pump Water Heater | Commercial | New | Restaurants | FL Zone 2 | Domestic Hot Water | Centralized water heaters |  | 0 | Per Unit | [7 empty] | 23974.9658 | 5594.1587 | 18380.8071 | 0.76667 |  | 15 |  |  |  | 18380.8071 | [8 empty] | 0 | 0 | 0 | 0 | 0 | 0 | 0 | [5 empty] | 0
FL Zone 2RetailNew |  | XXXXXXXX | Yes | Equipment | Solar Water Heater | Solar Powered 50 Gallon Electric Resistance Water Heater (EF = 4.05) | Code-Compliant 50 Gallon Electric Heat Pump Water Heater | Commercial | New | Retail | FL Zone 2 | Domestic Hot Water | Centralized water heaters |  | 0 | Per Unit | [7 empty] | 42723.3891 | 9968.7908 | 32754.5983 | 0.76667 |  | 15 |  |  |  | 32754.5983 | [8 empty] | 0 | 0 | 0 | 0 | 0 | 0 | 0 | [5 empty] | 0
FL Zone 2Schools K-12New |  | XXXXXXXX | Yes | Equipment | Solar Water Heater | Solar Powered 50 Gallon Electric Resistance Water Heater (EF = 4.05) | Code-Compliant 50 Gallon Electric Heat Pump Water Heater | Commercial | New | Schools K-12 | FL Zone 2 | Domestic Hot Water | Centralized water heaters |  | 0 | Per Unit | [7 empty] | 2996.9364 | 699.2852 | 2297.6512 | 0.76667 |  | 15 |  |  |  | 2297.6512 | [8 empty] | 0 | 0 | 0 | 0 | 0 | 0 | 0 | [5 empty] | 0
FL Zone 2WarehouseNew |  | XXXXXXXX | Yes | Equipment | Solar Water Heater | Solar Powered 50 Gallon Electric Resistance Water Heater (EF = 4.05) | Code-Compliant 50 Gallon Electric Heat Pump Water Heater | Commercial | New | Warehouse | FL Zone 2 | Domestic Hot Water | Centralized water heaters |  | 0 | Per Unit | [7 empty] | 14384.9795 | 3356.4952 | 11028.4843 | 0.76667 |  | 15 |  |  |  | 11028.4843 | [8 empty] | 0 | 0 | 0 | 0 | 0 | 0 | 0 | [5 empty] | 0
FL Zone 2AssemblyExisting |  | XXXXXXXX | Yes | Nonequipment | Strip Curtains for Walk-ins | Walk-in cooler with strip curtains at least 0.06 inches thick covering the entire area of the doorway | Walk-in cooler without strip curtains | Commercial | Existing | Assembly | FL Zone 2 | Refrigeration |  |  | 0 | Per End Use Consumption | [7 empty] | 19854.7304 | 19434.7304 | 420 | 0.021154 |  | 4 |  |  |  | 420 | [8 empty] | 0 | 0 | 0 | 0 | 0 | 0 | 0 | [5 empty] | 0
FL Zone 2College and UniversityExisting |  | XXXXXXXX | Yes | Nonequipment | Strip Curtains for Walk-ins | Walk-in cooler with strip curtains at least 0.06 inches thick covering the entire area of the doorway | Walk-in cooler without strip curtains | Commercial | Existing | College and University | FL Zone 2 | Refrigeration |  |  | 0 | Per End Use Consumption | [7 empty] | 19854.7304 | 19434.7304 | 420 | 0.021154 |  | 4 |  |  |  | 420 | [8 empty] | 0 | 0 | 0 | 0 | 0 | 0 | 0 | [5 empty] | 0
FL Zone 2GroceryExisting |  | XXXXXXXX | Yes | Nonequipment | Strip Curtains for Walk-ins | Walk-in cooler with strip curtains at least 0.06 inches thick covering the entire area of the doorway | Walk-in cooler without strip curtains | Commercial | Existing | Grocery | FL Zone 2 | Refrigeration |  |  | 0 | Per End Use Consumption | [7 empty] | 19854.7304 | 19434.7304 | 420 | 0.021154 |  | 4 |  |  |  | 420 | [8 empty] | 0 | 0 | 0 | 0 | 0 | 0 | 0 | [5 empty] | 0
FL Zone 2HealthcareExisting |  | XXXXXXXX | Yes | Nonequipment | Strip Curtains for Walk-ins | Walk-in cooler with strip curtains at least 0.06 inches thick covering the entire area of the doorway | Walk-in cooler without strip curtains | Commercial | Existing | Healthcare | FL Zone 2 | Refrigeration |  |  | 0 | Per End Use Consumption | [7 empty] | 19854.7304 | 19434.7304 | 420 | 0.021154 |  | 4 |  |  |  | 420 | [8 empty] | 0 | 0 | 0 | 0 | 0 | 0 | 0 | [5 empty] | 0
FL Zone 2HospitalsExisting |  | XXXXXXXX | Yes | Nonequipment | Strip Curtains for Walk-ins | Walk-in cooler with strip curtains at least 0.06 inches thick covering the entire area of the doorway | Walk-in cooler without strip curtains | Commercial | Existing | Hospitals | FL Zone 2 | Refrigeration |  |  | 0 | Per End Use Consumption | [7 empty] | 19854.7304 | 19434.7304 | 420 | 0.021154 |  | 4 |  |  |  | 420 | [8 empty] | 0 | 0 | 0 | 0 | 0 | 0 | 0 | [5 empty] | 0
FL Zone 2InstitutionalExisting |  | XXXXXXXX | Yes | Nonequipment | Strip Curtains for Walk-ins | Walk-in cooler with strip curtains at least 0.06 inches thick covering the entire area of the doorway | Walk-in cooler without strip curtains | Commercial | Existing | Institutional | FL Zone 2 | Refrigeration |  |  | 0 | Per End Use Consumption | [7 empty] | 19854.7304 | 19434.7304 | 420 | 0.021154 |  | 4 |  |  |  | 420 | [8 empty] | 0 | 0 | 0 | 0 | 0 | 0 | 0 | [5 empty] | 0
FL Zone 2Lodging/HospitalityExisting |  | XXXXXXXX | Yes | Nonequipment | Strip Curtains for Walk-ins | Walk-in cooler with strip curtains at least 0.06 inches thick covering the entire area of the doorway | Walk-in cooler without strip curtains | Commercial | Existing | Lodging/Hospitality | FL Zone 2 | Refrigeration |  |  | 0 | Per End Use Consumption | [7 empty] | 19854.7304 | 19434.7304 | 420 | 0.021154 |  | 4 |  |  |  | 420 | [8 empty] | 0 | 0 | 0 | 0 | 0 | 0 | 0 | [5 empty] | 0
FL Zone 2MiscellaneousExisting |  | XXXXXXXX | Yes | Nonequipment | Strip Curtains for Walk-ins | Walk-in cooler with strip curtains at least 0.06 inches thick covering the entire area of the doorway | Walk-in cooler without strip curtains | Commercial | Existing | Miscellaneous | FL Zone 2 | Refrigeration |  |  | 0 | Per End Use Consumption | [7 empty] | 19854.7304 | 19434.7304 | 420 | 0.021154 |  | 4 |  |  |  | 420 | [8 empty] | 0 | 0 | 0 | 0 | 0 | 0 | 0 | [5 empty] | 0
FL Zone 2OfficesExisting |  | XXXXXXXX | Yes | Nonequipment | Strip Curtains for Walk-ins | Walk-in cooler with strip curtains at least 0.06 inches thick covering the entire area of the doorway | Walk-in cooler without strip curtains | Commercial | Existing | Offices | FL Zone 2 | Refrigeration |  |  | 0 | Per End Use Consumption | [7 empty] | 19854.7304 | 19434.7304 | 420 | 0.021154 |  | 4 |  |  |  | 420 | [8 empty] | 0 | 0 | 0 | 0 | 0 | 0 | 0 | [5 empty] | 0
FL Zone 2RestaurantsExisting |  | XXXXXXXX | Yes | Nonequipment | Strip Curtains for Walk-ins | Walk-in cooler with strip curtains at least 0.06 inches thick covering the entire area of the doorway | Walk-in cooler without strip curtains | Commercial | Existing | Restaurants | FL Zone 2 | Refrigeration |  |  | 0 | Per End Use Consumption | [7 empty] | 19854.7304 | 19434.7304 | 420 | 0.021154 |  | 4 |  |  |  | 420 | [8 empty] | 0 | 0 | 0 | 0 | 0 | 0 | 0 | [5 empty] | 0
FL Zone 2RetailExisting |  | XXXXXXXX | Yes | Nonequipment | Strip Curtains for Walk-ins | Walk-in cooler with strip curtains at least 0.06 inches thick covering the entire area of the doorway | Walk-in cooler without strip curtains | Commercial | Existing | Retail | FL Zone 2 | Refrigeration |  |  | 0 | Per End Use Consumption | [7 empty] | 19854.7304 | 19434.7304 | 420 | 0.021154 |  | 4 |  |  |  | 420 | [8 empty] | 0 | 0 | 0 | 0 | 0 | 0 | 0 | [5 empty] | 0
FL Zone 2Schools K-12Existing |  | XXXXXXXX | Yes | Nonequipment | Strip Curtains for Walk-ins | Walk-in cooler with strip curtains at least 0.06 inches thick covering the entire area of the doorway | Walk-in cooler without strip curtains | Commercial | Existing | Schools K-12 | FL Zone 2 | Refrigeration |  |  | 0 | Per End Use Consumption | [7 empty] | 19854.7304 | 19434.7304 | 420 | 0.021154 |  | 4 |  |  |  | 420 | [8 empty] | 0 | 0 | 0 | 0 | 0 | 0 | 0 | [5 empty] | 0
FL Zone 2WarehouseExisting |  | XXXXXXXX | Yes | Nonequipment | Strip Curtains for Walk-ins | Walk-in cooler with strip curtains at least 0.06 inches thick covering the entire area of the doorway | Walk-in cooler without strip curtains | Commercial | Existing | Warehouse | FL Zone 2 | Refrigeration |  |  | 0 | Per End Use Consumption | [7 empty] | 19854.7304 | 19434.7304 | 420 | 0.021154 |  | 4 |  |  |  | 420 | [8 empty] | 0 | 0 | 0 | 0 | 0 | 0 | 0 | [5 empty] | 0
FL Zone 2AssemblyNew |  | XXXXXXXX | Yes | Nonequipment | Strip Curtains for Walk-ins | Walk-in cooler with strip curtains at least 0.06 inches thick covering the entire area of the doorway | Walk-in cooler without strip curtains | Commercial | New | Assembly | FL Zone 2 | Refrigeration |  |  | 0 | Per End Use Consumption | [7 empty] | 19854.7304 | 19434.7304 | 420 | 0.021154 |  | 4 |  |  |  | 420 | [8 empty] | 0 | 0 | 0 | 0 | 0 | 0 | 0 | [5 empty] | 0
FL Zone 2College and UniversityNew |  | XXXXXXXX | Yes | Nonequipment | Strip Curtains for Walk-ins | Walk-in cooler with strip curtains at least 0.06 inches thick covering the entire area of the doorway | Walk-in cooler without strip curtains | Commercial | New | College and University | FL Zone 2 | Refrigeration |  |  | 0 | Per End Use Consumption | [7 empty] | 19854.7304 | 19434.7304 | 420 | 0.021154 |  | 4 |  |  |  | 420 | [8 empty] | 0 | 0 | 0 | 0 | 0 | 0 | 0 | [5 empty] | 0
FL Zone 2GroceryNew |  | XXXXXXXX | Yes | Nonequipment | Strip Curtains for Walk-ins | Walk-in cooler with strip curtains at least 0.06 inches thick covering the entire area of the doorway | Walk-in cooler without strip curtains | Commercial | New | Grocery | FL Zone 2 | Refrigeration |  |  | 0 | Per End Use Consumption | [7 empty] | 19854.7304 | 19434.7304 | 420 | 0.021154 |  | 4 |  |  |  | 420 | [8 empty] | 0 | 0 | 0 | 0 | 0 | 0 | 0 | [5 empty] | 0
FL Zone 2HealthcareNew |  | XXXXXXXX | Yes | Nonequipment | Strip Curtains for Walk-ins | Walk-in cooler with strip curtains at least 0.06 inches thick covering the entire area of the doorway | Walk-in cooler without strip curtains | Commercial | New | Healthcare | FL Zone 2 | Refrigeration |  |  | 0 | Per End Use Consumption | [7 empty] | 19854.7304 | 19434.7304 | 420 | 0.021154 |  | 4 |  |  |  | 420 | [8 empty] | 0 | 0 | 0 | 0 | 0 | 0 | 0 | [5 empty] | 0
FL Zone 2HospitalsNew |  | XXXXXXXX | Yes | Nonequipment | Strip Curtains for Walk-ins | Walk-in cooler with strip curtains at least 0.06 inches thick covering the entire area of the doorway | Walk-in cooler without strip curtains | Commercial | New | Hospitals | FL Zone 2 | Refrigeration |  |  | 0 | Per End Use Consumption | [7 empty] | 19854.7304 | 19434.7304 | 420 | 0.021154 |  | 4 |  |  |  | 420 | [8 empty] | 0 | 0 | 0 | 0 | 0 | 0 | 0 | [5 empty] | 0
FL Zone 2InstitutionalNew |  | XXXXXXXX | Yes | Nonequipment | Strip Curtains for Walk-ins | Walk-in cooler with strip curtains at least 0.06 inches thick covering the entire area of the doorway | Walk-in cooler without strip curtains | Commercial | New | Institutional | FL Zone 2 | Refrigeration |  |  | 0 | Per End Use Consumption | [7 empty] | 19854.7304 | 19434.7304 | 420 | 0.021154 |  | 4 |  |  |  | 420 | [8 empty] | 0 | 0 | 0 | 0 | 0 | 0 | 0 | [5 empty] | 0
FL Zone 2Lodging/HospitalityNew |  | XXXXXXXX | Yes | Nonequipment | Strip Curtains for Walk-ins | Walk-in cooler with strip curtains at least 0.06 inches thick covering the entire area of the doorway | Walk-in cooler without strip curtains | Commercial | New | Lodging/Hospitality | FL Zone 2 | Refrigeration |  |  | 0 | Per End Use Consumption | [7 empty] | 19854.7304 | 19434.7304 | 420 | 0.021154 |  | 4 |  |  |  | 420 | [8 empty] | 0 | 0 | 0 | 0 | 0 | 0 | 0 | [5 empty] | 0
FL Zone 2MiscellaneousNew |  | XXXXXXXX | Yes | Nonequipment | Strip Curtains for Walk-ins | Walk-in cooler with strip curtains at least 0.06 inches thick covering the entire area of the doorway | Walk-in cooler without strip curtains | Commercial | New | Miscellaneous | FL Zone 2 | Refrigeration |  |  | 0 | Per End Use Consumption | [7 empty] | 19854.7304 | 19434.7304 | 420 | 0.021154 |  | 4 |  |  |  | 420 | [8 empty] | 0 | 0 | 0 | 0 | 0 | 0 | 0 | [5 empty] | 0
FL Zone 2OfficesNew |  | XXXXXXXX | Yes | Nonequipment | Strip Curtains for Walk-ins | Walk-in cooler with strip curtains at least 0.06 inches thick covering the entire area of the doorway | Walk-in cooler without strip curtains | Commercial | New | Offices | FL Zone 2 | Refrigeration |  |  | 0 | Per End Use Consumption | [7 empty] | 19854.7304 | 19434.7304 | 420 | 0.021154 |  | 4 |  |  |  | 420 | [8 empty] | 0 | 0 | 0 | 0 | 0 | 0 | 0 | [5 empty] | 0
FL Zone 2RestaurantsNew |  | XXXXXXXX | Yes | Nonequipment | Strip Curtains for Walk-ins | Walk-in cooler with strip curtains at least 0.06 inches thick covering the entire area of the doorway | Walk-in cooler without strip curtains | Commercial | New | Restaurants | FL Zone 2 | Refrigeration |  |  | 0 | Per End Use Consumption | [7 empty] | 19854.7304 | 19434.7304 | 420 | 0.021154 |  | 4 |  |  |  | 420 | [8 empty] | 0 | 0 | 0 | 0 | 0 | 0 | 0 | [5 empty] | 0
FL Zone 2RetailNew |  | XXXXXXXX | Yes | Nonequipment | Strip Curtains for Walk-ins | Walk-in cooler with strip curtains at least 0.06 inches thick covering the entire area of the doorway | Walk-in cooler without strip curtains | Commercial | New | Retail | FL Zone 2 | Refrigeration |  |  | 0 | Per End Use Consumption | [7 empty] | 19854.7304 | 19434.7304 | 420 | 0.021154 |  | 4 |  |  |  | 420 | [8 empty] | 0 | 0 | 0 | 0 | 0 | 0 | 0 | [5 empty] | 0
FL Zone 2Schools K-12New |  | XXXXXXXX | Yes | Nonequipment | Strip Curtains for Walk-ins | Walk-in cooler with strip curtains at least 0.06 inches thick covering the entire area of the doorway | Walk-in cooler without strip curtains | Commercial | New | Schools K-12 | FL Zone 2 | Refrigeration |  |  | 0 | Per End Use Consumption | [7 empty] | 19854.7304 | 19434.7304 | 420 | 0.021154 |  | 4 |  |  |  | 420 | [8 empty] | 0 | 0 | 0 | 0 | 0 | 0 | 0 | [5 empty] | 0
FL Zone 2WarehouseNew |  | XXXXXXXX | Yes | Nonequipment | Strip Curtains for Walk-ins | Walk-in cooler with strip curtains at least 0.06 inches thick covering the entire area of the doorway | Walk-in cooler without strip curtains | Commercial | New | Warehouse | FL Zone 2 | Refrigeration |  |  | 0 | Per End Use Consumption | [7 empty] | 19854.7304 | 19434.7304 | 420 | 0.021154 |  | 4 |  |  |  | 420 | [8 empty] | 0 | 0 | 0 | 0 | 0 | 0 | 0 | [5 empty] | 0
FL Zone 2AssemblyExisting |  | XXXXXXXX | Yes | Nonequipment | Tank Wrap on Water Heater | 50 Gallon Electric Resistance Water Heater with Insulated Tank Wrap (R-11) | Market Average 50 Gallon Electric Resistance Water Heater, No Tank Wrap | Commercial | Existing | Assembly | FL Zone 2 | Domestic Hot Water |  |  | 0 | Per End Use Consumption | [7 empty] | 7518.6978 | 7254.7519 | 263.9459 | 0.035105 |  | 7 |  |  |  | 263.9459 | [8 empty] | 0 | 0 | 0 | 0 | 0 | 0 | 0 | [5 empty] | 0
FL Zone 2College and UniversityExisting |  | XXXXXXXX | Yes | Nonequipment | Tank Wrap on Water Heater | 50 Gallon Electric Resistance Water Heater with Insulated Tank Wrap (R-11) | Market Average 50 Gallon Electric Resistance Water Heater, No Tank Wrap | Commercial | Existing | College and University | FL Zone 2 | Domestic Hot Water |  |  | 0 | Per End Use Consumption | [7 empty] | 172930.0493 | 170290.5899 | 2639.4593 | 0.015263 |  | 7 |  |  |  | 2639.4593 | [8 empty] | 0 | 0 | 0 | 0 | 0 | 0 | 0 | [5 empty] | 0
FL Zone 2GroceryExisting |  | XXXXXXXX | Yes | Nonequipment | Tank Wrap on Water Heater | 50 Gallon Electric Resistance Water Heater with Insulated Tank Wrap (R-11) | Market Average 50 Gallon Electric Resistance Water Heater, No Tank Wrap | Commercial | Existing | Grocery | FL Zone 2 | Domestic Hot Water |  |  | 0 | Per End Use Consumption | [7 empty] | 15037.3956 | 14773.4497 | 263.9459 | 0.017553 |  | 7 |  |  |  | 263.9459 | [8 empty] | 0 | 0 | 0 | 0 | 0 | 0 | 0 | [5 empty] | 0
FL Zone 2HealthcareExisting |  | XXXXXXXX | Yes | Nonequipment | Tank Wrap on Water Heater | 50 Gallon Electric Resistance Water Heater with Insulated Tank Wrap (R-11) | Market Average 50 Gallon Electric Resistance Water Heater, No Tank Wrap | Commercial | Existing | Healthcare | FL Zone 2 | Domestic Hot Water |  |  | 0 | Per End Use Consumption | [7 empty] | 10024.9304 | 9760.9845 | 263.9459 | 0.026329 |  | 7 |  |  |  | 263.9459 | [8 empty] | 0 | 0 | 0 | 0 | 0 | 0 | 0 | [5 empty] | 0
FL Zone 2HospitalsExisting |  | XXXXXXXX | Yes | Nonequipment | Tank Wrap on Water Heater | 50 Gallon Electric Resistance Water Heater with Insulated Tank Wrap (R-11) | Market Average 50 Gallon Electric Resistance Water Heater, No Tank Wrap | Commercial | Existing | Hospitals | FL Zone 2 | Domestic Hot Water |  |  | 0 | Per End Use Consumption | [7 empty] | 303254.1444 | 299294.9554 | 3959.189 | 0.013056 |  | 7 |  |  |  | 3959.189 | [8 empty] | 0 | 0 | 0 | 0 | 0 | 0 | 0 | [5 empty] | 0
FL Zone 2InstitutionalExisting |  | XXXXXXXX | Yes | Nonequipment | Tank Wrap on Water Heater | 50 Gallon Electric Resistance Water Heater with Insulated Tank Wrap (R-11) | Market Average 50 Gallon Electric Resistance Water Heater, No Tank Wrap | Commercial | Existing | Institutional | FL Zone 2 | Domestic Hot Water |  |  | 0 | Per End Use Consumption | [7 empty] | 601495.8236 | 594897.1752 | 6598.6483 | 0.01097 |  | 7 |  |  |  | 6598.6483 | [8 empty] | 0 | 0 | 0 | 0 | 0 | 0 | 0 | [5 empty] | 0
FL Zone 2Lodging/HospitalityExisting |  | XXXXXXXX | Yes | Nonequipment | Tank Wrap on Water Heater | 50 Gallon Electric Resistance Water Heater with Insulated Tank Wrap (R-11) | Market Average 50 Gallon Electric Resistance Water Heater, No Tank Wrap | Commercial | Existing | Lodging/Hospitality | FL Zone 2 | Domestic Hot Water |  |  | 0 | Per End Use Consumption | [7 empty] | 72179.4988 | 71387.661 | 791.8378 | 0.01097 |  | 7 |  |  |  | 791.8378 | [8 empty] | 0 | 0 | 0 | 0 | 0 | 0 | 0 | [5 empty] | 0
FL Zone 2MiscellaneousExisting |  | XXXXXXXX | Yes | Nonequipment | Tank Wrap on Water Heater | 50 Gallon Electric Resistance Water Heater with Insulated Tank Wrap (R-11) | Market Average 50 Gallon Electric Resistance Water Heater, No Tank Wrap | Commercial | Existing | Miscellaneous | FL Zone 2 | Domestic Hot Water |  |  | 0 | Per End Use Consumption | [7 empty] | 451121.8677 | 445842.949 | 5278.9187 | 0.011702 |  | 7 |  |  |  | 5278.9187 | [8 empty] | 0 | 0 | 0 | 0 | 0 | 0 | 0 | [5 empty] | 0
FL Zone 2OfficesExisting |  | XXXXXXXX | Yes | Nonequipment | Tank Wrap on Water Heater | 50 Gallon Electric Resistance Water Heater with Insulated Tank Wrap (R-11) | Market Average 50 Gallon Electric Resistance Water Heater, No Tank Wrap | Commercial | Existing | Offices | FL Zone 2 | Domestic Hot Water |  |  | 0 | Per End Use Consumption | [7 empty] | 62655.815 | 61863.9772 | 791.8378 | 0.012638 |  | 7 |  |  |  | 791.8378 | [8 empty] | 0 | 0 | 0 | 0 | 0 | 0 | 0 | [5 empty] | 0
FL Zone 2RestaurantsExisting |  | XXXXXXXX | Yes | Nonequipment | Tank Wrap on Water Heater | 50 Gallon Electric Resistance Water Heater with Insulated Tank Wrap (R-11) | Market Average 50 Gallon Electric Resistance Water Heater, No Tank Wrap | Commercial | Existing | Restaurants | FL Zone 2 | Domestic Hot Water |  |  | 0 | Per End Use Consumption | [7 empty] | 25062.326 | 24534.4341 | 527.8919 | 0.021063 |  | 7 |  |  |  | 527.8919 | [8 empty] | 0 | 0 | 0 | 0 | 0 | 0 | 0 | [5 empty] | 0
FL Zone 2RetailExisting |  | XXXXXXXX | Yes | Nonequipment | Tank Wrap on Water Heater | 50 Gallon Electric Resistance Water Heater with Insulated Tank Wrap (R-11) | Market Average 50 Gallon Electric Resistance Water Heater, No Tank Wrap | Commercial | Existing | Retail | FL Zone 2 | Domestic Hot Water |  |  | 0 | Per End Use Consumption | [7 empty] | 44661.0649 | 43869.2271 | 791.8378 | 0.01773 |  | 7 |  |  |  | 791.8378 | [8 empty] | 0 | 0 | 0 | 0 | 0 | 0 | 0 | [5 empty] | 0
FL Zone 2Schools K-12Existing |  | XXXXXXXX | Yes | Nonequipment | Tank Wrap on Water Heater | 50 Gallon Electric Resistance Water Heater with Insulated Tank Wrap (R-11) | Market Average 50 Gallon Electric Resistance Water Heater, No Tank Wrap | Commercial | Existing | Schools K-12 | FL Zone 2 | Domestic Hot Water |  |  | 0 | Per End Use Consumption | [7 empty] | 3132.8594 | 2868.9135 | 263.9459 | 0.084251 |  | 7 |  |  |  | 263.9459 | [8 empty] | 0 | 0 | 0 | 0 | 0 | 0 | 0 | [5 empty] | 0
FL Zone 2WarehouseExisting |  | XXXXXXXX | Yes | Nonequipment | Tank Wrap on Water Heater | 50 Gallon Electric Resistance Water Heater with Insulated Tank Wrap (R-11) | Market Average 50 Gallon Electric Resistance Water Heater, No Tank Wrap | Commercial | Existing | Warehouse | FL Zone 2 | Domestic Hot Water |  |  | 0 | Per End Use Consumption | [7 empty] | 15037.3956 | 14773.4497 | 263.9459 | 0.017553 |  | 7 |  |  |  | 263.9459 | [8 empty] | 0 | 0 | 0 | 0 | 0 | 0 | 0 | [5 empty] | 0
FL Zone 2AssemblyNew |  | XXXXXXXX | Yes | Nonequipment | Tank Wrap on Water Heater | 50 Gallon Electric Resistance Water Heater with Insulated Tank Wrap (R-11) | Code-Compliant 50 Gallon Electric Resistance Water Heater (EF = 0.95), No Tank Wrap | Commercial | New | Assembly | FL Zone 2 | Domestic Hot Water |  |  | 0 | Per End Use Consumption | [7 empty] | 7192.4897 | 6939.9954 | 252.4943 | 0.035105 |  | 7 |  |  |  | 252.4943 | [8 empty] | 0 | 0 | 0 | 0 | 0 | 0 | 0 | [5 empty] | 0
FL Zone 2College and UniversityNew |  | XXXXXXXX | Yes | Nonequipment | Tank Wrap on Water Heater | 50 Gallon Electric Resistance Water Heater with Insulated Tank Wrap (R-11) | Code-Compliant 50 Gallon Electric Resistance Water Heater (EF = 0.95), No Tank Wrap | Commercial | New | College and University | FL Zone 2 | Domestic Hot Water |  |  | 0 | Per End Use Consumption | [7 empty] | 165427.2641 | 162902.321 | 2524.9431 | 0.015263 |  | 7 |  |  |  | 2524.9431 | [8 empty] | 0 | 0 | 0 | 0 | 0 | 0 | 0 | [5 empty] | 0
FL Zone 2GroceryNew |  | XXXXXXXX | Yes | Nonequipment | Tank Wrap on Water Heater | 50 Gallon Electric Resistance Water Heater with Insulated Tank Wrap (R-11) | Code-Compliant 50 Gallon Electric Resistance Water Heater (EF = 0.95), No Tank Wrap | Commercial | New | Grocery | FL Zone 2 | Domestic Hot Water |  |  | 0 | Per End Use Consumption | [7 empty] | 14384.9795 | 14132.4852 | 252.4943 | 0.017553 |  | 7 |  |  |  | 252.4943 | [8 empty] | 0 | 0 | 0 | 0 | 0 | 0 | 0 | [5 empty] | 0
FL Zone 2HealthcareNew |  | XXXXXXXX | Yes | Nonequipment | Tank Wrap on Water Heater | 50 Gallon Electric Resistance Water Heater with Insulated Tank Wrap (R-11) | Code-Compliant 50 Gallon Electric Resistance Water Heater (EF = 0.95), No Tank Wrap | Commercial | New | Healthcare | FL Zone 2 | Domestic Hot Water |  |  | 0 | Per End Use Consumption | [7 empty] | 9589.9863 | 9337.492 | 252.4943 | 0.026329 |  | 7 |  |  |  | 252.4943 | [8 empty] | 0 | 0 | 0 | 0 | 0 | 0 | 0 | [5 empty] | 0
FL Zone 2HospitalsNew |  | XXXXXXXX | Yes | Nonequipment | Tank Wrap on Water Heater | 50 Gallon Electric Resistance Water Heater with Insulated Tank Wrap (R-11) | Code-Compliant 50 Gallon Electric Resistance Water Heater (EF = 0.95), No Tank Wrap | Commercial | New | Hospitals | FL Zone 2 | Domestic Hot Water |  |  | 0 | Per End Use Consumption | [7 empty] | 290097.0863 | 286309.6716 | 3787.4147 | 0.013056 |  | 7 |  |  |  | 3787.4147 | [8 empty] | 0 | 0 | 0 | 0 | 0 | 0 | 0 | [5 empty] | 0
FL Zone 2InstitutionalNew |  | XXXXXXXX | Yes | Nonequipment | Tank Wrap on Water Heater | 50 Gallon Electric Resistance Water Heater with Insulated Tank Wrap (R-11) | Code-Compliant 50 Gallon Electric Resistance Water Heater (EF = 0.95), No Tank Wrap | Commercial | New | Institutional | FL Zone 2 | Domestic Hot Water |  |  | 0 | Per End Use Consumption | [7 empty] | 575399.1794 | 569086.8216 | 6312.3578 | 0.01097 |  | 7 |  |  |  | 6312.3578 | [8 empty] | 0 | 0 | 0 | 0 | 0 | 0 | 0 | [5 empty] | 0
FL Zone 2Lodging/HospitalityNew |  | XXXXXXXX | Yes | Nonequipment | Tank Wrap on Water Heater | 50 Gallon Electric Resistance Water Heater with Insulated Tank Wrap (R-11) | Code-Compliant 50 Gallon Electric Resistance Water Heater (EF = 0.95), No Tank Wrap | Commercial | New | Lodging/Hospitality | FL Zone 2 | Domestic Hot Water |  |  | 0 | Per End Use Consumption | [7 empty] | 69047.9015 | 68290.4186 | 757.4829 | 0.01097 |  | 7 |  |  |  | 757.4829 | [8 empty] | 0 | 0 | 0 | 0 | 0 | 0 | 0 | [5 empty] | 0
FL Zone 2MiscellaneousNew |  | XXXXXXXX | Yes | Nonequipment | Tank Wrap on Water Heater | 50 Gallon Electric Resistance Water Heater with Insulated Tank Wrap (R-11) | Code-Compliant 50 Gallon Electric Resistance Water Heater (EF = 0.95), No Tank Wrap | Commercial | New | Miscellaneous | FL Zone 2 | Domestic Hot Water |  |  | 0 | Per End Use Consumption | [7 empty] | 431549.3845 | 426499.4983 | 5049.8862 | 0.011702 |  | 7 |  |  |  | 5049.8862 | [8 empty] | 0 | 0 | 0 | 0 | 0 | 0 | 0 | [5 empty] | 0
FL Zone 2OfficesNew |  | XXXXXXXX | Yes | Nonequipment | Tank Wrap on Water Heater | 50 Gallon Electric Resistance Water Heater with Insulated Tank Wrap (R-11) | Code-Compliant 50 Gallon Electric Resistance Water Heater (EF = 0.95), No Tank Wrap | Commercial | New | Offices | FL Zone 2 | Domestic Hot Water |  |  | 0 | Per End Use Consumption | [7 empty] | 59937.4145 | 59179.9316 | 757.4829 | 0.012638 |  | 7 |  |  |  | 757.4829 | [8 empty] | 0 | 0 | 0 | 0 | 0 | 0 | 0 | [5 empty] | 0
FL Zone 2RestaurantsNew |  | XXXXXXXX | Yes | Nonequipment | Tank Wrap on Water Heater | 50 Gallon Electric Resistance Water Heater with Insulated Tank Wrap (R-11) | Code-Compliant 50 Gallon Electric Resistance Water Heater (EF = 0.95), No Tank Wrap | Commercial | New | Restaurants | FL Zone 2 | Domestic Hot Water |  |  | 0 | Per End Use Consumption | [7 empty] | 23974.9658 | 23469.9772 | 504.9886 | 0.021063 |  | 7 |  |  |  | 504.9886 | [8 empty] | 0 | 0 | 0 | 0 | 0 | 0 | 0 | [5 empty] | 0
FL Zone 2RetailNew |  | XXXXXXXX | Yes | Nonequipment | Tank Wrap on Water Heater | 50 Gallon Electric Resistance Water Heater with Insulated Tank Wrap (R-11) | Code-Compliant 50 Gallon Electric Resistance Water Heater (EF = 0.95), No Tank Wrap | Commercial | New | Retail | FL Zone 2 | Domestic Hot Water |  |  | 0 | Per End Use Consumption | [7 empty] | 42723.3891 | 41965.9061 | 757.4829 | 0.01773 |  | 7 |  |  |  | 757.4829 | [8 empty] | 0 | 0 | 0 | 0 | 0 | 0 | 0 | [5 empty] | 0
FL Zone 2Schools K-12New |  | XXXXXXXX | Yes | Nonequipment | Tank Wrap on Water Heater | 50 Gallon Electric Resistance Water Heater with Insulated Tank Wrap (R-11) | Code-Compliant 50 Gallon Electric Resistance Water Heater (EF = 0.95), No Tank Wrap | Commercial | New | Schools K-12 | FL Zone 2 | Domestic Hot Water |  |  | 0 | Per End Use Consumption | [7 empty] | 2996.9364 | 2744.4421 | 252.4943 | 0.084251 |  | 7 |  |  |  | 252.4943 | [8 empty] | 0 | 0 | 0 | 0 | 0 | 0 | 0 | [5 empty] | 0
FL Zone 2WarehouseNew |  | XXXXXXXX | Yes | Nonequipment | Tank Wrap on Water Heater | 50 Gallon Electric Resistance Water Heater with Insulated Tank Wrap (R-11) | Code-Compliant 50 Gallon Electric Resistance Water Heater (EF = 0.95), No Tank Wrap | Commercial | New | Warehouse | FL Zone 2 | Domestic Hot Water |  |  | 0 | Per End Use Consumption | [7 empty] | 14384.9795 | 14132.4852 | 252.4943 | 0.017553 |  | 7 |  |  |  | 252.4943 | [8 empty] | 0 | 0 | 0 | 0 | 0 | 0 | 0 | [5 empty] | 0
FL Zone 2AssemblyExisting |  | XXXXXXXX | Yes | Nonequipment | Thermal Energy Storage | Deploy thermal energy storage technology (ice harvester, etc.) to shift load | Code compliant chiller | Commercial | Existing | Assembly | FL Zone 2 | Space Cooling |  |  | 0 | Per End Use Consumption | [7 empty] | 40558.1631 | 41191.9419 | -633.7788 | -0.015626 |  | 20 |  |  |  | -633.7788 | [8 empty] | 0 | 0 | 0 | 0 | 0 | 0 | 0 | [5 empty] | 0
FL Zone 2College and UniversityExisting |  | XXXXXXXX | Yes | Nonequipment | Thermal Energy Storage | Deploy thermal energy storage technology (ice harvester, etc.) to shift load | Code compliant chiller | Commercial | Existing | College and University | FL Zone 2 | Space Cooling |  |  | 0 | Per End Use Consumption | [7 empty] | 242237.8979 | 246023.2086 | -3785.3107 | -0.015626 |  | 20 |  |  |  | -3785.3107 | [8 empty] | 0 | 0 | 0 | 0 | 0 | 0 | 0 | [5 empty] | 0
FL Zone 2GroceryExisting |  | XXXXXXXX | Yes | Nonequipment | Thermal Energy Storage | Deploy thermal energy storage technology (ice harvester, etc.) to shift load | Code compliant chiller | Commercial | Existing | Grocery | FL Zone 2 | Space Cooling |  |  | 0 | Per End Use Consumption | [7 empty] | 97647.7064 | 99173.5903 | -1525.8839 | -0.015626 |  | 20 |  |  |  | -1525.8839 | [8 empty] | 0 | 0 | 0 | 0 | 0 | 0 | 0 | [5 empty] | 0
FL Zone 2HealthcareExisting |  | XXXXXXXX | Yes | Nonequipment | Thermal Energy Storage | Deploy thermal energy storage technology (ice harvester, etc.) to shift load | Code compliant chiller | Commercial | Existing | Healthcare | FL Zone 2 | Space Cooling |  |  | 0 | Per End Use Consumption | [7 empty] | 170444.4983 | 173107.9353 | -2663.437 | -0.015626 |  | 20 |  |  |  | -2663.437 | [8 empty] | 0 | 0 | 0 | 0 | 0 | 0 | 0 | [5 empty] | 0
FL Zone 2HospitalsExisting |  | XXXXXXXX | Yes | Nonequipment | Thermal Energy Storage | Deploy thermal energy storage technology (ice harvester, etc.) to shift load | Code compliant chiller | Commercial | Existing | Hospitals | FL Zone 2 | Space Cooling |  |  | 0 | Per End Use Consumption | [7 empty] | 1776004.8545 | 1803757.4489 | -27752.5944 | -0.015626 |  | 20 |  |  |  | -27752.5944 | [8 empty] | 0 | 0 | 0 | 0 | 0 | 0 | 0 | [5 empty] | 0
FL Zone 2InstitutionalExisting |  | XXXXXXXX | Yes | Nonequipment | Thermal Energy Storage | Deploy thermal energy storage technology (ice harvester, etc.) to shift load | Code compliant chiller | Commercial | Existing | Institutional | FL Zone 2 | Space Cooling |  |  | 0 | Per End Use Consumption | [7 empty] | 197035.6551 | 200114.6166 | -3078.9615 | -0.015626 |  | 20 |  |  |  | -3078.9615 | [8 empty] | 0 | 0 | 0 | 0 | 0 | 0 | 0 | [5 empty] | 0
FL Zone 2Lodging/HospitalityExisting |  | XXXXXXXX | Yes | Nonequipment | Thermal Energy Storage | Deploy thermal energy storage technology (ice harvester, etc.) to shift load | Code compliant chiller | Commercial | Existing | Lodging/Hospitality | FL Zone 2 | Space Cooling |  |  | 0 | Per End Use Consumption | [7 empty] | 161633.0609 | 164158.8067 | -2525.7458 | -0.015626 |  | 20 |  |  |  | -2525.7458 | [8 empty] | 0 | 0 | 0 | 0 | 0 | 0 | 0 | [5 empty] | 0
FL Zone 2MiscellaneousExisting |  | XXXXXXXX | Yes | Nonequipment | Thermal Energy Storage | Deploy thermal energy storage technology (ice harvester, etc.) to shift load | Code compliant chiller | Commercial | Existing | Miscellaneous | FL Zone 2 | Space Cooling |  |  | 0 | Per End Use Consumption | [7 empty] | 1878475.6776 | 1907829.524 | -29353.8464 | -0.015626 |  | 20 |  |  |  | -29353.8464 | [8 empty] | 0 | 0 | 0 | 0 | 0 | 0 | 0 | [5 empty] | 0
FL Zone 2OfficesExisting |  | XXXXXXXX | Yes | Nonequipment | Thermal Energy Storage | Deploy thermal energy storage technology (ice harvester, etc.) to shift load | Code compliant chiller | Commercial | Existing | Offices | FL Zone 2 | Space Cooling |  |  | 0 | Per End Use Consumption | [7 empty] | 140416.7794 | 142610.9907 | -2194.2113 | -0.015626 |  | 20 |  |  |  | -2194.2113 | [8 empty] | 0 | 0 | 0 | 0 | 0 | 0 | 0 | [5 empty] | 0
FL Zone 2RestaurantsExisting |  | XXXXXXXX | Yes | Nonequipment | Thermal Energy Storage | Deploy thermal energy storage technology (ice harvester, etc.) to shift load | Code compliant chiller | Commercial | Existing | Restaurants | FL Zone 2 | Space Cooling |  |  | 0 | Per End Use Consumption | [7 empty] | 101749.5064 | 103339.4868 | -1589.9803 | -0.015626 |  | 20 |  |  |  | -1589.9803 | [8 empty] | 0 | 0 | 0 | 0 | 0 | 0 | 0 | [5 empty] | 0
FL Zone 2RetailExisting |  | XXXXXXXX | Yes | Nonequipment | Thermal Energy Storage | Deploy thermal energy storage technology (ice harvester, etc.) to shift load | Code compliant chiller | Commercial | Existing | Retail | FL Zone 2 | Space Cooling |  |  | 0 | Per End Use Consumption | [7 empty] | 44441.7066 | 45136.1713 | -694.4647 | -0.015626 |  | 20 |  |  |  | -694.4647 | [8 empty] | 0 | 0 | 0 | 0 | 0 | 0 | 0 | [5 empty] | 0
FL Zone 2Schools K-12Existing |  | XXXXXXXX | Yes | Nonequipment | Thermal Energy Storage | Deploy thermal energy storage technology (ice harvester, etc.) to shift load | Code compliant chiller | Commercial | Existing | Schools K-12 | FL Zone 2 | Space Cooling |  |  | 0 | Per End Use Consumption | [7 empty] | 166082.8099 | 168678.0894 | -2595.2794 | -0.015626 |  | 20 |  |  |  | -2595.2794 | [8 empty] | 0 | 0 | 0 | 0 | 0 | 0 | 0 | [5 empty] | 0
FL Zone 2WarehouseExisting |  | XXXXXXXX | Yes | Nonequipment | Thermal Energy Storage | Deploy thermal energy storage technology (ice harvester, etc.) to shift load | Code compliant chiller | Commercial | Existing | Warehouse | FL Zone 2 | Space Cooling |  |  | 0 | Per End Use Consumption | [7 empty] | 16498.7301 | 16756.5462 | -257.8161 | -0.015626 |  | 20 |  |  |  | -257.8161 | [8 empty] | 0 | 0 | 0 | 0 | 0 | 0 | 0 | [5 empty] | 0
FL Zone 2AssemblyNew |  | XXXXXXXX | Yes | Nonequipment | Thermal Energy Storage | Deploy thermal energy storage technology (ice harvester, etc.) to shift load | Code compliant chiller | Commercial | New | Assembly | FL Zone 2 | Space Cooling |  |  | 0 | Per End Use Consumption | [7 empty] | 40558.1631 | 41191.9419 | -633.7788 | -0.015626 |  | 20 |  |  |  | -633.7788 | [8 empty] | 0 | 0 | 0 | 0 | 0 | 0 | 0 | [5 empty] | 0
FL Zone 2College and UniversityNew |  | XXXXXXXX | Yes | Nonequipment | Thermal Energy Storage | Deploy thermal energy storage technology (ice harvester, etc.) to shift load | Code compliant chiller | Commercial | New | College and University | FL Zone 2 | Space Cooling |  |  | 0 | Per End Use Consumption | [7 empty] | 242237.8979 | 246023.2086 | -3785.3107 | -0.015626 |  | 20 |  |  |  | -3785.3107 | [8 empty] | 0 | 0 | 0 | 0 | 0 | 0 | 0 | [5 empty] | 0
FL Zone 2GroceryNew |  | XXXXXXXX | Yes | Nonequipment | Thermal Energy Storage | Deploy thermal energy storage technology (ice harvester, etc.) to shift load | Code compliant chiller | Commercial | New | Grocery | FL Zone 2 | Space Cooling |  |  | 0 | Per End Use Consumption | [7 empty] | 97647.7064 | 99173.5903 | -1525.8839 | -0.015626 |  | 20 |  |  |  | -1525.8839 | [8 empty] | 0 | 0 | 0 | 0 | 0 | 0 | 0 | [5 empty] | 0
FL Zone 2HealthcareNew |  | XXXXXXXX | Yes | Nonequipment | Thermal Energy Storage | Deploy thermal energy storage technology (ice harvester, etc.) to shift load | Code compliant chiller | Commercial | New | Healthcare | FL Zone 2 | Space Cooling |  |  | 0 | Per End Use Consumption | [7 empty] | 170444.4983 | 173107.9353 | -2663.437 | -0.015626 |  | 20 |  |  |  | -2663.437 | [8 empty] | 0 | 0 | 0 | 0 | 0 | 0 | 0 | [5 empty] | 0
FL Zone 2HospitalsNew |  | XXXXXXXX | Yes | Nonequipment | Thermal Energy Storage | Deploy thermal energy storage technology (ice harvester, etc.) to shift load | Code compliant chiller | Commercial | New | Hospitals | FL Zone 2 | Space Cooling |  |  | 0 | Per End Use Consumption | [7 empty] | 1776004.8545 | 1803757.4489 | -27752.5944 | -0.015626 |  | 20 |  |  |  | -27752.5944 | [8 empty] | 0 | 0 | 0 | 0 | 0 | 0 | 0 | [5 empty] | 0
FL Zone 2InstitutionalNew |  | XXXXXXXX | Yes | Nonequipment | Thermal Energy Storage | Deploy thermal energy storage technology (ice harvester, etc.) to shift load | Code compliant chiller | Commercial | New | Institutional | FL Zone 2 | Space Cooling |  |  | 0 | Per End Use Consumption | [7 empty] | 197035.6551 | 200114.6166 | -3078.9615 | -0.015626 |  | 20 |  |  |  | -3078.9615 | [8 empty] | 0 | 0 | 0 | 0 | 0 | 0 | 0 | [5 empty] | 0
FL Zone 2Lodging/HospitalityNew |  | XXXXXXXX | Yes | Nonequipment | Thermal Energy Storage | Deploy thermal energy storage technology (ice harvester, etc.) to shift load | Code compliant chiller | Commercial | New | Lodging/Hospitality | FL Zone 2 | Space Cooling |  |  | 0 | Per End Use Consumption | [7 empty] | 161633.0609 | 164158.8067 | -2525.7458 | -0.015626 |  | 20 |  |  |  | -2525.7458 | [8 empty] | 0 | 0 | 0 | 0 | 0 | 0 | 0 | [5 empty] | 0
FL Zone 2MiscellaneousNew |  | XXXXXXXX | Yes | Nonequipment | Thermal Energy Storage | Deploy thermal energy storage technology (ice harvester, etc.) to shift load | Code compliant chiller | Commercial | New | Miscellaneous | FL Zone 2 | Space Cooling |  |  | 0 | Per End Use Consumption | [7 empty] | 1878475.6776 | 1907829.524 | -29353.8464 | -0.015626 |  | 20 |  |  |  | -29353.8464 | [8 empty] | 0 | 0 | 0 | 0 | 0 | 0 | 0 | [5 empty] | 0
FL Zone 2OfficesNew |  | XXXXXXXX | Yes | Nonequipment | Thermal Energy Storage | Deploy thermal energy storage technology (ice harvester, etc.) to shift load | Code compliant chiller | Commercial | New | Offices | FL Zone 2 | Space Cooling |  |  | 0 | Per End Use Consumption | [7 empty] | 140416.7794 | 142610.9907 | -2194.2113 | -0.015626 |  | 20 |  |  |  | -2194.2113 | [8 empty] | 0 | 0 | 0 | 0 | 0 | 0 | 0 | [5 empty] | 0
FL Zone 2RestaurantsNew |  | XXXXXXXX | Yes | Nonequipment | Thermal Energy Storage | Deploy thermal energy storage technology (ice harvester, etc.) to shift load | Code compliant chiller | Commercial | New | Restaurants | FL Zone 2 | Space Cooling |  |  | 0 | Per End Use Consumption | [7 empty] | 101749.5064 | 103339.4868 | -1589.9803 | -0.015626 |  | 20 |  |  |  | -1589.9803 | [8 empty] | 0 | 0 | 0 | 0 | 0 | 0 | 0 | [5 empty] | 0
FL Zone 2RetailNew |  | XXXXXXXX | Yes | Nonequipment | Thermal Energy Storage | Deploy thermal energy storage technology (ice harvester, etc.) to shift load | Code compliant chiller | Commercial | New | Retail | FL Zone 2 | Space Cooling |  |  | 0 | Per End Use Consumption | [7 empty] | 44441.7066 | 45136.1713 | -694.4647 | -0.015626 |  | 20 |  |  |  | -694.4647 | [8 empty] | 0 | 0 | 0 | 0 | 0 | 0 | 0 | [5 empty] | 0
FL Zone 2Schools K-12New |  | XXXXXXXX | Yes | Nonequipment | Thermal Energy Storage | Deploy thermal energy storage technology (ice harvester, etc.) to shift load | Code compliant chiller | Commercial | New | Schools K-12 | FL Zone 2 | Space Cooling |  |  | 0 | Per End Use Consumption | [7 empty] | 166082.8099 | 168678.0894 | -2595.2794 | -0.015626 |  | 20 |  |  |  | -2595.2794 | [8 empty] | 0 | 0 | 0 | 0 | 0 | 0 | 0 | [5 empty] | 0
FL Zone 2WarehouseNew |  | XXXXXXXX | Yes | Nonequipment | Thermal Energy Storage | Deploy thermal energy storage technology (ice harvester, etc.) to shift load | Code compliant chiller | Commercial | New | Warehouse | FL Zone 2 | Space Cooling |  |  | 0 | Per End Use Consumption | [7 empty] | 16498.7301 | 16756.5462 | -257.8161 | -0.015626 |  | 20 |  |  |  | -257.8161 | [8 empty] | 0 | 0 | 0 | 0 | 0 | 0 | 0 | [5 empty] | 0
FL Zone 2AssemblyExisting |  | XXXXXXXX | Yes | Nonequipment | Thermostatic Shower Restriction Valve | Hot Water Loop with 50 Gallon Electric Resistance Heater and Pressure Balance Shower Valves | Standard Hot Water Loop with 50 Gallon Electric Resistance Heater and Standard Shower Valves | Commercial | Existing | Assembly | FL Zone 2 | Domestic Hot Water |  |  | 0 | Per Valve | [7 empty] | 7518.6978 | 6661.0473 | 857.6505 | 0.11407 |  | 10 |  |  |  | 857.6505 | [8 empty] | 0 | 0 | 0 | 0 | 0 | 0 | 0 | [5 empty] | 0
FL Zone 2College and UniversityExisting |  | XXXXXXXX | Yes | Nonequipment | Thermostatic Shower Restriction Valve | Hot Water Loop with 50 Gallon Electric Resistance Heater and Pressure Balance Shower Valves | Standard Hot Water Loop with 50 Gallon Electric Resistance Heater and Standard Shower Valves | Commercial | Existing | College and University | FL Zone 2 | Domestic Hot Water |  |  | 0 | Per Valve | [7 empty] | 172930.0493 | 139481.6813 | 33448.368 | 0.19342 |  | 10 |  |  |  | 33448.368 | [8 empty] | 0 | 0 | 0 | 0 | 0 | 0 | 0 | [5 empty] | 0
FL Zone 2GroceryExisting |  | XXXXXXXX | Yes | Nonequipment | Thermostatic Shower Restriction Valve | Hot Water Loop with 50 Gallon Electric Resistance Heater and Pressure Balance Shower Valves | Standard Hot Water Loop with 50 Gallon Electric Resistance Heater and Standard Shower Valves | Commercial | Existing | Grocery | FL Zone 2 | Domestic Hot Water |  |  | 0 | Per Valve | [7 empty] | 15037.3956 | 14179.7451 | 857.6505 | 0.057035 |  | 10 |  |  |  | 857.6505 | [8 empty] | 0 | 0 | 0 | 0 | 0 | 0 | 0 | [5 empty] | 0
FL Zone 2HealthcareExisting |  | XXXXXXXX | Yes | Nonequipment | Thermostatic Shower Restriction Valve | Hot Water Loop with 50 Gallon Electric Resistance Heater and Pressure Balance Shower Valves | Standard Hot Water Loop with 50 Gallon Electric Resistance Heater and Standard Shower Valves | Commercial | Existing | Healthcare | FL Zone 2 | Domestic Hot Water |  |  | 0 | Per Valve | [7 empty] | 10024.9304 | 9167.2799 | 857.6505 | 0.085552 |  | 10 |  |  |  | 857.6505 | [8 empty] | 0 | 0 | 0 | 0 | 0 | 0 | 0 | [5 empty] | 0
FL Zone 2HospitalsExisting |  | XXXXXXXX | Yes | Nonequipment | Thermostatic Shower Restriction Valve | Hot Water Loop with 50 Gallon Electric Resistance Heater and Pressure Balance Shower Valves | Standard Hot Water Loop with 50 Gallon Electric Resistance Heater and Standard Shower Valves | Commercial | Existing | Hospitals | FL Zone 2 | Domestic Hot Water |  |  | 0 | Per Valve | [7 empty] | 303254.1444 | 280955.2324 | 22298.912 | 0.073532 |  | 10 |  |  |  | 22298.912 | [8 empty] | 0 | 0 | 0 | 0 | 0 | 0 | 0 | [5 empty] | 0
FL Zone 2InstitutionalExisting |  | XXXXXXXX | Yes | Nonequipment | Thermostatic Shower Restriction Valve | Hot Water Loop with 50 Gallon Electric Resistance Heater and Pressure Balance Shower Valves | Standard Hot Water Loop with 50 Gallon Electric Resistance Heater and Standard Shower Valves | Commercial | Existing | Institutional | FL Zone 2 | Domestic Hot Water |  |  | 0 | Per Valve | [7 empty] | 601495.8236 | 582627.5134 | 18868.3101 | 0.031369 |  | 10 |  |  |  | 18868.3101 | [8 empty] | 0 | 0 | 0 | 0 | 0 | 0 | 0 | [5 empty] | 0
FL Zone 2Lodging/HospitalityExisting |  | XXXXXXXX | Yes | Nonequipment | Thermostatic Shower Restriction Valve | Hot Water Loop with 50 Gallon Electric Resistance Heater and Pressure Balance Shower Valves | Standard Hot Water Loop with 50 Gallon Electric Resistance Heater and Standard Shower Valves | Commercial | Existing | Lodging/Hospitality | FL Zone 2 | Domestic Hot Water |  |  | 0 | Per Valve | [7 empty] | 72179.4988 | 62745.3438 | 9434.1551 | 0.1307 |  | 10 |  |  |  | 9434.1551 | [8 empty] | 0 | 0 | 0 | 0 | 0 | 0 | 0 | [5 empty] | 0
FL Zone 2MiscellaneousExisting |  | XXXXXXXX | Yes | Nonequipment | Thermostatic Shower Restriction Valve | Hot Water Loop with 50 Gallon Electric Resistance Heater and Pressure Balance Shower Valves | Standard Hot Water Loop with 50 Gallon Electric Resistance Heater and Standard Shower Valves | Commercial | Existing | Miscellaneous | FL Zone 2 | Domestic Hot Water |  |  | 0 | Per Valve | [7 empty] | 451121.8677 | 436541.8098 | 14580.0578 | 0.03232 |  | 10 |  |  |  | 14580.0578 | [8 empty] | 0 | 0 | 0 | 0 | 0 | 0 | 0 | [5 empty] | 0
FL Zone 2OfficesExisting |  | XXXXXXXX | Yes | Nonequipment | Thermostatic Shower Restriction Valve | Hot Water Loop with 50 Gallon Electric Resistance Heater and Pressure Balance Shower Valves | Standard Hot Water Loop with 50 Gallon Electric Resistance Heater and Standard Shower Valves | Commercial | Existing | Offices | FL Zone 2 | Domestic Hot Water |  |  | 0 | Per Valve | [7 empty] | 62655.815 | 60940.514 | 1715.3009 | 0.027377 |  | 10 |  |  |  | 1715.3009 | [8 empty] | 0 | 0 | 0 | 0 | 0 | 0 | 0 | [5 empty] | 0
FL Zone 2RestaurantsExisting |  | XXXXXXXX | Yes | Nonequipment | Thermostatic Shower Restriction Valve | Hot Water Loop with 50 Gallon Electric Resistance Heater and Pressure Balance Shower Valves | Standard Hot Water Loop with 50 Gallon Electric Resistance Heater and Standard Shower Valves | Commercial | Existing | Restaurants | FL Zone 2 | Domestic Hot Water |  |  | 0 | Per Valve | [7 empty] | 25062.326 | 24204.6755 | 857.6505 | 0.034221 |  | 10 |  |  |  | 857.6505 | [8 empty] | 0 | 0 | 0 | 0 | 0 | 0 | 0 | [5 empty] | 0
FL Zone 2RetailExisting |  | XXXXXXXX | Yes | Nonequipment | Thermostatic Shower Restriction Valve | Hot Water Loop with 50 Gallon Electric Resistance Heater and Pressure Balance Shower Valves | Standard Hot Water Loop with 50 Gallon Electric Resistance Heater and Standard Shower Valves | Commercial | Existing | Retail | FL Zone 2 | Domestic Hot Water |  |  | 0 | Per Valve | [7 empty] | 44661.0649 | 42945.764 | 1715.3009 | 0.038407 |  | 10 |  |  |  | 1715.3009 | [8 empty] | 0 | 0 | 0 | 0 | 0 | 0 | 0 | [5 empty] | 0
FL Zone 2Schools K-12Existing |  | XXXXXXXX | Yes | Nonequipment | Thermostatic Shower Restriction Valve | Hot Water Loop with 50 Gallon Electric Resistance Heater and Pressure Balance Shower Valves | Standard Hot Water Loop with 50 Gallon Electric Resistance Heater and Standard Shower Valves | Commercial | Existing | Schools K-12 | FL Zone 2 | Domestic Hot Water |  |  | 0 | Per Valve | [7 empty] | 3132.8594 | 2275.209 | 857.6505 | 0.27376 |  | 10 |  |  |  | 857.6505 | [8 empty] | 0 | 0 | 0 | 0 | 0 | 0 | 0 | [5 empty] | 0
FL Zone 2WarehouseExisting |  | XXXXXXXX | Yes | Nonequipment | Thermostatic Shower Restriction Valve | Hot Water Loop with 50 Gallon Electric Resistance Heater and Pressure Balance Shower Valves | Standard Hot Water Loop with 50 Gallon Electric Resistance Heater and Standard Shower Valves | Commercial | Existing | Warehouse | FL Zone 2 | Domestic Hot Water |  |  | 0 | Per Valve | [7 empty] | 15037.3956 | 14179.7451 | 857.6505 | 0.057035 |  | 10 |  |  |  | 857.6505 | [8 empty] | 0 | 0 | 0 | 0 | 0 | 0 | 0 | [5 empty] | 0
FL Zone 2AssemblyNew |  | XXXXXXXX | Yes | Nonequipment | Thermostatic Shower Restriction Valve | Hot Water Loop with 50 Gallon Electric Resistance Heater and Pressure Balance Shower Valves | Standard Hot Water Loop with 50 Gallon Electric Resistance Heater and Standard Shower Valves | Commercial | New | Assembly | FL Zone 2 | Domestic Hot Water |  |  | 0 | Per Valve | [7 empty] | 7192.4897 | 6334.8393 | 857.6505 | 0.11924 |  | 10 |  |  |  | 857.6505 | [8 empty] | 0 | 0 | 0 | 0 | 0 | 0 | 0 | [5 empty] | 0
FL Zone 2College and UniversityNew |  | XXXXXXXX | Yes | Nonequipment | Thermostatic Shower Restriction Valve | Hot Water Loop with 50 Gallon Electric Resistance Heater and Pressure Balance Shower Valves | Standard Hot Water Loop with 50 Gallon Electric Resistance Heater and Standard Shower Valves | Commercial | New | College and University | FL Zone 2 | Domestic Hot Water |  |  | 0 | Per Valve | [7 empty] | 165427.2641 | 131978.8961 | 33448.368 | 0.20219 |  | 10 |  |  |  | 33448.368 | [8 empty] | 0 | 0 | 0 | 0 | 0 | 0 | 0 | [5 empty] | 0
FL Zone 2GroceryNew |  | XXXXXXXX | Yes | Nonequipment | Thermostatic Shower Restriction Valve | Hot Water Loop with 50 Gallon Electric Resistance Heater and Pressure Balance Shower Valves | Standard Hot Water Loop with 50 Gallon Electric Resistance Heater and Standard Shower Valves | Commercial | New | Grocery | FL Zone 2 | Domestic Hot Water |  |  | 0 | Per Valve | [7 empty] | 14384.9795 | 13527.329 | 857.6505 | 0.059621 |  | 10 |  |  |  | 857.6505 | [8 empty] | 0 | 0 | 0 | 0 | 0 | 0 | 0 | [5 empty] | 0
FL Zone 2HealthcareNew |  | XXXXXXXX | Yes | Nonequipment | Thermostatic Shower Restriction Valve | Hot Water Loop with 50 Gallon Electric Resistance Heater and Pressure Balance Shower Valves | Standard Hot Water Loop with 50 Gallon Electric Resistance Heater and Standard Shower Valves | Commercial | New | Healthcare | FL Zone 2 | Domestic Hot Water |  |  | 0 | Per Valve | [7 empty] | 9589.9863 | 8732.3359 | 857.6505 | 0.089432 |  | 10 |  |  |  | 857.6505 | [8 empty] | 0 | 0 | 0 | 0 | 0 | 0 | 0 | [5 empty] | 0
FL Zone 2HospitalsNew |  | XXXXXXXX | Yes | Nonequipment | Thermostatic Shower Restriction Valve | Hot Water Loop with 50 Gallon Electric Resistance Heater and Pressure Balance Shower Valves | Standard Hot Water Loop with 50 Gallon Electric Resistance Heater and Standard Shower Valves | Commercial | New | Hospitals | FL Zone 2 | Domestic Hot Water |  |  | 0 | Per Valve | [7 empty] | 290097.0863 | 267798.1743 | 22298.912 | 0.076867 |  | 10 |  |  |  | 22298.912 | [8 empty] | 0 | 0 | 0 | 0 | 0 | 0 | 0 | [5 empty] | 0
FL Zone 2InstitutionalNew |  | XXXXXXXX | Yes | Nonequipment | Thermostatic Shower Restriction Valve | Hot Water Loop with 50 Gallon Electric Resistance Heater and Pressure Balance Shower Valves | Standard Hot Water Loop with 50 Gallon Electric Resistance Heater and Standard Shower Valves | Commercial | New | Institutional | FL Zone 2 | Domestic Hot Water |  |  | 0 | Per Valve | [7 empty] | 575399.1794 | 556530.8692 | 18868.3101 | 0.032792 |  | 10 |  |  |  | 18868.3101 | [8 empty] | 0 | 0 | 0 | 0 | 0 | 0 | 0 | [5 empty] | 0
FL Zone 2Lodging/HospitalityNew |  | XXXXXXXX | Yes | Nonequipment | Thermostatic Shower Restriction Valve | Hot Water Loop with 50 Gallon Electric Resistance Heater and Pressure Balance Shower Valves | Standard Hot Water Loop with 50 Gallon Electric Resistance Heater and Standard Shower Valves | Commercial | New | Lodging/Hospitality | FL Zone 2 | Domestic Hot Water |  |  | 0 | Per Valve | [7 empty] | 69047.9015 | 59613.7465 | 9434.1551 | 0.13663 |  | 10 |  |  |  | 9434.1551 | [8 empty] | 0 | 0 | 0 | 0 | 0 | 0 | 0 | [5 empty] | 0
FL Zone 2MiscellaneousNew |  | XXXXXXXX | Yes | Nonequipment | Thermostatic Shower Restriction Valve | Hot Water Loop with 50 Gallon Electric Resistance Heater and Pressure Balance Shower Valves | Standard Hot Water Loop with 50 Gallon Electric Resistance Heater and Standard Shower Valves | Commercial | New | Miscellaneous | FL Zone 2 | Domestic Hot Water |  |  | 0 | Per Valve | [7 empty] | 431549.3845 | 416969.3267 | 14580.0578 | 0.033785 |  | 10 |  |  |  | 14580.0578 | [8 empty] | 0 | 0 | 0 | 0 | 0 | 0 | 0 | [5 empty] | 0
FL Zone 2OfficesNew |  | XXXXXXXX | Yes | Nonequipment | Thermostatic Shower Restriction Valve | Hot Water Loop with 50 Gallon Electric Resistance Heater and Pressure Balance Shower Valves | Standard Hot Water Loop with 50 Gallon Electric Resistance Heater and Standard Shower Valves | Commercial | New | Offices | FL Zone 2 | Domestic Hot Water |  |  | 0 | Per Valve | [7 empty] | 59937.4145 | 58222.1136 | 1715.3009 | 0.028618 |  | 10 |  |  |  | 1715.3009 | [8 empty] | 0 | 0 | 0 | 0 | 0 | 0 | 0 | [5 empty] | 0
FL Zone 2RestaurantsNew |  | XXXXXXXX | Yes | Nonequipment | Thermostatic Shower Restriction Valve | Hot Water Loop with 50 Gallon Electric Resistance Heater and Pressure Balance Shower Valves | Standard Hot Water Loop with 50 Gallon Electric Resistance Heater and Standard Shower Valves | Commercial | New | Restaurants | FL Zone 2 | Domestic Hot Water |  |  | 0 | Per Valve | [7 empty] | 23974.9658 | 23117.3153 | 857.6505 | 0.035773 |  | 10 |  |  |  | 857.6505 | [8 empty] | 0 | 0 | 0 | 0 | 0 | 0 | 0 | [5 empty] | 0
FL Zone 2RetailNew |  | XXXXXXXX | Yes | Nonequipment | Thermostatic Shower Restriction Valve | Hot Water Loop with 50 Gallon Electric Resistance Heater and Pressure Balance Shower Valves | Standard Hot Water Loop with 50 Gallon Electric Resistance Heater and Standard Shower Valves | Commercial | New | Retail | FL Zone 2 | Domestic Hot Water |  |  | 0 | Per Valve | [7 empty] | 42723.3891 | 41008.0881 | 1715.3009 | 0.040149 |  | 10 |  |  |  | 1715.3009 | [8 empty] | 0 | 0 | 0 | 0 | 0 | 0 | 0 | [5 empty] | 0
FL Zone 2Schools K-12New |  | XXXXXXXX | Yes | Nonequipment | Thermostatic Shower Restriction Valve | Hot Water Loop with 50 Gallon Electric Resistance Heater and Pressure Balance Shower Valves | Standard Hot Water Loop with 50 Gallon Electric Resistance Heater and Standard Shower Valves | Commercial | New | Schools K-12 | FL Zone 2 | Domestic Hot Water |  |  | 0 | Per Valve | [7 empty] | 2996.9364 | 2139.286 | 857.6505 | 0.28618 |  | 10 |  |  |  | 857.6505 | [8 empty] | 0 | 0 | 0 | 0 | 0 | 0 | 0 | [5 empty] | 0
FL Zone 2WarehouseNew |  | XXXXXXXX | Yes | Nonequipment | Thermostatic Shower Restriction Valve | Hot Water Loop with 50 Gallon Electric Resistance Heater and Pressure Balance Shower Valves | Standard Hot Water Loop with 50 Gallon Electric Resistance Heater and Standard Shower Valves | Commercial | New | Warehouse | FL Zone 2 | Domestic Hot Water |  |  | 0 | Per Valve | [7 empty] | 14384.9795 | 13527.329 | 857.6505 | 0.059621 |  | 10 |  |  |  | 857.6505 | [8 empty] | 0 | 0 | 0 | 0 | 0 | 0 | 0 | [5 empty] | 0
FL Zone 2AssemblyTurnover |  | XXXXXXXX | Yes | Equipment | Two Speed Pool Pump | Dual Speed Pool Pump Motor | Single Speed Pool Pump Motor | Commercial | Turnover | Assembly | FL Zone 2 | Miscellaneous | Pool pump |  | 0 | Per Pool | [7 empty] | 5018.75 | 1917.9091 | 3100.8409 | 0.61785 |  | 10 |  |  |  | 3100.8409 | [8 empty] | 0 | 0 | 0 | 0 | 0 | 0 | 0 | [5 empty] | 0
FL Zone 2College and UniversityTurnover |  | XXXXXXXX | Yes | Equipment | Two Speed Pool Pump | Dual Speed Pool Pump Motor | Single Speed Pool Pump Motor | Commercial | Turnover | College and University | FL Zone 2 | Miscellaneous | Pool pump |  | 0 | Per Pool | [7 empty] | 5018.75 | 1917.9091 | 3100.8409 | 0.61785 |  | 10 |  |  |  | 3100.8409 | [8 empty] | 0 | 0 | 0 | 0 | 0 | 0 | 0 | [5 empty] | 0
FL Zone 2GroceryTurnover |  | XXXXXXXX | Yes | Equipment | Two Speed Pool Pump | Dual Speed Pool Pump Motor | Single Speed Pool Pump Motor | Commercial | Turnover | Grocery | FL Zone 2 | Miscellaneous | Pool pump |  | 0 | Per Pool | [7 empty] | 5018.75 | 1917.9091 | 3100.8409 | 0.61785 |  | 10 |  |  |  | 3100.8409 | [8 empty] | 0 | 0 | 0 | 0 | 0 | 0 | 0 | [5 empty] | 0
FL Zone 2HealthcareTurnover |  | XXXXXXXX | Yes | Equipment | Two Speed Pool Pump | Dual Speed Pool Pump Motor | Single Speed Pool Pump Motor | Commercial | Turnover | Healthcare | FL Zone 2 | Miscellaneous | Pool pump |  | 0 | Per Pool | [7 empty] | 5018.75 | 1917.9091 | 3100.8409 | 0.61785 |  | 10 |  |  |  | 3100.8409 | [8 empty] | 0 | 0 | 0 | 0 | 0 | 0 | 0 | [5 empty] | 0
FL Zone 2HospitalsTurnover |  | XXXXXXXX | Yes | Equipment | Two Speed Pool Pump | Dual Speed Pool Pump Motor | Single Speed Pool Pump Motor | Commercial | Turnover | Hospitals | FL Zone 2 | Miscellaneous | Pool pump |  | 0 | Per Pool | [7 empty] | 5018.75 | 1917.9091 | 3100.8409 | 0.61785 |  | 10 |  |  |  | 3100.8409 | [8 empty] | 0 | 0 | 0 | 0 | 0 | 0 | 0 | [5 empty] | 0
FL Zone 2InstitutionalTurnover |  | XXXXXXXX | Yes | Equipment | Two Speed Pool Pump | Dual Speed Pool Pump Motor | Single Speed Pool Pump Motor | Commercial | Turnover | Institutional | FL Zone 2 | Miscellaneous | Pool pump |  | 0 | Per Pool | [7 empty] | 5018.75 | 1917.9091 | 3100.8409 | 0.61785 |  | 10 |  |  |  | 3100.8409 | [8 empty] | 0 | 0 | 0 | 0 | 0 | 0 | 0 | [5 empty] | 0
FL Zone 2Lodging/HospitalityTurnover |  | XXXXXXXX | Yes | Equipment | Two Speed Pool Pump | Dual Speed Pool Pump Motor | Single Speed Pool Pump Motor | Commercial | Turnover | Lodging/Hospitality | FL Zone 2 | Miscellaneous | Pool pump |  | 0 | Per Pool | [7 empty] | 5018.75 | 1917.9091 | 3100.8409 | 0.61785 |  | 10 |  |  |  | 3100.8409 | [8 empty] | 0 | 0 | 0 | 0 | 0 | 0 | 0 | [5 empty] | 0
FL Zone 2MiscellaneousTurnover |  | XXXXXXXX | Yes | Equipment | Two Speed Pool Pump | Dual Speed Pool Pump Motor | Single Speed Pool Pump Motor | Commercial | Turnover | Miscellaneous | FL Zone 2 | Miscellaneous | Pool pump |  | 0 | Per Pool | [7 empty] | 5018.75 | 1917.9091 | 3100.8409 | 0.61785 |  | 10 |  |  |  | 3100.8409 | [8 empty] | 0 | 0 | 0 | 0 | 0 | 0 | 0 | [5 empty] | 0
FL Zone 2OfficesTurnover |  | XXXXXXXX | Yes | Equipment | Two Speed Pool Pump | Dual Speed Pool Pump Motor | Single Speed Pool Pump Motor | Commercial | Turnover | Offices | FL Zone 2 | Miscellaneous | Pool pump |  | 0 | Per Pool | [7 empty] | 5018.75 | 1917.9091 | 3100.8409 | 0.61785 |  | 10 |  |  |  | 3100.8409 | [8 empty] | 0 | 0 | 0 | 0 | 0 | 0 | 0 | [5 empty] | 0
FL Zone 2RestaurantsTurnover |  | XXXXXXXX | Yes | Equipment | Two Speed Pool Pump | Dual Speed Pool Pump Motor | Single Speed Pool Pump Motor | Commercial | Turnover | Restaurants | FL Zone 2 | Miscellaneous | Pool pump |  | 0 | Per Pool | [7 empty] | 5018.75 | 1917.9091 | 3100.8409 | 0.61785 |  | 10 |  |  |  | 3100.8409 | [8 empty] | 0 | 0 | 0 | 0 | 0 | 0 | 0 | [5 empty] | 0
FL Zone 2RetailTurnover |  | XXXXXXXX | Yes | Equipment | Two Speed Pool Pump | Dual Speed Pool Pump Motor | Single Speed Pool Pump Motor | Commercial | Turnover | Retail | FL Zone 2 | Miscellaneous | Pool pump |  | 0 | Per Pool | [7 empty] | 5018.75 | 1917.9091 | 3100.8409 | 0.61785 |  | 10 |  |  |  | 3100.8409 | [8 empty] | 0 | 0 | 0 | 0 | 0 | 0 | 0 | [5 empty] | 0
FL Zone 2Schools K-12Turnover |  | XXXXXXXX | Yes | Equipment | Two Speed Pool Pump | Dual Speed Pool Pump Motor | Single Speed Pool Pump Motor | Commercial | Turnover | Schools K-12 | FL Zone 2 | Miscellaneous | Pool pump |  | 0 | Per Pool | [7 empty] | 5018.75 | 1917.9091 | 3100.8409 | 0.61785 |  | 10 |  |  |  | 3100.8409 | [8 empty] | 0 | 0 | 0 | 0 | 0 | 0 | 0 | [5 empty] | 0
FL Zone 2WarehouseTurnover |  | XXXXXXXX | Yes | Equipment | Two Speed Pool Pump | Dual Speed Pool Pump Motor | Single Speed Pool Pump Motor | Commercial | Turnover | Warehouse | FL Zone 2 | Miscellaneous | Pool pump |  | 0 | Per Pool | [7 empty] | 5018.75 | 1917.9091 | 3100.8409 | 0.61785 |  | 10 |  |  |  | 3100.8409 | [8 empty] | 0 | 0 | 0 | 0 | 0 | 0 | 0 | [5 empty] | 0
FL Zone 2AssemblyNew |  | XXXXXXXX | Yes | Equipment | Two Speed Pool Pump | Dual Speed Pool Pump Motor | Single Speed Pool Pump Motor | Commercial | New | Assembly | FL Zone 2 | Miscellaneous | Pool pump |  | 0 | Per Pool | [7 empty] | 5018.75 | 1917.9091 | 3100.8409 | 0.61785 |  | 10 |  |  |  | 3100.8409 | [8 empty] | 0 | 0 | 0 | 0 | 0 | 0 | 0 | [5 empty] | 0
FL Zone 2College and UniversityNew |  | XXXXXXXX | Yes | Equipment | Two Speed Pool Pump | Dual Speed Pool Pump Motor | Single Speed Pool Pump Motor | Commercial | New | College and University | FL Zone 2 | Miscellaneous | Pool pump |  | 0 | Per Pool | [7 empty] | 5018.75 | 1917.9091 | 3100.8409 | 0.61785 |  | 10 |  |  |  | 3100.8409 | [8 empty] | 0 | 0 | 0 | 0 | 0 | 0 | 0 | [5 empty] | 0
FL Zone 2GroceryNew |  | XXXXXXXX | Yes | Equipment | Two Speed Pool Pump | Dual Speed Pool Pump Motor | Single Speed Pool Pump Motor | Commercial | New | Grocery | FL Zone 2 | Miscellaneous | Pool pump |  | 0 | Per Pool | [7 empty] | 5018.75 | 1917.9091 | 3100.8409 | 0.61785 |  | 10 |  |  |  | 3100.8409 | [8 empty] | 0 | 0 | 0 | 0 | 0 | 0 | 0 | [5 empty] | 0
FL Zone 2HealthcareNew |  | XXXXXXXX | Yes | Equipment | Two Speed Pool Pump | Dual Speed Pool Pump Motor | Single Speed Pool Pump Motor | Commercial | New | Healthcare | FL Zone 2 | Miscellaneous | Pool pump |  | 0 | Per Pool | [7 empty] | 5018.75 | 1917.9091 | 3100.8409 | 0.61785 |  | 10 |  |  |  | 3100.8409 | [8 empty] | 0 | 0 | 0 | 0 | 0 | 0 | 0 | [5 empty] | 0
FL Zone 2HospitalsNew |  | XXXXXXXX | Yes | Equipment | Two Speed Pool Pump | Dual Speed Pool Pump Motor | Single Speed Pool Pump Motor | Commercial | New | Hospitals | FL Zone 2 | Miscellaneous | Pool pump |  | 0 | Per Pool | [7 empty] | 5018.75 | 1917.9091 | 3100.8409 | 0.61785 |  | 10 |  |  |  | 3100.8409 | [8 empty] | 0 | 0 | 0 | 0 | 0 | 0 | 0 | [5 empty] | 0
FL Zone 2InstitutionalNew |  | XXXXXXXX | Yes | Equipment | Two Speed Pool Pump | Dual Speed Pool Pump Motor | Single Speed Pool Pump Motor | Commercial | New | Institutional | FL Zone 2 | Miscellaneous | Pool pump |  | 0 | Per Pool | [7 empty] | 5018.75 | 1917.9091 | 3100.8409 | 0.61785 |  | 10 |  |  |  | 3100.8409 | [8 empty] | 0 | 0 | 0 | 0 | 0 | 0 | 0 | [5 empty] | 0
FL Zone 2Lodging/HospitalityNew |  | XXXXXXXX | Yes | Equipment | Two Speed Pool Pump | Dual Speed Pool Pump Motor | Single Speed Pool Pump Motor | Commercial | New | Lodging/Hospitality | FL Zone 2 | Miscellaneous | Pool pump |  | 0 | Per Pool | [7 empty] | 5018.75 | 1917.9091 | 3100.8409 | 0.61785 |  | 10 |  |  |  | 3100.8409 | [8 empty] | 0 | 0 | 0 | 0 | 0 | 0 | 0 | [5 empty] | 0
FL Zone 2MiscellaneousNew |  | XXXXXXXX | Yes | Equipment | Two Speed Pool Pump | Dual Speed Pool Pump Motor | Single Speed Pool Pump Motor | Commercial | New | Miscellaneous | FL Zone 2 | Miscellaneous | Pool pump |  | 0 | Per Pool | [7 empty] | 5018.75 | 1917.9091 | 3100.8409 | 0.61785 |  | 10 |  |  |  | 3100.8409 | [8 empty] | 0 | 0 | 0 | 0 | 0 | 0 | 0 | [5 empty] | 0
FL Zone 2OfficesNew |  | XXXXXXXX | Yes | Equipment | Two Speed Pool Pump | Dual Speed Pool Pump Motor | Single Speed Pool Pump Motor | Commercial | New | Offices | FL Zone 2 | Miscellaneous | Pool pump |  | 0 | Per Pool | [7 empty] | 5018.75 | 1917.9091 | 3100.8409 | 0.61785 |  | 10 |  |  |  | 3100.8409 | [8 empty] | 0 | 0 | 0 | 0 | 0 | 0 | 0 | [5 empty] | 0
FL Zone 2RestaurantsNew |  | XXXXXXXX | Yes | Equipment | Two Speed Pool Pump | Dual Speed Pool Pump Motor | Single Speed Pool Pump Motor | Commercial | New | Restaurants | FL Zone 2 | Miscellaneous | Pool pump |  | 0 | Per Pool | [7 empty] | 5018.75 | 1917.9091 | 3100.8409 | 0.61785 |  | 10 |  |  |  | 3100.8409 | [8 empty] | 0 | 0 | 0 | 0 | 0 | 0 | 0 | [5 empty] | 0
FL Zone 2RetailNew |  | XXXXXXXX | Yes | Equipment | Two Speed Pool Pump | Dual Speed Pool Pump Motor | Single Speed Pool Pump Motor | Commercial | New | Retail | FL Zone 2 | Miscellaneous | Pool pump |  | 0 | Per Pool | [7 empty] | 5018.75 | 1917.9091 | 3100.8409 | 0.61785 |  | 10 |  |  |  | 3100.8409 | [8 empty] | 0 | 0 | 0 | 0 | 0 | 0 | 0 | [5 empty] | 0
FL Zone 2Schools K-12New |  | XXXXXXXX | Yes | Equipment | Two Speed Pool Pump | Dual Speed Pool Pump Motor | Single Speed Pool Pump Motor | Commercial | New | Schools K-12 | FL Zone 2 | Miscellaneous | Pool pump |  | 0 | Per Pool | [7 empty] | 5018.75 | 1917.9091 | 3100.8409 | 0.61785 |  | 10 |  |  |  | 3100.8409 | [8 empty] | 0 | 0 | 0 | 0 | 0 | 0 | 0 | [5 empty] | 0
FL Zone 2WarehouseNew |  | XXXXXXXX | Yes | Equipment | Two Speed Pool Pump | Dual Speed Pool Pump Motor | Single Speed Pool Pump Motor | Commercial | New | Warehouse | FL Zone 2 | Miscellaneous | Pool pump |  | 0 | Per Pool | [7 empty] | 5018.75 | 1917.9091 | 3100.8409 | 0.61785 |  | 10 |  |  |  | 3100.8409 | [8 empty] | 0 | 0 | 0 | 0 | 0 | 0 | 0 | [5 empty] | 0
FL Zone 2AssemblyTurnover |  | XXXXXXXX | Yes | Equipment | Variable Refrigerant Flow (VRF) HVAC Systems | Variable Refrigerant Flow (VRF) HVAC Systems | Code-Compliant PTHP | Commercial | Turnover | Assembly | FL Zone 2 | Space Cooling | Residential-type central air conditioners |  | 0 | Per Unit | [7 empty] | 7708.3571 | 4865.9004 | 2842.4567 | 0.36875 |  | 15 |  |  |  | 2842.4567 | [8 empty] | 0 | 0 | 0 | 0 | 0 | 0 | 0 | [5 empty] | 0
FL Zone 2College and UniversityTurnover |  | XXXXXXXX | Yes | Equipment | Variable Refrigerant Flow (VRF) HVAC Systems | Variable Refrigerant Flow (VRF) HVAC Systems | Code-Compliant PTHP | Commercial | Turnover | College and University | FL Zone 2 | Space Cooling | Residential-type central air conditioners |  | 0 | Per Unit | [7 empty] | 8551.7351 | 5398.2828 | 3153.4523 | 0.36875 |  | 15 |  |  |  | 3153.4523 | [8 empty] | 0 | 0 | 0 | 0 | 0 | 0 | 0 | [5 empty] | 0
FL Zone 2GroceryTurnover |  | XXXXXXXX | Yes | Equipment | Variable Refrigerant Flow (VRF) HVAC Systems | Variable Refrigerant Flow (VRF) HVAC Systems | Code-Compliant PTHP | Commercial | Turnover | Grocery | FL Zone 2 | Space Cooling | Residential-type central air conditioners |  | 0 | Per Unit | [7 empty] | 4258.1743 | 2687.9725 | 1570.2018 | 0.36875 |  | 15 |  |  |  | 1570.2018 | [8 empty] | 0 | 0 | 0 | 0 | 0 | 0 | 0 | [5 empty] | 0
FL Zone 2HealthcareTurnover |  | XXXXXXXX | Yes | Equipment | Variable Refrigerant Flow (VRF) HVAC Systems | Variable Refrigerant Flow (VRF) HVAC Systems | Code-Compliant PTHP | Commercial | Turnover | Healthcare | FL Zone 2 | Space Cooling | Residential-type central air conditioners |  | 0 | Per Unit | [7 empty] | 16773.1963 | 10588.0801 | 6185.1161 | 0.36875 |  | 15 |  |  |  | 6185.1161 | [8 empty] | 0 | 0 | 0 | 0 | 0 | 0 | 0 | [5 empty] | 0
FL Zone 2HospitalsTurnover |  | XXXXXXXX | Yes | Equipment | Variable Refrigerant Flow (VRF) HVAC Systems | Variable Refrigerant Flow (VRF) HVAC Systems | Code-Compliant PTHP | Commercial | Turnover | Hospitals | FL Zone 2 | Space Cooling | Residential-type central air conditioners |  | 0 | Per Unit | [7 empty] | 15888.534 | 10029.6371 | 5858.8969 | 0.36875 |  | 15 |  |  |  | 5858.8969 | [8 empty] | 0 | 0 | 0 | 0 | 0 | 0 | 0 | [5 empty] | 0
FL Zone 2InstitutionalTurnover |  | XXXXXXXX | Yes | Equipment | Variable Refrigerant Flow (VRF) HVAC Systems | Variable Refrigerant Flow (VRF) HVAC Systems | Code-Compliant PTHP | Commercial | Turnover | Institutional | FL Zone 2 | Space Cooling | Residential-type central air conditioners |  | 0 | Per Unit | [7 empty] | 4163.8103 | 2628.4053 | 1535.4051 | 0.36875 |  | 15 |  |  |  | 1535.4051 | [8 empty] | 0 | 0 | 0 | 0 | 0 | 0 | 0 | [5 empty] | 0
FL Zone 2Lodging/HospitalityTurnover |  | XXXXXXXX | Yes | Equipment | Variable Refrigerant Flow (VRF) HVAC Systems | Variable Refrigerant Flow (VRF) HVAC Systems | Code-Compliant PTHP | Commercial | Turnover | Lodging/Hospitality | FL Zone 2 | Space Cooling | Residential-type central air conditioners |  | 0 | Per Unit | [7 empty] | 12733.2386 | 8037.8569 | 4695.3818 | 0.36875 |  | 15 |  |  |  | 4695.3818 | [8 empty] | 0 | 0 | 0 | 0 | 0 | 0 | 0 | [5 empty] | 0
FL Zone 2MiscellaneousTurnover |  | XXXXXXXX | Yes | Equipment | Variable Refrigerant Flow (VRF) HVAC Systems | Variable Refrigerant Flow (VRF) HVAC Systems | Code-Compliant PTHP | Commercial | Turnover | Miscellaneous | FL Zone 2 | Space Cooling | Residential-type central air conditioners |  | 0 | Per Unit | [7 empty] | 4305.3563 | 2717.7562 | 1587.6001 | 0.36875 |  | 15 |  |  |  | 1587.6001 | [8 empty] | 0 | 0 | 0 | 0 | 0 | 0 | 0 | [5 empty] | 0
FL Zone 2OfficesTurnover |  | XXXXXXXX | Yes | Equipment | Variable Refrigerant Flow (VRF) HVAC Systems | Variable Refrigerant Flow (VRF) HVAC Systems | Code-Compliant PTHP | Commercial | Turnover | Offices | FL Zone 2 | Space Cooling | Residential-type central air conditioners |  | 0 | Per Unit | [7 empty] | 8675.5878 | 5476.4648 | 3199.123 | 0.36875 |  | 15 |  |  |  | 3199.123 | [8 empty] | 0 | 0 | 0 | 0 | 0 | 0 | 0 | [5 empty] | 0
FL Zone 2RestaurantsTurnover |  | XXXXXXXX | Yes | Equipment | Variable Refrigerant Flow (VRF) HVAC Systems | Variable Refrigerant Flow (VRF) HVAC Systems | Code-Compliant PTHP | Commercial | Turnover | Restaurants | FL Zone 2 | Space Cooling | Residential-type central air conditioners |  | 0 | Per Unit | [7 empty] | 12491.431 | 7885.2158 | 4606.2152 | 0.36875 |  | 15 |  |  |  | 4606.2152 | [8 empty] | 0 | 0 | 0 | 0 | 0 | 0 | 0 | [5 empty] | 0
FL Zone 2RetailTurnover |  | XXXXXXXX | Yes | Equipment | Variable Refrigerant Flow (VRF) HVAC Systems | Variable Refrigerant Flow (VRF) HVAC Systems | Code-Compliant PTHP | Commercial | Turnover | Retail | FL Zone 2 | Space Cooling | Residential-type central air conditioners |  | 0 | Per Unit | [7 empty] | 9790.2622 | 6180.103 | 3610.1592 | 0.36875 |  | 15 |  |  |  | 3610.1592 | [8 empty] | 0 | 0 | 0 | 0 | 0 | 0 | 0 | [5 empty] | 0
FL Zone 2Schools K-12Turnover |  | XXXXXXXX | Yes | Equipment | Variable Refrigerant Flow (VRF) HVAC Systems | Variable Refrigerant Flow (VRF) HVAC Systems | Code-Compliant PTHP | Commercial | Turnover | Schools K-12 | FL Zone 2 | Space Cooling | Residential-type central air conditioners |  | 0 | Per Unit | [7 empty] | 8510.4508 | 5372.2221 | 3138.2287 | 0.36875 |  | 15 |  |  |  | 3138.2287 | [8 empty] | 0 | 0 | 0 | 0 | 0 | 0 | 0 | [5 empty] | 0
FL Zone 2WarehouseTurnover |  | XXXXXXXX | Yes | Equipment | Variable Refrigerant Flow (VRF) HVAC Systems | Variable Refrigerant Flow (VRF) HVAC Systems | Code-Compliant PTHP | Commercial | Turnover | Warehouse | FL Zone 2 | Space Cooling | Residential-type central air conditioners |  | 0 | Per Unit | [7 empty] | 1869.5862 | 1180.1763 | 689.4099 | 0.36875 |  | 15 |  |  |  | 689.4099 | [8 empty] | 0 | 0 | 0 | 0 | 0 | 0 | 0 | [5 empty] | 0
FL Zone 2AssemblyNew |  | XXXXXXXX | Yes | Equipment | Variable Refrigerant Flow (VRF) HVAC Systems | Variable Refrigerant Flow (VRF) HVAC Systems | Code-Compliant PTHP | Commercial | New | Assembly | FL Zone 2 | Space Cooling | Residential-type central air conditioners |  | 0 | Per Unit | [7 empty] | 7708.3571 | 4865.9004 | 2842.4567 | 0.36875 |  | 15 |  |  |  | 2842.4567 | [8 empty] | 0 | 0 | 0 | 0 | 0 | 0 | 0 | [5 empty] | 0
FL Zone 2College and UniversityNew |  | XXXXXXXX | Yes | Equipment | Variable Refrigerant Flow (VRF) HVAC Systems | Variable Refrigerant Flow (VRF) HVAC Systems | Code-Compliant PTHP | Commercial | New | College and University | FL Zone 2 | Space Cooling | Residential-type central air conditioners |  | 0 | Per Unit | [7 empty] | 8551.7351 | 5398.2828 | 3153.4523 | 0.36875 |  | 15 |  |  |  | 3153.4523 | [8 empty] | 0 | 0 | 0 | 0 | 0 | 0 | 0 | [5 empty] | 0
FL Zone 2GroceryNew |  | XXXXXXXX | Yes | Equipment | Variable Refrigerant Flow (VRF) HVAC Systems | Variable Refrigerant Flow (VRF) HVAC Systems | Code-Compliant PTHP | Commercial | New | Grocery | FL Zone 2 | Space Cooling | Residential-type central air conditioners |  | 0 | Per Unit | [7 empty] | 4258.1743 | 2687.9725 | 1570.2018 | 0.36875 |  | 15 |  |  |  | 1570.2018 | [8 empty] | 0 | 0 | 0 | 0 | 0 | 0 | 0 | [5 empty] | 0
FL Zone 2HealthcareNew |  | XXXXXXXX | Yes | Equipment | Variable Refrigerant Flow (VRF) HVAC Systems | Variable Refrigerant Flow (VRF) HVAC Systems | Code-Compliant PTHP | Commercial | New | Healthcare | FL Zone 2 | Space Cooling | Residential-type central air conditioners |  | 0 | Per Unit | [7 empty] | 16773.1963 | 10588.0801 | 6185.1161 | 0.36875 |  | 15 |  |  |  | 6185.1161 | [8 empty] | 0 | 0 | 0 | 0 | 0 | 0 | 0 | [5 empty] | 0
FL Zone 2HospitalsNew |  | XXXXXXXX | Yes | Equipment | Variable Refrigerant Flow (VRF) HVAC Systems | Variable Refrigerant Flow (VRF) HVAC Systems | Code-Compliant PTHP | Commercial | New | Hospitals | FL Zone 2 | Space Cooling | Residential-type central air conditioners |  | 0 | Per Unit | [7 empty] | 15888.534 | 10029.6371 | 5858.8969 | 0.36875 |  | 15 |  |  |  | 5858.8969 | [8 empty] | 0 | 0 | 0 | 0 | 0 | 0 | 0 | [5 empty] | 0
FL Zone 2InstitutionalNew |  | XXXXXXXX | Yes | Equipment | Variable Refrigerant Flow (VRF) HVAC Systems | Variable Refrigerant Flow (VRF) HVAC Systems | Code-Compliant PTHP | Commercial | New | Institutional | FL Zone 2 | Space Cooling | Residential-type central air conditioners |  | 0 | Per Unit | [7 empty] | 4163.8103 | 2628.4053 | 1535.4051 | 0.36875 |  | 15 |  |  |  | 1535.4051 | [8 empty] | 0 | 0 | 0 | 0 | 0 | 0 | 0 | [5 empty] | 0
FL Zone 2Lodging/HospitalityNew |  | XXXXXXXX | Yes | Equipment | Variable Refrigerant Flow (VRF) HVAC Systems | Variable Refrigerant Flow (VRF) HVAC Systems | Code-Compliant PTHP | Commercial | New | Lodging/Hospitality | FL Zone 2 | Space Cooling | Residential-type central air conditioners |  | 0 | Per Unit | [7 empty] | 12733.2386 | 8037.8569 | 4695.3818 | 0.36875 |  | 15 |  |  |  | 4695.3818 | [8 empty] | 0 | 0 | 0 | 0 | 0 | 0 | 0 | [5 empty] | 0
FL Zone 2MiscellaneousNew |  | XXXXXXXX | Yes | Equipment | Variable Refrigerant Flow (VRF) HVAC Systems | Variable Refrigerant Flow (VRF) HVAC Systems | Code-Compliant PTHP | Commercial | New | Miscellaneous | FL Zone 2 | Space Cooling | Residential-type central air conditioners |  | 0 | Per Unit | [7 empty] | 4305.3563 | 2717.7562 | 1587.6001 | 0.36875 |  | 15 |  |  |  | 1587.6001 | [8 empty] | 0 | 0 | 0 | 0 | 0 | 0 | 0 | [5 empty] | 0
FL Zone 2OfficesNew |  | XXXXXXXX | Yes | Equipment | Variable Refrigerant Flow (VRF) HVAC Systems | Variable Refrigerant Flow (VRF) HVAC Systems | Code-Compliant PTHP | Commercial | New | Offices | FL Zone 2 | Space Cooling | Residential-type central air conditioners |  | 0 | Per Unit | [7 empty] | 8675.5878 | 5476.4648 | 3199.123 | 0.36875 |  | 15 |  |  |  | 3199.123 | [8 empty] | 0 | 0 | 0 | 0 | 0 | 0 | 0 | [5 empty] | 0
FL Zone 2RestaurantsNew |  | XXXXXXXX | Yes | Equipment | Variable Refrigerant Flow (VRF) HVAC Systems | Variable Refrigerant Flow (VRF) HVAC Systems | Code-Compliant PTHP | Commercial | New | Restaurants | FL Zone 2 | Space Cooling | Residential-type central air conditioners |  | 0 | Per Unit | [7 empty] | 12491.431 | 7885.2158 | 4606.2152 | 0.36875 |  | 15 |  |  |  | 4606.2152 | [8 empty] | 0 | 0 | 0 | 0 | 0 | 0 | 0 | [5 empty] | 0
FL Zone 2RetailNew |  | XXXXXXXX | Yes | Equipment | Variable Refrigerant Flow (VRF) HVAC Systems | Variable Refrigerant Flow (VRF) HVAC Systems | Code-Compliant PTHP | Commercial | New | Retail | FL Zone 2 | Space Cooling | Residential-type central air conditioners |  | 0 | Per Unit | [7 empty] | 9790.2622 | 6180.103 | 3610.1592 | 0.36875 |  | 15 |  |  |  | 3610.1592 | [8 empty] | 0 | 0 | 0 | 0 | 0 | 0 | 0 | [5 empty] | 0
FL Zone 2Schools K-12New |  | XXXXXXXX | Yes | Equipment | Variable Refrigerant Flow (VRF) HVAC Systems | Variable Refrigerant Flow (VRF) HVAC Systems | Code-Compliant PTHP | Commercial | New | Schools K-12 | FL Zone 2 | Space Cooling | Residential-type central air conditioners |  | 0 | Per Unit | [7 empty] | 8510.4508 | 5372.2221 | 3138.2287 | 0.36875 |  | 15 |  |  |  | 3138.2287 | [8 empty] | 0 | 0 | 0 | 0 | 0 | 0 | 0 | [5 empty] | 0
FL Zone 2WarehouseNew |  | XXXXXXXX | Yes | Equipment | Variable Refrigerant Flow (VRF) HVAC Systems | Variable Refrigerant Flow (VRF) HVAC Systems | Code-Compliant PTHP | Commercial | New | Warehouse | FL Zone 2 | Space Cooling | Residential-type central air conditioners |  | 0 | Per Unit | [7 empty] | 1869.5862 | 1180.1763 | 689.4099 | 0.36875 |  | 15 |  |  |  | 689.4099 | [8 empty] | 0 | 0 | 0 | 0 | 0 | 0 | 0 | [5 empty] | 0
FL Zone 2AssemblyTurnover |  | XXXXXXXX | Yes | Equipment | Variable Refrigerant Flow (VRF) HVAC Systems | Variable Refrigerant Flow (VRF) HVAC Systems | Code-Compliant PTHP | Commercial | Turnover | Assembly | FL Zone 2 | Space Heating | Residential/split system heat pump |  | 0 | Per Unit | [7 empty] | 143.9524 | 98.9673 | 44.9851 | 0.3125 |  | 15 |  |  |  | 44.9851 | [8 empty] | 0 | 0 | 0 | 0 | 0 | 0 | 0 | [5 empty] | 0
FL Zone 2College and UniversityTurnover |  | XXXXXXXX | Yes | Equipment | Variable Refrigerant Flow (VRF) HVAC Systems | Variable Refrigerant Flow (VRF) HVAC Systems | Code-Compliant PTHP | Commercial | Turnover | College and University | FL Zone 2 | Space Heating | Residential/split system heat pump |  | 0 | Per Unit | [7 empty] | 143.9524 | 98.9673 | 44.9851 | 0.3125 |  | 15 |  |  |  | 44.9851 | [8 empty] | 0 | 0 | 0 | 0 | 0 | 0 | 0 | [5 empty] | 0
FL Zone 2GroceryTurnover |  | XXXXXXXX | Yes | Equipment | Variable Refrigerant Flow (VRF) HVAC Systems | Variable Refrigerant Flow (VRF) HVAC Systems | Code-Compliant PTHP | Commercial | Turnover | Grocery | FL Zone 2 | Space Heating | Residential/split system heat pump |  | 0 | Per Unit | [7 empty] | 247.5982 | 170.2238 | 77.3744 | 0.3125 |  | 15 |  |  |  | 77.3744 | [8 empty] | 0 | 0 | 0 | 0 | 0 | 0 | 0 | [5 empty] | 0
FL Zone 2HealthcareTurnover |  | XXXXXXXX | Yes | Equipment | Variable Refrigerant Flow (VRF) HVAC Systems | Variable Refrigerant Flow (VRF) HVAC Systems | Code-Compliant PTHP | Commercial | Turnover | Healthcare | FL Zone 2 | Space Heating | Residential/split system heat pump |  | 0 | Per Unit | [7 empty] | 225.7174 | 155.1807 | 70.5367 | 0.3125 |  | 15 |  |  |  | 70.5367 | [8 empty] | 0 | 0 | 0 | 0 | 0 | 0 | 0 | [5 empty] | 0
FL Zone 2HospitalsTurnover |  | XXXXXXXX | Yes | Equipment | Variable Refrigerant Flow (VRF) HVAC Systems | Variable Refrigerant Flow (VRF) HVAC Systems | Code-Compliant PTHP | Commercial | Turnover | Hospitals | FL Zone 2 | Space Heating | Residential/split system heat pump |  | 0 | Per Unit | [7 empty] | 256.8111 | 176.5577 | 80.2535 | 0.3125 |  | 15 |  |  |  | 80.2535 | [8 empty] | 0 | 0 | 0 | 0 | 0 | 0 | 0 | [5 empty] | 0
FL Zone 2InstitutionalTurnover |  | XXXXXXXX | Yes | Equipment | Variable Refrigerant Flow (VRF) HVAC Systems | Variable Refrigerant Flow (VRF) HVAC Systems | Code-Compliant PTHP | Commercial | Turnover | Institutional | FL Zone 2 | Space Heating | Residential/split system heat pump |  | 0 | Per Unit | [7 empty] | 125.5265 | 86.2995 | 39.227 | 0.3125 |  | 15 |  |  |  | 39.227 | [8 empty] | 0 | 0 | 0 | 0 | 0 | 0 | 0 | [5 empty] | 0
FL Zone 2Lodging/HospitalityTurnover |  | XXXXXXXX | Yes | Equipment | Variable Refrigerant Flow (VRF) HVAC Systems | Variable Refrigerant Flow (VRF) HVAC Systems | Code-Compliant PTHP | Commercial | Turnover | Lodging/Hospitality | FL Zone 2 | Space Heating | Residential/split system heat pump |  | 0 | Per Unit | [7 empty] | 152.0138 | 104.5095 | 47.5043 | 0.3125 |  | 15 |  |  |  | 47.5043 | [8 empty] | 0 | 0 | 0 | 0 | 0 | 0 | 0 | [5 empty] | 0
FL Zone 2MiscellaneousTurnover |  | XXXXXXXX | Yes | Equipment | Variable Refrigerant Flow (VRF) HVAC Systems | Variable Refrigerant Flow (VRF) HVAC Systems | Code-Compliant PTHP | Commercial | Turnover | Miscellaneous | FL Zone 2 | Space Heating | Residential/split system heat pump |  | 0 | Per Unit | [7 empty] | 79.4617 | 54.6299 | 24.8318 | 0.3125 |  | 15 |  |  |  | 24.8318 | [8 empty] | 0 | 0 | 0 | 0 | 0 | 0 | 0 | [5 empty] | 0
FL Zone 2OfficesTurnover |  | XXXXXXXX | Yes | Equipment | Variable Refrigerant Flow (VRF) HVAC Systems | Variable Refrigerant Flow (VRF) HVAC Systems | Code-Compliant PTHP | Commercial | Turnover | Offices | FL Zone 2 | Space Heating | Residential/split system heat pump |  | 0 | Per Unit | [7 empty] | 84.0682 | 57.7969 | 26.2713 | 0.3125 |  | 15 |  |  |  | 26.2713 | [8 empty] | 0 | 0 | 0 | 0 | 0 | 0 | 0 | [5 empty] | 0
FL Zone 2RestaurantsTurnover |  | XXXXXXXX | Yes | Equipment | Variable Refrigerant Flow (VRF) HVAC Systems | Variable Refrigerant Flow (VRF) HVAC Systems | Code-Compliant PTHP | Commercial | Turnover | Restaurants | FL Zone 2 | Space Heating | Residential/split system heat pump |  | 0 | Per Unit | [7 empty] | 530.8966 | 364.9914 | 165.9052 | 0.3125 |  | 15 |  |  |  | 165.9052 | [8 empty] | 0 | 0 | 0 | 0 | 0 | 0 | 0 | [5 empty] | 0
FL Zone 2RetailTurnover |  | XXXXXXXX | Yes | Equipment | Variable Refrigerant Flow (VRF) HVAC Systems | Variable Refrigerant Flow (VRF) HVAC Systems | Code-Compliant PTHP | Commercial | Turnover | Retail | FL Zone 2 | Space Heating | Residential/split system heat pump |  | 0 | Per Unit | [7 empty] | 332.818 | 228.8124 | 104.0056 | 0.3125 |  | 15 |  |  |  | 104.0056 | [8 empty] | 0 | 0 | 0 | 0 | 0 | 0 | 0 | [5 empty] | 0
FL Zone 2Schools K-12Turnover |  | XXXXXXXX | Yes | Equipment | Variable Refrigerant Flow (VRF) HVAC Systems | Variable Refrigerant Flow (VRF) HVAC Systems | Code-Compliant PTHP | Commercial | Turnover | Schools K-12 | FL Zone 2 | Space Heating | Residential/split system heat pump |  | 0 | Per Unit | [7 empty] | 306.3308 | 210.6024 | 95.7284 | 0.3125 |  | 15 |  |  |  | 95.7284 | [8 empty] | 0 | 0 | 0 | 0 | 0 | 0 | 0 | [5 empty] | 0
FL Zone 2WarehouseTurnover |  | XXXXXXXX | Yes | Equipment | Variable Refrigerant Flow (VRF) HVAC Systems | Variable Refrigerant Flow (VRF) HVAC Systems | Code-Compliant PTHP | Commercial | Turnover | Warehouse | FL Zone 2 | Space Heating | Residential/split system heat pump |  | 0 | Per Unit | [7 empty] | 79.4617 | 54.6299 | 24.8318 | 0.3125 |  | 15 |  |  |  | 24.8318 | [8 empty] | 0 | 0 | 0 | 0 | 0 | 0 | 0 | [5 empty] | 0
FL Zone 2AssemblyNew |  | XXXXXXXX | Yes | Equipment | Variable Refrigerant Flow (VRF) HVAC Systems | Variable Refrigerant Flow (VRF) HVAC Systems | Code-Compliant PTHP | Commercial | New | Assembly | FL Zone 2 | Space Heating | Residential/split system heat pump |  | 0 | Per Unit | [7 empty] | 143.9524 | 98.9673 | 44.9851 | 0.3125 |  | 15 |  |  |  | 44.9851 | [8 empty] | 0 | 0 | 0 | 0 | 0 | 0 | 0 | [5 empty] | 0
FL Zone 2College and UniversityNew |  | XXXXXXXX | Yes | Equipment | Variable Refrigerant Flow (VRF) HVAC Systems | Variable Refrigerant Flow (VRF) HVAC Systems | Code-Compliant PTHP | Commercial | New | College and University | FL Zone 2 | Space Heating | Residential/split system heat pump |  | 0 | Per Unit | [7 empty] | 143.9524 | 98.9673 | 44.9851 | 0.3125 |  | 15 |  |  |  | 44.9851 | [8 empty] | 0 | 0 | 0 | 0 | 0 | 0 | 0 | [5 empty] | 0
FL Zone 2GroceryNew |  | XXXXXXXX | Yes | Equipment | Variable Refrigerant Flow (VRF) HVAC Systems | Variable Refrigerant Flow (VRF) HVAC Systems | Code-Compliant PTHP | Commercial | New | Grocery | FL Zone 2 | Space Heating | Residential/split system heat pump |  | 0 | Per Unit | [7 empty] | 247.5982 | 170.2238 | 77.3744 | 0.3125 |  | 15 |  |  |  | 77.3744 | [8 empty] | 0 | 0 | 0 | 0 | 0 | 0 | 0 | [5 empty] | 0
FL Zone 2HealthcareNew |  | XXXXXXXX | Yes | Equipment | Variable Refrigerant Flow (VRF) HVAC Systems | Variable Refrigerant Flow (VRF) HVAC Systems | Code-Compliant PTHP | Commercial | New | Healthcare | FL Zone 2 | Space Heating | Residential/split system heat pump |  | 0 | Per Unit | [7 empty] | 225.7174 | 155.1807 | 70.5367 | 0.3125 |  | 15 |  |  |  | 70.5367 | [8 empty] | 0 | 0 | 0 | 0 | 0 | 0 | 0 | [5 empty] | 0
FL Zone 2HospitalsNew |  | XXXXXXXX | Yes | Equipment | Variable Refrigerant Flow (VRF) HVAC Systems | Variable Refrigerant Flow (VRF) HVAC Systems | Code-Compliant PTHP | Commercial | New | Hospitals | FL Zone 2 | Space Heating | Residential/split system heat pump |  | 0 | Per Unit | [7 empty] | 256.8111 | 176.5577 | 80.2535 | 0.3125 |  | 15 |  |  |  | 80.2535 | [8 empty] | 0 | 0 | 0 | 0 | 0 | 0 | 0 | [5 empty] | 0
FL Zone 2InstitutionalNew |  | XXXXXXXX | Yes | Equipment | Variable Refrigerant Flow (VRF) HVAC Systems | Variable Refrigerant Flow (VRF) HVAC Systems | Code-Compliant PTHP | Commercial | New | Institutional | FL Zone 2 | Space Heating | Residential/split system heat pump |  | 0 | Per Unit | [7 empty] | 125.5265 | 86.2995 | 39.227 | 0.3125 |  | 15 |  |  |  | 39.227 | [8 empty] | 0 | 0 | 0 | 0 | 0 | 0 | 0 | [5 empty] | 0
FL Zone 2Lodging/HospitalityNew |  | XXXXXXXX | Yes | Equipment | Variable Refrigerant Flow (VRF) HVAC Systems | Variable Refrigerant Flow (VRF) HVAC Systems | Code-Compliant PTHP | Commercial | New | Lodging/Hospitality | FL Zone 2 | Space Heating | Residential/split system heat pump |  | 0 | Per Unit | [7 empty] | 152.0138 | 104.5095 | 47.5043 | 0.3125 |  | 15 |  |  |  | 47.5043 | [8 empty] | 0 | 0 | 0 | 0 | 0 | 0 | 0 | [5 empty] | 0
FL Zone 2MiscellaneousNew |  | XXXXXXXX | Yes | Equipment | Variable Refrigerant Flow (VRF) HVAC Systems | Variable Refrigerant Flow (VRF) HVAC Systems | Code-Compliant PTHP | Commercial | New | Miscellaneous | FL Zone 2 | Space Heating | Residential/split system heat pump |  | 0 | Per Unit | [7 empty] | 79.4617 | 54.6299 | 24.8318 | 0.3125 |  | 15 |  |  |  | 24.8318 | [8 empty] | 0 | 0 | 0 | 0 | 0 | 0 | 0 | [5 empty] | 0
FL Zone 2OfficesNew |  | XXXXXXXX | Yes | Equipment | Variable Refrigerant Flow (VRF) HVAC Systems | Variable Refrigerant Flow (VRF) HVAC Systems | Code-Compliant PTHP | Commercial | New | Offices | FL Zone 2 | Space Heating | Residential/split system heat pump |  | 0 | Per Unit | [7 empty] | 84.0682 | 57.7969 | 26.2713 | 0.3125 |  | 15 |  |  |  | 26.2713 | [8 empty] | 0 | 0 | 0 | 0 | 0 | 0 | 0 | [5 empty] | 0
FL Zone 2RestaurantsNew |  | XXXXXXXX | Yes | Equipment | Variable Refrigerant Flow (VRF) HVAC Systems | Variable Refrigerant Flow (VRF) HVAC Systems | Code-Compliant PTHP | Commercial | New | Restaurants | FL Zone 2 | Space Heating | Residential/split system heat pump |  | 0 | Per Unit | [7 empty] | 530.8966 | 364.9914 | 165.9052 | 0.3125 |  | 15 |  |  |  | 165.9052 | [8 empty] | 0 | 0 | 0 | 0 | 0 | 0 | 0 | [5 empty] | 0
FL Zone 2RetailNew |  | XXXXXXXX | Yes | Equipment | Variable Refrigerant Flow (VRF) HVAC Systems | Variable Refrigerant Flow (VRF) HVAC Systems | Code-Compliant PTHP | Commercial | New | Retail | FL Zone 2 | Space Heating | Residential/split system heat pump |  | 0 | Per Unit | [7 empty] | 332.818 | 228.8124 | 104.0056 | 0.3125 |  | 15 |  |  |  | 104.0056 | [8 empty] | 0 | 0 | 0 | 0 | 0 | 0 | 0 | [5 empty] | 0
FL Zone 2Schools K-12New |  | XXXXXXXX | Yes | Equipment | Variable Refrigerant Flow (VRF) HVAC Systems | Variable Refrigerant Flow (VRF) HVAC Systems | Code-Compliant PTHP | Commercial | New | Schools K-12 | FL Zone 2 | Space Heating | Residential/split system heat pump |  | 0 | Per Unit | [7 empty] | 306.3308 | 210.6024 | 95.7284 | 0.3125 |  | 15 |  |  |  | 95.7284 | [8 empty] | 0 | 0 | 0 | 0 | 0 | 0 | 0 | [5 empty] | 0
FL Zone 2WarehouseNew |  | XXXXXXXX | Yes | Equipment | Variable Refrigerant Flow (VRF) HVAC Systems | Variable Refrigerant Flow (VRF) HVAC Systems | Code-Compliant PTHP | Commercial | New | Warehouse | FL Zone 2 | Space Heating | Residential/split system heat pump |  | 0 | Per Unit | [7 empty] | 79.4617 | 54.6299 | 24.8318 | 0.3125 |  | 15 |  |  |  | 24.8318 | [8 empty] | 0 | 0 | 0 | 0 | 0 | 0 | 0 | [5 empty] | 0
FL Zone 2AssemblyTurnover |  | XXXXXXXX | Yes | Equipment | Variable Speed Pool Pump | Variable Speed Pool Pump | Single Speed Pool Pump Motor | Commercial | Turnover | Assembly | FL Zone 2 | Miscellaneous | Pool pump |  | 0 | Per Pool | [7 empty] | 5018.75 | 1788.5 | 3230.25 | 0.64364 |  | 10 |  |  |  | 3230.25 | [8 empty] | 0 | 0 | 0 | 0 | 0 | 0 | 0 | [5 empty] | 0
FL Zone 2College and UniversityTurnover |  | XXXXXXXX | Yes | Equipment | Variable Speed Pool Pump | Variable Speed Pool Pump | Single Speed Pool Pump Motor | Commercial | Turnover | College and University | FL Zone 2 | Miscellaneous | Pool pump |  | 0 | Per Pool | [7 empty] | 5018.75 | 1788.5 | 3230.25 | 0.64364 |  | 10 |  |  |  | 3230.25 | [8 empty] | 0 | 0 | 0 | 0 | 0 | 0 | 0 | [5 empty] | 0
FL Zone 2GroceryTurnover |  | XXXXXXXX | Yes | Equipment | Variable Speed Pool Pump | Variable Speed Pool Pump | Single Speed Pool Pump Motor | Commercial | Turnover | Grocery | FL Zone 2 | Miscellaneous | Pool pump |  | 0 | Per Pool | [7 empty] | 5018.75 | 1788.5 | 3230.25 | 0.64364 |  | 10 |  |  |  | 3230.25 | [8 empty] | 0 | 0 | 0 | 0 | 0 | 0 | 0 | [5 empty] | 0
FL Zone 2HealthcareTurnover |  | XXXXXXXX | Yes | Equipment | Variable Speed Pool Pump | Variable Speed Pool Pump | Single Speed Pool Pump Motor | Commercial | Turnover | Healthcare | FL Zone 2 | Miscellaneous | Pool pump |  | 0 | Per Pool | [7 empty] | 5018.75 | 1788.5 | 3230.25 | 0.64364 |  | 10 |  |  |  | 3230.25 | [8 empty] | 0 | 0 | 0 | 0 | 0 | 0 | 0 | [5 empty] | 0
FL Zone 2HospitalsTurnover |  | XXXXXXXX | Yes | Equipment | Variable Speed Pool Pump | Variable Speed Pool Pump | Single Speed Pool Pump Motor | Commercial | Turnover | Hospitals | FL Zone 2 | Miscellaneous | Pool pump |  | 0 | Per Pool | [7 empty] | 5018.75 | 1788.5 | 3230.25 | 0.64364 |  | 10 |  |  |  | 3230.25 | [8 empty] | 0 | 0 | 0 | 0 | 0 | 0 | 0 | [5 empty] | 0
FL Zone 2InstitutionalTurnover |  | XXXXXXXX | Yes | Equipment | Variable Speed Pool Pump | Variable Speed Pool Pump | Single Speed Pool Pump Motor | Commercial | Turnover | Institutional | FL Zone 2 | Miscellaneous | Pool pump |  | 0 | Per Pool | [7 empty] | 5018.75 | 1788.5 | 3230.25 | 0.64364 |  | 10 |  |  |  | 3230.25 | [8 empty] | 0 | 0 | 0 | 0 | 0 | 0 | 0 | [5 empty] | 0
FL Zone 2Lodging/HospitalityTurnover |  | XXXXXXXX | Yes | Equipment | Variable Speed Pool Pump | Variable Speed Pool Pump | Single Speed Pool Pump Motor | Commercial | Turnover | Lodging/Hospitality | FL Zone 2 | Miscellaneous | Pool pump |  | 0 | Per Pool | [7 empty] | 5018.75 | 1788.5 | 3230.25 | 0.64364 |  | 10 |  |  |  | 3230.25 | [8 empty] | 0 | 0 | 0 | 0 | 0 | 0 | 0 | [5 empty] | 0
FL Zone 2MiscellaneousTurnover |  | XXXXXXXX | Yes | Equipment | Variable Speed Pool Pump | Variable Speed Pool Pump | Single Speed Pool Pump Motor | Commercial | Turnover | Miscellaneous | FL Zone 2 | Miscellaneous | Pool pump |  | 0 | Per Pool | [7 empty] | 5018.75 | 1788.5 | 3230.25 | 0.64364 |  | 10 |  |  |  | 3230.25 | [8 empty] | 0 | 0 | 0 | 0 | 0 | 0 | 0 | [5 empty] | 0
FL Zone 2OfficesTurnover |  | XXXXXXXX | Yes | Equipment | Variable Speed Pool Pump | Variable Speed Pool Pump | Single Speed Pool Pump Motor | Commercial | Turnover | Offices | FL Zone 2 | Miscellaneous | Pool pump |  | 0 | Per Pool | [7 empty] | 5018.75 | 1788.5 | 3230.25 | 0.64364 |  | 10 |  |  |  | 3230.25 | [8 empty] | 0 | 0 | 0 | 0 | 0 | 0 | 0 | [5 empty] | 0
FL Zone 2RestaurantsTurnover |  | XXXXXXXX | Yes | Equipment | Variable Speed Pool Pump | Variable Speed Pool Pump | Single Speed Pool Pump Motor | Commercial | Turnover | Restaurants | FL Zone 2 | Miscellaneous | Pool pump |  | 0 | Per Pool | [7 empty] | 5018.75 | 1788.5 | 3230.25 | 0.64364 |  | 10 |  |  |  | 3230.25 | [8 empty] | 0 | 0 | 0 | 0 | 0 | 0 | 0 | [5 empty] | 0
FL Zone 2RetailTurnover |  | XXXXXXXX | Yes | Equipment | Variable Speed Pool Pump | Variable Speed Pool Pump | Single Speed Pool Pump Motor | Commercial | Turnover | Retail | FL Zone 2 | Miscellaneous | Pool pump |  | 0 | Per Pool | [7 empty] | 5018.75 | 1788.5 | 3230.25 | 0.64364 |  | 10 |  |  |  | 3230.25 | [8 empty] | 0 | 0 | 0 | 0 | 0 | 0 | 0 | [5 empty] | 0
FL Zone 2Schools K-12Turnover |  | XXXXXXXX | Yes | Equipment | Variable Speed Pool Pump | Variable Speed Pool Pump | Single Speed Pool Pump Motor | Commercial | Turnover | Schools K-12 | FL Zone 2 | Miscellaneous | Pool pump |  | 0 | Per Pool | [7 empty] | 5018.75 | 1788.5 | 3230.25 | 0.64364 |  | 10 |  |  |  | 3230.25 | [8 empty] | 0 | 0 | 0 | 0 | 0 | 0 | 0 | [5 empty] | 0
FL Zone 2AssemblyNew |  | XXXXXXXX | Yes | Equipment | Variable Speed Pool Pump | Variable Speed Pool Pump | Single Speed Pool Pump Motor | Commercial | New | Assembly | FL Zone 2 | Miscellaneous | Pool pump |  | 0 | Per Pool | [7 empty] | 5018.75 | 1788.5 | 3230.25 | 0.64364 |  | 10 |  |  |  | 3230.25 | [8 empty] | 0 | 0 | 0 | 0 | 0 | 0 | 0 | [5 empty] | 0
FL Zone 2College and UniversityNew |  | XXXXXXXX | Yes | Equipment | Variable Speed Pool Pump | Variable Speed Pool Pump | Single Speed Pool Pump Motor | Commercial | New | College and University | FL Zone 2 | Miscellaneous | Pool pump |  | 0 | Per Pool | [7 empty] | 5018.75 | 1788.5 | 3230.25 | 0.64364 |  | 10 |  |  |  | 3230.25 | [8 empty] | 0 | 0 | 0 | 0 | 0 | 0 | 0 | [5 empty] | 0
FL Zone 2GroceryNew |  | XXXXXXXX | Yes | Equipment | Variable Speed Pool Pump | Variable Speed Pool Pump | Single Speed Pool Pump Motor | Commercial | New | Grocery | FL Zone 2 | Miscellaneous | Pool pump |  | 0 | Per Pool | [7 empty] | 5018.75 | 1788.5 | 3230.25 | 0.64364 |  | 10 |  |  |  | 3230.25 | [8 empty] | 0 | 0 | 0 | 0 | 0 | 0 | 0 | [5 empty] | 0
FL Zone 2HealthcareNew |  | XXXXXXXX | Yes | Equipment | Variable Speed Pool Pump | Variable Speed Pool Pump | Single Speed Pool Pump Motor | Commercial | New | Healthcare | FL Zone 2 | Miscellaneous | Pool pump |  | 0 | Per Pool | [7 empty] | 5018.75 | 1788.5 | 3230.25 | 0.64364 |  | 10 |  |  |  | 3230.25 | [8 empty] | 0 | 0 | 0 | 0 | 0 | 0 | 0 | [5 empty] | 0
FL Zone 2HospitalsNew |  | XXXXXXXX | Yes | Equipment | Variable Speed Pool Pump | Variable Speed Pool Pump | Single Speed Pool Pump Motor | Commercial | New | Hospitals | FL Zone 2 | Miscellaneous | Pool pump |  | 0 | Per Pool | [7 empty] | 5018.75 | 1788.5 | 3230.25 | 0.64364 |  | 10 |  |  |  | 3230.25 | [8 empty] | 0 | 0 | 0 | 0 | 0 | 0 | 0 | [5 empty] | 0
FL Zone 2InstitutionalNew |  | XXXXXXXX | Yes | Equipment | Variable Speed Pool Pump | Variable Speed Pool Pump | Single Speed Pool Pump Motor | Commercial | New | Institutional | FL Zone 2 | Miscellaneous | Pool pump |  | 0 | Per Pool | [7 empty] | 5018.75 | 1788.5 | 3230.25 | 0.64364 |  | 10 |  |  |  | 3230.25 | [8 empty] | 0 | 0 | 0 | 0 | 0 | 0 | 0 | [5 empty] | 0
FL Zone 2Lodging/HospitalityNew |  | XXXXXXXX | Yes | Equipment | Variable Speed Pool Pump | Variable Speed Pool Pump | Single Speed Pool Pump Motor | Commercial | New | Lodging/Hospitality | FL Zone 2 | Miscellaneous | Pool pump |  | 0 | Per Pool | [7 empty] | 5018.75 | 1788.5 | 3230.25 | 0.64364 |  | 10 |  |  |  | 3230.25 | [8 empty] | 0 | 0 | 0 | 0 | 0 | 0 | 0 | [5 empty] | 0
FL Zone 2MiscellaneousNew |  | XXXXXXXX | Yes | Equipment | Variable Speed Pool Pump | Variable Speed Pool Pump | Single Speed Pool Pump Motor | Commercial | New | Miscellaneous | FL Zone 2 | Miscellaneous | Pool pump |  | 0 | Per Pool | [7 empty] | 5018.75 | 1788.5 | 3230.25 | 0.64364 |  | 10 |  |  |  | 3230.25 | [8 empty] | 0 | 0 | 0 | 0 | 0 | 0 | 0 | [5 empty] | 0
FL Zone 2OfficesNew |  | XXXXXXXX | Yes | Equipment | Variable Speed Pool Pump | Variable Speed Pool Pump | Single Speed Pool Pump Motor | Commercial | New | Offices | FL Zone 2 | Miscellaneous | Pool pump |  | 0 | Per Pool | [7 empty] | 5018.75 | 1788.5 | 3230.25 | 0.64364 |  | 10 |  |  |  | 3230.25 | [8 empty] | 0 | 0 | 0 | 0 | 0 | 0 | 0 | [5 empty] | 0
FL Zone 2RestaurantsNew |  | XXXXXXXX | Yes | Equipment | Variable Speed Pool Pump | Variable Speed Pool Pump | Single Speed Pool Pump Motor | Commercial | New | Restaurants | FL Zone 2 | Miscellaneous | Pool pump |  | 0 | Per Pool | [7 empty] | 5018.75 | 1788.5 | 3230.25 | 0.64364 |  | 10 |  |  |  | 3230.25 | [8 empty] | 0 | 0 | 0 | 0 | 0 | 0 | 0 | [5 empty] | 0
FL Zone 2RetailNew |  | XXXXXXXX | Yes | Equipment | Variable Speed Pool Pump | Variable Speed Pool Pump | Single Speed Pool Pump Motor | Commercial | New | Retail | FL Zone 2 | Miscellaneous | Pool pump |  | 0 | Per Pool | [7 empty] | 5018.75 | 1788.5 | 3230.25 | 0.64364 |  | 10 |  |  |  | 3230.25 | [8 empty] | 0 | 0 | 0 | 0 | 0 | 0 | 0 | [5 empty] | 0
FL Zone 2Schools K-12New |  | XXXXXXXX | Yes | Equipment | Variable Speed Pool Pump | Variable Speed Pool Pump | Single Speed Pool Pump Motor | Commercial | New | Schools K-12 | FL Zone 2 | Miscellaneous | Pool pump |  | 0 | Per Pool | [7 empty] | 5018.75 | 1788.5 | 3230.25 | 0.64364 |  | 10 |  |  |  | 3230.25 | [8 empty] | 0 | 0 | 0 | 0 | 0 | 0 | 0 | [5 empty] | 0
FL Zone 2AssemblyExisting |  | XXXXXXXX | Yes | Nonequipment | VAV System | Variable Air Volume Distribution System | Constant Air Volume Distribution System | Commercial | Existing | Assembly | FL Zone 2 | Ventilation and Circulation |  |  | 0 | Per End Use Consumption | [7 empty] | 232491.5231 | 162744.0662 | 69747.4569 | 0.3 |  | 10 |  |  |  | 69747.4569 | [8 empty] | 0 | 0 | 0 | 0 | 0 | 0 | 0 | [5 empty] | 0
FL Zone 2College and UniversityExisting |  | XXXXXXXX | Yes | Nonequipment | VAV System | Variable Air Volume Distribution System | Constant Air Volume Distribution System | Commercial | Existing | College and University | FL Zone 2 | Ventilation and Circulation |  |  | 0 | Per End Use Consumption | [7 empty] | 916260.7327 | 641382.5129 | 274878.2198 | 0.3 |  | 10 |  |  |  | 274878.2198 | [8 empty] | 0 | 0 | 0 | 0 | 0 | 0 | 0 | [5 empty] | 0
FL Zone 2GroceryExisting |  | XXXXXXXX | Yes | Nonequipment | VAV System | Variable Air Volume Distribution System | Constant Air Volume Distribution System | Commercial | Existing | Grocery | FL Zone 2 | Ventilation and Circulation |  |  | 0 | Per End Use Consumption | [7 empty] | 56854.4746 | 39798.1322 | 17056.3424 | 0.3 |  | 10 |  |  |  | 17056.3424 | [8 empty] | 0 | 0 | 0 | 0 | 0 | 0 | 0 | [5 empty] | 0
FL Zone 2HealthcareExisting |  | XXXXXXXX | Yes | Nonequipment | VAV System | Variable Air Volume Distribution System | Constant Air Volume Distribution System | Commercial | Existing | Healthcare | FL Zone 2 | Ventilation and Circulation |  |  | 0 | Per End Use Consumption | [7 empty] | 242790.5708 | 169953.3995 | 72837.1712 | 0.3 |  | 10 |  |  |  | 72837.1712 | [8 empty] | 0 | 0 | 0 | 0 | 0 | 0 | 0 | [5 empty] | 0
FL Zone 2HospitalsExisting |  | XXXXXXXX | Yes | Nonequipment | VAV System | Variable Air Volume Distribution System | Constant Air Volume Distribution System | Commercial | Existing | Hospitals | FL Zone 2 | Ventilation and Circulation |  |  | 0 | Per End Use Consumption | [7 empty] | 2529839.5464 | 1770887.6825 | 758951.8639 | 0.3 |  | 10 |  |  |  | 758951.8639 | [8 empty] | 0 | 0 | 0 | 0 | 0 | 0 | 0 | [5 empty] | 0
FL Zone 2InstitutionalExisting |  | XXXXXXXX | Yes | Nonequipment | VAV System | Variable Air Volume Distribution System | Constant Air Volume Distribution System | Commercial | Existing | Institutional | FL Zone 2 | Ventilation and Circulation |  |  | 0 | Per End Use Consumption | [7 empty] | 248938.7869 | 174257.1508 | 74681.6361 | 0.3 |  | 10 |  |  |  | 74681.6361 | [8 empty] | 0 | 0 | 0 | 0 | 0 | 0 | 0 | [5 empty] | 0
FL Zone 2Lodging/HospitalityExisting |  | XXXXXXXX | Yes | Nonequipment | VAV System | Variable Air Volume Distribution System | Constant Air Volume Distribution System | Commercial | Existing | Lodging/Hospitality | FL Zone 2 | Ventilation and Circulation |  |  | 0 | Per End Use Consumption | [7 empty] | 407917.7131 | 285542.3992 | 122375.3139 | 0.3 |  | 10 |  |  |  | 122375.3139 | [8 empty] | 0 | 0 | 0 | 0 | 0 | 0 | 0 | [5 empty] | 0
FL Zone 2MiscellaneousExisting |  | XXXXXXXX | Yes | Nonequipment | VAV System | Variable Air Volume Distribution System | Constant Air Volume Distribution System | Commercial | Existing | Miscellaneous | FL Zone 2 | Ventilation and Circulation |  |  | 0 | Per End Use Consumption | [7 empty] | 370046.7872 | 259032.751 | 111014.0362 | 0.3 |  | 10 |  |  |  | 111014.0362 | [8 empty] | 0 | 0 | 0 | 0 | 0 | 0 | 0 | [5 empty] | 0
FL Zone 2OfficesExisting |  | XXXXXXXX | Yes | Nonequipment | VAV System | Variable Air Volume Distribution System | Constant Air Volume Distribution System | Commercial | Existing | Offices | FL Zone 2 | Ventilation and Circulation |  |  | 0 | Per End Use Consumption | [7 empty] | 193851.3953 | 135695.9767 | 58155.4186 | 0.3 |  | 10 |  |  |  | 58155.4186 | [8 empty] | 0 | 0 | 0 | 0 | 0 | 0 | 0 | [5 empty] | 0
FL Zone 2RestaurantsExisting |  | XXXXXXXX | Yes | Nonequipment | VAV System | Variable Air Volume Distribution System | Constant Air Volume Distribution System | Commercial | Existing | Restaurants | FL Zone 2 | Ventilation and Circulation |  |  | 0 | Per End Use Consumption | [7 empty] | 61296.1247 | 42907.2873 | 18388.8374 | 0.3 |  | 10 |  |  |  | 18388.8374 | [8 empty] | 0 | 0 | 0 | 0 | 0 | 0 | 0 | [5 empty] | 0
FL Zone 2RetailExisting |  | XXXXXXXX | Yes | Nonequipment | VAV System | Variable Air Volume Distribution System | Constant Air Volume Distribution System | Commercial | Existing | Retail | FL Zone 2 | Ventilation and Circulation |  |  | 0 | Per End Use Consumption | [7 empty] | 138089.0745 | 96662.3522 | 41426.7224 | 0.3 |  | 10 |  |  |  | 41426.7224 | [8 empty] | 0 | 0 | 0 | 0 | 0 | 0 | 0 | [5 empty] | 0
FL Zone 2Schools K-12Existing |  | XXXXXXXX | Yes | Nonequipment | VAV System | Variable Air Volume Distribution System | Constant Air Volume Distribution System | Commercial | Existing | Schools K-12 | FL Zone 2 | Ventilation and Circulation |  |  | 0 | Per End Use Consumption | [7 empty] | 628205.4064 | 439743.7845 | 188461.6219 | 0.3 |  | 10 |  |  |  | 188461.6219 | [8 empty] | 0 | 0 | 0 | 0 | 0 | 0 | 0 | [5 empty] | 0
FL Zone 2WarehouseExisting |  | XXXXXXXX | Yes | Nonequipment | VAV System | Variable Air Volume Distribution System | Constant Air Volume Distribution System | Commercial | Existing | Warehouse | FL Zone 2 | Ventilation and Circulation |  |  | 0 | Per End Use Consumption | [7 empty] | 193838.8423 | 135687.1896 | 58151.6527 | 0.3 |  | 10 |  |  |  | 58151.6527 | [8 empty] | 0 | 0 | 0 | 0 | 0 | 0 | 0 | [5 empty] | 0
FL Zone 2AssemblyNew |  | XXXXXXXX | Yes | Nonequipment | VAV System | Variable Air Volume Distribution System | Constant Air Volume Distribution System | Commercial | New | Assembly | FL Zone 2 | Ventilation and Circulation |  |  | 0 | Per End Use Consumption | [7 empty] | 232491.5231 | 162744.0662 | 69747.4569 | 0.3 |  | 10 |  |  |  | 69747.4569 | [8 empty] | 0 | 0 | 0 | 0 | 0 | 0 | 0 | [5 empty] | 0
FL Zone 2College and UniversityNew |  | XXXXXXXX | Yes | Nonequipment | VAV System | Variable Air Volume Distribution System | Constant Air Volume Distribution System | Commercial | New | College and University | FL Zone 2 | Ventilation and Circulation |  |  | 0 | Per End Use Consumption | [7 empty] | 916260.7327 | 641382.5129 | 274878.2198 | 0.3 |  | 10 |  |  |  | 274878.2198 | [8 empty] | 0 | 0 | 0 | 0 | 0 | 0 | 0 | [5 empty] | 0
FL Zone 2GroceryNew |  | XXXXXXXX | Yes | Nonequipment | VAV System | Variable Air Volume Distribution System | Constant Air Volume Distribution System | Commercial | New | Grocery | FL Zone 2 | Ventilation and Circulation |  |  | 0 | Per End Use Consumption | [7 empty] | 56854.4746 | 39798.1322 | 17056.3424 | 0.3 |  | 10 |  |  |  | 17056.3424 | [8 empty] | 0 | 0 | 0 | 0 | 0 | 0 | 0 | [5 empty] | 0
FL Zone 2HealthcareNew |  | XXXXXXXX | Yes | Nonequipment | VAV System | Variable Air Volume Distribution System | Constant Air Volume Distribution System | Commercial | New | Healthcare | FL Zone 2 | Ventilation and Circulation |  |  | 0 | Per End Use Consumption | [7 empty] | 242790.5708 | 169953.3995 | 72837.1712 | 0.3 |  | 10 |  |  |  | 72837.1712 | [8 empty] | 0 | 0 | 0 | 0 | 0 | 0 | 0 | [5 empty] | 0
FL Zone 2HospitalsNew |  | XXXXXXXX | Yes | Nonequipment | VAV System | Variable Air Volume Distribution System | Constant Air Volume Distribution System | Commercial | New | Hospitals | FL Zone 2 | Ventilation and Circulation |  |  | 0 | Per End Use Consumption | [7 empty] | 2529839.5464 | 1770887.6825 | 758951.8639 | 0.3 |  | 10 |  |  |  | 758951.8639 | [8 empty] | 0 | 0 | 0 | 0 | 0 | 0 | 0 | [5 empty] | 0
FL Zone 2InstitutionalNew |  | XXXXXXXX | Yes | Nonequipment | VAV System | Variable Air Volume Distribution System | Constant Air Volume Distribution System | Commercial | New | Institutional | FL Zone 2 | Ventilation and Circulation |  |  | 0 | Per End Use Consumption | [7 empty] | 248938.7869 | 174257.1508 | 74681.6361 | 0.3 |  | 10 |  |  |  | 74681.6361 | [8 empty] | 0 | 0 | 0 | 0 | 0 | 0 | 0 | [5 empty] | 0
FL Zone 2Lodging/HospitalityNew |  | XXXXXXXX | Yes | Nonequipment | VAV System | Variable Air Volume Distribution System | Constant Air Volume Distribution System | Commercial | New | Lodging/Hospitality | FL Zone 2 | Ventilation and Circulation |  |  | 0 | Per End Use Consumption | [7 empty] | 407917.7131 | 285542.3992 | 122375.3139 | 0.3 |  | 10 |  |  |  | 122375.3139 | [8 empty] | 0 | 0 | 0 | 0 | 0 | 0 | 0 | [5 empty] | 0
FL Zone 2MiscellaneousNew |  | XXXXXXXX | Yes | Nonequipment | VAV System | Variable Air Volume Distribution System | Constant Air Volume Distribution System | Commercial | New | Miscellaneous | FL Zone 2 | Ventilation and Circulation |  |  | 0 | Per End Use Consumption | [7 empty] | 370046.7872 | 259032.751 | 111014.0362 | 0.3 |  | 10 |  |  |  | 111014.0362 | [8 empty] | 0 | 0 | 0 | 0 | 0 | 0 | 0 | [5 empty] | 0
FL Zone 2OfficesNew |  | XXXXXXXX | Yes | Nonequipment | VAV System | Variable Air Volume Distribution System | Constant Air Volume Distribution System | Commercial | New | Offices | FL Zone 2 | Ventilation and Circulation |  |  | 0 | Per End Use Consumption | [7 empty] | 193851.3953 | 135695.9767 | 58155.4186 | 0.3 |  | 10 |  |  |  | 58155.4186 | [8 empty] | 0 | 0 | 0 | 0 | 0 | 0 | 0 | [5 empty] | 0
FL Zone 2RestaurantsNew |  | XXXXXXXX | Yes | Nonequipment | VAV System | Variable Air Volume Distribution System | Constant Air Volume Distribution System | Commercial | New | Restaurants | FL Zone 2 | Ventilation and Circulation |  |  | 0 | Per End Use Consumption | [7 empty] | 61296.1247 | 42907.2873 | 18388.8374 | 0.3 |  | 10 |  |  |  | 18388.8374 | [8 empty] | 0 | 0 | 0 | 0 | 0 | 0 | 0 | [5 empty] | 0
FL Zone 2RetailNew |  | XXXXXXXX | Yes | Nonequipment | VAV System | Variable Air Volume Distribution System | Constant Air Volume Distribution System | Commercial | New | Retail | FL Zone 2 | Ventilation and Circulation |  |  | 0 | Per End Use Consumption | [7 empty] | 138089.0745 | 96662.3522 | 41426.7224 | 0.3 |  | 10 |  |  |  | 41426.7224 | [8 empty] | 0 | 0 | 0 | 0 | 0 | 0 | 0 | [5 empty] | 0
FL Zone 2Schools K-12New |  | XXXXXXXX | Yes | Nonequipment | VAV System | Variable Air Volume Distribution System | Constant Air Volume Distribution System | Commercial | New | Schools K-12 | FL Zone 2 | Ventilation and Circulation |  |  | 0 | Per End Use Consumption | [7 empty] | 628205.4064 | 439743.7845 | 188461.6219 | 0.3 |  | 10 |  |  |  | 188461.6219 | [8 empty] | 0 | 0 | 0 | 0 | 0 | 0 | 0 | [5 empty] | 0
FL Zone 2WarehouseNew |  | XXXXXXXX | Yes | Nonequipment | VAV System | Variable Air Volume Distribution System | Constant Air Volume Distribution System | Commercial | New | Warehouse | FL Zone 2 | Ventilation and Circulation |  |  | 0 | Per End Use Consumption | [7 empty] | 193838.8423 | 135687.1896 | 58151.6527 | 0.3 |  | 10 |  |  |  | 58151.6527 | [8 empty] | 0 | 0 | 0 | 0 | 0 | 0 | 0 | [5 empty] | 0
FL Zone 2AssemblyExisting |  | XXXXXXXX | Yes | Nonequipment | VSD Controlled Compressor | Variable Speed Drive Control - includes all non-HVAC applications | Constant speed motors & pumps | Commercial | Existing | Assembly | FL Zone 2 | Miscellaneous |  |  | 0 | Per End Use Consumption | [7 empty] | 63311.04 | 50150.88 | 13160.16 | 0.20787 |  | 15 |  |  |  | 13160.16 | [8 empty] | 0 | 0 | 0 | 0 | 0 | 0 | 0 | [5 empty] | 0
FL Zone 2College and UniversityExisting |  | XXXXXXXX | Yes | Nonequipment | VSD Controlled Compressor | Variable Speed Drive Control - includes all non-HVAC applications | Constant speed motors & pumps | Commercial | Existing | College and University | FL Zone 2 | Miscellaneous |  |  | 0 | Per End Use Consumption | [7 empty] | 63311.04 | 50150.88 | 13160.16 | 0.20787 |  | 15 |  |  |  | 13160.16 | [8 empty] | 0 | 0 | 0 | 0 | 0 | 0 | 0 | [5 empty] | 0
FL Zone 2GroceryExisting |  | XXXXXXXX | Yes | Nonequipment | VSD Controlled Compressor | Variable Speed Drive Control - includes all non-HVAC applications | Constant speed motors & pumps | Commercial | Existing | Grocery | FL Zone 2 | Miscellaneous |  |  | 0 | Per End Use Consumption | [7 empty] | 63311.04 | 50150.88 | 13160.16 | 0.20787 |  | 15 |  |  |  | 13160.16 | [8 empty] | 0 | 0 | 0 | 0 | 0 | 0 | 0 | [5 empty] | 0
FL Zone 2HealthcareExisting |  | XXXXXXXX | Yes | Nonequipment | VSD Controlled Compressor | Variable Speed Drive Control - includes all non-HVAC applications | Constant speed motors & pumps | Commercial | Existing | Healthcare | FL Zone 2 | Miscellaneous |  |  | 0 | Per End Use Consumption | [7 empty] | 63311.04 | 50150.88 | 13160.16 | 0.20787 |  | 15 |  |  |  | 13160.16 | [8 empty] | 0 | 0 | 0 | 0 | 0 | 0 | 0 | [5 empty] | 0
FL Zone 2HospitalsExisting |  | XXXXXXXX | Yes | Nonequipment | VSD Controlled Compressor | Variable Speed Drive Control - includes all non-HVAC applications | Constant speed motors & pumps | Commercial | Existing | Hospitals | FL Zone 2 | Miscellaneous |  |  | 0 | Per End Use Consumption | [7 empty] | 63311.04 | 50150.88 | 13160.16 | 0.20787 |  | 15 |  |  |  | 13160.16 | [8 empty] | 0 | 0 | 0 | 0 | 0 | 0 | 0 | [5 empty] | 0
FL Zone 2InstitutionalExisting |  | XXXXXXXX | Yes | Nonequipment | VSD Controlled Compressor | Variable Speed Drive Control - includes all non-HVAC applications | Constant speed motors & pumps | Commercial | Existing | Institutional | FL Zone 2 | Miscellaneous |  |  | 0 | Per End Use Consumption | [7 empty] | 63311.04 | 50150.88 | 13160.16 | 0.20787 |  | 15 |  |  |  | 13160.16 | [8 empty] | 0 | 0 | 0 | 0 | 0 | 0 | 0 | [5 empty] | 0
FL Zone 2Lodging/HospitalityExisting |  | XXXXXXXX | Yes | Nonequipment | VSD Controlled Compressor | Variable Speed Drive Control - includes all non-HVAC applications | Constant speed motors & pumps | Commercial | Existing | Lodging/Hospitality | FL Zone 2 | Miscellaneous |  |  | 0 | Per End Use Consumption | [7 empty] | 63311.04 | 50150.88 | 13160.16 | 0.20787 |  | 15 |  |  |  | 13160.16 | [8 empty] | 0 | 0 | 0 | 0 | 0 | 0 | 0 | [5 empty] | 0
FL Zone 2MiscellaneousExisting |  | XXXXXXXX | Yes | Nonequipment | VSD Controlled Compressor | Variable Speed Drive Control - includes all non-HVAC applications | Constant speed motors & pumps | Commercial | Existing | Miscellaneous | FL Zone 2 | Miscellaneous |  |  | 0 | Per End Use Consumption | [7 empty] | 63311.04 | 50150.88 | 13160.16 | 0.20787 |  | 15 |  |  |  | 13160.16 | [8 empty] | 0 | 0 | 0 | 0 | 0 | 0 | 0 | [5 empty] | 0
FL Zone 2OfficesExisting |  | XXXXXXXX | Yes | Nonequipment | VSD Controlled Compressor | Variable Speed Drive Control - includes all non-HVAC applications | Constant speed motors & pumps | Commercial | Existing | Offices | FL Zone 2 | Miscellaneous |  |  | 0 | Per End Use Consumption | [7 empty] | 63311.04 | 50150.88 | 13160.16 | 0.20787 |  | 15 |  |  |  | 13160.16 | [8 empty] | 0 | 0 | 0 | 0 | 0 | 0 | 0 | [5 empty] | 0
FL Zone 2RestaurantsExisting |  | XXXXXXXX | Yes | Nonequipment | VSD Controlled Compressor | Variable Speed Drive Control - includes all non-HVAC applications | Constant speed motors & pumps | Commercial | Existing | Restaurants | FL Zone 2 | Miscellaneous |  |  | 0 | Per End Use Consumption | [7 empty] | 63311.04 | 50150.88 | 13160.16 | 0.20787 |  | 15 |  |  |  | 13160.16 | [8 empty] | 0 | 0 | 0 | 0 | 0 | 0 | 0 | [5 empty] | 0
FL Zone 2RetailExisting |  | XXXXXXXX | Yes | Nonequipment | VSD Controlled Compressor | Variable Speed Drive Control - includes all non-HVAC applications | Constant speed motors & pumps | Commercial | Existing | Retail | FL Zone 2 | Miscellaneous |  |  | 0 | Per End Use Consumption | [7 empty] | 63311.04 | 50150.88 | 13160.16 | 0.20787 |  | 15 |  |  |  | 13160.16 | [8 empty] | 0 | 0 | 0 | 0 | 0 | 0 | 0 | [5 empty] | 0
FL Zone 2Schools K-12Existing |  | XXXXXXXX | Yes | Nonequipment | VSD Controlled Compressor | Variable Speed Drive Control - includes all non-HVAC applications | Constant speed motors & pumps | Commercial | Existing | Schools K-12 | FL Zone 2 | Miscellaneous |  |  | 0 | Per End Use Consumption | [7 empty] | 63311.04 | 50150.88 | 13160.16 | 0.20787 |  | 15 |  |  |  | 13160.16 | [8 empty] | 0 | 0 | 0 | 0 | 0 | 0 | 0 | [5 empty] | 0
FL Zone 2WarehouseExisting |  | XXXXXXXX | Yes | Nonequipment | VSD Controlled Compressor | Variable Speed Drive Control - includes all non-HVAC applications | Constant speed motors & pumps | Commercial | Existing | Warehouse | FL Zone 2 | Miscellaneous |  |  | 0 | Per End Use Consumption | [7 empty] | 63311.04 | 50150.88 | 13160.16 | 0.20787 |  | 15 |  |  |  | 13160.16 | [8 empty] | 0 | 0 | 0 | 0 | 0 | 0 | 0 | [5 empty] | 0
FL Zone 2AssemblyNew |  | XXXXXXXX | Yes | Nonequipment | VSD Controlled Compressor | Variable Speed Drive Control - includes all non-HVAC applications | Constant speed motors & pumps | Commercial | New | Assembly | FL Zone 2 | Miscellaneous |  |  | 0 | Per End Use Consumption | [7 empty] | 63311.04 | 50150.88 | 13160.16 | 0.20787 |  | 15 |  |  |  | 13160.16 | [8 empty] | 0 | 0 | 0 | 0 | 0 | 0 | 0 | [5 empty] | 0
FL Zone 2College and UniversityNew |  | XXXXXXXX | Yes | Nonequipment | VSD Controlled Compressor | Variable Speed Drive Control - includes all non-HVAC applications | Constant speed motors & pumps | Commercial | New | College and University | FL Zone 2 | Miscellaneous |  |  | 0 | Per End Use Consumption | [7 empty] | 63311.04 | 50150.88 | 13160.16 | 0.20787 |  | 15 |  |  |  | 13160.16 | [8 empty] | 0 | 0 | 0 | 0 | 0 | 0 | 0 | [5 empty] | 0
FL Zone 2GroceryNew |  | XXXXXXXX | Yes | Nonequipment | VSD Controlled Compressor | Variable Speed Drive Control - includes all non-HVAC applications | Constant speed motors & pumps | Commercial | New | Grocery | FL Zone 2 | Miscellaneous |  |  | 0 | Per End Use Consumption | [7 empty] | 63311.04 | 50150.88 | 13160.16 | 0.20787 |  | 15 |  |  |  | 13160.16 | [8 empty] | 0 | 0 | 0 | 0 | 0 | 0 | 0 | [5 empty] | 0
FL Zone 2HealthcareNew |  | XXXXXXXX | Yes | Nonequipment | VSD Controlled Compressor | Variable Speed Drive Control - includes all non-HVAC applications | Constant speed motors & pumps | Commercial | New | Healthcare | FL Zone 2 | Miscellaneous |  |  | 0 | Per End Use Consumption | [7 empty] | 63311.04 | 50150.88 | 13160.16 | 0.20787 |  | 15 |  |  |  | 13160.16 | [8 empty] | 0 | 0 | 0 | 0 | 0 | 0 | 0 | [5 empty] | 0
FL Zone 2HospitalsNew |  | XXXXXXXX | Yes | Nonequipment | VSD Controlled Compressor | Variable Speed Drive Control - includes all non-HVAC applications | Constant speed motors & pumps | Commercial | New | Hospitals | FL Zone 2 | Miscellaneous |  |  | 0 | Per End Use Consumption | [7 empty] | 63311.04 | 50150.88 | 13160.16 | 0.20787 |  | 15 |  |  |  | 13160.16 | [8 empty] | 0 | 0 | 0 | 0 | 0 | 0 | 0 | [5 empty] | 0
FL Zone 2InstitutionalNew |  | XXXXXXXX | Yes | Nonequipment | VSD Controlled Compressor | Variable Speed Drive Control - includes all non-HVAC applications | Constant speed motors & pumps | Commercial | New | Institutional | FL Zone 2 | Miscellaneous |  |  | 0 | Per End Use Consumption | [7 empty] | 63311.04 | 50150.88 | 13160.16 | 0.20787 |  | 15 |  |  |  | 13160.16 | [8 empty] | 0 | 0 | 0 | 0 | 0 | 0 | 0 | [5 empty] | 0
FL Zone 2Lodging/HospitalityNew |  | XXXXXXXX | Yes | Nonequipment | VSD Controlled Compressor | Variable Speed Drive Control - includes all non-HVAC applications | Constant speed motors & pumps | Commercial | New | Lodging/Hospitality | FL Zone 2 | Miscellaneous |  |  | 0 | Per End Use Consumption | [7 empty] | 63311.04 | 50150.88 | 13160.16 | 0.20787 |  | 15 |  |  |  | 13160.16 | [8 empty] | 0 | 0 | 0 | 0 | 0 | 0 | 0 | [5 empty] | 0
FL Zone 2MiscellaneousNew |  | XXXXXXXX | Yes | Nonequipment | VSD Controlled Compressor | Variable Speed Drive Control - includes all non-HVAC applications | Constant speed motors & pumps | Commercial | New | Miscellaneous | FL Zone 2 | Miscellaneous |  |  | 0 | Per End Use Consumption | [7 empty] | 63311.04 | 50150.88 | 13160.16 | 0.20787 |  | 15 |  |  |  | 13160.16 | [8 empty] | 0 | 0 | 0 | 0 | 0 | 0 | 0 | [5 empty] | 0
FL Zone 2OfficesNew |  | XXXXXXXX | Yes | Nonequipment | VSD Controlled Compressor | Variable Speed Drive Control - includes all non-HVAC applications | Constant speed motors & pumps | Commercial | New | Offices | FL Zone 2 | Miscellaneous |  |  | 0 | Per End Use Consumption | [7 empty] | 63311.04 | 50150.88 | 13160.16 | 0.20787 |  | 15 |  |  |  | 13160.16 | [8 empty] | 0 | 0 | 0 | 0 | 0 | 0 | 0 | [5 empty] | 0
FL Zone 2RestaurantsNew |  | XXXXXXXX | Yes | Nonequipment | VSD Controlled Compressor | Variable Speed Drive Control - includes all non-HVAC applications | Constant speed motors & pumps | Commercial | New | Restaurants | FL Zone 2 | Miscellaneous |  |  | 0 | Per End Use Consumption | [7 empty] | 63311.04 | 50150.88 | 13160.16 | 0.20787 |  | 15 |  |  |  | 13160.16 | [8 empty] | 0 | 0 | 0 | 0 | 0 | 0 | 0 | [5 empty] | 0
FL Zone 2RetailNew |  | XXXXXXXX | Yes | Nonequipment | VSD Controlled Compressor | Variable Speed Drive Control - includes all non-HVAC applications | Constant speed motors & pumps | Commercial | New | Retail | FL Zone 2 | Miscellaneous |  |  | 0 | Per End Use Consumption | [7 empty] | 63311.04 | 50150.88 | 13160.16 | 0.20787 |  | 15 |  |  |  | 13160.16 | [8 empty] | 0 | 0 | 0 | 0 | 0 | 0 | 0 | [5 empty] | 0
FL Zone 2Schools K-12New |  | XXXXXXXX | Yes | Nonequipment | VSD Controlled Compressor | Variable Speed Drive Control - includes all non-HVAC applications | Constant speed motors & pumps | Commercial | New | Schools K-12 | FL Zone 2 | Miscellaneous |  |  | 0 | Per End Use Consumption | [7 empty] | 63311.04 | 50150.88 | 13160.16 | 0.20787 |  | 15 |  |  |  | 13160.16 | [8 empty] | 0 | 0 | 0 | 0 | 0 | 0 | 0 | [5 empty] | 0
FL Zone 2WarehouseNew |  | XXXXXXXX | Yes | Nonequipment | VSD Controlled Compressor | Variable Speed Drive Control - includes all non-HVAC applications | Constant speed motors & pumps | Commercial | New | Warehouse | FL Zone 2 | Miscellaneous |  |  | 0 | Per End Use Consumption | [7 empty] | 63311.04 | 50150.88 | 13160.16 | 0.20787 |  | 15 |  |  |  | 13160.16 | [8 empty] | 0 | 0 | 0 | 0 | 0 | 0 | 0 | [5 empty] | 0
FL Zone 2AssemblyExisting |  | XXXXXXXX | Yes | Nonequipment | Wall Insulation | Increased Exterior Above-Grade Wall Insulation | Market Average Existing Exterior Above-Grade Wall Insulation | Commercial | Existing | Assembly | FL Zone 2 | Space Cooling |  |  | 0 | Per Square Foot | [7 empty] | 6.0155 | 4.2315 | 1.7841 | 0.29658 |  | 20 |  |  |  | 1.7841 | [8 empty] | 0 | 0 | 0 | 0 | 0 | 0 | 0 | [5 empty] | 0
FL Zone 2College and UniversityExisting |  | XXXXXXXX | Yes | Nonequipment | Wall Insulation | Increased Exterior Above-Grade Wall Insulation | Market Average Existing Exterior Above-Grade Wall Insulation | Commercial | Existing | College and University | FL Zone 2 | Space Cooling |  |  | 0 | Per Square Foot | [7 empty] | 9.4009 | 7.6681 | 1.7327 | 0.18432 |  | 20 |  |  |  | 1.7327 | [8 empty] | 0 | 0 | 0 | 0 | 0 | 0 | 0 | [5 empty] | 0
FL Zone 2GroceryExisting |  | XXXXXXXX | Yes | Nonequipment | Wall Insulation | Increased Exterior Above-Grade Wall Insulation | Market Average Existing Exterior Above-Grade Wall Insulation | Commercial | Existing | Grocery | FL Zone 2 | Space Cooling |  |  | 0 | Per Square Foot | [7 empty] | 35.2184 | 33.4603 | 1.7581 | 0.049919 |  | 20 |  |  |  | 1.7581 | [8 empty] | 0 | 0 | 0 | 0 | 0 | 0 | 0 | [5 empty] | 0
FL Zone 2HealthcareExisting |  | XXXXXXXX | Yes | Nonequipment | Wall Insulation | Increased Exterior Above-Grade Wall Insulation | Market Average Existing Exterior Above-Grade Wall Insulation | Commercial | Existing | Healthcare | FL Zone 2 | Space Cooling |  |  | 0 | Per Square Foot | [7 empty] | 24.9996 | 23.2916 | 1.7081 | 0.068323 |  | 20 |  |  |  | 1.7081 | [8 empty] | 0 | 0 | 0 | 0 | 0 | 0 | 0 | [5 empty] | 0
FL Zone 2HospitalsExisting |  | XXXXXXXX | Yes | Nonequipment | Wall Insulation | Increased Exterior Above-Grade Wall Insulation | Market Average Existing Exterior Above-Grade Wall Insulation | Commercial | Existing | Hospitals | FL Zone 2 | Space Cooling |  |  | 0 | Per Square Foot | [7 empty] | 14.9718 | 13.2137 | 1.7581 | 0.11743 |  | 20 |  |  |  | 1.7581 | [8 empty] | 0 | 0 | 0 | 0 | 0 | 0 | 0 | [5 empty] | 0
FL Zone 2InstitutionalExisting |  | XXXXXXXX | Yes | Nonequipment | Wall Insulation | Increased Exterior Above-Grade Wall Insulation | Market Average Existing Exterior Above-Grade Wall Insulation | Commercial | Existing | Institutional | FL Zone 2 | Space Cooling |  |  | 0 | Per Square Foot | [7 empty] | 8.625 | 6.8922 | 1.7327 | 0.2009 |  | 20 |  |  |  | 1.7327 | [8 empty] | 0 | 0 | 0 | 0 | 0 | 0 | 0 | [5 empty] | 0
FL Zone 2Lodging/HospitalityExisting |  | XXXXXXXX | Yes | Nonequipment | Wall Insulation | Increased Exterior Above-Grade Wall Insulation | Market Average Existing Exterior Above-Grade Wall Insulation | Commercial | Existing | Lodging/Hospitality | FL Zone 2 | Space Cooling |  |  | 0 | Per Square Foot | [7 empty] | 4.4839 | 2.7511 | 1.7327 | 0.38644 |  | 20 |  |  |  | 1.7327 | [8 empty] | 0 | 0 | 0 | 0 | 0 | 0 | 0 | [5 empty] | 0
FL Zone 2MiscellaneousExisting |  | XXXXXXXX | Yes | Nonequipment | Wall Insulation | Increased Exterior Above-Grade Wall Insulation | Market Average Existing Exterior Above-Grade Wall Insulation | Commercial | Existing | Miscellaneous | FL Zone 2 | Space Cooling |  |  | 0 | Per Square Foot | [7 empty] | 226.983 | 225.2249 | 1.7581 | 0.0077454 |  | 20 |  |  |  | 1.7581 | [8 empty] | 0 | 0 | 0 | 0 | 0 | 0 | 0 | [5 empty] | 0
FL Zone 2OfficesExisting |  | XXXXXXXX | Yes | Nonequipment | Wall Insulation | Increased Exterior Above-Grade Wall Insulation | Market Average Existing Exterior Above-Grade Wall Insulation | Commercial | Existing | Offices | FL Zone 2 | Space Cooling |  |  | 0 | Per Square Foot | [7 empty] | 6.1635 | 4.4054 | 1.7581 | 0.28524 |  | 20 |  |  |  | 1.7581 | [8 empty] | 0 | 0 | 0 | 0 | 0 | 0 | 0 | [5 empty] | 0
FL Zone 2RestaurantsExisting |  | XXXXXXXX | Yes | Nonequipment | Wall Insulation | Increased Exterior Above-Grade Wall Insulation | Market Average Existing Exterior Above-Grade Wall Insulation | Commercial | Existing | Restaurants | FL Zone 2 | Space Cooling |  |  | 0 | Per Square Foot | [7 empty] | 33.785 | 32.0009 | 1.7841 | 0.052806 |  | 20 |  |  |  | 1.7841 | [8 empty] | 0 | 0 | 0 | 0 | 0 | 0 | 0 | [5 empty] | 0
FL Zone 2RetailExisting |  | XXXXXXXX | Yes | Nonequipment | Wall Insulation | Increased Exterior Above-Grade Wall Insulation | Market Average Existing Exterior Above-Grade Wall Insulation | Commercial | Existing | Retail | FL Zone 2 | Space Cooling |  |  | 0 | Per Square Foot | [7 empty] | 9.9901 | 8.2321 | 1.7581 | 0.17598 |  | 20 |  |  |  | 1.7581 | [8 empty] | 0 | 0 | 0 | 0 | 0 | 0 | 0 | [5 empty] | 0
FL Zone 2Schools K-12Existing |  | XXXXXXXX | Yes | Nonequipment | Wall Insulation | Increased Exterior Above-Grade Wall Insulation | Market Average Existing Exterior Above-Grade Wall Insulation | Commercial | Existing | Schools K-12 | FL Zone 2 | Space Cooling |  |  | 0 | Per Square Foot | [7 empty] | 16.8476 | 15.0369 | 1.8107 | 0.10748 |  | 20 |  |  |  | 1.8107 | [8 empty] | 0 | 0 | 0 | 0 | 0 | 0 | 0 | [5 empty] | 0
FL Zone 2WarehouseExisting |  | XXXXXXXX | Yes | Nonequipment | Wall Insulation | Increased Exterior Above-Grade Wall Insulation | Market Average Existing Exterior Above-Grade Wall Insulation | Commercial | Existing | Warehouse | FL Zone 2 | Space Cooling |  |  | 0 | Per Square Foot | [7 empty] | 3.5312 | 1.7471 | 1.7841 | 0.50523 |  | 20 |  |  |  | 1.7841 | [8 empty] | 0 | 0 | 0 | 0 | 0 | 0 | 0 | [5 empty] | 0
FL Zone 2AssemblyNew |  | XXXXXXXX | Yes | Nonequipment | Wall Insulation | Increased Exterior Above-Grade Wall Insulation | Code-Compliant Exterior Above-Grade Wall Insulation | Commercial | New | Assembly | FL Zone 2 | Space Cooling |  |  | 0 | Per Square Foot | [7 empty] | 6.0155 | 6.0155 | 0 | 0 |  | 20 |  |  |  | 0 | [8 empty] | 0 | 0 | 0 | 0 | 0 | 0 | 0 | [5 empty] | 0
FL Zone 2College and UniversityNew |  | XXXXXXXX | Yes | Nonequipment | Wall Insulation | Increased Exterior Above-Grade Wall Insulation | Code-Compliant Exterior Above-Grade Wall Insulation | Commercial | New | College and University | FL Zone 2 | Space Cooling |  |  | 0 | Per Square Foot | [7 empty] | 9.4009 | 9.4009 | 0 | 0 |  | 20 |  |  |  | 0 | [8 empty] | 0 | 0 | 0 | 0 | 0 | 0 | 0 | [5 empty] | 0
FL Zone 2GroceryNew |  | XXXXXXXX | Yes | Nonequipment | Wall Insulation | Increased Exterior Above-Grade Wall Insulation | Code-Compliant Exterior Above-Grade Wall Insulation | Commercial | New | Grocery | FL Zone 2 | Space Cooling |  |  | 0 | Per Square Foot | [7 empty] | 35.2184 | 35.2184 | 0 | 0 |  | 20 |  |  |  | 0 | [8 empty] | 0 | 0 | 0 | 0 | 0 | 0 | 0 | [5 empty] | 0
FL Zone 2HealthcareNew |  | XXXXXXXX | Yes | Nonequipment | Wall Insulation | Increased Exterior Above-Grade Wall Insulation | Code-Compliant Exterior Above-Grade Wall Insulation | Commercial | New | Healthcare | FL Zone 2 | Space Cooling |  |  | 0 | Per Square Foot | [7 empty] | 24.9996 | 24.9996 | 0 | 0 |  | 20 |  |  |  | 0 | [8 empty] | 0 | 0 | 0 | 0 | 0 | 0 | 0 | [5 empty] | 0
FL Zone 2HospitalsNew |  | XXXXXXXX | Yes | Nonequipment | Wall Insulation | Increased Exterior Above-Grade Wall Insulation | Code-Compliant Exterior Above-Grade Wall Insulation | Commercial | New | Hospitals | FL Zone 2 | Space Cooling |  |  | 0 | Per Square Foot | [7 empty] | 14.9718 | 14.9718 | 0 | 0 |  | 20 |  |  |  | 0 | [8 empty] | 0 | 0 | 0 | 0 | 0 | 0 | 0 | [5 empty] | 0
FL Zone 2InstitutionalNew |  | XXXXXXXX | Yes | Nonequipment | Wall Insulation | Increased Exterior Above-Grade Wall Insulation | Code-Compliant Exterior Above-Grade Wall Insulation | Commercial | New | Institutional | FL Zone 2 | Space Cooling |  |  | 0 | Per Square Foot | [7 empty] | 8.625 | 8.625 | 0 | 0 |  | 20 |  |  |  | 0 | [8 empty] | 0 | 0 | 0 | 0 | 0 | 0 | 0 | [5 empty] | 0
FL Zone 2Lodging/HospitalityNew |  | XXXXXXXX | Yes | Nonequipment | Wall Insulation | Increased Exterior Above-Grade Wall Insulation | Code-Compliant Exterior Above-Grade Wall Insulation | Commercial | New | Lodging/Hospitality | FL Zone 2 | Space Cooling |  |  | 0 | Per Square Foot | [7 empty] | 4.4839 | 4.4839 | 0 | 0 |  | 20 |  |  |  | 0 | [8 empty] | 0 | 0 | 0 | 0 | 0 | 0 | 0 | [5 empty] | 0
FL Zone 2MiscellaneousNew |  | XXXXXXXX | Yes | Nonequipment | Wall Insulation | Increased Exterior Above-Grade Wall Insulation | Code-Compliant Exterior Above-Grade Wall Insulation | Commercial | New | Miscellaneous | FL Zone 2 | Space Cooling |  |  | 0 | Per Square Foot | [7 empty] | 226.983 | 226.983 | 0 | 0 |  | 20 |  |  |  | 0 | [8 empty] | 0 | 0 | 0 | 0 | 0 | 0 | 0 | [5 empty] | 0
FL Zone 2OfficesNew |  | XXXXXXXX | Yes | Nonequipment | Wall Insulation | Increased Exterior Above-Grade Wall Insulation | Code-Compliant Exterior Above-Grade Wall Insulation | Commercial | New | Offices | FL Zone 2 | Space Cooling |  |  | 0 | Per Square Foot | [7 empty] | 6.1635 | 6.1635 | 0 | 0 |  | 20 |  |  |  | 0 | [8 empty] | 0 | 0 | 0 | 0 | 0 | 0 | 0 | [5 empty] | 0
FL Zone 2RestaurantsNew |  | XXXXXXXX | Yes | Nonequipment | Wall Insulation | Increased Exterior Above-Grade Wall Insulation | Code-Compliant Exterior Above-Grade Wall Insulation | Commercial | New | Restaurants | FL Zone 2 | Space Cooling |  |  | 0 | Per Square Foot | [7 empty] | 33.785 | 33.785 | 0 | 0 |  | 20 |  |  |  | 0 | [8 empty] | 0 | 0 | 0 | 0 | 0 | 0 | 0 | [5 empty] | 0
FL Zone 2RetailNew |  | XXXXXXXX | Yes | Nonequipment | Wall Insulation | Increased Exterior Above-Grade Wall Insulation | Code-Compliant Exterior Above-Grade Wall Insulation | Commercial | New | Retail | FL Zone 2 | Space Cooling |  |  | 0 | Per Square Foot | [7 empty] | 9.9901 | 9.9901 | 0 | 0 |  | 20 |  |  |  | 0 | [8 empty] | 0 | 0 | 0 | 0 | 0 | 0 | 0 | [5 empty] | 0
FL Zone 2Schools K-12New |  | XXXXXXXX | Yes | Nonequipment | Wall Insulation | Increased Exterior Above-Grade Wall Insulation | Code-Compliant Exterior Above-Grade Wall Insulation | Commercial | New | Schools K-12 | FL Zone 2 | Space Cooling |  |  | 0 | Per Square Foot | [7 empty] | 16.8476 | 16.8476 | 0 | 0 |  | 20 |  |  |  | 0 | [8 empty] | 0 | 0 | 0 | 0 | 0 | 0 | 0 | [5 empty] | 0
FL Zone 2WarehouseNew |  | XXXXXXXX | Yes | Nonequipment | Wall Insulation | Increased Exterior Above-Grade Wall Insulation | Code-Compliant Exterior Above-Grade Wall Insulation | Commercial | New | Warehouse | FL Zone 2 | Space Cooling |  |  | 0 | Per Square Foot | [7 empty] | 3.5312 | 3.5312 | 0 | 0 |  | 20 |  |  |  | 0 | [8 empty] | 0 | 0 | 0 | 0 | 0 | 0 | 0 | [5 empty] | 0
FL Zone 2AssemblyExisting |  | XXXXXXXX | Yes | Nonequipment | Wall Insulation | Increased Exterior Above-Grade Wall Insulation | Market Average Existing Exterior Above-Grade Wall Insulation | Commercial | Existing | Assembly | FL Zone 2 | Space Heating |  |  | 0 | Per Square Foot | [7 empty] | 6.0155 | 5.9148 | 0.10071 | 0.016742 |  | 20 |  |  |  | 0.10071 | [8 empty] | 0 | 0 | 0 | 0 | 0 | 0 | 0 | [5 empty] | 0
FL Zone 2College and UniversityExisting |  | XXXXXXXX | Yes | Nonequipment | Wall Insulation | Increased Exterior Above-Grade Wall Insulation | Market Average Existing Exterior Above-Grade Wall Insulation | Commercial | Existing | College and University | FL Zone 2 | Space Heating |  |  | 0 | Per Square Foot | [7 empty] | 9.4009 | 9.3031 | 0.097813 | 0.010405 |  | 20 |  |  |  | 0.097813 | [8 empty] | 0 | 0 | 0 | 0 | 0 | 0 | 0 | [5 empty] | 0
FL Zone 2GroceryExisting |  | XXXXXXXX | Yes | Nonequipment | Wall Insulation | Increased Exterior Above-Grade Wall Insulation | Market Average Existing Exterior Above-Grade Wall Insulation | Commercial | Existing | Grocery | FL Zone 2 | Space Heating |  |  | 0 | Per Square Foot | [7 empty] | 35.2184 | 35.1192 | 0.099242 | 0.0028179 |  | 20 |  |  |  | 0.099242 | [8 empty] | 0 | 0 | 0 | 0 | 0 | 0 | 0 | [5 empty] | 0
FL Zone 2HealthcareExisting |  | XXXXXXXX | Yes | Nonequipment | Wall Insulation | Increased Exterior Above-Grade Wall Insulation | Market Average Existing Exterior Above-Grade Wall Insulation | Commercial | Existing | Healthcare | FL Zone 2 | Space Heating |  |  | 0 | Per Square Foot | [7 empty] | 24.9996 | 24.9032 | 0.096419 | 0.0038568 |  | 20 |  |  |  | 0.096419 | [8 empty] | 0 | 0 | 0 | 0 | 0 | 0 | 0 | [5 empty] | 0
FL Zone 2HospitalsExisting |  | XXXXXXXX | Yes | Nonequipment | Wall Insulation | Increased Exterior Above-Grade Wall Insulation | Market Average Existing Exterior Above-Grade Wall Insulation | Commercial | Existing | Hospitals | FL Zone 2 | Space Heating |  |  | 0 | Per Square Foot | [7 empty] | 14.9718 | 14.8725 | 0.099242 | 0.0066286 |  | 20 |  |  |  | 0.099242 | [8 empty] | 0 | 0 | 0 | 0 | 0 | 0 | 0 | [5 empty] | 0
FL Zone 2InstitutionalExisting |  | XXXXXXXX | Yes | Nonequipment | Wall Insulation | Increased Exterior Above-Grade Wall Insulation | Market Average Existing Exterior Above-Grade Wall Insulation | Commercial | Existing | Institutional | FL Zone 2 | Space Heating |  |  | 0 | Per Square Foot | [7 empty] | 8.625 | 8.5272 | 0.097813 | 0.011341 |  | 20 |  |  |  | 0.097813 | [8 empty] | 0 | 0 | 0 | 0 | 0 | 0 | 0 | [5 empty] | 0
FL Zone 2Lodging/HospitalityExisting |  | XXXXXXXX | Yes | Nonequipment | Wall Insulation | Increased Exterior Above-Grade Wall Insulation | Market Average Existing Exterior Above-Grade Wall Insulation | Commercial | Existing | Lodging/Hospitality | FL Zone 2 | Space Heating |  |  | 0 | Per Square Foot | [7 empty] | 4.4839 | 4.386 | 0.097813 | 0.021814 |  | 20 |  |  |  | 0.097813 | [8 empty] | 0 | 0 | 0 | 0 | 0 | 0 | 0 | [5 empty] | 0
FL Zone 2MiscellaneousExisting |  | XXXXXXXX | Yes | Nonequipment | Wall Insulation | Increased Exterior Above-Grade Wall Insulation | Market Average Existing Exterior Above-Grade Wall Insulation | Commercial | Existing | Miscellaneous | FL Zone 2 | Space Heating |  |  | 0 | Per Square Foot | [7 empty] | 226.983 | 226.8837 | 0.099242 | 0.00043722 |  | 20 |  |  |  | 0.099242 | [8 empty] | 0 | 0 | 0 | 0 | 0 | 0 | 0 | [5 empty] | 0
FL Zone 2OfficesExisting |  | XXXXXXXX | Yes | Nonequipment | Wall Insulation | Increased Exterior Above-Grade Wall Insulation | Market Average Existing Exterior Above-Grade Wall Insulation | Commercial | Existing | Offices | FL Zone 2 | Space Heating |  |  | 0 | Per Square Foot | [7 empty] | 6.1635 | 6.0643 | 0.099242 | 0.016102 |  | 20 |  |  |  | 0.099242 | [8 empty] | 0 | 0 | 0 | 0 | 0 | 0 | 0 | [5 empty] | 0
FL Zone 2RestaurantsExisting |  | XXXXXXXX | Yes | Nonequipment | Wall Insulation | Increased Exterior Above-Grade Wall Insulation | Market Average Existing Exterior Above-Grade Wall Insulation | Commercial | Existing | Restaurants | FL Zone 2 | Space Heating |  |  | 0 | Per Square Foot | [7 empty] | 33.785 | 33.6843 | 0.10071 | 0.0029809 |  | 20 |  |  |  | 0.10071 | [8 empty] | 0 | 0 | 0 | 0 | 0 | 0 | 0 | [5 empty] | 0
FL Zone 2RetailExisting |  | XXXXXXXX | Yes | Nonequipment | Wall Insulation | Increased Exterior Above-Grade Wall Insulation | Market Average Existing Exterior Above-Grade Wall Insulation | Commercial | Existing | Retail | FL Zone 2 | Space Heating |  |  | 0 | Per Square Foot | [7 empty] | 9.9901 | 9.8909 | 0.099242 | 0.009934 |  | 20 |  |  |  | 0.099242 | [8 empty] | 0 | 0 | 0 | 0 | 0 | 0 | 0 | [5 empty] | 0
FL Zone 2Schools K-12Existing |  | XXXXXXXX | Yes | Nonequipment | Wall Insulation | Increased Exterior Above-Grade Wall Insulation | Market Average Existing Exterior Above-Grade Wall Insulation | Commercial | Existing | Schools K-12 | FL Zone 2 | Space Heating |  |  | 0 | Per Square Foot | [7 empty] | 16.8476 | 16.7454 | 0.10221 | 0.006067 |  | 20 |  |  |  | 0.10221 | [8 empty] | 0 | 0 | 0 | 0 | 0 | 0 | 0 | [5 empty] | 0
FL Zone 2WarehouseExisting |  | XXXXXXXX | Yes | Nonequipment | Wall Insulation | Increased Exterior Above-Grade Wall Insulation | Market Average Existing Exterior Above-Grade Wall Insulation | Commercial | Existing | Warehouse | FL Zone 2 | Space Heating |  |  | 0 | Per Square Foot | [7 empty] | 3.5312 | 3.4305 | 0.10071 | 0.02852 |  | 20 |  |  |  | 0.10071 | [8 empty] | 0 | 0 | 0 | 0 | 0 | 0 | 0 | [5 empty] | 0
FL Zone 2AssemblyNew |  | XXXXXXXX | Yes | Nonequipment | Wall Insulation | Increased Exterior Above-Grade Wall Insulation | Code-Compliant Exterior Above-Grade Wall Insulation | Commercial | New | Assembly | FL Zone 2 | Space Heating |  |  | 0 | Per Square Foot | [7 empty] | 6.0155 | 6.0155 | 0 | 0 |  | 20 |  |  |  | 0 | [8 empty] | 0 | 0 | 0 | 0 | 0 | 0 | 0 | [5 empty] | 0
FL Zone 2College and UniversityNew |  | XXXXXXXX | Yes | Nonequipment | Wall Insulation | Increased Exterior Above-Grade Wall Insulation | Code-Compliant Exterior Above-Grade Wall Insulation | Commercial | New | College and University | FL Zone 2 | Space Heating |  |  | 0 | Per Square Foot | [7 empty] | 9.4009 | 9.4009 | 0 | 0 |  | 20 |  |  |  | 0 | [8 empty] | 0 | 0 | 0 | 0 | 0 | 0 | 0 | [5 empty] | 0
FL Zone 2GroceryNew |  | XXXXXXXX | Yes | Nonequipment | Wall Insulation | Increased Exterior Above-Grade Wall Insulation | Code-Compliant Exterior Above-Grade Wall Insulation | Commercial | New | Grocery | FL Zone 2 | Space Heating |  |  | 0 | Per Square Foot | [7 empty] | 35.2184 | 35.2184 | 0 | 0 |  | 20 |  |  |  | 0 | [8 empty] | 0 | 0 | 0 | 0 | 0 | 0 | 0 | [5 empty] | 0
FL Zone 2HealthcareNew |  | XXXXXXXX | Yes | Nonequipment | Wall Insulation | Increased Exterior Above-Grade Wall Insulation | Code-Compliant Exterior Above-Grade Wall Insulation | Commercial | New | Healthcare | FL Zone 2 | Space Heating |  |  | 0 | Per Square Foot | [7 empty] | 24.9996 | 24.9996 | 0 | 0 |  | 20 |  |  |  | 0 | [8 empty] | 0 | 0 | 0 | 0 | 0 | 0 | 0 | [5 empty] | 0
FL Zone 2HospitalsNew |  | XXXXXXXX | Yes | Nonequipment | Wall Insulation | Increased Exterior Above-Grade Wall Insulation | Code-Compliant Exterior Above-Grade Wall Insulation | Commercial | New | Hospitals | FL Zone 2 | Space Heating |  |  | 0 | Per Square Foot | [7 empty] | 14.9718 | 14.9718 | 0 | 0 |  | 20 |  |  |  | 0 | [8 empty] | 0 | 0 | 0 | 0 | 0 | 0 | 0 | [5 empty] | 0
FL Zone 2InstitutionalNew |  | XXXXXXXX | Yes | Nonequipment | Wall Insulation | Increased Exterior Above-Grade Wall Insulation | Code-Compliant Exterior Above-Grade Wall Insulation | Commercial | New | Institutional | FL Zone 2 | Space Heating |  |  | 0 | Per Square Foot | [7 empty] | 8.625 | 8.625 | 0 | 0 |  | 20 |  |  |  | 0 | [8 empty] | 0 | 0 | 0 | 0 | 0 | 0 | 0 | [5 empty] | 0
FL Zone 2Lodging/HospitalityNew |  | XXXXXXXX | Yes | Nonequipment | Wall Insulation | Increased Exterior Above-Grade Wall Insulation | Code-Compliant Exterior Above-Grade Wall Insulation | Commercial | New | Lodging/Hospitality | FL Zone 2 | Space Heating |  |  | 0 | Per Square Foot | [7 empty] | 4.4839 | 4.4839 | 0 | 0 |  | 20 |  |  |  | 0 | [8 empty] | 0 | 0 | 0 | 0 | 0 | 0 | 0 | [5 empty] | 0
FL Zone 2MiscellaneousNew |  | XXXXXXXX | Yes | Nonequipment | Wall Insulation | Increased Exterior Above-Grade Wall Insulation | Code-Compliant Exterior Above-Grade Wall Insulation | Commercial | New | Miscellaneous | FL Zone 2 | Space Heating |  |  | 0 | Per Square Foot | [7 empty] | 226.983 | 226.983 | 0 | 0 |  | 20 |  |  |  | 0 | [8 empty] | 0 | 0 | 0 | 0 | 0 | 0 | 0 | [5 empty] | 0
FL Zone 2OfficesNew |  | XXXXXXXX | Yes | Nonequipment | Wall Insulation | Increased Exterior Above-Grade Wall Insulation | Code-Compliant Exterior Above-Grade Wall Insulation | Commercial | New | Offices | FL Zone 2 | Space Heating |  |  | 0 | Per Square Foot | [7 empty] | 6.1635 | 6.1635 | 0 | 0 |  | 20 |  |  |  | 0 | [8 empty] | 0 | 0 | 0 | 0 | 0 | 0 | 0 | [5 empty] | 0
FL Zone 2RestaurantsNew |  | XXXXXXXX | Yes | Nonequipment | Wall Insulation | Increased Exterior Above-Grade Wall Insulation | Code-Compliant Exterior Above-Grade Wall Insulation | Commercial | New | Restaurants | FL Zone 2 | Space Heating |  |  | 0 | Per Square Foot | [7 empty] | 33.785 | 33.785 | 0 | 0 |  | 20 |  |  |  | 0 | [8 empty] | 0 | 0 | 0 | 0 | 0 | 0 | 0 | [5 empty] | 0
FL Zone 2RetailNew |  | XXXXXXXX | Yes | Nonequipment | Wall Insulation | Increased Exterior Above-Grade Wall Insulation | Code-Compliant Exterior Above-Grade Wall Insulation | Commercial | New | Retail | FL Zone 2 | Space Heating |  |  | 0 | Per Square Foot | [7 empty] | 9.9901 | 9.9901 | 0 | 0 |  | 20 |  |  |  | 0 | [8 empty] | 0 | 0 | 0 | 0 | 0 | 0 | 0 | [5 empty] | 0
FL Zone 2Schools K-12New |  | XXXXXXXX | Yes | Nonequipment | Wall Insulation | Increased Exterior Above-Grade Wall Insulation | Code-Compliant Exterior Above-Grade Wall Insulation | Commercial | New | Schools K-12 | FL Zone 2 | Space Heating |  |  | 0 | Per Square Foot | [7 empty] | 16.8476 | 16.8476 | 0 | 0 |  | 20 |  |  |  | 0 | [8 empty] | 0 | 0 | 0 | 0 | 0 | 0 | 0 | [5 empty] | 0
FL Zone 2WarehouseNew |  | XXXXXXXX | Yes | Nonequipment | Wall Insulation | Increased Exterior Above-Grade Wall Insulation | Code-Compliant Exterior Above-Grade Wall Insulation | Commercial | New | Warehouse | FL Zone 2 | Space Heating |  |  | 0 | Per Square Foot | [7 empty] | 3.5312 | 3.5312 | 0 | 0 |  | 20 |  |  |  | 0 | [8 empty] | 0 | 0 | 0 | 0 | 0 | 0 | 0 | [5 empty] | 0
FL Zone 2AssemblyExisting |  | XXXXXXXX | Yes | Nonequipment | Warehouse Loading Dock Seals | Seals to reduce infiltration losses at loading dock | Loading dock with no seals | Commercial | Existing | Assembly | FL Zone 2 | Space Heating |  |  | 0 | Square feet | [7 empty] | 0.59244 | 0.58817 | 0.0042717 | 0.0072104 |  | 18 |  |  |  | 0.0042717 | [8 empty] | 0 | 0 | 0 | 0 | 0 | 0 | 0 | [5 empty] | 0
FL Zone 2College and UniversityExisting |  | XXXXXXXX | Yes | Nonequipment | Warehouse Loading Dock Seals | Seals to reduce infiltration losses at loading dock | Loading dock with no seals | Commercial | Existing | College and University | FL Zone 2 | Space Heating |  |  | 0 | Square feet | [7 empty] | 1.7285 | 1.7264 | 0.0020867 | 0.0012072 |  | 18 |  |  |  | 0.0020867 | [8 empty] | 0 | 0 | 0 | 0 | 0 | 0 | 0 | [5 empty] | 0
FL Zone 2GroceryExisting |  | XXXXXXXX | Yes | Nonequipment | Warehouse Loading Dock Seals | Seals to reduce infiltration losses at loading dock | Loading dock with no seals | Commercial | Existing | Grocery | FL Zone 2 | Space Heating |  |  | 0 | Square feet | [7 empty] | 4.8505 | 4.8359 | 0.014526 | 0.0029948 |  | 18 |  |  |  | 0.014526 | [8 empty] | 0 | 0 | 0 | 0 | 0 | 0 | 0 | [5 empty] | 0
FL Zone 2HealthcareExisting |  | XXXXXXXX | Yes | Nonequipment | Warehouse Loading Dock Seals | Seals to reduce infiltration losses at loading dock | Loading dock with no seals | Commercial | Existing | Healthcare | FL Zone 2 | Space Heating |  |  | 0 | Square feet | [7 empty] | 2.3592 | 2.3551 | 0.0040477 | 0.0017157 |  | 18 |  |  |  | 0.0040477 | [8 empty] | 0 | 0 | 0 | 0 | 0 | 0 | 0 | [5 empty] | 0
FL Zone 2HospitalsExisting |  | XXXXXXXX | Yes | Nonequipment | Warehouse Loading Dock Seals | Seals to reduce infiltration losses at loading dock | Loading dock with no seals | Commercial | Existing | Hospitals | FL Zone 2 | Space Heating |  |  | 0 | Square feet | [7 empty] | 12.716 | 12.7139 | 0.0020938 | 0.00016466 |  | 18 |  |  |  | 0.0020938 | [8 empty] | 0 | 0 | 0 | 0 | 0 | 0 | 0 | [5 empty] | 0
FL Zone 2InstitutionalExisting |  | XXXXXXXX | Yes | Nonequipment | Warehouse Loading Dock Seals | Seals to reduce infiltration losses at loading dock | Loading dock with no seals | Commercial | Existing | Institutional | FL Zone 2 | Space Heating |  |  | 0 | Square feet | [7 empty] | 8.8017 | 8.7886 | 0.013063 | 0.0014842 |  | 18 |  |  |  | 0.013063 | [8 empty] | 0 | 0 | 0 | 0 | 0 | 0 | 0 | [5 empty] | 0
FL Zone 2Lodging/HospitalityExisting |  | XXXXXXXX | Yes | Nonequipment | Warehouse Loading Dock Seals | Seals to reduce infiltration losses at loading dock | Loading dock with no seals | Commercial | Existing | Lodging/Hospitality | FL Zone 2 | Space Heating |  |  | 0 | Square feet | [7 empty] | 5.4316 | 5.4217 | 0.0098272 | 0.0018093 |  | 18 |  |  |  | 0.0098272 | [8 empty] | 0 | 0 | 0 | 0 | 0 | 0 | 0 | [5 empty] | 0
FL Zone 2MiscellaneousExisting |  | XXXXXXXX | Yes | Nonequipment | Warehouse Loading Dock Seals | Seals to reduce infiltration losses at loading dock | Loading dock with no seals | Commercial | Existing | Miscellaneous | FL Zone 2 | Space Heating |  |  | 0 | Square feet | [7 empty] | 16.7729 | 16.7703 | 0.0026112 | 0.00015568 |  | 18 |  |  |  | 0.0026112 | [8 empty] | 0 | 0 | 0 | 0 | 0 | 0 | 0 | [5 empty] | 0
FL Zone 2OfficesExisting |  | XXXXXXXX | Yes | Nonequipment | Warehouse Loading Dock Seals | Seals to reduce infiltration losses at loading dock | Loading dock with no seals | Commercial | Existing | Offices | FL Zone 2 | Space Heating |  |  | 0 | Square feet | [7 empty] | 9.1029 | 9.084 | 0.018958 | 0.0020827 |  | 18 |  |  |  | 0.018958 | [8 empty] | 0 | 0 | 0 | 0 | 0 | 0 | 0 | [5 empty] | 0
FL Zone 2RestaurantsExisting |  | XXXXXXXX | Yes | Nonequipment | Warehouse Loading Dock Seals | Seals to reduce infiltration losses at loading dock | Loading dock with no seals | Commercial | Existing | Restaurants | FL Zone 2 | Space Heating |  |  | 0 | Square feet | [7 empty] | 4.9042 | 4.8901 | 0.014095 | 0.0028741 |  | 18 |  |  |  | 0.014095 | [8 empty] | 0 | 0 | 0 | 0 | 0 | 0 | 0 | [5 empty] | 0
FL Zone 2RetailExisting |  | XXXXXXXX | Yes | Nonequipment | Warehouse Loading Dock Seals | Seals to reduce infiltration losses at loading dock | Loading dock with no seals | Commercial | Existing | Retail | FL Zone 2 | Space Heating |  |  | 0 | Square feet | [7 empty] | 0.93572 | 0.92956 | 0.0061573 | 0.0065803 |  | 18 |  |  |  | 0.0061573 | [8 empty] | 0 | 0 | 0 | 0 | 0 | 0 | 0 | [5 empty] | 0
FL Zone 2Schools K-12Existing |  | XXXXXXXX | Yes | Nonequipment | Warehouse Loading Dock Seals | Seals to reduce infiltration losses at loading dock | Loading dock with no seals | Commercial | Existing | Schools K-12 | FL Zone 2 | Space Heating |  |  | 0 | Square feet | [7 empty] | 0.79861 | 0.7972 | 0.0014062 | 0.0017608 |  | 18 |  |  |  | 0.0014062 | [8 empty] | 0 | 0 | 0 | 0 | 0 | 0 | 0 | [5 empty] | 0
FL Zone 2WarehouseExisting |  | XXXXXXXX | Yes | Nonequipment | Warehouse Loading Dock Seals | Seals to reduce infiltration losses at loading dock | Loading dock with no seals | Commercial | Existing | Warehouse | FL Zone 2 | Space Heating |  |  | 0 | Square feet | [7 empty] | 0.21938 | 0.21549 | 0.0038885 | 0.017725 |  | 18 |  |  |  | 0.0038885 | [8 empty] | 0 | 0 | 0 | 0 | 0 | 0 | 0 | [5 empty] | 0
FL Zone 2AssemblyNew |  | XXXXXXXX | Yes | Nonequipment | Warehouse Loading Dock Seals | Seals to reduce infiltration losses at loading dock | Loading dock with no seals | Commercial | New | Assembly | FL Zone 2 | Space Heating |  |  | 0 | Square feet | [7 empty] | 0.59244 | 0.58857 | 0.0038713 | 0.0065344 |  | 18 |  |  |  | 0.0038713 | [8 empty] | 0 | 0 | 0 | 0 | 0 | 0 | 0 | [5 empty] | 0
FL Zone 2College and UniversityNew |  | XXXXXXXX | Yes | Nonequipment | Warehouse Loading Dock Seals | Seals to reduce infiltration losses at loading dock | Loading dock with no seals | Commercial | New | College and University | FL Zone 2 | Space Heating |  |  | 0 | Square feet | [7 empty] | 1.7285 | 1.7266 | 0.0018911 | 0.0010941 |  | 18 |  |  |  | 0.0018911 | [8 empty] | 0 | 0 | 0 | 0 | 0 | 0 | 0 | [5 empty] | 0
FL Zone 2GroceryNew |  | XXXXXXXX | Yes | Nonequipment | Warehouse Loading Dock Seals | Seals to reduce infiltration losses at loading dock | Loading dock with no seals | Commercial | New | Grocery | FL Zone 2 | Space Heating |  |  | 0 | Square feet | [7 empty] | 4.8505 | 4.8373 | 0.013165 | 0.0027141 |  | 18 |  |  |  | 0.013165 | [8 empty] | 0 | 0 | 0 | 0 | 0 | 0 | 0 | [5 empty] | 0
FL Zone 2HealthcareNew |  | XXXXXXXX | Yes | Nonequipment | Warehouse Loading Dock Seals | Seals to reduce infiltration losses at loading dock | Loading dock with no seals | Commercial | New | Healthcare | FL Zone 2 | Space Heating |  |  | 0 | Square feet | [7 empty] | 2.3592 | 2.3555 | 0.0036683 | 0.0015549 |  | 18 |  |  |  | 0.0036683 | [8 empty] | 0 | 0 | 0 | 0 | 0 | 0 | 0 | [5 empty] | 0
FL Zone 2HospitalsNew |  | XXXXXXXX | Yes | Nonequipment | Warehouse Loading Dock Seals | Seals to reduce infiltration losses at loading dock | Loading dock with no seals | Commercial | New | Hospitals | FL Zone 2 | Space Heating |  |  | 0 | Square feet | [7 empty] | 12.716 | 12.7141 | 0.0018975 | 0.00014922 |  | 18 |  |  |  | 0.0018975 | [8 empty] | 0 | 0 | 0 | 0 | 0 | 0 | 0 | [5 empty] | 0
FL Zone 2InstitutionalNew |  | XXXXXXXX | Yes | Nonequipment | Warehouse Loading Dock Seals | Seals to reduce infiltration losses at loading dock | Loading dock with no seals | Commercial | New | Institutional | FL Zone 2 | Space Heating |  |  | 0 | Square feet | [7 empty] | 8.8017 | 8.7899 | 0.011839 | 0.0013451 |  | 18 |  |  |  | 0.011839 | [8 empty] | 0 | 0 | 0 | 0 | 0 | 0 | 0 | [5 empty] | 0
FL Zone 2Lodging/HospitalityNew |  | XXXXXXXX | Yes | Nonequipment | Warehouse Loading Dock Seals | Seals to reduce infiltration losses at loading dock | Loading dock with no seals | Commercial | New | Lodging/Hospitality | FL Zone 2 | Space Heating |  |  | 0 | Square feet | [7 empty] | 5.4316 | 5.4227 | 0.0089059 | 0.0016397 |  | 18 |  |  |  | 0.0089059 | [8 empty] | 0 | 0 | 0 | 0 | 0 | 0 | 0 | [5 empty] | 0
FL Zone 2MiscellaneousNew |  | XXXXXXXX | Yes | Nonequipment | Warehouse Loading Dock Seals | Seals to reduce infiltration losses at loading dock | Loading dock with no seals | Commercial | New | Miscellaneous | FL Zone 2 | Space Heating |  |  | 0 | Square feet | [7 empty] | 16.7729 | 16.7705 | 0.0023664 | 0.00014108 |  | 18 |  |  |  | 0.0023664 | [8 empty] | 0 | 0 | 0 | 0 | 0 | 0 | 0 | [5 empty] | 0
FL Zone 2OfficesNew |  | XXXXXXXX | Yes | Nonequipment | Warehouse Loading Dock Seals | Seals to reduce infiltration losses at loading dock | Loading dock with no seals | Commercial | New | Offices | FL Zone 2 | Space Heating |  |  | 0 | Square feet | [7 empty] | 9.1029 | 9.0857 | 0.017181 | 0.0018874 |  | 18 |  |  |  | 0.017181 | [8 empty] | 0 | 0 | 0 | 0 | 0 | 0 | 0 | [5 empty] | 0
FL Zone 2RestaurantsNew |  | XXXXXXXX | Yes | Nonequipment | Warehouse Loading Dock Seals | Seals to reduce infiltration losses at loading dock | Loading dock with no seals | Commercial | New | Restaurants | FL Zone 2 | Space Heating |  |  | 0 | Square feet | [7 empty] | 4.9042 | 4.8914 | 0.012774 | 0.0026047 |  | 18 |  |  |  | 0.012774 | [8 empty] | 0 | 0 | 0 | 0 | 0 | 0 | 0 | [5 empty] | 0
FL Zone 2RetailNew |  | XXXXXXXX | Yes | Nonequipment | Warehouse Loading Dock Seals | Seals to reduce infiltration losses at loading dock | Loading dock with no seals | Commercial | New | Retail | FL Zone 2 | Space Heating |  |  | 0 | Square feet | [7 empty] | 0.93572 | 0.93014 | 0.0055801 | 0.0059634 |  | 18 |  |  |  | 0.0055801 | [8 empty] | 0 | 0 | 0 | 0 | 0 | 0 | 0 | [5 empty] | 0
FL Zone 2Schools K-12New |  | XXXXXXXX | Yes | Nonequipment | Warehouse Loading Dock Seals | Seals to reduce infiltration losses at loading dock | Loading dock with no seals | Commercial | New | Schools K-12 | FL Zone 2 | Space Heating |  |  | 0 | Square feet | [7 empty] | 0.79861 | 0.79733 | 0.0012744 | 0.0015957 |  | 18 |  |  |  | 0.0012744 | [8 empty] | 0 | 0 | 0 | 0 | 0 | 0 | 0 | [5 empty] | 0
FL Zone 2WarehouseNew |  | XXXXXXXX | Yes | Nonequipment | Warehouse Loading Dock Seals | Seals to reduce infiltration losses at loading dock | Loading dock with no seals | Commercial | New | Warehouse | FL Zone 2 | Space Heating |  |  | 0 | Square feet | [7 empty] | 0.21938 | 0.21585 | 0.0035239 | 0.016063 |  | 18 |  |  |  | 0.0035239 | [8 empty] | 0 | 0 | 0 | 0 | 0 | 0 | 0 | [5 empty] | 0
FL Zone 2AssemblyExisting |  | XXXXXXXX | Yes | Nonequipment | Warehouse Loading Dock Seals | Seals to reduce infiltration losses at loading dock | Loading dock with no seals | Commercial | Existing | Assembly | FL Zone 2 | Space Cooling |  |  | 0 | Square feet | [7 empty] | 3.1952 | 3.1356 | 0.059596 | 0.018651 |  | 18 |  |  |  | 0.059596 | [8 empty] | 0 | 0 | 0 | 0 | 0 | 0 | 0 | [5 empty] | 0
FL Zone 2College and UniversityExisting |  | XXXXXXXX | Yes | Nonequipment | Warehouse Loading Dock Seals | Seals to reduce infiltration losses at loading dock | Loading dock with no seals | Commercial | Existing | College and University | FL Zone 2 | Space Cooling |  |  | 0 | Square feet | [7 empty] | 9.3222 | 9.2931 | 0.029112 | 0.0031228 |  | 18 |  |  |  | 0.029112 | [8 empty] | 0 | 0 | 0 | 0 | 0 | 0 | 0 | [5 empty] | 0
FL Zone 2GroceryExisting |  | XXXXXXXX | Yes | Nonequipment | Warehouse Loading Dock Seals | Seals to reduce infiltration losses at loading dock | Loading dock with no seals | Commercial | Existing | Grocery | FL Zone 2 | Space Cooling |  |  | 0 | Square feet | [7 empty] | 26.16 | 25.9574 | 0.20266 | 0.0077469 |  | 18 |  |  |  | 0.20266 | [8 empty] | 0 | 0 | 0 | 0 | 0 | 0 | 0 | [5 empty] | 0
FL Zone 2HealthcareExisting |  | XXXXXXXX | Yes | Nonequipment | Warehouse Loading Dock Seals | Seals to reduce infiltration losses at loading dock | Loading dock with no seals | Commercial | Existing | Healthcare | FL Zone 2 | Space Cooling |  |  | 0 | Square feet | [7 empty] | 12.7238 | 12.6673 | 0.056471 | 0.0044382 |  | 18 |  |  |  | 0.056471 | [8 empty] | 0 | 0 | 0 | 0 | 0 | 0 | 0 | [5 empty] | 0
FL Zone 2HospitalsExisting |  | XXXXXXXX | Yes | Nonequipment | Warehouse Loading Dock Seals | Seals to reduce infiltration losses at loading dock | Loading dock with no seals | Commercial | Existing | Hospitals | FL Zone 2 | Space Cooling |  |  | 0 | Square feet | [7 empty] | 68.5815 | 68.5523 | 0.029211 | 0.00042594 |  | 18 |  |  |  | 0.029211 | [8 empty] | 0 | 0 | 0 | 0 | 0 | 0 | 0 | [5 empty] | 0
FL Zone 2InstitutionalExisting |  | XXXXXXXX | Yes | Nonequipment | Warehouse Loading Dock Seals | Seals to reduce infiltration losses at loading dock | Loading dock with no seals | Commercial | Existing | Institutional | FL Zone 2 | Space Cooling |  |  | 0 | Square feet | [7 empty] | 47.4704 | 47.2882 | 0.18225 | 0.0038392 |  | 18 |  |  |  | 0.18225 | [8 empty] | 0 | 0 | 0 | 0 | 0 | 0 | 0 | [5 empty] | 0
FL Zone 2Lodging/HospitalityExisting |  | XXXXXXXX | Yes | Nonequipment | Warehouse Loading Dock Seals | Seals to reduce infiltration losses at loading dock | Loading dock with no seals | Commercial | Existing | Lodging/Hospitality | FL Zone 2 | Space Cooling |  |  | 0 | Square feet | [7 empty] | 29.2942 | 29.1571 | 0.1371 | 0.0046801 |  | 18 |  |  |  | 0.1371 | [8 empty] | 0 | 0 | 0 | 0 | 0 | 0 | 0 | [5 empty] | 0
FL Zone 2MiscellaneousExisting |  | XXXXXXXX | Yes | Nonequipment | Warehouse Loading Dock Seals | Seals to reduce infiltration losses at loading dock | Loading dock with no seals | Commercial | Existing | Miscellaneous | FL Zone 2 | Space Cooling |  |  | 0 | Square feet | [7 empty] | 90.4615 | 90.4251 | 0.036429 | 0.0004027 |  | 18 |  |  |  | 0.036429 | [8 empty] | 0 | 0 | 0 | 0 | 0 | 0 | 0 | [5 empty] | 0
FL Zone 2OfficesExisting |  | XXXXXXXX | Yes | Nonequipment | Warehouse Loading Dock Seals | Seals to reduce infiltration losses at loading dock | Loading dock with no seals | Commercial | Existing | Offices | FL Zone 2 | Space Cooling |  |  | 0 | Square feet | [7 empty] | 49.095 | 48.8305 | 0.26449 | 0.0053873 |  | 18 |  |  |  | 0.26449 | [8 empty] | 0 | 0 | 0 | 0 | 0 | 0 | 0 | [5 empty] | 0
FL Zone 2RestaurantsExisting |  | XXXXXXXX | Yes | Nonequipment | Warehouse Loading Dock Seals | Seals to reduce infiltration losses at loading dock | Loading dock with no seals | Commercial | Existing | Restaurants | FL Zone 2 | Space Cooling |  |  | 0 | Square feet | [7 empty] | 26.4498 | 26.2532 | 0.19664 | 0.0074346 |  | 18 |  |  |  | 0.19664 | [8 empty] | 0 | 0 | 0 | 0 | 0 | 0 | 0 | [5 empty] | 0
FL Zone 2RetailExisting |  | XXXXXXXX | Yes | Nonequipment | Warehouse Loading Dock Seals | Seals to reduce infiltration losses at loading dock | Loading dock with no seals | Commercial | Existing | Retail | FL Zone 2 | Space Cooling |  |  | 0 | Square feet | [7 empty] | 5.0466 | 4.9607 | 0.085901 | 0.017022 |  | 18 |  |  |  | 0.085901 | [8 empty] | 0 | 0 | 0 | 0 | 0 | 0 | 0 | [5 empty] | 0
FL Zone 2Schools K-12Existing |  | XXXXXXXX | Yes | Nonequipment | Warehouse Loading Dock Seals | Seals to reduce infiltration losses at loading dock | Loading dock with no seals | Commercial | Existing | Schools K-12 | FL Zone 2 | Space Cooling |  |  | 0 | Square feet | [7 empty] | 4.3072 | 4.2875 | 0.019618 | 0.0045547 |  | 18 |  |  |  | 0.019618 | [8 empty] | 0 | 0 | 0 | 0 | 0 | 0 | 0 | [5 empty] | 0
FL Zone 2WarehouseExisting |  | XXXXXXXX | Yes | Nonequipment | Warehouse Loading Dock Seals | Seals to reduce infiltration losses at loading dock | Loading dock with no seals | Commercial | Existing | Warehouse | FL Zone 2 | Space Cooling |  |  | 0 | Square feet | [7 empty] | 1.1832 | 1.1289 | 0.054249 | 0.04585 |  | 18 |  |  |  | 0.054249 | [8 empty] | 0 | 0 | 0 | 0 | 0 | 0 | 0 | [5 empty] | 0
FL Zone 2AssemblyNew |  | XXXXXXXX | Yes | Nonequipment | Warehouse Loading Dock Seals | Seals to reduce infiltration losses at loading dock | Loading dock with no seals | Commercial | New | Assembly | FL Zone 2 | Space Cooling |  |  | 0 | Square feet | [7 empty] | 3.1952 | 3.1356 | 0.059596 | 0.018651 |  | 18 |  |  |  | 0.059596 | [8 empty] | 0 | 0 | 0 | 0 | 0 | 0 | 0 | [5 empty] | 0
FL Zone 2College and UniversityNew |  | XXXXXXXX | Yes | Nonequipment | Warehouse Loading Dock Seals | Seals to reduce infiltration losses at loading dock | Loading dock with no seals | Commercial | New | College and University | FL Zone 2 | Space Cooling |  |  | 0 | Square feet | [7 empty] | 9.3222 | 9.2931 | 0.029112 | 0.0031228 |  | 18 |  |  |  | 0.029112 | [8 empty] | 0 | 0 | 0 | 0 | 0 | 0 | 0 | [5 empty] | 0
FL Zone 2GroceryNew |  | XXXXXXXX | Yes | Nonequipment | Warehouse Loading Dock Seals | Seals to reduce infiltration losses at loading dock | Loading dock with no seals | Commercial | New | Grocery | FL Zone 2 | Space Cooling |  |  | 0 | Square feet | [7 empty] | 26.16 | 25.9574 | 0.20266 | 0.0077469 |  | 18 |  |  |  | 0.20266 | [8 empty] | 0 | 0 | 0 | 0 | 0 | 0 | 0 | [5 empty] | 0
FL Zone 2HealthcareNew |  | XXXXXXXX | Yes | Nonequipment | Warehouse Loading Dock Seals | Seals to reduce infiltration losses at loading dock | Loading dock with no seals | Commercial | New | Healthcare | FL Zone 2 | Space Cooling |  |  | 0 | Square feet | [7 empty] | 12.7238 | 12.6673 | 0.056471 | 0.0044382 |  | 18 |  |  |  | 0.056471 | [8 empty] | 0 | 0 | 0 | 0 | 0 | 0 | 0 | [5 empty] | 0
FL Zone 2HospitalsNew |  | XXXXXXXX | Yes | Nonequipment | Warehouse Loading Dock Seals | Seals to reduce infiltration losses at loading dock | Loading dock with no seals | Commercial | New | Hospitals | FL Zone 2 | Space Cooling |  |  | 0 | Square feet | [7 empty] | 68.5815 | 68.5523 | 0.029211 | 0.00042594 |  | 18 |  |  |  | 0.029211 | [8 empty] | 0 | 0 | 0 | 0 | 0 | 0 | 0 | [5 empty] | 0
FL Zone 2InstitutionalNew |  | XXXXXXXX | Yes | Nonequipment | Warehouse Loading Dock Seals | Seals to reduce infiltration losses at loading dock | Loading dock with no seals | Commercial | New | Institutional | FL Zone 2 | Space Cooling |  |  | 0 | Square feet | [7 empty] | 47.4704 | 47.2882 | 0.18225 | 0.0038392 |  | 18 |  |  |  | 0.18225 | [8 empty] | 0 | 0 | 0 | 0 | 0 | 0 | 0 | [5 empty] | 0
FL Zone 2Lodging/HospitalityNew |  | XXXXXXXX | Yes | Nonequipment | Warehouse Loading Dock Seals | Seals to reduce infiltration losses at loading dock | Loading dock with no seals | Commercial | New | Lodging/Hospitality | FL Zone 2 | Space Cooling |  |  | 0 | Square feet | [7 empty] | 29.2942 | 29.1571 | 0.1371 | 0.0046801 |  | 18 |  |  |  | 0.1371 | [8 empty] | 0 | 0 | 0 | 0 | 0 | 0 | 0 | [5 empty] | 0
FL Zone 2MiscellaneousNew |  | XXXXXXXX | Yes | Nonequipment | Warehouse Loading Dock Seals | Seals to reduce infiltration losses at loading dock | Loading dock with no seals | Commercial | New | Miscellaneous | FL Zone 2 | Space Cooling |  |  | 0 | Square feet | [7 empty] | 90.4615 | 90.4251 | 0.036429 | 0.0004027 |  | 18 |  |  |  | 0.036429 | [8 empty] | 0 | 0 | 0 | 0 | 0 | 0 | 0 | [5 empty] | 0
FL Zone 2OfficesNew |  | XXXXXXXX | Yes | Nonequipment | Warehouse Loading Dock Seals | Seals to reduce infiltration losses at loading dock | Loading dock with no seals | Commercial | New | Offices | FL Zone 2 | Space Cooling |  |  | 0 | Square feet | [7 empty] | 49.095 | 48.8305 | 0.26449 | 0.0053873 |  | 18 |  |  |  | 0.26449 | [8 empty] | 0 | 0 | 0 | 0 | 0 | 0 | 0 | [5 empty] | 0
FL Zone 2RestaurantsNew |  | XXXXXXXX | Yes | Nonequipment | Warehouse Loading Dock Seals | Seals to reduce infiltration losses at loading dock | Loading dock with no seals | Commercial | New | Restaurants | FL Zone 2 | Space Cooling |  |  | 0 | Square feet | [7 empty] | 26.4498 | 26.2532 | 0.19664 | 0.0074346 |  | 18 |  |  |  | 0.19664 | [8 empty] | 0 | 0 | 0 | 0 | 0 | 0 | 0 | [5 empty] | 0
FL Zone 2RetailNew |  | XXXXXXXX | Yes | Nonequipment | Warehouse Loading Dock Seals | Seals to reduce infiltration losses at loading dock | Loading dock with no seals | Commercial | New | Retail | FL Zone 2 | Space Cooling |  |  | 0 | Square feet | [7 empty] | 5.0466 | 4.9607 | 0.085901 | 0.017022 |  | 18 |  |  |  | 0.085901 | [8 empty] | 0 | 0 | 0 | 0 | 0 | 0 | 0 | [5 empty] | 0
FL Zone 2Schools K-12New |  | XXXXXXXX | Yes | Nonequipment | Warehouse Loading Dock Seals | Seals to reduce infiltration losses at loading dock | Loading dock with no seals | Commercial | New | Schools K-12 | FL Zone 2 | Space Cooling |  |  | 0 | Square feet | [7 empty] | 4.3072 | 4.2875 | 0.019618 | 0.0045547 |  | 18 |  |  |  | 0.019618 | [8 empty] | 0 | 0 | 0 | 0 | 0 | 0 | 0 | [5 empty] | 0
FL Zone 2WarehouseNew |  | XXXXXXXX | Yes | Nonequipment | Warehouse Loading Dock Seals | Seals to reduce infiltration losses at loading dock | Loading dock with no seals | Commercial | New | Warehouse | FL Zone 2 | Space Cooling |  |  | 0 | Square feet | [7 empty] | 1.1832 | 1.1289 | 0.054249 | 0.04585 |  | 18 |  |  |  | 0.054249 | [8 empty] | 0 | 0 | 0 | 0 | 0 | 0 | 0 | [5 empty] | 0
FL Zone 2AssemblyExisting |  | XXXXXXXX | Yes | Nonequipment | Water Cooled Refrigeration Heat Recovery | The heat reclaim system transfers waste heat from refrigeration system to space heating or hot water | No heat recovery | Commercial | Existing | Assembly | FL Zone 2 | Space Heating |  |  | 0 | Per End Use Consumption | [7 empty] | 7520.072 | 6768.0648 | 752.0072 | 0.1 |  | 20 |  |  |  | 752.0072 | [8 empty] | 0 | 0 | 0 | 0 | 0 | 0 | 0 | [5 empty] | 0
FL Zone 2College and UniversityExisting |  | XXXXXXXX | Yes | Nonequipment | Water Cooled Refrigeration Heat Recovery | The heat reclaim system transfers waste heat from refrigeration system to space heating or hot water | No heat recovery | Commercial | Existing | College and University | FL Zone 2 | Space Heating |  |  | 0 | Per End Use Consumption | [7 empty] | 44914.4217 | 40422.9796 | 4491.4422 | 0.1 |  | 20 |  |  |  | 4491.4422 | [8 empty] | 0 | 0 | 0 | 0 | 0 | 0 | 0 | [5 empty] | 0
FL Zone 2GroceryExisting |  | XXXXXXXX | Yes | Nonequipment | Water Cooled Refrigeration Heat Recovery | The heat reclaim system transfers waste heat from refrigeration system to space heating or hot water | No heat recovery | Commercial | Existing | Grocery | FL Zone 2 | Space Heating |  |  | 0 | Per End Use Consumption | [7 empty] | 18105.3019 | 16294.7717 | 1810.5302 | 0.1 |  | 20 |  |  |  | 1810.5302 | [8 empty] | 0 | 0 | 0 | 0 | 0 | 0 | 0 | [5 empty] | 0
FL Zone 2HealthcareExisting |  | XXXXXXXX | Yes | Nonequipment | Water Cooled Refrigeration Heat Recovery | The heat reclaim system transfers waste heat from refrigeration system to space heating or hot water | No heat recovery | Commercial | Existing | Healthcare | FL Zone 2 | Space Heating |  |  | 0 | Per End Use Consumption | [7 empty] | 31602.8836 | 28442.5952 | 3160.2884 | 0.1 |  | 20 |  |  |  | 3160.2884 | [8 empty] | 0 | 0 | 0 | 0 | 0 | 0 | 0 | [5 empty] | 0
FL Zone 2HospitalsExisting |  | XXXXXXXX | Yes | Nonequipment | Water Cooled Refrigeration Heat Recovery | The heat reclaim system transfers waste heat from refrigeration system to space heating or hot water | No heat recovery | Commercial | Existing | Hospitals | FL Zone 2 | Space Heating |  |  | 0 | Per End Use Consumption | [7 empty] | 329297.0743 | 296367.3669 | 32929.7074 | 0.1 |  | 20 |  |  |  | 32929.7074 | [8 empty] | 0 | 0 | 0 | 0 | 0 | 0 | 0 | [5 empty] | 0
FL Zone 2InstitutionalExisting |  | XXXXXXXX | Yes | Nonequipment | Water Cooled Refrigeration Heat Recovery | The heat reclaim system transfers waste heat from refrigeration system to space heating or hot water | No heat recovery | Commercial | Existing | Institutional | FL Zone 2 | Space Heating |  |  | 0 | Per End Use Consumption | [7 empty] | 36533.2699 | 32879.943 | 3653.327 | 0.1 |  | 20 |  |  |  | 3653.327 | [8 empty] | 0 | 0 | 0 | 0 | 0 | 0 | 0 | [5 empty] | 0
FL Zone 2Lodging/HospitalityExisting |  | XXXXXXXX | Yes | Nonequipment | Water Cooled Refrigeration Heat Recovery | The heat reclaim system transfers waste heat from refrigeration system to space heating or hot water | No heat recovery | Commercial | Existing | Lodging/Hospitality | FL Zone 2 | Space Heating |  |  | 0 | Per End Use Consumption | [7 empty] | 29969.1152 | 26972.2037 | 2996.9115 | 0.1 |  | 20 |  |  |  | 2996.9115 | [8 empty] | 0 | 0 | 0 | 0 | 0 | 0 | 0 | [5 empty] | 0
FL Zone 2MiscellaneousExisting |  | XXXXXXXX | Yes | Nonequipment | Water Cooled Refrigeration Heat Recovery | The heat reclaim system transfers waste heat from refrigeration system to space heating or hot water | No heat recovery | Commercial | Existing | Miscellaneous | FL Zone 2 | Space Heating |  |  | 0 | Per End Use Consumption | [7 empty] | 348296.6521 | 313466.9869 | 34829.6652 | 0.1 |  | 20 |  |  |  | 34829.6652 | [8 empty] | 0 | 0 | 0 | 0 | 0 | 0 | 0 | [5 empty] | 0
FL Zone 2OfficesExisting |  | XXXXXXXX | Yes | Nonequipment | Water Cooled Refrigeration Heat Recovery | The heat reclaim system transfers waste heat from refrigeration system to space heating or hot water | No heat recovery | Commercial | Existing | Offices | FL Zone 2 | Space Heating |  |  | 0 | Per End Use Consumption | [7 empty] | 26035.3087 | 23431.7778 | 2603.5309 | 0.1 |  | 20 |  |  |  | 2603.5309 | [8 empty] | 0 | 0 | 0 | 0 | 0 | 0 | 0 | [5 empty] | 0
FL Zone 2RestaurantsExisting |  | XXXXXXXX | Yes | Nonequipment | Water Cooled Refrigeration Heat Recovery | The heat reclaim system transfers waste heat from refrigeration system to space heating or hot water | No heat recovery | Commercial | Existing | Restaurants | FL Zone 2 | Space Heating |  |  | 0 | Per End Use Consumption | [7 empty] | 18865.8351 | 16979.2516 | 1886.5835 | 0.1 |  | 20 |  |  |  | 1886.5835 | [8 empty] | 0 | 0 | 0 | 0 | 0 | 0 | 0 | [5 empty] | 0
FL Zone 2RetailExisting |  | XXXXXXXX | Yes | Nonequipment | Water Cooled Refrigeration Heat Recovery | The heat reclaim system transfers waste heat from refrigeration system to space heating or hot water | No heat recovery | Commercial | Existing | Retail | FL Zone 2 | Space Heating |  |  | 0 | Per End Use Consumption | [7 empty] | 8240.1374 | 7416.1236 | 824.0137 | 0.1 |  | 20 |  |  |  | 824.0137 | [8 empty] | 0 | 0 | 0 | 0 | 0 | 0 | 0 | [5 empty] | 0
FL Zone 2Schools K-12Existing |  | XXXXXXXX | Yes | Nonequipment | Water Cooled Refrigeration Heat Recovery | The heat reclaim system transfers waste heat from refrigeration system to space heating or hot water | No heat recovery | Commercial | Existing | Schools K-12 | FL Zone 2 | Space Heating |  |  | 0 | Per End Use Consumption | [7 empty] | 30794.1632 | 27714.7469 | 3079.4163 | 0.1 |  | 20 |  |  |  | 3079.4163 | [8 empty] | 0 | 0 | 0 | 0 | 0 | 0 | 0 | [5 empty] | 0
FL Zone 2WarehouseExisting |  | XXXXXXXX | Yes | Nonequipment | Water Cooled Refrigeration Heat Recovery | The heat reclaim system transfers waste heat from refrigeration system to space heating or hot water | No heat recovery | Commercial | Existing | Warehouse | FL Zone 2 | Space Heating |  |  | 0 | Per End Use Consumption | [7 empty] | 3059.104 | 2753.1936 | 305.9104 | 0.1 |  | 20 |  |  |  | 305.9104 | [8 empty] | 0 | 0 | 0 | 0 | 0 | 0 | 0 | [5 empty] | 0
FL Zone 2AssemblyNew |  | XXXXXXXX | Yes | Nonequipment | Water Cooled Refrigeration Heat Recovery | The heat reclaim system transfers waste heat from refrigeration system to space heating or hot water | No heat recovery | Commercial | New | Assembly | FL Zone 2 | Space Heating |  |  | 0 | Per End Use Consumption | [7 empty] | 7520.072 | 6768.0648 | 752.0072 | 0.1 |  | 20 |  |  |  | 752.0072 | [8 empty] | 0 | 0 | 0 | 0 | 0 | 0 | 0 | [5 empty] | 0
FL Zone 2College and UniversityNew |  | XXXXXXXX | Yes | Nonequipment | Water Cooled Refrigeration Heat Recovery | The heat reclaim system transfers waste heat from refrigeration system to space heating or hot water | No heat recovery | Commercial | New | College and University | FL Zone 2 | Space Heating |  |  | 0 | Per End Use Consumption | [7 empty] | 44914.4217 | 40422.9796 | 4491.4422 | 0.1 |  | 20 |  |  |  | 4491.4422 | [8 empty] | 0 | 0 | 0 | 0 | 0 | 0 | 0 | [5 empty] | 0
FL Zone 2GroceryNew |  | XXXXXXXX | Yes | Nonequipment | Water Cooled Refrigeration Heat Recovery | The heat reclaim system transfers waste heat from refrigeration system to space heating or hot water | No heat recovery | Commercial | New | Grocery | FL Zone 2 | Space Heating |  |  | 0 | Per End Use Consumption | [7 empty] | 18105.3019 | 16294.7717 | 1810.5302 | 0.1 |  | 20 |  |  |  | 1810.5302 | [8 empty] | 0 | 0 | 0 | 0 | 0 | 0 | 0 | [5 empty] | 0
FL Zone 2HealthcareNew |  | XXXXXXXX | Yes | Nonequipment | Water Cooled Refrigeration Heat Recovery | The heat reclaim system transfers waste heat from refrigeration system to space heating or hot water | No heat recovery | Commercial | New | Healthcare | FL Zone 2 | Space Heating |  |  | 0 | Per End Use Consumption | [7 empty] | 31602.8836 | 28442.5952 | 3160.2884 | 0.1 |  | 20 |  |  |  | 3160.2884 | [8 empty] | 0 | 0 | 0 | 0 | 0 | 0 | 0 | [5 empty] | 0
FL Zone 2HospitalsNew |  | XXXXXXXX | Yes | Nonequipment | Water Cooled Refrigeration Heat Recovery | The heat reclaim system transfers waste heat from refrigeration system to space heating or hot water | No heat recovery | Commercial | New | Hospitals | FL Zone 2 | Space Heating |  |  | 0 | Per End Use Consumption | [7 empty] | 329297.0743 | 296367.3669 | 32929.7074 | 0.1 |  | 20 |  |  |  | 32929.7074 | [8 empty] | 0 | 0 | 0 | 0 | 0 | 0 | 0 | [5 empty] | 0
FL Zone 2InstitutionalNew |  | XXXXXXXX | Yes | Nonequipment | Water Cooled Refrigeration Heat Recovery | The heat reclaim system transfers waste heat from refrigeration system to space heating or hot water | No heat recovery | Commercial | New | Institutional | FL Zone 2 | Space Heating |  |  | 0 | Per End Use Consumption | [7 empty] | 36533.2699 | 32879.943 | 3653.327 | 0.1 |  | 20 |  |  |  | 3653.327 | [8 empty] | 0 | 0 | 0 | 0 | 0 | 0 | 0 | [5 empty] | 0
FL Zone 2Lodging/HospitalityNew |  | XXXXXXXX | Yes | Nonequipment | Water Cooled Refrigeration Heat Recovery | The heat reclaim system transfers waste heat from refrigeration system to space heating or hot water | No heat recovery | Commercial | New | Lodging/Hospitality | FL Zone 2 | Space Heating |  |  | 0 | Per End Use Consumption | [7 empty] | 29969.1152 | 26972.2037 | 2996.9115 | 0.1 |  | 20 |  |  |  | 2996.9115 | [8 empty] | 0 | 0 | 0 | 0 | 0 | 0 | 0 | [5 empty] | 0
FL Zone 2MiscellaneousNew |  | XXXXXXXX | Yes | Nonequipment | Water Cooled Refrigeration Heat Recovery | The heat reclaim system transfers waste heat from refrigeration system to space heating or hot water | No heat recovery | Commercial | New | Miscellaneous | FL Zone 2 | Space Heating |  |  | 0 | Per End Use Consumption | [7 empty] | 348296.6521 | 313466.9869 | 34829.6652 | 0.1 |  | 20 |  |  |  | 34829.6652 | [8 empty] | 0 | 0 | 0 | 0 | 0 | 0 | 0 | [5 empty] | 0
FL Zone 2OfficesNew |  | XXXXXXXX | Yes | Nonequipment | Water Cooled Refrigeration Heat Recovery | The heat reclaim system transfers waste heat from refrigeration system to space heating or hot water | No heat recovery | Commercial | New | Offices | FL Zone 2 | Space Heating |  |  | 0 | Per End Use Consumption | [7 empty] | 26035.3087 | 23431.7778 | 2603.5309 | 0.1 |  | 20 |  |  |  | 2603.5309 | [8 empty] | 0 | 0 | 0 | 0 | 0 | 0 | 0 | [5 empty] | 0
FL Zone 2RestaurantsNew |  | XXXXXXXX | Yes | Nonequipment | Water Cooled Refrigeration Heat Recovery | The heat reclaim system transfers waste heat from refrigeration system to space heating or hot water | No heat recovery | Commercial | New | Restaurants | FL Zone 2 | Space Heating |  |  | 0 | Per End Use Consumption | [7 empty] | 18865.8351 | 16979.2516 | 1886.5835 | 0.1 |  | 20 |  |  |  | 1886.5835 | [8 empty] | 0 | 0 | 0 | 0 | 0 | 0 | 0 | [5 empty] | 0
FL Zone 2RetailNew |  | XXXXXXXX | Yes | Nonequipment | Water Cooled Refrigeration Heat Recovery | The heat reclaim system transfers waste heat from refrigeration system to space heating or hot water | No heat recovery | Commercial | New | Retail | FL Zone 2 | Space Heating |  |  | 0 | Per End Use Consumption | [7 empty] | 8240.1374 | 7416.1236 | 824.0137 | 0.1 |  | 20 |  |  |  | 824.0137 | [8 empty] | 0 | 0 | 0 | 0 | 0 | 0 | 0 | [5 empty] | 0
FL Zone 2Schools K-12New |  | XXXXXXXX | Yes | Nonequipment | Water Cooled Refrigeration Heat Recovery | The heat reclaim system transfers waste heat from refrigeration system to space heating or hot water | No heat recovery | Commercial | New | Schools K-12 | FL Zone 2 | Space Heating |  |  | 0 | Per End Use Consumption | [7 empty] | 30794.1632 | 27714.7469 | 3079.4163 | 0.1 |  | 20 |  |  |  | 3079.4163 | [8 empty] | 0 | 0 | 0 | 0 | 0 | 0 | 0 | [5 empty] | 0
FL Zone 2WarehouseNew |  | XXXXXXXX | Yes | Nonequipment | Water Cooled Refrigeration Heat Recovery | The heat reclaim system transfers waste heat from refrigeration system to space heating or hot water | No heat recovery | Commercial | New | Warehouse | FL Zone 2 | Space Heating |  |  | 0 | Per End Use Consumption | [7 empty] | 3059.104 | 2753.1936 | 305.9104 | 0.1 |  | 20 |  |  |  | 305.9104 | [8 empty] | 0 | 0 | 0 | 0 | 0 | 0 | 0 | [5 empty] | 0
FL Zone 2AssemblyExisting |  | XXXXXXXX | Yes | Nonequipment | Waterside Economizer | Waterside Economizer | No economizer | Commercial | Existing | Assembly | FL Zone 2 | Space Cooling |  |  | 0 | Per End Use Consumption | [7 empty] | 193338.4426 | 182597.418 | 10741.0246 | 0.055556 |  | 20 |  |  |  | 10741.0246 | [8 empty] | 0 | 0 | 0 | 0 | 0 | 0 | 0 | [5 empty] | 0
FL Zone 2College and UniversityExisting |  | XXXXXXXX | Yes | Nonequipment | Waterside Economizer | Waterside Economizer | No economizer | Commercial | Existing | College and University | FL Zone 2 | Space Cooling |  |  | 0 | Per End Use Consumption | [7 empty] | 214491.7687 | 202575.5594 | 11916.2094 | 0.055556 |  | 20 |  |  |  | 11916.2094 | [8 empty] | 0 | 0 | 0 | 0 | 0 | 0 | 0 | [5 empty] | 0
FL Zone 2GroceryExisting |  | XXXXXXXX | Yes | Nonequipment | Waterside Economizer | Waterside Economizer | No economizer | Commercial | Existing | Grocery | FL Zone 2 | Space Cooling |  |  | 0 | Per End Use Consumption | [7 empty] | 106802.1083 | 100868.6578 | 5933.4505 | 0.055556 |  | 20 |  |  |  | 5933.4505 | [8 empty] | 0 | 0 | 0 | 0 | 0 | 0 | 0 | [5 empty] | 0
FL Zone 2HealthcareExisting |  | XXXXXXXX | Yes | Nonequipment | Waterside Economizer | Waterside Economizer | No economizer | Commercial | Existing | Healthcare | FL Zone 2 | Space Cooling |  |  | 0 | Per End Use Consumption | [7 empty] | 420699.7175 | 397327.5109 | 23372.2065 | 0.055556 |  | 20 |  |  |  | 23372.2065 | [8 empty] | 0 | 0 | 0 | 0 | 0 | 0 | 0 | [5 empty] | 0
FL Zone 2HospitalsExisting |  | XXXXXXXX | Yes | Nonequipment | Waterside Economizer | Waterside Economizer | No economizer | Commercial | Existing | Hospitals | FL Zone 2 | Space Cooling |  |  | 0 | Per End Use Consumption | [7 empty] | 398510.9138 | 376371.4186 | 22139.4952 | 0.055556 |  | 20 |  |  |  | 22139.4952 | [8 empty] | 0 | 0 | 0 | 0 | 0 | 0 | 0 | [5 empty] | 0
FL Zone 2InstitutionalExisting |  | XXXXXXXX | Yes | Nonequipment | Waterside Economizer | Waterside Economizer | No economizer | Commercial | Existing | Institutional | FL Zone 2 | Space Cooling |  |  | 0 | Per End Use Consumption | [7 empty] | 104435.3026 | 98633.3413 | 5801.9613 | 0.055556 |  | 20 |  |  |  | 5801.9613 | [8 empty] | 0 | 0 | 0 | 0 | 0 | 0 | 0 | [5 empty] | 0
FL Zone 2Lodging/HospitalityExisting |  | XXXXXXXX | Yes | Nonequipment | Waterside Economizer | Waterside Economizer | No economizer | Commercial | Existing | Lodging/Hospitality | FL Zone 2 | Space Cooling |  |  | 0 | Per End Use Consumption | [7 empty] | 319370.8474 | 301628.0225 | 17742.8249 | 0.055556 |  | 20 |  |  |  | 17742.8249 | [8 empty] | 0 | 0 | 0 | 0 | 0 | 0 | 0 | [5 empty] | 0
FL Zone 2MiscellaneousExisting |  | XXXXXXXX | Yes | Nonequipment | Waterside Economizer | Waterside Economizer | No economizer | Commercial | Existing | Miscellaneous | FL Zone 2 | Space Cooling |  |  | 0 | Per End Use Consumption | [7 empty] | 107985.5112 | 101986.3161 | 5999.1951 | 0.055556 |  | 20 |  |  |  | 5999.1951 | [8 empty] | 0 | 0 | 0 | 0 | 0 | 0 | 0 | [5 empty] | 0
FL Zone 2OfficesExisting |  | XXXXXXXX | Yes | Nonequipment | Waterside Economizer | Waterside Economizer | No economizer | Commercial | Existing | Offices | FL Zone 2 | Space Cooling |  |  | 0 | Per End Use Consumption | [7 empty] | 217598.2013 | 205509.4123 | 12088.789 | 0.055556 |  | 20 |  |  |  | 12088.789 | [8 empty] | 0 | 0 | 0 | 0 | 0 | 0 | 0 | [5 empty] | 0
FL Zone 2RestaurantsExisting |  | XXXXXXXX | Yes | Nonequipment | Waterside Economizer | Waterside Economizer | No economizer | Commercial | Existing | Restaurants | FL Zone 2 | Space Cooling |  |  | 0 | Per End Use Consumption | [7 empty] | 313305.9077 | 295900.024 | 17405.8838 | 0.055556 |  | 20 |  |  |  | 17405.8838 | [8 empty] | 0 | 0 | 0 | 0 | 0 | 0 | 0 | [5 empty] | 0
FL Zone 2RetailExisting |  | XXXXXXXX | Yes | Nonequipment | Waterside Economizer | Waterside Economizer | No economizer | Commercial | Existing | Retail | FL Zone 2 | Space Cooling |  |  | 0 | Per End Use Consumption | [7 empty] | 245556.0939 | 231914.0887 | 13642.0052 | 0.055556 |  | 20 |  |  |  | 13642.0052 | [8 empty] | 0 | 0 | 0 | 0 | 0 | 0 | 0 | [5 empty] | 0
FL Zone 2Schools K-12Existing |  | XXXXXXXX | Yes | Nonequipment | Waterside Economizer | Waterside Economizer | No economizer | Commercial | Existing | Schools K-12 | FL Zone 2 | Space Cooling |  |  | 0 | Per End Use Consumption | [7 empty] | 213456.2912 | 201597.6084 | 11858.6828 | 0.055556 |  | 20 |  |  |  | 11858.6828 | [8 empty] | 0 | 0 | 0 | 0 | 0 | 0 | 0 | [5 empty] | 0
FL Zone 2WarehouseExisting |  | XXXXXXXX | Yes | Nonequipment | Waterside Economizer | Waterside Economizer | No economizer | Commercial | Existing | Warehouse | FL Zone 2 | Space Cooling |  |  | 0 | Per End Use Consumption | [7 empty] | 46892.3384 | 44287.2085 | 2605.1299 | 0.055556 |  | 20 |  |  |  | 2605.1299 | [8 empty] | 0 | 0 | 0 | 0 | 0 | 0 | 0 | [5 empty] | 0
FL Zone 2AssemblyNew |  | XXXXXXXX | Yes | Nonequipment | Waterside Economizer | Waterside Economizer | No economizer | Commercial | New | Assembly | FL Zone 2 | Space Cooling |  |  | 0 | Per End Use Consumption | [7 empty] | 193338.4426 | 182597.418 | 10741.0246 | 0.055556 |  | 20 |  |  |  | 10741.0246 | [8 empty] | 0 | 0 | 0 | 0 | 0 | 0 | 0 | [5 empty] | 0
FL Zone 2College and UniversityNew |  | XXXXXXXX | Yes | Nonequipment | Waterside Economizer | Waterside Economizer | No economizer | Commercial | New | College and University | FL Zone 2 | Space Cooling |  |  | 0 | Per End Use Consumption | [7 empty] | 214491.7687 | 202575.5594 | 11916.2094 | 0.055556 |  | 20 |  |  |  | 11916.2094 | [8 empty] | 0 | 0 | 0 | 0 | 0 | 0 | 0 | [5 empty] | 0
FL Zone 2GroceryNew |  | XXXXXXXX | Yes | Nonequipment | Waterside Economizer | Waterside Economizer | No economizer | Commercial | New | Grocery | FL Zone 2 | Space Cooling |  |  | 0 | Per End Use Consumption | [7 empty] | 106802.1083 | 100868.6578 | 5933.4505 | 0.055556 |  | 20 |  |  |  | 5933.4505 | [8 empty] | 0 | 0 | 0 | 0 | 0 | 0 | 0 | [5 empty] | 0
FL Zone 2HealthcareNew |  | XXXXXXXX | Yes | Nonequipment | Waterside Economizer | Waterside Economizer | No economizer | Commercial | New | Healthcare | FL Zone 2 | Space Cooling |  |  | 0 | Per End Use Consumption | [7 empty] | 420699.7175 | 397327.5109 | 23372.2065 | 0.055556 |  | 20 |  |  |  | 23372.2065 | [8 empty] | 0 | 0 | 0 | 0 | 0 | 0 | 0 | [5 empty] | 0
FL Zone 2HospitalsNew |  | XXXXXXXX | Yes | Nonequipment | Waterside Economizer | Waterside Economizer | No economizer | Commercial | New | Hospitals | FL Zone 2 | Space Cooling |  |  | 0 | Per End Use Consumption | [7 empty] | 398510.9138 | 376371.4186 | 22139.4952 | 0.055556 |  | 20 |  |  |  | 22139.4952 | [8 empty] | 0 | 0 | 0 | 0 | 0 | 0 | 0 | [5 empty] | 0
FL Zone 2InstitutionalNew |  | XXXXXXXX | Yes | Nonequipment | Waterside Economizer | Waterside Economizer | No economizer | Commercial | New | Institutional | FL Zone 2 | Space Cooling |  |  | 0 | Per End Use Consumption | [7 empty] | 104435.3026 | 98633.3413 | 5801.9613 | 0.055556 |  | 20 |  |  |  | 5801.9613 | [8 empty] | 0 | 0 | 0 | 0 | 0 | 0 | 0 | [5 empty] | 0
FL Zone 2Lodging/HospitalityNew |  | XXXXXXXX | Yes | Nonequipment | Waterside Economizer | Waterside Economizer | No economizer | Commercial | New | Lodging/Hospitality | FL Zone 2 | Space Cooling |  |  | 0 | Per End Use Consumption | [7 empty] | 319370.8474 | 301628.0225 | 17742.8249 | 0.055556 |  | 20 |  |  |  | 17742.8249 | [8 empty] | 0 | 0 | 0 | 0 | 0 | 0 | 0 | [5 empty] | 0
FL Zone 2MiscellaneousNew |  | XXXXXXXX | Yes | Nonequipment | Waterside Economizer | Waterside Economizer | No economizer | Commercial | New | Miscellaneous | FL Zone 2 | Space Cooling |  |  | 0 | Per End Use Consumption | [7 empty] | 107985.5112 | 101986.3161 | 5999.1951 | 0.055556 |  | 20 |  |  |  | 5999.1951 | [8 empty] | 0 | 0 | 0 | 0 | 0 | 0 | 0 | [5 empty] | 0
FL Zone 2OfficesNew |  | XXXXXXXX | Yes | Nonequipment | Waterside Economizer | Waterside Economizer | No economizer | Commercial | New | Offices | FL Zone 2 | Space Cooling |  |  | 0 | Per End Use Consumption | [7 empty] | 217598.2013 | 205509.4123 | 12088.789 | 0.055556 |  | 20 |  |  |  | 12088.789 | [8 empty] | 0 | 0 | 0 | 0 | 0 | 0 | 0 | [5 empty] | 0
FL Zone 2RestaurantsNew |  | XXXXXXXX | Yes | Nonequipment | Waterside Economizer | Waterside Economizer | No economizer | Commercial | New | Restaurants | FL Zone 2 | Space Cooling |  |  | 0 | Per End Use Consumption | [7 empty] | 313305.9077 | 295900.024 | 17405.8838 | 0.055556 |  | 20 |  |  |  | 17405.8838 | [8 empty] | 0 | 0 | 0 | 0 | 0 | 0 | 0 | [5 empty] | 0
FL Zone 2RetailNew |  | XXXXXXXX | Yes | Nonequipment | Waterside Economizer | Waterside Economizer | No economizer | Commercial | New | Retail | FL Zone 2 | Space Cooling |  |  | 0 | Per End Use Consumption | [7 empty] | 245556.0939 | 231914.0887 | 13642.0052 | 0.055556 |  | 20 |  |  |  | 13642.0052 | [8 empty] | 0 | 0 | 0 | 0 | 0 | 0 | 0 | [5 empty] | 0
FL Zone 2Schools K-12New |  | XXXXXXXX | Yes | Nonequipment | Waterside Economizer | Waterside Economizer | No economizer | Commercial | New | Schools K-12 | FL Zone 2 | Space Cooling |  |  | 0 | Per End Use Consumption | [7 empty] | 213456.2912 | 201597.6084 | 11858.6828 | 0.055556 |  | 20 |  |  |  | 11858.6828 | [8 empty] | 0 | 0 | 0 | 0 | 0 | 0 | 0 | [5 empty] | 0
FL Zone 2WarehouseNew |  | XXXXXXXX | Yes | Nonequipment | Waterside Economizer | Waterside Economizer | No economizer | Commercial | New | Warehouse | FL Zone 2 | Space Cooling |  |  | 0 | Per End Use Consumption | [7 empty] | 46892.3384 | 44287.2085 | 2605.1299 | 0.055556 |  | 20 |  |  |  | 2605.1299 | [8 empty] | 0 | 0 | 0 | 0 | 0 | 0 | 0 | [5 empty] | 0
FL Zone 2AssemblyExisting |  | XXXXXXXX | Yes | Nonequipment | Window Sun Protection | Window Sun Protection (Includes sunscreen, film, tinting or overhang to minimize heat gain through window) | Standard Window with below Code Required Minimum SHGC | Commercial | Existing | Assembly | FL Zone 2 | Space Cooling |  |  | 0 | Per 100 S.F. | [7 empty] | 694.9422 | 583.7515 | 111.1908 | 0.16 |  | 10 |  |  |  | 111.1908 | [8 empty] | 0 | 0 | 0 | 0 | 0 | 0 | 0 | [5 empty] | 0
FL Zone 2College and UniversityExisting |  | XXXXXXXX | Yes | Nonequipment | Window Sun Protection | Window Sun Protection (Includes sunscreen, film, tinting or overhang to minimize heat gain through window) | Standard Window with below Code Required Minimum SHGC | Commercial | Existing | College and University | FL Zone 2 | Space Cooling |  |  | 0 | Per 100 S.F. | [7 empty] | 694.9422 | 583.7515 | 111.1908 | 0.16 |  | 10 |  |  |  | 111.1908 | [8 empty] | 0 | 0 | 0 | 0 | 0 | 0 | 0 | [5 empty] | 0
FL Zone 2GroceryExisting |  | XXXXXXXX | Yes | Nonequipment | Window Sun Protection | Window Sun Protection (Includes sunscreen, film, tinting or overhang to minimize heat gain through window) | Standard Window with below Code Required Minimum SHGC | Commercial | Existing | Grocery | FL Zone 2 | Space Cooling |  |  | 0 | Per 100 S.F. | [7 empty] | 694.9422 | 583.7515 | 111.1908 | 0.16 |  | 10 |  |  |  | 111.1908 | [8 empty] | 0 | 0 | 0 | 0 | 0 | 0 | 0 | [5 empty] | 0
FL Zone 2HealthcareExisting |  | XXXXXXXX | Yes | Nonequipment | Window Sun Protection | Window Sun Protection (Includes sunscreen, film, tinting or overhang to minimize heat gain through window) | Standard Window with below Code Required Minimum SHGC | Commercial | Existing | Healthcare | FL Zone 2 | Space Cooling |  |  | 0 | Per 100 S.F. | [7 empty] | 694.9422 | 583.7515 | 111.1908 | 0.16 |  | 10 |  |  |  | 111.1908 | [8 empty] | 0 | 0 | 0 | 0 | 0 | 0 | 0 | [5 empty] | 0
FL Zone 2HospitalsExisting |  | XXXXXXXX | Yes | Nonequipment | Window Sun Protection | Window Sun Protection (Includes sunscreen, film, tinting or overhang to minimize heat gain through window) | Standard Window with below Code Required Minimum SHGC | Commercial | Existing | Hospitals | FL Zone 2 | Space Cooling |  |  | 0 | Per 100 S.F. | [7 empty] | 694.9422 | 583.7515 | 111.1908 | 0.16 |  | 10 |  |  |  | 111.1908 | [8 empty] | 0 | 0 | 0 | 0 | 0 | 0 | 0 | [5 empty] | 0
FL Zone 2InstitutionalExisting |  | XXXXXXXX | Yes | Nonequipment | Window Sun Protection | Window Sun Protection (Includes sunscreen, film, tinting or overhang to minimize heat gain through window) | Standard Window with below Code Required Minimum SHGC | Commercial | Existing | Institutional | FL Zone 2 | Space Cooling |  |  | 0 | Per 100 S.F. | [7 empty] | 694.9422 | 583.7515 | 111.1908 | 0.16 |  | 10 |  |  |  | 111.1908 | [8 empty] | 0 | 0 | 0 | 0 | 0 | 0 | 0 | [5 empty] | 0
FL Zone 2Lodging/HospitalityExisting |  | XXXXXXXX | Yes | Nonequipment | Window Sun Protection | Window Sun Protection (Includes sunscreen, film, tinting or overhang to minimize heat gain through window) | Standard Window with below Code Required Minimum SHGC | Commercial | Existing | Lodging/Hospitality | FL Zone 2 | Space Cooling |  |  | 0 | Per 100 S.F. | [7 empty] | 694.9422 | 583.7515 | 111.1908 | 0.16 |  | 10 |  |  |  | 111.1908 | [8 empty] | 0 | 0 | 0 | 0 | 0 | 0 | 0 | [5 empty] | 0
FL Zone 2MiscellaneousExisting |  | XXXXXXXX | Yes | Nonequipment | Window Sun Protection | Window Sun Protection (Includes sunscreen, film, tinting or overhang to minimize heat gain through window) | Standard Window with below Code Required Minimum SHGC | Commercial | Existing | Miscellaneous | FL Zone 2 | Space Cooling |  |  | 0 | Per 100 S.F. | [7 empty] | 694.9422 | 583.7515 | 111.1908 | 0.16 |  | 10 |  |  |  | 111.1908 | [8 empty] | 0 | 0 | 0 | 0 | 0 | 0 | 0 | [5 empty] | 0
FL Zone 2OfficesExisting |  | XXXXXXXX | Yes | Nonequipment | Window Sun Protection | Window Sun Protection (Includes sunscreen, film, tinting or overhang to minimize heat gain through window) | Standard Window with below Code Required Minimum SHGC | Commercial | Existing | Offices | FL Zone 2 | Space Cooling |  |  | 0 | Per 100 S.F. | [7 empty] | 694.9422 | 583.7515 | 111.1908 | 0.16 |  | 10 |  |  |  | 111.1908 | [8 empty] | 0 | 0 | 0 | 0 | 0 | 0 | 0 | [5 empty] | 0
FL Zone 2RestaurantsExisting |  | XXXXXXXX | Yes | Nonequipment | Window Sun Protection | Window Sun Protection (Includes sunscreen, film, tinting or overhang to minimize heat gain through window) | Standard Window with below Code Required Minimum SHGC | Commercial | Existing | Restaurants | FL Zone 2 | Space Cooling |  |  | 0 | Per 100 S.F. | [7 empty] | 694.9422 | 583.7515 | 111.1908 | 0.16 |  | 10 |  |  |  | 111.1908 | [8 empty] | 0 | 0 | 0 | 0 | 0 | 0 | 0 | [5 empty] | 0
FL Zone 2RetailExisting |  | XXXXXXXX | Yes | Nonequipment | Window Sun Protection | Window Sun Protection (Includes sunscreen, film, tinting or overhang to minimize heat gain through window) | Standard Window with below Code Required Minimum SHGC | Commercial | Existing | Retail | FL Zone 2 | Space Cooling |  |  | 0 | Per 100 S.F. | [7 empty] | 694.9422 | 583.7515 | 111.1908 | 0.16 |  | 10 |  |  |  | 111.1908 | [8 empty] | 0 | 0 | 0 | 0 | 0 | 0 | 0 | [5 empty] | 0
FL Zone 2Schools K-12Existing |  | XXXXXXXX | Yes | Nonequipment | Window Sun Protection | Window Sun Protection (Includes sunscreen, film, tinting or overhang to minimize heat gain through window) | Standard Window with below Code Required Minimum SHGC | Commercial | Existing | Schools K-12 | FL Zone 2 | Space Cooling |  |  | 0 | Per 100 S.F. | [7 empty] | 694.9422 | 583.7515 | 111.1908 | 0.16 |  | 10 |  |  |  | 111.1908 | [8 empty] | 0 | 0 | 0 | 0 | 0 | 0 | 0 | [5 empty] | 0
FL Zone 2WarehouseExisting |  | XXXXXXXX | Yes | Nonequipment | Window Sun Protection | Window Sun Protection (Includes sunscreen, film, tinting or overhang to minimize heat gain through window) | Standard Window with below Code Required Minimum SHGC | Commercial | Existing | Warehouse | FL Zone 2 | Space Cooling |  |  | 0 | Per 100 S.F. | [7 empty] | 694.9422 | 583.7515 | 111.1908 | 0.16 |  | 10 |  |  |  | 111.1908 | [8 empty] | 0 | 0 | 0 | 0 | 0 | 0 | 0 | [5 empty] | 0
FL Zone 2AssemblyNew |  | XXXXXXXX | Yes | Nonequipment | Window Sun Protection | Window Sun Protection (Includes sunscreen, film, tinting or overhang to minimize heat gain through window) | Standard Window with below Code Required Minimum SHGC | Commercial | New | Assembly | FL Zone 2 | Space Cooling |  |  | 0 | Per 100 S.F. | [7 empty] | 416.9653 | 350.2509 | 66.7145 | 0.16 |  | 10 |  |  |  | 66.7145 | [8 empty] | 0 | 0 | 0 | 0 | 0 | 0 | 0 | [5 empty] | 0
FL Zone 2College and UniversityNew |  | XXXXXXXX | Yes | Nonequipment | Window Sun Protection | Window Sun Protection (Includes sunscreen, film, tinting or overhang to minimize heat gain through window) | Standard Window with below Code Required Minimum SHGC | Commercial | New | College and University | FL Zone 2 | Space Cooling |  |  | 0 | Per 100 S.F. | [7 empty] | 416.9653 | 350.2509 | 66.7145 | 0.16 |  | 10 |  |  |  | 66.7145 | [8 empty] | 0 | 0 | 0 | 0 | 0 | 0 | 0 | [5 empty] | 0
FL Zone 2GroceryNew |  | XXXXXXXX | Yes | Nonequipment | Window Sun Protection | Window Sun Protection (Includes sunscreen, film, tinting or overhang to minimize heat gain through window) | Standard Window with below Code Required Minimum SHGC | Commercial | New | Grocery | FL Zone 2 | Space Cooling |  |  | 0 | Per 100 S.F. | [7 empty] | 416.9653 | 350.2509 | 66.7145 | 0.16 |  | 10 |  |  |  | 66.7145 | [8 empty] | 0 | 0 | 0 | 0 | 0 | 0 | 0 | [5 empty] | 0
FL Zone 2HealthcareNew |  | XXXXXXXX | Yes | Nonequipment | Window Sun Protection | Window Sun Protection (Includes sunscreen, film, tinting or overhang to minimize heat gain through window) | Standard Window with below Code Required Minimum SHGC | Commercial | New | Healthcare | FL Zone 2 | Space Cooling |  |  | 0 | Per 100 S.F. | [7 empty] | 416.9653 | 350.2509 | 66.7145 | 0.16 |  | 10 |  |  |  | 66.7145 | [8 empty] | 0 | 0 | 0 | 0 | 0 | 0 | 0 | [5 empty] | 0
FL Zone 2HospitalsNew |  | XXXXXXXX | Yes | Nonequipment | Window Sun Protection | Window Sun Protection (Includes sunscreen, film, tinting or overhang to minimize heat gain through window) | Standard Window with below Code Required Minimum SHGC | Commercial | New | Hospitals | FL Zone 2 | Space Cooling |  |  | 0 | Per 100 S.F. | [7 empty] | 416.9653 | 350.2509 | 66.7145 | 0.16 |  | 10 |  |  |  | 66.7145 | [8 empty] | 0 | 0 | 0 | 0 | 0 | 0 | 0 | [5 empty] | 0
FL Zone 2InstitutionalNew |  | XXXXXXXX | Yes | Nonequipment | Window Sun Protection | Window Sun Protection (Includes sunscreen, film, tinting or overhang to minimize heat gain through window) | Standard Window with below Code Required Minimum SHGC | Commercial | New | Institutional | FL Zone 2 | Space Cooling |  |  | 0 | Per 100 S.F. | [7 empty] | 416.9653 | 350.2509 | 66.7145 | 0.16 |  | 10 |  |  |  | 66.7145 | [8 empty] | 0 | 0 | 0 | 0 | 0 | 0 | 0 | [5 empty] | 0
FL Zone 2Lodging/HospitalityNew |  | XXXXXXXX | Yes | Nonequipment | Window Sun Protection | Window Sun Protection (Includes sunscreen, film, tinting or overhang to minimize heat gain through window) | Standard Window with below Code Required Minimum SHGC | Commercial | New | Lodging/Hospitality | FL Zone 2 | Space Cooling |  |  | 0 | Per 100 S.F. | [7 empty] | 416.9653 | 350.2509 | 66.7145 | 0.16 |  | 10 |  |  |  | 66.7145 | [8 empty] | 0 | 0 | 0 | 0 | 0 | 0 | 0 | [5 empty] | 0
FL Zone 2MiscellaneousNew |  | XXXXXXXX | Yes | Nonequipment | Window Sun Protection | Window Sun Protection (Includes sunscreen, film, tinting or overhang to minimize heat gain through window) | Standard Window with below Code Required Minimum SHGC | Commercial | New | Miscellaneous | FL Zone 2 | Space Cooling |  |  | 0 | Per 100 S.F. | [7 empty] | 416.9653 | 350.2509 | 66.7145 | 0.16 |  | 10 |  |  |  | 66.7145 | [8 empty] | 0 | 0 | 0 | 0 | 0 | 0 | 0 | [5 empty] | 0
FL Zone 2OfficesNew |  | XXXXXXXX | Yes | Nonequipment | Window Sun Protection | Window Sun Protection (Includes sunscreen, film, tinting or overhang to minimize heat gain through window) | Standard Window with below Code Required Minimum SHGC | Commercial | New | Offices | FL Zone 2 | Space Cooling |  |  | 0 | Per 100 S.F. | [7 empty] | 416.9653 | 350.2509 | 66.7145 | 0.16 |  | 10 |  |  |  | 66.7145 | [8 empty] | 0 | 0 | 0 | 0 | 0 | 0 | 0 | [5 empty] | 0
FL Zone 2RestaurantsNew |  | XXXXXXXX | Yes | Nonequipment | Window Sun Protection | Window Sun Protection (Includes sunscreen, film, tinting or overhang to minimize heat gain through window) | Standard Window with below Code Required Minimum SHGC | Commercial | New | Restaurants | FL Zone 2 | Space Cooling |  |  | 0 | Per 100 S.F. | [7 empty] | 416.9653 | 350.2509 | 66.7145 | 0.16 |  | 10 |  |  |  | 66.7145 | [8 empty] | 0 | 0 | 0 | 0 | 0 | 0 | 0 | [5 empty] | 0
FL Zone 2RetailNew |  | XXXXXXXX | Yes | Nonequipment | Window Sun Protection | Window Sun Protection (Includes sunscreen, film, tinting or overhang to minimize heat gain through window) | Standard Window with below Code Required Minimum SHGC | Commercial | New | Retail | FL Zone 2 | Space Cooling |  |  | 0 | Per 100 S.F. | [7 empty] | 416.9653 | 350.2509 | 66.7145 | 0.16 |  | 10 |  |  |  | 66.7145 | [8 empty] | 0 | 0 | 0 | 0 | 0 | 0 | 0 | [5 empty] | 0
FL Zone 2Schools K-12New |  | XXXXXXXX | Yes | Nonequipment | Window Sun Protection | Window Sun Protection (Includes sunscreen, film, tinting or overhang to minimize heat gain through window) | Standard Window with below Code Required Minimum SHGC | Commercial | New | Schools K-12 | FL Zone 2 | Space Cooling |  |  | 0 | Per 100 S.F. | [7 empty] | 416.9653 | 350.2509 | 66.7145 | 0.16 |  | 10 |  |  |  | 66.7145 | [8 empty] | 0 | 0 | 0 | 0 | 0 | 0 | 0 | [5 empty] | 0
FL Zone 2WarehouseNew |  | XXXXXXXX | Yes | Nonequipment | Window Sun Protection | Window Sun Protection (Includes sunscreen, film, tinting or overhang to minimize heat gain through window) | Standard Window with below Code Required Minimum SHGC | Commercial | New | Warehouse | FL Zone 2 | Space Cooling |  |  | 0 | Per 100 S.F. | [7 empty] | 416.9653 | 350.2509 | 66.7145 | 0.16 |  | 10 |  |  |  | 66.7145 | [8 empty] | 0 | 0 | 0 | 0 | 0 | 0 | 0 | [5 empty] | 0

## Input_Dashboard
Measure Type | Name | Description | Baseline Description | Sector | Vintage | Segment | Zone | Unit | Applicability | Baseline EUI (kWh) | Measure EUI (kWh) | Savings EUI (kWh) | Energy Savings % | Full Measure Life (yrs) | Summer Peak Savings (Kw) | Winter Peak Savings (Kw) | Baseline Material Cost | Source | Baseline Labor Cost | Source | Efficient Material Cost | Source | Efficient Labor Cost | Source | Incremental Cost | Unit | Unit Adjustment | Adj_Incremental Cost
Equipment | Efficient Exhaust Hood | Kitchen ventilation with automatically adjusting fan controls | Kitchen ventilation with constant speed ventilation motor | Commercial | Turnover | Assembly | FL Zone 2 | per unit | 0% | 18980 | 10913.5 | 8066.5 | 0.425 | 15 | 1.7635 | 0.69217 | 0 | Reference source included incremental cost only | 0 | No labor cost (installation will not vary between base & change) | 1988 | Illinois 2018 Statewide TRM, Section 4.2.16 | 0 | No labor cost (installation will not vary between base & change) | 1988 | unit |  | 1988
Equipment | Efficient Exhaust Hood | Kitchen ventilation with automatically adjusting fan controls | Kitchen ventilation with constant speed ventilation motor | Commercial | Turnover | College and University | FL Zone 2 | per unit | 10.93% | 18980 | 10913.5 | 8066.5 | 0.425 | 15 | 1.7635 | 0.69217 | 0 | Reference source included incremental cost only | 0 | No labor cost (installation will not vary between base & change) | 1988 | Illinois 2018 Statewide TRM, Section 4.2.16 | 0 | No labor cost (installation will not vary between base & change) | 1988 | unit |  | 1988
Equipment | Efficient Exhaust Hood | Kitchen ventilation with automatically adjusting fan controls | Kitchen ventilation with constant speed ventilation motor | Commercial | Turnover | Grocery | FL Zone 2 | per unit | 0% | 18980 | 10913.5 | 8066.5 | 0.425 | 15 | 1.7635 | 0.69217 | 0 | Reference source included incremental cost only | 0 | No labor cost (installation will not vary between base & change) | 1988 | Illinois 2018 Statewide TRM, Section 4.2.16 | 0 | No labor cost (installation will not vary between base & change) | 1988 | unit |  | 1988
Equipment | Efficient Exhaust Hood | Kitchen ventilation with automatically adjusting fan controls | Kitchen ventilation with constant speed ventilation motor | Commercial | Turnover | Healthcare | FL Zone 2 | per unit | 10.98% | 18980 | 10913.5 | 8066.5 | 0.425 | 15 | 1.7635 | 0.69217 | 0 | Reference source included incremental cost only | 0 | No labor cost (installation will not vary between base & change) | 1988 | Illinois 2018 Statewide TRM, Section 4.2.16 | 0 | No labor cost (installation will not vary between base & change) | 1988 | unit |  | 1988
Equipment | Efficient Exhaust Hood | Kitchen ventilation with automatically adjusting fan controls | Kitchen ventilation with constant speed ventilation motor | Commercial | Turnover | Hospitals | FL Zone 2 | per unit | 11.82% | 18980 | 10913.5 | 8066.5 | 0.425 | 15 | 1.7635 | 0.69217 | 0 | Reference source included incremental cost only | 0 | No labor cost (installation will not vary between base & change) | 1988 | Illinois 2018 Statewide TRM, Section 4.2.16 | 0 | No labor cost (installation will not vary between base & change) | 1988 | unit |  | 1988
Equipment | Efficient Exhaust Hood | Kitchen ventilation with automatically adjusting fan controls | Kitchen ventilation with constant speed ventilation motor | Commercial | Turnover | Institutional | FL Zone 2 | per unit | 0% | 18980 | 10913.5 | 8066.5 | 0.425 | 15 | 1.7635 | 0.69217 | 0 | Reference source included incremental cost only | 0 | No labor cost (installation will not vary between base & change) | 1988 | Illinois 2018 Statewide TRM, Section 4.2.16 | 0 | No labor cost (installation will not vary between base & change) | 1988 | unit |  | 1988
Equipment | Efficient Exhaust Hood | Kitchen ventilation with automatically adjusting fan controls | Kitchen ventilation with constant speed ventilation motor | Commercial | Turnover | Lodging/Hospitality | FL Zone 2 | per unit | 14.03% | 18980 | 10913.5 | 8066.5 | 0.425 | 15 | 1.7635 | 0.69217 | 0 | Reference source included incremental cost only | 0 | No labor cost (installation will not vary between base & change) | 1988 | Illinois 2018 Statewide TRM, Section 4.2.16 | 0 | No labor cost (installation will not vary between base & change) | 1988 | unit |  | 1988
Equipment | Efficient Exhaust Hood | Kitchen ventilation with automatically adjusting fan controls | Kitchen ventilation with constant speed ventilation motor | Commercial | Turnover | Miscellaneous | FL Zone 2 | per unit | 0% | 18980 | 10913.5 | 8066.5 | 0.425 | 15 | 1.7635 | 0.69217 | 0 | Reference source included incremental cost only | 0 | No labor cost (installation will not vary between base & change) | 1988 | Illinois 2018 Statewide TRM, Section 4.2.16 | 0 | No labor cost (installation will not vary between base & change) | 1988 | unit |  | 1988
Equipment | Efficient Exhaust Hood | Kitchen ventilation with automatically adjusting fan controls | Kitchen ventilation with constant speed ventilation motor | Commercial | Turnover | Offices | FL Zone 2 | per unit | 0% | 18980 | 10913.5 | 8066.5 | 0.425 | 15 | 1.7635 | 0.69217 | 0 | Reference source included incremental cost only | 0 | No labor cost (installation will not vary between base & change) | 1988 | Illinois 2018 Statewide TRM, Section 4.2.16 | 0 | No labor cost (installation will not vary between base & change) | 1988 | unit |  | 1988
Equipment | Efficient Exhaust Hood | Kitchen ventilation with automatically adjusting fan controls | Kitchen ventilation with constant speed ventilation motor | Commercial | Turnover | Restaurants | FL Zone 2 | per unit | 14.03% | 18980 | 10913.5 | 8066.5 | 0.425 | 15 | 1.7635 | 0.69217 | 0 | Reference source included incremental cost only | 0 | No labor cost (installation will not vary between base & change) | 1988 | Illinois 2018 Statewide TRM, Section 4.2.16 | 0 | No labor cost (installation will not vary between base & change) | 1988 | unit |  | 1988
Equipment | Efficient Exhaust Hood | Kitchen ventilation with automatically adjusting fan controls | Kitchen ventilation with constant speed ventilation motor | Commercial | Turnover | Retail | FL Zone 2 | per unit | 0% | 18980 | 10913.5 | 8066.5 | 0.425 | 15 | 1.7635 | 0.69217 | 0 | Reference source included incremental cost only | 0 | No labor cost (installation will not vary between base & change) | 1988 | Illinois 2018 Statewide TRM, Section 4.2.16 | 0 | No labor cost (installation will not vary between base & change) | 1988 | unit |  | 1988
Equipment | Efficient Exhaust Hood | Kitchen ventilation with automatically adjusting fan controls | Kitchen ventilation with constant speed ventilation motor | Commercial | Turnover | Schools K-12 | FL Zone 2 | per unit | 10.93% | 18980 | 10913.5 | 8066.5 | 0.425 | 15 | 1.7635 | 0.69217 | 0 | Reference source included incremental cost only | 0 | No labor cost (installation will not vary between base & change) | 1988 | Illinois 2018 Statewide TRM, Section 4.2.16 | 0 | No labor cost (installation will not vary between base & change) | 1988 | unit |  | 1988
Equipment | Efficient Exhaust Hood | Kitchen ventilation with automatically adjusting fan controls | Kitchen ventilation with constant speed ventilation motor | Commercial | Turnover | Warehouse | FL Zone 2 | per unit | 0% | 18980 | 10913.5 | 8066.5 | 0.425 | 15 | 1.7635 | 0.69217 | 0 | Reference source included incremental cost only | 0 | No labor cost (installation will not vary between base & change) | 1988 | Illinois 2018 Statewide TRM, Section 4.2.16 | 0 | No labor cost (installation will not vary between base & change) | 1988 | unit |  | 1988
Equipment | Efficient Exhaust Hood | Kitchen ventilation with automatically adjusting fan controls | Kitchen ventilation with constant speed ventilation motor | Commercial | New | Assembly | FL Zone 2 | per unit | 0% | 18980 | 10913.5 | 8066.5 | 0.425 | 15 | 1.7635 | 0.69217 | 0 | Reference source included incremental cost only | 0 | No labor cost (installation will not vary between base & change) | 1988 | Illinois 2018 Statewide TRM, Section 4.2.16 | 0 | No labor cost (installation will not vary between base & change) | 1988 | unit |  | 1988
Equipment | Efficient Exhaust Hood | Kitchen ventilation with automatically adjusting fan controls | Kitchen ventilation with constant speed ventilation motor | Commercial | New | College and University | FL Zone 2 | per unit | 10.93% | 18980 | 10913.5 | 8066.5 | 0.425 | 15 | 1.7635 | 0.69217 | 0 | Reference source included incremental cost only | 0 | No labor cost (installation will not vary between base & change) | 1988 | Illinois 2018 Statewide TRM, Section 4.2.16 | 0 | No labor cost (installation will not vary between base & change) | 1988 | unit |  | 1988
Equipment | Efficient Exhaust Hood | Kitchen ventilation with automatically adjusting fan controls | Kitchen ventilation with constant speed ventilation motor | Commercial | New | Grocery | FL Zone 2 | per unit | 0% | 18980 | 10913.5 | 8066.5 | 0.425 | 15 | 1.7635 | 0.69217 | 0 | Reference source included incremental cost only | 0 | No labor cost (installation will not vary between base & change) | 1988 | Illinois 2018 Statewide TRM, Section 4.2.16 | 0 | No labor cost (installation will not vary between base & change) | 1988 | unit |  | 1988
Equipment | Efficient Exhaust Hood | Kitchen ventilation with automatically adjusting fan controls | Kitchen ventilation with constant speed ventilation motor | Commercial | New | Healthcare | FL Zone 2 | per unit | 10.98% | 18980 | 10913.5 | 8066.5 | 0.425 | 15 | 1.7635 | 0.69217 | 0 | Reference source included incremental cost only | 0 | No labor cost (installation will not vary between base & change) | 1988 | Illinois 2018 Statewide TRM, Section 4.2.16 | 0 | No labor cost (installation will not vary between base & change) | 1988 | unit |  | 1988
Equipment | Efficient Exhaust Hood | Kitchen ventilation with automatically adjusting fan controls | Kitchen ventilation with constant speed ventilation motor | Commercial | New | Hospitals | FL Zone 2 | per unit | 11.82% | 18980 | 10913.5 | 8066.5 | 0.425 | 15 | 1.7635 | 0.69217 | 0 | Reference source included incremental cost only | 0 | No labor cost (installation will not vary between base & change) | 1988 | Illinois 2018 Statewide TRM, Section 4.2.16 | 0 | No labor cost (installation will not vary between base & change) | 1988 | unit |  | 1988
Equipment | Efficient Exhaust Hood | Kitchen ventilation with automatically adjusting fan controls | Kitchen ventilation with constant speed ventilation motor | Commercial | New | Institutional | FL Zone 2 | per unit | 0% | 18980 | 10913.5 | 8066.5 | 0.425 | 15 | 1.7635 | 0.69217 | 0 | Reference source included incremental cost only | 0 | No labor cost (installation will not vary between base & change) | 1988 | Illinois 2018 Statewide TRM, Section 4.2.16 | 0 | No labor cost (installation will not vary between base & change) | 1988 | unit |  | 1988
Equipment | Efficient Exhaust Hood | Kitchen ventilation with automatically adjusting fan controls | Kitchen ventilation with constant speed ventilation motor | Commercial | New | Lodging/Hospitality | FL Zone 2 | per unit | 14.03% | 18980 | 10913.5 | 8066.5 | 0.425 | 15 | 1.7635 | 0.69217 | 0 | Reference source included incremental cost only | 0 | No labor cost (installation will not vary between base & change) | 1988 | Illinois 2018 Statewide TRM, Section 4.2.16 | 0 | No labor cost (installation will not vary between base & change) | 1988 | unit |  | 1988
Equipment | Efficient Exhaust Hood | Kitchen ventilation with automatically adjusting fan controls | Kitchen ventilation with constant speed ventilation motor | Commercial | New | Miscellaneous | FL Zone 2 | per unit | 0% | 18980 | 10913.5 | 8066.5 | 0.425 | 15 | 1.7635 | 0.69217 | 0 | Reference source included incremental cost only | 0 | No labor cost (installation will not vary between base & change) | 1988 | Illinois 2018 Statewide TRM, Section 4.2.16 | 0 | No labor cost (installation will not vary between base & change) | 1988 | unit |  | 1988
Equipment | Efficient Exhaust Hood | Kitchen ventilation with automatically adjusting fan controls | Kitchen ventilation with constant speed ventilation motor | Commercial | New | Offices | FL Zone 2 | per unit | 0% | 18980 | 10913.5 | 8066.5 | 0.425 | 15 | 1.7635 | 0.69217 | 0 | Reference source included incremental cost only | 0 | No labor cost (installation will not vary between base & change) | 1988 | Illinois 2018 Statewide TRM, Section 4.2.16 | 0 | No labor cost (installation will not vary between base & change) | 1988 | unit |  | 1988
Equipment | Efficient Exhaust Hood | Kitchen ventilation with automatically adjusting fan controls | Kitchen ventilation with constant speed ventilation motor | Commercial | New | Restaurants | FL Zone 2 | per unit | 14.03% | 18980 | 10913.5 | 8066.5 | 0.425 | 15 | 1.7635 | 0.69217 | 0 | Reference source included incremental cost only | 0 | No labor cost (installation will not vary between base & change) | 1988 | Illinois 2018 Statewide TRM, Section 4.2.16 | 0 | No labor cost (installation will not vary between base & change) | 1988 | unit |  | 1988
Equipment | Efficient Exhaust Hood | Kitchen ventilation with automatically adjusting fan controls | Kitchen ventilation with constant speed ventilation motor | Commercial | New | Retail | FL Zone 2 | per unit | 0% | 18980 | 10913.5 | 8066.5 | 0.425 | 15 | 1.7635 | 0.69217 | 0 | Reference source included incremental cost only | 0 | No labor cost (installation will not vary between base & change) | 1988 | Illinois 2018 Statewide TRM, Section 4.2.16 | 0 | No labor cost (installation will not vary between base & change) | 1988 | unit |  | 1988
Equipment | Efficient Exhaust Hood | Kitchen ventilation with automatically adjusting fan controls | Kitchen ventilation with constant speed ventilation motor | Commercial | New | Schools K-12 | FL Zone 2 | per unit | 10.93% | 18980 | 10913.5 | 8066.5 | 0.425 | 15 | 1.7635 | 0.69217 | 0 | Reference source included incremental cost only | 0 | No labor cost (installation will not vary between base & change) | 1988 | Illinois 2018 Statewide TRM, Section 4.2.16 | 0 | No labor cost (installation will not vary between base & change) | 1988 | unit |  | 1988
Equipment | Efficient Exhaust Hood | Kitchen ventilation with automatically adjusting fan controls | Kitchen ventilation with constant speed ventilation motor | Commercial | New | Warehouse | FL Zone 2 | per unit | 0% | 18980 | 10913.5 | 8066.5 | 0.425 | 15 | 1.7635 | 0.69217 | 0 | Reference source included incremental cost only | 0 | No labor cost (installation will not vary between base & change) | 1988 | Illinois 2018 Statewide TRM, Section 4.2.16 | 0 | No labor cost (installation will not vary between base & change) | 1988 | unit |  | 1988
Equipment | Energy Star Commercial Oven | One 12-Pan Combination Oven meeting ENERGY STAR® 2.0 Standards, 55% Efficient | One Standard Economy-Grade 12-Pan Combination Oven, 49% Efficient | Commercial | Turnover | Assembly | FL Zone 2 | Per Unit | 0% | 18282 | 11914 | 6368 | 0.34832 | 12 | 1.0341 | 0.54113 | 4455 | Regional Technical Forum for the Northwest Council (https://rtf.nwcouncil.org/measure/convection-ovens) | 0 | No labor cost (installation will not vary between base & change) | 5646 | Regional Technical Forum for the Northwest Council (http://rtf.nwcouncil.org/measures/com/ComCookingConvectionOven_v2_0.xlsm) | 0 | No labor cost (installation will not vary between base & change) | 1191 | unit |  | 1191
Equipment | Energy Star Commercial Oven | One 12-Pan Combination Oven meeting ENERGY STAR® 2.0 Standards, 55% Efficient | One Standard Economy-Grade 12-Pan Combination Oven, 49% Efficient | Commercial | Turnover | College and University | FL Zone 2 | Per Unit | 22.46% | 18282 | 11914 | 6368 | 0.34832 | 12 | 1.0341 | 0.54113 | 4455 | Regional Technical Forum for the Northwest Council (https://rtf.nwcouncil.org/measure/convection-ovens) | 0 | No labor cost (installation will not vary between base & change) | 5646 | Regional Technical Forum for the Northwest Council (http://rtf.nwcouncil.org/measures/com/ComCookingConvectionOven_v2_0.xlsm) | 0 | No labor cost (installation will not vary between base & change) | 1191 | unit |  | 1191
Equipment | Energy Star Commercial Oven | One 12-Pan Combination Oven meeting ENERGY STAR® 2.0 Standards, 55% Efficient | One Standard Economy-Grade 12-Pan Combination Oven, 49% Efficient | Commercial | Turnover | Grocery | FL Zone 2 | Per Unit | 0% | 18282 | 11914 | 6368 | 0.34832 | 12 | 1.0341 | 0.54113 | 4455 | Regional Technical Forum for the Northwest Council (https://rtf.nwcouncil.org/measure/convection-ovens) | 0 | No labor cost (installation will not vary between base & change) | 5646 | Regional Technical Forum for the Northwest Council (http://rtf.nwcouncil.org/measures/com/ComCookingConvectionOven_v2_0.xlsm) | 0 | No labor cost (installation will not vary between base & change) | 1191 | unit |  | 1191
Equipment | Energy Star Commercial Oven | One 12-Pan Combination Oven meeting ENERGY STAR® 2.0 Standards, 55% Efficient | One Standard Economy-Grade 12-Pan Combination Oven, 49% Efficient | Commercial | Turnover | Healthcare | FL Zone 2 | Per Unit | 22.46% | 18282 | 11914 | 6368 | 0.34832 | 12 | 1.0341 | 0.54113 | 4455 | Regional Technical Forum for the Northwest Council (https://rtf.nwcouncil.org/measure/convection-ovens) | 0 | No labor cost (installation will not vary between base & change) | 5646 | Regional Technical Forum for the Northwest Council (http://rtf.nwcouncil.org/measures/com/ComCookingConvectionOven_v2_0.xlsm) | 0 | No labor cost (installation will not vary between base & change) | 1191 | unit |  | 1191
Equipment | Energy Star Commercial Oven | One 12-Pan Combination Oven meeting ENERGY STAR® 2.0 Standards, 55% Efficient | One Standard Economy-Grade 12-Pan Combination Oven, 49% Efficient | Commercial | Turnover | Hospitals | FL Zone 2 | Per Unit | 22.46% | 18282 | 11914 | 6368 | 0.34832 | 12 | 1.0341 | 0.54113 | 4455 | Regional Technical Forum for the Northwest Council (https://rtf.nwcouncil.org/measure/convection-ovens) | 0 | No labor cost (installation will not vary between base & change) | 5646 | Regional Technical Forum for the Northwest Council (http://rtf.nwcouncil.org/measures/com/ComCookingConvectionOven_v2_0.xlsm) | 0 | No labor cost (installation will not vary between base & change) | 1191 | unit |  | 1191
Equipment | Energy Star Commercial Oven | One 12-Pan Combination Oven meeting ENERGY STAR® 2.0 Standards, 55% Efficient | One Standard Economy-Grade 12-Pan Combination Oven, 49% Efficient | Commercial | Turnover | Institutional | FL Zone 2 | Per Unit | 0% | 18282 | 11914 | 6368 | 0.34832 | 12 | 1.0341 | 0.54113 | 4455 | Regional Technical Forum for the Northwest Council (https://rtf.nwcouncil.org/measure/convection-ovens) | 0 | No labor cost (installation will not vary between base & change) | 5646 | Regional Technical Forum for the Northwest Council (http://rtf.nwcouncil.org/measures/com/ComCookingConvectionOven_v2_0.xlsm) | 0 | No labor cost (installation will not vary between base & change) | 1191 | unit |  | 1191
Equipment | Energy Star Commercial Oven | One 12-Pan Combination Oven meeting ENERGY STAR® 2.0 Standards, 55% Efficient | One Standard Economy-Grade 12-Pan Combination Oven, 49% Efficient | Commercial | Turnover | Lodging/Hospitality | FL Zone 2 | Per Unit | 22.46% | 18282 | 11914 | 6368 | 0.34832 | 12 | 1.0341 | 0.54113 | 4455 | Regional Technical Forum for the Northwest Council (https://rtf.nwcouncil.org/measure/convection-ovens) | 0 | No labor cost (installation will not vary between base & change) | 5646 | Regional Technical Forum for the Northwest Council (http://rtf.nwcouncil.org/measures/com/ComCookingConvectionOven_v2_0.xlsm) | 0 | No labor cost (installation will not vary between base & change) | 1191 | unit |  | 1191
Equipment | Energy Star Commercial Oven | One 12-Pan Combination Oven meeting ENERGY STAR® 2.0 Standards, 55% Efficient | One Standard Economy-Grade 12-Pan Combination Oven, 49% Efficient | Commercial | Turnover | Miscellaneous | FL Zone 2 | Per Unit | 0% | 18282 | 11914 | 6368 | 0.34832 | 12 | 1.0341 | 0.54113 | 4455 | Regional Technical Forum for the Northwest Council (https://rtf.nwcouncil.org/measure/convection-ovens) | 0 | No labor cost (installation will not vary between base & change) | 5646 | Regional Technical Forum for the Northwest Council (http://rtf.nwcouncil.org/measures/com/ComCookingConvectionOven_v2_0.xlsm) | 0 | No labor cost (installation will not vary between base & change) | 1191 | unit |  | 1191
Equipment | Energy Star Commercial Oven | One 12-Pan Combination Oven meeting ENERGY STAR® 2.0 Standards, 55% Efficient | One Standard Economy-Grade 12-Pan Combination Oven, 49% Efficient | Commercial | Turnover | Offices | FL Zone 2 | Per Unit | 0% | 18282 | 11914 | 6368 | 0.34832 | 12 | 1.0341 | 0.54113 | 4455 | Regional Technical Forum for the Northwest Council (https://rtf.nwcouncil.org/measure/convection-ovens) | 0 | No labor cost (installation will not vary between base & change) | 5646 | Regional Technical Forum for the Northwest Council (http://rtf.nwcouncil.org/measures/com/ComCookingConvectionOven_v2_0.xlsm) | 0 | No labor cost (installation will not vary between base & change) | 1191 | unit |  | 1191
Equipment | Energy Star Commercial Oven | One 12-Pan Combination Oven meeting ENERGY STAR® 2.0 Standards, 55% Efficient | One Standard Economy-Grade 12-Pan Combination Oven, 49% Efficient | Commercial | Turnover | Restaurants | FL Zone 2 | Per Unit | 22.46% | 18282 | 11914 | 6368 | 0.34832 | 12 | 1.0341 | 0.54113 | 4455 | Regional Technical Forum for the Northwest Council (https://rtf.nwcouncil.org/measure/convection-ovens) | 0 | No labor cost (installation will not vary between base & change) | 5646 | Regional Technical Forum for the Northwest Council (http://rtf.nwcouncil.org/measures/com/ComCookingConvectionOven_v2_0.xlsm) | 0 | No labor cost (installation will not vary between base & change) | 1191 | unit |  | 1191
Equipment | Energy Star Commercial Oven | One 12-Pan Combination Oven meeting ENERGY STAR® 2.0 Standards, 55% Efficient | One Standard Economy-Grade 12-Pan Combination Oven, 49% Efficient | Commercial | Turnover | Retail | FL Zone 2 | Per Unit | 0% | 18282 | 11914 | 6368 | 0.34832 | 12 | 1.0341 | 0.54113 | 4455 | Regional Technical Forum for the Northwest Council (https://rtf.nwcouncil.org/measure/convection-ovens) | 0 | No labor cost (installation will not vary between base & change) | 5646 | Regional Technical Forum for the Northwest Council (http://rtf.nwcouncil.org/measures/com/ComCookingConvectionOven_v2_0.xlsm) | 0 | No labor cost (installation will not vary between base & change) | 1191 | unit |  | 1191
Equipment | Energy Star Commercial Oven | One 12-Pan Combination Oven meeting ENERGY STAR® 2.0 Standards, 55% Efficient | One Standard Economy-Grade 12-Pan Combination Oven, 49% Efficient | Commercial | Turnover | Schools K-12 | FL Zone 2 | Per Unit | 22.46% | 18282 | 11914 | 6368 | 0.34832 | 12 | 1.0341 | 0.54113 | 4455 | Regional Technical Forum for the Northwest Council (https://rtf.nwcouncil.org/measure/convection-ovens) | 0 | No labor cost (installation will not vary between base & change) | 5646 | Regional Technical Forum for the Northwest Council (http://rtf.nwcouncil.org/measures/com/ComCookingConvectionOven_v2_0.xlsm) | 0 | No labor cost (installation will not vary between base & change) | 1191 | unit |  | 1191
Equipment | Energy Star Commercial Oven | One 12-Pan Combination Oven meeting ENERGY STAR® 2.0 Standards, 55% Efficient | One Standard Economy-Grade 12-Pan Combination Oven, 49% Efficient | Commercial | Turnover | Warehouse | FL Zone 2 | Per Unit | 0% | 18282 | 11914 | 6368 | 0.34832 | 12 | 1.0341 | 0.54113 | 4455 | Regional Technical Forum for the Northwest Council (https://rtf.nwcouncil.org/measure/convection-ovens) | 0 | No labor cost (installation will not vary between base & change) | 5646 | Regional Technical Forum for the Northwest Council (http://rtf.nwcouncil.org/measures/com/ComCookingConvectionOven_v2_0.xlsm) | 0 | No labor cost (installation will not vary between base & change) | 1191 | unit |  | 1191
Equipment | Energy Star Commercial Oven | One 12-Pan Combination Oven meeting ENERGY STAR® 2.0 Standards, 55% Efficient | One Standard Economy-Grade 12-Pan Combination Oven, 49% Efficient | Commercial | New | Assembly | FL Zone 2 | Per Unit | 0% | 18282 | 11914 | 6368 | 0.34832 | 12 | 1.0341 | 0.54113 | 4455 | Regional Technical Forum for the Northwest Council (https://rtf.nwcouncil.org/measure/convection-ovens) | 0 | No labor cost (installation will not vary between base & change) | 5646 | Regional Technical Forum for the Northwest Council (http://rtf.nwcouncil.org/measures/com/ComCookingConvectionOven_v2_0.xlsm) | 0 | No labor cost (installation will not vary between base & change) | 1191 | unit |  | 1191
Equipment | Energy Star Commercial Oven | One 12-Pan Combination Oven meeting ENERGY STAR® 2.0 Standards, 55% Efficient | One Standard Economy-Grade 12-Pan Combination Oven, 49% Efficient | Commercial | New | College and University | FL Zone 2 | Per Unit | 22.46% | 18282 | 11914 | 6368 | 0.34832 | 12 | 1.0341 | 0.54113 | 4455 | Regional Technical Forum for the Northwest Council (https://rtf.nwcouncil.org/measure/convection-ovens) | 0 | No labor cost (installation will not vary between base & change) | 5646 | Regional Technical Forum for the Northwest Council (http://rtf.nwcouncil.org/measures/com/ComCookingConvectionOven_v2_0.xlsm) | 0 | No labor cost (installation will not vary between base & change) | 1191 | unit |  | 1191
Equipment | Energy Star Commercial Oven | One 12-Pan Combination Oven meeting ENERGY STAR® 2.0 Standards, 55% Efficient | One Standard Economy-Grade 12-Pan Combination Oven, 49% Efficient | Commercial | New | Grocery | FL Zone 2 | Per Unit | 0% | 18282 | 11914 | 6368 | 0.34832 | 12 | 1.0341 | 0.54113 | 4455 | Regional Technical Forum for the Northwest Council (https://rtf.nwcouncil.org/measure/convection-ovens) | 0 | No labor cost (installation will not vary between base & change) | 5646 | Regional Technical Forum for the Northwest Council (http://rtf.nwcouncil.org/measures/com/ComCookingConvectionOven_v2_0.xlsm) | 0 | No labor cost (installation will not vary between base & change) | 1191 | unit |  | 1191
Equipment | Energy Star Commercial Oven | One 12-Pan Combination Oven meeting ENERGY STAR® 2.0 Standards, 55% Efficient | One Standard Economy-Grade 12-Pan Combination Oven, 49% Efficient | Commercial | New | Healthcare | FL Zone 2 | Per Unit | 22.46% | 18282 | 11914 | 6368 | 0.34832 | 12 | 1.0341 | 0.54113 | 4455 | Regional Technical Forum for the Northwest Council (https://rtf.nwcouncil.org/measure/convection-ovens) | 0 | No labor cost (installation will not vary between base & change) | 5646 | Regional Technical Forum for the Northwest Council (http://rtf.nwcouncil.org/measures/com/ComCookingConvectionOven_v2_0.xlsm) | 0 | No labor cost (installation will not vary between base & change) | 1191 | unit |  | 1191
Equipment | Energy Star Commercial Oven | One 12-Pan Combination Oven meeting ENERGY STAR® 2.0 Standards, 55% Efficient | One Standard Economy-Grade 12-Pan Combination Oven, 49% Efficient | Commercial | New | Hospitals | FL Zone 2 | Per Unit | 22.46% | 18282 | 11914 | 6368 | 0.34832 | 12 | 1.0341 | 0.54113 | 4455 | Regional Technical Forum for the Northwest Council (https://rtf.nwcouncil.org/measure/convection-ovens) | 0 | No labor cost (installation will not vary between base & change) | 5646 | Regional Technical Forum for the Northwest Council (http://rtf.nwcouncil.org/measures/com/ComCookingConvectionOven_v2_0.xlsm) | 0 | No labor cost (installation will not vary between base & change) | 1191 | unit |  | 1191
Equipment | Energy Star Commercial Oven | One 12-Pan Combination Oven meeting ENERGY STAR® 2.0 Standards, 55% Efficient | One Standard Economy-Grade 12-Pan Combination Oven, 49% Efficient | Commercial | New | Institutional | FL Zone 2 | Per Unit | 0% | 18282 | 11914 | 6368 | 0.34832 | 12 | 1.0341 | 0.54113 | 4455 | Regional Technical Forum for the Northwest Council (https://rtf.nwcouncil.org/measure/convection-ovens) | 0 | No labor cost (installation will not vary between base & change) | 5646 | Regional Technical Forum for the Northwest Council (http://rtf.nwcouncil.org/measures/com/ComCookingConvectionOven_v2_0.xlsm) | 0 | No labor cost (installation will not vary between base & change) | 1191 | unit |  | 1191
Equipment | Energy Star Commercial Oven | One 12-Pan Combination Oven meeting ENERGY STAR® 2.0 Standards, 55% Efficient | One Standard Economy-Grade 12-Pan Combination Oven, 49% Efficient | Commercial | New | Lodging/Hospitality | FL Zone 2 | Per Unit | 22.46% | 18282 | 11914 | 6368 | 0.34832 | 12 | 1.0341 | 0.54113 | 4455 | Regional Technical Forum for the Northwest Council (https://rtf.nwcouncil.org/measure/convection-ovens) | 0 | No labor cost (installation will not vary between base & change) | 5646 | Regional Technical Forum for the Northwest Council (http://rtf.nwcouncil.org/measures/com/ComCookingConvectionOven_v2_0.xlsm) | 0 | No labor cost (installation will not vary between base & change) | 1191 | unit |  | 1191
Equipment | Energy Star Commercial Oven | One 12-Pan Combination Oven meeting ENERGY STAR® 2.0 Standards, 55% Efficient | One Standard Economy-Grade 12-Pan Combination Oven, 49% Efficient | Commercial | New | Miscellaneous | FL Zone 2 | Per Unit | 0% | 18282 | 11914 | 6368 | 0.34832 | 12 | 1.0341 | 0.54113 | 4455 | Regional Technical Forum for the Northwest Council (https://rtf.nwcouncil.org/measure/convection-ovens) | 0 | No labor cost (installation will not vary between base & change) | 5646 | Regional Technical Forum for the Northwest Council (http://rtf.nwcouncil.org/measures/com/ComCookingConvectionOven_v2_0.xlsm) | 0 | No labor cost (installation will not vary between base & change) | 1191 | unit |  | 1191
Equipment | Energy Star Commercial Oven | One 12-Pan Combination Oven meeting ENERGY STAR® 2.0 Standards, 55% Efficient | One Standard Economy-Grade 12-Pan Combination Oven, 49% Efficient | Commercial | New | Offices | FL Zone 2 | Per Unit | 0% | 18282 | 11914 | 6368 | 0.34832 | 12 | 1.0341 | 0.54113 | 4455 | Regional Technical Forum for the Northwest Council (https://rtf.nwcouncil.org/measure/convection-ovens) | 0 | No labor cost (installation will not vary between base & change) | 5646 | Regional Technical Forum for the Northwest Council (http://rtf.nwcouncil.org/measures/com/ComCookingConvectionOven_v2_0.xlsm) | 0 | No labor cost (installation will not vary between base & change) | 1191 | unit |  | 1191
Equipment | Energy Star Commercial Oven | One 12-Pan Combination Oven meeting ENERGY STAR® 2.0 Standards, 55% Efficient | One Standard Economy-Grade 12-Pan Combination Oven, 49% Efficient | Commercial | New | Restaurants | FL Zone 2 | Per Unit | 22.46% | 18282 | 11914 | 6368 | 0.34832 | 12 | 1.0341 | 0.54113 | 4455 | Regional Technical Forum for the Northwest Council (https://rtf.nwcouncil.org/measure/convection-ovens) | 0 | No labor cost (installation will not vary between base & change) | 5646 | Regional Technical Forum for the Northwest Council (http://rtf.nwcouncil.org/measures/com/ComCookingConvectionOven_v2_0.xlsm) | 0 | No labor cost (installation will not vary between base & change) | 1191 | unit |  | 1191
Equipment | Energy Star Commercial Oven | One 12-Pan Combination Oven meeting ENERGY STAR® 2.0 Standards, 55% Efficient | One Standard Economy-Grade 12-Pan Combination Oven, 49% Efficient | Commercial | New | Retail | FL Zone 2 | Per Unit | 0% | 18282 | 11914 | 6368 | 0.34832 | 12 | 1.0341 | 0.54113 | 4455 | Regional Technical Forum for the Northwest Council (https://rtf.nwcouncil.org/measure/convection-ovens) | 0 | No labor cost (installation will not vary between base & change) | 5646 | Regional Technical Forum for the Northwest Council (http://rtf.nwcouncil.org/measures/com/ComCookingConvectionOven_v2_0.xlsm) | 0 | No labor cost (installation will not vary between base & change) | 1191 | unit |  | 1191
Equipment | Energy Star Commercial Oven | One 12-Pan Combination Oven meeting ENERGY STAR® 2.0 Standards, 55% Efficient | One Standard Economy-Grade 12-Pan Combination Oven, 49% Efficient | Commercial | New | Schools K-12 | FL Zone 2 | Per Unit | 22.46% | 18282 | 11914 | 6368 | 0.34832 | 12 | 1.0341 | 0.54113 | 4455 | Regional Technical Forum for the Northwest Council (https://rtf.nwcouncil.org/measure/convection-ovens) | 0 | No labor cost (installation will not vary between base & change) | 5646 | Regional Technical Forum for the Northwest Council (http://rtf.nwcouncil.org/measures/com/ComCookingConvectionOven_v2_0.xlsm) | 0 | No labor cost (installation will not vary between base & change) | 1191 | unit |  | 1191
Equipment | Energy Star Commercial Oven | One 12-Pan Combination Oven meeting ENERGY STAR® 2.0 Standards, 55% Efficient | One Standard Economy-Grade 12-Pan Combination Oven, 49% Efficient | Commercial | New | Warehouse | FL Zone 2 | Per Unit | 0% | 18282 | 11914 | 6368 | 0.34832 | 12 | 1.0341 | 0.54113 | 4455 | Regional Technical Forum for the Northwest Council (https://rtf.nwcouncil.org/measure/convection-ovens) | 0 | No labor cost (installation will not vary between base & change) | 5646 | Regional Technical Forum for the Northwest Council (http://rtf.nwcouncil.org/measures/com/ComCookingConvectionOven_v2_0.xlsm) | 0 | No labor cost (installation will not vary between base & change) | 1191 | unit |  | 1191
Equipment | Energy Star Fryer | One Standard Vat Electric Fryer meeting ENERGY STAR® 2.0 Standards, 85% Efficient | One Standard Economy-Grade Standard Vat Electric Fryer, 75% Efficient | Commercial | Turnover | Assembly | FL Zone 2 | Per Unit | 0% | 5177.4536 | 4273.6313 | 903.8223 | 0.17457 | 12 | 0.14651 | 0.045305 | 3524 | Regional Technical Forum for the Northwest Council (https://rtf.nwcouncil.org/measure/fryers) | 0 | No labor cost (installation will not vary between base & change) | 5699 | Regional Technical Forum for the Northwest Council (https://rtf.nwcouncil.org/measure/fryers) | 0 | No labor cost (installation will not vary between base & change) | 2175 | unit |  | 2175
Equipment | Energy Star Fryer | One Standard Vat Electric Fryer meeting ENERGY STAR® 2.0 Standards, 85% Efficient | One Standard Economy-Grade Standard Vat Electric Fryer, 75% Efficient | Commercial | Turnover | College and University | FL Zone 2 | Per Unit | 29.2% | 5177.4536 | 4273.6313 | 903.8223 | 0.17457 | 12 | 0.14651 | 0.045305 | 3524 | Regional Technical Forum for the Northwest Council (https://rtf.nwcouncil.org/measure/fryers) | 0 | No labor cost (installation will not vary between base & change) | 5699 | Regional Technical Forum for the Northwest Council (https://rtf.nwcouncil.org/measure/fryers) | 0 | No labor cost (installation will not vary between base & change) | 2175 | unit |  | 2175
Equipment | Energy Star Fryer | One Standard Vat Electric Fryer meeting ENERGY STAR® 2.0 Standards, 85% Efficient | One Standard Economy-Grade Standard Vat Electric Fryer, 75% Efficient | Commercial | Turnover | Grocery | FL Zone 2 | Per Unit | 0% | 5177.4536 | 4273.6313 | 903.8223 | 0.17457 | 12 | 0.14651 | 0.045305 | 3524 | Regional Technical Forum for the Northwest Council (https://rtf.nwcouncil.org/measure/fryers) | 0 | No labor cost (installation will not vary between base & change) | 5699 | Regional Technical Forum for the Northwest Council (https://rtf.nwcouncil.org/measure/fryers) | 0 | No labor cost (installation will not vary between base & change) | 2175 | unit |  | 2175
Equipment | Energy Star Fryer | One Standard Vat Electric Fryer meeting ENERGY STAR® 2.0 Standards, 85% Efficient | One Standard Economy-Grade Standard Vat Electric Fryer, 75% Efficient | Commercial | Turnover | Healthcare | FL Zone 2 | Per Unit | 29.2% | 5177.4536 | 4273.6313 | 903.8223 | 0.17457 | 12 | 0.14651 | 0.045305 | 3524 | Regional Technical Forum for the Northwest Council (https://rtf.nwcouncil.org/measure/fryers) | 0 | No labor cost (installation will not vary between base & change) | 5699 | Regional Technical Forum for the Northwest Council (https://rtf.nwcouncil.org/measure/fryers) | 0 | No labor cost (installation will not vary between base & change) | 2175 | unit |  | 2175
Equipment | Energy Star Fryer | One Standard Vat Electric Fryer meeting ENERGY STAR® 2.0 Standards, 85% Efficient | One Standard Economy-Grade Standard Vat Electric Fryer, 75% Efficient | Commercial | Turnover | Hospitals | FL Zone 2 | Per Unit | 29.2% | 5177.4536 | 4273.6313 | 903.8223 | 0.17457 | 12 | 0.14651 | 0.045305 | 3524 | Regional Technical Forum for the Northwest Council (https://rtf.nwcouncil.org/measure/fryers) | 0 | No labor cost (installation will not vary between base & change) | 5699 | Regional Technical Forum for the Northwest Council (https://rtf.nwcouncil.org/measure/fryers) | 0 | No labor cost (installation will not vary between base & change) | 2175 | unit |  | 2175
Equipment | Energy Star Fryer | One Standard Vat Electric Fryer meeting ENERGY STAR® 2.0 Standards, 85% Efficient | One Standard Economy-Grade Standard Vat Electric Fryer, 75% Efficient | Commercial | Turnover | Institutional | FL Zone 2 | Per Unit | 0% | 5177.4536 | 4273.6313 | 903.8223 | 0.17457 | 12 | 0.14651 | 0.045305 | 3524 | Regional Technical Forum for the Northwest Council (https://rtf.nwcouncil.org/measure/fryers) | 0 | No labor cost (installation will not vary between base & change) | 5699 | Regional Technical Forum for the Northwest Council (https://rtf.nwcouncil.org/measure/fryers) | 0 | No labor cost (installation will not vary between base & change) | 2175 | unit |  | 2175
Equipment | Energy Star Fryer | One Standard Vat Electric Fryer meeting ENERGY STAR® 2.0 Standards, 85% Efficient | One Standard Economy-Grade Standard Vat Electric Fryer, 75% Efficient | Commercial | Turnover | Lodging/Hospitality | FL Zone 2 | Per Unit | 29.2% | 5177.4536 | 4273.6313 | 903.8223 | 0.17457 | 12 | 0.14651 | 0.045305 | 3524 | Regional Technical Forum for the Northwest Council (https://rtf.nwcouncil.org/measure/fryers) | 0 | No labor cost (installation will not vary between base & change) | 5699 | Regional Technical Forum for the Northwest Council (https://rtf.nwcouncil.org/measure/fryers) | 0 | No labor cost (installation will not vary between base & change) | 2175 | unit |  | 2175
Equipment | Energy Star Fryer | One Standard Vat Electric Fryer meeting ENERGY STAR® 2.0 Standards, 85% Efficient | One Standard Economy-Grade Standard Vat Electric Fryer, 75% Efficient | Commercial | Turnover | Miscellaneous | FL Zone 2 | Per Unit | 0% | 5177.4536 | 4273.6313 | 903.8223 | 0.17457 | 12 | 0.14651 | 0.045305 | 3524 | Regional Technical Forum for the Northwest Council (https://rtf.nwcouncil.org/measure/fryers) | 0 | No labor cost (installation will not vary between base & change) | 5699 | Regional Technical Forum for the Northwest Council (https://rtf.nwcouncil.org/measure/fryers) | 0 | No labor cost (installation will not vary between base & change) | 2175 | unit |  | 2175
Equipment | Energy Star Fryer | One Standard Vat Electric Fryer meeting ENERGY STAR® 2.0 Standards, 85% Efficient | One Standard Economy-Grade Standard Vat Electric Fryer, 75% Efficient | Commercial | Turnover | Offices | FL Zone 2 | Per Unit | 0% | 5177.4536 | 4273.6313 | 903.8223 | 0.17457 | 12 | 0.14651 | 0.045305 | 3524 | Regional Technical Forum for the Northwest Council (https://rtf.nwcouncil.org/measure/fryers) | 0 | No labor cost (installation will not vary between base & change) | 5699 | Regional Technical Forum for the Northwest Council (https://rtf.nwcouncil.org/measure/fryers) | 0 | No labor cost (installation will not vary between base & change) | 2175 | unit |  | 2175
Equipment | Energy Star Fryer | One Standard Vat Electric Fryer meeting ENERGY STAR® 2.0 Standards, 85% Efficient | One Standard Economy-Grade Standard Vat Electric Fryer, 75% Efficient | Commercial | Turnover | Restaurants | FL Zone 2 | Per Unit | 29.2% | 5177.4536 | 4273.6313 | 903.8223 | 0.17457 | 12 | 0.14651 | 0.045305 | 3524 | Regional Technical Forum for the Northwest Council (https://rtf.nwcouncil.org/measure/fryers) | 0 | No labor cost (installation will not vary between base & change) | 5699 | Regional Technical Forum for the Northwest Council (https://rtf.nwcouncil.org/measure/fryers) | 0 | No labor cost (installation will not vary between base & change) | 2175 | unit |  | 2175
Equipment | Energy Star Fryer | One Standard Vat Electric Fryer meeting ENERGY STAR® 2.0 Standards, 85% Efficient | One Standard Economy-Grade Standard Vat Electric Fryer, 75% Efficient | Commercial | Turnover | Retail | FL Zone 2 | Per Unit | 0% | 5177.4536 | 4273.6313 | 903.8223 | 0.17457 | 12 | 0.14651 | 0.045305 | 3524 | Regional Technical Forum for the Northwest Council (https://rtf.nwcouncil.org/measure/fryers) | 0 | No labor cost (installation will not vary between base & change) | 5699 | Regional Technical Forum for the Northwest Council (https://rtf.nwcouncil.org/measure/fryers) | 0 | No labor cost (installation will not vary between base & change) | 2175 | unit |  | 2175
Equipment | Energy Star Fryer | One Standard Vat Electric Fryer meeting ENERGY STAR® 2.0 Standards, 85% Efficient | One Standard Economy-Grade Standard Vat Electric Fryer, 75% Efficient | Commercial | Turnover | Schools K-12 | FL Zone 2 | Per Unit | 29.2% | 5177.4536 | 4273.6313 | 903.8223 | 0.17457 | 12 | 0.14651 | 0.045305 | 3524 | Regional Technical Forum for the Northwest Council (https://rtf.nwcouncil.org/measure/fryers) | 0 | No labor cost (installation will not vary between base & change) | 5699 | Regional Technical Forum for the Northwest Council (https://rtf.nwcouncil.org/measure/fryers) | 0 | No labor cost (installation will not vary between base & change) | 2175 | unit |  | 2175
Equipment | Energy Star Fryer | One Standard Vat Electric Fryer meeting ENERGY STAR® 2.0 Standards, 85% Efficient | One Standard Economy-Grade Standard Vat Electric Fryer, 75% Efficient | Commercial | Turnover | Warehouse | FL Zone 2 | Per Unit | 0% | 5177.4536 | 4273.6313 | 903.8223 | 0.17457 | 12 | 0.14651 | 0.045305 | 3524 | Regional Technical Forum for the Northwest Council (https://rtf.nwcouncil.org/measure/fryers) | 0 | No labor cost (installation will not vary between base & change) | 5699 | Regional Technical Forum for the Northwest Council (https://rtf.nwcouncil.org/measure/fryers) | 0 | No labor cost (installation will not vary between base & change) | 2175 | unit |  | 2175
Equipment | Energy Star Fryer | One Standard Vat Electric Fryer meeting ENERGY STAR® 2.0 Standards, 85% Efficient | One Standard Economy-Grade Standard Vat Electric Fryer, 75% Efficient | Commercial | New | Assembly | FL Zone 2 | Per Unit | 0% | 5177.4536 | 4273.6313 | 903.8223 | 0.17457 | 12 | 0.14651 | 0.045305 | 3524 | Regional Technical Forum for the Northwest Council (https://rtf.nwcouncil.org/measure/fryers) | 0 | No labor cost (installation will not vary between base & change) | 5699 | Regional Technical Forum for the Northwest Council (https://rtf.nwcouncil.org/measure/fryers) | 0 | No labor cost (installation will not vary between base & change) | 2175 | unit |  | 2175
Equipment | Energy Star Fryer | One Standard Vat Electric Fryer meeting ENERGY STAR® 2.0 Standards, 85% Efficient | One Standard Economy-Grade Standard Vat Electric Fryer, 75% Efficient | Commercial | New | College and University | FL Zone 2 | Per Unit | 29.2% | 5177.4536 | 4273.6313 | 903.8223 | 0.17457 | 12 | 0.14651 | 0.045305 | 3524 | Regional Technical Forum for the Northwest Council (https://rtf.nwcouncil.org/measure/fryers) | 0 | No labor cost (installation will not vary between base & change) | 5699 | Regional Technical Forum for the Northwest Council (https://rtf.nwcouncil.org/measure/fryers) | 0 | No labor cost (installation will not vary between base & change) | 2175 | unit |  | 2175
Equipment | Energy Star Fryer | One Standard Vat Electric Fryer meeting ENERGY STAR® 2.0 Standards, 85% Efficient | One Standard Economy-Grade Standard Vat Electric Fryer, 75% Efficient | Commercial | New | Grocery | FL Zone 2 | Per Unit | 0% | 5177.4536 | 4273.6313 | 903.8223 | 0.17457 | 12 | 0.14651 | 0.045305 | 3524 | Regional Technical Forum for the Northwest Council (https://rtf.nwcouncil.org/measure/fryers) | 0 | No labor cost (installation will not vary between base & change) | 5699 | Regional Technical Forum for the Northwest Council (https://rtf.nwcouncil.org/measure/fryers) | 0 | No labor cost (installation will not vary between base & change) | 2175 | unit |  | 2175
Equipment | Energy Star Fryer | One Standard Vat Electric Fryer meeting ENERGY STAR® 2.0 Standards, 85% Efficient | One Standard Economy-Grade Standard Vat Electric Fryer, 75% Efficient | Commercial | New | Healthcare | FL Zone 2 | Per Unit | 29.2% | 5177.4536 | 4273.6313 | 903.8223 | 0.17457 | 12 | 0.14651 | 0.045305 | 3524 | Regional Technical Forum for the Northwest Council (https://rtf.nwcouncil.org/measure/fryers) | 0 | No labor cost (installation will not vary between base & change) | 5699 | Regional Technical Forum for the Northwest Council (https://rtf.nwcouncil.org/measure/fryers) | 0 | No labor cost (installation will not vary between base & change) | 2175 | unit |  | 2175
Equipment | Energy Star Fryer | One Standard Vat Electric Fryer meeting ENERGY STAR® 2.0 Standards, 85% Efficient | One Standard Economy-Grade Standard Vat Electric Fryer, 75% Efficient | Commercial | New | Hospitals | FL Zone 2 | Per Unit | 29.2% | 5177.4536 | 4273.6313 | 903.8223 | 0.17457 | 12 | 0.14651 | 0.045305 | 3524 | Regional Technical Forum for the Northwest Council (https://rtf.nwcouncil.org/measure/fryers) | 0 | No labor cost (installation will not vary between base & change) | 5699 | Regional Technical Forum for the Northwest Council (https://rtf.nwcouncil.org/measure/fryers) | 0 | No labor cost (installation will not vary between base & change) | 2175 | unit |  | 2175
Equipment | Energy Star Fryer | One Standard Vat Electric Fryer meeting ENERGY STAR® 2.0 Standards, 85% Efficient | One Standard Economy-Grade Standard Vat Electric Fryer, 75% Efficient | Commercial | New | Institutional | FL Zone 2 | Per Unit | 0% | 5177.4536 | 4273.6313 | 903.8223 | 0.17457 | 12 | 0.14651 | 0.045305 | 3524 | Regional Technical Forum for the Northwest Council (https://rtf.nwcouncil.org/measure/fryers) | 0 | No labor cost (installation will not vary between base & change) | 5699 | Regional Technical Forum for the Northwest Council (https://rtf.nwcouncil.org/measure/fryers) | 0 | No labor cost (installation will not vary between base & change) | 2175 | unit |  | 2175
Equipment | Energy Star Fryer | One Standard Vat Electric Fryer meeting ENERGY STAR® 2.0 Standards, 85% Efficient | One Standard Economy-Grade Standard Vat Electric Fryer, 75% Efficient | Commercial | New | Lodging/Hospitality | FL Zone 2 | Per Unit | 29.2% | 5177.4536 | 4273.6313 | 903.8223 | 0.17457 | 12 | 0.14651 | 0.045305 | 3524 | Regional Technical Forum for the Northwest Council (https://rtf.nwcouncil.org/measure/fryers) | 0 | No labor cost (installation will not vary between base & change) | 5699 | Regional Technical Forum for the Northwest Council (https://rtf.nwcouncil.org/measure/fryers) | 0 | No labor cost (installation will not vary between base & change) | 2175 | unit |  | 2175
Equipment | Energy Star Fryer | One Standard Vat Electric Fryer meeting ENERGY STAR® 2.0 Standards, 85% Efficient | One Standard Economy-Grade Standard Vat Electric Fryer, 75% Efficient | Commercial | New | Miscellaneous | FL Zone 2 | Per Unit | 0% | 5177.4536 | 4273.6313 | 903.8223 | 0.17457 | 12 | 0.14651 | 0.045305 | 3524 | Regional Technical Forum for the Northwest Council (https://rtf.nwcouncil.org/measure/fryers) | 0 | No labor cost (installation will not vary between base & change) | 5699 | Regional Technical Forum for the Northwest Council (https://rtf.nwcouncil.org/measure/fryers) | 0 | No labor cost (installation will not vary between base & change) | 2175 | unit |  | 2175
Equipment | Energy Star Fryer | One Standard Vat Electric Fryer meeting ENERGY STAR® 2.0 Standards, 85% Efficient | One Standard Economy-Grade Standard Vat Electric Fryer, 75% Efficient | Commercial | New | Offices | FL Zone 2 | Per Unit | 0% | 5177.4536 | 4273.6313 | 903.8223 | 0.17457 | 12 | 0.14651 | 0.045305 | 3524 | Regional Technical Forum for the Northwest Council (https://rtf.nwcouncil.org/measure/fryers) | 0 | No labor cost (installation will not vary between base & change) | 5699 | Regional Technical Forum for the Northwest Council (https://rtf.nwcouncil.org/measure/fryers) | 0 | No labor cost (installation will not vary between base & change) | 2175 | unit |  | 2175
Equipment | Energy Star Fryer | One Standard Vat Electric Fryer meeting ENERGY STAR® 2.0 Standards, 85% Efficient | One Standard Economy-Grade Standard Vat Electric Fryer, 75% Efficient | Commercial | New | Restaurants | FL Zone 2 | Per Unit | 29.2% | 5177.4536 | 4273.6313 | 903.8223 | 0.17457 | 12 | 0.14651 | 0.045305 | 3524 | Regional Technical Forum for the Northwest Council (https://rtf.nwcouncil.org/measure/fryers) | 0 | No labor cost (installation will not vary between base & change) | 5699 | Regional Technical Forum for the Northwest Council (https://rtf.nwcouncil.org/measure/fryers) | 0 | No labor cost (installation will not vary between base & change) | 2175 | unit |  | 2175
Equipment | Energy Star Fryer | One Standard Vat Electric Fryer meeting ENERGY STAR® 2.0 Standards, 85% Efficient | One Standard Economy-Grade Standard Vat Electric Fryer, 75% Efficient | Commercial | New | Retail | FL Zone 2 | Per Unit | 0% | 5177.4536 | 4273.6313 | 903.8223 | 0.17457 | 12 | 0.14651 | 0.045305 | 3524 | Regional Technical Forum for the Northwest Council (https://rtf.nwcouncil.org/measure/fryers) | 0 | No labor cost (installation will not vary between base & change) | 5699 | Regional Technical Forum for the Northwest Council (https://rtf.nwcouncil.org/measure/fryers) | 0 | No labor cost (installation will not vary between base & change) | 2175 | unit |  | 2175
Equipment | Energy Star Fryer | One Standard Vat Electric Fryer meeting ENERGY STAR® 2.0 Standards, 85% Efficient | One Standard Economy-Grade Standard Vat Electric Fryer, 75% Efficient | Commercial | New | Schools K-12 | FL Zone 2 | Per Unit | 29.2% | 5177.4536 | 4273.6313 | 903.8223 | 0.17457 | 12 | 0.14651 | 0.045305 | 3524 | Regional Technical Forum for the Northwest Council (https://rtf.nwcouncil.org/measure/fryers) | 0 | No labor cost (installation will not vary between base & change) | 5699 | Regional Technical Forum for the Northwest Council (https://rtf.nwcouncil.org/measure/fryers) | 0 | No labor cost (installation will not vary between base & change) | 2175 | unit |  | 2175
Equipment | Energy Star Fryer | One Standard Vat Electric Fryer meeting ENERGY STAR® 2.0 Standards, 85% Efficient | One Standard Economy-Grade Standard Vat Electric Fryer, 75% Efficient | Commercial | New | Warehouse | FL Zone 2 | Per Unit | 0% | 5177.4536 | 4273.6313 | 903.8223 | 0.17457 | 12 | 0.14651 | 0.045305 | 3524 | Regional Technical Forum for the Northwest Council (https://rtf.nwcouncil.org/measure/fryers) | 0 | No labor cost (installation will not vary between base & change) | 5699 | Regional Technical Forum for the Northwest Council (https://rtf.nwcouncil.org/measure/fryers) | 0 | No labor cost (installation will not vary between base & change) | 2175 | unit |  | 2175
Equipment | Energy Star Griddle | One Griddle meeting ENERGY STAR® 1.2 Standards, 70% Efficient | One Conventional Griddle with 65% efficiency | Commercial | Turnover | Assembly | FL Zone 2 | Per Unit | 0% | 15815 | 13905 | 1910 | 0.12077 | 12 | 0.3156 | 0.080771 | 0 | Reference source included incremental cost only | 0 | No labor cost (installation will not vary between base & change) | 0 | Illinois 2018 Statewide TRM, Section 4.2.8 (incremental cost only) | 0 | No labor cost (installation will not vary between base & change) | 0 | unit |  | 0
Equipment | Energy Star Griddle | One Griddle meeting ENERGY STAR® 1.2 Standards, 70% Efficient | One Conventional Griddle with 65% efficiency | Commercial | Turnover | College and University | FL Zone 2 | Per Unit | 41% | 15815 | 13905 | 1910 | 0.12077 | 12 | 0.3156 | 0.080771 | 0 | Reference source included incremental cost only | 0 | No labor cost (installation will not vary between base & change) | 0 | Illinois 2018 Statewide TRM, Section 4.2.8 (incremental cost only) | 0 | No labor cost (installation will not vary between base & change) | 0 | unit |  | 0
Equipment | Energy Star Griddle | One Griddle meeting ENERGY STAR® 1.2 Standards, 70% Efficient | One Conventional Griddle with 65% efficiency | Commercial | Turnover | Grocery | FL Zone 2 | Per Unit | 0% | 15815 | 13905 | 1910 | 0.12077 | 12 | 0.3156 | 0.080771 | 0 | Reference source included incremental cost only | 0 | No labor cost (installation will not vary between base & change) | 0 | Illinois 2018 Statewide TRM, Section 4.2.8 (incremental cost only) | 0 | No labor cost (installation will not vary between base & change) | 0 | unit |  | 0
Equipment | Energy Star Griddle | One Griddle meeting ENERGY STAR® 1.2 Standards, 70% Efficient | One Conventional Griddle with 65% efficiency | Commercial | Turnover | Healthcare | FL Zone 2 | Per Unit | 41% | 15815 | 13905 | 1910 | 0.12077 | 12 | 0.3156 | 0.080771 | 0 | Reference source included incremental cost only | 0 | No labor cost (installation will not vary between base & change) | 0 | Illinois 2018 Statewide TRM, Section 4.2.8 (incremental cost only) | 0 | No labor cost (installation will not vary between base & change) | 0 | unit |  | 0
Equipment | Energy Star Griddle | One Griddle meeting ENERGY STAR® 1.2 Standards, 70% Efficient | One Conventional Griddle with 65% efficiency | Commercial | Turnover | Hospitals | FL Zone 2 | Per Unit | 41% | 15815 | 13905 | 1910 | 0.12077 | 12 | 0.3156 | 0.080771 | 0 | Reference source included incremental cost only | 0 | No labor cost (installation will not vary between base & change) | 0 | Illinois 2018 Statewide TRM, Section 4.2.8 (incremental cost only) | 0 | No labor cost (installation will not vary between base & change) | 0 | unit |  | 0
Equipment | Energy Star Griddle | One Griddle meeting ENERGY STAR® 1.2 Standards, 70% Efficient | One Conventional Griddle with 65% efficiency | Commercial | Turnover | Institutional | FL Zone 2 | Per Unit | 0% | 15815 | 13905 | 1910 | 0.12077 | 12 | 0.3156 | 0.080771 | 0 | Reference source included incremental cost only | 0 | No labor cost (installation will not vary between base & change) | 0 | Illinois 2018 Statewide TRM, Section 4.2.8 (incremental cost only) | 0 | No labor cost (installation will not vary between base & change) | 0 | unit |  | 0
Equipment | Energy Star Griddle | One Griddle meeting ENERGY STAR® 1.2 Standards, 70% Efficient | One Conventional Griddle with 65% efficiency | Commercial | Turnover | Lodging/Hospitality | FL Zone 2 | Per Unit | 41% | 15815 | 13905 | 1910 | 0.12077 | 12 | 0.3156 | 0.080771 | 0 | Reference source included incremental cost only | 0 | No labor cost (installation will not vary between base & change) | 0 | Illinois 2018 Statewide TRM, Section 4.2.8 (incremental cost only) | 0 | No labor cost (installation will not vary between base & change) | 0 | unit |  | 0
Equipment | Energy Star Griddle | One Griddle meeting ENERGY STAR® 1.2 Standards, 70% Efficient | One Conventional Griddle with 65% efficiency | Commercial | Turnover | Miscellaneous | FL Zone 2 | Per Unit | 0% | 15815 | 13905 | 1910 | 0.12077 | 12 | 0.3156 | 0.080771 | 0 | Reference source included incremental cost only | 0 | No labor cost (installation will not vary between base & change) | 0 | Illinois 2018 Statewide TRM, Section 4.2.8 (incremental cost only) | 0 | No labor cost (installation will not vary between base & change) | 0 | unit |  | 0
Equipment | Energy Star Griddle | One Griddle meeting ENERGY STAR® 1.2 Standards, 70% Efficient | One Conventional Griddle with 65% efficiency | Commercial | Turnover | Offices | FL Zone 2 | Per Unit | 0% | 15815 | 13905 | 1910 | 0.12077 | 12 | 0.3156 | 0.080771 | 0 | Reference source included incremental cost only | 0 | No labor cost (installation will not vary between base & change) | 0 | Illinois 2018 Statewide TRM, Section 4.2.8 (incremental cost only) | 0 | No labor cost (installation will not vary between base & change) | 0 | unit |  | 0
Equipment | Energy Star Griddle | One Griddle meeting ENERGY STAR® 1.2 Standards, 70% Efficient | One Conventional Griddle with 65% efficiency | Commercial | Turnover | Restaurants | FL Zone 2 | Per Unit | 41% | 15815 | 13905 | 1910 | 0.12077 | 12 | 0.3156 | 0.080771 | 0 | Reference source included incremental cost only | 0 | No labor cost (installation will not vary between base & change) | 0 | Illinois 2018 Statewide TRM, Section 4.2.8 (incremental cost only) | 0 | No labor cost (installation will not vary between base & change) | 0 | unit |  | 0
Equipment | Energy Star Griddle | One Griddle meeting ENERGY STAR® 1.2 Standards, 70% Efficient | One Conventional Griddle with 65% efficiency | Commercial | Turnover | Retail | FL Zone 2 | Per Unit | 0% | 15815 | 13905 | 1910 | 0.12077 | 12 | 0.3156 | 0.080771 | 0 | Reference source included incremental cost only | 0 | No labor cost (installation will not vary between base & change) | 0 | Illinois 2018 Statewide TRM, Section 4.2.8 (incremental cost only) | 0 | No labor cost (installation will not vary between base & change) | 0 | unit |  | 0
Equipment | Energy Star Griddle | One Griddle meeting ENERGY STAR® 1.2 Standards, 70% Efficient | One Conventional Griddle with 65% efficiency | Commercial | Turnover | Schools K-12 | FL Zone 2 | Per Unit | 41% | 15815 | 13905 | 1910 | 0.12077 | 12 | 0.3156 | 0.080771 | 0 | Reference source included incremental cost only | 0 | No labor cost (installation will not vary between base & change) | 0 | Illinois 2018 Statewide TRM, Section 4.2.8 (incremental cost only) | 0 | No labor cost (installation will not vary between base & change) | 0 | unit |  | 0
Equipment | Energy Star Griddle | One Griddle meeting ENERGY STAR® 1.2 Standards, 70% Efficient | One Conventional Griddle with 65% efficiency | Commercial | Turnover | Warehouse | FL Zone 2 | Per Unit | 0% | 15815 | 13905 | 1910 | 0.12077 | 12 | 0.3156 | 0.080771 | 0 | Reference source included incremental cost only | 0 | No labor cost (installation will not vary between base & change) | 0 | Illinois 2018 Statewide TRM, Section 4.2.8 (incremental cost only) | 0 | No labor cost (installation will not vary between base & change) | 0 | unit |  | 0
Equipment | Energy Star Griddle | One Griddle meeting ENERGY STAR® 1.2 Standards, 70% Efficient | One Conventional Griddle with 65% efficiency | Commercial | New | Assembly | FL Zone 2 | Per Unit | 0% | 15815 | 13905 | 1910 | 0.12077 | 12 | 0.3156 | 0.080771 | 0 | Reference source included incremental cost only | 0 | No labor cost (installation will not vary between base & change) | 0 | Illinois 2018 Statewide TRM, Section 4.2.8 (incremental cost only) | 0 | No labor cost (installation will not vary between base & change) | 0 | unit |  | 0
Equipment | Energy Star Griddle | One Griddle meeting ENERGY STAR® 1.2 Standards, 70% Efficient | One Conventional Griddle with 65% efficiency | Commercial | New | College and University | FL Zone 2 | Per Unit | 41% | 15815 | 13905 | 1910 | 0.12077 | 12 | 0.3156 | 0.080771 | 0 | Reference source included incremental cost only | 0 | No labor cost (installation will not vary between base & change) | 0 | Illinois 2018 Statewide TRM, Section 4.2.8 (incremental cost only) | 0 | No labor cost (installation will not vary between base & change) | 0 | unit |  | 0
Equipment | Energy Star Griddle | One Griddle meeting ENERGY STAR® 1.2 Standards, 70% Efficient | One Conventional Griddle with 65% efficiency | Commercial | New | Grocery | FL Zone 2 | Per Unit | 0% | 15815 | 13905 | 1910 | 0.12077 | 12 | 0.3156 | 0.080771 | 0 | Reference source included incremental cost only | 0 | No labor cost (installation will not vary between base & change) | 0 | Illinois 2018 Statewide TRM, Section 4.2.8 (incremental cost only) | 0 | No labor cost (installation will not vary between base & change) | 0 | unit |  | 0
Equipment | Energy Star Griddle | One Griddle meeting ENERGY STAR® 1.2 Standards, 70% Efficient | One Conventional Griddle with 65% efficiency | Commercial | New | Healthcare | FL Zone 2 | Per Unit | 41% | 15815 | 13905 | 1910 | 0.12077 | 12 | 0.3156 | 0.080771 | 0 | Reference source included incremental cost only | 0 | No labor cost (installation will not vary between base & change) | 0 | Illinois 2018 Statewide TRM, Section 4.2.8 (incremental cost only) | 0 | No labor cost (installation will not vary between base & change) | 0 | unit |  | 0
Equipment | Energy Star Griddle | One Griddle meeting ENERGY STAR® 1.2 Standards, 70% Efficient | One Conventional Griddle with 65% efficiency | Commercial | New | Hospitals | FL Zone 2 | Per Unit | 41% | 15815 | 13905 | 1910 | 0.12077 | 12 | 0.3156 | 0.080771 | 0 | Reference source included incremental cost only | 0 | No labor cost (installation will not vary between base & change) | 0 | Illinois 2018 Statewide TRM, Section 4.2.8 (incremental cost only) | 0 | No labor cost (installation will not vary between base & change) | 0 | unit |  | 0
Equipment | Energy Star Griddle | One Griddle meeting ENERGY STAR® 1.2 Standards, 70% Efficient | One Conventional Griddle with 65% efficiency | Commercial | New | Institutional | FL Zone 2 | Per Unit | 0% | 15815 | 13905 | 1910 | 0.12077 | 12 | 0.3156 | 0.080771 | 0 | Reference source included incremental cost only | 0 | No labor cost (installation will not vary between base & change) | 0 | Illinois 2018 Statewide TRM, Section 4.2.8 (incremental cost only) | 0 | No labor cost (installation will not vary between base & change) | 0 | unit |  | 0
Equipment | Energy Star Griddle | One Griddle meeting ENERGY STAR® 1.2 Standards, 70% Efficient | One Conventional Griddle with 65% efficiency | Commercial | New | Lodging/Hospitality | FL Zone 2 | Per Unit | 41% | 15815 | 13905 | 1910 | 0.12077 | 12 | 0.3156 | 0.080771 | 0 | Reference source included incremental cost only | 0 | No labor cost (installation will not vary between base & change) | 0 | Illinois 2018 Statewide TRM, Section 4.2.8 (incremental cost only) | 0 | No labor cost (installation will not vary between base & change) | 0 | unit |  | 0
Equipment | Energy Star Griddle | One Griddle meeting ENERGY STAR® 1.2 Standards, 70% Efficient | One Conventional Griddle with 65% efficiency | Commercial | New | Miscellaneous | FL Zone 2 | Per Unit | 0% | 15815 | 13905 | 1910 | 0.12077 | 12 | 0.3156 | 0.080771 | 0 | Reference source included incremental cost only | 0 | No labor cost (installation will not vary between base & change) | 0 | Illinois 2018 Statewide TRM, Section 4.2.8 (incremental cost only) | 0 | No labor cost (installation will not vary between base & change) | 0 | unit |  | 0
Equipment | Energy Star Griddle | One Griddle meeting ENERGY STAR® 1.2 Standards, 70% Efficient | One Conventional Griddle with 65% efficiency | Commercial | New | Offices | FL Zone 2 | Per Unit | 0% | 15815 | 13905 | 1910 | 0.12077 | 12 | 0.3156 | 0.080771 | 0 | Reference source included incremental cost only | 0 | No labor cost (installation will not vary between base & change) | 0 | Illinois 2018 Statewide TRM, Section 4.2.8 (incremental cost only) | 0 | No labor cost (installation will not vary between base & change) | 0 | unit |  | 0
Equipment | Energy Star Griddle | One Griddle meeting ENERGY STAR® 1.2 Standards, 70% Efficient | One Conventional Griddle with 65% efficiency | Commercial | New | Restaurants | FL Zone 2 | Per Unit | 41% | 15815 | 13905 | 1910 | 0.12077 | 12 | 0.3156 | 0.080771 | 0 | Reference source included incremental cost only | 0 | No labor cost (installation will not vary between base & change) | 0 | Illinois 2018 Statewide TRM, Section 4.2.8 (incremental cost only) | 0 | No labor cost (installation will not vary between base & change) | 0 | unit |  | 0
Equipment | Energy Star Griddle | One Griddle meeting ENERGY STAR® 1.2 Standards, 70% Efficient | One Conventional Griddle with 65% efficiency | Commercial | New | Retail | FL Zone 2 | Per Unit | 0% | 15815 | 13905 | 1910 | 0.12077 | 12 | 0.3156 | 0.080771 | 0 | Reference source included incremental cost only | 0 | No labor cost (installation will not vary between base & change) | 0 | Illinois 2018 Statewide TRM, Section 4.2.8 (incremental cost only) | 0 | No labor cost (installation will not vary between base & change) | 0 | unit |  | 0
Equipment | Energy Star Griddle | One Griddle meeting ENERGY STAR® 1.2 Standards, 70% Efficient | One Conventional Griddle with 65% efficiency | Commercial | New | Schools K-12 | FL Zone 2 | Per Unit | 41% | 15815 | 13905 | 1910 | 0.12077 | 12 | 0.3156 | 0.080771 | 0 | Reference source included incremental cost only | 0 | No labor cost (installation will not vary between base & change) | 0 | Illinois 2018 Statewide TRM, Section 4.2.8 (incremental cost only) | 0 | No labor cost (installation will not vary between base & change) | 0 | unit |  | 0
Equipment | Energy Star Griddle | One Griddle meeting ENERGY STAR® 1.2 Standards, 70% Efficient | One Conventional Griddle with 65% efficiency | Commercial | New | Warehouse | FL Zone 2 | Per Unit | 0% | 15815 | 13905 | 1910 | 0.12077 | 12 | 0.3156 | 0.080771 | 0 | Reference source included incremental cost only | 0 | No labor cost (installation will not vary between base & change) | 0 | Illinois 2018 Statewide TRM, Section 4.2.8 (incremental cost only) | 0 | No labor cost (installation will not vary between base & change) | 0 | unit |  | 0
Equipment | Energy Star Hot Food Holding Cabinet | One Hot Food Holding Cabinet meeting ENERGY STAR® 2.0 Standards | One Standard Hot Food Holding Cabinet | Commercial | Turnover | Assembly | FL Zone 2 | Per Unit | 0% | 3285 | 1554.9 | 1730.1 | 0.52667 | 12 | 0.31862 | 0.15417 | 3564 | Regional Technical Forum for the Northwest Council (https://rtf.nwcouncil.org/measure/hot-food-holding-cabinets) | 0 | No labor cost (installation will not vary between base & change) | 4375 | Regional Technical Forum for the Northwest Council (https://rtf.nwcouncil.org/measure/hot-food-holding-cabinets) | 0 | No labor cost (installation will not vary between base & change) | 811 | unit |  | 811
Equipment | Energy Star Hot Food Holding Cabinet | One Hot Food Holding Cabinet meeting ENERGY STAR® 2.0 Standards | One Standard Hot Food Holding Cabinet | Commercial | Turnover | College and University | FL Zone 2 | Per Unit | 26.95% | 3285 | 1554.9 | 1730.1 | 0.52667 | 12 | 0.31862 | 0.15417 | 3564 | Regional Technical Forum for the Northwest Council (https://rtf.nwcouncil.org/measure/hot-food-holding-cabinets) | 0 | No labor cost (installation will not vary between base & change) | 4375 | Regional Technical Forum for the Northwest Council (https://rtf.nwcouncil.org/measure/hot-food-holding-cabinets) | 0 | No labor cost (installation will not vary between base & change) | 811 | unit |  | 811
Equipment | Energy Star Hot Food Holding Cabinet | One Hot Food Holding Cabinet meeting ENERGY STAR® 2.0 Standards | One Standard Hot Food Holding Cabinet | Commercial | Turnover | Grocery | FL Zone 2 | Per Unit | 0% | 3285 | 1554.9 | 1730.1 | 0.52667 | 12 | 0.31862 | 0.15417 | 3564 | Regional Technical Forum for the Northwest Council (https://rtf.nwcouncil.org/measure/hot-food-holding-cabinets) | 0 | No labor cost (installation will not vary between base & change) | 4375 | Regional Technical Forum for the Northwest Council (https://rtf.nwcouncil.org/measure/hot-food-holding-cabinets) | 0 | No labor cost (installation will not vary between base & change) | 811 | unit |  | 811
Equipment | Energy Star Hot Food Holding Cabinet | One Hot Food Holding Cabinet meeting ENERGY STAR® 2.0 Standards | One Standard Hot Food Holding Cabinet | Commercial | Turnover | Healthcare | FL Zone 2 | Per Unit | 26.95% | 3285 | 1554.9 | 1730.1 | 0.52667 | 12 | 0.31862 | 0.15417 | 3564 | Regional Technical Forum for the Northwest Council (https://rtf.nwcouncil.org/measure/hot-food-holding-cabinets) | 0 | No labor cost (installation will not vary between base & change) | 4375 | Regional Technical Forum for the Northwest Council (https://rtf.nwcouncil.org/measure/hot-food-holding-cabinets) | 0 | No labor cost (installation will not vary between base & change) | 811 | unit |  | 811
Equipment | Energy Star Hot Food Holding Cabinet | One Hot Food Holding Cabinet meeting ENERGY STAR® 2.0 Standards | One Standard Hot Food Holding Cabinet | Commercial | Turnover | Hospitals | FL Zone 2 | Per Unit | 26.95% | 3285 | 1554.9 | 1730.1 | 0.52667 | 12 | 0.31862 | 0.15417 | 3564 | Regional Technical Forum for the Northwest Council (https://rtf.nwcouncil.org/measure/hot-food-holding-cabinets) | 0 | No labor cost (installation will not vary between base & change) | 4375 | Regional Technical Forum for the Northwest Council (https://rtf.nwcouncil.org/measure/hot-food-holding-cabinets) | 0 | No labor cost (installation will not vary between base & change) | 811 | unit |  | 811
Equipment | Energy Star Hot Food Holding Cabinet | One Hot Food Holding Cabinet meeting ENERGY STAR® 2.0 Standards | One Standard Hot Food Holding Cabinet | Commercial | Turnover | Institutional | FL Zone 2 | Per Unit | 0% | 3285 | 1554.9 | 1730.1 | 0.52667 | 12 | 0.31862 | 0.15417 | 3564 | Regional Technical Forum for the Northwest Council (https://rtf.nwcouncil.org/measure/hot-food-holding-cabinets) | 0 | No labor cost (installation will not vary between base & change) | 4375 | Regional Technical Forum for the Northwest Council (https://rtf.nwcouncil.org/measure/hot-food-holding-cabinets) | 0 | No labor cost (installation will not vary between base & change) | 811 | unit |  | 811
Equipment | Energy Star Hot Food Holding Cabinet | One Hot Food Holding Cabinet meeting ENERGY STAR® 2.0 Standards | One Standard Hot Food Holding Cabinet | Commercial | Turnover | Lodging/Hospitality | FL Zone 2 | Per Unit | 26.95% | 3285 | 1554.9 | 1730.1 | 0.52667 | 12 | 0.31862 | 0.15417 | 3564 | Regional Technical Forum for the Northwest Council (https://rtf.nwcouncil.org/measure/hot-food-holding-cabinets) | 0 | No labor cost (installation will not vary between base & change) | 4375 | Regional Technical Forum for the Northwest Council (https://rtf.nwcouncil.org/measure/hot-food-holding-cabinets) | 0 | No labor cost (installation will not vary between base & change) | 811 | unit |  | 811
Equipment | Energy Star Hot Food Holding Cabinet | One Hot Food Holding Cabinet meeting ENERGY STAR® 2.0 Standards | One Standard Hot Food Holding Cabinet | Commercial | Turnover | Miscellaneous | FL Zone 2 | Per Unit | 0% | 3285 | 1554.9 | 1730.1 | 0.52667 | 12 | 0.31862 | 0.15417 | 3564 | Regional Technical Forum for the Northwest Council (https://rtf.nwcouncil.org/measure/hot-food-holding-cabinets) | 0 | No labor cost (installation will not vary between base & change) | 4375 | Regional Technical Forum for the Northwest Council (https://rtf.nwcouncil.org/measure/hot-food-holding-cabinets) | 0 | No labor cost (installation will not vary between base & change) | 811 | unit |  | 811
Equipment | Energy Star Hot Food Holding Cabinet | One Hot Food Holding Cabinet meeting ENERGY STAR® 2.0 Standards | One Standard Hot Food Holding Cabinet | Commercial | Turnover | Offices | FL Zone 2 | Per Unit | 0% | 3285 | 1554.9 | 1730.1 | 0.52667 | 12 | 0.31862 | 0.15417 | 3564 | Regional Technical Forum for the Northwest Council (https://rtf.nwcouncil.org/measure/hot-food-holding-cabinets) | 0 | No labor cost (installation will not vary between base & change) | 4375 | Regional Technical Forum for the Northwest Council (https://rtf.nwcouncil.org/measure/hot-food-holding-cabinets) | 0 | No labor cost (installation will not vary between base & change) | 811 | unit |  | 811
Equipment | Energy Star Hot Food Holding Cabinet | One Hot Food Holding Cabinet meeting ENERGY STAR® 2.0 Standards | One Standard Hot Food Holding Cabinet | Commercial | Turnover | Restaurants | FL Zone 2 | Per Unit | 26.95% | 3285 | 1554.9 | 1730.1 | 0.52667 | 12 | 0.31862 | 0.15417 | 3564 | Regional Technical Forum for the Northwest Council (https://rtf.nwcouncil.org/measure/hot-food-holding-cabinets) | 0 | No labor cost (installation will not vary between base & change) | 4375 | Regional Technical Forum for the Northwest Council (https://rtf.nwcouncil.org/measure/hot-food-holding-cabinets) | 0 | No labor cost (installation will not vary between base & change) | 811 | unit |  | 811
Equipment | Energy Star Hot Food Holding Cabinet | One Hot Food Holding Cabinet meeting ENERGY STAR® 2.0 Standards | One Standard Hot Food Holding Cabinet | Commercial | Turnover | Retail | FL Zone 2 | Per Unit | 0% | 3285 | 1554.9 | 1730.1 | 0.52667 | 12 | 0.31862 | 0.15417 | 3564 | Regional Technical Forum for the Northwest Council (https://rtf.nwcouncil.org/measure/hot-food-holding-cabinets) | 0 | No labor cost (installation will not vary between base & change) | 4375 | Regional Technical Forum for the Northwest Council (https://rtf.nwcouncil.org/measure/hot-food-holding-cabinets) | 0 | No labor cost (installation will not vary between base & change) | 811 | unit |  | 811
Equipment | Energy Star Hot Food Holding Cabinet | One Hot Food Holding Cabinet meeting ENERGY STAR® 2.0 Standards | One Standard Hot Food Holding Cabinet | Commercial | Turnover | Schools K-12 | FL Zone 2 | Per Unit | 26.95% | 3285 | 1554.9 | 1730.1 | 0.52667 | 12 | 0.31862 | 0.15417 | 3564 | Regional Technical Forum for the Northwest Council (https://rtf.nwcouncil.org/measure/hot-food-holding-cabinets) | 0 | No labor cost (installation will not vary between base & change) | 4375 | Regional Technical Forum for the Northwest Council (https://rtf.nwcouncil.org/measure/hot-food-holding-cabinets) | 0 | No labor cost (installation will not vary between base & change) | 811 | unit |  | 811
Equipment | Energy Star Hot Food Holding Cabinet | One Hot Food Holding Cabinet meeting ENERGY STAR® 2.0 Standards | One Standard Hot Food Holding Cabinet | Commercial | Turnover | Warehouse | FL Zone 2 | Per Unit | 0% | 3285 | 1554.9 | 1730.1 | 0.52667 | 12 | 0.31862 | 0.15417 | 3564 | Regional Technical Forum for the Northwest Council (https://rtf.nwcouncil.org/measure/hot-food-holding-cabinets) | 0 | No labor cost (installation will not vary between base & change) | 4375 | Regional Technical Forum for the Northwest Council (https://rtf.nwcouncil.org/measure/hot-food-holding-cabinets) | 0 | No labor cost (installation will not vary between base & change) | 811 | unit |  | 811
Equipment | Energy Star Hot Food Holding Cabinet | One Hot Food Holding Cabinet meeting ENERGY STAR® 2.0 Standards | One Standard Hot Food Holding Cabinet | Commercial | New | Assembly | FL Zone 2 | Per Unit | 0% | 3285 | 1554.9 | 1730.1 | 0.52667 | 12 | 0.31862 | 0.15417 | 3564 | Regional Technical Forum for the Northwest Council (https://rtf.nwcouncil.org/measure/hot-food-holding-cabinets) | 0 | No labor cost (installation will not vary between base & change) | 4375 | Regional Technical Forum for the Northwest Council (https://rtf.nwcouncil.org/measure/hot-food-holding-cabinets) | 0 | No labor cost (installation will not vary between base & change) | 811 | unit |  | 811
Equipment | Energy Star Hot Food Holding Cabinet | One Hot Food Holding Cabinet meeting ENERGY STAR® 2.0 Standards | One Standard Hot Food Holding Cabinet | Commercial | New | College and University | FL Zone 2 | Per Unit | 26.95% | 3285 | 1554.9 | 1730.1 | 0.52667 | 12 | 0.31862 | 0.15417 | 3564 | Regional Technical Forum for the Northwest Council (https://rtf.nwcouncil.org/measure/hot-food-holding-cabinets) | 0 | No labor cost (installation will not vary between base & change) | 4375 | Regional Technical Forum for the Northwest Council (https://rtf.nwcouncil.org/measure/hot-food-holding-cabinets) | 0 | No labor cost (installation will not vary between base & change) | 811 | unit |  | 811
Equipment | Energy Star Hot Food Holding Cabinet | One Hot Food Holding Cabinet meeting ENERGY STAR® 2.0 Standards | One Standard Hot Food Holding Cabinet | Commercial | New | Grocery | FL Zone 2 | Per Unit | 0% | 3285 | 1554.9 | 1730.1 | 0.52667 | 12 | 0.31862 | 0.15417 | 3564 | Regional Technical Forum for the Northwest Council (https://rtf.nwcouncil.org/measure/hot-food-holding-cabinets) | 0 | No labor cost (installation will not vary between base & change) | 4375 | Regional Technical Forum for the Northwest Council (https://rtf.nwcouncil.org/measure/hot-food-holding-cabinets) | 0 | No labor cost (installation will not vary between base & change) | 811 | unit |  | 811
Equipment | Energy Star Hot Food Holding Cabinet | One Hot Food Holding Cabinet meeting ENERGY STAR® 2.0 Standards | One Standard Hot Food Holding Cabinet | Commercial | New | Healthcare | FL Zone 2 | Per Unit | 26.95% | 3285 | 1554.9 | 1730.1 | 0.52667 | 12 | 0.31862 | 0.15417 | 3564 | Regional Technical Forum for the Northwest Council (https://rtf.nwcouncil.org/measure/hot-food-holding-cabinets) | 0 | No labor cost (installation will not vary between base & change) | 4375 | Regional Technical Forum for the Northwest Council (https://rtf.nwcouncil.org/measure/hot-food-holding-cabinets) | 0 | No labor cost (installation will not vary between base & change) | 811 | unit |  | 811
Equipment | Energy Star Hot Food Holding Cabinet | One Hot Food Holding Cabinet meeting ENERGY STAR® 2.0 Standards | One Standard Hot Food Holding Cabinet | Commercial | New | Hospitals | FL Zone 2 | Per Unit | 26.95% | 3285 | 1554.9 | 1730.1 | 0.52667 | 12 | 0.31862 | 0.15417 | 3564 | Regional Technical Forum for the Northwest Council (https://rtf.nwcouncil.org/measure/hot-food-holding-cabinets) | 0 | No labor cost (installation will not vary between base & change) | 4375 | Regional Technical Forum for the Northwest Council (https://rtf.nwcouncil.org/measure/hot-food-holding-cabinets) | 0 | No labor cost (installation will not vary between base & change) | 811 | unit |  | 811
Equipment | Energy Star Hot Food Holding Cabinet | One Hot Food Holding Cabinet meeting ENERGY STAR® 2.0 Standards | One Standard Hot Food Holding Cabinet | Commercial | New | Institutional | FL Zone 2 | Per Unit | 0% | 3285 | 1554.9 | 1730.1 | 0.52667 | 12 | 0.31862 | 0.15417 | 3564 | Regional Technical Forum for the Northwest Council (https://rtf.nwcouncil.org/measure/hot-food-holding-cabinets) | 0 | No labor cost (installation will not vary between base & change) | 4375 | Regional Technical Forum for the Northwest Council (https://rtf.nwcouncil.org/measure/hot-food-holding-cabinets) | 0 | No labor cost (installation will not vary between base & change) | 811 | unit |  | 811
Equipment | Energy Star Hot Food Holding Cabinet | One Hot Food Holding Cabinet meeting ENERGY STAR® 2.0 Standards | One Standard Hot Food Holding Cabinet | Commercial | New | Lodging/Hospitality | FL Zone 2 | Per Unit | 26.95% | 3285 | 1554.9 | 1730.1 | 0.52667 | 12 | 0.31862 | 0.15417 | 3564 | Regional Technical Forum for the Northwest Council (https://rtf.nwcouncil.org/measure/hot-food-holding-cabinets) | 0 | No labor cost (installation will not vary between base & change) | 4375 | Regional Technical Forum for the Northwest Council (https://rtf.nwcouncil.org/measure/hot-food-holding-cabinets) | 0 | No labor cost (installation will not vary between base & change) | 811 | unit |  | 811
Equipment | Energy Star Hot Food Holding Cabinet | One Hot Food Holding Cabinet meeting ENERGY STAR® 2.0 Standards | One Standard Hot Food Holding Cabinet | Commercial | New | Miscellaneous | FL Zone 2 | Per Unit | 0% | 3285 | 1554.9 | 1730.1 | 0.52667 | 12 | 0.31862 | 0.15417 | 3564 | Regional Technical Forum for the Northwest Council (https://rtf.nwcouncil.org/measure/hot-food-holding-cabinets) | 0 | No labor cost (installation will not vary between base & change) | 4375 | Regional Technical Forum for the Northwest Council (https://rtf.nwcouncil.org/measure/hot-food-holding-cabinets) | 0 | No labor cost (installation will not vary between base & change) | 811 | unit |  | 811
Equipment | Energy Star Hot Food Holding Cabinet | One Hot Food Holding Cabinet meeting ENERGY STAR® 2.0 Standards | One Standard Hot Food Holding Cabinet | Commercial | New | Offices | FL Zone 2 | Per Unit | 0% | 3285 | 1554.9 | 1730.1 | 0.52667 | 12 | 0.31862 | 0.15417 | 3564 | Regional Technical Forum for the Northwest Council (https://rtf.nwcouncil.org/measure/hot-food-holding-cabinets) | 0 | No labor cost (installation will not vary between base & change) | 4375 | Regional Technical Forum for the Northwest Council (https://rtf.nwcouncil.org/measure/hot-food-holding-cabinets) | 0 | No labor cost (installation will not vary between base & change) | 811 | unit |  | 811
Equipment | Energy Star Hot Food Holding Cabinet | One Hot Food Holding Cabinet meeting ENERGY STAR® 2.0 Standards | One Standard Hot Food Holding Cabinet | Commercial | New | Restaurants | FL Zone 2 | Per Unit | 26.95% | 3285 | 1554.9 | 1730.1 | 0.52667 | 12 | 0.31862 | 0.15417 | 3564 | Regional Technical Forum for the Northwest Council (https://rtf.nwcouncil.org/measure/hot-food-holding-cabinets) | 0 | No labor cost (installation will not vary between base & change) | 4375 | Regional Technical Forum for the Northwest Council (https://rtf.nwcouncil.org/measure/hot-food-holding-cabinets) | 0 | No labor cost (installation will not vary between base & change) | 811 | unit |  | 811
Equipment | Energy Star Hot Food Holding Cabinet | One Hot Food Holding Cabinet meeting ENERGY STAR® 2.0 Standards | One Standard Hot Food Holding Cabinet | Commercial | New | Retail | FL Zone 2 | Per Unit | 0% | 3285 | 1554.9 | 1730.1 | 0.52667 | 12 | 0.31862 | 0.15417 | 3564 | Regional Technical Forum for the Northwest Council (https://rtf.nwcouncil.org/measure/hot-food-holding-cabinets) | 0 | No labor cost (installation will not vary between base & change) | 4375 | Regional Technical Forum for the Northwest Council (https://rtf.nwcouncil.org/measure/hot-food-holding-cabinets) | 0 | No labor cost (installation will not vary between base & change) | 811 | unit |  | 811
Equipment | Energy Star Hot Food Holding Cabinet | One Hot Food Holding Cabinet meeting ENERGY STAR® 2.0 Standards | One Standard Hot Food Holding Cabinet | Commercial | New | Schools K-12 | FL Zone 2 | Per Unit | 26.95% | 3285 | 1554.9 | 1730.1 | 0.52667 | 12 | 0.31862 | 0.15417 | 3564 | Regional Technical Forum for the Northwest Council (https://rtf.nwcouncil.org/measure/hot-food-holding-cabinets) | 0 | No labor cost (installation will not vary between base & change) | 4375 | Regional Technical Forum for the Northwest Council (https://rtf.nwcouncil.org/measure/hot-food-holding-cabinets) | 0 | No labor cost (installation will not vary between base & change) | 811 | unit |  | 811
Equipment | Energy Star Hot Food Holding Cabinet | One Hot Food Holding Cabinet meeting ENERGY STAR® 2.0 Standards | One Standard Hot Food Holding Cabinet | Commercial | New | Warehouse | FL Zone 2 | Per Unit | 0% | 3285 | 1554.9 | 1730.1 | 0.52667 | 12 | 0.31862 | 0.15417 | 3564 | Regional Technical Forum for the Northwest Council (https://rtf.nwcouncil.org/measure/hot-food-holding-cabinets) | 0 | No labor cost (installation will not vary between base & change) | 4375 | Regional Technical Forum for the Northwest Council (https://rtf.nwcouncil.org/measure/hot-food-holding-cabinets) | 0 | No labor cost (installation will not vary between base & change) | 811 | unit |  | 811
Equipment | Energy Star Steamer | One 4-Pan Electric Steamer meeting ENERGY STAR® 2.0 Standards, 68% Efficient | One Standard Economy-Grade 4-Pan Steamer, 26% Efficient | Commercial | Turnover | Assembly | FL Zone 2 | Per Unit | 0% | 17599 | 7632 | 9967 | 0.56634 | 12 | 1.4645 | 0.85037 | 5748.54 | Regional Technical Forum for the Northwest Council (https://nwcouncil.app.box.com/v/ComCookingSteamer3-0) | 0 | No labor cost (installation will not vary between base & change) | 6574.26 | Regional Technical Forum for the Northwest Council (https://nwcouncil.app.box.com/v/ComCookingSteamer3-0) | 0 | No labor cost (installation will not vary between base & change) | 825.72 | unit |  | 825.72
Equipment | Energy Star Steamer | One 4-Pan Electric Steamer meeting ENERGY STAR® 2.0 Standards, 68% Efficient | One Standard Economy-Grade 4-Pan Steamer, 26% Efficient | Commercial | Turnover | College and University | FL Zone 2 | Per Unit | 11.72% | 17599 | 7632 | 9967 | 0.56634 | 12 | 1.4645 | 0.85037 | 5748.54 | Regional Technical Forum for the Northwest Council (https://nwcouncil.app.box.com/v/ComCookingSteamer3-0) | 0 | No labor cost (installation will not vary between base & change) | 6574.26 | Regional Technical Forum for the Northwest Council (https://nwcouncil.app.box.com/v/ComCookingSteamer3-0) | 0 | No labor cost (installation will not vary between base & change) | 825.72 | unit |  | 825.72
Equipment | Energy Star Steamer | One 4-Pan Electric Steamer meeting ENERGY STAR® 2.0 Standards, 68% Efficient | One Standard Economy-Grade 4-Pan Steamer, 26% Efficient | Commercial | Turnover | Grocery | FL Zone 2 | Per Unit | 0% | 17599 | 7632 | 9967 | 0.56634 | 12 | 1.4645 | 0.85037 | 5748.54 | Regional Technical Forum for the Northwest Council (https://nwcouncil.app.box.com/v/ComCookingSteamer3-0) | 0 | No labor cost (installation will not vary between base & change) | 6574.26 | Regional Technical Forum for the Northwest Council (https://nwcouncil.app.box.com/v/ComCookingSteamer3-0) | 0 | No labor cost (installation will not vary between base & change) | 825.72 | unit |  | 825.72
Equipment | Energy Star Steamer | One 4-Pan Electric Steamer meeting ENERGY STAR® 2.0 Standards, 68% Efficient | One Standard Economy-Grade 4-Pan Steamer, 26% Efficient | Commercial | Turnover | Healthcare | FL Zone 2 | Per Unit | 11.72% | 17599 | 7632 | 9967 | 0.56634 | 12 | 1.4645 | 0.85037 | 5748.54 | Regional Technical Forum for the Northwest Council (https://nwcouncil.app.box.com/v/ComCookingSteamer3-0) | 0 | No labor cost (installation will not vary between base & change) | 6574.26 | Regional Technical Forum for the Northwest Council (https://nwcouncil.app.box.com/v/ComCookingSteamer3-0) | 0 | No labor cost (installation will not vary between base & change) | 825.72 | unit |  | 825.72
Equipment | Energy Star Steamer | One 4-Pan Electric Steamer meeting ENERGY STAR® 2.0 Standards, 68% Efficient | One Standard Economy-Grade 4-Pan Steamer, 26% Efficient | Commercial | Turnover | Hospitals | FL Zone 2 | Per Unit | 11.72% | 17599 | 7632 | 9967 | 0.56634 | 12 | 1.4645 | 0.85037 | 5748.54 | Regional Technical Forum for the Northwest Council (https://nwcouncil.app.box.com/v/ComCookingSteamer3-0) | 0 | No labor cost (installation will not vary between base & change) | 6574.26 | Regional Technical Forum for the Northwest Council (https://nwcouncil.app.box.com/v/ComCookingSteamer3-0) | 0 | No labor cost (installation will not vary between base & change) | 825.72 | unit |  | 825.72
Equipment | Energy Star Steamer | One 4-Pan Electric Steamer meeting ENERGY STAR® 2.0 Standards, 68% Efficient | One Standard Economy-Grade 4-Pan Steamer, 26% Efficient | Commercial | Turnover | Institutional | FL Zone 2 | Per Unit | 0% | 17599 | 7632 | 9967 | 0.56634 | 12 | 1.4645 | 0.85037 | 5748.54 | Regional Technical Forum for the Northwest Council (https://nwcouncil.app.box.com/v/ComCookingSteamer3-0) | 0 | No labor cost (installation will not vary between base & change) | 6574.26 | Regional Technical Forum for the Northwest Council (https://nwcouncil.app.box.com/v/ComCookingSteamer3-0) | 0 | No labor cost (installation will not vary between base & change) | 825.72 | unit |  | 825.72
Equipment | Energy Star Steamer | One 4-Pan Electric Steamer meeting ENERGY STAR® 2.0 Standards, 68% Efficient | One Standard Economy-Grade 4-Pan Steamer, 26% Efficient | Commercial | Turnover | Lodging/Hospitality | FL Zone 2 | Per Unit | 11.72% | 17599 | 7632 | 9967 | 0.56634 | 12 | 1.4645 | 0.85037 | 5748.54 | Regional Technical Forum for the Northwest Council (https://nwcouncil.app.box.com/v/ComCookingSteamer3-0) | 0 | No labor cost (installation will not vary between base & change) | 6574.26 | Regional Technical Forum for the Northwest Council (https://nwcouncil.app.box.com/v/ComCookingSteamer3-0) | 0 | No labor cost (installation will not vary between base & change) | 825.72 | unit |  | 825.72
Equipment | Energy Star Steamer | One 4-Pan Electric Steamer meeting ENERGY STAR® 2.0 Standards, 68% Efficient | One Standard Economy-Grade 4-Pan Steamer, 26% Efficient | Commercial | Turnover | Miscellaneous | FL Zone 2 | Per Unit | 0% | 17599 | 7632 | 9967 | 0.56634 | 12 | 1.4645 | 0.85037 | 5748.54 | Regional Technical Forum for the Northwest Council (https://nwcouncil.app.box.com/v/ComCookingSteamer3-0) | 0 | No labor cost (installation will not vary between base & change) | 6574.26 | Regional Technical Forum for the Northwest Council (https://nwcouncil.app.box.com/v/ComCookingSteamer3-0) | 0 | No labor cost (installation will not vary between base & change) | 825.72 | unit |  | 825.72
Equipment | Energy Star Steamer | One 4-Pan Electric Steamer meeting ENERGY STAR® 2.0 Standards, 68% Efficient | One Standard Economy-Grade 4-Pan Steamer, 26% Efficient | Commercial | Turnover | Offices | FL Zone 2 | Per Unit | 0% | 17599 | 7632 | 9967 | 0.56634 | 12 | 1.4645 | 0.85037 | 5748.54 | Regional Technical Forum for the Northwest Council (https://nwcouncil.app.box.com/v/ComCookingSteamer3-0) | 0 | No labor cost (installation will not vary between base & change) | 6574.26 | Regional Technical Forum for the Northwest Council (https://nwcouncil.app.box.com/v/ComCookingSteamer3-0) | 0 | No labor cost (installation will not vary between base & change) | 825.72 | unit |  | 825.72
Equipment | Energy Star Steamer | One 4-Pan Electric Steamer meeting ENERGY STAR® 2.0 Standards, 68% Efficient | One Standard Economy-Grade 4-Pan Steamer, 26% Efficient | Commercial | Turnover | Restaurants | FL Zone 2 | Per Unit | 11.72% | 17599 | 7632 | 9967 | 0.56634 | 12 | 1.4645 | 0.85037 | 5748.54 | Regional Technical Forum for the Northwest Council (https://nwcouncil.app.box.com/v/ComCookingSteamer3-0) | 0 | No labor cost (installation will not vary between base & change) | 6574.26 | Regional Technical Forum for the Northwest Council (https://nwcouncil.app.box.com/v/ComCookingSteamer3-0) | 0 | No labor cost (installation will not vary between base & change) | 825.72 | unit |  | 825.72
Equipment | Energy Star Steamer | One 4-Pan Electric Steamer meeting ENERGY STAR® 2.0 Standards, 68% Efficient | One Standard Economy-Grade 4-Pan Steamer, 26% Efficient | Commercial | Turnover | Retail | FL Zone 2 | Per Unit | 0% | 17599 | 7632 | 9967 | 0.56634 | 12 | 1.4645 | 0.85037 | 5748.54 | Regional Technical Forum for the Northwest Council (https://nwcouncil.app.box.com/v/ComCookingSteamer3-0) | 0 | No labor cost (installation will not vary between base & change) | 6574.26 | Regional Technical Forum for the Northwest Council (https://nwcouncil.app.box.com/v/ComCookingSteamer3-0) | 0 | No labor cost (installation will not vary between base & change) | 825.72 | unit |  | 825.72
Equipment | Energy Star Steamer | One 4-Pan Electric Steamer meeting ENERGY STAR® 2.0 Standards, 68% Efficient | One Standard Economy-Grade 4-Pan Steamer, 26% Efficient | Commercial | Turnover | Schools K-12 | FL Zone 2 | Per Unit | 11.72% | 17599 | 7632 | 9967 | 0.56634 | 12 | 1.4645 | 0.85037 | 5748.54 | Regional Technical Forum for the Northwest Council (https://nwcouncil.app.box.com/v/ComCookingSteamer3-0) | 0 | No labor cost (installation will not vary between base & change) | 6574.26 | Regional Technical Forum for the Northwest Council (https://nwcouncil.app.box.com/v/ComCookingSteamer3-0) | 0 | No labor cost (installation will not vary between base & change) | 825.72 | unit |  | 825.72
Equipment | Energy Star Steamer | One 4-Pan Electric Steamer meeting ENERGY STAR® 2.0 Standards, 68% Efficient | One Standard Economy-Grade 4-Pan Steamer, 26% Efficient | Commercial | Turnover | Warehouse | FL Zone 2 | Per Unit | 0% | 17599 | 7632 | 9967 | 0.56634 | 12 | 1.4645 | 0.85037 | 5748.54 | Regional Technical Forum for the Northwest Council (https://nwcouncil.app.box.com/v/ComCookingSteamer3-0) | 0 | No labor cost (installation will not vary between base & change) | 6574.26 | Regional Technical Forum for the Northwest Council (https://nwcouncil.app.box.com/v/ComCookingSteamer3-0) | 0 | No labor cost (installation will not vary between base & change) | 825.72 | unit |  | 825.72
Equipment | Energy Star Steamer | One 4-Pan Electric Steamer meeting ENERGY STAR® 2.0 Standards, 68% Efficient | One Standard Economy-Grade 4-Pan Steamer, 26% Efficient | Commercial | New | Assembly | FL Zone 2 | Per Unit | 0% | 17599 | 7632 | 9967 | 0.56634 | 12 | 1.4645 | 0.85037 | 5748.54 | Regional Technical Forum for the Northwest Council (https://nwcouncil.app.box.com/v/ComCookingSteamer3-0) | 0 | No labor cost (installation will not vary between base & change) | 6574.26 | Regional Technical Forum for the Northwest Council (https://nwcouncil.app.box.com/v/ComCookingSteamer3-0) | 0 | No labor cost (installation will not vary between base & change) | 825.72 | unit |  | 825.72
Equipment | Energy Star Steamer | One 4-Pan Electric Steamer meeting ENERGY STAR® 2.0 Standards, 68% Efficient | One Standard Economy-Grade 4-Pan Steamer, 26% Efficient | Commercial | New | College and University | FL Zone 2 | Per Unit | 11.72% | 17599 | 7632 | 9967 | 0.56634 | 12 | 1.4645 | 0.85037 | 5748.54 | Regional Technical Forum for the Northwest Council (https://nwcouncil.app.box.com/v/ComCookingSteamer3-0) | 0 | No labor cost (installation will not vary between base & change) | 6574.26 | Regional Technical Forum for the Northwest Council (https://nwcouncil.app.box.com/v/ComCookingSteamer3-0) | 0 | No labor cost (installation will not vary between base & change) | 825.72 | unit |  | 825.72
Equipment | Energy Star Steamer | One 4-Pan Electric Steamer meeting ENERGY STAR® 2.0 Standards, 68% Efficient | One Standard Economy-Grade 4-Pan Steamer, 26% Efficient | Commercial | New | Grocery | FL Zone 2 | Per Unit | 0% | 17599 | 7632 | 9967 | 0.56634 | 12 | 1.4645 | 0.85037 | 5748.54 | Regional Technical Forum for the Northwest Council (https://nwcouncil.app.box.com/v/ComCookingSteamer3-0) | 0 | No labor cost (installation will not vary between base & change) | 6574.26 | Regional Technical Forum for the Northwest Council (https://nwcouncil.app.box.com/v/ComCookingSteamer3-0) | 0 | No labor cost (installation will not vary between base & change) | 825.72 | unit |  | 825.72
Equipment | Energy Star Steamer | One 4-Pan Electric Steamer meeting ENERGY STAR® 2.0 Standards, 68% Efficient | One Standard Economy-Grade 4-Pan Steamer, 26% Efficient | Commercial | New | Healthcare | FL Zone 2 | Per Unit | 11.72% | 17599 | 7632 | 9967 | 0.56634 | 12 | 1.4645 | 0.85037 | 5748.54 | Regional Technical Forum for the Northwest Council (https://nwcouncil.app.box.com/v/ComCookingSteamer3-0) | 0 | No labor cost (installation will not vary between base & change) | 6574.26 | Regional Technical Forum for the Northwest Council (https://nwcouncil.app.box.com/v/ComCookingSteamer3-0) | 0 | No labor cost (installation will not vary between base & change) | 825.72 | unit |  | 825.72
Equipment | Energy Star Steamer | One 4-Pan Electric Steamer meeting ENERGY STAR® 2.0 Standards, 68% Efficient | One Standard Economy-Grade 4-Pan Steamer, 26% Efficient | Commercial | New | Hospitals | FL Zone 2 | Per Unit | 11.72% | 17599 | 7632 | 9967 | 0.56634 | 12 | 1.4645 | 0.85037 | 5748.54 | Regional Technical Forum for the Northwest Council (https://nwcouncil.app.box.com/v/ComCookingSteamer3-0) | 0 | No labor cost (installation will not vary between base & change) | 6574.26 | Regional Technical Forum for the Northwest Council (https://nwcouncil.app.box.com/v/ComCookingSteamer3-0) | 0 | No labor cost (installation will not vary between base & change) | 825.72 | unit |  | 825.72
Equipment | Energy Star Steamer | One 4-Pan Electric Steamer meeting ENERGY STAR® 2.0 Standards, 68% Efficient | One Standard Economy-Grade 4-Pan Steamer, 26% Efficient | Commercial | New | Institutional | FL Zone 2 | Per Unit | 0% | 17599 | 7632 | 9967 | 0.56634 | 12 | 1.4645 | 0.85037 | 5748.54 | Regional Technical Forum for the Northwest Council (https://nwcouncil.app.box.com/v/ComCookingSteamer3-0) | 0 | No labor cost (installation will not vary between base & change) | 6574.26 | Regional Technical Forum for the Northwest Council (https://nwcouncil.app.box.com/v/ComCookingSteamer3-0) | 0 | No labor cost (installation will not vary between base & change) | 825.72 | unit |  | 825.72
Equipment | Energy Star Steamer | One 4-Pan Electric Steamer meeting ENERGY STAR® 2.0 Standards, 68% Efficient | One Standard Economy-Grade 4-Pan Steamer, 26% Efficient | Commercial | New | Lodging/Hospitality | FL Zone 2 | Per Unit | 11.72% | 17599 | 7632 | 9967 | 0.56634 | 12 | 1.4645 | 0.85037 | 5748.54 | Regional Technical Forum for the Northwest Council (https://nwcouncil.app.box.com/v/ComCookingSteamer3-0) | 0 | No labor cost (installation will not vary between base & change) | 6574.26 | Regional Technical Forum for the Northwest Council (https://nwcouncil.app.box.com/v/ComCookingSteamer3-0) | 0 | No labor cost (installation will not vary between base & change) | 825.72 | unit |  | 825.72
Equipment | Energy Star Steamer | One 4-Pan Electric Steamer meeting ENERGY STAR® 2.0 Standards, 68% Efficient | One Standard Economy-Grade 4-Pan Steamer, 26% Efficient | Commercial | New | Miscellaneous | FL Zone 2 | Per Unit | 0% | 17599 | 7632 | 9967 | 0.56634 | 12 | 1.4645 | 0.85037 | 5748.54 | Regional Technical Forum for the Northwest Council (https://nwcouncil.app.box.com/v/ComCookingSteamer3-0) | 0 | No labor cost (installation will not vary between base & change) | 6574.26 | Regional Technical Forum for the Northwest Council (https://nwcouncil.app.box.com/v/ComCookingSteamer3-0) | 0 | No labor cost (installation will not vary between base & change) | 825.72 | unit |  | 825.72
Equipment | Energy Star Steamer | One 4-Pan Electric Steamer meeting ENERGY STAR® 2.0 Standards, 68% Efficient | One Standard Economy-Grade 4-Pan Steamer, 26% Efficient | Commercial | New | Offices | FL Zone 2 | Per Unit | 0% | 17599 | 7632 | 9967 | 0.56634 | 12 | 1.4645 | 0.85037 | 5748.54 | Regional Technical Forum for the Northwest Council (https://nwcouncil.app.box.com/v/ComCookingSteamer3-0) | 0 | No labor cost (installation will not vary between base & change) | 6574.26 | Regional Technical Forum for the Northwest Council (https://nwcouncil.app.box.com/v/ComCookingSteamer3-0) | 0 | No labor cost (installation will not vary between base & change) | 825.72 | unit |  | 825.72
Equipment | Energy Star Steamer | One 4-Pan Electric Steamer meeting ENERGY STAR® 2.0 Standards, 68% Efficient | One Standard Economy-Grade 4-Pan Steamer, 26% Efficient | Commercial | New | Restaurants | FL Zone 2 | Per Unit | 11.72% | 17599 | 7632 | 9967 | 0.56634 | 12 | 1.4645 | 0.85037 | 5748.54 | Regional Technical Forum for the Northwest Council (https://nwcouncil.app.box.com/v/ComCookingSteamer3-0) | 0 | No labor cost (installation will not vary between base & change) | 6574.26 | Regional Technical Forum for the Northwest Council (https://nwcouncil.app.box.com/v/ComCookingSteamer3-0) | 0 | No labor cost (installation will not vary between base & change) | 825.72 | unit |  | 825.72
Equipment | Energy Star Steamer | One 4-Pan Electric Steamer meeting ENERGY STAR® 2.0 Standards, 68% Efficient | One Standard Economy-Grade 4-Pan Steamer, 26% Efficient | Commercial | New | Retail | FL Zone 2 | Per Unit | 0% | 17599 | 7632 | 9967 | 0.56634 | 12 | 1.4645 | 0.85037 | 5748.54 | Regional Technical Forum for the Northwest Council (https://nwcouncil.app.box.com/v/ComCookingSteamer3-0) | 0 | No labor cost (installation will not vary between base & change) | 6574.26 | Regional Technical Forum for the Northwest Council (https://nwcouncil.app.box.com/v/ComCookingSteamer3-0) | 0 | No labor cost (installation will not vary between base & change) | 825.72 | unit |  | 825.72
Equipment | Energy Star Steamer | One 4-Pan Electric Steamer meeting ENERGY STAR® 2.0 Standards, 68% Efficient | One Standard Economy-Grade 4-Pan Steamer, 26% Efficient | Commercial | New | Schools K-12 | FL Zone 2 | Per Unit | 11.72% | 17599 | 7632 | 9967 | 0.56634 | 12 | 1.4645 | 0.85037 | 5748.54 | Regional Technical Forum for the Northwest Council (https://nwcouncil.app.box.com/v/ComCookingSteamer3-0) | 0 | No labor cost (installation will not vary between base & change) | 6574.26 | Regional Technical Forum for the Northwest Council (https://nwcouncil.app.box.com/v/ComCookingSteamer3-0) | 0 | No labor cost (installation will not vary between base & change) | 825.72 | unit |  | 825.72
Equipment | Energy Star Steamer | One 4-Pan Electric Steamer meeting ENERGY STAR® 2.0 Standards, 68% Efficient | One Standard Economy-Grade 4-Pan Steamer, 26% Efficient | Commercial | New | Warehouse | FL Zone 2 | Per Unit | 0% | 17599 | 7632 | 9967 | 0.56634 | 12 | 1.4645 | 0.85037 | 5748.54 | Regional Technical Forum for the Northwest Council (https://nwcouncil.app.box.com/v/ComCookingSteamer3-0) | 0 | No labor cost (installation will not vary between base & change) | 6574.26 | Regional Technical Forum for the Northwest Council (https://nwcouncil.app.box.com/v/ComCookingSteamer3-0) | 0 | No labor cost (installation will not vary between base & change) | 825.72 | unit |  | 825.72
Equipment | Induction Cooktops | Efficient Induction Cooktop | One Standard Electric Cooktop | Commercial | Turnover | Assembly | FL Zone 2 | Per Unit | 0% | 10488.15 | 8513.91 | 1974.24 | 0.18824 | 10 | 0.4257 | 0.17529 | 1270 | https://www.webstaurantstore.com/garland-ed-15hse-designer-series-15-two-solid-burner-electric-countertop-hot-plate-208v-1-phase-5-2-kw/372ED15HSEB.html | 0 | No labor cost (installation will not vary between base & change) | 3963.65 | https://www.webstaurantstore.com/vollrath-924himc-cayenne-four-hob-heavy-duty-induction-hot-plate-with-manual-controls-208-240v/922924HIMC%20%20208*240.html?utm_source=Google&utm_medium=cpc&utm_campaign=GoogleShopping&gclid=EAIaIQobChMI18375tCj2gIVE6vsCh065QlBEAkYASABEgLbWfD_BwE | 0 | No labor cost (installation will not vary between base & change) | 2693.65 | unit |  | 2693.65
Equipment | Induction Cooktops | Efficient Induction Cooktop | One Standard Electric Cooktop | Commercial | Turnover | College and University | FL Zone 2 | Per Unit | 4.728% | 10488.15 | 8513.91 | 1974.24 | 0.18824 | 10 | 0.4257 | 0.17529 | 1270 | https://www.webstaurantstore.com/garland-ed-15hse-designer-series-15-two-solid-burner-electric-countertop-hot-plate-208v-1-phase-5-2-kw/372ED15HSEB.html | 0 | No labor cost (installation will not vary between base & change) | 3963.65 | https://www.webstaurantstore.com/vollrath-924himc-cayenne-four-hob-heavy-duty-induction-hot-plate-with-manual-controls-208-240v/922924HIMC%20%20208*240.html?utm_source=Google&utm_medium=cpc&utm_campaign=GoogleShopping&gclid=EAIaIQobChMI18375tCj2gIVE6vsCh065QlBEAkYASABEgLbWfD_BwE | 0 | No labor cost (installation will not vary between base & change) | 2693.65 | unit |  | 2693.65
Equipment | Induction Cooktops | Efficient Induction Cooktop | One Standard Electric Cooktop | Commercial | Turnover | Grocery | FL Zone 2 | Per Unit | 0% | 10488.15 | 8513.91 | 1974.24 | 0.18824 | 10 | 0.4257 | 0.17529 | 1270 | https://www.webstaurantstore.com/garland-ed-15hse-designer-series-15-two-solid-burner-electric-countertop-hot-plate-208v-1-phase-5-2-kw/372ED15HSEB.html | 0 | No labor cost (installation will not vary between base & change) | 3963.65 | https://www.webstaurantstore.com/vollrath-924himc-cayenne-four-hob-heavy-duty-induction-hot-plate-with-manual-controls-208-240v/922924HIMC%20%20208*240.html?utm_source=Google&utm_medium=cpc&utm_campaign=GoogleShopping&gclid=EAIaIQobChMI18375tCj2gIVE6vsCh065QlBEAkYASABEgLbWfD_BwE | 0 | No labor cost (installation will not vary between base & change) | 2693.65 | unit |  | 2693.65
Equipment | Induction Cooktops | Efficient Induction Cooktop | One Standard Electric Cooktop | Commercial | Turnover | Healthcare | FL Zone 2 | Per Unit | 14.15% | 10488.15 | 8513.91 | 1974.24 | 0.18824 | 10 | 0.4257 | 0.17529 | 1270 | https://www.webstaurantstore.com/garland-ed-15hse-designer-series-15-two-solid-burner-electric-countertop-hot-plate-208v-1-phase-5-2-kw/372ED15HSEB.html | 0 | No labor cost (installation will not vary between base & change) | 3963.65 | https://www.webstaurantstore.com/vollrath-924himc-cayenne-four-hob-heavy-duty-induction-hot-plate-with-manual-controls-208-240v/922924HIMC%20%20208*240.html?utm_source=Google&utm_medium=cpc&utm_campaign=GoogleShopping&gclid=EAIaIQobChMI18375tCj2gIVE6vsCh065QlBEAkYASABEgLbWfD_BwE | 0 | No labor cost (installation will not vary between base & change) | 2693.65 | unit |  | 2693.65
Equipment | Induction Cooktops | Efficient Induction Cooktop | One Standard Electric Cooktop | Commercial | Turnover | Hospitals | FL Zone 2 | Per Unit | 4.728% | 10488.15 | 8513.91 | 1974.24 | 0.18824 | 10 | 0.4257 | 0.17529 | 1270 | https://www.webstaurantstore.com/garland-ed-15hse-designer-series-15-two-solid-burner-electric-countertop-hot-plate-208v-1-phase-5-2-kw/372ED15HSEB.html | 0 | No labor cost (installation will not vary between base & change) | 3963.65 | https://www.webstaurantstore.com/vollrath-924himc-cayenne-four-hob-heavy-duty-induction-hot-plate-with-manual-controls-208-240v/922924HIMC%20%20208*240.html?utm_source=Google&utm_medium=cpc&utm_campaign=GoogleShopping&gclid=EAIaIQobChMI18375tCj2gIVE6vsCh065QlBEAkYASABEgLbWfD_BwE | 0 | No labor cost (installation will not vary between base & change) | 2693.65 | unit |  | 2693.65
Equipment | Induction Cooktops | Efficient Induction Cooktop | One Standard Electric Cooktop | Commercial | Turnover | Institutional | FL Zone 2 | Per Unit | 0% | 10488.15 | 8513.91 | 1974.24 | 0.18824 | 10 | 0.4257 | 0.17529 | 1270 | https://www.webstaurantstore.com/garland-ed-15hse-designer-series-15-two-solid-burner-electric-countertop-hot-plate-208v-1-phase-5-2-kw/372ED15HSEB.html | 0 | No labor cost (installation will not vary between base & change) | 3963.65 | https://www.webstaurantstore.com/vollrath-924himc-cayenne-four-hob-heavy-duty-induction-hot-plate-with-manual-controls-208-240v/922924HIMC%20%20208*240.html?utm_source=Google&utm_medium=cpc&utm_campaign=GoogleShopping&gclid=EAIaIQobChMI18375tCj2gIVE6vsCh065QlBEAkYASABEgLbWfD_BwE | 0 | No labor cost (installation will not vary between base & change) | 2693.65 | unit |  | 2693.65
Equipment | Induction Cooktops | Efficient Induction Cooktop | One Standard Electric Cooktop | Commercial | Turnover | Lodging/Hospitality | FL Zone 2 | Per Unit | 14.15% | 10488.15 | 8513.91 | 1974.24 | 0.18824 | 10 | 0.4257 | 0.17529 | 1270 | https://www.webstaurantstore.com/garland-ed-15hse-designer-series-15-two-solid-burner-electric-countertop-hot-plate-208v-1-phase-5-2-kw/372ED15HSEB.html | 0 | No labor cost (installation will not vary between base & change) | 3963.65 | https://www.webstaurantstore.com/vollrath-924himc-cayenne-four-hob-heavy-duty-induction-hot-plate-with-manual-controls-208-240v/922924HIMC%20%20208*240.html?utm_source=Google&utm_medium=cpc&utm_campaign=GoogleShopping&gclid=EAIaIQobChMI18375tCj2gIVE6vsCh065QlBEAkYASABEgLbWfD_BwE | 0 | No labor cost (installation will not vary between base & change) | 2693.65 | unit |  | 2693.65
Equipment | Induction Cooktops | Efficient Induction Cooktop | One Standard Electric Cooktop | Commercial | Turnover | Miscellaneous | FL Zone 2 | Per Unit | 0% | 10488.15 | 8513.91 | 1974.24 | 0.18824 | 10 | 0.4257 | 0.17529 | 1270 | https://www.webstaurantstore.com/garland-ed-15hse-designer-series-15-two-solid-burner-electric-countertop-hot-plate-208v-1-phase-5-2-kw/372ED15HSEB.html | 0 | No labor cost (installation will not vary between base & change) | 3963.65 | https://www.webstaurantstore.com/vollrath-924himc-cayenne-four-hob-heavy-duty-induction-hot-plate-with-manual-controls-208-240v/922924HIMC%20%20208*240.html?utm_source=Google&utm_medium=cpc&utm_campaign=GoogleShopping&gclid=EAIaIQobChMI18375tCj2gIVE6vsCh065QlBEAkYASABEgLbWfD_BwE | 0 | No labor cost (installation will not vary between base & change) | 2693.65 | unit |  | 2693.65
Equipment | Induction Cooktops | Efficient Induction Cooktop | One Standard Electric Cooktop | Commercial | Turnover | Offices | FL Zone 2 | Per Unit | 0% | 10488.15 | 8513.91 | 1974.24 | 0.18824 | 10 | 0.4257 | 0.17529 | 1270 | https://www.webstaurantstore.com/garland-ed-15hse-designer-series-15-two-solid-burner-electric-countertop-hot-plate-208v-1-phase-5-2-kw/372ED15HSEB.html | 0 | No labor cost (installation will not vary between base & change) | 3963.65 | https://www.webstaurantstore.com/vollrath-924himc-cayenne-four-hob-heavy-duty-induction-hot-plate-with-manual-controls-208-240v/922924HIMC%20%20208*240.html?utm_source=Google&utm_medium=cpc&utm_campaign=GoogleShopping&gclid=EAIaIQobChMI18375tCj2gIVE6vsCh065QlBEAkYASABEgLbWfD_BwE | 0 | No labor cost (installation will not vary between base & change) | 2693.65 | unit |  | 2693.65
Equipment | Induction Cooktops | Efficient Induction Cooktop | One Standard Electric Cooktop | Commercial | Turnover | Restaurants | FL Zone 2 | Per Unit | 4.728% | 10488.15 | 8513.91 | 1974.24 | 0.18824 | 10 | 0.4257 | 0.17529 | 1270 | https://www.webstaurantstore.com/garland-ed-15hse-designer-series-15-two-solid-burner-electric-countertop-hot-plate-208v-1-phase-5-2-kw/372ED15HSEB.html | 0 | No labor cost (installation will not vary between base & change) | 3963.65 | https://www.webstaurantstore.com/vollrath-924himc-cayenne-four-hob-heavy-duty-induction-hot-plate-with-manual-controls-208-240v/922924HIMC%20%20208*240.html?utm_source=Google&utm_medium=cpc&utm_campaign=GoogleShopping&gclid=EAIaIQobChMI18375tCj2gIVE6vsCh065QlBEAkYASABEgLbWfD_BwE | 0 | No labor cost (installation will not vary between base & change) | 2693.65 | unit |  | 2693.65
Equipment | Induction Cooktops | Efficient Induction Cooktop | One Standard Electric Cooktop | Commercial | Turnover | Retail | FL Zone 2 | Per Unit | 0% | 10488.15 | 8513.91 | 1974.24 | 0.18824 | 10 | 0.4257 | 0.17529 | 1270 | https://www.webstaurantstore.com/garland-ed-15hse-designer-series-15-two-solid-burner-electric-countertop-hot-plate-208v-1-phase-5-2-kw/372ED15HSEB.html | 0 | No labor cost (installation will not vary between base & change) | 3963.65 | https://www.webstaurantstore.com/vollrath-924himc-cayenne-four-hob-heavy-duty-induction-hot-plate-with-manual-controls-208-240v/922924HIMC%20%20208*240.html?utm_source=Google&utm_medium=cpc&utm_campaign=GoogleShopping&gclid=EAIaIQobChMI18375tCj2gIVE6vsCh065QlBEAkYASABEgLbWfD_BwE | 0 | No labor cost (installation will not vary between base & change) | 2693.65 | unit |  | 2693.65
Equipment | Induction Cooktops | Efficient Induction Cooktop | One Standard Electric Cooktop | Commercial | Turnover | Schools K-12 | FL Zone 2 | Per Unit | 4.728% | 10488.15 | 8513.91 | 1974.24 | 0.18824 | 10 | 0.4257 | 0.17529 | 1270 | https://www.webstaurantstore.com/garland-ed-15hse-designer-series-15-two-solid-burner-electric-countertop-hot-plate-208v-1-phase-5-2-kw/372ED15HSEB.html | 0 | No labor cost (installation will not vary between base & change) | 3963.65 | https://www.webstaurantstore.com/vollrath-924himc-cayenne-four-hob-heavy-duty-induction-hot-plate-with-manual-controls-208-240v/922924HIMC%20%20208*240.html?utm_source=Google&utm_medium=cpc&utm_campaign=GoogleShopping&gclid=EAIaIQobChMI18375tCj2gIVE6vsCh065QlBEAkYASABEgLbWfD_BwE | 0 | No labor cost (installation will not vary between base & change) | 2693.65 | unit |  | 2693.65
Equipment | Induction Cooktops | Efficient Induction Cooktop | One Standard Electric Cooktop | Commercial | Turnover | Warehouse | FL Zone 2 | Per Unit | 0% | 10488.15 | 8513.91 | 1974.24 | 0.18824 | 10 | 0.4257 | 0.17529 | 1270 | https://www.webstaurantstore.com/garland-ed-15hse-designer-series-15-two-solid-burner-electric-countertop-hot-plate-208v-1-phase-5-2-kw/372ED15HSEB.html | 0 | No labor cost (installation will not vary between base & change) | 3963.65 | https://www.webstaurantstore.com/vollrath-924himc-cayenne-four-hob-heavy-duty-induction-hot-plate-with-manual-controls-208-240v/922924HIMC%20%20208*240.html?utm_source=Google&utm_medium=cpc&utm_campaign=GoogleShopping&gclid=EAIaIQobChMI18375tCj2gIVE6vsCh065QlBEAkYASABEgLbWfD_BwE | 0 | No labor cost (installation will not vary between base & change) | 2693.65 | unit |  | 2693.65
Equipment | Induction Cooktops | Efficient Induction Cooktop | One Standard Electric Cooktop | Commercial | New | Assembly | FL Zone 2 | Per Unit | 0% | 10488.15 | 8513.91 | 1974.24 | 0.18824 | 10 | 0.4257 | 0.17529 | 1270 | https://www.webstaurantstore.com/garland-ed-15hse-designer-series-15-two-solid-burner-electric-countertop-hot-plate-208v-1-phase-5-2-kw/372ED15HSEB.html | 0 | No labor cost (installation will not vary between base & change) | 3963.65 | https://www.webstaurantstore.com/vollrath-924himc-cayenne-four-hob-heavy-duty-induction-hot-plate-with-manual-controls-208-240v/922924HIMC%20%20208*240.html?utm_source=Google&utm_medium=cpc&utm_campaign=GoogleShopping&gclid=EAIaIQobChMI18375tCj2gIVE6vsCh065QlBEAkYASABEgLbWfD_BwE | 0 | No labor cost (installation will not vary between base & change) | 2693.65 | unit |  | 2693.65
Equipment | Induction Cooktops | Efficient Induction Cooktop | One Standard Electric Cooktop | Commercial | New | College and University | FL Zone 2 | Per Unit | 4.728% | 10488.15 | 8513.91 | 1974.24 | 0.18824 | 10 | 0.4257 | 0.17529 | 1270 | https://www.webstaurantstore.com/garland-ed-15hse-designer-series-15-two-solid-burner-electric-countertop-hot-plate-208v-1-phase-5-2-kw/372ED15HSEB.html | 0 | No labor cost (installation will not vary between base & change) | 3963.65 | https://www.webstaurantstore.com/vollrath-924himc-cayenne-four-hob-heavy-duty-induction-hot-plate-with-manual-controls-208-240v/922924HIMC%20%20208*240.html?utm_source=Google&utm_medium=cpc&utm_campaign=GoogleShopping&gclid=EAIaIQobChMI18375tCj2gIVE6vsCh065QlBEAkYASABEgLbWfD_BwE | 0 | No labor cost (installation will not vary between base & change) | 2693.65 | unit |  | 2693.65
Equipment | Induction Cooktops | Efficient Induction Cooktop | One Standard Electric Cooktop | Commercial | New | Grocery | FL Zone 2 | Per Unit | 0% | 10488.15 | 8513.91 | 1974.24 | 0.18824 | 10 | 0.4257 | 0.17529 | 1270 | https://www.webstaurantstore.com/garland-ed-15hse-designer-series-15-two-solid-burner-electric-countertop-hot-plate-208v-1-phase-5-2-kw/372ED15HSEB.html | 0 | No labor cost (installation will not vary between base & change) | 3963.65 | https://www.webstaurantstore.com/vollrath-924himc-cayenne-four-hob-heavy-duty-induction-hot-plate-with-manual-controls-208-240v/922924HIMC%20%20208*240.html?utm_source=Google&utm_medium=cpc&utm_campaign=GoogleShopping&gclid=EAIaIQobChMI18375tCj2gIVE6vsCh065QlBEAkYASABEgLbWfD_BwE | 0 | No labor cost (installation will not vary between base & change) | 2693.65 | unit |  | 2693.65
Equipment | Induction Cooktops | Efficient Induction Cooktop | One Standard Electric Cooktop | Commercial | New | Healthcare | FL Zone 2 | Per Unit | 14.15% | 10488.15 | 8513.91 | 1974.24 | 0.18824 | 10 | 0.4257 | 0.17529 | 1270 | https://www.webstaurantstore.com/garland-ed-15hse-designer-series-15-two-solid-burner-electric-countertop-hot-plate-208v-1-phase-5-2-kw/372ED15HSEB.html | 0 | No labor cost (installation will not vary between base & change) | 3963.65 | https://www.webstaurantstore.com/vollrath-924himc-cayenne-four-hob-heavy-duty-induction-hot-plate-with-manual-controls-208-240v/922924HIMC%20%20208*240.html?utm_source=Google&utm_medium=cpc&utm_campaign=GoogleShopping&gclid=EAIaIQobChMI18375tCj2gIVE6vsCh065QlBEAkYASABEgLbWfD_BwE | 0 | No labor cost (installation will not vary between base & change) | 2693.65 | unit |  | 2693.65
Equipment | Induction Cooktops | Efficient Induction Cooktop | One Standard Electric Cooktop | Commercial | New | Hospitals | FL Zone 2 | Per Unit | 4.728% | 10488.15 | 8513.91 | 1974.24 | 0.18824 | 10 | 0.4257 | 0.17529 | 1270 | https://www.webstaurantstore.com/garland-ed-15hse-designer-series-15-two-solid-burner-electric-countertop-hot-plate-208v-1-phase-5-2-kw/372ED15HSEB.html | 0 | No labor cost (installation will not vary between base & change) | 3963.65 | https://www.webstaurantstore.com/vollrath-924himc-cayenne-four-hob-heavy-duty-induction-hot-plate-with-manual-controls-208-240v/922924HIMC%20%20208*240.html?utm_source=Google&utm_medium=cpc&utm_campaign=GoogleShopping&gclid=EAIaIQobChMI18375tCj2gIVE6vsCh065QlBEAkYASABEgLbWfD_BwE | 0 | No labor cost (installation will not vary between base & change) | 2693.65 | unit |  | 2693.65
Equipment | Induction Cooktops | Efficient Induction Cooktop | One Standard Electric Cooktop | Commercial | New | Institutional | FL Zone 2 | Per Unit | 0% | 10488.15 | 8513.91 | 1974.24 | 0.18824 | 10 | 0.4257 | 0.17529 | 1270 | https://www.webstaurantstore.com/garland-ed-15hse-designer-series-15-two-solid-burner-electric-countertop-hot-plate-208v-1-phase-5-2-kw/372ED15HSEB.html | 0 | No labor cost (installation will not vary between base & change) | 3963.65 | https://www.webstaurantstore.com/vollrath-924himc-cayenne-four-hob-heavy-duty-induction-hot-plate-with-manual-controls-208-240v/922924HIMC%20%20208*240.html?utm_source=Google&utm_medium=cpc&utm_campaign=GoogleShopping&gclid=EAIaIQobChMI18375tCj2gIVE6vsCh065QlBEAkYASABEgLbWfD_BwE | 0 | No labor cost (installation will not vary between base & change) | 2693.65 | unit |  | 2693.65
Equipment | Induction Cooktops | Efficient Induction Cooktop | One Standard Electric Cooktop | Commercial | New | Lodging/Hospitality | FL Zone 2 | Per Unit | 14.15% | 10488.15 | 8513.91 | 1974.24 | 0.18824 | 10 | 0.4257 | 0.17529 | 1270 | https://www.webstaurantstore.com/garland-ed-15hse-designer-series-15-two-solid-burner-electric-countertop-hot-plate-208v-1-phase-5-2-kw/372ED15HSEB.html | 0 | No labor cost (installation will not vary between base & change) | 3963.65 | https://www.webstaurantstore.com/vollrath-924himc-cayenne-four-hob-heavy-duty-induction-hot-plate-with-manual-controls-208-240v/922924HIMC%20%20208*240.html?utm_source=Google&utm_medium=cpc&utm_campaign=GoogleShopping&gclid=EAIaIQobChMI18375tCj2gIVE6vsCh065QlBEAkYASABEgLbWfD_BwE | 0 | No labor cost (installation will not vary between base & change) | 2693.65 | unit |  | 2693.65
Equipment | Induction Cooktops | Efficient Induction Cooktop | One Standard Electric Cooktop | Commercial | New | Miscellaneous | FL Zone 2 | Per Unit | 0% | 10488.15 | 8513.91 | 1974.24 | 0.18824 | 10 | 0.4257 | 0.17529 | 1270 | https://www.webstaurantstore.com/garland-ed-15hse-designer-series-15-two-solid-burner-electric-countertop-hot-plate-208v-1-phase-5-2-kw/372ED15HSEB.html | 0 | No labor cost (installation will not vary between base & change) | 3963.65 | https://www.webstaurantstore.com/vollrath-924himc-cayenne-four-hob-heavy-duty-induction-hot-plate-with-manual-controls-208-240v/922924HIMC%20%20208*240.html?utm_source=Google&utm_medium=cpc&utm_campaign=GoogleShopping&gclid=EAIaIQobChMI18375tCj2gIVE6vsCh065QlBEAkYASABEgLbWfD_BwE | 0 | No labor cost (installation will not vary between base & change) | 2693.65 | unit |  | 2693.65
Equipment | Induction Cooktops | Efficient Induction Cooktop | One Standard Electric Cooktop | Commercial | New | Offices | FL Zone 2 | Per Unit | 0% | 10488.15 | 8513.91 | 1974.24 | 0.18824 | 10 | 0.4257 | 0.17529 | 1270 | https://www.webstaurantstore.com/garland-ed-15hse-designer-series-15-two-solid-burner-electric-countertop-hot-plate-208v-1-phase-5-2-kw/372ED15HSEB.html | 0 | No labor cost (installation will not vary between base & change) | 3963.65 | https://www.webstaurantstore.com/vollrath-924himc-cayenne-four-hob-heavy-duty-induction-hot-plate-with-manual-controls-208-240v/922924HIMC%20%20208*240.html?utm_source=Google&utm_medium=cpc&utm_campaign=GoogleShopping&gclid=EAIaIQobChMI18375tCj2gIVE6vsCh065QlBEAkYASABEgLbWfD_BwE | 0 | No labor cost (installation will not vary between base & change) | 2693.65 | unit |  | 2693.65
Equipment | Induction Cooktops | Efficient Induction Cooktop | One Standard Electric Cooktop | Commercial | New | Restaurants | FL Zone 2 | Per Unit | 47.28% | 10488.15 | 8513.91 | 1974.24 | 0.18824 | 10 | 0.4257 | 0.17529 | 1270 | https://www.webstaurantstore.com/garland-ed-15hse-designer-series-15-two-solid-burner-electric-countertop-hot-plate-208v-1-phase-5-2-kw/372ED15HSEB.html | 0 | No labor cost (installation will not vary between base & change) | 3963.65 | https://www.webstaurantstore.com/vollrath-924himc-cayenne-four-hob-heavy-duty-induction-hot-plate-with-manual-controls-208-240v/922924HIMC%20%20208*240.html?utm_source=Google&utm_medium=cpc&utm_campaign=GoogleShopping&gclid=EAIaIQobChMI18375tCj2gIVE6vsCh065QlBEAkYASABEgLbWfD_BwE | 0 | No labor cost (installation will not vary between base & change) | 2693.65 | unit |  | 2693.65
Equipment | Induction Cooktops | Efficient Induction Cooktop | One Standard Electric Cooktop | Commercial | New | Retail | FL Zone 2 | Per Unit | 0% | 10488.15 | 8513.91 | 1974.24 | 0.18824 | 10 | 0.4257 | 0.17529 | 1270 | https://www.webstaurantstore.com/garland-ed-15hse-designer-series-15-two-solid-burner-electric-countertop-hot-plate-208v-1-phase-5-2-kw/372ED15HSEB.html | 0 | No labor cost (installation will not vary between base & change) | 3963.65 | https://www.webstaurantstore.com/vollrath-924himc-cayenne-four-hob-heavy-duty-induction-hot-plate-with-manual-controls-208-240v/922924HIMC%20%20208*240.html?utm_source=Google&utm_medium=cpc&utm_campaign=GoogleShopping&gclid=EAIaIQobChMI18375tCj2gIVE6vsCh065QlBEAkYASABEgLbWfD_BwE | 0 | No labor cost (installation will not vary between base & change) | 2693.65 | unit |  | 2693.65
Equipment | Induction Cooktops | Efficient Induction Cooktop | One Standard Electric Cooktop | Commercial | New | Schools K-12 | FL Zone 2 | Per Unit | 4.728% | 10488.15 | 8513.91 | 1974.24 | 0.18824 | 10 | 0.4257 | 0.17529 | 1270 | https://www.webstaurantstore.com/garland-ed-15hse-designer-series-15-two-solid-burner-electric-countertop-hot-plate-208v-1-phase-5-2-kw/372ED15HSEB.html | 0 | No labor cost (installation will not vary between base & change) | 3963.65 | https://www.webstaurantstore.com/vollrath-924himc-cayenne-four-hob-heavy-duty-induction-hot-plate-with-manual-controls-208-240v/922924HIMC%20%20208*240.html?utm_source=Google&utm_medium=cpc&utm_campaign=GoogleShopping&gclid=EAIaIQobChMI18375tCj2gIVE6vsCh065QlBEAkYASABEgLbWfD_BwE | 0 | No labor cost (installation will not vary between base & change) | 2693.65 | unit |  | 2693.65
Equipment | Induction Cooktops | Efficient Induction Cooktop | One Standard Electric Cooktop | Commercial | New | Warehouse | FL Zone 2 | Per Unit | 0% | 10488.15 | 8513.91 | 1974.24 | 0.18824 | 10 | 0.4257 | 0.17529 | 1270 | https://www.webstaurantstore.com/garland-ed-15hse-designer-series-15-two-solid-burner-electric-countertop-hot-plate-208v-1-phase-5-2-kw/372ED15HSEB.html | 0 | No labor cost (installation will not vary between base & change) | 3963.65 | https://www.webstaurantstore.com/vollrath-924himc-cayenne-four-hob-heavy-duty-induction-hot-plate-with-manual-controls-208-240v/922924HIMC%20%20208*240.html?utm_source=Google&utm_medium=cpc&utm_campaign=GoogleShopping&gclid=EAIaIQobChMI18375tCj2gIVE6vsCh065QlBEAkYASABEgLbWfD_BwE | 0 | No labor cost (installation will not vary between base & change) | 2693.65 | unit |  | 2693.65
Equipment | Energy Star Commercial Dishwasher | One Dishwasher meeting ENERGY STAR® 5.2 Requirements | One Dishwasher meeting Federal Standard | Commercial | Turnover | Assembly | FL Zone 2 | Per Unit | 0% | 64581.259 | 45527.1321 | 19054.1268 | 0.29504 | 15 | 1.3826 | -0.0001471 | 0 | Reference source included incremental cost only | 0 | No labor cost (installation will not vary between base & change) | 737.7778 | Illinois 2018 Statewide TRM, Section 4.2.8 (incremental cost only; average of all DW types) | 0 | No labor cost (installation will not vary between base & change) | 737.7778 | unit |  | 737.7778
Equipment | Energy Star Commercial Dishwasher | One Dishwasher meeting ENERGY STAR® 5.2 Requirements | One Dishwasher meeting Federal Standard | Commercial | Turnover | College and University | FL Zone 2 | Per Unit | 29.7% | 64581.259 | 45527.1321 | 19054.1268 | 0.29504 | 15 | 1.3826 | -0.0001471 | 0 | Reference source included incremental cost only | 0 | No labor cost (installation will not vary between base & change) | 737.7778 | Illinois 2018 Statewide TRM, Section 4.2.8 (incremental cost only; average of all DW types) | 0 | No labor cost (installation will not vary between base & change) | 737.7778 | unit |  | 737.7778
Equipment | Energy Star Commercial Dishwasher | One Dishwasher meeting ENERGY STAR® 5.2 Requirements | One Dishwasher meeting Federal Standard | Commercial | Turnover | Grocery | FL Zone 2 | Per Unit | 0% | 64581.259 | 45527.1321 | 19054.1268 | 0.29504 | 15 | 1.3826 | -0.0001471 | 0 | Reference source included incremental cost only | 0 | No labor cost (installation will not vary between base & change) | 737.7778 | Illinois 2018 Statewide TRM, Section 4.2.8 (incremental cost only; average of all DW types) | 0 | No labor cost (installation will not vary between base & change) | 737.7778 | unit |  | 737.7778
Equipment | Energy Star Commercial Dishwasher | One Dishwasher meeting ENERGY STAR® 5.2 Requirements | One Dishwasher meeting Federal Standard | Commercial | Turnover | Healthcare | FL Zone 2 | Per Unit | 29.7% | 64581.259 | 45527.1321 | 19054.1268 | 0.29504 | 15 | 1.3826 | -0.0001471 | 0 | Reference source included incremental cost only | 0 | No labor cost (installation will not vary between base & change) | 737.7778 | Illinois 2018 Statewide TRM, Section 4.2.8 (incremental cost only; average of all DW types) | 0 | No labor cost (installation will not vary between base & change) | 737.7778 | unit |  | 737.7778
Equipment | Energy Star Commercial Dishwasher | One Dishwasher meeting ENERGY STAR® 5.2 Requirements | One Dishwasher meeting Federal Standard | Commercial | Turnover | Hospitals | FL Zone 2 | Per Unit | 29.7% | 64581.259 | 45527.1321 | 19054.1268 | 0.29504 | 15 | 1.3826 | -0.0001471 | 0 | Reference source included incremental cost only | 0 | No labor cost (installation will not vary between base & change) | 737.7778 | Illinois 2018 Statewide TRM, Section 4.2.8 (incremental cost only; average of all DW types) | 0 | No labor cost (installation will not vary between base & change) | 737.7778 | unit |  | 737.7778
Equipment | Energy Star Commercial Dishwasher | One Dishwasher meeting ENERGY STAR® 5.2 Requirements | One Dishwasher meeting Federal Standard | Commercial | Turnover | Institutional | FL Zone 2 | Per Unit | 0% | 64581.259 | 45527.1321 | 19054.1268 | 0.29504 | 15 | 1.3826 | -0.0001471 | 0 | Reference source included incremental cost only | 0 | No labor cost (installation will not vary between base & change) | 737.7778 | Illinois 2018 Statewide TRM, Section 4.2.8 (incremental cost only; average of all DW types) | 0 | No labor cost (installation will not vary between base & change) | 737.7778 | unit |  | 737.7778
Equipment | Energy Star Commercial Dishwasher | One Dishwasher meeting ENERGY STAR® 5.2 Requirements | One Dishwasher meeting Federal Standard | Commercial | Turnover | Lodging/Hospitality | FL Zone 2 | Per Unit | 29.7% | 64581.259 | 45527.1321 | 19054.1268 | 0.29504 | 15 | 1.3826 | -0.0001471 | 0 | Reference source included incremental cost only | 0 | No labor cost (installation will not vary between base & change) | 737.7778 | Illinois 2018 Statewide TRM, Section 4.2.8 (incremental cost only; average of all DW types) | 0 | No labor cost (installation will not vary between base & change) | 737.7778 | unit |  | 737.7778
Equipment | Energy Star Commercial Dishwasher | One Dishwasher meeting ENERGY STAR® 5.2 Requirements | One Dishwasher meeting Federal Standard | Commercial | Turnover | Miscellaneous | FL Zone 2 | Per Unit | 0% | 64581.259 | 45527.1321 | 19054.1268 | 0.29504 | 15 | 1.3826 | -0.0001471 | 0 | Reference source included incremental cost only | 0 | No labor cost (installation will not vary between base & change) | 737.7778 | Illinois 2018 Statewide TRM, Section 4.2.8 (incremental cost only; average of all DW types) | 0 | No labor cost (installation will not vary between base & change) | 737.7778 | unit |  | 737.7778
Equipment | Energy Star Commercial Dishwasher | One Dishwasher meeting ENERGY STAR® 5.2 Requirements | One Dishwasher meeting Federal Standard | Commercial | Turnover | Offices | FL Zone 2 | Per Unit | 0% | 64581.259 | 45527.1321 | 19054.1268 | 0.29504 | 15 | 1.3826 | -0.0001471 | 0 | Reference source included incremental cost only | 0 | No labor cost (installation will not vary between base & change) | 737.7778 | Illinois 2018 Statewide TRM, Section 4.2.8 (incremental cost only; average of all DW types) | 0 | No labor cost (installation will not vary between base & change) | 737.7778 | unit |  | 737.7778
Equipment | Energy Star Commercial Dishwasher | One Dishwasher meeting ENERGY STAR® 5.2 Requirements | One Dishwasher meeting Federal Standard | Commercial | Turnover | Restaurants | FL Zone 2 | Per Unit | 29.7% | 64581.259 | 45527.1321 | 19054.1268 | 0.29504 | 15 | 1.3826 | -0.0001471 | 0 | Reference source included incremental cost only | 0 | No labor cost (installation will not vary between base & change) | 737.7778 | Illinois 2018 Statewide TRM, Section 4.2.8 (incremental cost only; average of all DW types) | 0 | No labor cost (installation will not vary between base & change) | 737.7778 | unit |  | 737.7778
Equipment | Energy Star Commercial Dishwasher | One Dishwasher meeting ENERGY STAR® 5.2 Requirements | One Dishwasher meeting Federal Standard | Commercial | Turnover | Retail | FL Zone 2 | Per Unit | 0% | 64581.259 | 45527.1321 | 19054.1268 | 0.29504 | 15 | 1.3826 | -0.0001471 | 0 | Reference source included incremental cost only | 0 | No labor cost (installation will not vary between base & change) | 737.7778 | Illinois 2018 Statewide TRM, Section 4.2.8 (incremental cost only; average of all DW types) | 0 | No labor cost (installation will not vary between base & change) | 737.7778 | unit |  | 737.7778
Equipment | Energy Star Commercial Dishwasher | One Dishwasher meeting ENERGY STAR® 5.2 Requirements | One Dishwasher meeting Federal Standard | Commercial | Turnover | Schools K-12 | FL Zone 2 | Per Unit | 29.7% | 64581.259 | 45527.1321 | 19054.1268 | 0.29504 | 15 | 1.3826 | -0.0001471 | 0 | Reference source included incremental cost only | 0 | No labor cost (installation will not vary between base & change) | 737.7778 | Illinois 2018 Statewide TRM, Section 4.2.8 (incremental cost only; average of all DW types) | 0 | No labor cost (installation will not vary between base & change) | 737.7778 | unit |  | 737.7778
Equipment | Energy Star Commercial Dishwasher | One Dishwasher meeting ENERGY STAR® 5.2 Requirements | One Dishwasher meeting Federal Standard | Commercial | Turnover | Warehouse | FL Zone 2 | Per Unit | 0% | 64581.259 | 45527.1321 | 19054.1268 | 0.29504 | 15 | 1.3826 | -0.0001471 | 0 | Reference source included incremental cost only | 0 | No labor cost (installation will not vary between base & change) | 737.7778 | Illinois 2018 Statewide TRM, Section 4.2.8 (incremental cost only; average of all DW types) | 0 | No labor cost (installation will not vary between base & change) | 737.7778 | unit |  | 737.7778
Equipment | Energy Star Commercial Dishwasher | One Dishwasher meeting ENERGY STAR® 5.2 Requirements | One Dishwasher meeting Federal Standard | Commercial | New | Assembly | FL Zone 2 | Per Unit | 0% | 64581.259 | 45527.1321 | 19054.1268 | 0.29504 | 15 | 1.3826 | -0.0001471 | 0 | Reference source included incremental cost only | 0 | No labor cost (installation will not vary between base & change) | 737.7778 | Illinois 2018 Statewide TRM, Section 4.2.8 (incremental cost only; average of all DW types) | 0 | No labor cost (installation will not vary between base & change) | 737.7778 | unit |  | 737.7778
Equipment | Energy Star Commercial Dishwasher | One Dishwasher meeting ENERGY STAR® 5.2 Requirements | One Dishwasher meeting Federal Standard | Commercial | New | College and University | FL Zone 2 | Per Unit | 29.7% | 64581.259 | 45527.1321 | 19054.1268 | 0.29504 | 15 | 1.3826 | -0.0001471 | 0 | Reference source included incremental cost only | 0 | No labor cost (installation will not vary between base & change) | 737.7778 | Illinois 2018 Statewide TRM, Section 4.2.8 (incremental cost only; average of all DW types) | 0 | No labor cost (installation will not vary between base & change) | 737.7778 | unit |  | 737.7778
Equipment | Energy Star Commercial Dishwasher | One Dishwasher meeting ENERGY STAR® 5.2 Requirements | One Dishwasher meeting Federal Standard | Commercial | New | Grocery | FL Zone 2 | Per Unit | 0% | 64581.259 | 45527.1321 | 19054.1268 | 0.29504 | 15 | 1.3826 | -0.0001471 | 0 | Reference source included incremental cost only | 0 | No labor cost (installation will not vary between base & change) | 737.7778 | Illinois 2018 Statewide TRM, Section 4.2.8 (incremental cost only; average of all DW types) | 0 | No labor cost (installation will not vary between base & change) | 737.7778 | unit |  | 737.7778
Equipment | Energy Star Commercial Dishwasher | One Dishwasher meeting ENERGY STAR® 5.2 Requirements | One Dishwasher meeting Federal Standard | Commercial | New | Healthcare | FL Zone 2 | Per Unit | 29.7% | 64581.259 | 45527.1321 | 19054.1268 | 0.29504 | 15 | 1.3826 | -0.0001471 | 0 | Reference source included incremental cost only | 0 | No labor cost (installation will not vary between base & change) | 737.7778 | Illinois 2018 Statewide TRM, Section 4.2.8 (incremental cost only; average of all DW types) | 0 | No labor cost (installation will not vary between base & change) | 737.7778 | unit |  | 737.7778
Equipment | Energy Star Commercial Dishwasher | One Dishwasher meeting ENERGY STAR® 5.2 Requirements | One Dishwasher meeting Federal Standard | Commercial | New | Hospitals | FL Zone 2 | Per Unit | 29.7% | 64581.259 | 45527.1321 | 19054.1268 | 0.29504 | 15 | 1.3826 | -0.0001471 | 0 | Reference source included incremental cost only | 0 | No labor cost (installation will not vary between base & change) | 737.7778 | Illinois 2018 Statewide TRM, Section 4.2.8 (incremental cost only; average of all DW types) | 0 | No labor cost (installation will not vary between base & change) | 737.7778 | unit |  | 737.7778
Equipment | Energy Star Commercial Dishwasher | One Dishwasher meeting ENERGY STAR® 5.2 Requirements | One Dishwasher meeting Federal Standard | Commercial | New | Institutional | FL Zone 2 | Per Unit | 0% | 64581.259 | 45527.1321 | 19054.1268 | 0.29504 | 15 | 1.3826 | -0.0001471 | 0 | Reference source included incremental cost only | 0 | No labor cost (installation will not vary between base & change) | 737.7778 | Illinois 2018 Statewide TRM, Section 4.2.8 (incremental cost only; average of all DW types) | 0 | No labor cost (installation will not vary between base & change) | 737.7778 | unit |  | 737.7778
Equipment | Energy Star Commercial Dishwasher | One Dishwasher meeting ENERGY STAR® 5.2 Requirements | One Dishwasher meeting Federal Standard | Commercial | New | Lodging/Hospitality | FL Zone 2 | Per Unit | 29.7% | 64581.259 | 45527.1321 | 19054.1268 | 0.29504 | 15 | 1.3826 | -0.0001471 | 0 | Reference source included incremental cost only | 0 | No labor cost (installation will not vary between base & change) | 737.7778 | Illinois 2018 Statewide TRM, Section 4.2.8 (incremental cost only; average of all DW types) | 0 | No labor cost (installation will not vary between base & change) | 737.7778 | unit |  | 737.7778
Equipment | Energy Star Commercial Dishwasher | One Dishwasher meeting ENERGY STAR® 5.2 Requirements | One Dishwasher meeting Federal Standard | Commercial | New | Miscellaneous | FL Zone 2 | Per Unit | 0% | 64581.259 | 45527.1321 | 19054.1268 | 0.29504 | 15 | 1.3826 | -0.0001471 | 0 | Reference source included incremental cost only | 0 | No labor cost (installation will not vary between base & change) | 737.7778 | Illinois 2018 Statewide TRM, Section 4.2.8 (incremental cost only; average of all DW types) | 0 | No labor cost (installation will not vary between base & change) | 737.7778 | unit |  | 737.7778
Equipment | Energy Star Commercial Dishwasher | One Dishwasher meeting ENERGY STAR® 5.2 Requirements | One Dishwasher meeting Federal Standard | Commercial | New | Offices | FL Zone 2 | Per Unit | 0% | 64581.259 | 45527.1321 | 19054.1268 | 0.29504 | 15 | 1.3826 | -0.0001471 | 0 | Reference source included incremental cost only | 0 | No labor cost (installation will not vary between base & change) | 737.7778 | Illinois 2018 Statewide TRM, Section 4.2.8 (incremental cost only; average of all DW types) | 0 | No labor cost (installation will not vary between base & change) | 737.7778 | unit |  | 737.7778
Equipment | Energy Star Commercial Dishwasher | One Dishwasher meeting ENERGY STAR® 5.2 Requirements | One Dishwasher meeting Federal Standard | Commercial | New | Restaurants | FL Zone 2 | Per Unit | 29.7% | 64581.259 | 45527.1321 | 19054.1268 | 0.29504 | 15 | 1.3826 | -0.0001471 | 0 | Reference source included incremental cost only | 0 | No labor cost (installation will not vary between base & change) | 737.7778 | Illinois 2018 Statewide TRM, Section 4.2.8 (incremental cost only; average of all DW types) | 0 | No labor cost (installation will not vary between base & change) | 737.7778 | unit |  | 737.7778
Equipment | Energy Star Commercial Dishwasher | One Dishwasher meeting ENERGY STAR® 5.2 Requirements | One Dishwasher meeting Federal Standard | Commercial | New | Retail | FL Zone 2 | Per Unit | 0% | 64581.259 | 45527.1321 | 19054.1268 | 0.29504 | 15 | 1.3826 | -0.0001471 | 0 | Reference source included incremental cost only | 0 | No labor cost (installation will not vary between base & change) | 737.7778 | Illinois 2018 Statewide TRM, Section 4.2.8 (incremental cost only; average of all DW types) | 0 | No labor cost (installation will not vary between base & change) | 737.7778 | unit |  | 737.7778
Equipment | Energy Star Commercial Dishwasher | One Dishwasher meeting ENERGY STAR® 5.2 Requirements | One Dishwasher meeting Federal Standard | Commercial | New | Schools K-12 | FL Zone 2 | Per Unit | 29.7% | 64581.259 | 45527.1321 | 19054.1268 | 0.29504 | 15 | 1.3826 | -0.0001471 | 0 | Reference source included incremental cost only | 0 | No labor cost (installation will not vary between base & change) | 737.7778 | Illinois 2018 Statewide TRM, Section 4.2.8 (incremental cost only; average of all DW types) | 0 | No labor cost (installation will not vary between base & change) | 737.7778 | unit |  | 737.7778
Equipment | Energy Star Commercial Dishwasher | One Dishwasher meeting ENERGY STAR® 5.2 Requirements | One Dishwasher meeting Federal Standard | Commercial | New | Warehouse | FL Zone 2 | Per Unit | 0% | 64581.259 | 45527.1321 | 19054.1268 | 0.29504 | 15 | 1.3826 | -0.0001471 | 0 | Reference source included incremental cost only | 0 | No labor cost (installation will not vary between base & change) | 737.7778 | Illinois 2018 Statewide TRM, Section 4.2.8 (incremental cost only; average of all DW types) | 0 | No labor cost (installation will not vary between base & change) | 737.7778 | unit |  | 737.7778
Equipment | Heat Pump Water Heater | Efficient 50 Gallon Electric Heat Pump Water Heater (EF = 2.5) | Code-Compliant 50 Gallon Electric Heat Pump Water Heater (EF = 0.95) | Commercial | Turnover | Assembly | FL Zone 2 | Per Unit | 33.74% | 7192.4897 | 2494.2763 | 4698.2135 | 0.65321 | 10 | 0.79397 | 0.52808 | 419 | Baseline 50-gallon electric water heater: https://www.lowes.com/pd/A-O-Smith-Signature-50-Gallon-Short-6-year-Limited-4500-Watt-Double-Element-Electric-Water-Heater/1000216833 | 714 | Estimate at $105 per labor hour, assume 6.8 hours work, reference: http://www.serviskey.net/support/rate-estimator?s4=FL; https://www.homewyse.com/costs/cost_of_instant_hot_water_heaters.html (direct fit/replacement) | 1299 | https://www.homedepot.com/p/Rheem-Performance-Platinum-50-gal-10-Year-Hybrid-High-Efficiency-Smart-Tank-Electric-Water-Heater-XE50T10HD50U1/303419574 | 840 | Estimate at $105 per labor hour, assume 8 hours work, reference: http://www.serviskey.net/support/rate-estimator?s4=FL; https://www.homewyse.com/costs/cost_of_instant_hot_water_heaters.html (minor fit change) | 1006 | unit | 1 | 1006
Equipment | Heat Pump Water Heater | Efficient 50 Gallon Electric Heat Pump Water Heater (EF = 2.5) | Code-Compliant 50 Gallon Electric Heat Pump Water Heater (EF = 0.95) | Commercial | Turnover | College and University | FL Zone 2 | Per Unit | 28.07% | 165427.2641 | 57368.354 | 108058.9101 | 0.65321 | 10 | 5.7477 | 31.0919 | 419 | Baseline 50-gallon electric water heater: https://www.lowes.com/pd/A-O-Smith-Signature-50-Gallon-Short-6-year-Limited-4500-Watt-Double-Element-Electric-Water-Heater/1000216833 | 714 | Estimate at $105 per labor hour, assume 6.8 hours work, reference: http://www.serviskey.net/support/rate-estimator?s4=FL; https://www.homewyse.com/costs/cost_of_instant_hot_water_heaters.html (direct fit/replacement) | 1299 | https://www.homedepot.com/p/Rheem-Performance-Platinum-50-gal-10-Year-Hybrid-High-Efficiency-Smart-Tank-Electric-Water-Heater-XE50T10HD50U1/303419574 | 840 | Estimate at $105 per labor hour, assume 8 hours work, reference: http://www.serviskey.net/support/rate-estimator?s4=FL; https://www.homewyse.com/costs/cost_of_instant_hot_water_heaters.html (minor fit change) | 1006 | unit | 10 | 10060
Equipment | Heat Pump Water Heater | Efficient 50 Gallon Electric Heat Pump Water Heater (EF = 2.5) | Code-Compliant 50 Gallon Electric Heat Pump Water Heater (EF = 0.95) | Commercial | Turnover | Grocery | FL Zone 2 | Per Unit | 18.61% | 14384.9795 | 4988.5525 | 9396.427 | 0.65321 | 10 | 0.65925 | 3.4586 | 419 | Baseline 50-gallon electric water heater: https://www.lowes.com/pd/A-O-Smith-Signature-50-Gallon-Short-6-year-Limited-4500-Watt-Double-Element-Electric-Water-Heater/1000216833 | 714 | Estimate at $105 per labor hour, assume 6.8 hours work, reference: http://www.serviskey.net/support/rate-estimator?s4=FL; https://www.homewyse.com/costs/cost_of_instant_hot_water_heaters.html (direct fit/replacement) | 1299 | https://www.homedepot.com/p/Rheem-Performance-Platinum-50-gal-10-Year-Hybrid-High-Efficiency-Smart-Tank-Electric-Water-Heater-XE50T10HD50U1/303419574 | 840 | Estimate at $105 per labor hour, assume 8 hours work, reference: http://www.serviskey.net/support/rate-estimator?s4=FL; https://www.homewyse.com/costs/cost_of_instant_hot_water_heaters.html (minor fit change) | 1006 | unit | 1 | 1006
Equipment | Heat Pump Water Heater | Efficient 50 Gallon Electric Heat Pump Water Heater (EF = 2.5) | Code-Compliant 50 Gallon Electric Heat Pump Water Heater (EF = 0.95) | Commercial | Turnover | Healthcare | FL Zone 2 | Per Unit | 38.47% | 9589.9863 | 3325.7017 | 6264.2846 | 0.65321 | 10 | 1.0586 | 0.70411 | 419 | Baseline 50-gallon electric water heater: https://www.lowes.com/pd/A-O-Smith-Signature-50-Gallon-Short-6-year-Limited-4500-Watt-Double-Element-Electric-Water-Heater/1000216833 | 714 | Estimate at $105 per labor hour, assume 6.8 hours work, reference: http://www.serviskey.net/support/rate-estimator?s4=FL; https://www.homewyse.com/costs/cost_of_instant_hot_water_heaters.html (direct fit/replacement) | 1299 | https://www.homedepot.com/p/Rheem-Performance-Platinum-50-gal-10-Year-Hybrid-High-Efficiency-Smart-Tank-Electric-Water-Heater-XE50T10HD50U1/303419574 | 840 | Estimate at $105 per labor hour, assume 8 hours work, reference: http://www.serviskey.net/support/rate-estimator?s4=FL; https://www.homewyse.com/costs/cost_of_instant_hot_water_heaters.html (minor fit change) | 1006 | unit | 1 | 1006
Equipment | Heat Pump Water Heater | Efficient 50 Gallon Electric Heat Pump Water Heater (EF = 2.5) | Code-Compliant 50 Gallon Electric Heat Pump Water Heater (EF = 0.95) | Commercial | Turnover | Hospitals | FL Zone 2 | Per Unit | 42.25% | 290097.0863 | 100602.4758 | 189494.6105 | 0.65321 | 10 | 10.0793 | 54.5234 | 419 | Baseline 50-gallon electric water heater: https://www.lowes.com/pd/A-O-Smith-Signature-50-Gallon-Short-6-year-Limited-4500-Watt-Double-Element-Electric-Water-Heater/1000216833 | 714 | Estimate at $105 per labor hour, assume 6.8 hours work, reference: http://www.serviskey.net/support/rate-estimator?s4=FL; https://www.homewyse.com/costs/cost_of_instant_hot_water_heaters.html (direct fit/replacement) | 1299 | https://www.homedepot.com/p/Rheem-Performance-Platinum-50-gal-10-Year-Hybrid-High-Efficiency-Smart-Tank-Electric-Water-Heater-XE50T10HD50U1/303419574 | 840 | Estimate at $105 per labor hour, assume 8 hours work, reference: http://www.serviskey.net/support/rate-estimator?s4=FL; https://www.homewyse.com/costs/cost_of_instant_hot_water_heaters.html (minor fit change) | 1006 | unit | 15 | 15090
Equipment | Heat Pump Water Heater | Efficient 50 Gallon Electric Heat Pump Water Heater (EF = 2.5) | Code-Compliant 50 Gallon Electric Heat Pump Water Heater (EF = 0.95) | Commercial | Turnover | Institutional | FL Zone 2 | Per Unit | 33.74% | 575399.1794 | 199542.1007 | 375857.0786 | 0.65321 | 10 | 63.5174 | 42.2467 | 419 | Baseline 50-gallon electric water heater: https://www.lowes.com/pd/A-O-Smith-Signature-50-Gallon-Short-6-year-Limited-4500-Watt-Double-Element-Electric-Water-Heater/1000216833 | 714 | Estimate at $105 per labor hour, assume 6.8 hours work, reference: http://www.serviskey.net/support/rate-estimator?s4=FL; https://www.homewyse.com/costs/cost_of_instant_hot_water_heaters.html (direct fit/replacement) | 1299 | https://www.homedepot.com/p/Rheem-Performance-Platinum-50-gal-10-Year-Hybrid-High-Efficiency-Smart-Tank-Electric-Water-Heater-XE50T10HD50U1/303419574 | 840 | Estimate at $105 per labor hour, assume 8 hours work, reference: http://www.serviskey.net/support/rate-estimator?s4=FL; https://www.homewyse.com/costs/cost_of_instant_hot_water_heaters.html (minor fit change) | 1006 | unit | 25 | 25150
Equipment | Heat Pump Water Heater | Efficient 50 Gallon Electric Heat Pump Water Heater (EF = 2.5) | Code-Compliant 50 Gallon Electric Heat Pump Water Heater (EF = 0.95) | Commercial | Turnover | Lodging/Hospitality | FL Zone 2 | Per Unit | 41.31% | 69047.9015 | 23945.0521 | 45102.8494 | 0.65321 | 10 | 3.1644 | 16.6011 | 419 | Baseline 50-gallon electric water heater: https://www.lowes.com/pd/A-O-Smith-Signature-50-Gallon-Short-6-year-Limited-4500-Watt-Double-Element-Electric-Water-Heater/1000216833 | 714 | Estimate at $105 per labor hour, assume 6.8 hours work, reference: http://www.serviskey.net/support/rate-estimator?s4=FL; https://www.homewyse.com/costs/cost_of_instant_hot_water_heaters.html (direct fit/replacement) | 1299 | https://www.homedepot.com/p/Rheem-Performance-Platinum-50-gal-10-Year-Hybrid-High-Efficiency-Smart-Tank-Electric-Water-Heater-XE50T10HD50U1/303419574 | 840 | Estimate at $105 per labor hour, assume 8 hours work, reference: http://www.serviskey.net/support/rate-estimator?s4=FL; https://www.homewyse.com/costs/cost_of_instant_hot_water_heaters.html (minor fit change) | 1006 | unit | 3 | 3018
Equipment | Heat Pump Water Heater | Efficient 50 Gallon Electric Heat Pump Water Heater (EF = 2.5) | Code-Compliant 50 Gallon Electric Heat Pump Water Heater (EF = 0.95) | Commercial | Turnover | Miscellaneous | FL Zone 2 | Per Unit | 33.74% | 431549.3845 | 149656.5756 | 281892.809 | 0.65321 | 10 | 47.638 | 31.685 | 419 | Baseline 50-gallon electric water heater: https://www.lowes.com/pd/A-O-Smith-Signature-50-Gallon-Short-6-year-Limited-4500-Watt-Double-Element-Electric-Water-Heater/1000216833 | 714 | Estimate at $105 per labor hour, assume 6.8 hours work, reference: http://www.serviskey.net/support/rate-estimator?s4=FL; https://www.homewyse.com/costs/cost_of_instant_hot_water_heaters.html (direct fit/replacement) | 1299 | https://www.homedepot.com/p/Rheem-Performance-Platinum-50-gal-10-Year-Hybrid-High-Efficiency-Smart-Tank-Electric-Water-Heater-XE50T10HD50U1/303419574 | 840 | Estimate at $105 per labor hour, assume 8 hours work, reference: http://www.serviskey.net/support/rate-estimator?s4=FL; https://www.homewyse.com/costs/cost_of_instant_hot_water_heaters.html (minor fit change) | 1006 | unit | 20 | 20120
Equipment | Heat Pump Water Heater | Efficient 50 Gallon Electric Heat Pump Water Heater (EF = 2.5) | Code-Compliant 50 Gallon Electric Heat Pump Water Heater (EF = 0.95) | Commercial | Turnover | Offices | FL Zone 2 | Per Unit | 40.36% | 59937.4145 | 20785.6355 | 39151.779 | 0.65321 | 10 | 6.6164 | 4.4007 | 419 | Baseline 50-gallon electric water heater: https://www.lowes.com/pd/A-O-Smith-Signature-50-Gallon-Short-6-year-Limited-4500-Watt-Double-Element-Electric-Water-Heater/1000216833 | 714 | Estimate at $105 per labor hour, assume 6.8 hours work, reference: http://www.serviskey.net/support/rate-estimator?s4=FL; https://www.homewyse.com/costs/cost_of_instant_hot_water_heaters.html (direct fit/replacement) | 1299 | https://www.homedepot.com/p/Rheem-Performance-Platinum-50-gal-10-Year-Hybrid-High-Efficiency-Smart-Tank-Electric-Water-Heater-XE50T10HD50U1/303419574 | 840 | Estimate at $105 per labor hour, assume 8 hours work, reference: http://www.serviskey.net/support/rate-estimator?s4=FL; https://www.homewyse.com/costs/cost_of_instant_hot_water_heaters.html (minor fit change) | 1006 | unit | 3 | 3018
Equipment | Heat Pump Water Heater | Efficient 50 Gallon Electric Heat Pump Water Heater (EF = 2.5) | Code-Compliant 50 Gallon Electric Heat Pump Water Heater (EF = 0.95) | Commercial | Turnover | Restaurants | FL Zone 2 | Per Unit | 19.56% | 23974.9658 | 8314.2542 | 15660.7116 | 0.65321 | 10 | 1.0987 | 5.7643 | 419 | Baseline 50-gallon electric water heater: https://www.lowes.com/pd/A-O-Smith-Signature-50-Gallon-Short-6-year-Limited-4500-Watt-Double-Element-Electric-Water-Heater/1000216833 | 714 | Estimate at $105 per labor hour, assume 6.8 hours work, reference: http://www.serviskey.net/support/rate-estimator?s4=FL; https://www.homewyse.com/costs/cost_of_instant_hot_water_heaters.html (direct fit/replacement) | 1299 | https://www.homedepot.com/p/Rheem-Performance-Platinum-50-gal-10-Year-Hybrid-High-Efficiency-Smart-Tank-Electric-Water-Heater-XE50T10HD50U1/303419574 | 840 | Estimate at $105 per labor hour, assume 8 hours work, reference: http://www.serviskey.net/support/rate-estimator?s4=FL; https://www.homewyse.com/costs/cost_of_instant_hot_water_heaters.html (minor fit change) | 1006 | unit | 2 | 2012
Equipment | Heat Pump Water Heater | Efficient 50 Gallon Electric Heat Pump Water Heater (EF = 2.5) | Code-Compliant 50 Gallon Electric Heat Pump Water Heater (EF = 0.95) | Commercial | Turnover | Retail | FL Zone 2 | Per Unit | 17.67% | 42723.3891 | 14816.001 | 27907.3881 | 0.65321 | 10 | 1.958 | 10.2719 | 419 | Baseline 50-gallon electric water heater: https://www.lowes.com/pd/A-O-Smith-Signature-50-Gallon-Short-6-year-Limited-4500-Watt-Double-Element-Electric-Water-Heater/1000216833 | 714 | Estimate at $105 per labor hour, assume 6.8 hours work, reference: http://www.serviskey.net/support/rate-estimator?s4=FL; https://www.homewyse.com/costs/cost_of_instant_hot_water_heaters.html (direct fit/replacement) | 1299 | https://www.homedepot.com/p/Rheem-Performance-Platinum-50-gal-10-Year-Hybrid-High-Efficiency-Smart-Tank-Electric-Water-Heater-XE50T10HD50U1/303419574 | 840 | Estimate at $105 per labor hour, assume 8 hours work, reference: http://www.serviskey.net/support/rate-estimator?s4=FL; https://www.homewyse.com/costs/cost_of_instant_hot_water_heaters.html (minor fit change) | 1006 | unit | 3 | 3018
Equipment | Heat Pump Water Heater | Efficient 50 Gallon Electric Heat Pump Water Heater (EF = 2.5) | Code-Compliant 50 Gallon Electric Heat Pump Water Heater (EF = 0.95) | Commercial | Turnover | Schools K-12 | FL Zone 2 | Per Unit | 28.07% | 2996.9364 | 1039.3046 | 1957.6319 | 0.65321 | 10 | 0.33083 | 0.22004 | 419 | Baseline 50-gallon electric water heater: https://www.lowes.com/pd/A-O-Smith-Signature-50-Gallon-Short-6-year-Limited-4500-Watt-Double-Element-Electric-Water-Heater/1000216833 | 714 | Estimate at $105 per labor hour, assume 6.8 hours work, reference: http://www.serviskey.net/support/rate-estimator?s4=FL; https://www.homewyse.com/costs/cost_of_instant_hot_water_heaters.html (direct fit/replacement) | 1299 | https://www.homedepot.com/p/Rheem-Performance-Platinum-50-gal-10-Year-Hybrid-High-Efficiency-Smart-Tank-Electric-Water-Heater-XE50T10HD50U1/303419574 | 840 | Estimate at $105 per labor hour, assume 8 hours work, reference: http://www.serviskey.net/support/rate-estimator?s4=FL; https://www.homewyse.com/costs/cost_of_instant_hot_water_heaters.html (minor fit change) | 1006 | unit | 1 | 1006
Equipment | Heat Pump Water Heater | Efficient 50 Gallon Electric Heat Pump Water Heater (EF = 2.5) | Code-Compliant 50 Gallon Electric Heat Pump Water Heater (EF = 0.95) | Commercial | Turnover | Warehouse | FL Zone 2 | Per Unit | 19.56% | 14384.9795 | 4988.5525 | 9396.427 | 0.65321 | 10 | 1.5879 | 1.0562 | 419 | Baseline 50-gallon electric water heater: https://www.lowes.com/pd/A-O-Smith-Signature-50-Gallon-Short-6-year-Limited-4500-Watt-Double-Element-Electric-Water-Heater/1000216833 | 714 | Estimate at $105 per labor hour, assume 6.8 hours work, reference: http://www.serviskey.net/support/rate-estimator?s4=FL; https://www.homewyse.com/costs/cost_of_instant_hot_water_heaters.html (direct fit/replacement) | 1299 | https://www.homedepot.com/p/Rheem-Performance-Platinum-50-gal-10-Year-Hybrid-High-Efficiency-Smart-Tank-Electric-Water-Heater-XE50T10HD50U1/303419574 | 840 | Estimate at $105 per labor hour, assume 8 hours work, reference: http://www.serviskey.net/support/rate-estimator?s4=FL; https://www.homewyse.com/costs/cost_of_instant_hot_water_heaters.html (minor fit change) | 1006 | unit | 1 | 1006
Equipment | Heat Pump Water Heater | Efficient 50 Gallon Electric Heat Pump Water Heater (EF = 2.5) | Code-Compliant 50 Gallon Electric Heat Pump Water Heater (EF = 0.95) | Commercial | New | Assembly | FL Zone 2 | Per Unit | 33.74% | 7192.4897 | 2494.2763 | 4698.2135 | 0.65321 | 10 | 0.79397 | 0.52808 | 419 | Baseline 50-gallon electric water heater: https://www.lowes.com/pd/A-O-Smith-Signature-50-Gallon-Short-6-year-Limited-4500-Watt-Double-Element-Electric-Water-Heater/1000216833 | 714 | Estimate at $105 per labor hour, assume 6.8 hours work, reference: http://www.serviskey.net/support/rate-estimator?s4=FL; https://www.homewyse.com/costs/cost_of_instant_hot_water_heaters.html (direct fit/replacement) | 1299 | https://www.homedepot.com/p/Rheem-Performance-Platinum-50-gal-10-Year-Hybrid-High-Efficiency-Smart-Tank-Electric-Water-Heater-XE50T10HD50U1/303419574 | 840 | Estimate at $105 per labor hour, assume 8 hours work, reference: http://www.serviskey.net/support/rate-estimator?s4=FL; https://www.homewyse.com/costs/cost_of_instant_hot_water_heaters.html (minor fit change) | 1006 | unit | 1 | 1006
Equipment | Heat Pump Water Heater | Efficient 50 Gallon Electric Heat Pump Water Heater (EF = 2.5) | Code-Compliant 50 Gallon Electric Heat Pump Water Heater (EF = 0.95) | Commercial | New | College and University | FL Zone 2 | Per Unit | 28.07% | 165427.2641 | 57368.354 | 108058.9101 | 0.65321 | 10 | 5.7477 | 31.0919 | 419 | Baseline 50-gallon electric water heater: https://www.lowes.com/pd/A-O-Smith-Signature-50-Gallon-Short-6-year-Limited-4500-Watt-Double-Element-Electric-Water-Heater/1000216833 | 714 | Estimate at $105 per labor hour, assume 6.8 hours work, reference: http://www.serviskey.net/support/rate-estimator?s4=FL; https://www.homewyse.com/costs/cost_of_instant_hot_water_heaters.html (direct fit/replacement) | 1299 | https://www.homedepot.com/p/Rheem-Performance-Platinum-50-gal-10-Year-Hybrid-High-Efficiency-Smart-Tank-Electric-Water-Heater-XE50T10HD50U1/303419574 | 840 | Estimate at $105 per labor hour, assume 8 hours work, reference: http://www.serviskey.net/support/rate-estimator?s4=FL; https://www.homewyse.com/costs/cost_of_instant_hot_water_heaters.html (minor fit change) | 1006 | unit | 10 | 10060
Equipment | Heat Pump Water Heater | Efficient 50 Gallon Electric Heat Pump Water Heater (EF = 2.5) | Code-Compliant 50 Gallon Electric Heat Pump Water Heater (EF = 0.95) | Commercial | New | Grocery | FL Zone 2 | Per Unit | 18.61% | 14384.9795 | 4988.5525 | 9396.427 | 0.65321 | 10 | 0.65925 | 3.4586 | 419 | Baseline 50-gallon electric water heater: https://www.lowes.com/pd/A-O-Smith-Signature-50-Gallon-Short-6-year-Limited-4500-Watt-Double-Element-Electric-Water-Heater/1000216833 | 714 | Estimate at $105 per labor hour, assume 6.8 hours work, reference: http://www.serviskey.net/support/rate-estimator?s4=FL; https://www.homewyse.com/costs/cost_of_instant_hot_water_heaters.html (direct fit/replacement) | 1299 | https://www.homedepot.com/p/Rheem-Performance-Platinum-50-gal-10-Year-Hybrid-High-Efficiency-Smart-Tank-Electric-Water-Heater-XE50T10HD50U1/303419574 | 840 | Estimate at $105 per labor hour, assume 8 hours work, reference: http://www.serviskey.net/support/rate-estimator?s4=FL; https://www.homewyse.com/costs/cost_of_instant_hot_water_heaters.html (minor fit change) | 1006 | unit | 1 | 1006
Equipment | Heat Pump Water Heater | Efficient 50 Gallon Electric Heat Pump Water Heater (EF = 2.5) | Code-Compliant 50 Gallon Electric Heat Pump Water Heater (EF = 0.95) | Commercial | New | Healthcare | FL Zone 2 | Per Unit | 38.47% | 9589.9863 | 3325.7017 | 6264.2846 | 0.65321 | 10 | 1.0586 | 0.70411 | 419 | Baseline 50-gallon electric water heater: https://www.lowes.com/pd/A-O-Smith-Signature-50-Gallon-Short-6-year-Limited-4500-Watt-Double-Element-Electric-Water-Heater/1000216833 | 714 | Estimate at $105 per labor hour, assume 6.8 hours work, reference: http://www.serviskey.net/support/rate-estimator?s4=FL; https://www.homewyse.com/costs/cost_of_instant_hot_water_heaters.html (direct fit/replacement) | 1299 | https://www.homedepot.com/p/Rheem-Performance-Platinum-50-gal-10-Year-Hybrid-High-Efficiency-Smart-Tank-Electric-Water-Heater-XE50T10HD50U1/303419574 | 840 | Estimate at $105 per labor hour, assume 8 hours work, reference: http://www.serviskey.net/support/rate-estimator?s4=FL; https://www.homewyse.com/costs/cost_of_instant_hot_water_heaters.html (minor fit change) | 1006 | unit | 1 | 1006
Equipment | Heat Pump Water Heater | Efficient 50 Gallon Electric Heat Pump Water Heater (EF = 2.5) | Code-Compliant 50 Gallon Electric Heat Pump Water Heater (EF = 0.95) | Commercial | New | Hospitals | FL Zone 2 | Per Unit | 42.25% | 290097.0863 | 100602.4758 | 189494.6105 | 0.65321 | 10 | 10.0793 | 54.5234 | 419 | Baseline 50-gallon electric water heater: https://www.lowes.com/pd/A-O-Smith-Signature-50-Gallon-Short-6-year-Limited-4500-Watt-Double-Element-Electric-Water-Heater/1000216833 | 714 | Estimate at $105 per labor hour, assume 6.8 hours work, reference: http://www.serviskey.net/support/rate-estimator?s4=FL; https://www.homewyse.com/costs/cost_of_instant_hot_water_heaters.html (direct fit/replacement) | 1299 | https://www.homedepot.com/p/Rheem-Performance-Platinum-50-gal-10-Year-Hybrid-High-Efficiency-Smart-Tank-Electric-Water-Heater-XE50T10HD50U1/303419574 | 840 | Estimate at $105 per labor hour, assume 8 hours work, reference: http://www.serviskey.net/support/rate-estimator?s4=FL; https://www.homewyse.com/costs/cost_of_instant_hot_water_heaters.html (minor fit change) | 1006 | unit | 15 | 15090
Equipment | Heat Pump Water Heater | Efficient 50 Gallon Electric Heat Pump Water Heater (EF = 2.5) | Code-Compliant 50 Gallon Electric Heat Pump Water Heater (EF = 0.95) | Commercial | New | Institutional | FL Zone 2 | Per Unit | 33.74% | 575399.1794 | 199542.1007 | 375857.0786 | 0.65321 | 10 | 63.5174 | 42.2467 | 419 | Baseline 50-gallon electric water heater: https://www.lowes.com/pd/A-O-Smith-Signature-50-Gallon-Short-6-year-Limited-4500-Watt-Double-Element-Electric-Water-Heater/1000216833 | 714 | Estimate at $105 per labor hour, assume 6.8 hours work, reference: http://www.serviskey.net/support/rate-estimator?s4=FL; https://www.homewyse.com/costs/cost_of_instant_hot_water_heaters.html (direct fit/replacement) | 1299 | https://www.homedepot.com/p/Rheem-Performance-Platinum-50-gal-10-Year-Hybrid-High-Efficiency-Smart-Tank-Electric-Water-Heater-XE50T10HD50U1/303419574 | 840 | Estimate at $105 per labor hour, assume 8 hours work, reference: http://www.serviskey.net/support/rate-estimator?s4=FL; https://www.homewyse.com/costs/cost_of_instant_hot_water_heaters.html (minor fit change) | 1006 | unit | 25 | 25150
Equipment | Heat Pump Water Heater | Efficient 50 Gallon Electric Heat Pump Water Heater (EF = 2.5) | Code-Compliant 50 Gallon Electric Heat Pump Water Heater (EF = 0.95) | Commercial | New | Lodging/Hospitality | FL Zone 2 | Per Unit | 41.31% | 69047.9015 | 23945.0521 | 45102.8494 | 0.65321 | 10 | 3.1644 | 16.6011 | 419 | Baseline 50-gallon electric water heater: https://www.lowes.com/pd/A-O-Smith-Signature-50-Gallon-Short-6-year-Limited-4500-Watt-Double-Element-Electric-Water-Heater/1000216833 | 714 | Estimate at $105 per labor hour, assume 6.8 hours work, reference: http://www.serviskey.net/support/rate-estimator?s4=FL; https://www.homewyse.com/costs/cost_of_instant_hot_water_heaters.html (direct fit/replacement) | 1299 | https://www.homedepot.com/p/Rheem-Performance-Platinum-50-gal-10-Year-Hybrid-High-Efficiency-Smart-Tank-Electric-Water-Heater-XE50T10HD50U1/303419574 | 840 | Estimate at $105 per labor hour, assume 8 hours work, reference: http://www.serviskey.net/support/rate-estimator?s4=FL; https://www.homewyse.com/costs/cost_of_instant_hot_water_heaters.html (minor fit change) | 1006 | unit | 3 | 3018
Equipment | Heat Pump Water Heater | Efficient 50 Gallon Electric Heat Pump Water Heater (EF = 2.5) | Code-Compliant 50 Gallon Electric Heat Pump Water Heater (EF = 0.95) | Commercial | New | Miscellaneous | FL Zone 2 | Per Unit | 33.74% | 431549.3845 | 149656.5756 | 281892.809 | 0.65321 | 10 | 47.638 | 31.685 | 419 | Baseline 50-gallon electric water heater: https://www.lowes.com/pd/A-O-Smith-Signature-50-Gallon-Short-6-year-Limited-4500-Watt-Double-Element-Electric-Water-Heater/1000216833 | 714 | Estimate at $105 per labor hour, assume 6.8 hours work, reference: http://www.serviskey.net/support/rate-estimator?s4=FL; https://www.homewyse.com/costs/cost_of_instant_hot_water_heaters.html (direct fit/replacement) | 1299 | https://www.homedepot.com/p/Rheem-Performance-Platinum-50-gal-10-Year-Hybrid-High-Efficiency-Smart-Tank-Electric-Water-Heater-XE50T10HD50U1/303419574 | 840 | Estimate at $105 per labor hour, assume 8 hours work, reference: http://www.serviskey.net/support/rate-estimator?s4=FL; https://www.homewyse.com/costs/cost_of_instant_hot_water_heaters.html (minor fit change) | 1006 | unit | 20 | 20120
Equipment | Heat Pump Water Heater | Efficient 50 Gallon Electric Heat Pump Water Heater (EF = 2.5) | Code-Compliant 50 Gallon Electric Heat Pump Water Heater (EF = 0.95) | Commercial | New | Offices | FL Zone 2 | Per Unit | 40.36% | 59937.4145 | 20785.6355 | 39151.779 | 0.65321 | 10 | 6.6164 | 4.4007 | 419 | Baseline 50-gallon electric water heater: https://www.lowes.com/pd/A-O-Smith-Signature-50-Gallon-Short-6-year-Limited-4500-Watt-Double-Element-Electric-Water-Heater/1000216833 | 714 | Estimate at $105 per labor hour, assume 6.8 hours work, reference: http://www.serviskey.net/support/rate-estimator?s4=FL; https://www.homewyse.com/costs/cost_of_instant_hot_water_heaters.html (direct fit/replacement) | 1299 | https://www.homedepot.com/p/Rheem-Performance-Platinum-50-gal-10-Year-Hybrid-High-Efficiency-Smart-Tank-Electric-Water-Heater-XE50T10HD50U1/303419574 | 840 | Estimate at $105 per labor hour, assume 8 hours work, reference: http://www.serviskey.net/support/rate-estimator?s4=FL; https://www.homewyse.com/costs/cost_of_instant_hot_water_heaters.html (minor fit change) | 1006 | unit | 3 | 3018
Equipment | Heat Pump Water Heater | Efficient 50 Gallon Electric Heat Pump Water Heater (EF = 2.5) | Code-Compliant 50 Gallon Electric Heat Pump Water Heater (EF = 0.95) | Commercial | New | Restaurants | FL Zone 2 | Per Unit | 19.56% | 23974.9658 | 8314.2542 | 15660.7116 | 0.65321 | 10 | 1.0987 | 5.7643 | 419 | Baseline 50-gallon electric water heater: https://www.lowes.com/pd/A-O-Smith-Signature-50-Gallon-Short-6-year-Limited-4500-Watt-Double-Element-Electric-Water-Heater/1000216833 | 714 | Estimate at $105 per labor hour, assume 6.8 hours work, reference: http://www.serviskey.net/support/rate-estimator?s4=FL; https://www.homewyse.com/costs/cost_of_instant_hot_water_heaters.html (direct fit/replacement) | 1299 | https://www.homedepot.com/p/Rheem-Performance-Platinum-50-gal-10-Year-Hybrid-High-Efficiency-Smart-Tank-Electric-Water-Heater-XE50T10HD50U1/303419574 | 840 | Estimate at $105 per labor hour, assume 8 hours work, reference: http://www.serviskey.net/support/rate-estimator?s4=FL; https://www.homewyse.com/costs/cost_of_instant_hot_water_heaters.html (minor fit change) | 1006 | unit | 2 | 2012
Equipment | Heat Pump Water Heater | Efficient 50 Gallon Electric Heat Pump Water Heater (EF = 2.5) | Code-Compliant 50 Gallon Electric Heat Pump Water Heater (EF = 0.95) | Commercial | New | Retail | FL Zone 2 | Per Unit | 17.67% | 42723.3891 | 14816.001 | 27907.3881 | 0.65321 | 10 | 1.958 | 10.2719 | 419 | Baseline 50-gallon electric water heater: https://www.lowes.com/pd/A-O-Smith-Signature-50-Gallon-Short-6-year-Limited-4500-Watt-Double-Element-Electric-Water-Heater/1000216833 | 714 | Estimate at $105 per labor hour, assume 6.8 hours work, reference: http://www.serviskey.net/support/rate-estimator?s4=FL; https://www.homewyse.com/costs/cost_of_instant_hot_water_heaters.html (direct fit/replacement) | 1299 | https://www.homedepot.com/p/Rheem-Performance-Platinum-50-gal-10-Year-Hybrid-High-Efficiency-Smart-Tank-Electric-Water-Heater-XE50T10HD50U1/303419574 | 840 | Estimate at $105 per labor hour, assume 8 hours work, reference: http://www.serviskey.net/support/rate-estimator?s4=FL; https://www.homewyse.com/costs/cost_of_instant_hot_water_heaters.html (minor fit change) | 1006 | unit | 3 | 3018
Equipment | Heat Pump Water Heater | Efficient 50 Gallon Electric Heat Pump Water Heater (EF = 2.5) | Code-Compliant 50 Gallon Electric Heat Pump Water Heater (EF = 0.95) | Commercial | New | Schools K-12 | FL Zone 2 | Per Unit | 28.07% | 2996.9364 | 1039.3046 | 1957.6319 | 0.65321 | 10 | 0.33083 | 0.22004 | 419 | Baseline 50-gallon electric water heater: https://www.lowes.com/pd/A-O-Smith-Signature-50-Gallon-Short-6-year-Limited-4500-Watt-Double-Element-Electric-Water-Heater/1000216833 | 714 | Estimate at $105 per labor hour, assume 6.8 hours work, reference: http://www.serviskey.net/support/rate-estimator?s4=FL; https://www.homewyse.com/costs/cost_of_instant_hot_water_heaters.html (direct fit/replacement) | 1299 | https://www.homedepot.com/p/Rheem-Performance-Platinum-50-gal-10-Year-Hybrid-High-Efficiency-Smart-Tank-Electric-Water-Heater-XE50T10HD50U1/303419574 | 840 | Estimate at $105 per labor hour, assume 8 hours work, reference: http://www.serviskey.net/support/rate-estimator?s4=FL; https://www.homewyse.com/costs/cost_of_instant_hot_water_heaters.html (minor fit change) | 1006 | unit | 1 | 1006
Equipment | Heat Pump Water Heater | Efficient 50 Gallon Electric Heat Pump Water Heater (EF = 2.5) | Code-Compliant 50 Gallon Electric Heat Pump Water Heater (EF = 0.95) | Commercial | New | Warehouse | FL Zone 2 | Per Unit | 19.56% | 14384.9795 | 4988.5525 | 9396.427 | 0.65321 | 10 | 1.5879 | 1.0562 | 419 | Baseline 50-gallon electric water heater: https://www.lowes.com/pd/A-O-Smith-Signature-50-Gallon-Short-6-year-Limited-4500-Watt-Double-Element-Electric-Water-Heater/1000216833 | 714 | Estimate at $105 per labor hour, assume 6.8 hours work, reference: http://www.serviskey.net/support/rate-estimator?s4=FL; https://www.homewyse.com/costs/cost_of_instant_hot_water_heaters.html (direct fit/replacement) | 1299 | https://www.homedepot.com/p/Rheem-Performance-Platinum-50-gal-10-Year-Hybrid-High-Efficiency-Smart-Tank-Electric-Water-Heater-XE50T10HD50U1/303419574 | 840 | Estimate at $105 per labor hour, assume 8 hours work, reference: http://www.serviskey.net/support/rate-estimator?s4=FL; https://www.homewyse.com/costs/cost_of_instant_hot_water_heaters.html (minor fit change) | 1006 | unit | 1 | 1006
Equipment | Instantaneous Hot Water System | Instantaneous Hot Water System | 0 | Commercial | Turnover | Assembly | FL Zone 2 | Per Water Heater | 94.56% | 6497.1371 | 6117.2534 | 379.8836 | 0.058469 | 20 | 0.042084 | 0.048493 | 0 | Reference source included incremental cost only | 714 | Estimate at $105 per labor hour, assume 6.8 hours work, reference: http://www.serviskey.net/support/rate-estimator?s4=FL; https://www.homewyse.com/costs/cost_of_instant_hot_water_heaters.html (direct fit/replacement) | 1350 | Illinois 2018 Statewide TRM, Section 4.3.5 (average incremental cost of sizes listed) | 2331 | Estimate at $105 per labor hour, assume 11.1 hours work per WH (assume additional 50% of time for 2nd & 3rd for wiring, breakers, etc), reference: http://www.serviskey.net/support/rate-estimator?s4=FL; https://www.homewyse.com/costs/cost_of_instant_hot_water_heaters.html (major fit/position change) | 2967 | unit | 1 | 2967
Equipment | Instantaneous Hot Water System | Instantaneous Hot Water System | 0 | Commercial | Turnover | College and University | FL Zone 2 | Per Water Heater | 94.56% | 149434.1526 | 140696.8292 | 8737.3234 | 0.058469 | 20 | 0.82565 | 1.9915 | 0 | Reference source included incremental cost only | 714 | Estimate at $105 per labor hour, assume 6.8 hours work, reference: http://www.serviskey.net/support/rate-estimator?s4=FL; https://www.homewyse.com/costs/cost_of_instant_hot_water_heaters.html (direct fit/replacement) | 1350 | Illinois 2018 Statewide TRM, Section 4.3.5 (average incremental cost of sizes listed) | 2331 | Estimate at $105 per labor hour, assume 11.1 hours work per WH (assume additional 50% of time for 2nd & 3rd for wiring, breakers, etc), reference: http://www.serviskey.net/support/rate-estimator?s4=FL; https://www.homewyse.com/costs/cost_of_instant_hot_water_heaters.html (major fit/position change) | 2967 | unit | 10 | 29670
Equipment | Instantaneous Hot Water System | Instantaneous Hot Water System | 0 | Commercial | Turnover | Grocery | FL Zone 2 | Per Water Heater | 94.56% | 12994.2741 | 12234.5069 | 759.7673 | 0.058469 | 20 | 0.084523 | 0.088194 | 0 | Reference source included incremental cost only | 714 | Estimate at $105 per labor hour, assume 6.8 hours work, reference: http://www.serviskey.net/support/rate-estimator?s4=FL; https://www.homewyse.com/costs/cost_of_instant_hot_water_heaters.html (direct fit/replacement) | 1350 | Illinois 2018 Statewide TRM, Section 4.3.5 (average incremental cost of sizes listed) | 2331 | Estimate at $105 per labor hour, assume 11.1 hours work per WH (assume additional 50% of time for 2nd & 3rd for wiring, breakers, etc), reference: http://www.serviskey.net/support/rate-estimator?s4=FL; https://www.homewyse.com/costs/cost_of_instant_hot_water_heaters.html (major fit/position change) | 2967 | unit | 1 | 2967
Equipment | Instantaneous Hot Water System | Instantaneous Hot Water System | 0 | Commercial | Turnover | Healthcare | FL Zone 2 | Per Water Heater | 94.56% | 8662.8494 | 8156.3379 | 506.5115 | 0.058469 | 20 | 0.056112 | 0.064657 | 0 | Reference source included incremental cost only | 714 | Estimate at $105 per labor hour, assume 6.8 hours work, reference: http://www.serviskey.net/support/rate-estimator?s4=FL; https://www.homewyse.com/costs/cost_of_instant_hot_water_heaters.html (direct fit/replacement) | 1350 | Illinois 2018 Statewide TRM, Section 4.3.5 (average incremental cost of sizes listed) | 2331 | Estimate at $105 per labor hour, assume 11.1 hours work per WH (assume additional 50% of time for 2nd & 3rd for wiring, breakers, etc), reference: http://www.serviskey.net/support/rate-estimator?s4=FL; https://www.homewyse.com/costs/cost_of_instant_hot_water_heaters.html (major fit/position change) | 2967 | unit | 1 | 2967
Equipment | Instantaneous Hot Water System | Instantaneous Hot Water System | 0 | Commercial | Turnover | Hospitals | FL Zone 2 | Per Water Heater | 94.56% | 262051.1952 | 246729.2222 | 15321.9729 | 0.058469 | 20 | 1.4479 | 3.4923 | 0 | Reference source included incremental cost only | 714 | Estimate at $105 per labor hour, assume 6.8 hours work, reference: http://www.serviskey.net/support/rate-estimator?s4=FL; https://www.homewyse.com/costs/cost_of_instant_hot_water_heaters.html (direct fit/replacement) | 1350 | Illinois 2018 Statewide TRM, Section 4.3.5 (average incremental cost of sizes listed) | 2331 | Estimate at $105 per labor hour, assume 11.1 hours work per WH (assume additional 50% of time for 2nd & 3rd for wiring, breakers, etc), reference: http://www.serviskey.net/support/rate-estimator?s4=FL; https://www.homewyse.com/costs/cost_of_instant_hot_water_heaters.html (major fit/position change) | 2967 | unit | 15 | 44505
Equipment | Instantaneous Hot Water System | Instantaneous Hot Water System | 0 | Commercial | Turnover | Institutional | FL Zone 2 | Per Water Heater | 94.56% | 519770.9656 | 489380.2755 | 30390.6901 | 0.058469 | 20 | 3.3667 | 3.8794 | 0 | Reference source included incremental cost only | 714 | Estimate at $105 per labor hour, assume 6.8 hours work, reference: http://www.serviskey.net/support/rate-estimator?s4=FL; https://www.homewyse.com/costs/cost_of_instant_hot_water_heaters.html (direct fit/replacement) | 1350 | Illinois 2018 Statewide TRM, Section 4.3.5 (average incremental cost of sizes listed) | 2331 | Estimate at $105 per labor hour, assume 11.1 hours work per WH (assume additional 50% of time for 2nd & 3rd for wiring, breakers, etc), reference: http://www.serviskey.net/support/rate-estimator?s4=FL; https://www.homewyse.com/costs/cost_of_instant_hot_water_heaters.html (major fit/position change) | 2967 | unit | 25 | 74175
Equipment | Instantaneous Hot Water System | Instantaneous Hot Water System | 0 | Commercial | Turnover | Lodging/Hospitality | FL Zone 2 | Per Water Heater | 94.56% | 62372.5159 | 58725.6331 | 3646.8828 | 0.058469 | 20 | 0.40571 | 0.42333 | 0 | Reference source included incremental cost only | 714 | Estimate at $105 per labor hour, assume 6.8 hours work, reference: http://www.serviskey.net/support/rate-estimator?s4=FL; https://www.homewyse.com/costs/cost_of_instant_hot_water_heaters.html (direct fit/replacement) | 1350 | Illinois 2018 Statewide TRM, Section 4.3.5 (average incremental cost of sizes listed) | 2331 | Estimate at $105 per labor hour, assume 11.1 hours work per WH (assume additional 50% of time for 2nd & 3rd for wiring, breakers, etc), reference: http://www.serviskey.net/support/rate-estimator?s4=FL; https://www.homewyse.com/costs/cost_of_instant_hot_water_heaters.html (major fit/position change) | 2967 | unit | 3 | 8901
Equipment | Instantaneous Hot Water System | Instantaneous Hot Water System | 0 | Commercial | Turnover | Miscellaneous | FL Zone 2 | Per Water Heater | 94.56% | 389828.2242 | 367035.2066 | 22793.0176 | 0.058469 | 20 | 2.525 | 2.9096 | 0 | Reference source included incremental cost only | 714 | Estimate at $105 per labor hour, assume 6.8 hours work, reference: http://www.serviskey.net/support/rate-estimator?s4=FL; https://www.homewyse.com/costs/cost_of_instant_hot_water_heaters.html (direct fit/replacement) | 1350 | Illinois 2018 Statewide TRM, Section 4.3.5 (average incremental cost of sizes listed) | 2331 | Estimate at $105 per labor hour, assume 11.1 hours work per WH (assume additional 50% of time for 2nd & 3rd for wiring, breakers, etc), reference: http://www.serviskey.net/support/rate-estimator?s4=FL; https://www.homewyse.com/costs/cost_of_instant_hot_water_heaters.html (major fit/position change) | 2967 | unit | 20 | 59340
Equipment | Instantaneous Hot Water System | Instantaneous Hot Water System | 0 | Commercial | Turnover | Offices | FL Zone 2 | Per Water Heater | 94.56% | 54142.8089 | 50977.112 | 3165.6969 | 0.058469 | 20 | 0.3507 | 0.4041 | 0 | Reference source included incremental cost only | 714 | Estimate at $105 per labor hour, assume 6.8 hours work, reference: http://www.serviskey.net/support/rate-estimator?s4=FL; https://www.homewyse.com/costs/cost_of_instant_hot_water_heaters.html (direct fit/replacement) | 1350 | Illinois 2018 Statewide TRM, Section 4.3.5 (average incremental cost of sizes listed) | 2331 | Estimate at $105 per labor hour, assume 11.1 hours work per WH (assume additional 50% of time for 2nd & 3rd for wiring, breakers, etc), reference: http://www.serviskey.net/support/rate-estimator?s4=FL; https://www.homewyse.com/costs/cost_of_instant_hot_water_heaters.html (major fit/position change) | 2967 | unit | 3 | 8901
Equipment | Instantaneous Hot Water System | Instantaneous Hot Water System | 0 | Commercial | Turnover | Restaurants | FL Zone 2 | Per Water Heater | 94.56% | 21657.1236 | 20390.8448 | 1266.2788 | 0.058469 | 20 | 0.14087 | 0.14699 | 0 | Reference source included incremental cost only | 714 | Estimate at $105 per labor hour, assume 6.8 hours work, reference: http://www.serviskey.net/support/rate-estimator?s4=FL; https://www.homewyse.com/costs/cost_of_instant_hot_water_heaters.html (direct fit/replacement) | 1350 | Illinois 2018 Statewide TRM, Section 4.3.5 (average incremental cost of sizes listed) | 2331 | Estimate at $105 per labor hour, assume 11.1 hours work per WH (assume additional 50% of time for 2nd & 3rd for wiring, breakers, etc), reference: http://www.serviskey.net/support/rate-estimator?s4=FL; https://www.homewyse.com/costs/cost_of_instant_hot_water_heaters.html (major fit/position change) | 2967 | unit | 2 | 5934
Equipment | Instantaneous Hot Water System | Instantaneous Hot Water System | 0 | Commercial | Turnover | Retail | FL Zone 2 | Per Water Heater | 94.56% | 38592.9942 | 36336.4855 | 2256.5087 | 0.058469 | 20 | 0.25103 | 0.26194 | 0 | Reference source included incremental cost only | 714 | Estimate at $105 per labor hour, assume 6.8 hours work, reference: http://www.serviskey.net/support/rate-estimator?s4=FL; https://www.homewyse.com/costs/cost_of_instant_hot_water_heaters.html (direct fit/replacement) | 1350 | Illinois 2018 Statewide TRM, Section 4.3.5 (average incremental cost of sizes listed) | 2331 | Estimate at $105 per labor hour, assume 11.1 hours work per WH (assume additional 50% of time for 2nd & 3rd for wiring, breakers, etc), reference: http://www.serviskey.net/support/rate-estimator?s4=FL; https://www.homewyse.com/costs/cost_of_instant_hot_water_heaters.html (major fit/position change) | 2967 | unit | 3 | 8901
Equipment | Instantaneous Hot Water System | Instantaneous Hot Water System | 0 | Commercial | Turnover | Schools K-12 | FL Zone 2 | Per Water Heater | 94.56% | 2707.1998 | 2548.9115 | 158.2883 | 0.058469 | 20 | 0.017535 | 0.020206 | 0 | Reference source included incremental cost only | 714 | Estimate at $105 per labor hour, assume 6.8 hours work, reference: http://www.serviskey.net/support/rate-estimator?s4=FL; https://www.homewyse.com/costs/cost_of_instant_hot_water_heaters.html (direct fit/replacement) | 1350 | Illinois 2018 Statewide TRM, Section 4.3.5 (average incremental cost of sizes listed) | 2331 | Estimate at $105 per labor hour, assume 11.1 hours work per WH (assume additional 50% of time for 2nd & 3rd for wiring, breakers, etc), reference: http://www.serviskey.net/support/rate-estimator?s4=FL; https://www.homewyse.com/costs/cost_of_instant_hot_water_heaters.html (major fit/position change) | 2967 | unit | 1 | 2967
Equipment | Instantaneous Hot Water System | Instantaneous Hot Water System | 0 | Commercial | Turnover | Warehouse | FL Zone 2 | Per Water Heater | 94.56% | 12994.2741 | 12234.5069 | 759.7673 | 0.058469 | 20 | 0.084168 | 0.096985 | 0 | Reference source included incremental cost only | 714 | Estimate at $105 per labor hour, assume 6.8 hours work, reference: http://www.serviskey.net/support/rate-estimator?s4=FL; https://www.homewyse.com/costs/cost_of_instant_hot_water_heaters.html (direct fit/replacement) | 1350 | Illinois 2018 Statewide TRM, Section 4.3.5 (average incremental cost of sizes listed) | 2331 | Estimate at $105 per labor hour, assume 11.1 hours work per WH (assume additional 50% of time for 2nd & 3rd for wiring, breakers, etc), reference: http://www.serviskey.net/support/rate-estimator?s4=FL; https://www.homewyse.com/costs/cost_of_instant_hot_water_heaters.html (major fit/position change) | 2967 | unit | 1 | 2967
Equipment | Instantaneous Hot Water System | Instantaneous Hot Water System | 0 | Commercial | New | Assembly | FL Zone 2 | Per Water Heater | 94.56% | 6497.1371 | 6117.2534 | 379.8836 | 0.058469 | 20 | 0.042084 | 0.048493 | 0 | Reference source included incremental cost only | 714 | Estimate at $105 per labor hour, assume 6.8 hours work, reference: http://www.serviskey.net/support/rate-estimator?s4=FL; https://www.homewyse.com/costs/cost_of_instant_hot_water_heaters.html (direct fit/replacement) | 1350 | Illinois 2018 Statewide TRM, Section 4.3.5 (average incremental cost of sizes listed) | 2331 | Estimate at $105 per labor hour, assume 11.1 hours work per WH (assume additional 50% of time for 2nd & 3rd for wiring, breakers, etc), reference: http://www.serviskey.net/support/rate-estimator?s4=FL; https://www.homewyse.com/costs/cost_of_instant_hot_water_heaters.html (major fit/position change) | 2967 | unit | 1 | 2967
Equipment | Instantaneous Hot Water System | Instantaneous Hot Water System | 0 | Commercial | New | College and University | FL Zone 2 | Per Water Heater | 94.56% | 149434.1526 | 140696.8292 | 8737.3234 | 0.058469 | 20 | 0.82565 | 1.9915 | 0 | Reference source included incremental cost only | 714 | Estimate at $105 per labor hour, assume 6.8 hours work, reference: http://www.serviskey.net/support/rate-estimator?s4=FL; https://www.homewyse.com/costs/cost_of_instant_hot_water_heaters.html (direct fit/replacement) | 1350 | Illinois 2018 Statewide TRM, Section 4.3.5 (average incremental cost of sizes listed) | 2331 | Estimate at $105 per labor hour, assume 11.1 hours work per WH (assume additional 50% of time for 2nd & 3rd for wiring, breakers, etc), reference: http://www.serviskey.net/support/rate-estimator?s4=FL; https://www.homewyse.com/costs/cost_of_instant_hot_water_heaters.html (major fit/position change) | 2967 | unit | 10 | 29670
Equipment | Instantaneous Hot Water System | Instantaneous Hot Water System | 0 | Commercial | New | Grocery | FL Zone 2 | Per Water Heater | 94.56% | 12994.2741 | 12234.5069 | 759.7673 | 0.058469 | 20 | 0.084523 | 0.088194 | 0 | Reference source included incremental cost only | 714 | Estimate at $105 per labor hour, assume 6.8 hours work, reference: http://www.serviskey.net/support/rate-estimator?s4=FL; https://www.homewyse.com/costs/cost_of_instant_hot_water_heaters.html (direct fit/replacement) | 1350 | Illinois 2018 Statewide TRM, Section 4.3.5 (average incremental cost of sizes listed) | 2331 | Estimate at $105 per labor hour, assume 11.1 hours work per WH (assume additional 50% of time for 2nd & 3rd for wiring, breakers, etc), reference: http://www.serviskey.net/support/rate-estimator?s4=FL; https://www.homewyse.com/costs/cost_of_instant_hot_water_heaters.html (major fit/position change) | 2967 | unit | 1 | 2967
Equipment | Instantaneous Hot Water System | Instantaneous Hot Water System | 0 | Commercial | New | Healthcare | FL Zone 2 | Per Water Heater | 94.56% | 8662.8494 | 8156.3379 | 506.5115 | 0.058469 | 20 | 0.056112 | 0.064657 | 0 | Reference source included incremental cost only | 714 | Estimate at $105 per labor hour, assume 6.8 hours work, reference: http://www.serviskey.net/support/rate-estimator?s4=FL; https://www.homewyse.com/costs/cost_of_instant_hot_water_heaters.html (direct fit/replacement) | 1350 | Illinois 2018 Statewide TRM, Section 4.3.5 (average incremental cost of sizes listed) | 2331 | Estimate at $105 per labor hour, assume 11.1 hours work per WH (assume additional 50% of time for 2nd & 3rd for wiring, breakers, etc), reference: http://www.serviskey.net/support/rate-estimator?s4=FL; https://www.homewyse.com/costs/cost_of_instant_hot_water_heaters.html (major fit/position change) | 2967 | unit | 1 | 2967
Equipment | Instantaneous Hot Water System | Instantaneous Hot Water System | 0 | Commercial | New | Hospitals | FL Zone 2 | Per Water Heater | 94.56% | 262051.1952 | 246729.2222 | 15321.9729 | 0.058469 | 20 | 1.4479 | 3.4923 | 0 | Reference source included incremental cost only | 714 | Estimate at $105 per labor hour, assume 6.8 hours work, reference: http://www.serviskey.net/support/rate-estimator?s4=FL; https://www.homewyse.com/costs/cost_of_instant_hot_water_heaters.html (direct fit/replacement) | 1350 | Illinois 2018 Statewide TRM, Section 4.3.5 (average incremental cost of sizes listed) | 2331 | Estimate at $105 per labor hour, assume 11.1 hours work per WH (assume additional 50% of time for 2nd & 3rd for wiring, breakers, etc), reference: http://www.serviskey.net/support/rate-estimator?s4=FL; https://www.homewyse.com/costs/cost_of_instant_hot_water_heaters.html (major fit/position change) | 2967 | unit | 15 | 44505
Equipment | Instantaneous Hot Water System | Instantaneous Hot Water System | 0 | Commercial | New | Institutional | FL Zone 2 | Per Water Heater | 94.56% | 519770.9656 | 489380.2755 | 30390.6901 | 0.058469 | 20 | 3.3667 | 3.8794 | 0 | Reference source included incremental cost only | 714 | Estimate at $105 per labor hour, assume 6.8 hours work, reference: http://www.serviskey.net/support/rate-estimator?s4=FL; https://www.homewyse.com/costs/cost_of_instant_hot_water_heaters.html (direct fit/replacement) | 1350 | Illinois 2018 Statewide TRM, Section 4.3.5 (average incremental cost of sizes listed) | 2331 | Estimate at $105 per labor hour, assume 11.1 hours work per WH (assume additional 50% of time for 2nd & 3rd for wiring, breakers, etc), reference: http://www.serviskey.net/support/rate-estimator?s4=FL; https://www.homewyse.com/costs/cost_of_instant_hot_water_heaters.html (major fit/position change) | 2967 | unit | 25 | 74175
Equipment | Instantaneous Hot Water System | Instantaneous Hot Water System | 0 | Commercial | New | Lodging/Hospitality | FL Zone 2 | Per Water Heater | 94.56% | 62372.5159 | 58725.6331 | 3646.8828 | 0.058469 | 20 | 0.40571 | 0.42333 | 0 | Reference source included incremental cost only | 714 | Estimate at $105 per labor hour, assume 6.8 hours work, reference: http://www.serviskey.net/support/rate-estimator?s4=FL; https://www.homewyse.com/costs/cost_of_instant_hot_water_heaters.html (direct fit/replacement) | 1350 | Illinois 2018 Statewide TRM, Section 4.3.5 (average incremental cost of sizes listed) | 2331 | Estimate at $105 per labor hour, assume 11.1 hours work per WH (assume additional 50% of time for 2nd & 3rd for wiring, breakers, etc), reference: http://www.serviskey.net/support/rate-estimator?s4=FL; https://www.homewyse.com/costs/cost_of_instant_hot_water_heaters.html (major fit/position change) | 2967 | unit | 3 | 8901
Equipment | Instantaneous Hot Water System | Instantaneous Hot Water System | 0 | Commercial | New | Miscellaneous | FL Zone 2 | Per Water Heater | 94.56% | 389828.2242 | 367035.2066 | 22793.0176 | 0.058469 | 20 | 2.525 | 2.9096 | 0 | Reference source included incremental cost only | 714 | Estimate at $105 per labor hour, assume 6.8 hours work, reference: http://www.serviskey.net/support/rate-estimator?s4=FL; https://www.homewyse.com/costs/cost_of_instant_hot_water_heaters.html (direct fit/replacement) | 1350 | Illinois 2018 Statewide TRM, Section 4.3.5 (average incremental cost of sizes listed) | 2331 | Estimate at $105 per labor hour, assume 11.1 hours work per WH (assume additional 50% of time for 2nd & 3rd for wiring, breakers, etc), reference: http://www.serviskey.net/support/rate-estimator?s4=FL; https://www.homewyse.com/costs/cost_of_instant_hot_water_heaters.html (major fit/position change) | 2967 | unit | 20 | 59340
Equipment | Instantaneous Hot Water System | Instantaneous Hot Water System | 0 | Commercial | New | Offices | FL Zone 2 | Per Water Heater | 94.56% | 54142.8089 | 50977.112 | 3165.6969 | 0.058469 | 20 | 0.3507 | 0.4041 | 0 | Reference source included incremental cost only | 714 | Estimate at $105 per labor hour, assume 6.8 hours work, reference: http://www.serviskey.net/support/rate-estimator?s4=FL; https://www.homewyse.com/costs/cost_of_instant_hot_water_heaters.html (direct fit/replacement) | 1350 | Illinois 2018 Statewide TRM, Section 4.3.5 (average incremental cost of sizes listed) | 2331 | Estimate at $105 per labor hour, assume 11.1 hours work per WH (assume additional 50% of time for 2nd & 3rd for wiring, breakers, etc), reference: http://www.serviskey.net/support/rate-estimator?s4=FL; https://www.homewyse.com/costs/cost_of_instant_hot_water_heaters.html (major fit/position change) | 2967 | unit | 3 | 8901
Equipment | Instantaneous Hot Water System | Instantaneous Hot Water System | 0 | Commercial | New | Restaurants | FL Zone 2 | Per Water Heater | 94.56% | 21657.1236 | 20390.8448 | 1266.2788 | 0.058469 | 20 | 0.14087 | 0.14699 | 0 | Reference source included incremental cost only | 714 | Estimate at $105 per labor hour, assume 6.8 hours work, reference: http://www.serviskey.net/support/rate-estimator?s4=FL; https://www.homewyse.com/costs/cost_of_instant_hot_water_heaters.html (direct fit/replacement) | 1350 | Illinois 2018 Statewide TRM, Section 4.3.5 (average incremental cost of sizes listed) | 2331 | Estimate at $105 per labor hour, assume 11.1 hours work per WH (assume additional 50% of time for 2nd & 3rd for wiring, breakers, etc), reference: http://www.serviskey.net/support/rate-estimator?s4=FL; https://www.homewyse.com/costs/cost_of_instant_hot_water_heaters.html (major fit/position change) | 2967 | unit | 2 | 5934
Equipment | Instantaneous Hot Water System | Instantaneous Hot Water System | 0 | Commercial | New | Retail | FL Zone 2 | Per Water Heater | 94.56% | 38592.9942 | 36336.4855 | 2256.5087 | 0.058469 | 20 | 0.25103 | 0.26194 | 0 | Reference source included incremental cost only | 714 | Estimate at $105 per labor hour, assume 6.8 hours work, reference: http://www.serviskey.net/support/rate-estimator?s4=FL; https://www.homewyse.com/costs/cost_of_instant_hot_water_heaters.html (direct fit/replacement) | 1350 | Illinois 2018 Statewide TRM, Section 4.3.5 (average incremental cost of sizes listed) | 2331 | Estimate at $105 per labor hour, assume 11.1 hours work per WH (assume additional 50% of time for 2nd & 3rd for wiring, breakers, etc), reference: http://www.serviskey.net/support/rate-estimator?s4=FL; https://www.homewyse.com/costs/cost_of_instant_hot_water_heaters.html (major fit/position change) | 2967 | unit | 3 | 8901
Equipment | Instantaneous Hot Water System | Instantaneous Hot Water System | 0 | Commercial | New | Schools K-12 | FL Zone 2 | Per Water Heater | 94.56% | 2707.1998 | 2548.9115 | 158.2883 | 0.058469 | 20 | 0.017535 | 0.020206 | 0 | Reference source included incremental cost only | 714 | Estimate at $105 per labor hour, assume 6.8 hours work, reference: http://www.serviskey.net/support/rate-estimator?s4=FL; https://www.homewyse.com/costs/cost_of_instant_hot_water_heaters.html (direct fit/replacement) | 1350 | Illinois 2018 Statewide TRM, Section 4.3.5 (average incremental cost of sizes listed) | 2331 | Estimate at $105 per labor hour, assume 11.1 hours work per WH (assume additional 50% of time for 2nd & 3rd for wiring, breakers, etc), reference: http://www.serviskey.net/support/rate-estimator?s4=FL; https://www.homewyse.com/costs/cost_of_instant_hot_water_heaters.html (major fit/position change) | 2967 | unit | 1 | 2967
Equipment | Instantaneous Hot Water System | Instantaneous Hot Water System | 0 | Commercial | New | Warehouse | FL Zone 2 | Per Water Heater | 94.56% | 12994.2741 | 12234.5069 | 759.7673 | 0.058469 | 20 | 0.084168 | 0.096985 | 0 | Reference source included incremental cost only | 714 | Estimate at $105 per labor hour, assume 6.8 hours work, reference: http://www.serviskey.net/support/rate-estimator?s4=FL; https://www.homewyse.com/costs/cost_of_instant_hot_water_heaters.html (direct fit/replacement) | 1350 | Illinois 2018 Statewide TRM, Section 4.3.5 (average incremental cost of sizes listed) | 2331 | Estimate at $105 per labor hour, assume 11.1 hours work per WH (assume additional 50% of time for 2nd & 3rd for wiring, breakers, etc), reference: http://www.serviskey.net/support/rate-estimator?s4=FL; https://www.homewyse.com/costs/cost_of_instant_hot_water_heaters.html (major fit/position change) | 2967 | unit | 1 | 2967
Equipment | Solar Water Heater | Solar Powered 50 Gallon Electric Resistance Water Heater (EF = 4.05) | Code-Compliant 50 Gallon Electric Resistance Water Heater (EF = 0.95) | Commercial | Turnover | Assembly | FL Zone 2 | Per Unit | 13.24% | 7192.4897 | 1678.2476 | 5514.2421 | 0.76667 | 15 | 0.41215 | 0.057863 | 419 | Baseline 50-gallon electric water heater: https://www.lowes.com/pd/A-O-Smith-Signature-50-Gallon-Short-6-year-Limited-4500-Watt-Double-Element-Electric-Water-Heater/1000216833 | 714 | Estimate at $105 per labor hour, assume 6.8 hours work, reference: http://www.serviskey.net/support/rate-estimator?s4=FL; https://www.homewyse.com/costs/cost_of_instant_hot_water_heaters.html (direct fit/replacement) | 7900 | Average installed cost for FPL Pilot Offering | 0 | reference source did not distinguish material and labor costs | 6767 | unit | 1 | 6767
Equipment | Solar Water Heater | Solar Powered 50 Gallon Electric Resistance Water Heater (EF = 4.05) | Code-Compliant 50 Gallon Electric Resistance Water Heater (EF = 0.95) | Commercial | Turnover | College and University | FL Zone 2 | Per Unit | 18.91% | 165427.2641 | 38599.6949 | 126827.5691 | 0.76667 | 15 | 9.4793 | 1.3308 | 419 | Baseline 50-gallon electric water heater: https://www.lowes.com/pd/A-O-Smith-Signature-50-Gallon-Short-6-year-Limited-4500-Watt-Double-Element-Electric-Water-Heater/1000216833 | 714 | Estimate at $105 per labor hour, assume 6.8 hours work, reference: http://www.serviskey.net/support/rate-estimator?s4=FL; https://www.homewyse.com/costs/cost_of_instant_hot_water_heaters.html (direct fit/replacement) | 7900 | Average installed cost for FPL Pilot Offering | 0 | reference source did not distinguish material and labor costs | 6767 | unit | 10 | 67670
Equipment | Solar Water Heater | Solar Powered 50 Gallon Electric Resistance Water Heater (EF = 4.05) | Code-Compliant 50 Gallon Electric Resistance Water Heater (EF = 0.95) | Commercial | Turnover | Grocery | FL Zone 2 | Per Unit | 28.37% | 14384.9795 | 3356.4952 | 11028.4843 | 0.76667 | 15 | 0.82429 | 0.11573 | 419 | Baseline 50-gallon electric water heater: https://www.lowes.com/pd/A-O-Smith-Signature-50-Gallon-Short-6-year-Limited-4500-Watt-Double-Element-Electric-Water-Heater/1000216833 | 714 | Estimate at $105 per labor hour, assume 6.8 hours work, reference: http://www.serviskey.net/support/rate-estimator?s4=FL; https://www.homewyse.com/costs/cost_of_instant_hot_water_heaters.html (direct fit/replacement) | 7900 | Average installed cost for FPL Pilot Offering | 0 | reference source did not distinguish material and labor costs | 6767 | unit | 1 | 6767
Equipment | Solar Water Heater | Solar Powered 50 Gallon Electric Resistance Water Heater (EF = 4.05) | Code-Compliant 50 Gallon Electric Resistance Water Heater (EF = 0.95) | Commercial | Turnover | Healthcare | FL Zone 2 | Per Unit | 8.511% | 9589.9863 | 2237.6635 | 7352.3228 | 0.76667 | 15 | 0.54953 | 0.07715 | 419 | Baseline 50-gallon electric water heater: https://www.lowes.com/pd/A-O-Smith-Signature-50-Gallon-Short-6-year-Limited-4500-Watt-Double-Element-Electric-Water-Heater/1000216833 | 714 | Estimate at $105 per labor hour, assume 6.8 hours work, reference: http://www.serviskey.net/support/rate-estimator?s4=FL; https://www.homewyse.com/costs/cost_of_instant_hot_water_heaters.html (direct fit/replacement) | 7900 | Average installed cost for FPL Pilot Offering | 0 | reference source did not distinguish material and labor costs | 6767 | unit | 1 | 6767
Equipment | Solar Water Heater | Solar Powered 50 Gallon Electric Resistance Water Heater (EF = 4.05) | Code-Compliant 50 Gallon Electric Resistance Water Heater (EF = 0.95) | Commercial | Turnover | Hospitals | FL Zone 2 | Per Unit | 4.728% | 290097.0863 | 67689.3201 | 222407.7661 | 0.76667 | 15 | 16.6232 | 2.3338 | 419 | Baseline 50-gallon electric water heater: https://www.lowes.com/pd/A-O-Smith-Signature-50-Gallon-Short-6-year-Limited-4500-Watt-Double-Element-Electric-Water-Heater/1000216833 | 714 | Estimate at $105 per labor hour, assume 6.8 hours work, reference: http://www.serviskey.net/support/rate-estimator?s4=FL; https://www.homewyse.com/costs/cost_of_instant_hot_water_heaters.html (direct fit/replacement) | 7900 | Average installed cost for FPL Pilot Offering | 0 | reference source did not distinguish material and labor costs | 6767 | unit | 15 | 101505
Equipment | Solar Water Heater | Solar Powered 50 Gallon Electric Resistance Water Heater (EF = 4.05) | Code-Compliant 50 Gallon Electric Resistance Water Heater (EF = 0.95) | Commercial | Turnover | Institutional | FL Zone 2 | Per Unit | 13.24% | 575399.1794 | 134259.8085 | 441139.3708 | 0.76667 | 15 | 32.9716 | 4.629 | 419 | Baseline 50-gallon electric water heater: https://www.lowes.com/pd/A-O-Smith-Signature-50-Gallon-Short-6-year-Limited-4500-Watt-Double-Element-Electric-Water-Heater/1000216833 | 714 | Estimate at $105 per labor hour, assume 6.8 hours work, reference: http://www.serviskey.net/support/rate-estimator?s4=FL; https://www.homewyse.com/costs/cost_of_instant_hot_water_heaters.html (direct fit/replacement) | 7900 | Average installed cost for FPL Pilot Offering | 0 | reference source did not distinguish material and labor costs | 6767 | unit | 25 | 169175
Equipment | Solar Water Heater | Solar Powered 50 Gallon Electric Resistance Water Heater (EF = 4.05) | Code-Compliant 50 Gallon Electric Resistance Water Heater (EF = 0.95) | Commercial | Turnover | Lodging/Hospitality | FL Zone 2 | Per Unit | 5.674% | 69047.9015 | 16111.177 | 52936.7245 | 0.76667 | 15 | 3.9566 | 0.55548 | 419 | Baseline 50-gallon electric water heater: https://www.lowes.com/pd/A-O-Smith-Signature-50-Gallon-Short-6-year-Limited-4500-Watt-Double-Element-Electric-Water-Heater/1000216833 | 714 | Estimate at $105 per labor hour, assume 6.8 hours work, reference: http://www.serviskey.net/support/rate-estimator?s4=FL; https://www.homewyse.com/costs/cost_of_instant_hot_water_heaters.html (direct fit/replacement) | 7900 | Average installed cost for FPL Pilot Offering | 0 | reference source did not distinguish material and labor costs | 6767 | unit | 3 | 20301
Equipment | Solar Water Heater | Solar Powered 50 Gallon Electric Resistance Water Heater (EF = 4.05) | Code-Compliant 50 Gallon Electric Resistance Water Heater (EF = 0.95) | Commercial | Turnover | Miscellaneous | FL Zone 2 | Per Unit | 13.24% | 431549.3845 | 100694.8564 | 330854.5281 | 0.76667 | 15 | 24.7287 | 3.4718 | 419 | Baseline 50-gallon electric water heater: https://www.lowes.com/pd/A-O-Smith-Signature-50-Gallon-Short-6-year-Limited-4500-Watt-Double-Element-Electric-Water-Heater/1000216833 | 714 | Estimate at $105 per labor hour, assume 6.8 hours work, reference: http://www.serviskey.net/support/rate-estimator?s4=FL; https://www.homewyse.com/costs/cost_of_instant_hot_water_heaters.html (direct fit/replacement) | 7900 | Average installed cost for FPL Pilot Offering | 0 | reference source did not distinguish material and labor costs | 6767 | unit | 20 | 135340
Equipment | Solar Water Heater | Solar Powered 50 Gallon Electric Resistance Water Heater (EF = 4.05) | Code-Compliant 50 Gallon Electric Resistance Water Heater (EF = 0.95) | Commercial | Turnover | Offices | FL Zone 2 | Per Unit | 6.619% | 59937.4145 | 13985.3967 | 45952.0178 | 0.76667 | 15 | 3.4345 | 0.48219 | 419 | Baseline 50-gallon electric water heater: https://www.lowes.com/pd/A-O-Smith-Signature-50-Gallon-Short-6-year-Limited-4500-Watt-Double-Element-Electric-Water-Heater/1000216833 | 714 | Estimate at $105 per labor hour, assume 6.8 hours work, reference: http://www.serviskey.net/support/rate-estimator?s4=FL; https://www.homewyse.com/costs/cost_of_instant_hot_water_heaters.html (direct fit/replacement) | 7900 | Average installed cost for FPL Pilot Offering | 0 | reference source did not distinguish material and labor costs | 6767 | unit | 3 | 20301
Equipment | Solar Water Heater | Solar Powered 50 Gallon Electric Resistance Water Heater (EF = 4.05) | Code-Compliant 50 Gallon Electric Resistance Water Heater (EF = 0.95) | Commercial | Turnover | Restaurants | FL Zone 2 | Per Unit | 27.42% | 23974.9658 | 5594.1587 | 18380.8071 | 0.76667 | 15 | 1.3738 | 0.19288 | 419 | Baseline 50-gallon electric water heater: https://www.lowes.com/pd/A-O-Smith-Signature-50-Gallon-Short-6-year-Limited-4500-Watt-Double-Element-Electric-Water-Heater/1000216833 | 714 | Estimate at $105 per labor hour, assume 6.8 hours work, reference: http://www.serviskey.net/support/rate-estimator?s4=FL; https://www.homewyse.com/costs/cost_of_instant_hot_water_heaters.html (direct fit/replacement) | 7900 | Average installed cost for FPL Pilot Offering | 0 | reference source did not distinguish material and labor costs | 6767 | unit | 2 | 13534
Equipment | Solar Water Heater | Solar Powered 50 Gallon Electric Resistance Water Heater (EF = 4.05) | Code-Compliant 50 Gallon Electric Resistance Water Heater (EF = 0.95) | Commercial | Turnover | Retail | FL Zone 2 | Per Unit | 29.31% | 42723.3891 | 9968.7908 | 32754.5983 | 0.76667 | 15 | 2.4481 | 0.3437 | 419 | Baseline 50-gallon electric water heater: https://www.lowes.com/pd/A-O-Smith-Signature-50-Gallon-Short-6-year-Limited-4500-Watt-Double-Element-Electric-Water-Heater/1000216833 | 714 | Estimate at $105 per labor hour, assume 6.8 hours work, reference: http://www.serviskey.net/support/rate-estimator?s4=FL; https://www.homewyse.com/costs/cost_of_instant_hot_water_heaters.html (direct fit/replacement) | 7900 | Average installed cost for FPL Pilot Offering | 0 | reference source did not distinguish material and labor costs | 6767 | unit | 3 | 20301
Equipment | Solar Water Heater | Solar Powered 50 Gallon Electric Resistance Water Heater (EF = 4.05) | Code-Compliant 50 Gallon Electric Resistance Water Heater (EF = 0.95) | Commercial | Turnover | Schools K-12 | FL Zone 2 | Per Unit | 18.91% | 2996.9364 | 699.2852 | 2297.6512 | 0.76667 | 15 | 0.17173 | 0.02411 | 419 | Baseline 50-gallon electric water heater: https://www.lowes.com/pd/A-O-Smith-Signature-50-Gallon-Short-6-year-Limited-4500-Watt-Double-Element-Electric-Water-Heater/1000216833 | 714 | Estimate at $105 per labor hour, assume 6.8 hours work, reference: http://www.serviskey.net/support/rate-estimator?s4=FL; https://www.homewyse.com/costs/cost_of_instant_hot_water_heaters.html (direct fit/replacement) | 7900 | Average installed cost for FPL Pilot Offering | 0 | reference source did not distinguish material and labor costs | 6767 | unit | 1 | 6767
Equipment | Solar Water Heater | Solar Powered 50 Gallon Electric Resistance Water Heater (EF = 4.05) | Code-Compliant 50 Gallon Electric Resistance Water Heater (EF = 0.95) | Commercial | Turnover | Warehouse | FL Zone 2 | Per Unit | 27.42% | 14384.9795 | 3356.4952 | 11028.4843 | 0.76667 | 15 | 0.82429 | 0.11573 | 419 | Baseline 50-gallon electric water heater: https://www.lowes.com/pd/A-O-Smith-Signature-50-Gallon-Short-6-year-Limited-4500-Watt-Double-Element-Electric-Water-Heater/1000216833 | 714 | Estimate at $105 per labor hour, assume 6.8 hours work, reference: http://www.serviskey.net/support/rate-estimator?s4=FL; https://www.homewyse.com/costs/cost_of_instant_hot_water_heaters.html (direct fit/replacement) | 7900 | Average installed cost for FPL Pilot Offering | 0 | reference source did not distinguish material and labor costs | 6767 | unit | 1 | 6767
Equipment | Solar Water Heater | Solar Powered 50 Gallon Electric Resistance Water Heater (EF = 4.05) | Code-Compliant 50 Gallon Electric Resistance Water Heater (EF = 0.95) | Commercial | New | Assembly | FL Zone 2 | Per Unit | 13.24% | 7192.4897 | 1678.2476 | 5514.2421 | 0.76667 | 15 | 0.41215 | 0.057863 | 419 | Baseline 50-gallon electric water heater: https://www.lowes.com/pd/A-O-Smith-Signature-50-Gallon-Short-6-year-Limited-4500-Watt-Double-Element-Electric-Water-Heater/1000216833 | 714 | Estimate at $105 per labor hour, assume 6.8 hours work, reference: http://www.serviskey.net/support/rate-estimator?s4=FL; https://www.homewyse.com/costs/cost_of_instant_hot_water_heaters.html (direct fit/replacement) | 7900 | Average installed cost for FPL Pilot Offering | 0 | reference source did not distinguish material and labor costs | 6767 | unit | 1 | 6767
Equipment | Solar Water Heater | Solar Powered 50 Gallon Electric Resistance Water Heater (EF = 4.05) | Code-Compliant 50 Gallon Electric Resistance Water Heater (EF = 0.95) | Commercial | New | College and University | FL Zone 2 | Per Unit | 18.91% | 165427.2641 | 38599.6949 | 126827.5691 | 0.76667 | 15 | 9.4793 | 1.3308 | 419 | Baseline 50-gallon electric water heater: https://www.lowes.com/pd/A-O-Smith-Signature-50-Gallon-Short-6-year-Limited-4500-Watt-Double-Element-Electric-Water-Heater/1000216833 | 714 | Estimate at $105 per labor hour, assume 6.8 hours work, reference: http://www.serviskey.net/support/rate-estimator?s4=FL; https://www.homewyse.com/costs/cost_of_instant_hot_water_heaters.html (direct fit/replacement) | 7900 | Average installed cost for FPL Pilot Offering | 0 | reference source did not distinguish material and labor costs | 6767 | unit | 10 | 67670
Equipment | Solar Water Heater | Solar Powered 50 Gallon Electric Resistance Water Heater (EF = 4.05) | Code-Compliant 50 Gallon Electric Resistance Water Heater (EF = 0.95) | Commercial | New | Grocery | FL Zone 2 | Per Unit | 28.37% | 14384.9795 | 3356.4952 | 11028.4843 | 0.76667 | 15 | 0.82429 | 0.11573 | 419 | Baseline 50-gallon electric water heater: https://www.lowes.com/pd/A-O-Smith-Signature-50-Gallon-Short-6-year-Limited-4500-Watt-Double-Element-Electric-Water-Heater/1000216833 | 714 | Estimate at $105 per labor hour, assume 6.8 hours work, reference: http://www.serviskey.net/support/rate-estimator?s4=FL; https://www.homewyse.com/costs/cost_of_instant_hot_water_heaters.html (direct fit/replacement) | 7900 | Average installed cost for FPL Pilot Offering | 0 | reference source did not distinguish material and labor costs | 6767 | unit | 1 | 6767
Equipment | Solar Water Heater | Solar Powered 50 Gallon Electric Resistance Water Heater (EF = 4.05) | Code-Compliant 50 Gallon Electric Resistance Water Heater (EF = 0.95) | Commercial | New | Healthcare | FL Zone 2 | Per Unit | 8.511% | 9589.9863 | 2237.6635 | 7352.3228 | 0.76667 | 15 | 0.54953 | 0.07715 | 419 | Baseline 50-gallon electric water heater: https://www.lowes.com/pd/A-O-Smith-Signature-50-Gallon-Short-6-year-Limited-4500-Watt-Double-Element-Electric-Water-Heater/1000216833 | 714 | Estimate at $105 per labor hour, assume 6.8 hours work, reference: http://www.serviskey.net/support/rate-estimator?s4=FL; https://www.homewyse.com/costs/cost_of_instant_hot_water_heaters.html (direct fit/replacement) | 7900 | Average installed cost for FPL Pilot Offering | 0 | reference source did not distinguish material and labor costs | 6767 | unit | 1 | 6767
Equipment | Solar Water Heater | Solar Powered 50 Gallon Electric Resistance Water Heater (EF = 4.05) | Code-Compliant 50 Gallon Electric Resistance Water Heater (EF = 0.95) | Commercial | New | Hospitals | FL Zone 2 | Per Unit | 4.728% | 290097.0863 | 67689.3201 | 222407.7661 | 0.76667 | 15 | 16.6232 | 2.3338 | 419 | Baseline 50-gallon electric water heater: https://www.lowes.com/pd/A-O-Smith-Signature-50-Gallon-Short-6-year-Limited-4500-Watt-Double-Element-Electric-Water-Heater/1000216833 | 714 | Estimate at $105 per labor hour, assume 6.8 hours work, reference: http://www.serviskey.net/support/rate-estimator?s4=FL; https://www.homewyse.com/costs/cost_of_instant_hot_water_heaters.html (direct fit/replacement) | 7900 | Average installed cost for FPL Pilot Offering | 0 | reference source did not distinguish material and labor costs | 6767 | unit | 15 | 101505
Equipment | Solar Water Heater | Solar Powered 50 Gallon Electric Resistance Water Heater (EF = 4.05) | Code-Compliant 50 Gallon Electric Resistance Water Heater (EF = 0.95) | Commercial | New | Institutional | FL Zone 2 | Per Unit | 13.24% | 575399.1794 | 134259.8085 | 441139.3708 | 0.76667 | 15 | 32.9716 | 4.629 | 419 | Baseline 50-gallon electric water heater: https://www.lowes.com/pd/A-O-Smith-Signature-50-Gallon-Short-6-year-Limited-4500-Watt-Double-Element-Electric-Water-Heater/1000216833 | 714 | Estimate at $105 per labor hour, assume 6.8 hours work, reference: http://www.serviskey.net/support/rate-estimator?s4=FL; https://www.homewyse.com/costs/cost_of_instant_hot_water_heaters.html (direct fit/replacement) | 7900 | Average installed cost for FPL Pilot Offering | 0 | reference source did not distinguish material and labor costs | 6767 | unit | 25 | 169175
Equipment | Solar Water Heater | Solar Powered 50 Gallon Electric Resistance Water Heater (EF = 4.05) | Code-Compliant 50 Gallon Electric Resistance Water Heater (EF = 0.95) | Commercial | New | Lodging/Hospitality | FL Zone 2 | Per Unit | 5.674% | 69047.9015 | 16111.177 | 52936.7245 | 0.76667 | 15 | 3.9566 | 0.55548 | 419 | Baseline 50-gallon electric water heater: https://www.lowes.com/pd/A-O-Smith-Signature-50-Gallon-Short-6-year-Limited-4500-Watt-Double-Element-Electric-Water-Heater/1000216833 | 714 | Estimate at $105 per labor hour, assume 6.8 hours work, reference: http://www.serviskey.net/support/rate-estimator?s4=FL; https://www.homewyse.com/costs/cost_of_instant_hot_water_heaters.html (direct fit/replacement) | 7900 | Average installed cost for FPL Pilot Offering | 0 | reference source did not distinguish material and labor costs | 6767 | unit | 3 | 20301
Equipment | Solar Water Heater | Solar Powered 50 Gallon Electric Resistance Water Heater (EF = 4.05) | Code-Compliant 50 Gallon Electric Resistance Water Heater (EF = 0.95) | Commercial | New | Miscellaneous | FL Zone 2 | Per Unit | 13.24% | 431549.3845 | 100694.8564 | 330854.5281 | 0.76667 | 15 | 24.7287 | 3.4718 | 419 | Baseline 50-gallon electric water heater: https://www.lowes.com/pd/A-O-Smith-Signature-50-Gallon-Short-6-year-Limited-4500-Watt-Double-Element-Electric-Water-Heater/1000216833 | 714 | Estimate at $105 per labor hour, assume 6.8 hours work, reference: http://www.serviskey.net/support/rate-estimator?s4=FL; https://www.homewyse.com/costs/cost_of_instant_hot_water_heaters.html (direct fit/replacement) | 7900 | Average installed cost for FPL Pilot Offering | 0 | reference source did not distinguish material and labor costs | 6767 | unit | 20 | 135340
Equipment | Solar Water Heater | Solar Powered 50 Gallon Electric Resistance Water Heater (EF = 4.05) | Code-Compliant 50 Gallon Electric Resistance Water Heater (EF = 0.95) | Commercial | New | Offices | FL Zone 2 | Per Unit | 6.619% | 59937.4145 | 13985.3967 | 45952.0178 | 0.76667 | 15 | 3.4345 | 0.48219 | 419 | Baseline 50-gallon electric water heater: https://www.lowes.com/pd/A-O-Smith-Signature-50-Gallon-Short-6-year-Limited-4500-Watt-Double-Element-Electric-Water-Heater/1000216833 | 714 | Estimate at $105 per labor hour, assume 6.8 hours work, reference: http://www.serviskey.net/support/rate-estimator?s4=FL; https://www.homewyse.com/costs/cost_of_instant_hot_water_heaters.html (direct fit/replacement) | 7900 | Average installed cost for FPL Pilot Offering | 0 | reference source did not distinguish material and labor costs | 6767 | unit | 3 | 20301
Equipment | Solar Water Heater | Solar Powered 50 Gallon Electric Resistance Water Heater (EF = 4.05) | Code-Compliant 50 Gallon Electric Resistance Water Heater (EF = 0.95) | Commercial | New | Restaurants | FL Zone 2 | Per Unit | 27.42% | 23974.9658 | 5594.1587 | 18380.8071 | 0.76667 | 15 | 1.3738 | 0.19288 | 419 | Baseline 50-gallon electric water heater: https://www.lowes.com/pd/A-O-Smith-Signature-50-Gallon-Short-6-year-Limited-4500-Watt-Double-Element-Electric-Water-Heater/1000216833 | 714 | Estimate at $105 per labor hour, assume 6.8 hours work, reference: http://www.serviskey.net/support/rate-estimator?s4=FL; https://www.homewyse.com/costs/cost_of_instant_hot_water_heaters.html (direct fit/replacement) | 7900 | Average installed cost for FPL Pilot Offering | 0 | reference source did not distinguish material and labor costs | 6767 | unit | 2 | 13534
Equipment | Solar Water Heater | Solar Powered 50 Gallon Electric Resistance Water Heater (EF = 4.05) | Code-Compliant 50 Gallon Electric Resistance Water Heater (EF = 0.95) | Commercial | New | Retail | FL Zone 2 | Per Unit | 29.31% | 42723.3891 | 9968.7908 | 32754.5983 | 0.76667 | 15 | 2.4481 | 0.3437 | 419 | Baseline 50-gallon electric water heater: https://www.lowes.com/pd/A-O-Smith-Signature-50-Gallon-Short-6-year-Limited-4500-Watt-Double-Element-Electric-Water-Heater/1000216833 | 714 | Estimate at $105 per labor hour, assume 6.8 hours work, reference: http://www.serviskey.net/support/rate-estimator?s4=FL; https://www.homewyse.com/costs/cost_of_instant_hot_water_heaters.html (direct fit/replacement) | 7900 | Average installed cost for FPL Pilot Offering | 0 | reference source did not distinguish material and labor costs | 6767 | unit | 3 | 20301
Equipment | Solar Water Heater | Solar Powered 50 Gallon Electric Resistance Water Heater (EF = 4.05) | Code-Compliant 50 Gallon Electric Resistance Water Heater (EF = 0.95) | Commercial | New | Schools K-12 | FL Zone 2 | Per Unit | 18.91% | 2996.9364 | 699.2852 | 2297.6512 | 0.76667 | 15 | 0.17173 | 0.02411 | 419 | Baseline 50-gallon electric water heater: https://www.lowes.com/pd/A-O-Smith-Signature-50-Gallon-Short-6-year-Limited-4500-Watt-Double-Element-Electric-Water-Heater/1000216833 | 714 | Estimate at $105 per labor hour, assume 6.8 hours work, reference: http://www.serviskey.net/support/rate-estimator?s4=FL; https://www.homewyse.com/costs/cost_of_instant_hot_water_heaters.html (direct fit/replacement) | 7900 | Average installed cost for FPL Pilot Offering | 0 | reference source did not distinguish material and labor costs | 6767 | unit | 1 | 6767
Equipment | Solar Water Heater | Solar Powered 50 Gallon Electric Resistance Water Heater (EF = 4.05) | Code-Compliant 50 Gallon Electric Resistance Water Heater (EF = 0.95) | Commercial | New | Warehouse | FL Zone 2 | Per Unit | 27.42% | 14384.9795 | 3356.4952 | 11028.4843 | 0.76667 | 15 | 0.82429 | 0.11573 | 419 | Baseline 50-gallon electric water heater: https://www.lowes.com/pd/A-O-Smith-Signature-50-Gallon-Short-6-year-Limited-4500-Watt-Double-Element-Electric-Water-Heater/1000216833 | 714 | Estimate at $105 per labor hour, assume 6.8 hours work, reference: http://www.serviskey.net/support/rate-estimator?s4=FL; https://www.homewyse.com/costs/cost_of_instant_hot_water_heaters.html (direct fit/replacement) | 7900 | Average installed cost for FPL Pilot Offering | 0 | reference source did not distinguish material and labor costs | 6767 | unit | 1 | 6767
Equipment | CFL - 15W Flood | 15W CFL | EISA-2020 compliant baseline lamp (65W flood) | Commercial | Turnover | Assembly | FL Zone 2 | Per Lamp | 0% | 261.17 | 60.27 | 200.9 | 0.76923 | 7.8 | 0 | 0 | 1.85 | https://www.homedepot.com/p/Philips-65-Watt-Incandescent-BR30-Flood-Light-Bulb-12-Pack-per-Case-248872/100560688 | 0 | No Labor Cost | 5.77 | https://www.1000bulbs.com/product/1644/FC15-FER3015W27.html | 0 | No Labor Cost | 3.92 | bulb |  | 3.92
Equipment | CFL - 15W Flood | 15W CFL | EISA-2020 compliant baseline lamp (65W flood) | Commercial | Turnover | College and University | FL Zone 2 | Per Lamp | 0% | 261.17 | 60.27 | 200.9 | 0.76923 | 7.8 | 0 | 0 | 1.85 | https://www.homedepot.com/p/Philips-65-Watt-Incandescent-BR30-Flood-Light-Bulb-12-Pack-per-Case-248872/100560688 | 0 | No Labor Cost | 5.77 | https://www.1000bulbs.com/product/1644/FC15-FER3015W27.html | 0 | No Labor Cost | 3.92 | bulb |  | 3.92
Equipment | CFL - 15W Flood | 15W CFL | EISA-2020 compliant baseline lamp (65W flood) | Commercial | Turnover | Grocery | FL Zone 2 | Per Lamp | 0% | 261.17 | 60.27 | 200.9 | 0.76923 | 7.8 | 0 | 0 | 1.85 | https://www.homedepot.com/p/Philips-65-Watt-Incandescent-BR30-Flood-Light-Bulb-12-Pack-per-Case-248872/100560688 | 0 | No Labor Cost | 5.77 | https://www.1000bulbs.com/product/1644/FC15-FER3015W27.html | 0 | No Labor Cost | 3.92 | bulb |  | 3.92
Equipment | CFL - 15W Flood | 15W CFL | EISA-2020 compliant baseline lamp (65W flood) | Commercial | Turnover | Healthcare | FL Zone 2 | Per Lamp | 0% | 261.17 | 60.27 | 200.9 | 0.76923 | 7.8 | 0 | 0 | 1.85 | https://www.homedepot.com/p/Philips-65-Watt-Incandescent-BR30-Flood-Light-Bulb-12-Pack-per-Case-248872/100560688 | 0 | No Labor Cost | 5.77 | https://www.1000bulbs.com/product/1644/FC15-FER3015W27.html | 0 | No Labor Cost | 3.92 | bulb |  | 3.92
Equipment | CFL - 15W Flood | 15W CFL | EISA-2020 compliant baseline lamp (65W flood) | Commercial | Turnover | Hospitals | FL Zone 2 | Per Lamp | 0% | 261.17 | 60.27 | 200.9 | 0.76923 | 7.8 | 0 | 0 | 1.85 | https://www.homedepot.com/p/Philips-65-Watt-Incandescent-BR30-Flood-Light-Bulb-12-Pack-per-Case-248872/100560688 | 0 | No Labor Cost | 5.77 | https://www.1000bulbs.com/product/1644/FC15-FER3015W27.html | 0 | No Labor Cost | 3.92 | bulb |  | 3.92
Equipment | CFL - 15W Flood | 15W CFL | EISA-2020 compliant baseline lamp (65W flood) | Commercial | Turnover | Institutional | FL Zone 2 | Per Lamp | 0% | 261.17 | 60.27 | 200.9 | 0.76923 | 7.8 | 0 | 0 | 1.85 | https://www.homedepot.com/p/Philips-65-Watt-Incandescent-BR30-Flood-Light-Bulb-12-Pack-per-Case-248872/100560688 | 0 | No Labor Cost | 5.77 | https://www.1000bulbs.com/product/1644/FC15-FER3015W27.html | 0 | No Labor Cost | 3.92 | bulb |  | 3.92
Equipment | CFL - 15W Flood | 15W CFL | EISA-2020 compliant baseline lamp (65W flood) | Commercial | Turnover | Lodging/Hospitality | FL Zone 2 | Per Lamp | 0% | 261.17 | 60.27 | 200.9 | 0.76923 | 7.8 | 0 | 0 | 1.85 | https://www.homedepot.com/p/Philips-65-Watt-Incandescent-BR30-Flood-Light-Bulb-12-Pack-per-Case-248872/100560688 | 0 | No Labor Cost | 5.77 | https://www.1000bulbs.com/product/1644/FC15-FER3015W27.html | 0 | No Labor Cost | 3.92 | bulb |  | 3.92
Equipment | CFL - 15W Flood | 15W CFL | EISA-2020 compliant baseline lamp (65W flood) | Commercial | Turnover | Miscellaneous | FL Zone 2 | Per Lamp | 0% | 261.17 | 60.27 | 200.9 | 0.76923 | 7.8 | 0 | 0 | 1.85 | https://www.homedepot.com/p/Philips-65-Watt-Incandescent-BR30-Flood-Light-Bulb-12-Pack-per-Case-248872/100560688 | 0 | No Labor Cost | 5.77 | https://www.1000bulbs.com/product/1644/FC15-FER3015W27.html | 0 | No Labor Cost | 3.92 | bulb |  | 3.92
Equipment | CFL - 15W Flood | 15W CFL | EISA-2020 compliant baseline lamp (65W flood) | Commercial | Turnover | Offices | FL Zone 2 | Per Lamp | 0% | 261.17 | 60.27 | 200.9 | 0.76923 | 7.8 | 0 | 0 | 1.85 | https://www.homedepot.com/p/Philips-65-Watt-Incandescent-BR30-Flood-Light-Bulb-12-Pack-per-Case-248872/100560688 | 0 | No Labor Cost | 5.77 | https://www.1000bulbs.com/product/1644/FC15-FER3015W27.html | 0 | No Labor Cost | 3.92 | bulb |  | 3.92
Equipment | CFL - 15W Flood | 15W CFL | EISA-2020 compliant baseline lamp (65W flood) | Commercial | Turnover | Restaurants | FL Zone 2 | Per Lamp | 0% | 261.17 | 60.27 | 200.9 | 0.76923 | 7.8 | 0 | 0 | 1.85 | https://www.homedepot.com/p/Philips-65-Watt-Incandescent-BR30-Flood-Light-Bulb-12-Pack-per-Case-248872/100560688 | 0 | No Labor Cost | 5.77 | https://www.1000bulbs.com/product/1644/FC15-FER3015W27.html | 0 | No Labor Cost | 3.92 | bulb |  | 3.92
Equipment | CFL - 15W Flood | 15W CFL | EISA-2020 compliant baseline lamp (65W flood) | Commercial | Turnover | Retail | FL Zone 2 | Per Lamp | 0% | 261.17 | 60.27 | 200.9 | 0.76923 | 7.8 | 0 | 0 | 1.85 | https://www.homedepot.com/p/Philips-65-Watt-Incandescent-BR30-Flood-Light-Bulb-12-Pack-per-Case-248872/100560688 | 0 | No Labor Cost | 5.77 | https://www.1000bulbs.com/product/1644/FC15-FER3015W27.html | 0 | No Labor Cost | 3.92 | bulb |  | 3.92
Equipment | CFL - 15W Flood | 15W CFL | EISA-2020 compliant baseline lamp (65W flood) | Commercial | Turnover | Schools K-12 | FL Zone 2 | Per Lamp | 0% | 261.17 | 60.27 | 200.9 | 0.76923 | 7.8 | 0 | 0 | 1.85 | https://www.homedepot.com/p/Philips-65-Watt-Incandescent-BR30-Flood-Light-Bulb-12-Pack-per-Case-248872/100560688 | 0 | No Labor Cost | 5.77 | https://www.1000bulbs.com/product/1644/FC15-FER3015W27.html | 0 | No Labor Cost | 3.92 | bulb |  | 3.92
Equipment | CFL - 15W Flood | 15W CFL | EISA-2020 compliant baseline lamp (65W flood) | Commercial | Turnover | Warehouse | FL Zone 2 | Per Lamp | 0% | 261.17 | 60.27 | 200.9 | 0.76923 | 7.8 | 0 | 0 | 1.85 | https://www.homedepot.com/p/Philips-65-Watt-Incandescent-BR30-Flood-Light-Bulb-12-Pack-per-Case-248872/100560688 | 0 | No Labor Cost | 5.77 | https://www.1000bulbs.com/product/1644/FC15-FER3015W27.html | 0 | No Labor Cost | 3.92 | bulb |  | 3.92
Equipment | CFL - 15W Flood | 15W CFL | EISA-2020 compliant baseline lamp (65W flood) | Commercial | New | Assembly | FL Zone 2 | Per Lamp | 0% | 261.17 | 60.27 | 200.9 | 0.76923 | 7.8 | 0 | 0 | 1.85 | https://www.homedepot.com/p/Philips-65-Watt-Incandescent-BR30-Flood-Light-Bulb-12-Pack-per-Case-248872/100560688 | 0 | No Labor Cost | 5.77 | https://www.1000bulbs.com/product/1644/FC15-FER3015W27.html | 0 | No Labor Cost | 3.92 | bulb |  | 3.92
Equipment | CFL - 15W Flood | 15W CFL | EISA-2020 compliant baseline lamp (65W flood) | Commercial | New | College and University | FL Zone 2 | Per Lamp | 0% | 261.17 | 60.27 | 200.9 | 0.76923 | 7.8 | 0 | 0 | 1.85 | https://www.homedepot.com/p/Philips-65-Watt-Incandescent-BR30-Flood-Light-Bulb-12-Pack-per-Case-248872/100560688 | 0 | No Labor Cost | 5.77 | https://www.1000bulbs.com/product/1644/FC15-FER3015W27.html | 0 | No Labor Cost | 3.92 | bulb |  | 3.92
Equipment | CFL - 15W Flood | 15W CFL | EISA-2020 compliant baseline lamp (65W flood) | Commercial | New | Grocery | FL Zone 2 | Per Lamp | 0% | 261.17 | 60.27 | 200.9 | 0.76923 | 7.8 | 0 | 0 | 1.85 | https://www.homedepot.com/p/Philips-65-Watt-Incandescent-BR30-Flood-Light-Bulb-12-Pack-per-Case-248872/100560688 | 0 | No Labor Cost | 5.77 | https://www.1000bulbs.com/product/1644/FC15-FER3015W27.html | 0 | No Labor Cost | 3.92 | bulb |  | 3.92
Equipment | CFL - 15W Flood | 15W CFL | EISA-2020 compliant baseline lamp (65W flood) | Commercial | New | Healthcare | FL Zone 2 | Per Lamp | 0% | 261.17 | 60.27 | 200.9 | 0.76923 | 7.8 | 0 | 0 | 1.85 | https://www.homedepot.com/p/Philips-65-Watt-Incandescent-BR30-Flood-Light-Bulb-12-Pack-per-Case-248872/100560688 | 0 | No Labor Cost | 5.77 | https://www.1000bulbs.com/product/1644/FC15-FER3015W27.html | 0 | No Labor Cost | 3.92 | bulb |  | 3.92
Equipment | CFL - 15W Flood | 15W CFL | EISA-2020 compliant baseline lamp (65W flood) | Commercial | New | Hospitals | FL Zone 2 | Per Lamp | 0% | 261.17 | 60.27 | 200.9 | 0.76923 | 7.8 | 0 | 0 | 1.85 | https://www.homedepot.com/p/Philips-65-Watt-Incandescent-BR30-Flood-Light-Bulb-12-Pack-per-Case-248872/100560688 | 0 | No Labor Cost | 5.77 | https://www.1000bulbs.com/product/1644/FC15-FER3015W27.html | 0 | No Labor Cost | 3.92 | bulb |  | 3.92
Equipment | CFL - 15W Flood | 15W CFL | EISA-2020 compliant baseline lamp (65W flood) | Commercial | New | Institutional | FL Zone 2 | Per Lamp | 0% | 261.17 | 60.27 | 200.9 | 0.76923 | 7.8 | 0 | 0 | 1.85 | https://www.homedepot.com/p/Philips-65-Watt-Incandescent-BR30-Flood-Light-Bulb-12-Pack-per-Case-248872/100560688 | 0 | No Labor Cost | 5.77 | https://www.1000bulbs.com/product/1644/FC15-FER3015W27.html | 0 | No Labor Cost | 3.92 | bulb |  | 3.92
Equipment | CFL - 15W Flood | 15W CFL | EISA-2020 compliant baseline lamp (65W flood) | Commercial | New | Lodging/Hospitality | FL Zone 2 | Per Lamp | 0% | 261.17 | 60.27 | 200.9 | 0.76923 | 7.8 | 0 | 0 | 1.85 | https://www.homedepot.com/p/Philips-65-Watt-Incandescent-BR30-Flood-Light-Bulb-12-Pack-per-Case-248872/100560688 | 0 | No Labor Cost | 5.77 | https://www.1000bulbs.com/product/1644/FC15-FER3015W27.html | 0 | No Labor Cost | 3.92 | bulb |  | 3.92
Equipment | CFL - 15W Flood | 15W CFL | EISA-2020 compliant baseline lamp (65W flood) | Commercial | New | Miscellaneous | FL Zone 2 | Per Lamp | 0% | 261.17 | 60.27 | 200.9 | 0.76923 | 7.8 | 0 | 0 | 1.85 | https://www.homedepot.com/p/Philips-65-Watt-Incandescent-BR30-Flood-Light-Bulb-12-Pack-per-Case-248872/100560688 | 0 | No Labor Cost | 5.77 | https://www.1000bulbs.com/product/1644/FC15-FER3015W27.html | 0 | No Labor Cost | 3.92 | bulb |  | 3.92
Equipment | CFL - 15W Flood | 15W CFL | EISA-2020 compliant baseline lamp (65W flood) | Commercial | New | Offices | FL Zone 2 | Per Lamp | 0% | 261.17 | 60.27 | 200.9 | 0.76923 | 7.8 | 0 | 0 | 1.85 | https://www.homedepot.com/p/Philips-65-Watt-Incandescent-BR30-Flood-Light-Bulb-12-Pack-per-Case-248872/100560688 | 0 | No Labor Cost | 5.77 | https://www.1000bulbs.com/product/1644/FC15-FER3015W27.html | 0 | No Labor Cost | 3.92 | bulb |  | 3.92
Equipment | CFL - 15W Flood | 15W CFL | EISA-2020 compliant baseline lamp (65W flood) | Commercial | New | Restaurants | FL Zone 2 | Per Lamp | 0% | 261.17 | 60.27 | 200.9 | 0.76923 | 7.8 | 0 | 0 | 1.85 | https://www.homedepot.com/p/Philips-65-Watt-Incandescent-BR30-Flood-Light-Bulb-12-Pack-per-Case-248872/100560688 | 0 | No Labor Cost | 5.77 | https://www.1000bulbs.com/product/1644/FC15-FER3015W27.html | 0 | No Labor Cost | 3.92 | bulb |  | 3.92
Equipment | CFL - 15W Flood | 15W CFL | EISA-2020 compliant baseline lamp (65W flood) | Commercial | New | Retail | FL Zone 2 | Per Lamp | 0% | 261.17 | 60.27 | 200.9 | 0.76923 | 7.8 | 0 | 0 | 1.85 | https://www.homedepot.com/p/Philips-65-Watt-Incandescent-BR30-Flood-Light-Bulb-12-Pack-per-Case-248872/100560688 | 0 | No Labor Cost | 5.77 | https://www.1000bulbs.com/product/1644/FC15-FER3015W27.html | 0 | No Labor Cost | 3.92 | bulb |  | 3.92
Equipment | CFL - 15W Flood | 15W CFL | EISA-2020 compliant baseline lamp (65W flood) | Commercial | New | Schools K-12 | FL Zone 2 | Per Lamp | 0% | 261.17 | 60.27 | 200.9 | 0.76923 | 7.8 | 0 | 0 | 1.85 | https://www.homedepot.com/p/Philips-65-Watt-Incandescent-BR30-Flood-Light-Bulb-12-Pack-per-Case-248872/100560688 | 0 | No Labor Cost | 5.77 | https://www.1000bulbs.com/product/1644/FC15-FER3015W27.html | 0 | No Labor Cost | 3.92 | bulb |  | 3.92
Equipment | CFL - 15W Flood | 15W CFL | EISA-2020 compliant baseline lamp (65W flood) | Commercial | New | Warehouse | FL Zone 2 | Per Lamp | 0% | 261.17 | 60.27 | 200.9 | 0.76923 | 7.8 | 0 | 0 | 1.85 | https://www.homedepot.com/p/Philips-65-Watt-Incandescent-BR30-Flood-Light-Bulb-12-Pack-per-Case-248872/100560688 | 0 | No Labor Cost | 5.77 | https://www.1000bulbs.com/product/1644/FC15-FER3015W27.html | 0 | No Labor Cost | 3.92 | bulb |  | 3.92
Equipment | High Efficiency HID Lighting | One Pulse Start Metal Halide 200W | Average Lumen Equivalent High Intensity Discharge Fixture | Commercial | Turnover | Assembly | FL Zone 2 | Per Fixture | 0% | 1416.345 | 932.176 | 484.169 | 0.34184 | 13 | 0 | 0 | 106.78 | https://www.amazon.com/Hubbell-Outdoor-WGL250S-250-watt-Pressure/dp/B0092Q6ZPW/ref=asc_df_B0092Q6ZPW/?tag=hyprod-20&linkCode=df0&hvadid=222189693293&hvpos=1o6&hvnetw=g&hvrand=5938126234860207798&hvpone=&hvptwo=&hvqmt=&hvdev=c&hvdvcmdl=&hvlocint=&hvlocphy=9009673&hvtargid=pla-441788680757&psc=1 | 82.76 | rate at $82.76/per labor hour assume 1 hours work, https://www.homewyse.com/services/cost_to_install_lighting_control_system.html | 300.22 | https://www.amazon.com/RAB-Lighting-MEGH200PSQ-PCS-Photocell/dp/B005PTOBSS/ref=sr_1_36?s=hi&ie=UTF8&qid=1538488477&sr=1-36&keywords=200+watt+pulse+start+metal+halide | 82.76 | rate at $82.76/per labor hour assume 1 hours work, https://www.homewyse.com/services/cost_to_install_lighting_control_system.html | 193.44 | fixture |  | 193.44
Equipment | High Efficiency HID Lighting | One Pulse Start Metal Halide 200W | Average Lumen Equivalent High Intensity Discharge Fixture | Commercial | Turnover | College and University | FL Zone 2 | Per Fixture | 0% | 1416.345 | 932.176 | 484.169 | 0.34184 | 13 | 0 | 0 | 106.78 | https://www.amazon.com/Hubbell-Outdoor-WGL250S-250-watt-Pressure/dp/B0092Q6ZPW/ref=asc_df_B0092Q6ZPW/?tag=hyprod-20&linkCode=df0&hvadid=222189693293&hvpos=1o6&hvnetw=g&hvrand=5938126234860207798&hvpone=&hvptwo=&hvqmt=&hvdev=c&hvdvcmdl=&hvlocint=&hvlocphy=9009673&hvtargid=pla-441788680757&psc=1 | 82.76 | rate at $82.76/per labor hour assume 1 hours work, https://www.homewyse.com/services/cost_to_install_lighting_control_system.html | 300.22 | https://www.amazon.com/RAB-Lighting-MEGH200PSQ-PCS-Photocell/dp/B005PTOBSS/ref=sr_1_36?s=hi&ie=UTF8&qid=1538488477&sr=1-36&keywords=200+watt+pulse+start+metal+halide | 82.76 | rate at $82.76/per labor hour assume 1 hours work, https://www.homewyse.com/services/cost_to_install_lighting_control_system.html | 193.44 | fixture |  | 193.44
Equipment | High Efficiency HID Lighting | One Pulse Start Metal Halide 200W | Average Lumen Equivalent High Intensity Discharge Fixture | Commercial | Turnover | Grocery | FL Zone 2 | Per Fixture | 0% | 1416.345 | 932.176 | 484.169 | 0.34184 | 13 | 0 | 0 | 106.78 | https://www.amazon.com/Hubbell-Outdoor-WGL250S-250-watt-Pressure/dp/B0092Q6ZPW/ref=asc_df_B0092Q6ZPW/?tag=hyprod-20&linkCode=df0&hvadid=222189693293&hvpos=1o6&hvnetw=g&hvrand=5938126234860207798&hvpone=&hvptwo=&hvqmt=&hvdev=c&hvdvcmdl=&hvlocint=&hvlocphy=9009673&hvtargid=pla-441788680757&psc=1 | 82.76 | rate at $82.76/per labor hour assume 1 hours work, https://www.homewyse.com/services/cost_to_install_lighting_control_system.html | 300.22 | https://www.amazon.com/RAB-Lighting-MEGH200PSQ-PCS-Photocell/dp/B005PTOBSS/ref=sr_1_36?s=hi&ie=UTF8&qid=1538488477&sr=1-36&keywords=200+watt+pulse+start+metal+halide | 82.76 | rate at $82.76/per labor hour assume 1 hours work, https://www.homewyse.com/services/cost_to_install_lighting_control_system.html | 193.44 | fixture |  | 193.44
Equipment | High Efficiency HID Lighting | One Pulse Start Metal Halide 200W | Average Lumen Equivalent High Intensity Discharge Fixture | Commercial | Turnover | Healthcare | FL Zone 2 | Per Fixture | 0% | 1416.345 | 932.176 | 484.169 | 0.34184 | 13 | 0 | 0 | 106.78 | https://www.amazon.com/Hubbell-Outdoor-WGL250S-250-watt-Pressure/dp/B0092Q6ZPW/ref=asc_df_B0092Q6ZPW/?tag=hyprod-20&linkCode=df0&hvadid=222189693293&hvpos=1o6&hvnetw=g&hvrand=5938126234860207798&hvpone=&hvptwo=&hvqmt=&hvdev=c&hvdvcmdl=&hvlocint=&hvlocphy=9009673&hvtargid=pla-441788680757&psc=1 | 82.76 | rate at $82.76/per labor hour assume 1 hours work, https://www.homewyse.com/services/cost_to_install_lighting_control_system.html | 300.22 | https://www.amazon.com/RAB-Lighting-MEGH200PSQ-PCS-Photocell/dp/B005PTOBSS/ref=sr_1_36?s=hi&ie=UTF8&qid=1538488477&sr=1-36&keywords=200+watt+pulse+start+metal+halide | 82.76 | rate at $82.76/per labor hour assume 1 hours work, https://www.homewyse.com/services/cost_to_install_lighting_control_system.html | 193.44 | fixture |  | 193.44
Equipment | High Efficiency HID Lighting | One Pulse Start Metal Halide 200W | Average Lumen Equivalent High Intensity Discharge Fixture | Commercial | Turnover | Hospitals | FL Zone 2 | Per Fixture | 0% | 1416.345 | 932.176 | 484.169 | 0.34184 | 13 | 0 | 0 | 106.78 | https://www.amazon.com/Hubbell-Outdoor-WGL250S-250-watt-Pressure/dp/B0092Q6ZPW/ref=asc_df_B0092Q6ZPW/?tag=hyprod-20&linkCode=df0&hvadid=222189693293&hvpos=1o6&hvnetw=g&hvrand=5938126234860207798&hvpone=&hvptwo=&hvqmt=&hvdev=c&hvdvcmdl=&hvlocint=&hvlocphy=9009673&hvtargid=pla-441788680757&psc=1 | 82.76 | rate at $82.76/per labor hour assume 1 hours work, https://www.homewyse.com/services/cost_to_install_lighting_control_system.html | 300.22 | https://www.amazon.com/RAB-Lighting-MEGH200PSQ-PCS-Photocell/dp/B005PTOBSS/ref=sr_1_36?s=hi&ie=UTF8&qid=1538488477&sr=1-36&keywords=200+watt+pulse+start+metal+halide | 82.76 | rate at $82.76/per labor hour assume 1 hours work, https://www.homewyse.com/services/cost_to_install_lighting_control_system.html | 193.44 | fixture |  | 193.44
Equipment | High Efficiency HID Lighting | One Pulse Start Metal Halide 200W | Average Lumen Equivalent High Intensity Discharge Fixture | Commercial | Turnover | Institutional | FL Zone 2 | Per Fixture | 0% | 1416.345 | 932.176 | 484.169 | 0.34184 | 13 | 0 | 0 | 106.78 | https://www.amazon.com/Hubbell-Outdoor-WGL250S-250-watt-Pressure/dp/B0092Q6ZPW/ref=asc_df_B0092Q6ZPW/?tag=hyprod-20&linkCode=df0&hvadid=222189693293&hvpos=1o6&hvnetw=g&hvrand=5938126234860207798&hvpone=&hvptwo=&hvqmt=&hvdev=c&hvdvcmdl=&hvlocint=&hvlocphy=9009673&hvtargid=pla-441788680757&psc=1 | 82.76 | rate at $82.76/per labor hour assume 1 hours work, https://www.homewyse.com/services/cost_to_install_lighting_control_system.html | 300.22 | https://www.amazon.com/RAB-Lighting-MEGH200PSQ-PCS-Photocell/dp/B005PTOBSS/ref=sr_1_36?s=hi&ie=UTF8&qid=1538488477&sr=1-36&keywords=200+watt+pulse+start+metal+halide | 82.76 | rate at $82.76/per labor hour assume 1 hours work, https://www.homewyse.com/services/cost_to_install_lighting_control_system.html | 193.44 | fixture |  | 193.44
Equipment | High Efficiency HID Lighting | One Pulse Start Metal Halide 200W | Average Lumen Equivalent High Intensity Discharge Fixture | Commercial | Turnover | Lodging/Hospitality | FL Zone 2 | Per Fixture | 0% | 1416.345 | 932.176 | 484.169 | 0.34184 | 13 | 0 | 0 | 106.78 | https://www.amazon.com/Hubbell-Outdoor-WGL250S-250-watt-Pressure/dp/B0092Q6ZPW/ref=asc_df_B0092Q6ZPW/?tag=hyprod-20&linkCode=df0&hvadid=222189693293&hvpos=1o6&hvnetw=g&hvrand=5938126234860207798&hvpone=&hvptwo=&hvqmt=&hvdev=c&hvdvcmdl=&hvlocint=&hvlocphy=9009673&hvtargid=pla-441788680757&psc=1 | 82.76 | rate at $82.76/per labor hour assume 1 hours work, https://www.homewyse.com/services/cost_to_install_lighting_control_system.html | 300.22 | https://www.amazon.com/RAB-Lighting-MEGH200PSQ-PCS-Photocell/dp/B005PTOBSS/ref=sr_1_36?s=hi&ie=UTF8&qid=1538488477&sr=1-36&keywords=200+watt+pulse+start+metal+halide | 82.76 | rate at $82.76/per labor hour assume 1 hours work, https://www.homewyse.com/services/cost_to_install_lighting_control_system.html | 193.44 | fixture |  | 193.44
Equipment | High Efficiency HID Lighting | One Pulse Start Metal Halide 200W | Average Lumen Equivalent High Intensity Discharge Fixture | Commercial | Turnover | Miscellaneous | FL Zone 2 | Per Fixture | 0% | 1416.345 | 932.176 | 484.169 | 0.34184 | 13 | 0 | 0 | 106.78 | https://www.amazon.com/Hubbell-Outdoor-WGL250S-250-watt-Pressure/dp/B0092Q6ZPW/ref=asc_df_B0092Q6ZPW/?tag=hyprod-20&linkCode=df0&hvadid=222189693293&hvpos=1o6&hvnetw=g&hvrand=5938126234860207798&hvpone=&hvptwo=&hvqmt=&hvdev=c&hvdvcmdl=&hvlocint=&hvlocphy=9009673&hvtargid=pla-441788680757&psc=1 | 82.76 | rate at $82.76/per labor hour assume 1 hours work, https://www.homewyse.com/services/cost_to_install_lighting_control_system.html | 300.22 | https://www.amazon.com/RAB-Lighting-MEGH200PSQ-PCS-Photocell/dp/B005PTOBSS/ref=sr_1_36?s=hi&ie=UTF8&qid=1538488477&sr=1-36&keywords=200+watt+pulse+start+metal+halide | 82.76 | rate at $82.76/per labor hour assume 1 hours work, https://www.homewyse.com/services/cost_to_install_lighting_control_system.html | 193.44 | fixture |  | 193.44
Equipment | High Efficiency HID Lighting | One Pulse Start Metal Halide 200W | Average Lumen Equivalent High Intensity Discharge Fixture | Commercial | Turnover | Offices | FL Zone 2 | Per Fixture | 0% | 1416.345 | 932.176 | 484.169 | 0.34184 | 13 | 0 | 0 | 106.78 | https://www.amazon.com/Hubbell-Outdoor-WGL250S-250-watt-Pressure/dp/B0092Q6ZPW/ref=asc_df_B0092Q6ZPW/?tag=hyprod-20&linkCode=df0&hvadid=222189693293&hvpos=1o6&hvnetw=g&hvrand=5938126234860207798&hvpone=&hvptwo=&hvqmt=&hvdev=c&hvdvcmdl=&hvlocint=&hvlocphy=9009673&hvtargid=pla-441788680757&psc=1 | 82.76 | rate at $82.76/per labor hour assume 1 hours work, https://www.homewyse.com/services/cost_to_install_lighting_control_system.html | 300.22 | https://www.amazon.com/RAB-Lighting-MEGH200PSQ-PCS-Photocell/dp/B005PTOBSS/ref=sr_1_36?s=hi&ie=UTF8&qid=1538488477&sr=1-36&keywords=200+watt+pulse+start+metal+halide | 82.76 | rate at $82.76/per labor hour assume 1 hours work, https://www.homewyse.com/services/cost_to_install_lighting_control_system.html | 193.44 | fixture |  | 193.44
Equipment | High Efficiency HID Lighting | One Pulse Start Metal Halide 200W | Average Lumen Equivalent High Intensity Discharge Fixture | Commercial | Turnover | Restaurants | FL Zone 2 | Per Fixture | 0% | 1416.345 | 932.176 | 484.169 | 0.34184 | 13 | 0 | 0 | 106.78 | https://www.amazon.com/Hubbell-Outdoor-WGL250S-250-watt-Pressure/dp/B0092Q6ZPW/ref=asc_df_B0092Q6ZPW/?tag=hyprod-20&linkCode=df0&hvadid=222189693293&hvpos=1o6&hvnetw=g&hvrand=5938126234860207798&hvpone=&hvptwo=&hvqmt=&hvdev=c&hvdvcmdl=&hvlocint=&hvlocphy=9009673&hvtargid=pla-441788680757&psc=1 | 82.76 | rate at $82.76/per labor hour assume 1 hours work, https://www.homewyse.com/services/cost_to_install_lighting_control_system.html | 300.22 | https://www.amazon.com/RAB-Lighting-MEGH200PSQ-PCS-Photocell/dp/B005PTOBSS/ref=sr_1_36?s=hi&ie=UTF8&qid=1538488477&sr=1-36&keywords=200+watt+pulse+start+metal+halide | 82.76 | rate at $82.76/per labor hour assume 1 hours work, https://www.homewyse.com/services/cost_to_install_lighting_control_system.html | 193.44 | fixture |  | 193.44
Equipment | High Efficiency HID Lighting | One Pulse Start Metal Halide 200W | Average Lumen Equivalent High Intensity Discharge Fixture | Commercial | Turnover | Retail | FL Zone 2 | Per Fixture | 0% | 1416.345 | 932.176 | 484.169 | 0.34184 | 13 | 0 | 0 | 106.78 | https://www.amazon.com/Hubbell-Outdoor-WGL250S-250-watt-Pressure/dp/B0092Q6ZPW/ref=asc_df_B0092Q6ZPW/?tag=hyprod-20&linkCode=df0&hvadid=222189693293&hvpos=1o6&hvnetw=g&hvrand=5938126234860207798&hvpone=&hvptwo=&hvqmt=&hvdev=c&hvdvcmdl=&hvlocint=&hvlocphy=9009673&hvtargid=pla-441788680757&psc=1 | 82.76 | rate at $82.76/per labor hour assume 1 hours work, https://www.homewyse.com/services/cost_to_install_lighting_control_system.html | 300.22 | https://www.amazon.com/RAB-Lighting-MEGH200PSQ-PCS-Photocell/dp/B005PTOBSS/ref=sr_1_36?s=hi&ie=UTF8&qid=1538488477&sr=1-36&keywords=200+watt+pulse+start+metal+halide | 82.76 | rate at $82.76/per labor hour assume 1 hours work, https://www.homewyse.com/services/cost_to_install_lighting_control_system.html | 193.44 | fixture |  | 193.44
Equipment | High Efficiency HID Lighting | One Pulse Start Metal Halide 200W | Average Lumen Equivalent High Intensity Discharge Fixture | Commercial | Turnover | Schools K-12 | FL Zone 2 | Per Fixture | 0% | 1416.345 | 932.176 | 484.169 | 0.34184 | 13 | 0 | 0 | 106.78 | https://www.amazon.com/Hubbell-Outdoor-WGL250S-250-watt-Pressure/dp/B0092Q6ZPW/ref=asc_df_B0092Q6ZPW/?tag=hyprod-20&linkCode=df0&hvadid=222189693293&hvpos=1o6&hvnetw=g&hvrand=5938126234860207798&hvpone=&hvptwo=&hvqmt=&hvdev=c&hvdvcmdl=&hvlocint=&hvlocphy=9009673&hvtargid=pla-441788680757&psc=1 | 82.76 | rate at $82.76/per labor hour assume 1 hours work, https://www.homewyse.com/services/cost_to_install_lighting_control_system.html | 300.22 | https://www.amazon.com/RAB-Lighting-MEGH200PSQ-PCS-Photocell/dp/B005PTOBSS/ref=sr_1_36?s=hi&ie=UTF8&qid=1538488477&sr=1-36&keywords=200+watt+pulse+start+metal+halide | 82.76 | rate at $82.76/per labor hour assume 1 hours work, https://www.homewyse.com/services/cost_to_install_lighting_control_system.html | 193.44 | fixture |  | 193.44
Equipment | High Efficiency HID Lighting | One Pulse Start Metal Halide 200W | Average Lumen Equivalent High Intensity Discharge Fixture | Commercial | Turnover | Warehouse | FL Zone 2 | Per Fixture | 0% | 1416.345 | 932.176 | 484.169 | 0.34184 | 13 | 0 | 0 | 106.78 | https://www.amazon.com/Hubbell-Outdoor-WGL250S-250-watt-Pressure/dp/B0092Q6ZPW/ref=asc_df_B0092Q6ZPW/?tag=hyprod-20&linkCode=df0&hvadid=222189693293&hvpos=1o6&hvnetw=g&hvrand=5938126234860207798&hvpone=&hvptwo=&hvqmt=&hvdev=c&hvdvcmdl=&hvlocint=&hvlocphy=9009673&hvtargid=pla-441788680757&psc=1 | 82.76 | rate at $82.76/per labor hour assume 1 hours work, https://www.homewyse.com/services/cost_to_install_lighting_control_system.html | 300.22 | https://www.amazon.com/RAB-Lighting-MEGH200PSQ-PCS-Photocell/dp/B005PTOBSS/ref=sr_1_36?s=hi&ie=UTF8&qid=1538488477&sr=1-36&keywords=200+watt+pulse+start+metal+halide | 82.76 | rate at $82.76/per labor hour assume 1 hours work, https://www.homewyse.com/services/cost_to_install_lighting_control_system.html | 193.44 | fixture |  | 193.44
Equipment | High Efficiency HID Lighting | One Pulse Start Metal Halide 200W | Average Lumen Equivalent High Intensity Discharge Fixture | Commercial | New | Assembly | FL Zone 2 | Per Fixture | 0% | 1416.345 | 932.176 | 484.169 | 0.34184 | 13 | 0 | 0 | 106.78 | https://www.amazon.com/Hubbell-Outdoor-WGL250S-250-watt-Pressure/dp/B0092Q6ZPW/ref=asc_df_B0092Q6ZPW/?tag=hyprod-20&linkCode=df0&hvadid=222189693293&hvpos=1o6&hvnetw=g&hvrand=5938126234860207798&hvpone=&hvptwo=&hvqmt=&hvdev=c&hvdvcmdl=&hvlocint=&hvlocphy=9009673&hvtargid=pla-441788680757&psc=1 | 82.76 | rate at $82.76/per labor hour assume 1 hours work, https://www.homewyse.com/services/cost_to_install_lighting_control_system.html | 300.22 | https://www.amazon.com/RAB-Lighting-MEGH200PSQ-PCS-Photocell/dp/B005PTOBSS/ref=sr_1_36?s=hi&ie=UTF8&qid=1538488477&sr=1-36&keywords=200+watt+pulse+start+metal+halide | 82.76 | rate at $82.76/per labor hour assume 1 hours work, https://www.homewyse.com/services/cost_to_install_lighting_control_system.html | 193.44 | fixture |  | 193.44
Equipment | High Efficiency HID Lighting | One Pulse Start Metal Halide 200W | Average Lumen Equivalent High Intensity Discharge Fixture | Commercial | New | College and University | FL Zone 2 | Per Fixture | 0% | 1416.345 | 932.176 | 484.169 | 0.34184 | 13 | 0 | 0 | 106.78 | https://www.amazon.com/Hubbell-Outdoor-WGL250S-250-watt-Pressure/dp/B0092Q6ZPW/ref=asc_df_B0092Q6ZPW/?tag=hyprod-20&linkCode=df0&hvadid=222189693293&hvpos=1o6&hvnetw=g&hvrand=5938126234860207798&hvpone=&hvptwo=&hvqmt=&hvdev=c&hvdvcmdl=&hvlocint=&hvlocphy=9009673&hvtargid=pla-441788680757&psc=1 | 82.76 | rate at $82.76/per labor hour assume 1 hours work, https://www.homewyse.com/services/cost_to_install_lighting_control_system.html | 300.22 | https://www.amazon.com/RAB-Lighting-MEGH200PSQ-PCS-Photocell/dp/B005PTOBSS/ref=sr_1_36?s=hi&ie=UTF8&qid=1538488477&sr=1-36&keywords=200+watt+pulse+start+metal+halide | 82.76 | rate at $82.76/per labor hour assume 1 hours work, https://www.homewyse.com/services/cost_to_install_lighting_control_system.html | 193.44 | fixture |  | 193.44
Equipment | High Efficiency HID Lighting | One Pulse Start Metal Halide 200W | Average Lumen Equivalent High Intensity Discharge Fixture | Commercial | New | Grocery | FL Zone 2 | Per Fixture | 0% | 1416.345 | 932.176 | 484.169 | 0.34184 | 13 | 0 | 0 | 106.78 | https://www.amazon.com/Hubbell-Outdoor-WGL250S-250-watt-Pressure/dp/B0092Q6ZPW/ref=asc_df_B0092Q6ZPW/?tag=hyprod-20&linkCode=df0&hvadid=222189693293&hvpos=1o6&hvnetw=g&hvrand=5938126234860207798&hvpone=&hvptwo=&hvqmt=&hvdev=c&hvdvcmdl=&hvlocint=&hvlocphy=9009673&hvtargid=pla-441788680757&psc=1 | 82.76 | rate at $82.76/per labor hour assume 1 hours work, https://www.homewyse.com/services/cost_to_install_lighting_control_system.html | 300.22 | https://www.amazon.com/RAB-Lighting-MEGH200PSQ-PCS-Photocell/dp/B005PTOBSS/ref=sr_1_36?s=hi&ie=UTF8&qid=1538488477&sr=1-36&keywords=200+watt+pulse+start+metal+halide | 82.76 | rate at $82.76/per labor hour assume 1 hours work, https://www.homewyse.com/services/cost_to_install_lighting_control_system.html | 193.44 | fixture |  | 193.44
Equipment | High Efficiency HID Lighting | One Pulse Start Metal Halide 200W | Average Lumen Equivalent High Intensity Discharge Fixture | Commercial | New | Healthcare | FL Zone 2 | Per Fixture | 0% | 1416.345 | 932.176 | 484.169 | 0.34184 | 13 | 0 | 0 | 106.78 | https://www.amazon.com/Hubbell-Outdoor-WGL250S-250-watt-Pressure/dp/B0092Q6ZPW/ref=asc_df_B0092Q6ZPW/?tag=hyprod-20&linkCode=df0&hvadid=222189693293&hvpos=1o6&hvnetw=g&hvrand=5938126234860207798&hvpone=&hvptwo=&hvqmt=&hvdev=c&hvdvcmdl=&hvlocint=&hvlocphy=9009673&hvtargid=pla-441788680757&psc=1 | 82.76 | rate at $82.76/per labor hour assume 1 hours work, https://www.homewyse.com/services/cost_to_install_lighting_control_system.html | 300.22 | https://www.amazon.com/RAB-Lighting-MEGH200PSQ-PCS-Photocell/dp/B005PTOBSS/ref=sr_1_36?s=hi&ie=UTF8&qid=1538488477&sr=1-36&keywords=200+watt+pulse+start+metal+halide | 82.76 | rate at $82.76/per labor hour assume 1 hours work, https://www.homewyse.com/services/cost_to_install_lighting_control_system.html | 193.44 | fixture |  | 193.44
Equipment | High Efficiency HID Lighting | One Pulse Start Metal Halide 200W | Average Lumen Equivalent High Intensity Discharge Fixture | Commercial | New | Hospitals | FL Zone 2 | Per Fixture | 0% | 1416.345 | 932.176 | 484.169 | 0.34184 | 13 | 0 | 0 | 106.78 | https://www.amazon.com/Hubbell-Outdoor-WGL250S-250-watt-Pressure/dp/B0092Q6ZPW/ref=asc_df_B0092Q6ZPW/?tag=hyprod-20&linkCode=df0&hvadid=222189693293&hvpos=1o6&hvnetw=g&hvrand=5938126234860207798&hvpone=&hvptwo=&hvqmt=&hvdev=c&hvdvcmdl=&hvlocint=&hvlocphy=9009673&hvtargid=pla-441788680757&psc=1 | 82.76 | rate at $82.76/per labor hour assume 1 hours work, https://www.homewyse.com/services/cost_to_install_lighting_control_system.html | 300.22 | https://www.amazon.com/RAB-Lighting-MEGH200PSQ-PCS-Photocell/dp/B005PTOBSS/ref=sr_1_36?s=hi&ie=UTF8&qid=1538488477&sr=1-36&keywords=200+watt+pulse+start+metal+halide | 82.76 | rate at $82.76/per labor hour assume 1 hours work, https://www.homewyse.com/services/cost_to_install_lighting_control_system.html | 193.44 | fixture |  | 193.44
Equipment | High Efficiency HID Lighting | One Pulse Start Metal Halide 200W | Average Lumen Equivalent High Intensity Discharge Fixture | Commercial | New | Institutional | FL Zone 2 | Per Fixture | 0% | 1416.345 | 932.176 | 484.169 | 0.34184 | 13 | 0 | 0 | 106.78 | https://www.amazon.com/Hubbell-Outdoor-WGL250S-250-watt-Pressure/dp/B0092Q6ZPW/ref=asc_df_B0092Q6ZPW/?tag=hyprod-20&linkCode=df0&hvadid=222189693293&hvpos=1o6&hvnetw=g&hvrand=5938126234860207798&hvpone=&hvptwo=&hvqmt=&hvdev=c&hvdvcmdl=&hvlocint=&hvlocphy=9009673&hvtargid=pla-441788680757&psc=1 | 82.76 | rate at $82.76/per labor hour assume 1 hours work, https://www.homewyse.com/services/cost_to_install_lighting_control_system.html | 300.22 | https://www.amazon.com/RAB-Lighting-MEGH200PSQ-PCS-Photocell/dp/B005PTOBSS/ref=sr_1_36?s=hi&ie=UTF8&qid=1538488477&sr=1-36&keywords=200+watt+pulse+start+metal+halide | 82.76 | rate at $82.76/per labor hour assume 1 hours work, https://www.homewyse.com/services/cost_to_install_lighting_control_system.html | 193.44 | fixture |  | 193.44
Equipment | High Efficiency HID Lighting | One Pulse Start Metal Halide 200W | Average Lumen Equivalent High Intensity Discharge Fixture | Commercial | New | Lodging/Hospitality | FL Zone 2 | Per Fixture | 0% | 1416.345 | 932.176 | 484.169 | 0.34184 | 13 | 0 | 0 | 106.78 | https://www.amazon.com/Hubbell-Outdoor-WGL250S-250-watt-Pressure/dp/B0092Q6ZPW/ref=asc_df_B0092Q6ZPW/?tag=hyprod-20&linkCode=df0&hvadid=222189693293&hvpos=1o6&hvnetw=g&hvrand=5938126234860207798&hvpone=&hvptwo=&hvqmt=&hvdev=c&hvdvcmdl=&hvlocint=&hvlocphy=9009673&hvtargid=pla-441788680757&psc=1 | 82.76 | rate at $82.76/per labor hour assume 1 hours work, https://www.homewyse.com/services/cost_to_install_lighting_control_system.html | 300.22 | https://www.amazon.com/RAB-Lighting-MEGH200PSQ-PCS-Photocell/dp/B005PTOBSS/ref=sr_1_36?s=hi&ie=UTF8&qid=1538488477&sr=1-36&keywords=200+watt+pulse+start+metal+halide | 82.76 | rate at $82.76/per labor hour assume 1 hours work, https://www.homewyse.com/services/cost_to_install_lighting_control_system.html | 193.44 | fixture |  | 193.44
Equipment | High Efficiency HID Lighting | One Pulse Start Metal Halide 200W | Average Lumen Equivalent High Intensity Discharge Fixture | Commercial | New | Miscellaneous | FL Zone 2 | Per Fixture | 0% | 1416.345 | 932.176 | 484.169 | 0.34184 | 13 | 0 | 0 | 106.78 | https://www.amazon.com/Hubbell-Outdoor-WGL250S-250-watt-Pressure/dp/B0092Q6ZPW/ref=asc_df_B0092Q6ZPW/?tag=hyprod-20&linkCode=df0&hvadid=222189693293&hvpos=1o6&hvnetw=g&hvrand=5938126234860207798&hvpone=&hvptwo=&hvqmt=&hvdev=c&hvdvcmdl=&hvlocint=&hvlocphy=9009673&hvtargid=pla-441788680757&psc=1 | 82.76 | rate at $82.76/per labor hour assume 1 hours work, https://www.homewyse.com/services/cost_to_install_lighting_control_system.html | 300.22 | https://www.amazon.com/RAB-Lighting-MEGH200PSQ-PCS-Photocell/dp/B005PTOBSS/ref=sr_1_36?s=hi&ie=UTF8&qid=1538488477&sr=1-36&keywords=200+watt+pulse+start+metal+halide | 82.76 | rate at $82.76/per labor hour assume 1 hours work, https://www.homewyse.com/services/cost_to_install_lighting_control_system.html | 193.44 | fixture |  | 193.44
Equipment | High Efficiency HID Lighting | One Pulse Start Metal Halide 200W | Average Lumen Equivalent High Intensity Discharge Fixture | Commercial | New | Offices | FL Zone 2 | Per Fixture | 0% | 1416.345 | 932.176 | 484.169 | 0.34184 | 13 | 0 | 0 | 106.78 | https://www.amazon.com/Hubbell-Outdoor-WGL250S-250-watt-Pressure/dp/B0092Q6ZPW/ref=asc_df_B0092Q6ZPW/?tag=hyprod-20&linkCode=df0&hvadid=222189693293&hvpos=1o6&hvnetw=g&hvrand=5938126234860207798&hvpone=&hvptwo=&hvqmt=&hvdev=c&hvdvcmdl=&hvlocint=&hvlocphy=9009673&hvtargid=pla-441788680757&psc=1 | 82.76 | rate at $82.76/per labor hour assume 1 hours work, https://www.homewyse.com/services/cost_to_install_lighting_control_system.html | 300.22 | https://www.amazon.com/RAB-Lighting-MEGH200PSQ-PCS-Photocell/dp/B005PTOBSS/ref=sr_1_36?s=hi&ie=UTF8&qid=1538488477&sr=1-36&keywords=200+watt+pulse+start+metal+halide | 82.76 | rate at $82.76/per labor hour assume 1 hours work, https://www.homewyse.com/services/cost_to_install_lighting_control_system.html | 193.44 | fixture |  | 193.44
Equipment | High Efficiency HID Lighting | One Pulse Start Metal Halide 200W | Average Lumen Equivalent High Intensity Discharge Fixture | Commercial | New | Restaurants | FL Zone 2 | Per Fixture | 0% | 1416.345 | 932.176 | 484.169 | 0.34184 | 13 | 0 | 0 | 106.78 | https://www.amazon.com/Hubbell-Outdoor-WGL250S-250-watt-Pressure/dp/B0092Q6ZPW/ref=asc_df_B0092Q6ZPW/?tag=hyprod-20&linkCode=df0&hvadid=222189693293&hvpos=1o6&hvnetw=g&hvrand=5938126234860207798&hvpone=&hvptwo=&hvqmt=&hvdev=c&hvdvcmdl=&hvlocint=&hvlocphy=9009673&hvtargid=pla-441788680757&psc=1 | 82.76 | rate at $82.76/per labor hour assume 1 hours work, https://www.homewyse.com/services/cost_to_install_lighting_control_system.html | 300.22 | https://www.amazon.com/RAB-Lighting-MEGH200PSQ-PCS-Photocell/dp/B005PTOBSS/ref=sr_1_36?s=hi&ie=UTF8&qid=1538488477&sr=1-36&keywords=200+watt+pulse+start+metal+halide | 82.76 | rate at $82.76/per labor hour assume 1 hours work, https://www.homewyse.com/services/cost_to_install_lighting_control_system.html | 193.44 | fixture |  | 193.44
Equipment | High Efficiency HID Lighting | One Pulse Start Metal Halide 200W | Average Lumen Equivalent High Intensity Discharge Fixture | Commercial | New | Retail | FL Zone 2 | Per Fixture | 0% | 1416.345 | 932.176 | 484.169 | 0.34184 | 13 | 0 | 0 | 106.78 | https://www.amazon.com/Hubbell-Outdoor-WGL250S-250-watt-Pressure/dp/B0092Q6ZPW/ref=asc_df_B0092Q6ZPW/?tag=hyprod-20&linkCode=df0&hvadid=222189693293&hvpos=1o6&hvnetw=g&hvrand=5938126234860207798&hvpone=&hvptwo=&hvqmt=&hvdev=c&hvdvcmdl=&hvlocint=&hvlocphy=9009673&hvtargid=pla-441788680757&psc=1 | 82.76 | rate at $82.76/per labor hour assume 1 hours work, https://www.homewyse.com/services/cost_to_install_lighting_control_system.html | 300.22 | https://www.amazon.com/RAB-Lighting-MEGH200PSQ-PCS-Photocell/dp/B005PTOBSS/ref=sr_1_36?s=hi&ie=UTF8&qid=1538488477&sr=1-36&keywords=200+watt+pulse+start+metal+halide | 82.76 | rate at $82.76/per labor hour assume 1 hours work, https://www.homewyse.com/services/cost_to_install_lighting_control_system.html | 193.44 | fixture |  | 193.44
Equipment | High Efficiency HID Lighting | One Pulse Start Metal Halide 200W | Average Lumen Equivalent High Intensity Discharge Fixture | Commercial | New | Schools K-12 | FL Zone 2 | Per Fixture | 0% | 1416.345 | 932.176 | 484.169 | 0.34184 | 13 | 0 | 0 | 106.78 | https://www.amazon.com/Hubbell-Outdoor-WGL250S-250-watt-Pressure/dp/B0092Q6ZPW/ref=asc_df_B0092Q6ZPW/?tag=hyprod-20&linkCode=df0&hvadid=222189693293&hvpos=1o6&hvnetw=g&hvrand=5938126234860207798&hvpone=&hvptwo=&hvqmt=&hvdev=c&hvdvcmdl=&hvlocint=&hvlocphy=9009673&hvtargid=pla-441788680757&psc=1 | 82.76 | rate at $82.76/per labor hour assume 1 hours work, https://www.homewyse.com/services/cost_to_install_lighting_control_system.html | 300.22 | https://www.amazon.com/RAB-Lighting-MEGH200PSQ-PCS-Photocell/dp/B005PTOBSS/ref=sr_1_36?s=hi&ie=UTF8&qid=1538488477&sr=1-36&keywords=200+watt+pulse+start+metal+halide | 82.76 | rate at $82.76/per labor hour assume 1 hours work, https://www.homewyse.com/services/cost_to_install_lighting_control_system.html | 193.44 | fixture |  | 193.44
Equipment | High Efficiency HID Lighting | One Pulse Start Metal Halide 200W | Average Lumen Equivalent High Intensity Discharge Fixture | Commercial | New | Warehouse | FL Zone 2 | Per Fixture | 0% | 1416.345 | 932.176 | 484.169 | 0.34184 | 13 | 0 | 0 | 106.78 | https://www.amazon.com/Hubbell-Outdoor-WGL250S-250-watt-Pressure/dp/B0092Q6ZPW/ref=asc_df_B0092Q6ZPW/?tag=hyprod-20&linkCode=df0&hvadid=222189693293&hvpos=1o6&hvnetw=g&hvrand=5938126234860207798&hvpone=&hvptwo=&hvqmt=&hvdev=c&hvdvcmdl=&hvlocint=&hvlocphy=9009673&hvtargid=pla-441788680757&psc=1 | 82.76 | rate at $82.76/per labor hour assume 1 hours work, https://www.homewyse.com/services/cost_to_install_lighting_control_system.html | 300.22 | https://www.amazon.com/RAB-Lighting-MEGH200PSQ-PCS-Photocell/dp/B005PTOBSS/ref=sr_1_36?s=hi&ie=UTF8&qid=1538488477&sr=1-36&keywords=200+watt+pulse+start+metal+halide | 82.76 | rate at $82.76/per labor hour assume 1 hours work, https://www.homewyse.com/services/cost_to_install_lighting_control_system.html | 193.44 | fixture |  | 193.44
Equipment | LED - 9W Flood | ENERGY STAR Qualified 9W Screw-In LED | 4018W EISA Compliant Halogen Lamp | Commercial | Turnover | Assembly | FL Zone 2 | Per Lamp | 13.31% | 261.17 | 36.162 | 225.008 | 0.86154 | 15 | 0 | 0 | 1.85 | https://www.homedepot.com/p/Philips-65-Watt-Incandescent-BR30-Flood-Light-Bulb-12-Pack-per-Case-248872/100560688 | 0 | No Labor Cost | 4.99 | https://www.homedepot.com/p/Cree-65W-Equivalent-Soft-White-2700K-BR30-Dimmable-Exceptional-Light-Quality-LED-Light-Bulb-2-Pack-TBR30-06527FLFH25-12DE26-1-12/304006396 | 0 | No Labor Cost | 3.14 | bulb |  | 3.14
Equipment | LED - 9W Flood | ENERGY STAR Qualified 9W Screw-In LED | 4018W EISA Compliant Halogen Lamp | Commercial | Turnover | College and University | FL Zone 2 | Per Lamp | 13.31% | 261.17 | 36.162 | 225.008 | 0.86154 | 15 | 0 | 0 | 1.85 | https://www.homedepot.com/p/Philips-65-Watt-Incandescent-BR30-Flood-Light-Bulb-12-Pack-per-Case-248872/100560688 | 0 | No Labor Cost | 4.99 | https://www.homedepot.com/p/Cree-65W-Equivalent-Soft-White-2700K-BR30-Dimmable-Exceptional-Light-Quality-LED-Light-Bulb-2-Pack-TBR30-06527FLFH25-12DE26-1-12/304006396 | 0 | No Labor Cost | 3.14 | bulb |  | 3.14
Equipment | LED - 9W Flood | ENERGY STAR Qualified 9W Screw-In LED | 4018W EISA Compliant Halogen Lamp | Commercial | Turnover | Grocery | FL Zone 2 | Per Lamp | 13.31% | 261.17 | 36.162 | 225.008 | 0.86154 | 15 | 0 | 0 | 1.85 | https://www.homedepot.com/p/Philips-65-Watt-Incandescent-BR30-Flood-Light-Bulb-12-Pack-per-Case-248872/100560688 | 0 | No Labor Cost | 4.99 | https://www.homedepot.com/p/Cree-65W-Equivalent-Soft-White-2700K-BR30-Dimmable-Exceptional-Light-Quality-LED-Light-Bulb-2-Pack-TBR30-06527FLFH25-12DE26-1-12/304006396 | 0 | No Labor Cost | 3.14 | bulb |  | 3.14
Equipment | LED - 9W Flood | ENERGY STAR Qualified 9W Screw-In LED | 4018W EISA Compliant Halogen Lamp | Commercial | Turnover | Healthcare | FL Zone 2 | Per Lamp | 13.31% | 261.17 | 36.162 | 225.008 | 0.86154 | 15 | 0 | 0 | 1.85 | https://www.homedepot.com/p/Philips-65-Watt-Incandescent-BR30-Flood-Light-Bulb-12-Pack-per-Case-248872/100560688 | 0 | No Labor Cost | 4.99 | https://www.homedepot.com/p/Cree-65W-Equivalent-Soft-White-2700K-BR30-Dimmable-Exceptional-Light-Quality-LED-Light-Bulb-2-Pack-TBR30-06527FLFH25-12DE26-1-12/304006396 | 0 | No Labor Cost | 3.14 | bulb |  | 3.14
Equipment | LED - 9W Flood | ENERGY STAR Qualified 9W Screw-In LED | 4018W EISA Compliant Halogen Lamp | Commercial | Turnover | Hospitals | FL Zone 2 | Per Lamp | 13.31% | 261.17 | 36.162 | 225.008 | 0.86154 | 15 | 0 | 0 | 1.85 | https://www.homedepot.com/p/Philips-65-Watt-Incandescent-BR30-Flood-Light-Bulb-12-Pack-per-Case-248872/100560688 | 0 | No Labor Cost | 4.99 | https://www.homedepot.com/p/Cree-65W-Equivalent-Soft-White-2700K-BR30-Dimmable-Exceptional-Light-Quality-LED-Light-Bulb-2-Pack-TBR30-06527FLFH25-12DE26-1-12/304006396 | 0 | No Labor Cost | 3.14 | bulb |  | 3.14
Equipment | LED - 9W Flood | ENERGY STAR Qualified 9W Screw-In LED | 4018W EISA Compliant Halogen Lamp | Commercial | Turnover | Institutional | FL Zone 2 | Per Lamp | 13.31% | 261.17 | 36.162 | 225.008 | 0.86154 | 15 | 0 | 0 | 1.85 | https://www.homedepot.com/p/Philips-65-Watt-Incandescent-BR30-Flood-Light-Bulb-12-Pack-per-Case-248872/100560688 | 0 | No Labor Cost | 4.99 | https://www.homedepot.com/p/Cree-65W-Equivalent-Soft-White-2700K-BR30-Dimmable-Exceptional-Light-Quality-LED-Light-Bulb-2-Pack-TBR30-06527FLFH25-12DE26-1-12/304006396 | 0 | No Labor Cost | 3.14 | bulb |  | 3.14
Equipment | LED - 9W Flood | ENERGY STAR Qualified 9W Screw-In LED | 4018W EISA Compliant Halogen Lamp | Commercial | Turnover | Lodging/Hospitality | FL Zone 2 | Per Lamp | 13.31% | 261.17 | 36.162 | 225.008 | 0.86154 | 15 | 0 | 0 | 1.85 | https://www.homedepot.com/p/Philips-65-Watt-Incandescent-BR30-Flood-Light-Bulb-12-Pack-per-Case-248872/100560688 | 0 | No Labor Cost | 4.99 | https://www.homedepot.com/p/Cree-65W-Equivalent-Soft-White-2700K-BR30-Dimmable-Exceptional-Light-Quality-LED-Light-Bulb-2-Pack-TBR30-06527FLFH25-12DE26-1-12/304006396 | 0 | No Labor Cost | 3.14 | bulb |  | 3.14
Equipment | LED - 9W Flood | ENERGY STAR Qualified 9W Screw-In LED | 4018W EISA Compliant Halogen Lamp | Commercial | Turnover | Miscellaneous | FL Zone 2 | Per Lamp | 13.49% | 261.17 | 36.162 | 225.008 | 0.86154 | 15 | 0 | 0 | 1.85 | https://www.homedepot.com/p/Philips-65-Watt-Incandescent-BR30-Flood-Light-Bulb-12-Pack-per-Case-248872/100560688 | 0 | No Labor Cost | 4.99 | https://www.homedepot.com/p/Cree-65W-Equivalent-Soft-White-2700K-BR30-Dimmable-Exceptional-Light-Quality-LED-Light-Bulb-2-Pack-TBR30-06527FLFH25-12DE26-1-12/304006396 | 0 | No Labor Cost | 3.14 | bulb |  | 3.14
Equipment | LED - 9W Flood | ENERGY STAR Qualified 9W Screw-In LED | 4018W EISA Compliant Halogen Lamp | Commercial | Turnover | Offices | FL Zone 2 | Per Lamp | 13.31% | 261.17 | 36.162 | 225.008 | 0.86154 | 15 | 0 | 0 | 1.85 | https://www.homedepot.com/p/Philips-65-Watt-Incandescent-BR30-Flood-Light-Bulb-12-Pack-per-Case-248872/100560688 | 0 | No Labor Cost | 4.99 | https://www.homedepot.com/p/Cree-65W-Equivalent-Soft-White-2700K-BR30-Dimmable-Exceptional-Light-Quality-LED-Light-Bulb-2-Pack-TBR30-06527FLFH25-12DE26-1-12/304006396 | 0 | No Labor Cost | 3.14 | bulb |  | 3.14
Equipment | LED - 9W Flood | ENERGY STAR Qualified 9W Screw-In LED | 4018W EISA Compliant Halogen Lamp | Commercial | Turnover | Restaurants | FL Zone 2 | Per Lamp | 13.31% | 261.17 | 36.162 | 225.008 | 0.86154 | 15 | 0 | 0 | 1.85 | https://www.homedepot.com/p/Philips-65-Watt-Incandescent-BR30-Flood-Light-Bulb-12-Pack-per-Case-248872/100560688 | 0 | No Labor Cost | 4.99 | https://www.homedepot.com/p/Cree-65W-Equivalent-Soft-White-2700K-BR30-Dimmable-Exceptional-Light-Quality-LED-Light-Bulb-2-Pack-TBR30-06527FLFH25-12DE26-1-12/304006396 | 0 | No Labor Cost | 3.14 | bulb |  | 3.14
Equipment | LED - 9W Flood | ENERGY STAR Qualified 9W Screw-In LED | 4018W EISA Compliant Halogen Lamp | Commercial | Turnover | Retail | FL Zone 2 | Per Lamp | 13.31% | 261.17 | 36.162 | 225.008 | 0.86154 | 15 | 0 | 0 | 1.85 | https://www.homedepot.com/p/Philips-65-Watt-Incandescent-BR30-Flood-Light-Bulb-12-Pack-per-Case-248872/100560688 | 0 | No Labor Cost | 4.99 | https://www.homedepot.com/p/Cree-65W-Equivalent-Soft-White-2700K-BR30-Dimmable-Exceptional-Light-Quality-LED-Light-Bulb-2-Pack-TBR30-06527FLFH25-12DE26-1-12/304006396 | 0 | No Labor Cost | 3.14 | bulb |  | 3.14
Equipment | LED - 9W Flood | ENERGY STAR Qualified 9W Screw-In LED | 4018W EISA Compliant Halogen Lamp | Commercial | Turnover | Schools K-12 | FL Zone 2 | Per Lamp | 13.31% | 261.17 | 36.162 | 225.008 | 0.86154 | 15 | 0 | 0 | 1.85 | https://www.homedepot.com/p/Philips-65-Watt-Incandescent-BR30-Flood-Light-Bulb-12-Pack-per-Case-248872/100560688 | 0 | No Labor Cost | 4.99 | https://www.homedepot.com/p/Cree-65W-Equivalent-Soft-White-2700K-BR30-Dimmable-Exceptional-Light-Quality-LED-Light-Bulb-2-Pack-TBR30-06527FLFH25-12DE26-1-12/304006396 | 0 | No Labor Cost | 3.14 | bulb |  | 3.14
Equipment | LED - 9W Flood | ENERGY STAR Qualified 9W Screw-In LED | 4018W EISA Compliant Halogen Lamp | Commercial | Turnover | Warehouse | FL Zone 2 | Per Lamp | 13.31% | 261.17 | 36.162 | 225.008 | 0.86154 | 15 | 0 | 0 | 1.85 | https://www.homedepot.com/p/Philips-65-Watt-Incandescent-BR30-Flood-Light-Bulb-12-Pack-per-Case-248872/100560688 | 0 | No Labor Cost | 4.99 | https://www.homedepot.com/p/Cree-65W-Equivalent-Soft-White-2700K-BR30-Dimmable-Exceptional-Light-Quality-LED-Light-Bulb-2-Pack-TBR30-06527FLFH25-12DE26-1-12/304006396 | 0 | No Labor Cost | 3.14 | bulb |  | 3.14
Equipment | LED - 9W Flood | ENERGY STAR Qualified 9W Screw-In LED | 4018W EISA Compliant Halogen Lamp | Commercial | New | Assembly | FL Zone 2 | Per Lamp | 86.42% | 261.17 | 36.162 | 225.008 | 0.86154 | 15 | 0 | 0 | 1.85 | https://www.homedepot.com/p/Philips-65-Watt-Incandescent-BR30-Flood-Light-Bulb-12-Pack-per-Case-248872/100560688 | 0 | No Labor Cost | 4.99 | https://www.homedepot.com/p/Cree-65W-Equivalent-Soft-White-2700K-BR30-Dimmable-Exceptional-Light-Quality-LED-Light-Bulb-2-Pack-TBR30-06527FLFH25-12DE26-1-12/304006396 | 0 | No Labor Cost | 3.14 | bulb |  | 3.14
Equipment | LED - 9W Flood | ENERGY STAR Qualified 9W Screw-In LED | 4018W EISA Compliant Halogen Lamp | Commercial | New | College and University | FL Zone 2 | Per Lamp | 86.42% | 261.17 | 36.162 | 225.008 | 0.86154 | 15 | 0 | 0 | 1.85 | https://www.homedepot.com/p/Philips-65-Watt-Incandescent-BR30-Flood-Light-Bulb-12-Pack-per-Case-248872/100560688 | 0 | No Labor Cost | 4.99 | https://www.homedepot.com/p/Cree-65W-Equivalent-Soft-White-2700K-BR30-Dimmable-Exceptional-Light-Quality-LED-Light-Bulb-2-Pack-TBR30-06527FLFH25-12DE26-1-12/304006396 | 0 | No Labor Cost | 3.14 | bulb |  | 3.14
Equipment | LED - 9W Flood | ENERGY STAR Qualified 9W Screw-In LED | 4018W EISA Compliant Halogen Lamp | Commercial | New | Grocery | FL Zone 2 | Per Lamp | 86.42% | 261.17 | 36.162 | 225.008 | 0.86154 | 15 | 0 | 0 | 1.85 | https://www.homedepot.com/p/Philips-65-Watt-Incandescent-BR30-Flood-Light-Bulb-12-Pack-per-Case-248872/100560688 | 0 | No Labor Cost | 4.99 | https://www.homedepot.com/p/Cree-65W-Equivalent-Soft-White-2700K-BR30-Dimmable-Exceptional-Light-Quality-LED-Light-Bulb-2-Pack-TBR30-06527FLFH25-12DE26-1-12/304006396 | 0 | No Labor Cost | 3.14 | bulb |  | 3.14
Equipment | LED - 9W Flood | ENERGY STAR Qualified 9W Screw-In LED | 4018W EISA Compliant Halogen Lamp | Commercial | New | Healthcare | FL Zone 2 | Per Lamp | 86.42% | 261.17 | 36.162 | 225.008 | 0.86154 | 15 | 0 | 0 | 1.85 | https://www.homedepot.com/p/Philips-65-Watt-Incandescent-BR30-Flood-Light-Bulb-12-Pack-per-Case-248872/100560688 | 0 | No Labor Cost | 4.99 | https://www.homedepot.com/p/Cree-65W-Equivalent-Soft-White-2700K-BR30-Dimmable-Exceptional-Light-Quality-LED-Light-Bulb-2-Pack-TBR30-06527FLFH25-12DE26-1-12/304006396 | 0 | No Labor Cost | 3.14 | bulb |  | 3.14
Equipment | LED - 9W Flood | ENERGY STAR Qualified 9W Screw-In LED | 4018W EISA Compliant Halogen Lamp | Commercial | New | Hospitals | FL Zone 2 | Per Lamp | 86.42% | 261.17 | 36.162 | 225.008 | 0.86154 | 15 | 0 | 0 | 1.85 | https://www.homedepot.com/p/Philips-65-Watt-Incandescent-BR30-Flood-Light-Bulb-12-Pack-per-Case-248872/100560688 | 0 | No Labor Cost | 4.99 | https://www.homedepot.com/p/Cree-65W-Equivalent-Soft-White-2700K-BR30-Dimmable-Exceptional-Light-Quality-LED-Light-Bulb-2-Pack-TBR30-06527FLFH25-12DE26-1-12/304006396 | 0 | No Labor Cost | 3.14 | bulb |  | 3.14
Equipment | LED - 9W Flood | ENERGY STAR Qualified 9W Screw-In LED | 4018W EISA Compliant Halogen Lamp | Commercial | New | Institutional | FL Zone 2 | Per Lamp | 86.42% | 261.17 | 36.162 | 225.008 | 0.86154 | 15 | 0 | 0 | 1.85 | https://www.homedepot.com/p/Philips-65-Watt-Incandescent-BR30-Flood-Light-Bulb-12-Pack-per-Case-248872/100560688 | 0 | No Labor Cost | 4.99 | https://www.homedepot.com/p/Cree-65W-Equivalent-Soft-White-2700K-BR30-Dimmable-Exceptional-Light-Quality-LED-Light-Bulb-2-Pack-TBR30-06527FLFH25-12DE26-1-12/304006396 | 0 | No Labor Cost | 3.14 | bulb |  | 3.14
Equipment | LED - 9W Flood | ENERGY STAR Qualified 9W Screw-In LED | 4018W EISA Compliant Halogen Lamp | Commercial | New | Lodging/Hospitality | FL Zone 2 | Per Lamp | 86.42% | 261.17 | 36.162 | 225.008 | 0.86154 | 15 | 0 | 0 | 1.85 | https://www.homedepot.com/p/Philips-65-Watt-Incandescent-BR30-Flood-Light-Bulb-12-Pack-per-Case-248872/100560688 | 0 | No Labor Cost | 4.99 | https://www.homedepot.com/p/Cree-65W-Equivalent-Soft-White-2700K-BR30-Dimmable-Exceptional-Light-Quality-LED-Light-Bulb-2-Pack-TBR30-06527FLFH25-12DE26-1-12/304006396 | 0 | No Labor Cost | 3.14 | bulb |  | 3.14
Equipment | LED - 9W Flood | ENERGY STAR Qualified 9W Screw-In LED | 4018W EISA Compliant Halogen Lamp | Commercial | New | Miscellaneous | FL Zone 2 | Per Lamp | 13.49% | 261.17 | 36.162 | 225.008 | 0.86154 | 15 | 0 | 0 | 1.85 | https://www.homedepot.com/p/Philips-65-Watt-Incandescent-BR30-Flood-Light-Bulb-12-Pack-per-Case-248872/100560688 | 0 | No Labor Cost | 4.99 | https://www.homedepot.com/p/Cree-65W-Equivalent-Soft-White-2700K-BR30-Dimmable-Exceptional-Light-Quality-LED-Light-Bulb-2-Pack-TBR30-06527FLFH25-12DE26-1-12/304006396 | 0 | No Labor Cost | 3.14 | bulb |  | 3.14
Equipment | LED - 9W Flood | ENERGY STAR Qualified 9W Screw-In LED | 4018W EISA Compliant Halogen Lamp | Commercial | New | Offices | FL Zone 2 | Per Lamp | 86.42% | 261.17 | 36.162 | 225.008 | 0.86154 | 15 | 0 | 0 | 1.85 | https://www.homedepot.com/p/Philips-65-Watt-Incandescent-BR30-Flood-Light-Bulb-12-Pack-per-Case-248872/100560688 | 0 | No Labor Cost | 4.99 | https://www.homedepot.com/p/Cree-65W-Equivalent-Soft-White-2700K-BR30-Dimmable-Exceptional-Light-Quality-LED-Light-Bulb-2-Pack-TBR30-06527FLFH25-12DE26-1-12/304006396 | 0 | No Labor Cost | 3.14 | bulb |  | 3.14
Equipment | LED - 9W Flood | ENERGY STAR Qualified 9W Screw-In LED | 4018W EISA Compliant Halogen Lamp | Commercial | New | Restaurants | FL Zone 2 | Per Lamp | 61.73% | 261.17 | 36.162 | 225.008 | 0.86154 | 15 | 0 | 0 | 1.85 | https://www.homedepot.com/p/Philips-65-Watt-Incandescent-BR30-Flood-Light-Bulb-12-Pack-per-Case-248872/100560688 | 0 | No Labor Cost | 4.99 | https://www.homedepot.com/p/Cree-65W-Equivalent-Soft-White-2700K-BR30-Dimmable-Exceptional-Light-Quality-LED-Light-Bulb-2-Pack-TBR30-06527FLFH25-12DE26-1-12/304006396 | 0 | No Labor Cost | 3.14 | bulb |  | 3.14
Equipment | LED - 9W Flood | ENERGY STAR Qualified 9W Screw-In LED | 4018W EISA Compliant Halogen Lamp | Commercial | New | Retail | FL Zone 2 | Per Lamp | 61.73% | 261.17 | 36.162 | 225.008 | 0.86154 | 15 | 0 | 0 | 1.85 | https://www.homedepot.com/p/Philips-65-Watt-Incandescent-BR30-Flood-Light-Bulb-12-Pack-per-Case-248872/100560688 | 0 | No Labor Cost | 4.99 | https://www.homedepot.com/p/Cree-65W-Equivalent-Soft-White-2700K-BR30-Dimmable-Exceptional-Light-Quality-LED-Light-Bulb-2-Pack-TBR30-06527FLFH25-12DE26-1-12/304006396 | 0 | No Labor Cost | 3.14 | bulb |  | 3.14
Equipment | LED - 9W Flood | ENERGY STAR Qualified 9W Screw-In LED | 4018W EISA Compliant Halogen Lamp | Commercial | New | Schools K-12 | FL Zone 2 | Per Lamp | 86.42% | 261.17 | 36.162 | 225.008 | 0.86154 | 15 | 0 | 0 | 1.85 | https://www.homedepot.com/p/Philips-65-Watt-Incandescent-BR30-Flood-Light-Bulb-12-Pack-per-Case-248872/100560688 | 0 | No Labor Cost | 4.99 | https://www.homedepot.com/p/Cree-65W-Equivalent-Soft-White-2700K-BR30-Dimmable-Exceptional-Light-Quality-LED-Light-Bulb-2-Pack-TBR30-06527FLFH25-12DE26-1-12/304006396 | 0 | No Labor Cost | 3.14 | bulb |  | 3.14
Equipment | LED - 9W Flood | ENERGY STAR Qualified 9W Screw-In LED | 4018W EISA Compliant Halogen Lamp | Commercial | New | Warehouse | FL Zone 2 | Per Lamp | 86.42% | 261.17 | 36.162 | 225.008 | 0.86154 | 15 | 0 | 0 | 1.85 | https://www.homedepot.com/p/Philips-65-Watt-Incandescent-BR30-Flood-Light-Bulb-12-Pack-per-Case-248872/100560688 | 0 | No Labor Cost | 4.99 | https://www.homedepot.com/p/Cree-65W-Equivalent-Soft-White-2700K-BR30-Dimmable-Exceptional-Light-Quality-LED-Light-Bulb-2-Pack-TBR30-06527FLFH25-12DE26-1-12/304006396 | 0 | No Labor Cost | 3.14 | bulb |  | 3.14
Equipment | LED Display Lighting (Exterior) | One Letter of LED Signage, < 2ft in Height | One Letter of Neon or Argon-mercury Signage, < 2ft in Height | Commercial | Turnover | Assembly | FL Zone 2 | Per Fixture | 4.268% | 433.944 | 56.252 | 377.692 | 0.87037 | 15 | 0 | 0 | 295 | Market Research, 2014, Grainger | 0 | 0 | 330 | Pennsylvania Public Utility Commission 2013 Incremental Cost Database | 0 | 0 | 35 | fixture |  | 35
Equipment | LED Display Lighting (Exterior) | One Letter of LED Signage, < 2ft in Height | One Letter of Neon or Argon-mercury Signage, < 2ft in Height | Commercial | Turnover | College and University | FL Zone 2 | Per Fixture | 4.624% | 433.944 | 56.252 | 377.692 | 0.87037 | 15 | 0 | 0 | 295 | Market Research, 2014, Grainger | 0 | 0 | 330 | Pennsylvania Public Utility Commission 2013 Incremental Cost Database | 0 | 0 | 35 | fixture |  | 35
Equipment | LED Display Lighting (Exterior) | One Letter of LED Signage, < 2ft in Height | One Letter of Neon or Argon-mercury Signage, < 2ft in Height | Commercial | Turnover | Grocery | FL Zone 2 | Per Fixture | 4.268% | 433.944 | 56.252 | 377.692 | 0.87037 | 15 | 0 | 0 | 295 | Market Research, 2014, Grainger | 0 | 0 | 330 | Pennsylvania Public Utility Commission 2013 Incremental Cost Database | 0 | 0 | 35 | fixture |  | 35
Equipment | LED Display Lighting (Exterior) | One Letter of LED Signage, < 2ft in Height | One Letter of Neon or Argon-mercury Signage, < 2ft in Height | Commercial | Turnover | Healthcare | FL Zone 2 | Per Fixture | 4.624% | 433.944 | 56.252 | 377.692 | 0.87037 | 15 | 0 | 0 | 295 | Market Research, 2014, Grainger | 0 | 0 | 330 | Pennsylvania Public Utility Commission 2013 Incremental Cost Database | 0 | 0 | 35 | fixture |  | 35
Equipment | LED Display Lighting (Exterior) | One Letter of LED Signage, < 2ft in Height | One Letter of Neon or Argon-mercury Signage, < 2ft in Height | Commercial | Turnover | Hospitals | FL Zone 2 | Per Fixture | 4.268% | 433.944 | 56.252 | 377.692 | 0.87037 | 15 | 0 | 0 | 295 | Market Research, 2014, Grainger | 0 | 0 | 330 | Pennsylvania Public Utility Commission 2013 Incremental Cost Database | 0 | 0 | 35 | fixture |  | 35
Equipment | LED Display Lighting (Exterior) | One Letter of LED Signage, < 2ft in Height | One Letter of Neon or Argon-mercury Signage, < 2ft in Height | Commercial | Turnover | Institutional | FL Zone 2 | Per Fixture | 4.624% | 433.944 | 56.252 | 377.692 | 0.87037 | 15 | 0 | 0 | 295 | Market Research, 2014, Grainger | 0 | 0 | 330 | Pennsylvania Public Utility Commission 2013 Incremental Cost Database | 0 | 0 | 35 | fixture |  | 35
Equipment | LED Display Lighting (Exterior) | One Letter of LED Signage, < 2ft in Height | One Letter of Neon or Argon-mercury Signage, < 2ft in Height | Commercial | Turnover | Lodging/Hospitality | FL Zone 2 | Per Fixture | 4.268% | 433.944 | 56.252 | 377.692 | 0.87037 | 15 | 0 | 0 | 295 | Market Research, 2014, Grainger | 0 | 0 | 330 | Pennsylvania Public Utility Commission 2013 Incremental Cost Database | 0 | 0 | 35 | fixture |  | 35
Equipment | LED Display Lighting (Exterior) | One Letter of LED Signage, < 2ft in Height | One Letter of Neon or Argon-mercury Signage, < 2ft in Height | Commercial | Turnover | Miscellaneous | FL Zone 2 | Per Fixture | 4.624% | 433.944 | 56.252 | 377.692 | 0.87037 | 15 | 0 | 0 | 295 | Market Research, 2014, Grainger | 0 | 0 | 330 | Pennsylvania Public Utility Commission 2013 Incremental Cost Database | 0 | 0 | 35 | fixture |  | 35
Equipment | LED Display Lighting (Exterior) | One Letter of LED Signage, < 2ft in Height | One Letter of Neon or Argon-mercury Signage, < 2ft in Height | Commercial | Turnover | Offices | FL Zone 2 | Per Fixture | 4.268% | 433.944 | 56.252 | 377.692 | 0.87037 | 15 | 0 | 0 | 295 | Market Research, 2014, Grainger | 0 | 0 | 330 | Pennsylvania Public Utility Commission 2013 Incremental Cost Database | 0 | 0 | 35 | fixture |  | 35
Equipment | LED Display Lighting (Exterior) | One Letter of LED Signage, < 2ft in Height | One Letter of Neon or Argon-mercury Signage, < 2ft in Height | Commercial | Turnover | Restaurants | FL Zone 2 | Per Fixture | 4.268% | 433.944 | 56.252 | 377.692 | 0.87037 | 15 | 0 | 0 | 295 | Market Research, 2014, Grainger | 0 | 0 | 330 | Pennsylvania Public Utility Commission 2013 Incremental Cost Database | 0 | 0 | 35 | fixture |  | 35
Equipment | LED Display Lighting (Exterior) | One Letter of LED Signage, < 2ft in Height | One Letter of Neon or Argon-mercury Signage, < 2ft in Height | Commercial | Turnover | Retail | FL Zone 2 | Per Fixture | 4.268% | 433.944 | 56.252 | 377.692 | 0.87037 | 15 | 0 | 0 | 295 | Market Research, 2014, Grainger | 0 | 0 | 330 | Pennsylvania Public Utility Commission 2013 Incremental Cost Database | 0 | 0 | 35 | fixture |  | 35
Equipment | LED Display Lighting (Exterior) | One Letter of LED Signage, < 2ft in Height | One Letter of Neon or Argon-mercury Signage, < 2ft in Height | Commercial | Turnover | Schools K-12 | FL Zone 2 | Per Fixture | 4.624% | 433.944 | 56.252 | 377.692 | 0.87037 | 15 | 0 | 0 | 295 | Market Research, 2014, Grainger | 0 | 0 | 330 | Pennsylvania Public Utility Commission 2013 Incremental Cost Database | 0 | 0 | 35 | fixture |  | 35
Equipment | LED Display Lighting (Exterior) | One Letter of LED Signage, < 2ft in Height | One Letter of Neon or Argon-mercury Signage, < 2ft in Height | Commercial | Turnover | Warehouse | FL Zone 2 | Per Fixture | 4.624% | 433.944 | 56.252 | 377.692 | 0.87037 | 15 | 0 | 0 | 295 | Market Research, 2014, Grainger | 0 | 0 | 330 | Pennsylvania Public Utility Commission 2013 Incremental Cost Database | 0 | 0 | 35 | fixture |  | 35
Equipment | LED Display Lighting (Exterior) | One Letter of LED Signage, < 2ft in Height | One Letter of Neon or Argon-mercury Signage, < 2ft in Height | Commercial | New | Assembly | FL Zone 2 | Per Fixture | 4.624% | 433.944 | 56.252 | 377.692 | 0.87037 | 15 | 0 | 0 | 295 | Market Research, 2014, Grainger | 0 | 0 | 330 | Pennsylvania Public Utility Commission 2013 Incremental Cost Database | 0 | 0 | 35 | fixture |  | 35
Equipment | LED Display Lighting (Exterior) | One Letter of LED Signage, < 2ft in Height | One Letter of Neon or Argon-mercury Signage, < 2ft in Height | Commercial | New | College and University | FL Zone 2 | Per Fixture | 4.624% | 433.944 | 56.252 | 377.692 | 0.87037 | 15 | 0 | 0 | 295 | Market Research, 2014, Grainger | 0 | 0 | 330 | Pennsylvania Public Utility Commission 2013 Incremental Cost Database | 0 | 0 | 35 | fixture |  | 35
Equipment | LED Display Lighting (Exterior) | One Letter of LED Signage, < 2ft in Height | One Letter of Neon or Argon-mercury Signage, < 2ft in Height | Commercial | New | Grocery | FL Zone 2 | Per Fixture | 4.624% | 433.944 | 56.252 | 377.692 | 0.87037 | 15 | 0 | 0 | 295 | Market Research, 2014, Grainger | 0 | 0 | 330 | Pennsylvania Public Utility Commission 2013 Incremental Cost Database | 0 | 0 | 35 | fixture |  | 35
Equipment | LED Display Lighting (Exterior) | One Letter of LED Signage, < 2ft in Height | One Letter of Neon or Argon-mercury Signage, < 2ft in Height | Commercial | New | Healthcare | FL Zone 2 | Per Fixture | 4.624% | 433.944 | 56.252 | 377.692 | 0.87037 | 15 | 0 | 0 | 295 | Market Research, 2014, Grainger | 0 | 0 | 330 | Pennsylvania Public Utility Commission 2013 Incremental Cost Database | 0 | 0 | 35 | fixture |  | 35
Equipment | LED Display Lighting (Exterior) | One Letter of LED Signage, < 2ft in Height | One Letter of Neon or Argon-mercury Signage, < 2ft in Height | Commercial | New | Hospitals | FL Zone 2 | Per Fixture | 4.624% | 433.944 | 56.252 | 377.692 | 0.87037 | 15 | 0 | 0 | 295 | Market Research, 2014, Grainger | 0 | 0 | 330 | Pennsylvania Public Utility Commission 2013 Incremental Cost Database | 0 | 0 | 35 | fixture |  | 35
Equipment | LED Display Lighting (Exterior) | One Letter of LED Signage, < 2ft in Height | One Letter of Neon or Argon-mercury Signage, < 2ft in Height | Commercial | New | Institutional | FL Zone 2 | Per Fixture | 4.624% | 433.944 | 56.252 | 377.692 | 0.87037 | 15 | 0 | 0 | 295 | Market Research, 2014, Grainger | 0 | 0 | 330 | Pennsylvania Public Utility Commission 2013 Incremental Cost Database | 0 | 0 | 35 | fixture |  | 35
Equipment | LED Display Lighting (Exterior) | One Letter of LED Signage, < 2ft in Height | One Letter of Neon or Argon-mercury Signage, < 2ft in Height | Commercial | New | Lodging/Hospitality | FL Zone 2 | Per Fixture | 4.624% | 433.944 | 56.252 | 377.692 | 0.87037 | 15 | 0 | 0 | 295 | Market Research, 2014, Grainger | 0 | 0 | 330 | Pennsylvania Public Utility Commission 2013 Incremental Cost Database | 0 | 0 | 35 | fixture |  | 35
Equipment | LED Display Lighting (Exterior) | One Letter of LED Signage, < 2ft in Height | One Letter of Neon or Argon-mercury Signage, < 2ft in Height | Commercial | New | Miscellaneous | FL Zone 2 | Per Fixture | 4.624% | 433.944 | 56.252 | 377.692 | 0.87037 | 15 | 0 | 0 | 295 | Market Research, 2014, Grainger | 0 | 0 | 330 | Pennsylvania Public Utility Commission 2013 Incremental Cost Database | 0 | 0 | 35 | fixture |  | 35
Equipment | LED Display Lighting (Exterior) | One Letter of LED Signage, < 2ft in Height | One Letter of Neon or Argon-mercury Signage, < 2ft in Height | Commercial | New | Offices | FL Zone 2 | Per Fixture | 4.624% | 433.944 | 56.252 | 377.692 | 0.87037 | 15 | 0 | 0 | 295 | Market Research, 2014, Grainger | 0 | 0 | 330 | Pennsylvania Public Utility Commission 2013 Incremental Cost Database | 0 | 0 | 35 | fixture |  | 35
Equipment | LED Display Lighting (Exterior) | One Letter of LED Signage, < 2ft in Height | One Letter of Neon or Argon-mercury Signage, < 2ft in Height | Commercial | New | Restaurants | FL Zone 2 | Per Fixture | 4.624% | 433.944 | 56.252 | 377.692 | 0.87037 | 15 | 0 | 0 | 295 | Market Research, 2014, Grainger | 0 | 0 | 330 | Pennsylvania Public Utility Commission 2013 Incremental Cost Database | 0 | 0 | 35 | fixture |  | 35
Equipment | LED Display Lighting (Exterior) | One Letter of LED Signage, < 2ft in Height | One Letter of Neon or Argon-mercury Signage, < 2ft in Height | Commercial | New | Retail | FL Zone 2 | Per Fixture | 4.624% | 433.944 | 56.252 | 377.692 | 0.87037 | 15 | 0 | 0 | 295 | Market Research, 2014, Grainger | 0 | 0 | 330 | Pennsylvania Public Utility Commission 2013 Incremental Cost Database | 0 | 0 | 35 | fixture |  | 35
Equipment | LED Display Lighting (Exterior) | One Letter of LED Signage, < 2ft in Height | One Letter of Neon or Argon-mercury Signage, < 2ft in Height | Commercial | New | Schools K-12 | FL Zone 2 | Per Fixture | 4.624% | 433.944 | 56.252 | 377.692 | 0.87037 | 15 | 0 | 0 | 295 | Market Research, 2014, Grainger | 0 | 0 | 330 | Pennsylvania Public Utility Commission 2013 Incremental Cost Database | 0 | 0 | 35 | fixture |  | 35
Equipment | LED Display Lighting (Exterior) | One Letter of LED Signage, < 2ft in Height | One Letter of Neon or Argon-mercury Signage, < 2ft in Height | Commercial | New | Warehouse | FL Zone 2 | Per Fixture | 4.624% | 433.944 | 56.252 | 377.692 | 0.87037 | 15 | 0 | 0 | 295 | Market Research, 2014, Grainger | 0 | 0 | 330 | Pennsylvania Public Utility Commission 2013 Incremental Cost Database | 0 | 0 | 35 | fixture |  | 35
Equipment | LED Exterior Lighting | One 65W LED Canopy Light | Equipment 1: Average Lumen Equivalent Exterior HID Area Lighting Equipment 2: Average Lumen Equivalent Exterior Incandescent Area Light | Commercial | Turnover | Assembly | FL Zone 2 | Per Unit | 4.268% | 1261.652 | 498.232 | 763.42 | 0.6051 | 13 | 0 | 0 | 0 | Reference source included incremental cost only | 0 | 0 | 287 | Illinois 2018 Statewide TRM, Section 4.5.4 | 0 | 0 | 287 | fixture |  | 287
Equipment | LED Exterior Lighting | One 65W LED Canopy Light | Equipment 1: Average Lumen Equivalent Exterior HID Area Lighting Equipment 2: Average Lumen Equivalent Exterior Incandescent Area Light | Commercial | Turnover | College and University | FL Zone 2 | Per Unit | 4.624% | 1261.652 | 498.232 | 763.42 | 0.6051 | 13 | 0 | 0 | 0 | Reference source included incremental cost only | 0 | 0 | 287 | Illinois 2018 Statewide TRM, Section 4.5.4 | 0 | 0 | 287 | fixture |  | 287
Equipment | LED Exterior Lighting | One 65W LED Canopy Light | Equipment 1: Average Lumen Equivalent Exterior HID Area Lighting Equipment 2: Average Lumen Equivalent Exterior Incandescent Area Light | Commercial | Turnover | Grocery | FL Zone 2 | Per Unit | 4.268% | 1261.652 | 498.232 | 763.42 | 0.6051 | 13 | 0 | 0 | 0 | Reference source included incremental cost only | 0 | 0 | 287 | Illinois 2018 Statewide TRM, Section 4.5.4 | 0 | 0 | 287 | fixture |  | 287
Equipment | LED Exterior Lighting | One 65W LED Canopy Light | Equipment 1: Average Lumen Equivalent Exterior HID Area Lighting Equipment 2: Average Lumen Equivalent Exterior Incandescent Area Light | Commercial | Turnover | Healthcare | FL Zone 2 | Per Unit | 4.624% | 1261.652 | 498.232 | 763.42 | 0.6051 | 13 | 0 | 0 | 0 | Reference source included incremental cost only | 0 | 0 | 287 | Illinois 2018 Statewide TRM, Section 4.5.4 | 0 | 0 | 287 | fixture |  | 287
Equipment | LED Exterior Lighting | One 65W LED Canopy Light | Equipment 1: Average Lumen Equivalent Exterior HID Area Lighting Equipment 2: Average Lumen Equivalent Exterior Incandescent Area Light | Commercial | Turnover | Hospitals | FL Zone 2 | Per Unit | 4.268% | 1261.652 | 498.232 | 763.42 | 0.6051 | 13 | 0 | 0 | 0 | Reference source included incremental cost only | 0 | 0 | 287 | Illinois 2018 Statewide TRM, Section 4.5.4 | 0 | 0 | 287 | fixture |  | 287
Equipment | LED Exterior Lighting | One 65W LED Canopy Light | Equipment 1: Average Lumen Equivalent Exterior HID Area Lighting Equipment 2: Average Lumen Equivalent Exterior Incandescent Area Light | Commercial | Turnover | Institutional | FL Zone 2 | Per Unit | 4.624% | 1261.652 | 498.232 | 763.42 | 0.6051 | 13 | 0 | 0 | 0 | Reference source included incremental cost only | 0 | 0 | 287 | Illinois 2018 Statewide TRM, Section 4.5.4 | 0 | 0 | 287 | fixture |  | 287
Equipment | LED Exterior Lighting | One 65W LED Canopy Light | Equipment 1: Average Lumen Equivalent Exterior HID Area Lighting Equipment 2: Average Lumen Equivalent Exterior Incandescent Area Light | Commercial | Turnover | Lodging/Hospitality | FL Zone 2 | Per Unit | 4.268% | 1261.652 | 498.232 | 763.42 | 0.6051 | 13 | 0 | 0 | 0 | Reference source included incremental cost only | 0 | 0 | 287 | Illinois 2018 Statewide TRM, Section 4.5.4 | 0 | 0 | 287 | fixture |  | 287
Equipment | LED Exterior Lighting | One 65W LED Canopy Light | Equipment 1: Average Lumen Equivalent Exterior HID Area Lighting Equipment 2: Average Lumen Equivalent Exterior Incandescent Area Light | Commercial | Turnover | Miscellaneous | FL Zone 2 | Per Unit | 4.624% | 1261.652 | 498.232 | 763.42 | 0.6051 | 13 | 0 | 0 | 0 | Reference source included incremental cost only | 0 | 0 | 287 | Illinois 2018 Statewide TRM, Section 4.5.4 | 0 | 0 | 287 | fixture |  | 287
Equipment | LED Exterior Lighting | One 65W LED Canopy Light | Equipment 1: Average Lumen Equivalent Exterior HID Area Lighting Equipment 2: Average Lumen Equivalent Exterior Incandescent Area Light | Commercial | Turnover | Offices | FL Zone 2 | Per Unit | 4.268% | 1261.652 | 498.232 | 763.42 | 0.6051 | 13 | 0 | 0 | 0 | Reference source included incremental cost only | 0 | 0 | 287 | Illinois 2018 Statewide TRM, Section 4.5.4 | 0 | 0 | 287 | fixture |  | 287
Equipment | LED Exterior Lighting | One 65W LED Canopy Light | Equipment 1: Average Lumen Equivalent Exterior HID Area Lighting Equipment 2: Average Lumen Equivalent Exterior Incandescent Area Light | Commercial | Turnover | Restaurants | FL Zone 2 | Per Unit | 4.268% | 1261.652 | 498.232 | 763.42 | 0.6051 | 13 | 0 | 0 | 0 | Reference source included incremental cost only | 0 | 0 | 287 | Illinois 2018 Statewide TRM, Section 4.5.4 | 0 | 0 | 287 | fixture |  | 287
Equipment | LED Exterior Lighting | One 65W LED Canopy Light | Equipment 1: Average Lumen Equivalent Exterior HID Area Lighting Equipment 2: Average Lumen Equivalent Exterior Incandescent Area Light | Commercial | Turnover | Retail | FL Zone 2 | Per Unit | 4.268% | 1261.652 | 498.232 | 763.42 | 0.6051 | 13 | 0 | 0 | 0 | Reference source included incremental cost only | 0 | 0 | 287 | Illinois 2018 Statewide TRM, Section 4.5.4 | 0 | 0 | 287 | fixture |  | 287
Equipment | LED Exterior Lighting | One 65W LED Canopy Light | Equipment 1: Average Lumen Equivalent Exterior HID Area Lighting Equipment 2: Average Lumen Equivalent Exterior Incandescent Area Light | Commercial | Turnover | Schools K-12 | FL Zone 2 | Per Unit | 4.624% | 1261.652 | 498.232 | 763.42 | 0.6051 | 13 | 0 | 0 | 0 | Reference source included incremental cost only | 0 | 0 | 287 | Illinois 2018 Statewide TRM, Section 4.5.4 | 0 | 0 | 287 | fixture |  | 287
Equipment | LED Exterior Lighting | One 65W LED Canopy Light | Equipment 1: Average Lumen Equivalent Exterior HID Area Lighting Equipment 2: Average Lumen Equivalent Exterior Incandescent Area Light | Commercial | Turnover | Warehouse | FL Zone 2 | Per Unit | 4.624% | 1261.652 | 498.232 | 763.42 | 0.6051 | 13 | 0 | 0 | 0 | Reference source included incremental cost only | 0 | 0 | 287 | Illinois 2018 Statewide TRM, Section 4.5.4 | 0 | 0 | 287 | fixture |  | 287
Equipment | LED Exterior Lighting | One 65W LED Canopy Light | Equipment 1: Average Lumen Equivalent Exterior HID Area Lighting Equipment 2: Average Lumen Equivalent Exterior Incandescent Area Light | Commercial | New | Assembly | FL Zone 2 | Per Unit | 4.624% | 1261.652 | 498.232 | 763.42 | 0.6051 | 13 | 0 | 0 | 0 | Reference source included incremental cost only | 0 | 0 | 287 | Illinois 2018 Statewide TRM, Section 4.5.4 | 0 | 0 | 287 | fixture |  | 287
Equipment | LED Exterior Lighting | One 65W LED Canopy Light | Equipment 1: Average Lumen Equivalent Exterior HID Area Lighting Equipment 2: Average Lumen Equivalent Exterior Incandescent Area Light | Commercial | New | College and University | FL Zone 2 | Per Unit | 4.624% | 1261.652 | 498.232 | 763.42 | 0.6051 | 13 | 0 | 0 | 0 | Reference source included incremental cost only | 0 | 0 | 287 | Illinois 2018 Statewide TRM, Section 4.5.4 | 0 | 0 | 287 | fixture |  | 287
Equipment | LED Exterior Lighting | One 65W LED Canopy Light | Equipment 1: Average Lumen Equivalent Exterior HID Area Lighting Equipment 2: Average Lumen Equivalent Exterior Incandescent Area Light | Commercial | New | Grocery | FL Zone 2 | Per Unit | 4.624% | 1261.652 | 498.232 | 763.42 | 0.6051 | 13 | 0 | 0 | 0 | Reference source included incremental cost only | 0 | 0 | 287 | Illinois 2018 Statewide TRM, Section 4.5.4 | 0 | 0 | 287 | fixture |  | 287
Equipment | LED Exterior Lighting | One 65W LED Canopy Light | Equipment 1: Average Lumen Equivalent Exterior HID Area Lighting Equipment 2: Average Lumen Equivalent Exterior Incandescent Area Light | Commercial | New | Healthcare | FL Zone 2 | Per Unit | 4.624% | 1261.652 | 498.232 | 763.42 | 0.6051 | 13 | 0 | 0 | 0 | Reference source included incremental cost only | 0 | 0 | 287 | Illinois 2018 Statewide TRM, Section 4.5.4 | 0 | 0 | 287 | fixture |  | 287
Equipment | LED Exterior Lighting | One 65W LED Canopy Light | Equipment 1: Average Lumen Equivalent Exterior HID Area Lighting Equipment 2: Average Lumen Equivalent Exterior Incandescent Area Light | Commercial | New | Hospitals | FL Zone 2 | Per Unit | 4.624% | 1261.652 | 498.232 | 763.42 | 0.6051 | 13 | 0 | 0 | 0 | Reference source included incremental cost only | 0 | 0 | 287 | Illinois 2018 Statewide TRM, Section 4.5.4 | 0 | 0 | 287 | fixture |  | 287
Equipment | LED Exterior Lighting | One 65W LED Canopy Light | Equipment 1: Average Lumen Equivalent Exterior HID Area Lighting Equipment 2: Average Lumen Equivalent Exterior Incandescent Area Light | Commercial | New | Institutional | FL Zone 2 | Per Unit | 4.624% | 1261.652 | 498.232 | 763.42 | 0.6051 | 13 | 0 | 0 | 0 | Reference source included incremental cost only | 0 | 0 | 287 | Illinois 2018 Statewide TRM, Section 4.5.4 | 0 | 0 | 287 | fixture |  | 287
Equipment | LED Exterior Lighting | One 65W LED Canopy Light | Equipment 1: Average Lumen Equivalent Exterior HID Area Lighting Equipment 2: Average Lumen Equivalent Exterior Incandescent Area Light | Commercial | New | Lodging/Hospitality | FL Zone 2 | Per Unit | 4.624% | 1261.652 | 498.232 | 763.42 | 0.6051 | 13 | 0 | 0 | 0 | Reference source included incremental cost only | 0 | 0 | 287 | Illinois 2018 Statewide TRM, Section 4.5.4 | 0 | 0 | 287 | fixture |  | 287
Equipment | LED Exterior Lighting | One 65W LED Canopy Light | Equipment 1: Average Lumen Equivalent Exterior HID Area Lighting Equipment 2: Average Lumen Equivalent Exterior Incandescent Area Light | Commercial | New | Miscellaneous | FL Zone 2 | Per Unit | 4.624% | 1261.652 | 498.232 | 763.42 | 0.6051 | 13 | 0 | 0 | 0 | Reference source included incremental cost only | 0 | 0 | 287 | Illinois 2018 Statewide TRM, Section 4.5.4 | 0 | 0 | 287 | fixture |  | 287
Equipment | LED Exterior Lighting | One 65W LED Canopy Light | Equipment 1: Average Lumen Equivalent Exterior HID Area Lighting Equipment 2: Average Lumen Equivalent Exterior Incandescent Area Light | Commercial | New | Offices | FL Zone 2 | Per Unit | 4.624% | 1261.652 | 498.232 | 763.42 | 0.6051 | 13 | 0 | 0 | 0 | Reference source included incremental cost only | 0 | 0 | 287 | Illinois 2018 Statewide TRM, Section 4.5.4 | 0 | 0 | 287 | fixture |  | 287
Equipment | LED Exterior Lighting | One 65W LED Canopy Light | Equipment 1: Average Lumen Equivalent Exterior HID Area Lighting Equipment 2: Average Lumen Equivalent Exterior Incandescent Area Light | Commercial | New | Restaurants | FL Zone 2 | Per Unit | 4.624% | 1261.652 | 498.232 | 763.42 | 0.6051 | 13 | 0 | 0 | 0 | Reference source included incremental cost only | 0 | 0 | 287 | Illinois 2018 Statewide TRM, Section 4.5.4 | 0 | 0 | 287 | fixture |  | 287
Equipment | LED Exterior Lighting | One 65W LED Canopy Light | Equipment 1: Average Lumen Equivalent Exterior HID Area Lighting Equipment 2: Average Lumen Equivalent Exterior Incandescent Area Light | Commercial | New | Retail | FL Zone 2 | Per Unit | 4.624% | 1261.652 | 498.232 | 763.42 | 0.6051 | 13 | 0 | 0 | 0 | Reference source included incremental cost only | 0 | 0 | 287 | Illinois 2018 Statewide TRM, Section 4.5.4 | 0 | 0 | 287 | fixture |  | 287
Equipment | LED Exterior Lighting | One 65W LED Canopy Light | Equipment 1: Average Lumen Equivalent Exterior HID Area Lighting Equipment 2: Average Lumen Equivalent Exterior Incandescent Area Light | Commercial | New | Schools K-12 | FL Zone 2 | Per Unit | 4.624% | 1261.652 | 498.232 | 763.42 | 0.6051 | 13 | 0 | 0 | 0 | Reference source included incremental cost only | 0 | 0 | 287 | Illinois 2018 Statewide TRM, Section 4.5.4 | 0 | 0 | 287 | fixture |  | 287
Equipment | LED Exterior Lighting | One 65W LED Canopy Light | Equipment 1: Average Lumen Equivalent Exterior HID Area Lighting Equipment 2: Average Lumen Equivalent Exterior Incandescent Area Light | Commercial | New | Warehouse | FL Zone 2 | Per Unit | 4.624% | 1261.652 | 498.232 | 763.42 | 0.6051 | 13 | 0 | 0 | 0 | Reference source included incremental cost only | 0 | 0 | 287 | Illinois 2018 Statewide TRM, Section 4.5.4 | 0 | 0 | 287 | fixture |  | 287
Equipment | LED Parking Lighting | One 160W LED Area Light | Equipment 1: Average Lumen Equivalent Exterior Incandescent Area Lighting Equipment 2: One Average Lumen Equivalent Exterior HID Area Light | Commercial | Turnover | Assembly | FL Zone 2 | Per Fixture | 6.728% | 4018 | 642.88 | 3375.12 | 0.84 | 18 | 0 | 0 | 271.43 | Market Research, 2016, RAB Lighting | 0 | 0 | 433.28 | Market Research, 2016, RAB Lighting | 0 | 0 | 161.85 | fixture |  | 161.85
Equipment | LED Parking Lighting | One 160W LED Area Light | Equipment 1: Average Lumen Equivalent Exterior Incandescent Area Lighting Equipment 2: One Average Lumen Equivalent Exterior HID Area Light | Commercial | Turnover | College and University | FL Zone 2 | Per Fixture | 7.084% | 4018 | 642.88 | 3375.12 | 0.84 | 18 | 0 | 0 | 271.43 | Market Research, 2016, RAB Lighting | 0 | 0 | 433.28 | Market Research, 2016, RAB Lighting | 0 | 0 | 161.85 | fixture |  | 161.85
Equipment | LED Parking Lighting | One 160W LED Area Light | Equipment 1: Average Lumen Equivalent Exterior Incandescent Area Lighting Equipment 2: One Average Lumen Equivalent Exterior HID Area Light | Commercial | Turnover | Grocery | FL Zone 2 | Per Fixture | 6.728% | 4018 | 642.88 | 3375.12 | 0.84 | 18 | 0 | 0 | 271.43 | Market Research, 2016, RAB Lighting | 0 | 0 | 433.28 | Market Research, 2016, RAB Lighting | 0 | 0 | 161.85 | fixture |  | 161.85
Equipment | LED Parking Lighting | One 160W LED Area Light | Equipment 1: Average Lumen Equivalent Exterior Incandescent Area Lighting Equipment 2: One Average Lumen Equivalent Exterior HID Area Light | Commercial | Turnover | Healthcare | FL Zone 2 | Per Fixture | 7.084% | 4018 | 642.88 | 3375.12 | 0.84 | 18 | 0 | 0 | 271.43 | Market Research, 2016, RAB Lighting | 0 | 0 | 433.28 | Market Research, 2016, RAB Lighting | 0 | 0 | 161.85 | fixture |  | 161.85
Equipment | LED Parking Lighting | One 160W LED Area Light | Equipment 1: Average Lumen Equivalent Exterior Incandescent Area Lighting Equipment 2: One Average Lumen Equivalent Exterior HID Area Light | Commercial | Turnover | Hospitals | FL Zone 2 | Per Fixture | 6.728% | 4018 | 642.88 | 3375.12 | 0.84 | 18 | 0 | 0 | 271.43 | Market Research, 2016, RAB Lighting | 0 | 0 | 433.28 | Market Research, 2016, RAB Lighting | 0 | 0 | 161.85 | fixture |  | 161.85
Equipment | LED Parking Lighting | One 160W LED Area Light | Equipment 1: Average Lumen Equivalent Exterior Incandescent Area Lighting Equipment 2: One Average Lumen Equivalent Exterior HID Area Light | Commercial | Turnover | Institutional | FL Zone 2 | Per Fixture | 7.084% | 4018 | 642.88 | 3375.12 | 0.84 | 18 | 0 | 0 | 271.43 | Market Research, 2016, RAB Lighting | 0 | 0 | 433.28 | Market Research, 2016, RAB Lighting | 0 | 0 | 161.85 | fixture |  | 161.85
Equipment | LED Parking Lighting | One 160W LED Area Light | Equipment 1: Average Lumen Equivalent Exterior Incandescent Area Lighting Equipment 2: One Average Lumen Equivalent Exterior HID Area Light | Commercial | Turnover | Lodging/Hospitality | FL Zone 2 | Per Fixture | 6.728% | 4018 | 642.88 | 3375.12 | 0.84 | 18 | 0 | 0 | 271.43 | Market Research, 2016, RAB Lighting | 0 | 0 | 433.28 | Market Research, 2016, RAB Lighting | 0 | 0 | 161.85 | fixture |  | 161.85
Equipment | LED Parking Lighting | One 160W LED Area Light | Equipment 1: Average Lumen Equivalent Exterior Incandescent Area Lighting Equipment 2: One Average Lumen Equivalent Exterior HID Area Light | Commercial | Turnover | Miscellaneous | FL Zone 2 | Per Fixture | 7.084% | 4018 | 642.88 | 3375.12 | 0.84 | 18 | 0 | 0 | 271.43 | Market Research, 2016, RAB Lighting | 0 | 0 | 433.28 | Market Research, 2016, RAB Lighting | 0 | 0 | 161.85 | fixture |  | 161.85
Equipment | LED Parking Lighting | One 160W LED Area Light | Equipment 1: Average Lumen Equivalent Exterior Incandescent Area Lighting Equipment 2: One Average Lumen Equivalent Exterior HID Area Light | Commercial | Turnover | Offices | FL Zone 2 | Per Fixture | 6.728% | 4018 | 642.88 | 3375.12 | 0.84 | 18 | 0 | 0 | 271.43 | Market Research, 2016, RAB Lighting | 0 | 0 | 433.28 | Market Research, 2016, RAB Lighting | 0 | 0 | 161.85 | fixture |  | 161.85
Equipment | LED Parking Lighting | One 160W LED Area Light | Equipment 1: Average Lumen Equivalent Exterior Incandescent Area Lighting Equipment 2: One Average Lumen Equivalent Exterior HID Area Light | Commercial | Turnover | Restaurants | FL Zone 2 | Per Fixture | 6.728% | 4018 | 642.88 | 3375.12 | 0.84 | 18 | 0 | 0 | 271.43 | Market Research, 2016, RAB Lighting | 0 | 0 | 433.28 | Market Research, 2016, RAB Lighting | 0 | 0 | 161.85 | fixture |  | 161.85
Equipment | LED Parking Lighting | One 160W LED Area Light | Equipment 1: Average Lumen Equivalent Exterior Incandescent Area Lighting Equipment 2: One Average Lumen Equivalent Exterior HID Area Light | Commercial | Turnover | Retail | FL Zone 2 | Per Fixture | 6.728% | 4018 | 642.88 | 3375.12 | 0.84 | 18 | 0 | 0 | 271.43 | Market Research, 2016, RAB Lighting | 0 | 0 | 433.28 | Market Research, 2016, RAB Lighting | 0 | 0 | 161.85 | fixture |  | 161.85
Equipment | LED Parking Lighting | One 160W LED Area Light | Equipment 1: Average Lumen Equivalent Exterior Incandescent Area Lighting Equipment 2: One Average Lumen Equivalent Exterior HID Area Light | Commercial | Turnover | Schools K-12 | FL Zone 2 | Per Fixture | 7.084% | 4018 | 642.88 | 3375.12 | 0.84 | 18 | 0 | 0 | 271.43 | Market Research, 2016, RAB Lighting | 0 | 0 | 433.28 | Market Research, 2016, RAB Lighting | 0 | 0 | 161.85 | fixture |  | 161.85
Equipment | LED Parking Lighting | One 160W LED Area Light | Equipment 1: Average Lumen Equivalent Exterior Incandescent Area Lighting Equipment 2: One Average Lumen Equivalent Exterior HID Area Light | Commercial | Turnover | Warehouse | FL Zone 2 | Per Fixture | 7.978% | 4018 | 642.88 | 3375.12 | 0.84 | 18 | 0 | 0 | 271.43 | Market Research, 2016, RAB Lighting | 0 | 0 | 433.28 | Market Research, 2016, RAB Lighting | 0 | 0 | 161.85 | fixture |  | 161.85
Equipment | LED Parking Lighting | One 160W LED Area Light | Equipment 1: Average Lumen Equivalent Exterior Incandescent Area Lighting Equipment 2: One Average Lumen Equivalent Exterior HID Area Light | Commercial | New | Assembly | FL Zone 2 | Per Fixture | 94.94% | 4018 | 642.88 | 3375.12 | 0.84 | 18 | 0 | 0 | 271.43 | Market Research, 2016, RAB Lighting | 0 | 0 | 433.28 | Market Research, 2016, RAB Lighting | 0 | 0 | 161.85 | fixture |  | 161.85
Equipment | LED Parking Lighting | One 160W LED Area Light | Equipment 1: Average Lumen Equivalent Exterior Incandescent Area Lighting Equipment 2: One Average Lumen Equivalent Exterior HID Area Light | Commercial | New | College and University | FL Zone 2 | Per Fixture | 7.084% | 4018 | 642.88 | 3375.12 | 0.84 | 18 | 0 | 0 | 271.43 | Market Research, 2016, RAB Lighting | 0 | 0 | 433.28 | Market Research, 2016, RAB Lighting | 0 | 0 | 161.85 | fixture |  | 161.85
Equipment | LED Parking Lighting | One 160W LED Area Light | Equipment 1: Average Lumen Equivalent Exterior Incandescent Area Lighting Equipment 2: One Average Lumen Equivalent Exterior HID Area Light | Commercial | New | Grocery | FL Zone 2 | Per Fixture | 94.94% | 4018 | 642.88 | 3375.12 | 0.84 | 18 | 0 | 0 | 271.43 | Market Research, 2016, RAB Lighting | 0 | 0 | 433.28 | Market Research, 2016, RAB Lighting | 0 | 0 | 161.85 | fixture |  | 161.85
Equipment | LED Parking Lighting | One 160W LED Area Light | Equipment 1: Average Lumen Equivalent Exterior Incandescent Area Lighting Equipment 2: One Average Lumen Equivalent Exterior HID Area Light | Commercial | New | Healthcare | FL Zone 2 | Per Fixture | 7.084% | 4018 | 642.88 | 3375.12 | 0.84 | 18 | 0 | 0 | 271.43 | Market Research, 2016, RAB Lighting | 0 | 0 | 433.28 | Market Research, 2016, RAB Lighting | 0 | 0 | 161.85 | fixture |  | 161.85
Equipment | LED Parking Lighting | One 160W LED Area Light | Equipment 1: Average Lumen Equivalent Exterior Incandescent Area Lighting Equipment 2: One Average Lumen Equivalent Exterior HID Area Light | Commercial | New | Hospitals | FL Zone 2 | Per Fixture | 94.94% | 4018 | 642.88 | 3375.12 | 0.84 | 18 | 0 | 0 | 271.43 | Market Research, 2016, RAB Lighting | 0 | 0 | 433.28 | Market Research, 2016, RAB Lighting | 0 | 0 | 161.85 | fixture |  | 161.85
Equipment | LED Parking Lighting | One 160W LED Area Light | Equipment 1: Average Lumen Equivalent Exterior Incandescent Area Lighting Equipment 2: One Average Lumen Equivalent Exterior HID Area Light | Commercial | New | Institutional | FL Zone 2 | Per Fixture | 7.084% | 4018 | 642.88 | 3375.12 | 0.84 | 18 | 0 | 0 | 271.43 | Market Research, 2016, RAB Lighting | 0 | 0 | 433.28 | Market Research, 2016, RAB Lighting | 0 | 0 | 161.85 | fixture |  | 161.85
Equipment | LED Parking Lighting | One 160W LED Area Light | Equipment 1: Average Lumen Equivalent Exterior Incandescent Area Lighting Equipment 2: One Average Lumen Equivalent Exterior HID Area Light | Commercial | New | Lodging/Hospitality | FL Zone 2 | Per Fixture | 94.94% | 4018 | 642.88 | 3375.12 | 0.84 | 18 | 0 | 0 | 271.43 | Market Research, 2016, RAB Lighting | 0 | 0 | 433.28 | Market Research, 2016, RAB Lighting | 0 | 0 | 161.85 | fixture |  | 161.85
Equipment | LED Parking Lighting | One 160W LED Area Light | Equipment 1: Average Lumen Equivalent Exterior Incandescent Area Lighting Equipment 2: One Average Lumen Equivalent Exterior HID Area Light | Commercial | New | Miscellaneous | FL Zone 2 | Per Fixture | 7.084% | 4018 | 642.88 | 3375.12 | 0.84 | 18 | 0 | 0 | 271.43 | Market Research, 2016, RAB Lighting | 0 | 0 | 433.28 | Market Research, 2016, RAB Lighting | 0 | 0 | 161.85 | fixture |  | 161.85
Equipment | LED Parking Lighting | One 160W LED Area Light | Equipment 1: Average Lumen Equivalent Exterior Incandescent Area Lighting Equipment 2: One Average Lumen Equivalent Exterior HID Area Light | Commercial | New | Offices | FL Zone 2 | Per Fixture | 94.94% | 4018 | 642.88 | 3375.12 | 0.84 | 18 | 0 | 0 | 271.43 | Market Research, 2016, RAB Lighting | 0 | 0 | 433.28 | Market Research, 2016, RAB Lighting | 0 | 0 | 161.85 | fixture |  | 161.85
Equipment | LED Parking Lighting | One 160W LED Area Light | Equipment 1: Average Lumen Equivalent Exterior Incandescent Area Lighting Equipment 2: One Average Lumen Equivalent Exterior HID Area Light | Commercial | New | Restaurants | FL Zone 2 | Per Fixture | 94.94% | 4018 | 642.88 | 3375.12 | 0.84 | 18 | 0 | 0 | 271.43 | Market Research, 2016, RAB Lighting | 0 | 0 | 433.28 | Market Research, 2016, RAB Lighting | 0 | 0 | 161.85 | fixture |  | 161.85
Equipment | LED Parking Lighting | One 160W LED Area Light | Equipment 1: Average Lumen Equivalent Exterior Incandescent Area Lighting Equipment 2: One Average Lumen Equivalent Exterior HID Area Light | Commercial | New | Retail | FL Zone 2 | Per Fixture | 94.94% | 4018 | 642.88 | 3375.12 | 0.84 | 18 | 0 | 0 | 271.43 | Market Research, 2016, RAB Lighting | 0 | 0 | 433.28 | Market Research, 2016, RAB Lighting | 0 | 0 | 161.85 | fixture |  | 161.85
Equipment | LED Parking Lighting | One 160W LED Area Light | Equipment 1: Average Lumen Equivalent Exterior Incandescent Area Lighting Equipment 2: One Average Lumen Equivalent Exterior HID Area Light | Commercial | New | Schools K-12 | FL Zone 2 | Per Fixture | 7.084% | 4018 | 642.88 | 3375.12 | 0.84 | 18 | 0 | 0 | 271.43 | Market Research, 2016, RAB Lighting | 0 | 0 | 433.28 | Market Research, 2016, RAB Lighting | 0 | 0 | 161.85 | fixture |  | 161.85
Equipment | LED Parking Lighting | One 160W LED Area Light | Equipment 1: Average Lumen Equivalent Exterior Incandescent Area Lighting Equipment 2: One Average Lumen Equivalent Exterior HID Area Light | Commercial | New | Warehouse | FL Zone 2 | Per Fixture | 7.978% | 4018 | 642.88 | 3375.12 | 0.84 | 18 | 0 | 0 | 271.43 | Market Research, 2016, RAB Lighting | 0 | 0 | 433.28 | Market Research, 2016, RAB Lighting | 0 | 0 | 161.85 | fixture |  | 161.85
Equipment | LED Street Lights | One 210W LED Area Light | Equipment 1: Average Lumen Equivalent Exterior Incandescent Area Lighting Equipment 2: One Average Lumen Equivalent Exterior HID Area Light | Commercial | Turnover | Assembly | FL Zone 2 | Per Fixture | 0% | 2542.0547 | 850.932 | 1691.1226 | 0.66526 | 18 | 0 | 0 | 271.43 | Market Research, 2016, RAB Lighting | 0 | 0 | 510 | https://hangarlights.com/led-parking-lot-flood-lights.html | 0 | 0 | 238.57 | fixture |  | 238.57
Equipment | LED Street Lights | One 210W LED Area Light | Equipment 1: Average Lumen Equivalent Exterior Incandescent Area Lighting Equipment 2: One Average Lumen Equivalent Exterior HID Area Light | Commercial | Turnover | College and University | FL Zone 2 | Per Fixture | 0% | 2542.0547 | 850.932 | 1691.1226 | 0.66526 | 18 | 0 | 0 | 271.43 | Market Research, 2016, RAB Lighting | 0 | 0 | 510 | https://hangarlights.com/led-parking-lot-flood-lights.html | 0 | 0 | 238.57 | fixture |  | 238.57
Equipment | LED Street Lights | One 210W LED Area Light | Equipment 1: Average Lumen Equivalent Exterior Incandescent Area Lighting Equipment 2: One Average Lumen Equivalent Exterior HID Area Light | Commercial | Turnover | Grocery | FL Zone 2 | Per Fixture | 0% | 2542.0547 | 850.932 | 1691.1226 | 0.66526 | 18 | 0 | 0 | 271.43 | Market Research, 2016, RAB Lighting | 0 | 0 | 510 | https://hangarlights.com/led-parking-lot-flood-lights.html | 0 | 0 | 238.57 | fixture |  | 238.57
Equipment | LED Street Lights | One 210W LED Area Light | Equipment 1: Average Lumen Equivalent Exterior Incandescent Area Lighting Equipment 2: One Average Lumen Equivalent Exterior HID Area Light | Commercial | Turnover | Healthcare | FL Zone 2 | Per Fixture | 0% | 2542.0547 | 850.932 | 1691.1226 | 0.66526 | 18 | 0 | 0 | 271.43 | Market Research, 2016, RAB Lighting | 0 | 0 | 510 | https://hangarlights.com/led-parking-lot-flood-lights.html | 0 | 0 | 238.57 | fixture |  | 238.57
Equipment | LED Street Lights | One 210W LED Area Light | Equipment 1: Average Lumen Equivalent Exterior Incandescent Area Lighting Equipment 2: One Average Lumen Equivalent Exterior HID Area Light | Commercial | Turnover | Hospitals | FL Zone 2 | Per Fixture | 0% | 2542.0547 | 850.932 | 1691.1226 | 0.66526 | 18 | 0 | 0 | 271.43 | Market Research, 2016, RAB Lighting | 0 | 0 | 510 | https://hangarlights.com/led-parking-lot-flood-lights.html | 0 | 0 | 238.57 | fixture |  | 238.57
Equipment | LED Street Lights | One 210W LED Area Light | Equipment 1: Average Lumen Equivalent Exterior Incandescent Area Lighting Equipment 2: One Average Lumen Equivalent Exterior HID Area Light | Commercial | Turnover | Institutional | FL Zone 2 | Per Fixture | 21.49% | 2542.0547 | 850.932 | 1691.1226 | 0.66526 | 18 | 0 | 0 | 271.43 | Market Research, 2016, RAB Lighting | 0 | 0 | 510 | https://hangarlights.com/led-parking-lot-flood-lights.html | 0 | 0 | 238.57 | fixture |  | 238.57
Equipment | LED Street Lights | One 210W LED Area Light | Equipment 1: Average Lumen Equivalent Exterior Incandescent Area Lighting Equipment 2: One Average Lumen Equivalent Exterior HID Area Light | Commercial | Turnover | Lodging/Hospitality | FL Zone 2 | Per Fixture | 0% | 2542.0547 | 850.932 | 1691.1226 | 0.66526 | 18 | 0 | 0 | 271.43 | Market Research, 2016, RAB Lighting | 0 | 0 | 510 | https://hangarlights.com/led-parking-lot-flood-lights.html | 0 | 0 | 238.57 | fixture |  | 238.57
Equipment | LED Street Lights | One 210W LED Area Light | Equipment 1: Average Lumen Equivalent Exterior Incandescent Area Lighting Equipment 2: One Average Lumen Equivalent Exterior HID Area Light | Commercial | Turnover | Miscellaneous | FL Zone 2 | Per Fixture | 0% | 2542.0547 | 850.932 | 1691.1226 | 0.66526 | 18 | 0 | 0 | 271.43 | Market Research, 2016, RAB Lighting | 0 | 0 | 510 | https://hangarlights.com/led-parking-lot-flood-lights.html | 0 | 0 | 238.57 | fixture |  | 238.57
Equipment | LED Street Lights | One 210W LED Area Light | Equipment 1: Average Lumen Equivalent Exterior Incandescent Area Lighting Equipment 2: One Average Lumen Equivalent Exterior HID Area Light | Commercial | Turnover | Offices | FL Zone 2 | Per Fixture | 0% | 2542.0547 | 850.932 | 1691.1226 | 0.66526 | 18 | 0 | 0 | 271.43 | Market Research, 2016, RAB Lighting | 0 | 0 | 510 | https://hangarlights.com/led-parking-lot-flood-lights.html | 0 | 0 | 238.57 | fixture |  | 238.57
Equipment | LED Street Lights | One 210W LED Area Light | Equipment 1: Average Lumen Equivalent Exterior Incandescent Area Lighting Equipment 2: One Average Lumen Equivalent Exterior HID Area Light | Commercial | Turnover | Restaurants | FL Zone 2 | Per Fixture | 0% | 2542.0547 | 850.932 | 1691.1226 | 0.66526 | 18 | 0 | 0 | 271.43 | Market Research, 2016, RAB Lighting | 0 | 0 | 510 | https://hangarlights.com/led-parking-lot-flood-lights.html | 0 | 0 | 238.57 | fixture |  | 238.57
Equipment | LED Street Lights | One 210W LED Area Light | Equipment 1: Average Lumen Equivalent Exterior Incandescent Area Lighting Equipment 2: One Average Lumen Equivalent Exterior HID Area Light | Commercial | Turnover | Retail | FL Zone 2 | Per Fixture | 0% | 2542.0547 | 850.932 | 1691.1226 | 0.66526 | 18 | 0 | 0 | 271.43 | Market Research, 2016, RAB Lighting | 0 | 0 | 510 | https://hangarlights.com/led-parking-lot-flood-lights.html | 0 | 0 | 238.57 | fixture |  | 238.57
Equipment | LED Street Lights | One 210W LED Area Light | Equipment 1: Average Lumen Equivalent Exterior Incandescent Area Lighting Equipment 2: One Average Lumen Equivalent Exterior HID Area Light | Commercial | Turnover | Schools K-12 | FL Zone 2 | Per Fixture | 0% | 2542.0547 | 850.932 | 1691.1226 | 0.66526 | 18 | 0 | 0 | 271.43 | Market Research, 2016, RAB Lighting | 0 | 0 | 510 | https://hangarlights.com/led-parking-lot-flood-lights.html | 0 | 0 | 238.57 | fixture |  | 238.57
Equipment | LED Street Lights | One 210W LED Area Light | Equipment 1: Average Lumen Equivalent Exterior Incandescent Area Lighting Equipment 2: One Average Lumen Equivalent Exterior HID Area Light | Commercial | Turnover | Warehouse | FL Zone 2 | Per Fixture | 0% | 2542.0547 | 850.932 | 1691.1226 | 0.66526 | 18 | 0 | 0 | 271.43 | Market Research, 2016, RAB Lighting | 0 | 0 | 510 | https://hangarlights.com/led-parking-lot-flood-lights.html | 0 | 0 | 238.57 | fixture |  | 238.57
Equipment | LED Street Lights | One 210W LED Area Light | Equipment 1: Average Lumen Equivalent Exterior Incandescent Area Lighting Equipment 2: One Average Lumen Equivalent Exterior HID Area Light | Commercial | New | Assembly | FL Zone 2 | Per Fixture | 0% | 2542.0547 | 850.932 | 1691.1226 | 0.66526 | 18 | 0 | 0 | 271.43 | Market Research, 2016, RAB Lighting | 0 | 0 | 510 | https://hangarlights.com/led-parking-lot-flood-lights.html | 0 | 0 | 238.57 | fixture |  | 238.57
Equipment | LED Street Lights | One 210W LED Area Light | Equipment 1: Average Lumen Equivalent Exterior Incandescent Area Lighting Equipment 2: One Average Lumen Equivalent Exterior HID Area Light | Commercial | New | College and University | FL Zone 2 | Per Fixture | 0% | 2542.0547 | 850.932 | 1691.1226 | 0.66526 | 18 | 0 | 0 | 271.43 | Market Research, 2016, RAB Lighting | 0 | 0 | 510 | https://hangarlights.com/led-parking-lot-flood-lights.html | 0 | 0 | 238.57 | fixture |  | 238.57
Equipment | LED Street Lights | One 210W LED Area Light | Equipment 1: Average Lumen Equivalent Exterior Incandescent Area Lighting Equipment 2: One Average Lumen Equivalent Exterior HID Area Light | Commercial | New | Grocery | FL Zone 2 | Per Fixture | 0% | 2542.0547 | 850.932 | 1691.1226 | 0.66526 | 18 | 0 | 0 | 271.43 | Market Research, 2016, RAB Lighting | 0 | 0 | 510 | https://hangarlights.com/led-parking-lot-flood-lights.html | 0 | 0 | 238.57 | fixture |  | 238.57
Equipment | LED Street Lights | One 210W LED Area Light | Equipment 1: Average Lumen Equivalent Exterior Incandescent Area Lighting Equipment 2: One Average Lumen Equivalent Exterior HID Area Light | Commercial | New | Healthcare | FL Zone 2 | Per Fixture | 0% | 2542.0547 | 850.932 | 1691.1226 | 0.66526 | 18 | 0 | 0 | 271.43 | Market Research, 2016, RAB Lighting | 0 | 0 | 510 | https://hangarlights.com/led-parking-lot-flood-lights.html | 0 | 0 | 238.57 | fixture |  | 238.57
Equipment | LED Street Lights | One 210W LED Area Light | Equipment 1: Average Lumen Equivalent Exterior Incandescent Area Lighting Equipment 2: One Average Lumen Equivalent Exterior HID Area Light | Commercial | New | Hospitals | FL Zone 2 | Per Fixture | 0% | 2542.0547 | 850.932 | 1691.1226 | 0.66526 | 18 | 0 | 0 | 271.43 | Market Research, 2016, RAB Lighting | 0 | 0 | 510 | https://hangarlights.com/led-parking-lot-flood-lights.html | 0 | 0 | 238.57 | fixture |  | 238.57
Equipment | LED Street Lights | One 210W LED Area Light | Equipment 1: Average Lumen Equivalent Exterior Incandescent Area Lighting Equipment 2: One Average Lumen Equivalent Exterior HID Area Light | Commercial | New | Institutional | FL Zone 2 | Per Fixture | 21.49% | 2542.0547 | 850.932 | 1691.1226 | 0.66526 | 18 | 0 | 0 | 271.43 | Market Research, 2016, RAB Lighting | 0 | 0 | 510 | https://hangarlights.com/led-parking-lot-flood-lights.html | 0 | 0 | 238.57 | fixture |  | 238.57
Equipment | LED Street Lights | One 210W LED Area Light | Equipment 1: Average Lumen Equivalent Exterior Incandescent Area Lighting Equipment 2: One Average Lumen Equivalent Exterior HID Area Light | Commercial | New | Lodging/Hospitality | FL Zone 2 | Per Fixture | 0% | 2542.0547 | 850.932 | 1691.1226 | 0.66526 | 18 | 0 | 0 | 271.43 | Market Research, 2016, RAB Lighting | 0 | 0 | 510 | https://hangarlights.com/led-parking-lot-flood-lights.html | 0 | 0 | 238.57 | fixture |  | 238.57
Equipment | LED Street Lights | One 210W LED Area Light | Equipment 1: Average Lumen Equivalent Exterior Incandescent Area Lighting Equipment 2: One Average Lumen Equivalent Exterior HID Area Light | Commercial | New | Miscellaneous | FL Zone 2 | Per Fixture | 0% | 2542.0547 | 850.932 | 1691.1226 | 0.66526 | 18 | 0 | 0 | 271.43 | Market Research, 2016, RAB Lighting | 0 | 0 | 510 | https://hangarlights.com/led-parking-lot-flood-lights.html | 0 | 0 | 238.57 | fixture |  | 238.57
Equipment | LED Street Lights | One 210W LED Area Light | Equipment 1: Average Lumen Equivalent Exterior Incandescent Area Lighting Equipment 2: One Average Lumen Equivalent Exterior HID Area Light | Commercial | New | Offices | FL Zone 2 | Per Fixture | 0% | 2542.0547 | 850.932 | 1691.1226 | 0.66526 | 18 | 0 | 0 | 271.43 | Market Research, 2016, RAB Lighting | 0 | 0 | 510 | https://hangarlights.com/led-parking-lot-flood-lights.html | 0 | 0 | 238.57 | fixture |  | 238.57
Equipment | LED Street Lights | One 210W LED Area Light | Equipment 1: Average Lumen Equivalent Exterior Incandescent Area Lighting Equipment 2: One Average Lumen Equivalent Exterior HID Area Light | Commercial | New | Restaurants | FL Zone 2 | Per Fixture | 0% | 2542.0547 | 850.932 | 1691.1226 | 0.66526 | 18 | 0 | 0 | 271.43 | Market Research, 2016, RAB Lighting | 0 | 0 | 510 | https://hangarlights.com/led-parking-lot-flood-lights.html | 0 | 0 | 238.57 | fixture |  | 238.57
Equipment | LED Street Lights | One 210W LED Area Light | Equipment 1: Average Lumen Equivalent Exterior Incandescent Area Lighting Equipment 2: One Average Lumen Equivalent Exterior HID Area Light | Commercial | New | Retail | FL Zone 2 | Per Fixture | 0% | 2542.0547 | 850.932 | 1691.1226 | 0.66526 | 18 | 0 | 0 | 271.43 | Market Research, 2016, RAB Lighting | 0 | 0 | 510 | https://hangarlights.com/led-parking-lot-flood-lights.html | 0 | 0 | 238.57 | fixture |  | 238.57
Equipment | LED Street Lights | One 210W LED Area Light | Equipment 1: Average Lumen Equivalent Exterior Incandescent Area Lighting Equipment 2: One Average Lumen Equivalent Exterior HID Area Light | Commercial | New | Schools K-12 | FL Zone 2 | Per Fixture | 0% | 2542.0547 | 850.932 | 1691.1226 | 0.66526 | 18 | 0 | 0 | 271.43 | Market Research, 2016, RAB Lighting | 0 | 0 | 510 | https://hangarlights.com/led-parking-lot-flood-lights.html | 0 | 0 | 238.57 | fixture |  | 238.57
Equipment | LED Street Lights | One 210W LED Area Light | Equipment 1: Average Lumen Equivalent Exterior Incandescent Area Lighting Equipment 2: One Average Lumen Equivalent Exterior HID Area Light | Commercial | New | Warehouse | FL Zone 2 | Per Fixture | 0% | 2542.0547 | 850.932 | 1691.1226 | 0.66526 | 18 | 0 | 0 | 271.43 | Market Research, 2016, RAB Lighting | 0 | 0 | 510 | https://hangarlights.com/led-parking-lot-flood-lights.html | 0 | 0 | 238.57 | fixture |  | 238.57
Equipment | LED Traffic and Crosswalk Lighting | LED Crosswalk Sign | Energy Star Qualifying Crosswalk Sign | Commercial | Turnover | Assembly | FL Zone 2 | Per Fixture | 0% | 102.2 | 64.24 | 37.96 | 0.37143 | 10 | 0 | 0 | 74 | Pennsylvania Public Utility Commission 2013 Incremental Cost Database | 0 | 0 | 145 | Pennsylvania Public Utility Commission 2013 Incremental Cost Database | 0 | 0 | 71 | fixture |  | 71
Equipment | LED Traffic and Crosswalk Lighting | LED Crosswalk Sign | Energy Star Qualifying Crosswalk Sign | Commercial | Turnover | College and University | FL Zone 2 | Per Fixture | 0% | 102.2 | 64.24 | 37.96 | 0.37143 | 10 | 0 | 0 | 74 | Pennsylvania Public Utility Commission 2013 Incremental Cost Database | 0 | 0 | 145 | Pennsylvania Public Utility Commission 2013 Incremental Cost Database | 0 | 0 | 71 | fixture |  | 71
Equipment | LED Traffic and Crosswalk Lighting | LED Crosswalk Sign | Energy Star Qualifying Crosswalk Sign | Commercial | Turnover | Grocery | FL Zone 2 | Per Fixture | 0% | 102.2 | 64.24 | 37.96 | 0.37143 | 10 | 0 | 0 | 74 | Pennsylvania Public Utility Commission 2013 Incremental Cost Database | 0 | 0 | 145 | Pennsylvania Public Utility Commission 2013 Incremental Cost Database | 0 | 0 | 71 | fixture |  | 71
Equipment | LED Traffic and Crosswalk Lighting | LED Crosswalk Sign | Energy Star Qualifying Crosswalk Sign | Commercial | Turnover | Healthcare | FL Zone 2 | Per Fixture | 0% | 102.2 | 64.24 | 37.96 | 0.37143 | 10 | 0 | 0 | 74 | Pennsylvania Public Utility Commission 2013 Incremental Cost Database | 0 | 0 | 145 | Pennsylvania Public Utility Commission 2013 Incremental Cost Database | 0 | 0 | 71 | fixture |  | 71
Equipment | LED Traffic and Crosswalk Lighting | LED Crosswalk Sign | Energy Star Qualifying Crosswalk Sign | Commercial | Turnover | Hospitals | FL Zone 2 | Per Fixture | 0% | 102.2 | 64.24 | 37.96 | 0.37143 | 10 | 0 | 0 | 74 | Pennsylvania Public Utility Commission 2013 Incremental Cost Database | 0 | 0 | 145 | Pennsylvania Public Utility Commission 2013 Incremental Cost Database | 0 | 0 | 71 | fixture |  | 71
Equipment | LED Traffic and Crosswalk Lighting | LED Crosswalk Sign | Energy Star Qualifying Crosswalk Sign | Commercial | Turnover | Institutional | FL Zone 2 | Per Fixture | 21.49% | 102.2 | 64.24 | 37.96 | 0.37143 | 10 | 0 | 0 | 74 | Pennsylvania Public Utility Commission 2013 Incremental Cost Database | 0 | 0 | 145 | Pennsylvania Public Utility Commission 2013 Incremental Cost Database | 0 | 0 | 71 | fixture |  | 71
Equipment | LED Traffic and Crosswalk Lighting | LED Crosswalk Sign | Energy Star Qualifying Crosswalk Sign | Commercial | Turnover | Lodging/Hospitality | FL Zone 2 | Per Fixture | 0% | 102.2 | 64.24 | 37.96 | 0.37143 | 10 | 0 | 0 | 74 | Pennsylvania Public Utility Commission 2013 Incremental Cost Database | 0 | 0 | 145 | Pennsylvania Public Utility Commission 2013 Incremental Cost Database | 0 | 0 | 71 | fixture |  | 71
Equipment | LED Traffic and Crosswalk Lighting | LED Crosswalk Sign | Energy Star Qualifying Crosswalk Sign | Commercial | Turnover | Miscellaneous | FL Zone 2 | Per Fixture | 0% | 102.2 | 64.24 | 37.96 | 0.37143 | 10 | 0 | 0 | 74 | Pennsylvania Public Utility Commission 2013 Incremental Cost Database | 0 | 0 | 145 | Pennsylvania Public Utility Commission 2013 Incremental Cost Database | 0 | 0 | 71 | fixture |  | 71
Equipment | LED Traffic and Crosswalk Lighting | LED Crosswalk Sign | Energy Star Qualifying Crosswalk Sign | Commercial | Turnover | Offices | FL Zone 2 | Per Fixture | 0% | 102.2 | 64.24 | 37.96 | 0.37143 | 10 | 0 | 0 | 74 | Pennsylvania Public Utility Commission 2013 Incremental Cost Database | 0 | 0 | 145 | Pennsylvania Public Utility Commission 2013 Incremental Cost Database | 0 | 0 | 71 | fixture |  | 71
Equipment | LED Traffic and Crosswalk Lighting | LED Crosswalk Sign | Energy Star Qualifying Crosswalk Sign | Commercial | Turnover | Restaurants | FL Zone 2 | Per Fixture | 0% | 102.2 | 64.24 | 37.96 | 0.37143 | 10 | 0 | 0 | 74 | Pennsylvania Public Utility Commission 2013 Incremental Cost Database | 0 | 0 | 145 | Pennsylvania Public Utility Commission 2013 Incremental Cost Database | 0 | 0 | 71 | fixture |  | 71
Equipment | LED Traffic and Crosswalk Lighting | LED Crosswalk Sign | Energy Star Qualifying Crosswalk Sign | Commercial | Turnover | Retail | FL Zone 2 | Per Fixture | 0% | 102.2 | 64.24 | 37.96 | 0.37143 | 10 | 0 | 0 | 74 | Pennsylvania Public Utility Commission 2013 Incremental Cost Database | 0 | 0 | 145 | Pennsylvania Public Utility Commission 2013 Incremental Cost Database | 0 | 0 | 71 | fixture |  | 71
Equipment | LED Traffic and Crosswalk Lighting | LED Crosswalk Sign | Energy Star Qualifying Crosswalk Sign | Commercial | Turnover | Schools K-12 | FL Zone 2 | Per Fixture | 0% | 102.2 | 64.24 | 37.96 | 0.37143 | 10 | 0 | 0 | 74 | Pennsylvania Public Utility Commission 2013 Incremental Cost Database | 0 | 0 | 145 | Pennsylvania Public Utility Commission 2013 Incremental Cost Database | 0 | 0 | 71 | fixture |  | 71
Equipment | LED Traffic and Crosswalk Lighting | LED Crosswalk Sign | Energy Star Qualifying Crosswalk Sign | Commercial | Turnover | Warehouse | FL Zone 2 | Per Fixture | 0% | 102.2 | 64.24 | 37.96 | 0.37143 | 10 | 0 | 0 | 74 | Pennsylvania Public Utility Commission 2013 Incremental Cost Database | 0 | 0 | 145 | Pennsylvania Public Utility Commission 2013 Incremental Cost Database | 0 | 0 | 71 | fixture |  | 71
Equipment | LED Traffic and Crosswalk Lighting | LED Crosswalk Sign | Energy Star Qualifying Crosswalk Sign | Commercial | New | Assembly | FL Zone 2 | Per Fixture | 0% | 102.2 | 64.24 | 37.96 | 0.37143 | 10 | 0 | 0 | 74 | Pennsylvania Public Utility Commission 2013 Incremental Cost Database | 0 | 0 | 145 | Pennsylvania Public Utility Commission 2013 Incremental Cost Database | 0 | 0 | 71 | fixture |  | 71
Equipment | LED Traffic and Crosswalk Lighting | LED Crosswalk Sign | Energy Star Qualifying Crosswalk Sign | Commercial | New | College and University | FL Zone 2 | Per Fixture | 0% | 102.2 | 64.24 | 37.96 | 0.37143 | 10 | 0 | 0 | 74 | Pennsylvania Public Utility Commission 2013 Incremental Cost Database | 0 | 0 | 145 | Pennsylvania Public Utility Commission 2013 Incremental Cost Database | 0 | 0 | 71 | fixture |  | 71
Equipment | LED Traffic and Crosswalk Lighting | LED Crosswalk Sign | Energy Star Qualifying Crosswalk Sign | Commercial | New | Grocery | FL Zone 2 | Per Fixture | 0% | 102.2 | 64.24 | 37.96 | 0.37143 | 10 | 0 | 0 | 74 | Pennsylvania Public Utility Commission 2013 Incremental Cost Database | 0 | 0 | 145 | Pennsylvania Public Utility Commission 2013 Incremental Cost Database | 0 | 0 | 71 | fixture |  | 71
Equipment | LED Traffic and Crosswalk Lighting | LED Crosswalk Sign | Energy Star Qualifying Crosswalk Sign | Commercial | New | Healthcare | FL Zone 2 | Per Fixture | 0% | 102.2 | 64.24 | 37.96 | 0.37143 | 10 | 0 | 0 | 74 | Pennsylvania Public Utility Commission 2013 Incremental Cost Database | 0 | 0 | 145 | Pennsylvania Public Utility Commission 2013 Incremental Cost Database | 0 | 0 | 71 | fixture |  | 71
Equipment | LED Traffic and Crosswalk Lighting | LED Crosswalk Sign | Energy Star Qualifying Crosswalk Sign | Commercial | New | Hospitals | FL Zone 2 | Per Fixture | 0% | 102.2 | 64.24 | 37.96 | 0.37143 | 10 | 0 | 0 | 74 | Pennsylvania Public Utility Commission 2013 Incremental Cost Database | 0 | 0 | 145 | Pennsylvania Public Utility Commission 2013 Incremental Cost Database | 0 | 0 | 71 | fixture |  | 71
Equipment | LED Traffic and Crosswalk Lighting | LED Crosswalk Sign | Energy Star Qualifying Crosswalk Sign | Commercial | New | Institutional | FL Zone 2 | Per Fixture | 21.49% | 102.2 | 64.24 | 37.96 | 0.37143 | 10 | 0 | 0 | 74 | Pennsylvania Public Utility Commission 2013 Incremental Cost Database | 0 | 0 | 145 | Pennsylvania Public Utility Commission 2013 Incremental Cost Database | 0 | 0 | 71 | fixture |  | 71
Equipment | LED Traffic and Crosswalk Lighting | LED Crosswalk Sign | Energy Star Qualifying Crosswalk Sign | Commercial | New | Lodging/Hospitality | FL Zone 2 | Per Fixture | 0% | 102.2 | 64.24 | 37.96 | 0.37143 | 10 | 0 | 0 | 74 | Pennsylvania Public Utility Commission 2013 Incremental Cost Database | 0 | 0 | 145 | Pennsylvania Public Utility Commission 2013 Incremental Cost Database | 0 | 0 | 71 | fixture |  | 71
Equipment | LED Traffic and Crosswalk Lighting | LED Crosswalk Sign | Energy Star Qualifying Crosswalk Sign | Commercial | New | Miscellaneous | FL Zone 2 | Per Fixture | 0% | 102.2 | 64.24 | 37.96 | 0.37143 | 10 | 0 | 0 | 74 | Pennsylvania Public Utility Commission 2013 Incremental Cost Database | 0 | 0 | 145 | Pennsylvania Public Utility Commission 2013 Incremental Cost Database | 0 | 0 | 71 | fixture |  | 71
Equipment | LED Traffic and Crosswalk Lighting | LED Crosswalk Sign | Energy Star Qualifying Crosswalk Sign | Commercial | New | Offices | FL Zone 2 | Per Fixture | 0% | 102.2 | 64.24 | 37.96 | 0.37143 | 10 | 0 | 0 | 74 | Pennsylvania Public Utility Commission 2013 Incremental Cost Database | 0 | 0 | 145 | Pennsylvania Public Utility Commission 2013 Incremental Cost Database | 0 | 0 | 71 | fixture |  | 71
Equipment | LED Traffic and Crosswalk Lighting | LED Crosswalk Sign | Energy Star Qualifying Crosswalk Sign | Commercial | New | Restaurants | FL Zone 2 | Per Fixture | 0% | 102.2 | 64.24 | 37.96 | 0.37143 | 10 | 0 | 0 | 74 | Pennsylvania Public Utility Commission 2013 Incremental Cost Database | 0 | 0 | 145 | Pennsylvania Public Utility Commission 2013 Incremental Cost Database | 0 | 0 | 71 | fixture |  | 71
Equipment | LED Traffic and Crosswalk Lighting | LED Crosswalk Sign | Energy Star Qualifying Crosswalk Sign | Commercial | New | Retail | FL Zone 2 | Per Fixture | 0% | 102.2 | 64.24 | 37.96 | 0.37143 | 10 | 0 | 0 | 74 | Pennsylvania Public Utility Commission 2013 Incremental Cost Database | 0 | 0 | 145 | Pennsylvania Public Utility Commission 2013 Incremental Cost Database | 0 | 0 | 71 | fixture |  | 71
Equipment | LED Traffic and Crosswalk Lighting | LED Crosswalk Sign | Energy Star Qualifying Crosswalk Sign | Commercial | New | Schools K-12 | FL Zone 2 | Per Fixture | 0% | 102.2 | 64.24 | 37.96 | 0.37143 | 10 | 0 | 0 | 74 | Pennsylvania Public Utility Commission 2013 Incremental Cost Database | 0 | 0 | 145 | Pennsylvania Public Utility Commission 2013 Incremental Cost Database | 0 | 0 | 71 | fixture |  | 71
Equipment | LED Traffic and Crosswalk Lighting | LED Crosswalk Sign | Energy Star Qualifying Crosswalk Sign | Commercial | New | Warehouse | FL Zone 2 | Per Fixture | 0% | 102.2 | 64.24 | 37.96 | 0.37143 | 10 | 0 | 0 | 74 | Pennsylvania Public Utility Commission 2013 Incremental Cost Database | 0 | 0 | 145 | Pennsylvania Public Utility Commission 2013 Incremental Cost Database | 0 | 0 | 71 | fixture |  | 71
Equipment | Geothermal Heat Pump | Geothermal Heat Pump, 10 tons | Code-Compliant New Construction PTHP, 10 Tons, 13.4 SEER, COP | Commercial | Turnover | Assembly | FL Zone 2 | Per Unit | 30.5% | 14736.026 | 11653.9232 | 3082.1028 | 0.20915 | 15 | 1.3254 | 1.018 | 707.1 | 14 SEER split system heat pump, rate at $707.1/ton, reference: https://www.theacoutlet.com/rp1536aj1na-rh1p3617stanja-3-ton-14-seer-rheem-ruud-heat-pump-system.html | 419.728 | rate at $85.08/per labor hour, assume 14.8 hour work for 3 ton system, reference: https://www.homewyse.com/costs/cost_of_heat_pump_systems.html | 1506.67 | rate at $1506.67/ton, reference: https://iwae.com/shop/3-ton-22-3-eer-2-stage-climatemaster-tranquility-22-geothermal-heat-pump-vertical-package-unit-ha16163.html | 4500 | https://www.remodelingcalculator.org/geothermal-heating-cooling-costs/ | 4879.842 | ton | 10 | 48798.42
Equipment | Geothermal Heat Pump | Geothermal Heat Pump, 10 tons | Code-Compliant New Construction PTHP, 10 Tons, 13.4 SEER, COP | Commercial | Turnover | College and University | FL Zone 2 | Per Unit | 30.5% | 16325.2272 | 12906.5876 | 3418.6395 | 0.20941 | 15 | 0.60103 | 0.56244 | 707.1 | 14 SEER split system heat pump, rate at $707.1/ton, reference: https://www.theacoutlet.com/rp1536aj1na-rh1p3617stanja-3-ton-14-seer-rheem-ruud-heat-pump-system.html | 419.728 | rate at $85.08/per labor hour, assume 14.8 hour work for 3 ton system, reference: https://www.homewyse.com/costs/cost_of_heat_pump_systems.html | 1506.67 | rate at $1506.67/ton, reference: https://iwae.com/shop/3-ton-22-3-eer-2-stage-climatemaster-tranquility-22-geothermal-heat-pump-vertical-package-unit-ha16163.html | 4500 | https://www.remodelingcalculator.org/geothermal-heating-cooling-costs/ | 4879.842 | ton | 10 | 48798.42
Equipment | Geothermal Heat Pump | Geothermal Heat Pump, 10 tons | Code-Compliant New Construction PTHP, 10 Tons, 13.4 SEER, COP | Commercial | Turnover | Grocery | FL Zone 2 | Per Unit | 30.5% | 8386.633 | 6676.804 | 1709.8289 | 0.20388 | 15 | 0.7353 | 0.56477 | 707.1 | 14 SEER split system heat pump, rate at $707.1/ton, reference: https://www.theacoutlet.com/rp1536aj1na-rh1p3617stanja-3-ton-14-seer-rheem-ruud-heat-pump-system.html | 419.728 | rate at $85.08/per labor hour, assume 14.8 hour work for 3 ton system, reference: https://www.homewyse.com/costs/cost_of_heat_pump_systems.html | 1506.67 | rate at $1506.67/ton, reference: https://iwae.com/shop/3-ton-22-3-eer-2-stage-climatemaster-tranquility-22-geothermal-heat-pump-vertical-package-unit-ha16163.html | 4500 | https://www.remodelingcalculator.org/geothermal-heating-cooling-costs/ | 4879.842 | ton | 10 | 48798.42
Equipment | Geothermal Heat Pump | Geothermal Heat Pump, 10 tons | Code-Compliant New Construction PTHP, 10 Tons, 13.4 SEER, COP | Commercial | Turnover | Healthcare | FL Zone 2 | Per Unit | 30.5% | 31936.9793 | 25234.1712 | 6702.8082 | 0.20988 | 15 | 2.8825 | 2.214 | 707.1 | 14 SEER split system heat pump, rate at $707.1/ton, reference: https://www.theacoutlet.com/rp1536aj1na-rh1p3617stanja-3-ton-14-seer-rheem-ruud-heat-pump-system.html | 419.728 | rate at $85.08/per labor hour, assume 14.8 hour work for 3 ton system, reference: https://www.homewyse.com/costs/cost_of_heat_pump_systems.html | 1506.67 | rate at $1506.67/ton, reference: https://iwae.com/shop/3-ton-22-3-eer-2-stage-climatemaster-tranquility-22-geothermal-heat-pump-vertical-package-unit-ha16163.html | 4500 | https://www.remodelingcalculator.org/geothermal-heating-cooling-costs/ | 4879.842 | ton | 10 | 48798.42
Equipment | Geothermal Heat Pump | Geothermal Heat Pump, 10 tons | Code-Compliant New Construction PTHP, 10 Tons, 13.4 SEER, COP | Commercial | Turnover | Hospitals | FL Zone 2 | Per Unit | 30.5% | 30315.5504 | 23964.4126 | 6351.1378 | 0.2095 | 15 | 1.1166 | 1.0449 | 707.1 | 14 SEER split system heat pump, rate at $707.1/ton, reference: https://www.theacoutlet.com/rp1536aj1na-rh1p3617stanja-3-ton-14-seer-rheem-ruud-heat-pump-system.html | 419.728 | rate at $85.08/per labor hour, assume 14.8 hour work for 3 ton system, reference: https://www.homewyse.com/costs/cost_of_heat_pump_systems.html | 1506.67 | rate at $1506.67/ton, reference: https://iwae.com/shop/3-ton-22-3-eer-2-stage-climatemaster-tranquility-22-geothermal-heat-pump-vertical-package-unit-ha16163.html | 4500 | https://www.remodelingcalculator.org/geothermal-heating-cooling-costs/ | 4879.842 | ton | 10 | 48798.42
Equipment | Geothermal Heat Pump | Geothermal Heat Pump, 10 tons | Code-Compliant New Construction PTHP, 10 Tons, 13.4 SEER, COP | Commercial | Turnover | Institutional | FL Zone 2 | Per Unit | 30.5% | 8029.9345 | 6363.0213 | 1666.9131 | 0.20759 | 15 | 0.71685 | 0.5506 | 707.1 | 14 SEER split system heat pump, rate at $707.1/ton, reference: https://www.theacoutlet.com/rp1536aj1na-rh1p3617stanja-3-ton-14-seer-rheem-ruud-heat-pump-system.html | 419.728 | rate at $85.08/per labor hour, assume 14.8 hour work for 3 ton system, reference: https://www.homewyse.com/costs/cost_of_heat_pump_systems.html | 1506.67 | rate at $1506.67/ton, reference: https://iwae.com/shop/3-ton-22-3-eer-2-stage-climatemaster-tranquility-22-geothermal-heat-pump-vertical-package-unit-ha16163.html | 4500 | https://www.remodelingcalculator.org/geothermal-heating-cooling-costs/ | 4879.842 | ton | 10 | 48798.42
Equipment | Geothermal Heat Pump | Geothermal Heat Pump, 10 tons | Code-Compliant New Construction PTHP, 10 Tons, 13.4 SEER, COP | Commercial | Turnover | Lodging/Hospitality | FL Zone 2 | Per Unit | 30.5% | 24216.3661 | 19128.816 | 5087.5501 | 0.21009 | 15 | 2.1879 | 1.6805 | 707.1 | 14 SEER split system heat pump, rate at $707.1/ton, reference: https://www.theacoutlet.com/rp1536aj1na-rh1p3617stanja-3-ton-14-seer-rheem-ruud-heat-pump-system.html | 419.728 | rate at $85.08/per labor hour, assume 14.8 hour work for 3 ton system, reference: https://www.homewyse.com/costs/cost_of_heat_pump_systems.html | 1506.67 | rate at $1506.67/ton, reference: https://iwae.com/shop/3-ton-22-3-eer-2-stage-climatemaster-tranquility-22-geothermal-heat-pump-vertical-package-unit-ha16163.html | 4500 | https://www.remodelingcalculator.org/geothermal-heating-cooling-costs/ | 4879.842 | ton | 10 | 48798.42
Equipment | Geothermal Heat Pump | Geothermal Heat Pump, 10 tons | Code-Compliant New Construction PTHP, 10 Tons, 13.4 SEER, COP | Commercial | Turnover | Miscellaneous | FL Zone 2 | Per Unit | 30.5% | 8229.1495 | 6507.74 | 1721.4094 | 0.20918 | 15 | 0.74028 | 0.5686 | 707.1 | 14 SEER split system heat pump, rate at $707.1/ton, reference: https://www.theacoutlet.com/rp1536aj1na-rh1p3617stanja-3-ton-14-seer-rheem-ruud-heat-pump-system.html | 419.728 | rate at $85.08/per labor hour, assume 14.8 hour work for 3 ton system, reference: https://www.homewyse.com/costs/cost_of_heat_pump_systems.html | 1506.67 | rate at $1506.67/ton, reference: https://iwae.com/shop/3-ton-22-3-eer-2-stage-climatemaster-tranquility-22-geothermal-heat-pump-vertical-package-unit-ha16163.html | 4500 | https://www.remodelingcalculator.org/geothermal-heating-cooling-costs/ | 4879.842 | ton | 10 | 48798.42
Equipment | Geothermal Heat Pump | Geothermal Heat Pump, 10 tons | Code-Compliant New Construction PTHP, 10 Tons, 13.4 SEER, COP | Commercial | Turnover | Offices | FL Zone 2 | Per Unit | 30.5% | 16470.851 | 13005.3711 | 3465.48 | 0.2104 | 15 | 1.4903 | 1.1447 | 707.1 | 14 SEER split system heat pump, rate at $707.1/ton, reference: https://www.theacoutlet.com/rp1536aj1na-rh1p3617stanja-3-ton-14-seer-rheem-ruud-heat-pump-system.html | 419.728 | rate at $85.08/per labor hour, assume 14.8 hour work for 3 ton system, reference: https://www.homewyse.com/costs/cost_of_heat_pump_systems.html | 1506.67 | rate at $1506.67/ton, reference: https://iwae.com/shop/3-ton-22-3-eer-2-stage-climatemaster-tranquility-22-geothermal-heat-pump-vertical-package-unit-ha16163.html | 4500 | https://www.remodelingcalculator.org/geothermal-heating-cooling-costs/ | 4879.842 | ton | 10 | 48798.42
Equipment | Geothermal Heat Pump | Geothermal Heat Pump, 10 tons | Code-Compliant New Construction PTHP, 10 Tons, 13.4 SEER, COP | Commercial | Turnover | Restaurants | FL Zone 2 | Per Unit | 30.5% | 24315.942 | 19308.5515 | 5007.3906 | 0.20593 | 15 | 2.1534 | 1.654 | 707.1 | 14 SEER split system heat pump, rate at $707.1/ton, reference: https://www.theacoutlet.com/rp1536aj1na-rh1p3617stanja-3-ton-14-seer-rheem-ruud-heat-pump-system.html | 419.728 | rate at $85.08/per labor hour, assume 14.8 hour work for 3 ton system, reference: https://www.homewyse.com/costs/cost_of_heat_pump_systems.html | 1506.67 | rate at $1506.67/ton, reference: https://iwae.com/shop/3-ton-22-3-eer-2-stage-climatemaster-tranquility-22-geothermal-heat-pump-vertical-package-unit-ha16163.html | 4500 | https://www.remodelingcalculator.org/geothermal-heating-cooling-costs/ | 4879.842 | ton | 10 | 48798.42
Equipment | Geothermal Heat Pump | Geothermal Heat Pump, 10 tons | Code-Compliant New Construction PTHP, 10 Tons, 13.4 SEER, COP | Commercial | Turnover | Retail | FL Zone 2 | Per Unit | 30.5% | 18935.7857 | 15014.7912 | 3920.9945 | 0.20707 | 15 | 1.6862 | 1.2951 | 707.1 | 14 SEER split system heat pump, rate at $707.1/ton, reference: https://www.theacoutlet.com/rp1536aj1na-rh1p3617stanja-3-ton-14-seer-rheem-ruud-heat-pump-system.html | 419.728 | rate at $85.08/per labor hour, assume 14.8 hour work for 3 ton system, reference: https://www.homewyse.com/costs/cost_of_heat_pump_systems.html | 1506.67 | rate at $1506.67/ton, reference: https://iwae.com/shop/3-ton-22-3-eer-2-stage-climatemaster-tranquility-22-geothermal-heat-pump-vertical-package-unit-ha16163.html | 4500 | https://www.remodelingcalculator.org/geothermal-heating-cooling-costs/ | 4879.842 | ton | 10 | 48798.42
Equipment | Geothermal Heat Pump | Geothermal Heat Pump, 10 tons | Code-Compliant New Construction PTHP, 10 Tons, 13.4 SEER, COP | Commercial | Turnover | Schools K-12 | FL Zone 2 | Per Unit | 30.5% | 16485.3859 | 13076.2217 | 3409.1643 | 0.2068 | 15 | 1.4661 | 1.1261 | 707.1 | 14 SEER split system heat pump, rate at $707.1/ton, reference: https://www.theacoutlet.com/rp1536aj1na-rh1p3617stanja-3-ton-14-seer-rheem-ruud-heat-pump-system.html | 419.728 | rate at $85.08/per labor hour, assume 14.8 hour work for 3 ton system, reference: https://www.homewyse.com/costs/cost_of_heat_pump_systems.html | 1506.67 | rate at $1506.67/ton, reference: https://iwae.com/shop/3-ton-22-3-eer-2-stage-climatemaster-tranquility-22-geothermal-heat-pump-vertical-package-unit-ha16163.html | 4500 | https://www.remodelingcalculator.org/geothermal-heating-cooling-costs/ | 4879.842 | ton | 10 | 48798.42
Equipment | Geothermal Heat Pump | Geothermal Heat Pump, 10 tons | Code-Compliant New Construction PTHP, 10 Tons, 13.4 SEER, COP | Commercial | Turnover | Warehouse | FL Zone 2 | Per Unit | 30.5% | 3639.3589 | 2889.9051 | 749.4538 | 0.20593 | 15 | 0.3223 | 0.24755 | 707.1 | 14 SEER split system heat pump, rate at $707.1/ton, reference: https://www.theacoutlet.com/rp1536aj1na-rh1p3617stanja-3-ton-14-seer-rheem-ruud-heat-pump-system.html | 419.728 | rate at $85.08/per labor hour, assume 14.8 hour work for 3 ton system, reference: https://www.homewyse.com/costs/cost_of_heat_pump_systems.html | 1506.67 | rate at $1506.67/ton, reference: https://iwae.com/shop/3-ton-22-3-eer-2-stage-climatemaster-tranquility-22-geothermal-heat-pump-vertical-package-unit-ha16163.html | 4500 | https://www.remodelingcalculator.org/geothermal-heating-cooling-costs/ | 4879.842 | ton | 10 | 48798.42
Equipment | Geothermal Heat Pump | Geothermal Heat Pump, 10 tons | Code-Compliant New Construction PTHP, 10 Tons, 13.4 SEER, COP | Commercial | New | Assembly | FL Zone 2 | Per Unit | 30.5% | 14736.026 | 11653.9232 | 3082.1028 | 0.20915 | 15 | 1.3254 | 1.018 | 707.1 | 14 SEER split system heat pump, rate at $707.1/ton, reference: https://www.theacoutlet.com/rp1536aj1na-rh1p3617stanja-3-ton-14-seer-rheem-ruud-heat-pump-system.html | 419.728 | rate at $85.08/per labor hour, assume 14.8 hour work for 3 ton system, reference: https://www.homewyse.com/costs/cost_of_heat_pump_systems.html | 1506.67 | rate at $1506.67/ton, reference: https://iwae.com/shop/3-ton-22-3-eer-2-stage-climatemaster-tranquility-22-geothermal-heat-pump-vertical-package-unit-ha16163.html | 4500 | https://www.remodelingcalculator.org/geothermal-heating-cooling-costs/ | 4879.842 | ton | 10 | 48798.42
Equipment | Geothermal Heat Pump | Geothermal Heat Pump, 10 tons | Code-Compliant New Construction PTHP, 10 Tons, 13.4 SEER, COP | Commercial | New | College and University | FL Zone 2 | Per Unit | 30.5% | 16325.2272 | 12906.5876 | 3418.6395 | 0.20941 | 15 | 0.60103 | 0.56244 | 707.1 | 14 SEER split system heat pump, rate at $707.1/ton, reference: https://www.theacoutlet.com/rp1536aj1na-rh1p3617stanja-3-ton-14-seer-rheem-ruud-heat-pump-system.html | 419.728 | rate at $85.08/per labor hour, assume 14.8 hour work for 3 ton system, reference: https://www.homewyse.com/costs/cost_of_heat_pump_systems.html | 1506.67 | rate at $1506.67/ton, reference: https://iwae.com/shop/3-ton-22-3-eer-2-stage-climatemaster-tranquility-22-geothermal-heat-pump-vertical-package-unit-ha16163.html | 4500 | https://www.remodelingcalculator.org/geothermal-heating-cooling-costs/ | 4879.842 | ton | 10 | 48798.42
Equipment | Geothermal Heat Pump | Geothermal Heat Pump, 10 tons | Code-Compliant New Construction PTHP, 10 Tons, 13.4 SEER, COP | Commercial | New | Grocery | FL Zone 2 | Per Unit | 30.5% | 8386.633 | 6676.804 | 1709.8289 | 0.20388 | 15 | 0.7353 | 0.56477 | 707.1 | 14 SEER split system heat pump, rate at $707.1/ton, reference: https://www.theacoutlet.com/rp1536aj1na-rh1p3617stanja-3-ton-14-seer-rheem-ruud-heat-pump-system.html | 419.728 | rate at $85.08/per labor hour, assume 14.8 hour work for 3 ton system, reference: https://www.homewyse.com/costs/cost_of_heat_pump_systems.html | 1506.67 | rate at $1506.67/ton, reference: https://iwae.com/shop/3-ton-22-3-eer-2-stage-climatemaster-tranquility-22-geothermal-heat-pump-vertical-package-unit-ha16163.html | 4500 | https://www.remodelingcalculator.org/geothermal-heating-cooling-costs/ | 4879.842 | ton | 10 | 48798.42
Equipment | Geothermal Heat Pump | Geothermal Heat Pump, 10 tons | Code-Compliant New Construction PTHP, 10 Tons, 13.4 SEER, COP | Commercial | New | Healthcare | FL Zone 2 | Per Unit | 30.5% | 31936.9793 | 25234.1712 | 6702.8082 | 0.20988 | 15 | 2.8825 | 2.214 | 707.1 | 14 SEER split system heat pump, rate at $707.1/ton, reference: https://www.theacoutlet.com/rp1536aj1na-rh1p3617stanja-3-ton-14-seer-rheem-ruud-heat-pump-system.html | 419.728 | rate at $85.08/per labor hour, assume 14.8 hour work for 3 ton system, reference: https://www.homewyse.com/costs/cost_of_heat_pump_systems.html | 1506.67 | rate at $1506.67/ton, reference: https://iwae.com/shop/3-ton-22-3-eer-2-stage-climatemaster-tranquility-22-geothermal-heat-pump-vertical-package-unit-ha16163.html | 4500 | https://www.remodelingcalculator.org/geothermal-heating-cooling-costs/ | 4879.842 | ton | 10 | 48798.42
Equipment | Geothermal Heat Pump | Geothermal Heat Pump, 10 tons | Code-Compliant New Construction PTHP, 10 Tons, 13.4 SEER, COP | Commercial | New | Hospitals | FL Zone 2 | Per Unit | 30.5% | 30315.5504 | 23964.4126 | 6351.1378 | 0.2095 | 15 | 1.1166 | 1.0449 | 707.1 | 14 SEER split system heat pump, rate at $707.1/ton, reference: https://www.theacoutlet.com/rp1536aj1na-rh1p3617stanja-3-ton-14-seer-rheem-ruud-heat-pump-system.html | 419.728 | rate at $85.08/per labor hour, assume 14.8 hour work for 3 ton system, reference: https://www.homewyse.com/costs/cost_of_heat_pump_systems.html | 1506.67 | rate at $1506.67/ton, reference: https://iwae.com/shop/3-ton-22-3-eer-2-stage-climatemaster-tranquility-22-geothermal-heat-pump-vertical-package-unit-ha16163.html | 4500 | https://www.remodelingcalculator.org/geothermal-heating-cooling-costs/ | 4879.842 | ton | 10 | 48798.42
Equipment | Geothermal Heat Pump | Geothermal Heat Pump, 10 tons | Code-Compliant New Construction PTHP, 10 Tons, 13.4 SEER, COP | Commercial | New | Institutional | FL Zone 2 | Per Unit | 30.5% | 8029.9345 | 6363.0213 | 1666.9131 | 0.20759 | 15 | 0.71685 | 0.5506 | 707.1 | 14 SEER split system heat pump, rate at $707.1/ton, reference: https://www.theacoutlet.com/rp1536aj1na-rh1p3617stanja-3-ton-14-seer-rheem-ruud-heat-pump-system.html | 419.728 | rate at $85.08/per labor hour, assume 14.8 hour work for 3 ton system, reference: https://www.homewyse.com/costs/cost_of_heat_pump_systems.html | 1506.67 | rate at $1506.67/ton, reference: https://iwae.com/shop/3-ton-22-3-eer-2-stage-climatemaster-tranquility-22-geothermal-heat-pump-vertical-package-unit-ha16163.html | 4500 | https://www.remodelingcalculator.org/geothermal-heating-cooling-costs/ | 4879.842 | ton | 10 | 48798.42
Equipment | Geothermal Heat Pump | Geothermal Heat Pump, 10 tons | Code-Compliant New Construction PTHP, 10 Tons, 13.4 SEER, COP | Commercial | New | Lodging/Hospitality | FL Zone 2 | Per Unit | 30.5% | 24216.3661 | 19128.816 | 5087.5501 | 0.21009 | 15 | 2.1879 | 1.6805 | 707.1 | 14 SEER split system heat pump, rate at $707.1/ton, reference: https://www.theacoutlet.com/rp1536aj1na-rh1p3617stanja-3-ton-14-seer-rheem-ruud-heat-pump-system.html | 419.728 | rate at $85.08/per labor hour, assume 14.8 hour work for 3 ton system, reference: https://www.homewyse.com/costs/cost_of_heat_pump_systems.html | 1506.67 | rate at $1506.67/ton, reference: https://iwae.com/shop/3-ton-22-3-eer-2-stage-climatemaster-tranquility-22-geothermal-heat-pump-vertical-package-unit-ha16163.html | 4500 | https://www.remodelingcalculator.org/geothermal-heating-cooling-costs/ | 4879.842 | ton | 10 | 48798.42
Equipment | Geothermal Heat Pump | Geothermal Heat Pump, 10 tons | Code-Compliant New Construction PTHP, 10 Tons, 13.4 SEER, COP | Commercial | New | Miscellaneous | FL Zone 2 | Per Unit | 30.5% | 8229.1495 | 6507.74 | 1721.4094 | 0.20918 | 15 | 0.74028 | 0.5686 | 707.1 | 14 SEER split system heat pump, rate at $707.1/ton, reference: https://www.theacoutlet.com/rp1536aj1na-rh1p3617stanja-3-ton-14-seer-rheem-ruud-heat-pump-system.html | 419.728 | rate at $85.08/per labor hour, assume 14.8 hour work for 3 ton system, reference: https://www.homewyse.com/costs/cost_of_heat_pump_systems.html | 1506.67 | rate at $1506.67/ton, reference: https://iwae.com/shop/3-ton-22-3-eer-2-stage-climatemaster-tranquility-22-geothermal-heat-pump-vertical-package-unit-ha16163.html | 4500 | https://www.remodelingcalculator.org/geothermal-heating-cooling-costs/ | 4879.842 | ton | 10 | 48798.42
Equipment | Geothermal Heat Pump | Geothermal Heat Pump, 10 tons | Code-Compliant New Construction PTHP, 10 Tons, 13.4 SEER, COP | Commercial | New | Offices | FL Zone 2 | Per Unit | 30.5% | 16470.851 | 13005.3711 | 3465.48 | 0.2104 | 15 | 1.4903 | 1.1447 | 707.1 | 14 SEER split system heat pump, rate at $707.1/ton, reference: https://www.theacoutlet.com/rp1536aj1na-rh1p3617stanja-3-ton-14-seer-rheem-ruud-heat-pump-system.html | 419.728 | rate at $85.08/per labor hour, assume 14.8 hour work for 3 ton system, reference: https://www.homewyse.com/costs/cost_of_heat_pump_systems.html | 1506.67 | rate at $1506.67/ton, reference: https://iwae.com/shop/3-ton-22-3-eer-2-stage-climatemaster-tranquility-22-geothermal-heat-pump-vertical-package-unit-ha16163.html | 4500 | https://www.remodelingcalculator.org/geothermal-heating-cooling-costs/ | 4879.842 | ton | 10 | 48798.42
Equipment | Geothermal Heat Pump | Geothermal Heat Pump, 10 tons | Code-Compliant New Construction PTHP, 10 Tons, 13.4 SEER, COP | Commercial | New | Restaurants | FL Zone 2 | Per Unit | 30.5% | 24315.942 | 19308.5515 | 5007.3906 | 0.20593 | 15 | 2.1534 | 1.654 | 707.1 | 14 SEER split system heat pump, rate at $707.1/ton, reference: https://www.theacoutlet.com/rp1536aj1na-rh1p3617stanja-3-ton-14-seer-rheem-ruud-heat-pump-system.html | 419.728 | rate at $85.08/per labor hour, assume 14.8 hour work for 3 ton system, reference: https://www.homewyse.com/costs/cost_of_heat_pump_systems.html | 1506.67 | rate at $1506.67/ton, reference: https://iwae.com/shop/3-ton-22-3-eer-2-stage-climatemaster-tranquility-22-geothermal-heat-pump-vertical-package-unit-ha16163.html | 4500 | https://www.remodelingcalculator.org/geothermal-heating-cooling-costs/ | 4879.842 | ton | 10 | 48798.42
Equipment | Geothermal Heat Pump | Geothermal Heat Pump, 10 tons | Code-Compliant New Construction PTHP, 10 Tons, 13.4 SEER, COP | Commercial | New | Retail | FL Zone 2 | Per Unit | 30.5% | 18935.7857 | 15014.7912 | 3920.9945 | 0.20707 | 15 | 1.6862 | 1.2951 | 707.1 | 14 SEER split system heat pump, rate at $707.1/ton, reference: https://www.theacoutlet.com/rp1536aj1na-rh1p3617stanja-3-ton-14-seer-rheem-ruud-heat-pump-system.html | 419.728 | rate at $85.08/per labor hour, assume 14.8 hour work for 3 ton system, reference: https://www.homewyse.com/costs/cost_of_heat_pump_systems.html | 1506.67 | rate at $1506.67/ton, reference: https://iwae.com/shop/3-ton-22-3-eer-2-stage-climatemaster-tranquility-22-geothermal-heat-pump-vertical-package-unit-ha16163.html | 4500 | https://www.remodelingcalculator.org/geothermal-heating-cooling-costs/ | 4879.842 | ton | 10 | 48798.42
Equipment | Geothermal Heat Pump | Geothermal Heat Pump, 10 tons | Code-Compliant New Construction PTHP, 10 Tons, 13.4 SEER, COP | Commercial | New | Schools K-12 | FL Zone 2 | Per Unit | 30.5% | 16485.3859 | 13076.2217 | 3409.1643 | 0.2068 | 15 | 1.4661 | 1.1261 | 707.1 | 14 SEER split system heat pump, rate at $707.1/ton, reference: https://www.theacoutlet.com/rp1536aj1na-rh1p3617stanja-3-ton-14-seer-rheem-ruud-heat-pump-system.html | 419.728 | rate at $85.08/per labor hour, assume 14.8 hour work for 3 ton system, reference: https://www.homewyse.com/costs/cost_of_heat_pump_systems.html | 1506.67 | rate at $1506.67/ton, reference: https://iwae.com/shop/3-ton-22-3-eer-2-stage-climatemaster-tranquility-22-geothermal-heat-pump-vertical-package-unit-ha16163.html | 4500 | https://www.remodelingcalculator.org/geothermal-heating-cooling-costs/ | 4879.842 | ton | 10 | 48798.42
Equipment | Geothermal Heat Pump | Geothermal Heat Pump, 10 tons | Code-Compliant New Construction PTHP, 10 Tons, 13.4 SEER, COP | Commercial | New | Warehouse | FL Zone 2 | Per Unit | 30.5% | 3639.3589 | 2889.9051 | 749.4538 | 0.20593 | 15 | 0.3223 | 0.24755 | 707.1 | 14 SEER split system heat pump, rate at $707.1/ton, reference: https://www.theacoutlet.com/rp1536aj1na-rh1p3617stanja-3-ton-14-seer-rheem-ruud-heat-pump-system.html | 419.728 | rate at $85.08/per labor hour, assume 14.8 hour work for 3 ton system, reference: https://www.homewyse.com/costs/cost_of_heat_pump_systems.html | 1506.67 | rate at $1506.67/ton, reference: https://iwae.com/shop/3-ton-22-3-eer-2-stage-climatemaster-tranquility-22-geothermal-heat-pump-vertical-package-unit-ha16163.html | 4500 | https://www.remodelingcalculator.org/geothermal-heating-cooling-costs/ | 4879.842 | ton | 10 | 48798.42
Equipment | High Efficiency Chiller (Air Cooled, 50 tons) | High Efficiency Chiller (Air Cooled, 50 tons) | Code-Compliant Air Cooled Positive Displacement Chiller, 50 Tons, 12.5 EER | Commercial | Turnover | Assembly | FL Zone 2 | Per Unit | 31.91% | 155708.8128 | 142070.0847 | 13638.7281 | 0.087591 | 20 | 3.8818 | 3.9394 | 0 | Reference source included incremental cost only | 0 | 0 | 6800 | Mid-Atlantic TRM V7.0, 2017 | 0 | 0 | 6800 | unit (50 tons) |  | 6800
Equipment | High Efficiency Chiller (Air Cooled, 50 tons) | High Efficiency Chiller (Air Cooled, 50 tons) | Code-Compliant Air Cooled Positive Displacement Chiller, 50 Tons, 12.5 EER | Commercial | Turnover | College and University | FL Zone 2 | Per Unit | 28.37% | 172745.0487 | 157614.0955 | 15130.9532 | 0.087591 | 20 | 4.3065 | 4.3704 | 0 | Reference source included incremental cost only | 0 | 0 | 6800 | Mid-Atlantic TRM V7.0, 2017 | 0 | 0 | 6800 | unit (50 tons) |  | 6800
Equipment | High Efficiency Chiller (Air Cooled, 50 tons) | High Efficiency Chiller (Air Cooled, 50 tons) | Code-Compliant Air Cooled Positive Displacement Chiller, 50 Tons, 12.5 EER | Commercial | Turnover | Grocery | FL Zone 2 | Per Unit | 28.37% | 86015.1208 | 78480.9496 | 7534.1712 | 0.087591 | 20 | 2.1443 | 2.1761 | 0 | Reference source included incremental cost only | 0 | 0 | 6800 | Mid-Atlantic TRM V7.0, 2017 | 0 | 0 | 6800 | unit (50 tons) |  | 6800
Equipment | High Efficiency Chiller (Air Cooled, 50 tons) | High Efficiency Chiller (Air Cooled, 50 tons) | Code-Compliant Air Cooled Positive Displacement Chiller, 50 Tons, 12.5 EER | Commercial | Turnover | Healthcare | FL Zone 2 | Per Unit | 28.37% | 338818.5644 | 309141.0259 | 29677.5385 | 0.087591 | 20 | 8.4466 | 8.5719 | 0 | Reference source included incremental cost only | 0 | 0 | 6800 | Mid-Atlantic TRM V7.0, 2017 | 0 | 0 | 6800 | unit (50 tons) |  | 6800
Equipment | High Efficiency Chiller (Air Cooled, 50 tons) | High Efficiency Chiller (Air Cooled, 50 tons) | Code-Compliant Air Cooled Positive Displacement Chiller, 50 Tons, 12.5 EER | Commercial | Turnover | Hospitals | FL Zone 2 | Per Unit | 31.91% | 320948.3869 | 292836.1195 | 28112.2675 | 0.087591 | 20 | 8.0011 | 8.1198 | 0 | Reference source included incremental cost only | 0 | 0 | 6800 | Mid-Atlantic TRM V7.0, 2017 | 0 | 0 | 6800 | unit (50 tons) |  | 6800
Equipment | High Efficiency Chiller (Air Cooled, 50 tons) | High Efficiency Chiller (Air Cooled, 50 tons) | Code-Compliant Air Cooled Positive Displacement Chiller, 50 Tons, 12.5 EER | Commercial | Turnover | Institutional | FL Zone 2 | Per Unit | 31.91% | 84108.9685 | 76741.7596 | 7367.2089 | 0.087591 | 20 | 2.0968 | 2.1279 | 0 | Reference source included incremental cost only | 0 | 0 | 6800 | Mid-Atlantic TRM V7.0, 2017 | 0 | 0 | 6800 | unit (50 tons) |  | 6800
Equipment | High Efficiency Chiller (Air Cooled, 50 tons) | High Efficiency Chiller (Air Cooled, 50 tons) | Code-Compliant Air Cooled Positive Displacement Chiller, 50 Tons, 12.5 EER | Commercial | Turnover | Lodging/Hospitality | FL Zone 2 | Per Unit | 28.37% | 257211.4207 | 234681.9532 | 22529.4675 | 0.087591 | 20 | 6.4122 | 6.5073 | 0 | Reference source included incremental cost only | 0 | 0 | 6800 | Mid-Atlantic TRM V7.0, 2017 | 0 | 0 | 6800 | unit (50 tons) |  | 6800
Equipment | High Efficiency Chiller (Air Cooled, 50 tons) | High Efficiency Chiller (Air Cooled, 50 tons) | Code-Compliant Air Cooled Positive Displacement Chiller, 50 Tons, 12.5 EER | Commercial | Turnover | Miscellaneous | FL Zone 2 | Per Unit | 28.37% | 86968.1969 | 79350.5446 | 7617.6523 | 0.087591 | 20 | 2.1681 | 2.2003 | 0 | Reference source included incremental cost only | 0 | 0 | 6800 | Mid-Atlantic TRM V7.0, 2017 | 0 | 0 | 6800 | unit (50 tons) |  | 6800
Equipment | High Efficiency Chiller (Air Cooled, 50 tons) | High Efficiency Chiller (Air Cooled, 50 tons) | Code-Compliant Air Cooled Positive Displacement Chiller, 50 Tons, 12.5 EER | Commercial | Turnover | Offices | FL Zone 2 | Per Unit | 31.91% | 175246.8735 | 159896.7824 | 15350.0911 | 0.087591 | 20 | 4.3689 | 4.4337 | 0 | Reference source included incremental cost only | 0 | 0 | 6800 | Mid-Atlantic TRM V7.0, 2017 | 0 | 0 | 6800 | unit (50 tons) |  | 6800
Equipment | High Efficiency Chiller (Air Cooled, 50 tons) | High Efficiency Chiller (Air Cooled, 50 tons) | Code-Compliant Air Cooled Positive Displacement Chiller, 50 Tons, 12.5 EER | Commercial | Turnover | Restaurants | FL Zone 2 | Per Unit | 28.37% | 252326.9056 | 230225.2788 | 22101.6268 | 0.087591 | 20 | 6.2904 | 6.3837 | 0 | Reference source included incremental cost only | 0 | 0 | 6800 | Mid-Atlantic TRM V7.0, 2017 | 0 | 0 | 6800 | unit (50 tons) |  | 6800
Equipment | High Efficiency Chiller (Air Cooled, 50 tons) | High Efficiency Chiller (Air Cooled, 50 tons) | Code-Compliant Air Cooled Positive Displacement Chiller, 50 Tons, 12.5 EER | Commercial | Turnover | Retail | FL Zone 2 | Per Unit | 28.37% | 197763.2971 | 180440.9645 | 17322.3326 | 0.087591 | 20 | 4.9302 | 5.0033 | 0 | Reference source included incremental cost only | 0 | 0 | 6800 | Mid-Atlantic TRM V7.0, 2017 | 0 | 0 | 6800 | unit (50 tons) |  | 6800
Equipment | High Efficiency Chiller (Air Cooled, 50 tons) | High Efficiency Chiller (Air Cooled, 50 tons) | Code-Compliant Air Cooled Positive Displacement Chiller, 50 Tons, 12.5 EER | Commercial | Turnover | Schools K-12 | FL Zone 2 | Per Unit | 28.37% | 171911.107 | 156853.1999 | 15057.9072 | 0.087591 | 20 | 4.2857 | 4.3493 | 0 | Reference source included incremental cost only | 0 | 0 | 6800 | Mid-Atlantic TRM V7.0, 2017 | 0 | 0 | 6800 | unit (50 tons) |  | 6800
Equipment | High Efficiency Chiller (Air Cooled, 50 tons) | High Efficiency Chiller (Air Cooled, 50 tons) | Code-Compliant Air Cooled Positive Displacement Chiller, 50 Tons, 12.5 EER | Commercial | Turnover | Warehouse | FL Zone 2 | Per Unit | 28.37% | 37765.6417 | 34457.7023 | 3307.9394 | 0.087591 | 20 | 0.94149 | 0.95545 | 0 | Reference source included incremental cost only | 0 | 0 | 6800 | Mid-Atlantic TRM V7.0, 2017 | 0 | 0 | 6800 | unit (50 tons) |  | 6800
Equipment | High Efficiency Chiller (Air Cooled, 50 tons) | High Efficiency Chiller (Air Cooled, 50 tons) | Code-Compliant Air Cooled Positive Displacement Chiller, 50 Tons, 12.5 EER | Commercial | New | Assembly | FL Zone 2 | Per Unit | 31.91% | 155708.8128 | 142070.0847 | 13638.7281 | 0.087591 | 20 | 3.8818 | 3.9394 | 0 | Reference source included incremental cost only | 0 | 0 | 6800 | Mid-Atlantic TRM V7.0, 2017 | 0 | 0 | 6800 | unit (50 tons) |  | 6800
Equipment | High Efficiency Chiller (Air Cooled, 50 tons) | High Efficiency Chiller (Air Cooled, 50 tons) | Code-Compliant Air Cooled Positive Displacement Chiller, 50 Tons, 12.5 EER | Commercial | New | College and University | FL Zone 2 | Per Unit | 28.37% | 172745.0487 | 157614.0955 | 15130.9532 | 0.087591 | 20 | 4.3065 | 4.3704 | 0 | Reference source included incremental cost only | 0 | 0 | 6800 | Mid-Atlantic TRM V7.0, 2017 | 0 | 0 | 6800 | unit (50 tons) |  | 6800
Equipment | High Efficiency Chiller (Air Cooled, 50 tons) | High Efficiency Chiller (Air Cooled, 50 tons) | Code-Compliant Air Cooled Positive Displacement Chiller, 50 Tons, 12.5 EER | Commercial | New | Grocery | FL Zone 2 | Per Unit | 28.37% | 86015.1208 | 78480.9496 | 7534.1712 | 0.087591 | 20 | 2.1443 | 2.1761 | 0 | Reference source included incremental cost only | 0 | 0 | 6800 | Mid-Atlantic TRM V7.0, 2017 | 0 | 0 | 6800 | unit (50 tons) |  | 6800
Equipment | High Efficiency Chiller (Air Cooled, 50 tons) | High Efficiency Chiller (Air Cooled, 50 tons) | Code-Compliant Air Cooled Positive Displacement Chiller, 50 Tons, 12.5 EER | Commercial | New | Healthcare | FL Zone 2 | Per Unit | 28.37% | 338818.5644 | 309141.0259 | 29677.5385 | 0.087591 | 20 | 8.4466 | 8.5719 | 0 | Reference source included incremental cost only | 0 | 0 | 6800 | Mid-Atlantic TRM V7.0, 2017 | 0 | 0 | 6800 | unit (50 tons) |  | 6800
Equipment | High Efficiency Chiller (Air Cooled, 50 tons) | High Efficiency Chiller (Air Cooled, 50 tons) | Code-Compliant Air Cooled Positive Displacement Chiller, 50 Tons, 12.5 EER | Commercial | New | Hospitals | FL Zone 2 | Per Unit | 31.91% | 320948.3869 | 292836.1195 | 28112.2675 | 0.087591 | 20 | 8.0011 | 8.1198 | 0 | Reference source included incremental cost only | 0 | 0 | 6800 | Mid-Atlantic TRM V7.0, 2017 | 0 | 0 | 6800 | unit (50 tons) |  | 6800
Equipment | High Efficiency Chiller (Air Cooled, 50 tons) | High Efficiency Chiller (Air Cooled, 50 tons) | Code-Compliant Air Cooled Positive Displacement Chiller, 50 Tons, 12.5 EER | Commercial | New | Institutional | FL Zone 2 | Per Unit | 31.91% | 84108.9685 | 76741.7596 | 7367.2089 | 0.087591 | 20 | 2.0968 | 2.1279 | 0 | Reference source included incremental cost only | 0 | 0 | 6800 | Mid-Atlantic TRM V7.0, 2017 | 0 | 0 | 6800 | unit (50 tons) |  | 6800
Equipment | High Efficiency Chiller (Air Cooled, 50 tons) | High Efficiency Chiller (Air Cooled, 50 tons) | Code-Compliant Air Cooled Positive Displacement Chiller, 50 Tons, 12.5 EER | Commercial | New | Lodging/Hospitality | FL Zone 2 | Per Unit | 28.37% | 257211.4207 | 234681.9532 | 22529.4675 | 0.087591 | 20 | 6.4122 | 6.5073 | 0 | Reference source included incremental cost only | 0 | 0 | 6800 | Mid-Atlantic TRM V7.0, 2017 | 0 | 0 | 6800 | unit (50 tons) |  | 6800
Equipment | High Efficiency Chiller (Air Cooled, 50 tons) | High Efficiency Chiller (Air Cooled, 50 tons) | Code-Compliant Air Cooled Positive Displacement Chiller, 50 Tons, 12.5 EER | Commercial | New | Miscellaneous | FL Zone 2 | Per Unit | 28.37% | 86968.1969 | 79350.5446 | 7617.6523 | 0.087591 | 20 | 2.1681 | 2.2003 | 0 | Reference source included incremental cost only | 0 | 0 | 6800 | Mid-Atlantic TRM V7.0, 2017 | 0 | 0 | 6800 | unit (50 tons) |  | 6800
Equipment | High Efficiency Chiller (Air Cooled, 50 tons) | High Efficiency Chiller (Air Cooled, 50 tons) | Code-Compliant Air Cooled Positive Displacement Chiller, 50 Tons, 12.5 EER | Commercial | New | Offices | FL Zone 2 | Per Unit | 31.91% | 175246.8735 | 159896.7824 | 15350.0911 | 0.087591 | 20 | 4.3689 | 4.4337 | 0 | Reference source included incremental cost only | 0 | 0 | 6800 | Mid-Atlantic TRM V7.0, 2017 | 0 | 0 | 6800 | unit (50 tons) |  | 6800
Equipment | High Efficiency Chiller (Air Cooled, 50 tons) | High Efficiency Chiller (Air Cooled, 50 tons) | Code-Compliant Air Cooled Positive Displacement Chiller, 50 Tons, 12.5 EER | Commercial | New | Restaurants | FL Zone 2 | Per Unit | 28.37% | 252326.9056 | 230225.2788 | 22101.6268 | 0.087591 | 20 | 6.2904 | 6.3837 | 0 | Reference source included incremental cost only | 0 | 0 | 6800 | Mid-Atlantic TRM V7.0, 2017 | 0 | 0 | 6800 | unit (50 tons) |  | 6800
Equipment | High Efficiency Chiller (Air Cooled, 50 tons) | High Efficiency Chiller (Air Cooled, 50 tons) | Code-Compliant Air Cooled Positive Displacement Chiller, 50 Tons, 12.5 EER | Commercial | New | Retail | FL Zone 2 | Per Unit | 28.37% | 197763.2971 | 180440.9645 | 17322.3326 | 0.087591 | 20 | 4.9302 | 5.0033 | 0 | Reference source included incremental cost only | 0 | 0 | 6800 | Mid-Atlantic TRM V7.0, 2017 | 0 | 0 | 6800 | unit (50 tons) |  | 6800
Equipment | High Efficiency Chiller (Air Cooled, 50 tons) | High Efficiency Chiller (Air Cooled, 50 tons) | Code-Compliant Air Cooled Positive Displacement Chiller, 50 Tons, 12.5 EER | Commercial | New | Schools K-12 | FL Zone 2 | Per Unit | 28.37% | 171911.107 | 156853.1999 | 15057.9072 | 0.087591 | 20 | 4.2857 | 4.3493 | 0 | Reference source included incremental cost only | 0 | 0 | 6800 | Mid-Atlantic TRM V7.0, 2017 | 0 | 0 | 6800 | unit (50 tons) |  | 6800
Equipment | High Efficiency Chiller (Air Cooled, 50 tons) | High Efficiency Chiller (Air Cooled, 50 tons) | Code-Compliant Air Cooled Positive Displacement Chiller, 50 Tons, 12.5 EER | Commercial | New | Warehouse | FL Zone 2 | Per Unit | 28.37% | 37765.6417 | 34457.7023 | 3307.9394 | 0.087591 | 20 | 0.94149 | 0.95545 | 0 | Reference source included incremental cost only | 0 | 0 | 6800 | Mid-Atlantic TRM V7.0, 2017 | 0 | 0 | 6800 | unit (50 tons) |  | 6800
Equipment | High Efficiency Chiller (Water cooled-centrifugal, 200 tons) | Water Cooled Centrifugal Chiller with Integral VFD, 200 Tons, 0.57 kW/ton (IPLV) | Code-Compliant Water Cooled Centrifugal Chiller, 200 Tons, 0.596 kW/ton (IPLV) | Commercial | Turnover | Assembly | FL Zone 2 | Per Unit | 31.91% | 386676.8852 | 369808.4305 | 16868.4547 | 0.043624 | 20 | 6.6412 | 0.28766 | 0 | Reference source included incremental cost only | 0 | 0 | 9533.3333 | Mid-Atlantic TRM V7.0, 2017 | 0 | 0 | 9533.3333 | unit 200 tons) |  | 9533.3333
Equipment | High Efficiency Chiller (Water cooled-centrifugal, 200 tons) | Water Cooled Centrifugal Chiller with Integral VFD, 200 Tons, 0.57 kW/ton (IPLV) | Code-Compliant Water Cooled Centrifugal Chiller, 200 Tons, 0.596 kW/ton (IPLV) | Commercial | Turnover | College and University | FL Zone 2 | Per Unit | 28.37% | 428983.5375 | 410269.4906 | 18714.0469 | 0.043624 | 20 | 7.3679 | 0.31913 | 0 | Reference source included incremental cost only | 0 | 0 | 9533.3333 | Mid-Atlantic TRM V7.0, 2017 | 0 | 0 | 9533.3333 | unit 200 tons) |  | 9533.3333
Equipment | High Efficiency Chiller (Water cooled-centrifugal, 200 tons) | Water Cooled Centrifugal Chiller with Integral VFD, 200 Tons, 0.57 kW/ton (IPLV) | Code-Compliant Water Cooled Centrifugal Chiller, 200 Tons, 0.596 kW/ton (IPLV) | Commercial | Turnover | Grocery | FL Zone 2 | Per Unit | 28.37% | 213604.2166 | 204285.9118 | 9318.3048 | 0.043624 | 20 | 3.6687 | 0.15891 | 0 | Reference source included incremental cost only | 0 | 0 | 9533.3333 | Mid-Atlantic TRM V7.0, 2017 | 0 | 0 | 9533.3333 | unit 200 tons) |  | 9533.3333
Equipment | High Efficiency Chiller (Water cooled-centrifugal, 200 tons) | Water Cooled Centrifugal Chiller with Integral VFD, 200 Tons, 0.57 kW/ton (IPLV) | Code-Compliant Water Cooled Centrifugal Chiller, 200 Tons, 0.596 kW/ton (IPLV) | Commercial | Turnover | Healthcare | FL Zone 2 | Per Unit | 28.37% | 841399.4349 | 804694.0904 | 36705.3445 | 0.043624 | 20 | 14.4512 | 0.62594 | 0 | Reference source included incremental cost only | 0 | 0 | 9533.3333 | Mid-Atlantic TRM V7.0, 2017 | 0 | 0 | 9533.3333 | unit 200 tons) |  | 9533.3333
Equipment | High Efficiency Chiller (Water cooled-centrifugal, 200 tons) | Water Cooled Centrifugal Chiller with Integral VFD, 200 Tons, 0.57 kW/ton (IPLV) | Code-Compliant Water Cooled Centrifugal Chiller, 200 Tons, 0.596 kW/ton (IPLV) | Commercial | Turnover | Hospitals | FL Zone 2 | Per Unit | 31.91% | 797021.8276 | 762252.419 | 34769.4086 | 0.043624 | 20 | 13.689 | 0.59293 | 0 | Reference source included incremental cost only | 0 | 0 | 9533.3333 | Mid-Atlantic TRM V7.0, 2017 | 0 | 0 | 9533.3333 | unit 200 tons) |  | 9533.3333
Equipment | High Efficiency Chiller (Water cooled-centrifugal, 200 tons) | Water Cooled Centrifugal Chiller with Integral VFD, 200 Tons, 0.57 kW/ton (IPLV) | Code-Compliant Water Cooled Centrifugal Chiller, 200 Tons, 0.596 kW/ton (IPLV) | Commercial | Turnover | Institutional | FL Zone 2 | Per Unit | 31.91% | 208870.6052 | 199758.8002 | 9111.8049 | 0.043624 | 20 | 3.5874 | 0.15539 | 0 | Reference source included incremental cost only | 0 | 0 | 9533.3333 | Mid-Atlantic TRM V7.0, 2017 | 0 | 0 | 9533.3333 | unit 200 tons) |  | 9533.3333
Equipment | High Efficiency Chiller (Water cooled-centrifugal, 200 tons) | Water Cooled Centrifugal Chiller with Integral VFD, 200 Tons, 0.57 kW/ton (IPLV) | Code-Compliant Water Cooled Centrifugal Chiller, 200 Tons, 0.596 kW/ton (IPLV) | Commercial | Turnover | Lodging/Hospitality | FL Zone 2 | Per Unit | 28.37% | 638741.6948 | 610877.1242 | 27864.5706 | 0.043624 | 20 | 10.9705 | 0.47518 | 0 | Reference source included incremental cost only | 0 | 0 | 9533.3333 | Mid-Atlantic TRM V7.0, 2017 | 0 | 0 | 9533.3333 | unit 200 tons) |  | 9533.3333
Equipment | High Efficiency Chiller (Water cooled-centrifugal, 200 tons) | Water Cooled Centrifugal Chiller with Integral VFD, 200 Tons, 0.57 kW/ton (IPLV) | Code-Compliant Water Cooled Centrifugal Chiller, 200 Tons, 0.596 kW/ton (IPLV) | Commercial | Turnover | Miscellaneous | FL Zone 2 | Per Unit | 28.37% | 215971.0223 | 206549.4677 | 9421.5547 | 0.043624 | 20 | 3.7093 | 0.16067 | 0 | Reference source included incremental cost only | 0 | 0 | 9533.3333 | Mid-Atlantic TRM V7.0, 2017 | 0 | 0 | 9533.3333 | unit 200 tons) |  | 9533.3333
Equipment | High Efficiency Chiller (Water cooled-centrifugal, 200 tons) | Water Cooled Centrifugal Chiller with Integral VFD, 200 Tons, 0.57 kW/ton (IPLV) | Code-Compliant Water Cooled Centrifugal Chiller, 200 Tons, 0.596 kW/ton (IPLV) | Commercial | Turnover | Offices | FL Zone 2 | Per Unit | 31.91% | 435196.4025 | 416211.3246 | 18985.078 | 0.043624 | 20 | 7.4746 | 0.32376 | 0 | Reference source included incremental cost only | 0 | 0 | 9533.3333 | Mid-Atlantic TRM V7.0, 2017 | 0 | 0 | 9533.3333 | unit 200 tons) |  | 9533.3333
Equipment | High Efficiency Chiller (Water cooled-centrifugal, 200 tons) | Water Cooled Centrifugal Chiller with Integral VFD, 200 Tons, 0.57 kW/ton (IPLV) | Code-Compliant Water Cooled Centrifugal Chiller, 200 Tons, 0.596 kW/ton (IPLV) | Commercial | Turnover | Restaurants | FL Zone 2 | Per Unit | 28.37% | 626611.8155 | 599276.4007 | 27335.4148 | 0.043624 | 20 | 10.7622 | 0.46616 | 0 | Reference source included incremental cost only | 0 | 0 | 9533.3333 | Mid-Atlantic TRM V7.0, 2017 | 0 | 0 | 9533.3333 | unit 200 tons) |  | 9533.3333
Equipment | High Efficiency Chiller (Water cooled-centrifugal, 200 tons) | Water Cooled Centrifugal Chiller with Integral VFD, 200 Tons, 0.57 kW/ton (IPLV) | Code-Compliant Water Cooled Centrifugal Chiller, 200 Tons, 0.596 kW/ton (IPLV) | Commercial | Turnover | Retail | FL Zone 2 | Per Unit | 28.37% | 491112.1878 | 469687.8306 | 21424.3572 | 0.043624 | 20 | 8.4349 | 0.36535 | 0 | Reference source included incremental cost only | 0 | 0 | 9533.3333 | Mid-Atlantic TRM V7.0, 2017 | 0 | 0 | 9533.3333 | unit 200 tons) |  | 9533.3333
Equipment | High Efficiency Chiller (Water cooled-centrifugal, 200 tons) | Water Cooled Centrifugal Chiller with Integral VFD, 200 Tons, 0.57 kW/ton (IPLV) | Code-Compliant Water Cooled Centrifugal Chiller, 200 Tons, 0.596 kW/ton (IPLV) | Commercial | Turnover | Schools K-12 | FL Zone 2 | Per Unit | 28.37% | 426912.5825 | 408288.8792 | 18623.7033 | 0.043624 | 20 | 7.3323 | 0.31759 | 0 | Reference source included incremental cost only | 0 | 0 | 9533.3333 | Mid-Atlantic TRM V7.0, 2017 | 0 | 0 | 9533.3333 | unit 200 tons) |  | 9533.3333
Equipment | High Efficiency Chiller (Water cooled-centrifugal, 200 tons) | Water Cooled Centrifugal Chiller with Integral VFD, 200 Tons, 0.57 kW/ton (IPLV) | Code-Compliant Water Cooled Centrifugal Chiller, 200 Tons, 0.596 kW/ton (IPLV) | Commercial | Turnover | Warehouse | FL Zone 2 | Per Unit | 28.37% | 93784.6768 | 89693.399 | 4091.2778 | 0.043624 | 20 | 1.6108 | 0.069769 | 0 | Reference source included incremental cost only | 0 | 0 | 9533.3333 | Mid-Atlantic TRM V7.0, 2017 | 0 | 0 | 9533.3333 | unit 200 tons) |  | 9533.3333
Equipment | High Efficiency Chiller (Water cooled-centrifugal, 200 tons) | Water Cooled Centrifugal Chiller with Integral VFD, 200 Tons, 0.57 kW/ton (IPLV) | Code-Compliant Water Cooled Centrifugal Chiller, 200 Tons, 0.596 kW/ton (IPLV) | Commercial | New | Assembly | FL Zone 2 | Per Unit | 31.91% | 386676.8852 | 369808.4305 | 16868.4547 | 0.043624 | 20 | 6.6412 | 0.28766 | 0 | Reference source included incremental cost only | 0 | 0 | 9533.3333 | Mid-Atlantic TRM V7.0, 2017 | 0 | 0 | 9533.3333 | unit 200 tons) |  | 9533.3333
Equipment | High Efficiency Chiller (Water cooled-centrifugal, 200 tons) | Water Cooled Centrifugal Chiller with Integral VFD, 200 Tons, 0.57 kW/ton (IPLV) | Code-Compliant Water Cooled Centrifugal Chiller, 200 Tons, 0.596 kW/ton (IPLV) | Commercial | New | College and University | FL Zone 2 | Per Unit | 28.37% | 428983.5375 | 410269.4906 | 18714.0469 | 0.043624 | 20 | 7.3679 | 0.31913 | 0 | Reference source included incremental cost only | 0 | 0 | 9533.3333 | Mid-Atlantic TRM V7.0, 2017 | 0 | 0 | 9533.3333 | unit 200 tons) |  | 9533.3333
Equipment | High Efficiency Chiller (Water cooled-centrifugal, 200 tons) | Water Cooled Centrifugal Chiller with Integral VFD, 200 Tons, 0.57 kW/ton (IPLV) | Code-Compliant Water Cooled Centrifugal Chiller, 200 Tons, 0.596 kW/ton (IPLV) | Commercial | New | Grocery | FL Zone 2 | Per Unit | 28.37% | 213604.2166 | 204285.9118 | 9318.3048 | 0.043624 | 20 | 3.6687 | 0.15891 | 0 | Reference source included incremental cost only | 0 | 0 | 9533.3333 | Mid-Atlantic TRM V7.0, 2017 | 0 | 0 | 9533.3333 | unit 200 tons) |  | 9533.3333
Equipment | High Efficiency Chiller (Water cooled-centrifugal, 200 tons) | Water Cooled Centrifugal Chiller with Integral VFD, 200 Tons, 0.57 kW/ton (IPLV) | Code-Compliant Water Cooled Centrifugal Chiller, 200 Tons, 0.596 kW/ton (IPLV) | Commercial | New | Healthcare | FL Zone 2 | Per Unit | 28.37% | 841399.4349 | 804694.0904 | 36705.3445 | 0.043624 | 20 | 14.4512 | 0.62594 | 0 | Reference source included incremental cost only | 0 | 0 | 9533.3333 | Mid-Atlantic TRM V7.0, 2017 | 0 | 0 | 9533.3333 | unit 200 tons) |  | 9533.3333
Equipment | High Efficiency Chiller (Water cooled-centrifugal, 200 tons) | Water Cooled Centrifugal Chiller with Integral VFD, 200 Tons, 0.57 kW/ton (IPLV) | Code-Compliant Water Cooled Centrifugal Chiller, 200 Tons, 0.596 kW/ton (IPLV) | Commercial | New | Hospitals | FL Zone 2 | Per Unit | 31.91% | 797021.8276 | 762252.419 | 34769.4086 | 0.043624 | 20 | 13.689 | 0.59293 | 0 | Reference source included incremental cost only | 0 | 0 | 9533.3333 | Mid-Atlantic TRM V7.0, 2017 | 0 | 0 | 9533.3333 | unit 200 tons) |  | 9533.3333
Equipment | High Efficiency Chiller (Water cooled-centrifugal, 200 tons) | Water Cooled Centrifugal Chiller with Integral VFD, 200 Tons, 0.57 kW/ton (IPLV) | Code-Compliant Water Cooled Centrifugal Chiller, 200 Tons, 0.596 kW/ton (IPLV) | Commercial | New | Institutional | FL Zone 2 | Per Unit | 31.91% | 208870.6052 | 199758.8002 | 9111.8049 | 0.043624 | 20 | 3.5874 | 0.15539 | 0 | Reference source included incremental cost only | 0 | 0 | 9533.3333 | Mid-Atlantic TRM V7.0, 2017 | 0 | 0 | 9533.3333 | unit 200 tons) |  | 9533.3333
Equipment | High Efficiency Chiller (Water cooled-centrifugal, 200 tons) | Water Cooled Centrifugal Chiller with Integral VFD, 200 Tons, 0.57 kW/ton (IPLV) | Code-Compliant Water Cooled Centrifugal Chiller, 200 Tons, 0.596 kW/ton (IPLV) | Commercial | New | Lodging/Hospitality | FL Zone 2 | Per Unit | 28.37% | 638741.6948 | 610877.1242 | 27864.5706 | 0.043624 | 20 | 10.9705 | 0.47518 | 0 | Reference source included incremental cost only | 0 | 0 | 9533.3333 | Mid-Atlantic TRM V7.0, 2017 | 0 | 0 | 9533.3333 | unit 200 tons) |  | 9533.3333
Equipment | High Efficiency Chiller (Water cooled-centrifugal, 200 tons) | Water Cooled Centrifugal Chiller with Integral VFD, 200 Tons, 0.57 kW/ton (IPLV) | Code-Compliant Water Cooled Centrifugal Chiller, 200 Tons, 0.596 kW/ton (IPLV) | Commercial | New | Miscellaneous | FL Zone 2 | Per Unit | 28.37% | 215971.0223 | 206549.4677 | 9421.5547 | 0.043624 | 20 | 3.7093 | 0.16067 | 0 | Reference source included incremental cost only | 0 | 0 | 9533.3333 | Mid-Atlantic TRM V7.0, 2017 | 0 | 0 | 9533.3333 | unit 200 tons) |  | 9533.3333
Equipment | High Efficiency Chiller (Water cooled-centrifugal, 200 tons) | Water Cooled Centrifugal Chiller with Integral VFD, 200 Tons, 0.57 kW/ton (IPLV) | Code-Compliant Water Cooled Centrifugal Chiller, 200 Tons, 0.596 kW/ton (IPLV) | Commercial | New | Offices | FL Zone 2 | Per Unit | 31.91% | 435196.4025 | 416211.3246 | 18985.078 | 0.043624 | 20 | 7.4746 | 0.32376 | 0 | Reference source included incremental cost only | 0 | 0 | 9533.3333 | Mid-Atlantic TRM V7.0, 2017 | 0 | 0 | 9533.3333 | unit 200 tons) |  | 9533.3333
Equipment | High Efficiency Chiller (Water cooled-centrifugal, 200 tons) | Water Cooled Centrifugal Chiller with Integral VFD, 200 Tons, 0.57 kW/ton (IPLV) | Code-Compliant Water Cooled Centrifugal Chiller, 200 Tons, 0.596 kW/ton (IPLV) | Commercial | New | Restaurants | FL Zone 2 | Per Unit | 28.37% | 626611.8155 | 599276.4007 | 27335.4148 | 0.043624 | 20 | 10.7622 | 0.46616 | 0 | Reference source included incremental cost only | 0 | 0 | 9533.3333 | Mid-Atlantic TRM V7.0, 2017 | 0 | 0 | 9533.3333 | unit 200 tons) |  | 9533.3333
Equipment | High Efficiency Chiller (Water cooled-centrifugal, 200 tons) | Water Cooled Centrifugal Chiller with Integral VFD, 200 Tons, 0.57 kW/ton (IPLV) | Code-Compliant Water Cooled Centrifugal Chiller, 200 Tons, 0.596 kW/ton (IPLV) | Commercial | New | Retail | FL Zone 2 | Per Unit | 28.37% | 491112.1878 | 469687.8306 | 21424.3572 | 0.043624 | 20 | 8.4349 | 0.36535 | 0 | Reference source included incremental cost only | 0 | 0 | 9533.3333 | Mid-Atlantic TRM V7.0, 2017 | 0 | 0 | 9533.3333 | unit 200 tons) |  | 9533.3333
Equipment | High Efficiency Chiller (Water cooled-centrifugal, 200 tons) | Water Cooled Centrifugal Chiller with Integral VFD, 200 Tons, 0.57 kW/ton (IPLV) | Code-Compliant Water Cooled Centrifugal Chiller, 200 Tons, 0.596 kW/ton (IPLV) | Commercial | New | Schools K-12 | FL Zone 2 | Per Unit | 28.37% | 426912.5825 | 408288.8792 | 18623.7033 | 0.043624 | 20 | 7.3323 | 0.31759 | 0 | Reference source included incremental cost only | 0 | 0 | 9533.3333 | Mid-Atlantic TRM V7.0, 2017 | 0 | 0 | 9533.3333 | unit 200 tons) |  | 9533.3333
Equipment | High Efficiency Chiller (Water cooled-centrifugal, 200 tons) | Water Cooled Centrifugal Chiller with Integral VFD, 200 Tons, 0.57 kW/ton (IPLV) | Code-Compliant Water Cooled Centrifugal Chiller, 200 Tons, 0.596 kW/ton (IPLV) | Commercial | New | Warehouse | FL Zone 2 | Per Unit | 28.37% | 93784.6768 | 89693.399 | 4091.2778 | 0.043624 | 20 | 1.6108 | 0.069769 | 0 | Reference source included incremental cost only | 0 | 0 | 9533.3333 | Mid-Atlantic TRM V7.0, 2017 | 0 | 0 | 9533.3333 | unit 200 tons) |  | 9533.3333
Equipment | High Efficiency Chiller (Water cooled-positive displacement, 100 tons) | Water Cooled Positive Displacement Chiller with Integral VFD, 100 Tons, 0.5985 kW/ton (IPLV) | Code-Compliant Water Cooled Positive Displacement Chiller, 100 Tons, 0.615 kW/ton (IPLV) | Commercial | Turnover | Assembly | FL Zone 2 | Per Unit | 31.91% | 199501.9164 | 194149.426 | 5352.4904 | 0.026829 | 20 | 2.1073 | 0.091277 | 0 | Reference source included incremental cost only | 0 | 0 | 5200 | Mid-Atlantic TRM V7.0, 2017 | 0 | 0 | 5200 | unit (100 tons) |  | 5200
Equipment | High Efficiency Chiller (Water cooled-positive displacement, 100 tons) | Water Cooled Positive Displacement Chiller with Integral VFD, 100 Tons, 0.5985 kW/ton (IPLV) | Code-Compliant Water Cooled Positive Displacement Chiller, 100 Tons, 0.615 kW/ton (IPLV) | Commercial | Turnover | College and University | FL Zone 2 | Per Unit | 28.37% | 221329.5936 | 215391.4825 | 5938.111 | 0.026829 | 20 | 2.3379 | 0.10126 | 0 | Reference source included incremental cost only | 0 | 0 | 5200 | Mid-Atlantic TRM V7.0, 2017 | 0 | 0 | 5200 | unit (100 tons) |  | 5200
Equipment | High Efficiency Chiller (Water cooled-positive displacement, 100 tons) | Water Cooled Positive Displacement Chiller with Integral VFD, 100 Tons, 0.5985 kW/ton (IPLV) | Code-Compliant Water Cooled Positive Displacement Chiller, 100 Tons, 0.615 kW/ton (IPLV) | Commercial | Turnover | Grocery | FL Zone 2 | Per Unit | 28.37% | 110206.8735 | 107250.1037 | 2956.7698 | 0.026829 | 20 | 1.1641 | 0.050422 | 0 | Reference source included incremental cost only | 0 | 0 | 5200 | Mid-Atlantic TRM V7.0, 2017 | 0 | 0 | 5200 | unit (100 tons) |  | 5200
Equipment | High Efficiency Chiller (Water cooled-positive displacement, 100 tons) | Water Cooled Positive Displacement Chiller with Integral VFD, 100 Tons, 0.5985 kW/ton (IPLV) | Code-Compliant Water Cooled Positive Displacement Chiller, 100 Tons, 0.615 kW/ton (IPLV) | Commercial | Turnover | Healthcare | FL Zone 2 | Per Unit | 28.37% | 434111.2856 | 422464.3975 | 11646.8882 | 0.026829 | 20 | 4.5855 | 0.19862 | 0 | Reference source included incremental cost only | 0 | 0 | 5200 | Mid-Atlantic TRM V7.0, 2017 | 0 | 0 | 5200 | unit (100 tons) |  | 5200
Equipment | High Efficiency Chiller (Water cooled-positive displacement, 100 tons) | Water Cooled Positive Displacement Chiller with Integral VFD, 100 Tons, 0.5985 kW/ton (IPLV) | Code-Compliant Water Cooled Positive Displacement Chiller, 100 Tons, 0.615 kW/ton (IPLV) | Commercial | Turnover | Hospitals | FL Zone 2 | Per Unit | 31.91% | 411215.1208 | 400182.52 | 11032.6008 | 0.026829 | 20 | 4.3436 | 0.18814 | 0 | Reference source included incremental cost only | 0 | 0 | 5200 | Mid-Atlantic TRM V7.0, 2017 | 0 | 0 | 5200 | unit (100 tons) |  | 5200
Equipment | High Efficiency Chiller (Water cooled-positive displacement, 100 tons) | Water Cooled Positive Displacement Chiller with Integral VFD, 100 Tons, 0.5985 kW/ton (IPLV) | Code-Compliant Water Cooled Positive Displacement Chiller, 100 Tons, 0.615 kW/ton (IPLV) | Commercial | Turnover | Institutional | FL Zone 2 | Per Unit | 31.91% | 107764.6159 | 104873.3701 | 2891.2458 | 0.026829 | 20 | 1.1383 | 0.049305 | 0 | Reference source included incremental cost only | 0 | 0 | 5200 | Mid-Atlantic TRM V7.0, 2017 | 0 | 0 | 5200 | unit (100 tons) |  | 5200
Equipment | High Efficiency Chiller (Water cooled-positive displacement, 100 tons) | Water Cooled Positive Displacement Chiller with Integral VFD, 100 Tons, 0.5985 kW/ton (IPLV) | Code-Compliant Water Cooled Positive Displacement Chiller, 100 Tons, 0.615 kW/ton (IPLV) | Commercial | Turnover | Lodging/Hospitality | FL Zone 2 | Per Unit | 28.37% | 329552.1328 | 320710.4902 | 8841.6426 | 0.026829 | 20 | 3.481 | 0.15078 | 0 | Reference source included incremental cost only | 0 | 0 | 5200 | Mid-Atlantic TRM V7.0, 2017 | 0 | 0 | 5200 | unit (100 tons) |  | 5200
Equipment | High Efficiency Chiller (Water cooled-positive displacement, 100 tons) | Water Cooled Positive Displacement Chiller with Integral VFD, 100 Tons, 0.5985 kW/ton (IPLV) | Code-Compliant Water Cooled Positive Displacement Chiller, 100 Tons, 0.615 kW/ton (IPLV) | Commercial | Turnover | Miscellaneous | FL Zone 2 | Per Unit | 28.37% | 111428.0023 | 108438.4705 | 2989.5318 | 0.026829 | 20 | 1.177 | 0.050981 | 0 | Reference source included incremental cost only | 0 | 0 | 5200 | Mid-Atlantic TRM V7.0, 2017 | 0 | 0 | 5200 | unit (100 tons) |  | 5200
Equipment | High Efficiency Chiller (Water cooled-positive displacement, 100 tons) | Water Cooled Positive Displacement Chiller with Integral VFD, 100 Tons, 0.5985 kW/ton (IPLV) | Code-Compliant Water Cooled Positive Displacement Chiller, 100 Tons, 0.615 kW/ton (IPLV) | Commercial | Turnover | Offices | FL Zone 2 | Per Unit | 31.91% | 224535.0567 | 218510.9454 | 6024.1113 | 0.026829 | 20 | 2.3717 | 0.10273 | 0 | Reference source included incremental cost only | 0 | 0 | 5200 | Mid-Atlantic TRM V7.0, 2017 | 0 | 0 | 5200 | unit (100 tons) |  | 5200
Equipment | High Efficiency Chiller (Water cooled-positive displacement, 100 tons) | Water Cooled Positive Displacement Chiller with Integral VFD, 100 Tons, 0.5985 kW/ton (IPLV) | Code-Compliant Water Cooled Positive Displacement Chiller, 100 Tons, 0.615 kW/ton (IPLV) | Commercial | Turnover | Restaurants | FL Zone 2 | Per Unit | 28.37% | 323293.8477 | 314620.1104 | 8673.7374 | 0.026829 | 20 | 3.4149 | 0.14791 | 0 | Reference source included incremental cost only | 0 | 0 | 5200 | Mid-Atlantic TRM V7.0, 2017 | 0 | 0 | 5200 | unit (100 tons) |  | 5200
Equipment | High Efficiency Chiller (Water cooled-positive displacement, 100 tons) | Water Cooled Positive Displacement Chiller with Integral VFD, 100 Tons, 0.5985 kW/ton (IPLV) | Code-Compliant Water Cooled Positive Displacement Chiller, 100 Tons, 0.615 kW/ton (IPLV) | Commercial | Turnover | Retail | FL Zone 2 | Per Unit | 28.37% | 253384.2244 | 246586.111 | 6798.1133 | 0.026829 | 20 | 2.6765 | 0.11593 | 0 | Reference source included incremental cost only | 0 | 0 | 5200 | Mid-Atlantic TRM V7.0, 2017 | 0 | 0 | 5200 | unit (100 tons) |  | 5200
Equipment | High Efficiency Chiller (Water cooled-positive displacement, 100 tons) | Water Cooled Positive Displacement Chiller with Integral VFD, 100 Tons, 0.5985 kW/ton (IPLV) | Code-Compliant Water Cooled Positive Displacement Chiller, 100 Tons, 0.615 kW/ton (IPLV) | Commercial | Turnover | Schools K-12 | FL Zone 2 | Per Unit | 28.37% | 220261.1059 | 214351.6616 | 5909.4443 | 0.026829 | 20 | 2.3266 | 0.10077 | 0 | Reference source included incremental cost only | 0 | 0 | 5200 | Mid-Atlantic TRM V7.0, 2017 | 0 | 0 | 5200 | unit (100 tons) |  | 5200
Equipment | High Efficiency Chiller (Water cooled-positive displacement, 100 tons) | Water Cooled Positive Displacement Chiller with Integral VFD, 100 Tons, 0.5985 kW/ton (IPLV) | Code-Compliant Water Cooled Positive Displacement Chiller, 100 Tons, 0.615 kW/ton (IPLV) | Commercial | Turnover | Warehouse | FL Zone 2 | Per Unit | 28.37% | 48387.2284 | 47089.0345 | 1298.1939 | 0.026829 | 20 | 0.51111 | 0.022138 | 0 | Reference source included incremental cost only | 0 | 0 | 5200 | Mid-Atlantic TRM V7.0, 2017 | 0 | 0 | 5200 | unit (100 tons) |  | 5200
Equipment | High Efficiency Chiller (Water cooled-positive displacement, 100 tons) | Water Cooled Positive Displacement Chiller with Integral VFD, 100 Tons, 0.5985 kW/ton (IPLV) | Code-Compliant Water Cooled Positive Displacement Chiller, 100 Tons, 0.615 kW/ton (IPLV) | Commercial | New | Assembly | FL Zone 2 | Per Unit | 31.91% | 199501.9164 | 194149.426 | 5352.4904 | 0.026829 | 20 | 2.1073 | 0.091277 | 0 | Reference source included incremental cost only | 0 | 0 | 5200 | Mid-Atlantic TRM V7.0, 2017 | 0 | 0 | 5200 | unit (100 tons) |  | 5200
Equipment | High Efficiency Chiller (Water cooled-positive displacement, 100 tons) | Water Cooled Positive Displacement Chiller with Integral VFD, 100 Tons, 0.5985 kW/ton (IPLV) | Code-Compliant Water Cooled Positive Displacement Chiller, 100 Tons, 0.615 kW/ton (IPLV) | Commercial | New | College and University | FL Zone 2 | Per Unit | 28.37% | 221329.5936 | 215391.4825 | 5938.111 | 0.026829 | 20 | 2.3379 | 0.10126 | 0 | Reference source included incremental cost only | 0 | 0 | 5200 | Mid-Atlantic TRM V7.0, 2017 | 0 | 0 | 5200 | unit (100 tons) |  | 5200
Equipment | High Efficiency Chiller (Water cooled-positive displacement, 100 tons) | Water Cooled Positive Displacement Chiller with Integral VFD, 100 Tons, 0.5985 kW/ton (IPLV) | Code-Compliant Water Cooled Positive Displacement Chiller, 100 Tons, 0.615 kW/ton (IPLV) | Commercial | New | Grocery | FL Zone 2 | Per Unit | 28.37% | 110206.8735 | 107250.1037 | 2956.7698 | 0.026829 | 20 | 1.1641 | 0.050422 | 0 | Reference source included incremental cost only | 0 | 0 | 5200 | Mid-Atlantic TRM V7.0, 2017 | 0 | 0 | 5200 | unit (100 tons) |  | 5200
Equipment | High Efficiency Chiller (Water cooled-positive displacement, 100 tons) | Water Cooled Positive Displacement Chiller with Integral VFD, 100 Tons, 0.5985 kW/ton (IPLV) | Code-Compliant Water Cooled Positive Displacement Chiller, 100 Tons, 0.615 kW/ton (IPLV) | Commercial | New | Healthcare | FL Zone 2 | Per Unit | 28.37% | 434111.2856 | 422464.3975 | 11646.8882 | 0.026829 | 20 | 4.5855 | 0.19862 | 0 | Reference source included incremental cost only | 0 | 0 | 5200 | Mid-Atlantic TRM V7.0, 2017 | 0 | 0 | 5200 | unit (100 tons) |  | 5200
Equipment | High Efficiency Chiller (Water cooled-positive displacement, 100 tons) | Water Cooled Positive Displacement Chiller with Integral VFD, 100 Tons, 0.5985 kW/ton (IPLV) | Code-Compliant Water Cooled Positive Displacement Chiller, 100 Tons, 0.615 kW/ton (IPLV) | Commercial | New | Hospitals | FL Zone 2 | Per Unit | 31.91% | 411215.1208 | 400182.52 | 11032.6008 | 0.026829 | 20 | 4.3436 | 0.18814 | 0 | Reference source included incremental cost only | 0 | 0 | 5200 | Mid-Atlantic TRM V7.0, 2017 | 0 | 0 | 5200 | unit (100 tons) |  | 5200
Equipment | High Efficiency Chiller (Water cooled-positive displacement, 100 tons) | Water Cooled Positive Displacement Chiller with Integral VFD, 100 Tons, 0.5985 kW/ton (IPLV) | Code-Compliant Water Cooled Positive Displacement Chiller, 100 Tons, 0.615 kW/ton (IPLV) | Commercial | New | Institutional | FL Zone 2 | Per Unit | 31.91% | 107764.6159 | 104873.3701 | 2891.2458 | 0.026829 | 20 | 1.1383 | 0.049305 | 0 | Reference source included incremental cost only | 0 | 0 | 5200 | Mid-Atlantic TRM V7.0, 2017 | 0 | 0 | 5200 | unit (100 tons) |  | 5200
Equipment | High Efficiency Chiller (Water cooled-positive displacement, 100 tons) | Water Cooled Positive Displacement Chiller with Integral VFD, 100 Tons, 0.5985 kW/ton (IPLV) | Code-Compliant Water Cooled Positive Displacement Chiller, 100 Tons, 0.615 kW/ton (IPLV) | Commercial | New | Lodging/Hospitality | FL Zone 2 | Per Unit | 28.37% | 329552.1328 | 320710.4902 | 8841.6426 | 0.026829 | 20 | 3.481 | 0.15078 | 0 | Reference source included incremental cost only | 0 | 0 | 5200 | Mid-Atlantic TRM V7.0, 2017 | 0 | 0 | 5200 | unit (100 tons) |  | 5200
Equipment | High Efficiency Chiller (Water cooled-positive displacement, 100 tons) | Water Cooled Positive Displacement Chiller with Integral VFD, 100 Tons, 0.5985 kW/ton (IPLV) | Code-Compliant Water Cooled Positive Displacement Chiller, 100 Tons, 0.615 kW/ton (IPLV) | Commercial | New | Miscellaneous | FL Zone 2 | Per Unit | 28.37% | 111428.0023 | 108438.4705 | 2989.5318 | 0.026829 | 20 | 1.177 | 0.050981 | 0 | Reference source included incremental cost only | 0 | 0 | 5200 | Mid-Atlantic TRM V7.0, 2017 | 0 | 0 | 5200 | unit (100 tons) |  | 5200
Equipment | High Efficiency Chiller (Water cooled-positive displacement, 100 tons) | Water Cooled Positive Displacement Chiller with Integral VFD, 100 Tons, 0.5985 kW/ton (IPLV) | Code-Compliant Water Cooled Positive Displacement Chiller, 100 Tons, 0.615 kW/ton (IPLV) | Commercial | New | Offices | FL Zone 2 | Per Unit | 31.91% | 224535.0567 | 218510.9454 | 6024.1113 | 0.026829 | 20 | 2.3717 | 0.10273 | 0 | Reference source included incremental cost only | 0 | 0 | 5200 | Mid-Atlantic TRM V7.0, 2017 | 0 | 0 | 5200 | unit (100 tons) |  | 5200
Equipment | High Efficiency Chiller (Water cooled-positive displacement, 100 tons) | Water Cooled Positive Displacement Chiller with Integral VFD, 100 Tons, 0.5985 kW/ton (IPLV) | Code-Compliant Water Cooled Positive Displacement Chiller, 100 Tons, 0.615 kW/ton (IPLV) | Commercial | New | Restaurants | FL Zone 2 | Per Unit | 28.37% | 323293.8477 | 314620.1104 | 8673.7374 | 0.026829 | 20 | 3.4149 | 0.14791 | 0 | Reference source included incremental cost only | 0 | 0 | 5200 | Mid-Atlantic TRM V7.0, 2017 | 0 | 0 | 5200 | unit (100 tons) |  | 5200
Equipment | High Efficiency Chiller (Water cooled-positive displacement, 100 tons) | Water Cooled Positive Displacement Chiller with Integral VFD, 100 Tons, 0.5985 kW/ton (IPLV) | Code-Compliant Water Cooled Positive Displacement Chiller, 100 Tons, 0.615 kW/ton (IPLV) | Commercial | New | Retail | FL Zone 2 | Per Unit | 28.37% | 253384.2244 | 246586.111 | 6798.1133 | 0.026829 | 20 | 2.6765 | 0.11593 | 0 | Reference source included incremental cost only | 0 | 0 | 5200 | Mid-Atlantic TRM V7.0, 2017 | 0 | 0 | 5200 | unit (100 tons) |  | 5200
Equipment | High Efficiency Chiller (Water cooled-positive displacement, 100 tons) | Water Cooled Positive Displacement Chiller with Integral VFD, 100 Tons, 0.5985 kW/ton (IPLV) | Code-Compliant Water Cooled Positive Displacement Chiller, 100 Tons, 0.615 kW/ton (IPLV) | Commercial | New | Schools K-12 | FL Zone 2 | Per Unit | 28.37% | 220261.1059 | 214351.6616 | 5909.4443 | 0.026829 | 20 | 2.3266 | 0.10077 | 0 | Reference source included incremental cost only | 0 | 0 | 5200 | Mid-Atlantic TRM V7.0, 2017 | 0 | 0 | 5200 | unit (100 tons) |  | 5200
Equipment | High Efficiency Chiller (Water cooled-positive displacement, 100 tons) | Water Cooled Positive Displacement Chiller with Integral VFD, 100 Tons, 0.5985 kW/ton (IPLV) | Code-Compliant Water Cooled Positive Displacement Chiller, 100 Tons, 0.615 kW/ton (IPLV) | Commercial | New | Warehouse | FL Zone 2 | Per Unit | 28.37% | 48387.2284 | 47089.0345 | 1298.1939 | 0.026829 | 20 | 0.51111 | 0.022138 | 0 | Reference source included incremental cost only | 0 | 0 | 5200 | Mid-Atlantic TRM V7.0, 2017 | 0 | 0 | 5200 | unit (100 tons) |  | 5200
Equipment | High Efficiency Data Center Cooling | High Efficiency CRAC (computer room air conditioner) | Standard Efficiency CRAC | Commercial | Turnover | Assembly | FL Zone 2 | Per Unit | 0% | 463559.9844 | 333763.1887 | 129796.7956 | 0.28 | 20 | 29.7567 | 17.1868 | 0 | Reference source included incremental cost only | 0 | 0 | 213000 | USDOE estimates incremental Cost = $750 per ton. Actual cost may vary widely | 0 | 0 | 213000 | system (284 tons) |  | 213000
Equipment | High Efficiency Data Center Cooling | High Efficiency CRAC (computer room air conditioner) | Standard Efficiency CRAC | Commercial | Turnover | College and University | FL Zone 2 | Per Unit | 14.18% | 463559.9844 | 333763.1887 | 129796.7956 | 0.28 | 20 | 29.7567 | 17.1868 | 0 | Reference source included incremental cost only | 0 | 0 | 213000 | USDOE estimates incremental Cost = $750 per ton. Actual cost may vary widely | 0 | 0 | 213000 | system (284 tons) |  | 213000
Equipment | High Efficiency Data Center Cooling | High Efficiency CRAC (computer room air conditioner) | Standard Efficiency CRAC | Commercial | Turnover | Grocery | FL Zone 2 | Per Unit | 0% | 463559.9844 | 333763.1887 | 129796.7956 | 0.28 | 20 | 29.7567 | 17.1868 | 0 | Reference source included incremental cost only | 0 | 0 | 213000 | USDOE estimates incremental Cost = $750 per ton. Actual cost may vary widely | 0 | 0 | 213000 | system (284 tons) |  | 213000
Equipment | High Efficiency Data Center Cooling | High Efficiency CRAC (computer room air conditioner) | Standard Efficiency CRAC | Commercial | Turnover | Healthcare | FL Zone 2 | Per Unit | 14.18% | 463559.9844 | 333763.1887 | 129796.7956 | 0.28 | 20 | 29.7567 | 17.1868 | 0 | Reference source included incremental cost only | 0 | 0 | 213000 | USDOE estimates incremental Cost = $750 per ton. Actual cost may vary widely | 0 | 0 | 213000 | system (284 tons) |  | 213000
Equipment | High Efficiency Data Center Cooling | High Efficiency CRAC (computer room air conditioner) | Standard Efficiency CRAC | Commercial | Turnover | Hospitals | FL Zone 2 | Per Unit | 15.96% | 463559.9844 | 333763.1887 | 129796.7956 | 0.28 | 20 | 29.7567 | 17.1868 | 0 | Reference source included incremental cost only | 0 | 0 | 213000 | USDOE estimates incremental Cost = $750 per ton. Actual cost may vary widely | 0 | 0 | 213000 | system (284 tons) |  | 213000
Equipment | High Efficiency Data Center Cooling | High Efficiency CRAC (computer room air conditioner) | Standard Efficiency CRAC | Commercial | Turnover | Institutional | FL Zone 2 | Per Unit | 15.96% | 463559.9844 | 333763.1887 | 129796.7956 | 0.28 | 20 | 29.7567 | 17.1868 | 0 | Reference source included incremental cost only | 0 | 0 | 213000 | USDOE estimates incremental Cost = $750 per ton. Actual cost may vary widely | 0 | 0 | 213000 | system (284 tons) |  | 213000
Equipment | High Efficiency Data Center Cooling | High Efficiency CRAC (computer room air conditioner) | Standard Efficiency CRAC | Commercial | Turnover | Lodging/Hospitality | FL Zone 2 | Per Unit | 0% | 463559.9844 | 333763.1887 | 129796.7956 | 0.28 | 20 | 29.7567 | 17.1868 | 0 | Reference source included incremental cost only | 0 | 0 | 213000 | USDOE estimates incremental Cost = $750 per ton. Actual cost may vary widely | 0 | 0 | 213000 | system (284 tons) |  | 213000
Equipment | High Efficiency Data Center Cooling | High Efficiency CRAC (computer room air conditioner) | Standard Efficiency CRAC | Commercial | Turnover | Miscellaneous | FL Zone 2 | Per Unit | 0% | 463559.9844 | 333763.1887 | 129796.7956 | 0.28 | 20 | 29.7567 | 17.1868 | 0 | Reference source included incremental cost only | 0 | 0 | 213000 | USDOE estimates incremental Cost = $750 per ton. Actual cost may vary widely | 0 | 0 | 213000 | system (284 tons) |  | 213000
Equipment | High Efficiency Data Center Cooling | High Efficiency CRAC (computer room air conditioner) | Standard Efficiency CRAC | Commercial | Turnover | Offices | FL Zone 2 | Per Unit | 15.96% | 463559.9844 | 333763.1887 | 129796.7956 | 0.28 | 20 | 29.7567 | 17.1868 | 0 | Reference source included incremental cost only | 0 | 0 | 213000 | USDOE estimates incremental Cost = $750 per ton. Actual cost may vary widely | 0 | 0 | 213000 | system (284 tons) |  | 213000
Equipment | High Efficiency Data Center Cooling | High Efficiency CRAC (computer room air conditioner) | Standard Efficiency CRAC | Commercial | Turnover | Restaurants | FL Zone 2 | Per Unit | 0% | 463559.9844 | 333763.1887 | 129796.7956 | 0.28 | 20 | 29.7567 | 17.1868 | 0 | Reference source included incremental cost only | 0 | 0 | 213000 | USDOE estimates incremental Cost = $750 per ton. Actual cost may vary widely | 0 | 0 | 213000 | system (284 tons) |  | 213000
Equipment | High Efficiency Data Center Cooling | High Efficiency CRAC (computer room air conditioner) | Standard Efficiency CRAC | Commercial | Turnover | Retail | FL Zone 2 | Per Unit | 0% | 463559.9844 | 333763.1887 | 129796.7956 | 0.28 | 20 | 29.7567 | 17.1868 | 0 | Reference source included incremental cost only | 0 | 0 | 213000 | USDOE estimates incremental Cost = $750 per ton. Actual cost may vary widely | 0 | 0 | 213000 | system (284 tons) |  | 213000
Equipment | High Efficiency Data Center Cooling | High Efficiency CRAC (computer room air conditioner) | Standard Efficiency CRAC | Commercial | Turnover | Schools K-12 | FL Zone 2 | Per Unit | 14.18% | 463559.9844 | 333763.1887 | 129796.7956 | 0.28 | 20 | 29.7567 | 17.1868 | 0 | Reference source included incremental cost only | 0 | 0 | 213000 | USDOE estimates incremental Cost = $750 per ton. Actual cost may vary widely | 0 | 0 | 213000 | system (284 tons) |  | 213000
Equipment | High Efficiency Data Center Cooling | High Efficiency CRAC (computer room air conditioner) | Standard Efficiency CRAC | Commercial | Turnover | Warehouse | FL Zone 2 | Per Unit | 0% | 463559.9844 | 333763.1887 | 129796.7956 | 0.28 | 20 | 29.7567 | 17.1868 | 0 | Reference source included incremental cost only | 0 | 0 | 213000 | USDOE estimates incremental Cost = $750 per ton. Actual cost may vary widely | 0 | 0 | 213000 | system (284 tons) |  | 213000
Equipment | High Efficiency Data Center Cooling | High Efficiency CRAC (computer room air conditioner) | Standard Efficiency CRAC | Commercial | New | Assembly | FL Zone 2 | Per Unit | 0% | 463559.9844 | 333763.1887 | 129796.7956 | 0.28 | 20 | 29.7567 | 17.1868 | 0 | Reference source included incremental cost only | 0 | 0 | 213000 | USDOE estimates incremental Cost = $750 per ton. Actual cost may vary widely | 0 | 0 | 213000 | system (284 tons) |  | 213000
Equipment | High Efficiency Data Center Cooling | High Efficiency CRAC (computer room air conditioner) | Standard Efficiency CRAC | Commercial | New | College and University | FL Zone 2 | Per Unit | 14.18% | 463559.9844 | 333763.1887 | 129796.7956 | 0.28 | 20 | 29.7567 | 17.1868 | 0 | Reference source included incremental cost only | 0 | 0 | 213000 | USDOE estimates incremental Cost = $750 per ton. Actual cost may vary widely | 0 | 0 | 213000 | system (284 tons) |  | 213000
Equipment | High Efficiency Data Center Cooling | High Efficiency CRAC (computer room air conditioner) | Standard Efficiency CRAC | Commercial | New | Grocery | FL Zone 2 | Per Unit | 0% | 463559.9844 | 333763.1887 | 129796.7956 | 0.28 | 20 | 29.7567 | 17.1868 | 0 | Reference source included incremental cost only | 0 | 0 | 213000 | USDOE estimates incremental Cost = $750 per ton. Actual cost may vary widely | 0 | 0 | 213000 | system (284 tons) |  | 213000
Equipment | High Efficiency Data Center Cooling | High Efficiency CRAC (computer room air conditioner) | Standard Efficiency CRAC | Commercial | New | Healthcare | FL Zone 2 | Per Unit | 14.18% | 463559.9844 | 333763.1887 | 129796.7956 | 0.28 | 20 | 29.7567 | 17.1868 | 0 | Reference source included incremental cost only | 0 | 0 | 213000 | USDOE estimates incremental Cost = $750 per ton. Actual cost may vary widely | 0 | 0 | 213000 | system (284 tons) |  | 213000
Equipment | High Efficiency Data Center Cooling | High Efficiency CRAC (computer room air conditioner) | Standard Efficiency CRAC | Commercial | New | Hospitals | FL Zone 2 | Per Unit | 15.96% | 463559.9844 | 333763.1887 | 129796.7956 | 0.28 | 20 | 29.7567 | 17.1868 | 0 | Reference source included incremental cost only | 0 | 0 | 213000 | USDOE estimates incremental Cost = $750 per ton. Actual cost may vary widely | 0 | 0 | 213000 | system (284 tons) |  | 213000
Equipment | High Efficiency Data Center Cooling | High Efficiency CRAC (computer room air conditioner) | Standard Efficiency CRAC | Commercial | New | Institutional | FL Zone 2 | Per Unit | 15.96% | 463559.9844 | 333763.1887 | 129796.7956 | 0.28 | 20 | 29.7567 | 17.1868 | 0 | Reference source included incremental cost only | 0 | 0 | 213000 | USDOE estimates incremental Cost = $750 per ton. Actual cost may vary widely | 0 | 0 | 213000 | system (284 tons) |  | 213000
Equipment | High Efficiency Data Center Cooling | High Efficiency CRAC (computer room air conditioner) | Standard Efficiency CRAC | Commercial | New | Lodging/Hospitality | FL Zone 2 | Per Unit | 0% | 463559.9844 | 333763.1887 | 129796.7956 | 0.28 | 20 | 29.7567 | 17.1868 | 0 | Reference source included incremental cost only | 0 | 0 | 213000 | USDOE estimates incremental Cost = $750 per ton. Actual cost may vary widely | 0 | 0 | 213000 | system (284 tons) |  | 213000
Equipment | High Efficiency Data Center Cooling | High Efficiency CRAC (computer room air conditioner) | Standard Efficiency CRAC | Commercial | New | Miscellaneous | FL Zone 2 | Per Unit | 0% | 463559.9844 | 333763.1887 | 129796.7956 | 0.28 | 20 | 29.7567 | 17.1868 | 0 | Reference source included incremental cost only | 0 | 0 | 213000 | USDOE estimates incremental Cost = $750 per ton. Actual cost may vary widely | 0 | 0 | 213000 | system (284 tons) |  | 213000
Equipment | High Efficiency Data Center Cooling | High Efficiency CRAC (computer room air conditioner) | Standard Efficiency CRAC | Commercial | New | Offices | FL Zone 2 | Per Unit | 15.96% | 463559.9844 | 333763.1887 | 129796.7956 | 0.28 | 20 | 29.7567 | 17.1868 | 0 | Reference source included incremental cost only | 0 | 0 | 213000 | USDOE estimates incremental Cost = $750 per ton. Actual cost may vary widely | 0 | 0 | 213000 | system (284 tons) |  | 213000
Equipment | High Efficiency Data Center Cooling | High Efficiency CRAC (computer room air conditioner) | Standard Efficiency CRAC | Commercial | New | Restaurants | FL Zone 2 | Per Unit | 0% | 463559.9844 | 333763.1887 | 129796.7956 | 0.28 | 20 | 29.7567 | 17.1868 | 0 | Reference source included incremental cost only | 0 | 0 | 213000 | USDOE estimates incremental Cost = $750 per ton. Actual cost may vary widely | 0 | 0 | 213000 | system (284 tons) |  | 213000
Equipment | High Efficiency Data Center Cooling | High Efficiency CRAC (computer room air conditioner) | Standard Efficiency CRAC | Commercial | New | Retail | FL Zone 2 | Per Unit | 0% | 463559.9844 | 333763.1887 | 129796.7956 | 0.28 | 20 | 29.7567 | 17.1868 | 0 | Reference source included incremental cost only | 0 | 0 | 213000 | USDOE estimates incremental Cost = $750 per ton. Actual cost may vary widely | 0 | 0 | 213000 | system (284 tons) |  | 213000
Equipment | High Efficiency Data Center Cooling | High Efficiency CRAC (computer room air conditioner) | Standard Efficiency CRAC | Commercial | New | Schools K-12 | FL Zone 2 | Per Unit | 14.18% | 463559.9844 | 333763.1887 | 129796.7956 | 0.28 | 20 | 29.7567 | 17.1868 | 0 | Reference source included incremental cost only | 0 | 0 | 213000 | USDOE estimates incremental Cost = $750 per ton. Actual cost may vary widely | 0 | 0 | 213000 | system (284 tons) |  | 213000
Equipment | High Efficiency Data Center Cooling | High Efficiency CRAC (computer room air conditioner) | Standard Efficiency CRAC | Commercial | New | Warehouse | FL Zone 2 | Per Unit | 0% | 463559.9844 | 333763.1887 | 129796.7956 | 0.28 | 20 | 29.7567 | 17.1868 | 0 | Reference source included incremental cost only | 0 | 0 | 213000 | USDOE estimates incremental Cost = $750 per ton. Actual cost may vary widely | 0 | 0 | 213000 | system (284 tons) |  | 213000
Equipment | High Efficiency DX 135k- less than 240k BTU | High Efficiency DX ≥135k and <240k BTU/h Electric Heat | Code-Compliant Packaged or Split DX Unit, 15 Tons, 11 SEER | Commercial | Turnover | Assembly | FL Zone 2 | Per Unit | 94.56% | 53280.9093 | 51316.6489 | 1964.2604 | 0.036866 | 15 | 0.81225 | 0 | 14805.8 | Itron 2010 - 2012 Measure Cost Study Report, Appendix F | 0 | 0 | 18135.41 | Itron 2010 - 2012 Measure Cost Study Report, Appendix F | 0 | 0 | 3329.61 | unit |  | 3329.61
Equipment | High Efficiency DX 135k- less than 240k BTU | High Efficiency DX ≥135k and <240k BTU/h Electric Heat | Code-Compliant Packaged or Split DX Unit, 15 Tons, 11 SEER | Commercial | Turnover | College and University | FL Zone 2 | Per Unit | 94.56% | 59110.4196 | 56931.2478 | 2179.1719 | 0.036866 | 15 | 0.90112 | 0 | 14805.8 | Itron 2010 - 2012 Measure Cost Study Report, Appendix F | 0 | 0 | 18135.41 | Itron 2010 - 2012 Measure Cost Study Report, Appendix F | 0 | 0 | 3329.61 | unit |  | 3329.61
Equipment | High Efficiency DX 135k- less than 240k BTU | High Efficiency DX ≥135k and <240k BTU/h Electric Heat | Code-Compliant Packaged or Split DX Unit, 15 Tons, 11 SEER | Commercial | Turnover | Grocery | FL Zone 2 | Per Unit | 94.56% | 29432.9124 | 28347.8351 | 1085.0773 | 0.036866 | 15 | 0.44869 | 0 | 14805.8 | Itron 2010 - 2012 Measure Cost Study Report, Appendix F | 0 | 0 | 18135.41 | Itron 2010 - 2012 Measure Cost Study Report, Appendix F | 0 | 0 | 3329.61 | unit |  | 3329.61
Equipment | High Efficiency DX 135k- less than 240k BTU | High Efficiency DX ≥135k and <240k BTU/h Electric Heat | Code-Compliant Packaged or Split DX Unit, 15 Tons, 11 SEER | Commercial | Turnover | Healthcare | FL Zone 2 | Per Unit | 94.56% | 115937.9541 | 111663.7715 | 4274.1826 | 0.036866 | 15 | 1.7674 | 0 | 14805.8 | Itron 2010 - 2012 Measure Cost Study Report, Appendix F | 0 | 0 | 18135.41 | Itron 2010 - 2012 Measure Cost Study Report, Appendix F | 0 | 0 | 3329.61 | unit |  | 3329.61
Equipment | High Efficiency DX 135k- less than 240k BTU | High Efficiency DX ≥135k and <240k BTU/h Electric Heat | Code-Compliant Packaged or Split DX Unit, 15 Tons, 11 SEER | Commercial | Turnover | Hospitals | FL Zone 2 | Per Unit | 94.56% | 109823.0831 | 105774.3321 | 4048.751 | 0.036866 | 15 | 1.6742 | 0 | 14805.8 | Itron 2010 - 2012 Measure Cost Study Report, Appendix F | 0 | 0 | 18135.41 | Itron 2010 - 2012 Measure Cost Study Report, Appendix F | 0 | 0 | 3329.61 | unit |  | 3329.61
Equipment | High Efficiency DX 135k- less than 240k BTU | High Efficiency DX ≥135k and <240k BTU/h Electric Heat | Code-Compliant Packaged or Split DX Unit, 15 Tons, 11 SEER | Commercial | Turnover | Institutional | FL Zone 2 | Per Unit | 94.56% | 28780.6595 | 27719.6282 | 1061.0313 | 0.036866 | 15 | 0.43875 | 0 | 14805.8 | Itron 2010 - 2012 Measure Cost Study Report, Appendix F | 0 | 0 | 18135.41 | Itron 2010 - 2012 Measure Cost Study Report, Appendix F | 0 | 0 | 3329.61 | unit |  | 3329.61
Equipment | High Efficiency DX 135k- less than 240k BTU | High Efficiency DX ≥135k and <240k BTU/h Electric Heat | Code-Compliant Packaged or Split DX Unit, 15 Tons, 11 SEER | Commercial | Turnover | Lodging/Hospitality | FL Zone 2 | Per Unit | 94.56% | 88013.3766 | 84768.6648 | 3244.7118 | 0.036866 | 15 | 1.3417 | 0 | 14805.8 | Itron 2010 - 2012 Measure Cost Study Report, Appendix F | 0 | 0 | 18135.41 | Itron 2010 - 2012 Measure Cost Study Report, Appendix F | 0 | 0 | 3329.61 | unit |  | 3329.61
Equipment | High Efficiency DX 135k- less than 240k BTU | High Efficiency DX ≥135k and <240k BTU/h Electric Heat | Code-Compliant Packaged or Split DX Unit, 15 Tons, 11 SEER | Commercial | Turnover | Miscellaneous | FL Zone 2 | Per Unit | 94.56% | 29759.0389 | 28661.9385 | 1097.1003 | 0.036866 | 15 | 0.45367 | 0 | 14805.8 | Itron 2010 - 2012 Measure Cost Study Report, Appendix F | 0 | 0 | 18135.41 | Itron 2010 - 2012 Measure Cost Study Report, Appendix F | 0 | 0 | 3329.61 | unit |  | 3329.61
Equipment | High Efficiency DX 135k- less than 240k BTU | High Efficiency DX ≥135k and <240k BTU/h Electric Heat | Code-Compliant Packaged or Split DX Unit, 15 Tons, 11 SEER | Commercial | Turnover | Offices | FL Zone 2 | Per Unit | 94.56% | 59966.5016 | 57755.7693 | 2210.7323 | 0.036866 | 15 | 0.91417 | 0 | 14805.8 | Itron 2010 - 2012 Measure Cost Study Report, Appendix F | 0 | 0 | 18135.41 | Itron 2010 - 2012 Measure Cost Study Report, Appendix F | 0 | 0 | 3329.61 | unit |  | 3329.61
Equipment | High Efficiency DX 135k- less than 240k BTU | High Efficiency DX ≥135k and <240k BTU/h Electric Heat | Code-Compliant Packaged or Split DX Unit, 15 Tons, 11 SEER | Commercial | Turnover | Restaurants | FL Zone 2 | Per Unit | 94.56% | 86341.9785 | 83158.8847 | 3183.0938 | 0.036866 | 15 | 1.3163 | 0 | 14805.8 | Itron 2010 - 2012 Measure Cost Study Report, Appendix F | 0 | 0 | 18135.41 | Itron 2010 - 2012 Measure Cost Study Report, Appendix F | 0 | 0 | 3329.61 | unit |  | 3329.61
Equipment | High Efficiency DX 135k- less than 240k BTU | High Efficiency DX ≥135k and <240k BTU/h Electric Heat | Code-Compliant Packaged or Split DX Unit, 15 Tons, 11 SEER | Commercial | Turnover | Retail | FL Zone 2 | Per Unit | 94.56% | 67671.239 | 65176.463 | 2494.7761 | 0.036866 | 15 | 1.0316 | 0 | 14805.8 | Itron 2010 - 2012 Measure Cost Study Report, Appendix F | 0 | 0 | 18135.41 | Itron 2010 - 2012 Measure Cost Study Report, Appendix F | 0 | 0 | 3329.61 | unit |  | 3329.61
Equipment | High Efficiency DX 135k- less than 240k BTU | High Efficiency DX ≥135k and <240k BTU/h Electric Heat | Code-Compliant Packaged or Split DX Unit, 15 Tons, 11 SEER | Commercial | Turnover | Schools K-12 | FL Zone 2 | Per Unit | 94.56% | 58825.059 | 56656.4073 | 2168.6517 | 0.036866 | 15 | 0.89677 | 0 | 14805.8 | Itron 2010 - 2012 Measure Cost Study Report, Appendix F | 0 | 0 | 18135.41 | Itron 2010 - 2012 Measure Cost Study Report, Appendix F | 0 | 0 | 3329.61 | unit |  | 3329.61
Equipment | High Efficiency DX 135k- less than 240k BTU | High Efficiency DX ≥135k and <240k BTU/h Electric Heat | Code-Compliant Packaged or Split DX Unit, 15 Tons, 11 SEER | Commercial | Turnover | Warehouse | FL Zone 2 | Per Unit | 94.56% | 12922.7607 | 12446.3487 | 476.4121 | 0.036866 | 15 | 0.197 | 0 | 14805.8 | Itron 2010 - 2012 Measure Cost Study Report, Appendix F | 0 | 0 | 18135.41 | Itron 2010 - 2012 Measure Cost Study Report, Appendix F | 0 | 0 | 3329.61 | unit |  | 3329.61
Equipment | High Efficiency DX 135k- less than 240k BTU | High Efficiency DX ≥135k and <240k BTU/h Electric Heat | Code-Compliant Packaged or Split DX Unit, 15 Tons, 11 SEER | Commercial | New | Assembly | FL Zone 2 | Per Unit | 94.56% | 53280.9093 | 51316.6489 | 1964.2604 | 0.036866 | 15 | 0.81225 | 0 | 14805.8 | Itron 2010 - 2012 Measure Cost Study Report, Appendix F | 0 | 0 | 18135.41 | Itron 2010 - 2012 Measure Cost Study Report, Appendix F | 0 | 0 | 3329.61 | unit |  | 3329.61
Equipment | High Efficiency DX 135k- less than 240k BTU | High Efficiency DX ≥135k and <240k BTU/h Electric Heat | Code-Compliant Packaged or Split DX Unit, 15 Tons, 11 SEER | Commercial | New | College and University | FL Zone 2 | Per Unit | 94.56% | 59110.4196 | 56931.2478 | 2179.1719 | 0.036866 | 15 | 0.90112 | 0 | 14805.8 | Itron 2010 - 2012 Measure Cost Study Report, Appendix F | 0 | 0 | 18135.41 | Itron 2010 - 2012 Measure Cost Study Report, Appendix F | 0 | 0 | 3329.61 | unit |  | 3329.61
Equipment | High Efficiency DX 135k- less than 240k BTU | High Efficiency DX ≥135k and <240k BTU/h Electric Heat | Code-Compliant Packaged or Split DX Unit, 15 Tons, 11 SEER | Commercial | New | Grocery | FL Zone 2 | Per Unit | 94.56% | 29432.9124 | 28347.8351 | 1085.0773 | 0.036866 | 15 | 0.44869 | 0 | 14805.8 | Itron 2010 - 2012 Measure Cost Study Report, Appendix F | 0 | 0 | 18135.41 | Itron 2010 - 2012 Measure Cost Study Report, Appendix F | 0 | 0 | 3329.61 | unit |  | 3329.61
Equipment | High Efficiency DX 135k- less than 240k BTU | High Efficiency DX ≥135k and <240k BTU/h Electric Heat | Code-Compliant Packaged or Split DX Unit, 15 Tons, 11 SEER | Commercial | New | Healthcare | FL Zone 2 | Per Unit | 94.56% | 115937.9541 | 111663.7715 | 4274.1826 | 0.036866 | 15 | 1.7674 | 0 | 14805.8 | Itron 2010 - 2012 Measure Cost Study Report, Appendix F | 0 | 0 | 18135.41 | Itron 2010 - 2012 Measure Cost Study Report, Appendix F | 0 | 0 | 3329.61 | unit |  | 3329.61
Equipment | High Efficiency DX 135k- less than 240k BTU | High Efficiency DX ≥135k and <240k BTU/h Electric Heat | Code-Compliant Packaged or Split DX Unit, 15 Tons, 11 SEER | Commercial | New | Hospitals | FL Zone 2 | Per Unit | 94.56% | 109823.0831 | 105774.3321 | 4048.751 | 0.036866 | 15 | 1.6742 | 0 | 14805.8 | Itron 2010 - 2012 Measure Cost Study Report, Appendix F | 0 | 0 | 18135.41 | Itron 2010 - 2012 Measure Cost Study Report, Appendix F | 0 | 0 | 3329.61 | unit |  | 3329.61
Equipment | High Efficiency DX 135k- less than 240k BTU | High Efficiency DX ≥135k and <240k BTU/h Electric Heat | Code-Compliant Packaged or Split DX Unit, 15 Tons, 11 SEER | Commercial | New | Institutional | FL Zone 2 | Per Unit | 94.56% | 28780.6595 | 27719.6282 | 1061.0313 | 0.036866 | 15 | 0.43875 | 0 | 14805.8 | Itron 2010 - 2012 Measure Cost Study Report, Appendix F | 0 | 0 | 18135.41 | Itron 2010 - 2012 Measure Cost Study Report, Appendix F | 0 | 0 | 3329.61 | unit |  | 3329.61
Equipment | High Efficiency DX 135k- less than 240k BTU | High Efficiency DX ≥135k and <240k BTU/h Electric Heat | Code-Compliant Packaged or Split DX Unit, 15 Tons, 11 SEER | Commercial | New | Lodging/Hospitality | FL Zone 2 | Per Unit | 94.56% | 88013.3766 | 84768.6648 | 3244.7118 | 0.036866 | 15 | 1.3417 | 0 | 14805.8 | Itron 2010 - 2012 Measure Cost Study Report, Appendix F | 0 | 0 | 18135.41 | Itron 2010 - 2012 Measure Cost Study Report, Appendix F | 0 | 0 | 3329.61 | unit |  | 3329.61
Equipment | High Efficiency DX 135k- less than 240k BTU | High Efficiency DX ≥135k and <240k BTU/h Electric Heat | Code-Compliant Packaged or Split DX Unit, 15 Tons, 11 SEER | Commercial | New | Miscellaneous | FL Zone 2 | Per Unit | 94.56% | 29759.0389 | 28661.9385 | 1097.1003 | 0.036866 | 15 | 0.45367 | 0 | 14805.8 | Itron 2010 - 2012 Measure Cost Study Report, Appendix F | 0 | 0 | 18135.41 | Itron 2010 - 2012 Measure Cost Study Report, Appendix F | 0 | 0 | 3329.61 | unit |  | 3329.61
Equipment | High Efficiency DX 135k- less than 240k BTU | High Efficiency DX ≥135k and <240k BTU/h Electric Heat | Code-Compliant Packaged or Split DX Unit, 15 Tons, 11 SEER | Commercial | New | Offices | FL Zone 2 | Per Unit | 94.56% | 59966.5016 | 57755.7693 | 2210.7323 | 0.036866 | 15 | 0.91417 | 0 | 14805.8 | Itron 2010 - 2012 Measure Cost Study Report, Appendix F | 0 | 0 | 18135.41 | Itron 2010 - 2012 Measure Cost Study Report, Appendix F | 0 | 0 | 3329.61 | unit |  | 3329.61
Equipment | High Efficiency DX 135k- less than 240k BTU | High Efficiency DX ≥135k and <240k BTU/h Electric Heat | Code-Compliant Packaged or Split DX Unit, 15 Tons, 11 SEER | Commercial | New | Restaurants | FL Zone 2 | Per Unit | 94.56% | 86341.9785 | 83158.8847 | 3183.0938 | 0.036866 | 15 | 1.3163 | 0 | 14805.8 | Itron 2010 - 2012 Measure Cost Study Report, Appendix F | 0 | 0 | 18135.41 | Itron 2010 - 2012 Measure Cost Study Report, Appendix F | 0 | 0 | 3329.61 | unit |  | 3329.61
Equipment | High Efficiency DX 135k- less than 240k BTU | High Efficiency DX ≥135k and <240k BTU/h Electric Heat | Code-Compliant Packaged or Split DX Unit, 15 Tons, 11 SEER | Commercial | New | Retail | FL Zone 2 | Per Unit | 94.56% | 67671.239 | 65176.463 | 2494.7761 | 0.036866 | 15 | 1.0316 | 0 | 14805.8 | Itron 2010 - 2012 Measure Cost Study Report, Appendix F | 0 | 0 | 18135.41 | Itron 2010 - 2012 Measure Cost Study Report, Appendix F | 0 | 0 | 3329.61 | unit |  | 3329.61
Equipment | High Efficiency DX 135k- less than 240k BTU | High Efficiency DX ≥135k and <240k BTU/h Electric Heat | Code-Compliant Packaged or Split DX Unit, 15 Tons, 11 SEER | Commercial | New | Schools K-12 | FL Zone 2 | Per Unit | 94.56% | 58825.059 | 56656.4073 | 2168.6517 | 0.036866 | 15 | 0.89677 | 0 | 14805.8 | Itron 2010 - 2012 Measure Cost Study Report, Appendix F | 0 | 0 | 18135.41 | Itron 2010 - 2012 Measure Cost Study Report, Appendix F | 0 | 0 | 3329.61 | unit |  | 3329.61
Equipment | High Efficiency DX 135k- less than 240k BTU | High Efficiency DX ≥135k and <240k BTU/h Electric Heat | Code-Compliant Packaged or Split DX Unit, 15 Tons, 11 SEER | Commercial | New | Warehouse | FL Zone 2 | Per Unit | 94.56% | 12922.7607 | 12446.3487 | 476.4121 | 0.036866 | 15 | 0.197 | 0 | 14805.8 | Itron 2010 - 2012 Measure Cost Study Report, Appendix F | 0 | 0 | 18135.41 | Itron 2010 - 2012 Measure Cost Study Report, Appendix F | 0 | 0 | 3329.61 | unit |  | 3329.61
Equipment | High Efficiency PTAC | High Efficiency PTAC | Code-Compliant New Construction PTAC, 1.5 Tons, 11 SEER | Commercial | Turnover | Assembly | FL Zone 2 | Per Unit | 0% | 3475.6431 | 2654.1275 | 821.5157 | 0.23636 | 15 | 0.40872 | 0 | 1444.5 | Illinois 2018 Statewide TRM, Section 4.4.13 (cost per ton) | 0 | 0 | 1570.5 | Illinois 2018 Statewide TRM, Section 4.4.13 (cost per ton) | 0 | 0 | 126 | unit (1.5 ton) |  | 126
Equipment | High Efficiency PTAC | High Efficiency PTAC | Code-Compliant New Construction PTAC, 1.5 Tons, 11 SEER | Commercial | Turnover | College and University | FL Zone 2 | Per Unit | 0% | 3855.9163 | 2944.5179 | 911.3984 | 0.23636 | 15 | 0.26032 | 0 | 1444.5 | Illinois 2018 Statewide TRM, Section 4.4.13 (cost per ton) | 0 | 0 | 1570.5 | Illinois 2018 Statewide TRM, Section 4.4.13 (cost per ton) | 0 | 0 | 126 | unit (1.5 ton) |  | 126
Equipment | High Efficiency PTAC | High Efficiency PTAC | Code-Compliant New Construction PTAC, 1.5 Tons, 11 SEER | Commercial | Turnover | Grocery | FL Zone 2 | Per Unit | 0% | 1919.9804 | 1466.1668 | 453.8135 | 0.23636 | 15 | 0.22578 | 0 | 1444.5 | Illinois 2018 Statewide TRM, Section 4.4.13 (cost per ton) | 0 | 0 | 1570.5 | Illinois 2018 Statewide TRM, Section 4.4.13 (cost per ton) | 0 | 0 | 126 | unit (1.5 ton) |  | 126
Equipment | High Efficiency PTAC | High Efficiency PTAC | Code-Compliant New Construction PTAC, 1.5 Tons, 11 SEER | Commercial | Turnover | Healthcare | FL Zone 2 | Per Unit | 0% | 7562.9144 | 5775.3164 | 1787.5979 | 0.23636 | 15 | 0.88935 | 0 | 1444.5 | Illinois 2018 Statewide TRM, Section 4.4.13 (cost per ton) | 0 | 0 | 1570.5 | Illinois 2018 Statewide TRM, Section 4.4.13 (cost per ton) | 0 | 0 | 126 | unit (1.5 ton) |  | 126
Equipment | High Efficiency PTAC | High Efficiency PTAC | Code-Compliant New Construction PTAC, 1.5 Tons, 11 SEER | Commercial | Turnover | Hospitals | FL Zone 2 | Per Unit | 0% | 7164.0265 | 5470.7111 | 1693.3154 | 0.23636 | 15 | 0.48365 | 0 | 1444.5 | Illinois 2018 Statewide TRM, Section 4.4.13 (cost per ton) | 0 | 0 | 1570.5 | Illinois 2018 Statewide TRM, Section 4.4.13 (cost per ton) | 0 | 0 | 126 | unit (1.5 ton) |  | 126
Equipment | High Efficiency PTAC | High Efficiency PTAC | Code-Compliant New Construction PTAC, 1.5 Tons, 11 SEER | Commercial | Turnover | Institutional | FL Zone 2 | Per Unit | 0% | 1877.4323 | 1433.6756 | 443.7567 | 0.23636 | 15 | 0.22078 | 0 | 1444.5 | Illinois 2018 Statewide TRM, Section 4.4.13 (cost per ton) | 0 | 0 | 1570.5 | Illinois 2018 Statewide TRM, Section 4.4.13 (cost per ton) | 0 | 0 | 126 | unit (1.5 ton) |  | 126
Equipment | High Efficiency PTAC | High Efficiency PTAC | Code-Compliant New Construction PTAC, 1.5 Tons, 11 SEER | Commercial | Turnover | Lodging/Hospitality | FL Zone 2 | Per Unit | 0% | 5741.3264 | 4384.2856 | 1357.0408 | 0.23636 | 15 | 0.67515 | 0 | 1444.5 | Illinois 2018 Statewide TRM, Section 4.4.13 (cost per ton) | 0 | 0 | 1570.5 | Illinois 2018 Statewide TRM, Section 4.4.13 (cost per ton) | 0 | 0 | 126 | unit (1.5 ton) |  | 126
Equipment | High Efficiency PTAC | High Efficiency PTAC | Code-Compliant New Construction PTAC, 1.5 Tons, 11 SEER | Commercial | Turnover | Miscellaneous | FL Zone 2 | Per Unit | 0% | 1941.2544 | 1482.4124 | 458.8419 | 0.23636 | 15 | 0.18996 | 0 | 1444.5 | Illinois 2018 Statewide TRM, Section 4.4.13 (cost per ton) | 0 | 0 | 1570.5 | Illinois 2018 Statewide TRM, Section 4.4.13 (cost per ton) | 0 | 0 | 126 | unit (1.5 ton) |  | 126
Equipment | High Efficiency PTAC | High Efficiency PTAC | Code-Compliant New Construction PTAC, 1.5 Tons, 11 SEER | Commercial | Turnover | Offices | FL Zone 2 | Per Unit | 0% | 3911.7606 | 2987.1626 | 924.598 | 0.23636 | 15 | 0.38277 | 0 | 1444.5 | Illinois 2018 Statewide TRM, Section 4.4.13 (cost per ton) | 0 | 0 | 1570.5 | Illinois 2018 Statewide TRM, Section 4.4.13 (cost per ton) | 0 | 0 | 126 | unit (1.5 ton) |  | 126
Equipment | High Efficiency PTAC | High Efficiency PTAC | Code-Compliant New Construction PTAC, 1.5 Tons, 11 SEER | Commercial | Turnover | Restaurants | FL Zone 2 | Per Unit | 0% | 5632.297 | 4301.0268 | 1331.2702 | 0.23636 | 15 | 0.66233 | 0 | 1444.5 | Illinois 2018 Statewide TRM, Section 4.4.13 (cost per ton) | 0 | 0 | 1570.5 | Illinois 2018 Statewide TRM, Section 4.4.13 (cost per ton) | 0 | 0 | 126 | unit (1.5 ton) |  | 126
Equipment | High Efficiency PTAC | High Efficiency PTAC | Code-Compliant New Construction PTAC, 1.5 Tons, 11 SEER | Commercial | Turnover | Retail | FL Zone 2 | Per Unit | 0% | 4414.3593 | 3370.9653 | 1043.394 | 0.23636 | 15 | 0.5191 | 0 | 1444.5 | Illinois 2018 Statewide TRM, Section 4.4.13 (cost per ton) | 0 | 0 | 1570.5 | Illinois 2018 Statewide TRM, Section 4.4.13 (cost per ton) | 0 | 0 | 126 | unit (1.5 ton) |  | 126
Equipment | High Efficiency PTAC | High Efficiency PTAC | Code-Compliant New Construction PTAC, 1.5 Tons, 11 SEER | Commercial | Turnover | Schools K-12 | FL Zone 2 | Per Unit | 0% | 3837.3015 | 2930.303 | 906.9985 | 0.23636 | 15 | 0.45124 | 0 | 1444.5 | Illinois 2018 Statewide TRM, Section 4.4.13 (cost per ton) | 0 | 0 | 1570.5 | Illinois 2018 Statewide TRM, Section 4.4.13 (cost per ton) | 0 | 0 | 126 | unit (1.5 ton) |  | 126
Equipment | High Efficiency PTAC | High Efficiency PTAC | Code-Compliant New Construction PTAC, 1.5 Tons, 11 SEER | Commercial | Turnover | Warehouse | FL Zone 2 | Per Unit | 0% | 842.9831 | 643.7325 | 199.2505 | 0.23636 | 15 | 0.09913 | 0 | 1444.5 | Illinois 2018 Statewide TRM, Section 4.4.13 (cost per ton) | 0 | 0 | 1570.5 | Illinois 2018 Statewide TRM, Section 4.4.13 (cost per ton) | 0 | 0 | 126 | unit (1.5 ton) |  | 126
Equipment | High Efficiency PTAC | High Efficiency PTAC | Code-Compliant New Construction PTAC, 1.5 Tons, 11 SEER | Commercial | New | Assembly | FL Zone 2 | Per Unit | 0% | 3475.6431 | 2654.1275 | 821.5157 | 0.23636 | 15 | 0.40872 | 0 | 1444.5 | Illinois 2018 Statewide TRM, Section 4.4.13 (cost per ton) | 0 | 0 | 1570.5 | Illinois 2018 Statewide TRM, Section 4.4.13 (cost per ton) | 0 | 0 | 126 | unit (1.5 ton) |  | 126
Equipment | High Efficiency PTAC | High Efficiency PTAC | Code-Compliant New Construction PTAC, 1.5 Tons, 11 SEER | Commercial | New | College and University | FL Zone 2 | Per Unit | 0% | 3855.9163 | 2944.5179 | 911.3984 | 0.23636 | 15 | 0.26032 | 0 | 1444.5 | Illinois 2018 Statewide TRM, Section 4.4.13 (cost per ton) | 0 | 0 | 1570.5 | Illinois 2018 Statewide TRM, Section 4.4.13 (cost per ton) | 0 | 0 | 126 | unit (1.5 ton) |  | 126
Equipment | High Efficiency PTAC | High Efficiency PTAC | Code-Compliant New Construction PTAC, 1.5 Tons, 11 SEER | Commercial | New | Grocery | FL Zone 2 | Per Unit | 0% | 1919.9804 | 1466.1668 | 453.8135 | 0.23636 | 15 | 0.22578 | 0 | 1444.5 | Illinois 2018 Statewide TRM, Section 4.4.13 (cost per ton) | 0 | 0 | 1570.5 | Illinois 2018 Statewide TRM, Section 4.4.13 (cost per ton) | 0 | 0 | 126 | unit (1.5 ton) |  | 126
Equipment | High Efficiency PTAC | High Efficiency PTAC | Code-Compliant New Construction PTAC, 1.5 Tons, 11 SEER | Commercial | New | Healthcare | FL Zone 2 | Per Unit | 0% | 7562.9144 | 5775.3164 | 1787.5979 | 0.23636 | 15 | 0.88935 | 0 | 1444.5 | Illinois 2018 Statewide TRM, Section 4.4.13 (cost per ton) | 0 | 0 | 1570.5 | Illinois 2018 Statewide TRM, Section 4.4.13 (cost per ton) | 0 | 0 | 126 | unit (1.5 ton) |  | 126
Equipment | High Efficiency PTAC | High Efficiency PTAC | Code-Compliant New Construction PTAC, 1.5 Tons, 11 SEER | Commercial | New | Hospitals | FL Zone 2 | Per Unit | 0% | 7164.0265 | 5470.7111 | 1693.3154 | 0.23636 | 15 | 0.48365 | 0 | 1444.5 | Illinois 2018 Statewide TRM, Section 4.4.13 (cost per ton) | 0 | 0 | 1570.5 | Illinois 2018 Statewide TRM, Section 4.4.13 (cost per ton) | 0 | 0 | 126 | unit (1.5 ton) |  | 126
Equipment | High Efficiency PTAC | High Efficiency PTAC | Code-Compliant New Construction PTAC, 1.5 Tons, 11 SEER | Commercial | New | Institutional | FL Zone 2 | Per Unit | 0% | 1877.4323 | 1433.6756 | 443.7567 | 0.23636 | 15 | 0.22078 | 0 | 1444.5 | Illinois 2018 Statewide TRM, Section 4.4.13 (cost per ton) | 0 | 0 | 1570.5 | Illinois 2018 Statewide TRM, Section 4.4.13 (cost per ton) | 0 | 0 | 126 | unit (1.5 ton) |  | 126
Equipment | High Efficiency PTAC | High Efficiency PTAC | Code-Compliant New Construction PTAC, 1.5 Tons, 11 SEER | Commercial | New | Lodging/Hospitality | FL Zone 2 | Per Unit | 0% | 5741.3264 | 4384.2856 | 1357.0408 | 0.23636 | 15 | 0.67515 | 0 | 1444.5 | Illinois 2018 Statewide TRM, Section 4.4.13 (cost per ton) | 0 | 0 | 1570.5 | Illinois 2018 Statewide TRM, Section 4.4.13 (cost per ton) | 0 | 0 | 126 | unit (1.5 ton) |  | 126
Equipment | High Efficiency PTAC | High Efficiency PTAC | Code-Compliant New Construction PTAC, 1.5 Tons, 11 SEER | Commercial | New | Miscellaneous | FL Zone 2 | Per Unit | 0% | 1941.2544 | 1482.4124 | 458.8419 | 0.23636 | 15 | 0.18996 | 0 | 1444.5 | Illinois 2018 Statewide TRM, Section 4.4.13 (cost per ton) | 0 | 0 | 1570.5 | Illinois 2018 Statewide TRM, Section 4.4.13 (cost per ton) | 0 | 0 | 126 | unit (1.5 ton) |  | 126
Equipment | High Efficiency PTAC | High Efficiency PTAC | Code-Compliant New Construction PTAC, 1.5 Tons, 11 SEER | Commercial | New | Offices | FL Zone 2 | Per Unit | 0% | 3911.7606 | 2987.1626 | 924.598 | 0.23636 | 15 | 0.38277 | 0 | 1444.5 | Illinois 2018 Statewide TRM, Section 4.4.13 (cost per ton) | 0 | 0 | 1570.5 | Illinois 2018 Statewide TRM, Section 4.4.13 (cost per ton) | 0 | 0 | 126 | unit (1.5 ton) |  | 126
Equipment | High Efficiency PTAC | High Efficiency PTAC | Code-Compliant New Construction PTAC, 1.5 Tons, 11 SEER | Commercial | New | Restaurants | FL Zone 2 | Per Unit | 0% | 5632.297 | 4301.0268 | 1331.2702 | 0.23636 | 15 | 0.66233 | 0 | 1444.5 | Illinois 2018 Statewide TRM, Section 4.4.13 (cost per ton) | 0 | 0 | 1570.5 | Illinois 2018 Statewide TRM, Section 4.4.13 (cost per ton) | 0 | 0 | 126 | unit (1.5 ton) |  | 126
Equipment | High Efficiency PTAC | High Efficiency PTAC | Code-Compliant New Construction PTAC, 1.5 Tons, 11 SEER | Commercial | New | Retail | FL Zone 2 | Per Unit | 0% | 4414.3593 | 3370.9653 | 1043.394 | 0.23636 | 15 | 0.5191 | 0 | 1444.5 | Illinois 2018 Statewide TRM, Section 4.4.13 (cost per ton) | 0 | 0 | 1570.5 | Illinois 2018 Statewide TRM, Section 4.4.13 (cost per ton) | 0 | 0 | 126 | unit (1.5 ton) |  | 126
Equipment | High Efficiency PTAC | High Efficiency PTAC | Code-Compliant New Construction PTAC, 1.5 Tons, 11 SEER | Commercial | New | Schools K-12 | FL Zone 2 | Per Unit | 0% | 3837.3015 | 2930.303 | 906.9985 | 0.23636 | 15 | 0.45124 | 0 | 1444.5 | Illinois 2018 Statewide TRM, Section 4.4.13 (cost per ton) | 0 | 0 | 1570.5 | Illinois 2018 Statewide TRM, Section 4.4.13 (cost per ton) | 0 | 0 | 126 | unit (1.5 ton) |  | 126
Equipment | High Efficiency PTAC | High Efficiency PTAC | Code-Compliant New Construction PTAC, 1.5 Tons, 11 SEER | Commercial | New | Warehouse | FL Zone 2 | Per Unit | 0% | 842.9831 | 643.7325 | 199.2505 | 0.23636 | 15 | 0.09913 | 0 | 1444.5 | Illinois 2018 Statewide TRM, Section 4.4.13 (cost per ton) | 0 | 0 | 1570.5 | Illinois 2018 Statewide TRM, Section 4.4.13 (cost per ton) | 0 | 0 | 126 | unit (1.5 ton) |  | 126
Equipment | High Efficiency PTHP | High Efficiency PTHP | Code-Compliant New Construction PTHP, 1.5 Tons, 11 SEER, 3.2 COP | Commercial | Turnover | Assembly | FL Zone 2 | Per Unit | 0% | 3511.6502 | 2686.7589 | 824.8913 | 0.2349 | 15 | 0.41028 | 0.00015022 | 1444.5 | Illinois 2018 Statewide TRM, Section 4.4.13 (cost per ton) | 0 | 0 | 1570.5 | Illinois 2018 Statewide TRM, Section 4.4.13 (cost per ton) | 0 | 0 | 126 | unit (1.5 ton) |  | 126
Equipment | High Efficiency PTHP | High Efficiency PTHP | Code-Compliant New Construction PTHP, 1.5 Tons, 11 SEER, 3.2 COP | Commercial | Turnover | College and University | FL Zone 2 | Per Unit | 0% | 3891.9233 | 2977.1492 | 914.774 | 0.23504 | 15 | 0.26026 | 0.078693 | 1444.5 | Illinois 2018 Statewide TRM, Section 4.4.13 (cost per ton) | 0 | 0 | 1570.5 | Illinois 2018 Statewide TRM, Section 4.4.13 (cost per ton) | 0 | 0 | 126 | unit (1.5 ton) |  | 126
Equipment | High Efficiency PTHP | High Efficiency PTHP | Code-Compliant New Construction PTHP, 1.5 Tons, 11 SEER, 3.2 COP | Commercial | Turnover | Grocery | FL Zone 2 | Per Unit | 0% | 1981.9125 | 1522.2928 | 459.6197 | 0.23191 | 15 | 0.2286 | 8.37e-05 | 1444.5 | Illinois 2018 Statewide TRM, Section 4.4.13 (cost per ton) | 0 | 0 | 1570.5 | Illinois 2018 Statewide TRM, Section 4.4.13 (cost per ton) | 0 | 0 | 126 | unit (1.5 ton) |  | 126
Equipment | High Efficiency PTHP | High Efficiency PTHP | Code-Compliant New Construction PTHP, 1.5 Tons, 11 SEER, 3.2 COP | Commercial | Turnover | Healthcare | FL Zone 2 | Per Unit | 0% | 7619.3734 | 5826.4824 | 1792.891 | 0.23531 | 15 | 0.89173 | 0.0003265 | 1444.5 | Illinois 2018 Statewide TRM, Section 4.4.13 (cost per ton) | 0 | 0 | 1570.5 | Illinois 2018 Statewide TRM, Section 4.4.13 (cost per ton) | 0 | 0 | 126 | unit (1.5 ton) |  | 126
Equipment | High Efficiency PTHP | High Efficiency PTHP | Code-Compliant New Construction PTHP, 1.5 Tons, 11 SEER, 3.2 COP | Commercial | Turnover | Hospitals | FL Zone 2 | Per Unit | 0% | 7228.263 | 5528.9255 | 1699.3375 | 0.2351 | 15 | 0.48347 | 0.14619 | 1444.5 | Illinois 2018 Statewide TRM, Section 4.4.13 (cost per ton) | 0 | 0 | 1570.5 | Illinois 2018 Statewide TRM, Section 4.4.13 (cost per ton) | 0 | 0 | 126 | unit (1.5 ton) |  | 126
Equipment | High Efficiency PTHP | High Efficiency PTHP | Code-Compliant New Construction PTHP, 1.5 Tons, 11 SEER, 3.2 COP | Commercial | Turnover | Institutional | FL Zone 2 | Per Unit | 0% | 1908.8305 | 1462.1301 | 446.7003 | 0.23402 | 15 | 0.22217 | 8.1347e-05 | 1444.5 | Illinois 2018 Statewide TRM, Section 4.4.13 (cost per ton) | 0 | 0 | 1570.5 | Illinois 2018 Statewide TRM, Section 4.4.13 (cost per ton) | 0 | 0 | 126 | unit (1.5 ton) |  | 126
Equipment | High Efficiency PTHP | High Efficiency PTHP | Code-Compliant New Construction PTHP, 1.5 Tons, 11 SEER, 3.2 COP | Commercial | Turnover | Lodging/Hospitality | FL Zone 2 | Per Unit | 0% | 5779.3498 | 4418.7443 | 1360.6055 | 0.23543 | 15 | 0.67672 | 0.00024778 | 1444.5 | Illinois 2018 Statewide TRM, Section 4.4.13 (cost per ton) | 0 | 0 | 1570.5 | Illinois 2018 Statewide TRM, Section 4.4.13 (cost per ton) | 0 | 0 | 126 | unit (1.5 ton) |  | 126
Equipment | High Efficiency PTHP | High Efficiency PTHP | Code-Compliant New Construction PTHP, 1.5 Tons, 11 SEER, 3.2 COP | Commercial | Turnover | Miscellaneous | FL Zone 2 | Per Unit | 0% | 1961.1303 | 1500.425 | 460.7053 | 0.23492 | 15 | 0.22914 | 8.3898e-05 | 1444.5 | Illinois 2018 Statewide TRM, Section 4.4.13 (cost per ton) | 0 | 0 | 1570.5 | Illinois 2018 Statewide TRM, Section 4.4.13 (cost per ton) | 0 | 0 | 126 | unit (1.5 ton) |  | 126
Equipment | High Efficiency PTHP | High Efficiency PTHP | Code-Compliant New Construction PTHP, 1.5 Tons, 11 SEER, 3.2 COP | Commercial | Turnover | Offices | FL Zone 2 | Per Unit | 0% | 3932.7887 | 3006.2193 | 926.5693 | 0.2356 | 15 | 0.46085 | 0.00016873 | 1444.5 | Illinois 2018 Statewide TRM, Section 4.4.13 (cost per ton) | 0 | 0 | 1570.5 | Illinois 2018 Statewide TRM, Section 4.4.13 (cost per ton) | 0 | 0 | 126 | unit (1.5 ton) |  | 126
Equipment | High Efficiency PTHP | High Efficiency PTHP | Code-Compliant New Construction PTHP, 1.5 Tons, 11 SEER, 3.2 COP | Commercial | Turnover | Restaurants | FL Zone 2 | Per Unit | 0% | 5765.0909 | 4421.3713 | 1343.7196 | 0.23308 | 15 | 0.66832 | 0.0002447 | 1444.5 | Illinois 2018 Statewide TRM, Section 4.4.13 (cost per ton) | 0 | 0 | 1570.5 | Illinois 2018 Statewide TRM, Section 4.4.13 (cost per ton) | 0 | 0 | 126 | unit (1.5 ton) |  | 126
Equipment | High Efficiency PTHP | High Efficiency PTHP | Code-Compliant New Construction PTHP, 1.5 Tons, 11 SEER, 3.2 COP | Commercial | Turnover | Retail | FL Zone 2 | Per Unit | 0% | 4497.6075 | 3446.409 | 1051.1985 | 0.23372 | 15 | 0.52283 | 0.00019143 | 1444.5 | Illinois 2018 Statewide TRM, Section 4.4.13 (cost per ton) | 0 | 0 | 1570.5 | Illinois 2018 Statewide TRM, Section 4.4.13 (cost per ton) | 0 | 0 | 126 | unit (1.5 ton) |  | 126
Equipment | High Efficiency PTHP | High Efficiency PTHP | Code-Compliant New Construction PTHP, 1.5 Tons, 11 SEER, 3.2 COP | Commercial | Turnover | Schools K-12 | FL Zone 2 | Per Unit | 0% | 3913.9244 | 2999.7425 | 914.1819 | 0.23357 | 15 | 0.45469 | 0.00016648 | 1444.5 | Illinois 2018 Statewide TRM, Section 4.4.13 (cost per ton) | 0 | 0 | 1570.5 | Illinois 2018 Statewide TRM, Section 4.4.13 (cost per ton) | 0 | 0 | 126 | unit (1.5 ton) |  | 126
Equipment | High Efficiency PTHP | High Efficiency PTHP | Code-Compliant New Construction PTHP, 1.5 Tons, 11 SEER, 3.2 COP | Commercial | Turnover | Warehouse | FL Zone 2 | Per Unit | 0% | 862.8589 | 661.745 | 201.1139 | 0.23308 | 15 | 0.10003 | 3.6624e-05 | 1444.5 | Illinois 2018 Statewide TRM, Section 4.4.13 (cost per ton) | 0 | 0 | 1570.5 | Illinois 2018 Statewide TRM, Section 4.4.13 (cost per ton) | 0 | 0 | 126 | unit (1.5 ton) |  | 126
Equipment | High Efficiency PTHP | High Efficiency PTHP | Code-Compliant New Construction PTHP, 1.5 Tons, 11 SEER, 3.2 COP | Commercial | New | Assembly | FL Zone 2 | Per Unit | 0% | 3511.6502 | 2686.7589 | 824.8913 | 0.2349 | 15 | 0.41028 | 0.00015022 | 1444.5 | Illinois 2018 Statewide TRM, Section 4.4.13 (cost per ton) | 0 | 0 | 1570.5 | Illinois 2018 Statewide TRM, Section 4.4.13 (cost per ton) | 0 | 0 | 126 | unit (1.5 ton) |  | 126
Equipment | High Efficiency PTHP | High Efficiency PTHP | Code-Compliant New Construction PTHP, 1.5 Tons, 11 SEER, 3.2 COP | Commercial | New | College and University | FL Zone 2 | Per Unit | 0% | 3891.9233 | 2977.1492 | 914.774 | 0.23504 | 15 | 0.26026 | 0.078693 | 1444.5 | Illinois 2018 Statewide TRM, Section 4.4.13 (cost per ton) | 0 | 0 | 1570.5 | Illinois 2018 Statewide TRM, Section 4.4.13 (cost per ton) | 0 | 0 | 126 | unit (1.5 ton) |  | 126
Equipment | High Efficiency PTHP | High Efficiency PTHP | Code-Compliant New Construction PTHP, 1.5 Tons, 11 SEER, 3.2 COP | Commercial | New | Grocery | FL Zone 2 | Per Unit | 0% | 1981.9125 | 1522.2928 | 459.6197 | 0.23191 | 15 | 0.2286 | 8.37e-05 | 1444.5 | Illinois 2018 Statewide TRM, Section 4.4.13 (cost per ton) | 0 | 0 | 1570.5 | Illinois 2018 Statewide TRM, Section 4.4.13 (cost per ton) | 0 | 0 | 126 | unit (1.5 ton) |  | 126
Equipment | High Efficiency PTHP | High Efficiency PTHP | Code-Compliant New Construction PTHP, 1.5 Tons, 11 SEER, 3.2 COP | Commercial | New | Healthcare | FL Zone 2 | Per Unit | 0% | 7619.3734 | 5826.4824 | 1792.891 | 0.23531 | 15 | 0.89173 | 0.0003265 | 1444.5 | Illinois 2018 Statewide TRM, Section 4.4.13 (cost per ton) | 0 | 0 | 1570.5 | Illinois 2018 Statewide TRM, Section 4.4.13 (cost per ton) | 0 | 0 | 126 | unit (1.5 ton) |  | 126
Equipment | High Efficiency PTHP | High Efficiency PTHP | Code-Compliant New Construction PTHP, 1.5 Tons, 11 SEER, 3.2 COP | Commercial | New | Hospitals | FL Zone 2 | Per Unit | 0% | 7228.263 | 5528.9255 | 1699.3375 | 0.2351 | 15 | 0.48347 | 0.14619 | 1444.5 | Illinois 2018 Statewide TRM, Section 4.4.13 (cost per ton) | 0 | 0 | 1570.5 | Illinois 2018 Statewide TRM, Section 4.4.13 (cost per ton) | 0 | 0 | 126 | unit (1.5 ton) |  | 126
Equipment | High Efficiency PTHP | High Efficiency PTHP | Code-Compliant New Construction PTHP, 1.5 Tons, 11 SEER, 3.2 COP | Commercial | New | Institutional | FL Zone 2 | Per Unit | 0% | 1908.8305 | 1462.1301 | 446.7003 | 0.23402 | 15 | 0.22217 | 8.1347e-05 | 1444.5 | Illinois 2018 Statewide TRM, Section 4.4.13 (cost per ton) | 0 | 0 | 1570.5 | Illinois 2018 Statewide TRM, Section 4.4.13 (cost per ton) | 0 | 0 | 126 | unit (1.5 ton) |  | 126
Equipment | High Efficiency PTHP | High Efficiency PTHP | Code-Compliant New Construction PTHP, 1.5 Tons, 11 SEER, 3.2 COP | Commercial | New | Lodging/Hospitality | FL Zone 2 | Per Unit | 0% | 5779.3498 | 4418.7443 | 1360.6055 | 0.23543 | 15 | 0.67672 | 0.00024778 | 1444.5 | Illinois 2018 Statewide TRM, Section 4.4.13 (cost per ton) | 0 | 0 | 1570.5 | Illinois 2018 Statewide TRM, Section 4.4.13 (cost per ton) | 0 | 0 | 126 | unit (1.5 ton) |  | 126
Equipment | High Efficiency PTHP | High Efficiency PTHP | Code-Compliant New Construction PTHP, 1.5 Tons, 11 SEER, 3.2 COP | Commercial | New | Miscellaneous | FL Zone 2 | Per Unit | 0% | 1961.1303 | 1500.425 | 460.7053 | 0.23492 | 15 | 0.22914 | 8.3898e-05 | 1444.5 | Illinois 2018 Statewide TRM, Section 4.4.13 (cost per ton) | 0 | 0 | 1570.5 | Illinois 2018 Statewide TRM, Section 4.4.13 (cost per ton) | 0 | 0 | 126 | unit (1.5 ton) |  | 126
Equipment | High Efficiency PTHP | High Efficiency PTHP | Code-Compliant New Construction PTHP, 1.5 Tons, 11 SEER, 3.2 COP | Commercial | New | Offices | FL Zone 2 | Per Unit | 0% | 3932.7887 | 3006.2193 | 926.5693 | 0.2356 | 15 | 0.46085 | 0.00016873 | 1444.5 | Illinois 2018 Statewide TRM, Section 4.4.13 (cost per ton) | 0 | 0 | 1570.5 | Illinois 2018 Statewide TRM, Section 4.4.13 (cost per ton) | 0 | 0 | 126 | unit (1.5 ton) |  | 126
Equipment | High Efficiency PTHP | High Efficiency PTHP | Code-Compliant New Construction PTHP, 1.5 Tons, 11 SEER, 3.2 COP | Commercial | New | Restaurants | FL Zone 2 | Per Unit | 0% | 5765.0909 | 4421.3713 | 1343.7196 | 0.23308 | 15 | 0.66832 | 0.0002447 | 1444.5 | Illinois 2018 Statewide TRM, Section 4.4.13 (cost per ton) | 0 | 0 | 1570.5 | Illinois 2018 Statewide TRM, Section 4.4.13 (cost per ton) | 0 | 0 | 126 | unit (1.5 ton) |  | 126
Equipment | High Efficiency PTHP | High Efficiency PTHP | Code-Compliant New Construction PTHP, 1.5 Tons, 11 SEER, 3.2 COP | Commercial | New | Retail | FL Zone 2 | Per Unit | 0% | 4497.6075 | 3446.409 | 1051.1985 | 0.23372 | 15 | 0.52283 | 0.00019143 | 1444.5 | Illinois 2018 Statewide TRM, Section 4.4.13 (cost per ton) | 0 | 0 | 1570.5 | Illinois 2018 Statewide TRM, Section 4.4.13 (cost per ton) | 0 | 0 | 126 | unit (1.5 ton) |  | 126
Equipment | High Efficiency PTHP | High Efficiency PTHP | Code-Compliant New Construction PTHP, 1.5 Tons, 11 SEER, 3.2 COP | Commercial | New | Schools K-12 | FL Zone 2 | Per Unit | 0% | 3913.9244 | 2999.7425 | 914.1819 | 0.23357 | 15 | 0.45469 | 0.00016648 | 1444.5 | Illinois 2018 Statewide TRM, Section 4.4.13 (cost per ton) | 0 | 0 | 1570.5 | Illinois 2018 Statewide TRM, Section 4.4.13 (cost per ton) | 0 | 0 | 126 | unit (1.5 ton) |  | 126
Equipment | High Efficiency PTHP | High Efficiency PTHP | Code-Compliant New Construction PTHP, 1.5 Tons, 11 SEER, 3.2 COP | Commercial | New | Warehouse | FL Zone 2 | Per Unit | 0% | 862.8589 | 661.745 | 201.1139 | 0.23308 | 15 | 0.10003 | 3.6624e-05 | 1444.5 | Illinois 2018 Statewide TRM, Section 4.4.13 (cost per ton) | 0 | 0 | 1570.5 | Illinois 2018 Statewide TRM, Section 4.4.13 (cost per ton) | 0 | 0 | 126 | unit (1.5 ton) |  | 126
Equipment | Variable Refrigerant Flow (VRF) HVAC Systems | Variable Refrigerant Flow (VRF) HVAC Systems | Code-Compliant New Construction PTHP, 4 Tons, 10.1 SEER, COP | Commercial | Turnover | Assembly | FL Zone 2 | Per Unit | 49.09% | 7852.3095 | 4964.8677 | 2887.4418 | 0.36772 | 15 | 0.87862 | 0.88806 | 3852 | Illinois 2018 Statewide TRM, Section 4.4.13 (cost per ton) | 0 | 0 | 7147 | Mid-Atlantic TRM v7.0, 2017 (average for 24kBtu across efficiency types) | 0 | 0 | 3295 | unit (4 tons) |  | 3295
Equipment | Variable Refrigerant Flow (VRF) HVAC Systems | Variable Refrigerant Flow (VRF) HVAC Systems | Code-Compliant New Construction PTHP, 4 Tons, 10.1 SEER, COP | Commercial | Turnover | College and University | FL Zone 2 | Per Unit | 49.09% | 8695.6875 | 5497.2501 | 3198.4374 | 0.36782 | 15 | 0.6786 | 0.49856 | 3852 | Illinois 2018 Statewide TRM, Section 4.4.13 (cost per ton) | 0 | 0 | 7147 | Mid-Atlantic TRM v7.0, 2017 (average for 24kBtu across efficiency types) | 0 | 0 | 3295 | unit (4 tons) |  | 3295
Equipment | Variable Refrigerant Flow (VRF) HVAC Systems | Variable Refrigerant Flow (VRF) HVAC Systems | Code-Compliant New Construction PTHP, 4 Tons, 10.1 SEER, COP | Commercial | Turnover | Grocery | FL Zone 2 | Per Unit | 49.09% | 4505.7725 | 2858.1963 | 1647.5762 | 0.36566 | 15 | 0.50134 | 0.50673 | 3852 | Illinois 2018 Statewide TRM, Section 4.4.13 (cost per ton) | 0 | 0 | 7147 | Mid-Atlantic TRM v7.0, 2017 (average for 24kBtu across efficiency types) | 0 | 0 | 3295 | unit (4 tons) |  | 3295
Equipment | Variable Refrigerant Flow (VRF) HVAC Systems | Variable Refrigerant Flow (VRF) HVAC Systems | Code-Compliant New Construction PTHP, 4 Tons, 10.1 SEER, COP | Commercial | Turnover | Healthcare | FL Zone 2 | Per Unit | 49.09% | 16998.9137 | 10743.2609 | 6255.6528 | 0.368 | 15 | 1.9035 | 1.924 | 3852 | Illinois 2018 Statewide TRM, Section 4.4.13 (cost per ton) | 0 | 0 | 7147 | Mid-Atlantic TRM v7.0, 2017 (average for 24kBtu across efficiency types) | 0 | 0 | 3295 | unit (4 tons) |  | 3295
Equipment | Variable Refrigerant Flow (VRF) HVAC Systems | Variable Refrigerant Flow (VRF) HVAC Systems | Code-Compliant New Construction PTHP, 4 Tons, 10.1 SEER, COP | Commercial | Turnover | Hospitals | FL Zone 2 | Per Unit | 49.09% | 16145.3451 | 10206.1948 | 5939.1504 | 0.36786 | 15 | 1.8072 | 1.8266 | 3852 | Illinois 2018 Statewide TRM, Section 4.4.13 (cost per ton) | 0 | 0 | 7147 | Mid-Atlantic TRM v7.0, 2017 (average for 24kBtu across efficiency types) | 0 | 0 | 3295 | unit (4 tons) |  | 3295
Equipment | Variable Refrigerant Flow (VRF) HVAC Systems | Variable Refrigerant Flow (VRF) HVAC Systems | Code-Compliant New Construction PTHP, 4 Tons, 10.1 SEER, COP | Commercial | Turnover | Institutional | FL Zone 2 | Per Unit | 49.09% | 4289.3368 | 2714.7047 | 1574.6321 | 0.3671 | 15 | 0.47915 | 0.48429 | 3852 | Illinois 2018 Statewide TRM, Section 4.4.13 (cost per ton) | 0 | 0 | 7147 | Mid-Atlantic TRM v7.0, 2017 (average for 24kBtu across efficiency types) | 0 | 0 | 3295 | unit (4 tons) |  | 3295
Equipment | Variable Refrigerant Flow (VRF) HVAC Systems | Variable Refrigerant Flow (VRF) HVAC Systems | Code-Compliant New Construction PTHP, 4 Tons, 10.1 SEER, COP | Commercial | Turnover | Lodging/Hospitality | FL Zone 2 | Per Unit | 49.09% | 12885.2524 | 8142.3664 | 4742.8861 | 0.36809 | 15 | 1.0063 | 0.7393 | 3852 | Illinois 2018 Statewide TRM, Section 4.4.13 (cost per ton) | 0 | 0 | 7147 | Mid-Atlantic TRM v7.0, 2017 (average for 24kBtu across efficiency types) | 0 | 0 | 3295 | unit (4 tons) |  | 3295
Equipment | Variable Refrigerant Flow (VRF) HVAC Systems | Variable Refrigerant Flow (VRF) HVAC Systems | Code-Compliant New Construction PTHP, 4 Tons, 10.1 SEER, COP | Commercial | Turnover | Miscellaneous | FL Zone 2 | Per Unit | 49.09% | 4384.818 | 2772.3861 | 1612.4319 | 0.36773 | 15 | 0.49065 | 0.49592 | 3852 | Illinois 2018 Statewide TRM, Section 4.4.13 (cost per ton) | 0 | 0 | 7147 | Mid-Atlantic TRM v7.0, 2017 (average for 24kBtu across efficiency types) | 0 | 0 | 3295 | unit (4 tons) |  | 3295
Equipment | Variable Refrigerant Flow (VRF) HVAC Systems | Variable Refrigerant Flow (VRF) HVAC Systems | Code-Compliant New Construction PTHP, 4 Tons, 10.1 SEER, COP | Commercial | Turnover | Offices | FL Zone 2 | Per Unit | 49.09% | 8759.656 | 5534.2617 | 3225.3943 | 0.36821 | 15 | 0.98146 | 0.992 | 3852 | Illinois 2018 Statewide TRM, Section 4.4.13 (cost per ton) | 0 | 0 | 7147 | Mid-Atlantic TRM v7.0, 2017 (average for 24kBtu across efficiency types) | 0 | 0 | 3295 | unit (4 tons) |  | 3295
Equipment | Variable Refrigerant Flow (VRF) HVAC Systems | Variable Refrigerant Flow (VRF) HVAC Systems | Code-Compliant New Construction PTHP, 4 Tons, 10.1 SEER, COP | Commercial | Turnover | Restaurants | FL Zone 2 | Per Unit | 49.09% | 13022.3275 | 8250.2072 | 4772.1203 | 0.36646 | 15 | 1.4521 | 1.4677 | 3852 | Illinois 2018 Statewide TRM, Section 4.4.13 (cost per ton) | 0 | 0 | 7147 | Mid-Atlantic TRM v7.0, 2017 (average for 24kBtu across efficiency types) | 0 | 0 | 3295 | unit (4 tons) |  | 3295
Equipment | Variable Refrigerant Flow (VRF) HVAC Systems | Variable Refrigerant Flow (VRF) HVAC Systems | Code-Compliant New Construction PTHP, 4 Tons, 10.1 SEER, COP | Commercial | Turnover | Retail | FL Zone 2 | Per Unit | 49.09% | 10123.0803 | 6408.9154 | 3714.1648 | 0.3669 | 15 | 1.1302 | 1.1423 | 3852 | Illinois 2018 Statewide TRM, Section 4.4.13 (cost per ton) | 0 | 0 | 7147 | Mid-Atlantic TRM v7.0, 2017 (average for 24kBtu across efficiency types) | 0 | 0 | 3295 | unit (4 tons) |  | 3295
Equipment | Variable Refrigerant Flow (VRF) HVAC Systems | Variable Refrigerant Flow (VRF) HVAC Systems | Code-Compliant New Construction PTHP, 4 Tons, 10.1 SEER, COP | Commercial | Turnover | Schools K-12 | FL Zone 2 | Per Unit | 49.09% | 8816.7816 | 5582.8245 | 3233.9571 | 0.3668 | 15 | 0.98407 | 0.99463 | 3852 | Illinois 2018 Statewide TRM, Section 4.4.13 (cost per ton) | 0 | 0 | 7147 | Mid-Atlantic TRM v7.0, 2017 (average for 24kBtu across efficiency types) | 0 | 0 | 3295 | unit (4 tons) |  | 3295
Equipment | Variable Refrigerant Flow (VRF) HVAC Systems | Variable Refrigerant Flow (VRF) HVAC Systems | Code-Compliant New Construction PTHP, 4 Tons, 10.1 SEER, COP | Commercial | Turnover | Warehouse | FL Zone 2 | Per Unit | 49.09% | 1949.048 | 1234.8063 | 714.2417 | 0.36646 | 15 | 0.21734 | 0.21967 | 3852 | Illinois 2018 Statewide TRM, Section 4.4.13 (cost per ton) | 0 | 0 | 7147 | Mid-Atlantic TRM v7.0, 2017 (average for 24kBtu across efficiency types) | 0 | 0 | 3295 | unit (4 tons) |  | 3295
Equipment | Variable Refrigerant Flow (VRF) HVAC Systems | Variable Refrigerant Flow (VRF) HVAC Systems | Code-Compliant New Construction PTHP, 4 Tons, 10.1 SEER, COP | Commercial | New | Assembly | FL Zone 2 | Per Unit | 49.09% | 7852.3095 | 4964.8677 | 2887.4418 | 0.36772 | 15 | 0.87862 | 0.88806 | 3852 | Illinois 2018 Statewide TRM, Section 4.4.13 (cost per ton) | 0 | 0 | 7147 | Mid-Atlantic TRM v7.0, 2017 (average for 24kBtu across efficiency types) | 0 | 0 | 3295 | unit (4 tons) |  | 3295
Equipment | Variable Refrigerant Flow (VRF) HVAC Systems | Variable Refrigerant Flow (VRF) HVAC Systems | Code-Compliant New Construction PTHP, 4 Tons, 10.1 SEER, COP | Commercial | New | College and University | FL Zone 2 | Per Unit | 49.09% | 8695.6875 | 5497.2501 | 3198.4374 | 0.36782 | 15 | 0.6786 | 0.49856 | 3852 | Illinois 2018 Statewide TRM, Section 4.4.13 (cost per ton) | 0 | 0 | 7147 | Mid-Atlantic TRM v7.0, 2017 (average for 24kBtu across efficiency types) | 0 | 0 | 3295 | unit (4 tons) |  | 3295
Equipment | Variable Refrigerant Flow (VRF) HVAC Systems | Variable Refrigerant Flow (VRF) HVAC Systems | Code-Compliant New Construction PTHP, 4 Tons, 10.1 SEER, COP | Commercial | New | Grocery | FL Zone 2 | Per Unit | 49.09% | 4505.7725 | 2858.1963 | 1647.5762 | 0.36566 | 15 | 0.50134 | 0.50673 | 3852 | Illinois 2018 Statewide TRM, Section 4.4.13 (cost per ton) | 0 | 0 | 7147 | Mid-Atlantic TRM v7.0, 2017 (average for 24kBtu across efficiency types) | 0 | 0 | 3295 | unit (4 tons) |  | 3295
Equipment | Variable Refrigerant Flow (VRF) HVAC Systems | Variable Refrigerant Flow (VRF) HVAC Systems | Code-Compliant New Construction PTHP, 4 Tons, 10.1 SEER, COP | Commercial | New | Healthcare | FL Zone 2 | Per Unit | 49.09% | 16998.9137 | 10743.2609 | 6255.6528 | 0.368 | 15 | 1.9035 | 1.924 | 3852 | Illinois 2018 Statewide TRM, Section 4.4.13 (cost per ton) | 0 | 0 | 7147 | Mid-Atlantic TRM v7.0, 2017 (average for 24kBtu across efficiency types) | 0 | 0 | 3295 | unit (4 tons) |  | 3295
Equipment | Variable Refrigerant Flow (VRF) HVAC Systems | Variable Refrigerant Flow (VRF) HVAC Systems | Code-Compliant New Construction PTHP, 4 Tons, 10.1 SEER, COP | Commercial | New | Hospitals | FL Zone 2 | Per Unit | 49.09% | 16145.3451 | 10206.1948 | 5939.1504 | 0.36786 | 15 | 1.8072 | 1.8266 | 3852 | Illinois 2018 Statewide TRM, Section 4.4.13 (cost per ton) | 0 | 0 | 7147 | Mid-Atlantic TRM v7.0, 2017 (average for 24kBtu across efficiency types) | 0 | 0 | 3295 | unit (4 tons) |  | 3295
Equipment | Variable Refrigerant Flow (VRF) HVAC Systems | Variable Refrigerant Flow (VRF) HVAC Systems | Code-Compliant New Construction PTHP, 4 Tons, 10.1 SEER, COP | Commercial | New | Institutional | FL Zone 2 | Per Unit | 49.09% | 4289.3368 | 2714.7047 | 1574.6321 | 0.3671 | 15 | 0.47915 | 0.48429 | 3852 | Illinois 2018 Statewide TRM, Section 4.4.13 (cost per ton) | 0 | 0 | 7147 | Mid-Atlantic TRM v7.0, 2017 (average for 24kBtu across efficiency types) | 0 | 0 | 3295 | unit (4 tons) |  | 3295
Equipment | Variable Refrigerant Flow (VRF) HVAC Systems | Variable Refrigerant Flow (VRF) HVAC Systems | Code-Compliant New Construction PTHP, 4 Tons, 10.1 SEER, COP | Commercial | New | Lodging/Hospitality | FL Zone 2 | Per Unit | 49.09% | 12885.2524 | 8142.3664 | 4742.8861 | 0.36809 | 15 | 1.0063 | 0.7393 | 3852 | Illinois 2018 Statewide TRM, Section 4.4.13 (cost per ton) | 0 | 0 | 7147 | Mid-Atlantic TRM v7.0, 2017 (average for 24kBtu across efficiency types) | 0 | 0 | 3295 | unit (4 tons) |  | 3295
Equipment | Variable Refrigerant Flow (VRF) HVAC Systems | Variable Refrigerant Flow (VRF) HVAC Systems | Code-Compliant New Construction PTHP, 4 Tons, 10.1 SEER, COP | Commercial | New | Miscellaneous | FL Zone 2 | Per Unit | 49.09% | 4384.818 | 2772.3861 | 1612.4319 | 0.36773 | 15 | 0.49065 | 0.49592 | 3852 | Illinois 2018 Statewide TRM, Section 4.4.13 (cost per ton) | 0 | 0 | 7147 | Mid-Atlantic TRM v7.0, 2017 (average for 24kBtu across efficiency types) | 0 | 0 | 3295 | unit (4 tons) |  | 3295
Equipment | Variable Refrigerant Flow (VRF) HVAC Systems | Variable Refrigerant Flow (VRF) HVAC Systems | Code-Compliant New Construction PTHP, 4 Tons, 10.1 SEER, COP | Commercial | New | Offices | FL Zone 2 | Per Unit | 49.09% | 8759.656 | 5534.2617 | 3225.3943 | 0.36821 | 15 | 0.98146 | 0.992 | 3852 | Illinois 2018 Statewide TRM, Section 4.4.13 (cost per ton) | 0 | 0 | 7147 | Mid-Atlantic TRM v7.0, 2017 (average for 24kBtu across efficiency types) | 0 | 0 | 3295 | unit (4 tons) |  | 3295
Equipment | Variable Refrigerant Flow (VRF) HVAC Systems | Variable Refrigerant Flow (VRF) HVAC Systems | Code-Compliant New Construction PTHP, 4 Tons, 10.1 SEER, COP | Commercial | New | Restaurants | FL Zone 2 | Per Unit | 49.09% | 13022.3275 | 8250.2072 | 4772.1203 | 0.36646 | 15 | 1.4521 | 1.4677 | 3852 | Illinois 2018 Statewide TRM, Section 4.4.13 (cost per ton) | 0 | 0 | 7147 | Mid-Atlantic TRM v7.0, 2017 (average for 24kBtu across efficiency types) | 0 | 0 | 3295 | unit (4 tons) |  | 3295
Equipment | Variable Refrigerant Flow (VRF) HVAC Systems | Variable Refrigerant Flow (VRF) HVAC Systems | Code-Compliant New Construction PTHP, 4 Tons, 10.1 SEER, COP | Commercial | New | Retail | FL Zone 2 | Per Unit | 49.09% | 10123.0803 | 6408.9154 | 3714.1648 | 0.3669 | 15 | 1.1302 | 1.1423 | 3852 | Illinois 2018 Statewide TRM, Section 4.4.13 (cost per ton) | 0 | 0 | 7147 | Mid-Atlantic TRM v7.0, 2017 (average for 24kBtu across efficiency types) | 0 | 0 | 3295 | unit (4 tons) |  | 3295
Equipment | Variable Refrigerant Flow (VRF) HVAC Systems | Variable Refrigerant Flow (VRF) HVAC Systems | Code-Compliant New Construction PTHP, 4 Tons, 10.1 SEER, COP | Commercial | New | Schools K-12 | FL Zone 2 | Per Unit | 49.09% | 8816.7816 | 5582.8245 | 3233.9571 | 0.3668 | 15 | 0.98407 | 0.99463 | 3852 | Illinois 2018 Statewide TRM, Section 4.4.13 (cost per ton) | 0 | 0 | 7147 | Mid-Atlantic TRM v7.0, 2017 (average for 24kBtu across efficiency types) | 0 | 0 | 3295 | unit (4 tons) |  | 3295
Equipment | Variable Refrigerant Flow (VRF) HVAC Systems | Variable Refrigerant Flow (VRF) HVAC Systems | Code-Compliant New Construction PTHP, 4 Tons, 10.1 SEER, COP | Commercial | New | Warehouse | FL Zone 2 | Per Unit | 49.09% | 1949.048 | 1234.8063 | 714.2417 | 0.36646 | 15 | 0.21734 | 0.21967 | 3852 | Illinois 2018 Statewide TRM, Section 4.4.13 (cost per ton) | 0 | 0 | 7147 | Mid-Atlantic TRM v7.0, 2017 (average for 24kBtu across efficiency types) | 0 | 0 | 3295 | unit (4 tons) |  | 3295
Equipment | CFL-23W | 23W CFL | EISA-2020 compliant baseline lamp (100W equivalent) | Commercial | Turnover | Assembly | FL Zone 2 | Per Lamp | 0% | 86.28 | 66.148 | 20.132 | 0.23333 | 7.8 | 0.0048304 | 0.0011168 | 1.49 | https://www.homedepot.com/p/EcoSmart-100-Watt-Equivalent-A19-Halogen-Light-Bulb-4-Pack-324442/302639927 | 0 | No Labor Cost | 2.34 | https://www.homedepot.com/p/Philips-100W-Equivalent-Soft-White-2700K-T2-Spiral-CFL-Light-Bulb-4-Pack-434738/202827179 | 0 | No Labor Cost | 0.85 | bulb |  | 0.85
Equipment | CFL-23W | 23W CFL | EISA-2020 compliant baseline lamp (100W equivalent) | Commercial | Turnover | College and University | FL Zone 2 | Per Lamp | 0% | 132.24 | 101.384 | 30.856 | 0.23333 | 7.8 | 0.0031363 | 0.0030714 | 1.49 | https://www.homedepot.com/p/EcoSmart-100-Watt-Equivalent-A19-Halogen-Light-Bulb-4-Pack-324442/302639927 | 0 | No Labor Cost | 2.34 | https://www.homedepot.com/p/Philips-100W-Equivalent-Soft-White-2700K-T2-Spiral-CFL-Light-Bulb-4-Pack-434738/202827179 | 0 | No Labor Cost | 0.85 | bulb |  | 0.85
Equipment | CFL-23W | 23W CFL | EISA-2020 compliant baseline lamp (100W equivalent) | Commercial | Turnover | Grocery | FL Zone 2 | Per Lamp | 0% | 166.32 | 127.512 | 38.808 | 0.23333 | 7.8 | 0.0093469 | 2.5304e-06 | 1.49 | https://www.homedepot.com/p/EcoSmart-100-Watt-Equivalent-A19-Halogen-Light-Bulb-4-Pack-324442/302639927 | 0 | No Labor Cost | 2.34 | https://www.homedepot.com/p/Philips-100W-Equivalent-Soft-White-2700K-T2-Spiral-CFL-Light-Bulb-4-Pack-434738/202827179 | 0 | No Labor Cost | 0.85 | bulb |  | 0.85
Equipment | CFL-23W | 23W CFL | EISA-2020 compliant baseline lamp (100W equivalent) | Commercial | Turnover | Healthcare | FL Zone 2 | Per Lamp | 0% | 150.84 | 115.644 | 35.196 | 0.23333 | 7.8 | 0.0084448 | 0.0019525 | 1.49 | https://www.homedepot.com/p/EcoSmart-100-Watt-Equivalent-A19-Halogen-Light-Bulb-4-Pack-324442/302639927 | 0 | No Labor Cost | 2.34 | https://www.homedepot.com/p/Philips-100W-Equivalent-Soft-White-2700K-T2-Spiral-CFL-Light-Bulb-4-Pack-434738/202827179 | 0 | No Labor Cost | 0.85 | bulb |  | 0.85
Equipment | CFL-23W | 23W CFL | EISA-2020 compliant baseline lamp (100W equivalent) | Commercial | Turnover | Hospitals | FL Zone 2 | Per Lamp | 0% | 204.06 | 156.446 | 47.614 | 0.23333 | 7.8 | 0.0048396 | 0.0047395 | 1.49 | https://www.homedepot.com/p/EcoSmart-100-Watt-Equivalent-A19-Halogen-Light-Bulb-4-Pack-324442/302639927 | 0 | No Labor Cost | 2.34 | https://www.homedepot.com/p/Philips-100W-Equivalent-Soft-White-2700K-T2-Spiral-CFL-Light-Bulb-4-Pack-434738/202827179 | 0 | No Labor Cost | 0.85 | bulb |  | 0.85
Equipment | CFL-23W | 23W CFL | EISA-2020 compliant baseline lamp (100W equivalent) | Commercial | Turnover | Institutional | FL Zone 2 | Per Lamp | 0% | 98.97 | 75.877 | 23.093 | 0.23333 | 7.8 | 0.0055408 | 0.0012811 | 1.49 | https://www.homedepot.com/p/EcoSmart-100-Watt-Equivalent-A19-Halogen-Light-Bulb-4-Pack-324442/302639927 | 0 | No Labor Cost | 2.34 | https://www.homedepot.com/p/Philips-100W-Equivalent-Soft-White-2700K-T2-Spiral-CFL-Light-Bulb-4-Pack-434738/202827179 | 0 | No Labor Cost | 0.85 | bulb |  | 0.85
Equipment | CFL-23W | 23W CFL | EISA-2020 compliant baseline lamp (100W equivalent) | Commercial | Turnover | Lodging/Hospitality | FL Zone 2 | Per Lamp | 0% | 112.62 | 86.342 | 26.278 | 0.23333 | 7.8 | 0.006329 | 1.7134e-06 | 1.49 | https://www.homedepot.com/p/EcoSmart-100-Watt-Equivalent-A19-Halogen-Light-Bulb-4-Pack-324442/302639927 | 0 | No Labor Cost | 2.34 | https://www.homedepot.com/p/Philips-100W-Equivalent-Soft-White-2700K-T2-Spiral-CFL-Light-Bulb-4-Pack-434738/202827179 | 0 | No Labor Cost | 0.85 | bulb |  | 0.85
Equipment | CFL-23W | 23W CFL | EISA-2020 compliant baseline lamp (100W equivalent) | Commercial | Turnover | Miscellaneous | FL Zone 2 | Per Lamp | 0% | 132.24 | 101.384 | 30.856 | 0.23333 | 7.8 | 0.0074035 | 0.0017117 | 1.49 | https://www.homedepot.com/p/EcoSmart-100-Watt-Equivalent-A19-Halogen-Light-Bulb-4-Pack-324442/302639927 | 0 | No Labor Cost | 2.34 | https://www.homedepot.com/p/Philips-100W-Equivalent-Soft-White-2700K-T2-Spiral-CFL-Light-Bulb-4-Pack-434738/202827179 | 0 | No Labor Cost | 0.85 | bulb |  | 0.85
Equipment | CFL-23W | 23W CFL | EISA-2020 compliant baseline lamp (100W equivalent) | Commercial | Turnover | Offices | FL Zone 2 | Per Lamp | 0% | 97.59 | 74.819 | 22.771 | 0.23333 | 7.8 | 0.0054636 | 0.0012632 | 1.49 | https://www.homedepot.com/p/EcoSmart-100-Watt-Equivalent-A19-Halogen-Light-Bulb-4-Pack-324442/302639927 | 0 | No Labor Cost | 2.34 | https://www.homedepot.com/p/Philips-100W-Equivalent-Soft-White-2700K-T2-Spiral-CFL-Light-Bulb-4-Pack-434738/202827179 | 0 | No Labor Cost | 0.85 | bulb |  | 0.85
Equipment | CFL-23W | 23W CFL | EISA-2020 compliant baseline lamp (100W equivalent) | Commercial | Turnover | Restaurants | FL Zone 2 | Per Lamp | 0% | 100.71 | 77.211 | 23.499 | 0.23333 | 7.8 | 0.0056597 | 1.5322e-06 | 1.49 | https://www.homedepot.com/p/EcoSmart-100-Watt-Equivalent-A19-Halogen-Light-Bulb-4-Pack-324442/302639927 | 0 | No Labor Cost | 2.34 | https://www.homedepot.com/p/Philips-100W-Equivalent-Soft-White-2700K-T2-Spiral-CFL-Light-Bulb-4-Pack-434738/202827179 | 0 | No Labor Cost | 0.85 | bulb |  | 0.85
Equipment | CFL-23W | 23W CFL | EISA-2020 compliant baseline lamp (100W equivalent) | Commercial | Turnover | Retail | FL Zone 2 | Per Lamp | 0% | 149.52 | 114.632 | 34.888 | 0.23333 | 7.8 | 0.0084028 | 2.2748e-06 | 1.49 | https://www.homedepot.com/p/EcoSmart-100-Watt-Equivalent-A19-Halogen-Light-Bulb-4-Pack-324442/302639927 | 0 | No Labor Cost | 2.34 | https://www.homedepot.com/p/Philips-100W-Equivalent-Soft-White-2700K-T2-Spiral-CFL-Light-Bulb-4-Pack-434738/202827179 | 0 | No Labor Cost | 0.85 | bulb |  | 0.85
Equipment | CFL-23W | 23W CFL | EISA-2020 compliant baseline lamp (100W equivalent) | Commercial | Turnover | Schools K-12 | FL Zone 2 | Per Lamp | 0% | 71.37 | 54.717 | 16.653 | 0.23333 | 7.8 | 0.0039956 | 0.00092383 | 1.49 | https://www.homedepot.com/p/EcoSmart-100-Watt-Equivalent-A19-Halogen-Light-Bulb-4-Pack-324442/302639927 | 0 | No Labor Cost | 2.34 | https://www.homedepot.com/p/Philips-100W-Equivalent-Soft-White-2700K-T2-Spiral-CFL-Light-Bulb-4-Pack-434738/202827179 | 0 | No Labor Cost | 0.85 | bulb |  | 0.85
Equipment | CFL-23W | 23W CFL | EISA-2020 compliant baseline lamp (100W equivalent) | Commercial | Turnover | Warehouse | FL Zone 2 | Per Lamp | 0% | 114.72 | 87.952 | 26.768 | 0.23333 | 7.8 | 0.0064226 | 0.001485 | 1.49 | https://www.homedepot.com/p/EcoSmart-100-Watt-Equivalent-A19-Halogen-Light-Bulb-4-Pack-324442/302639927 | 0 | No Labor Cost | 2.34 | https://www.homedepot.com/p/Philips-100W-Equivalent-Soft-White-2700K-T2-Spiral-CFL-Light-Bulb-4-Pack-434738/202827179 | 0 | No Labor Cost | 0.85 | bulb |  | 0.85
Equipment | CFL-23W | 23W CFL | EISA-2020 compliant baseline lamp (100W equivalent) | Commercial | New | Assembly | FL Zone 2 | Per Lamp | 0% | 86.28 | 66.148 | 20.132 | 0.23333 | 7.8 | 0.0048304 | 0.0011168 | 1.49 | https://www.homedepot.com/p/EcoSmart-100-Watt-Equivalent-A19-Halogen-Light-Bulb-4-Pack-324442/302639927 | 0 | No Labor Cost | 2.34 | https://www.homedepot.com/p/Philips-100W-Equivalent-Soft-White-2700K-T2-Spiral-CFL-Light-Bulb-4-Pack-434738/202827179 | 0 | No Labor Cost | 0.85 | bulb |  | 0.85
Equipment | CFL-23W | 23W CFL | EISA-2020 compliant baseline lamp (100W equivalent) | Commercial | New | College and University | FL Zone 2 | Per Lamp | 0% | 132.24 | 101.384 | 30.856 | 0.23333 | 7.8 | 0.0031363 | 0.0030714 | 1.49 | https://www.homedepot.com/p/EcoSmart-100-Watt-Equivalent-A19-Halogen-Light-Bulb-4-Pack-324442/302639927 | 0 | No Labor Cost | 2.34 | https://www.homedepot.com/p/Philips-100W-Equivalent-Soft-White-2700K-T2-Spiral-CFL-Light-Bulb-4-Pack-434738/202827179 | 0 | No Labor Cost | 0.85 | bulb |  | 0.85
Equipment | CFL-23W | 23W CFL | EISA-2020 compliant baseline lamp (100W equivalent) | Commercial | New | Grocery | FL Zone 2 | Per Lamp | 0% | 166.32 | 127.512 | 38.808 | 0.23333 | 7.8 | 0.0093469 | 2.5304e-06 | 1.49 | https://www.homedepot.com/p/EcoSmart-100-Watt-Equivalent-A19-Halogen-Light-Bulb-4-Pack-324442/302639927 | 0 | No Labor Cost | 2.34 | https://www.homedepot.com/p/Philips-100W-Equivalent-Soft-White-2700K-T2-Spiral-CFL-Light-Bulb-4-Pack-434738/202827179 | 0 | No Labor Cost | 0.85 | bulb |  | 0.85
Equipment | CFL-23W | 23W CFL | EISA-2020 compliant baseline lamp (100W equivalent) | Commercial | New | Healthcare | FL Zone 2 | Per Lamp | 0% | 150.84 | 115.644 | 35.196 | 0.23333 | 7.8 | 0.0084448 | 0.0019525 | 1.49 | https://www.homedepot.com/p/EcoSmart-100-Watt-Equivalent-A19-Halogen-Light-Bulb-4-Pack-324442/302639927 | 0 | No Labor Cost | 2.34 | https://www.homedepot.com/p/Philips-100W-Equivalent-Soft-White-2700K-T2-Spiral-CFL-Light-Bulb-4-Pack-434738/202827179 | 0 | No Labor Cost | 0.85 | bulb |  | 0.85
Equipment | CFL-23W | 23W CFL | EISA-2020 compliant baseline lamp (100W equivalent) | Commercial | New | Hospitals | FL Zone 2 | Per Lamp | 0% | 204.06 | 156.446 | 47.614 | 0.23333 | 7.8 | 0.0048396 | 0.0047395 | 1.49 | https://www.homedepot.com/p/EcoSmart-100-Watt-Equivalent-A19-Halogen-Light-Bulb-4-Pack-324442/302639927 | 0 | No Labor Cost | 2.34 | https://www.homedepot.com/p/Philips-100W-Equivalent-Soft-White-2700K-T2-Spiral-CFL-Light-Bulb-4-Pack-434738/202827179 | 0 | No Labor Cost | 0.85 | bulb |  | 0.85
Equipment | CFL-23W | 23W CFL | EISA-2020 compliant baseline lamp (100W equivalent) | Commercial | New | Institutional | FL Zone 2 | Per Lamp | 0% | 98.97 | 75.877 | 23.093 | 0.23333 | 7.8 | 0.0055408 | 0.0012811 | 1.49 | https://www.homedepot.com/p/EcoSmart-100-Watt-Equivalent-A19-Halogen-Light-Bulb-4-Pack-324442/302639927 | 0 | No Labor Cost | 2.34 | https://www.homedepot.com/p/Philips-100W-Equivalent-Soft-White-2700K-T2-Spiral-CFL-Light-Bulb-4-Pack-434738/202827179 | 0 | No Labor Cost | 0.85 | bulb |  | 0.85
Equipment | CFL-23W | 23W CFL | EISA-2020 compliant baseline lamp (100W equivalent) | Commercial | New | Lodging/Hospitality | FL Zone 2 | Per Lamp | 0% | 112.62 | 86.342 | 26.278 | 0.23333 | 7.8 | 0.006329 | 1.7134e-06 | 1.49 | https://www.homedepot.com/p/EcoSmart-100-Watt-Equivalent-A19-Halogen-Light-Bulb-4-Pack-324442/302639927 | 0 | No Labor Cost | 2.34 | https://www.homedepot.com/p/Philips-100W-Equivalent-Soft-White-2700K-T2-Spiral-CFL-Light-Bulb-4-Pack-434738/202827179 | 0 | No Labor Cost | 0.85 | bulb |  | 0.85
Equipment | CFL-23W | 23W CFL | EISA-2020 compliant baseline lamp (100W equivalent) | Commercial | New | Miscellaneous | FL Zone 2 | Per Lamp | 0% | 132.24 | 101.384 | 30.856 | 0.23333 | 7.8 | 0.0074035 | 0.0017117 | 1.49 | https://www.homedepot.com/p/EcoSmart-100-Watt-Equivalent-A19-Halogen-Light-Bulb-4-Pack-324442/302639927 | 0 | No Labor Cost | 2.34 | https://www.homedepot.com/p/Philips-100W-Equivalent-Soft-White-2700K-T2-Spiral-CFL-Light-Bulb-4-Pack-434738/202827179 | 0 | No Labor Cost | 0.85 | bulb |  | 0.85
Equipment | CFL-23W | 23W CFL | EISA-2020 compliant baseline lamp (100W equivalent) | Commercial | New | Offices | FL Zone 2 | Per Lamp | 0% | 97.59 | 74.819 | 22.771 | 0.23333 | 7.8 | 0.0054636 | 0.0012632 | 1.49 | https://www.homedepot.com/p/EcoSmart-100-Watt-Equivalent-A19-Halogen-Light-Bulb-4-Pack-324442/302639927 | 0 | No Labor Cost | 2.34 | https://www.homedepot.com/p/Philips-100W-Equivalent-Soft-White-2700K-T2-Spiral-CFL-Light-Bulb-4-Pack-434738/202827179 | 0 | No Labor Cost | 0.85 | bulb |  | 0.85
Equipment | CFL-23W | 23W CFL | EISA-2020 compliant baseline lamp (100W equivalent) | Commercial | New | Restaurants | FL Zone 2 | Per Lamp | 0% | 100.71 | 77.211 | 23.499 | 0.23333 | 7.8 | 0.0056597 | 1.5322e-06 | 1.49 | https://www.homedepot.com/p/EcoSmart-100-Watt-Equivalent-A19-Halogen-Light-Bulb-4-Pack-324442/302639927 | 0 | No Labor Cost | 2.34 | https://www.homedepot.com/p/Philips-100W-Equivalent-Soft-White-2700K-T2-Spiral-CFL-Light-Bulb-4-Pack-434738/202827179 | 0 | No Labor Cost | 0.85 | bulb |  | 0.85
Equipment | CFL-23W | 23W CFL | EISA-2020 compliant baseline lamp (100W equivalent) | Commercial | New | Retail | FL Zone 2 | Per Lamp | 0% | 149.52 | 114.632 | 34.888 | 0.23333 | 7.8 | 0.0084028 | 2.2748e-06 | 1.49 | https://www.homedepot.com/p/EcoSmart-100-Watt-Equivalent-A19-Halogen-Light-Bulb-4-Pack-324442/302639927 | 0 | No Labor Cost | 2.34 | https://www.homedepot.com/p/Philips-100W-Equivalent-Soft-White-2700K-T2-Spiral-CFL-Light-Bulb-4-Pack-434738/202827179 | 0 | No Labor Cost | 0.85 | bulb |  | 0.85
Equipment | CFL-23W | 23W CFL | EISA-2020 compliant baseline lamp (100W equivalent) | Commercial | New | Schools K-12 | FL Zone 2 | Per Lamp | 0% | 71.37 | 54.717 | 16.653 | 0.23333 | 7.8 | 0.0039956 | 0.00092383 | 1.49 | https://www.homedepot.com/p/EcoSmart-100-Watt-Equivalent-A19-Halogen-Light-Bulb-4-Pack-324442/302639927 | 0 | No Labor Cost | 2.34 | https://www.homedepot.com/p/Philips-100W-Equivalent-Soft-White-2700K-T2-Spiral-CFL-Light-Bulb-4-Pack-434738/202827179 | 0 | No Labor Cost | 0.85 | bulb |  | 0.85
Equipment | CFL-23W | 23W CFL | EISA-2020 compliant baseline lamp (100W equivalent) | Commercial | New | Warehouse | FL Zone 2 | Per Lamp | 0% | 114.72 | 87.952 | 26.768 | 0.23333 | 7.8 | 0.0064226 | 0.001485 | 1.49 | https://www.homedepot.com/p/EcoSmart-100-Watt-Equivalent-A19-Halogen-Light-Bulb-4-Pack-324442/302639927 | 0 | No Labor Cost | 2.34 | https://www.homedepot.com/p/Philips-100W-Equivalent-Soft-White-2700K-T2-Spiral-CFL-Light-Bulb-4-Pack-434738/202827179 | 0 | No Labor Cost | 0.85 | bulb |  | 0.85
Equipment | High Bay Fluorescent (T5) | One 4' 4-Lamp High Bay T5 Fixture | Average Lumen Equivalent High Intensity Discharge Fixture | Commercial | Turnover | Assembly | FL Zone 2 | Per Unit | 0% | 898.2707 | 322.112 | 576.1587 | 0.64141 | 15 | 0.10655 | 0.10454 | 125 | Illinois 2018 Statewide TRM, Section 4.5.12 (4-lamp T5 high bay) | 82.76 | rate at $82.76/per labor hour assume 1 hours work, https://www.homewyse.com/services/cost_to_install_lighting_control_system.html | 225 | Illinois 2018 Statewide TRM, Section 4.5.12 (4-lamp T5 high bay) | 82.76 | rate at $82.76/per labor hour assume 1 hours work, https://www.homewyse.com/services/cost_to_install_lighting_control_system.html | 100 | fixture |  | 100
Equipment | High Bay Fluorescent (T5) | One 4' 4-Lamp High Bay T5 Fixture | Average Lumen Equivalent High Intensity Discharge Fixture | Commercial | Turnover | College and University | FL Zone 2 | Per Unit | 0% | 1376.7653 | 493.696 | 883.0693 | 0.64141 | 15 | 0.16331 | 0.16022 | 125 | Illinois 2018 Statewide TRM, Section 4.5.12 (4-lamp T5 high bay) | 82.76 | rate at $82.76/per labor hour assume 1 hours work, https://www.homewyse.com/services/cost_to_install_lighting_control_system.html | 225 | Illinois 2018 Statewide TRM, Section 4.5.12 (4-lamp T5 high bay) | 82.76 | rate at $82.76/per labor hour assume 1 hours work, https://www.homewyse.com/services/cost_to_install_lighting_control_system.html | 100 | fixture |  | 100
Equipment | High Bay Fluorescent (T5) | One 4' 4-Lamp High Bay T5 Fixture | Average Lumen Equivalent High Intensity Discharge Fixture | Commercial | Turnover | Grocery | FL Zone 2 | Per Unit | 0% | 1731.576 | 620.928 | 1110.648 | 0.64141 | 15 | 0.20539 | 0.20151 | 125 | Illinois 2018 Statewide TRM, Section 4.5.12 (4-lamp T5 high bay) | 82.76 | rate at $82.76/per labor hour assume 1 hours work, https://www.homewyse.com/services/cost_to_install_lighting_control_system.html | 225 | Illinois 2018 Statewide TRM, Section 4.5.12 (4-lamp T5 high bay) | 82.76 | rate at $82.76/per labor hour assume 1 hours work, https://www.homewyse.com/services/cost_to_install_lighting_control_system.html | 100 | fixture |  | 100
Equipment | High Bay Fluorescent (T5) | One 4' 4-Lamp High Bay T5 Fixture | Average Lumen Equivalent High Intensity Discharge Fixture | Commercial | Turnover | Healthcare | FL Zone 2 | Per Unit | 0% | 1570.412 | 563.136 | 1007.276 | 0.64141 | 15 | 0.18628 | 0.18276 | 125 | Illinois 2018 Statewide TRM, Section 4.5.12 (4-lamp T5 high bay) | 82.76 | rate at $82.76/per labor hour assume 1 hours work, https://www.homewyse.com/services/cost_to_install_lighting_control_system.html | 225 | Illinois 2018 Statewide TRM, Section 4.5.12 (4-lamp T5 high bay) | 82.76 | rate at $82.76/per labor hour assume 1 hours work, https://www.homewyse.com/services/cost_to_install_lighting_control_system.html | 100 | fixture |  | 100
Equipment | High Bay Fluorescent (T5) | One 4' 4-Lamp High Bay T5 Fixture | Average Lumen Equivalent High Intensity Discharge Fixture | Commercial | Turnover | Hospitals | FL Zone 2 | Per Unit | 0% | 2124.4913 | 761.824 | 1362.6673 | 0.64141 | 15 | 0.252 | 0.24724 | 125 | Illinois 2018 Statewide TRM, Section 4.5.12 (4-lamp T5 high bay) | 82.76 | rate at $82.76/per labor hour assume 1 hours work, https://www.homewyse.com/services/cost_to_install_lighting_control_system.html | 225 | Illinois 2018 Statewide TRM, Section 4.5.12 (4-lamp T5 high bay) | 82.76 | rate at $82.76/per labor hour assume 1 hours work, https://www.homewyse.com/services/cost_to_install_lighting_control_system.html | 100 | fixture |  | 100
Equipment | High Bay Fluorescent (T5) | One 4' 4-Lamp High Bay T5 Fixture | Average Lumen Equivalent High Intensity Discharge Fixture | Commercial | Turnover | Institutional | FL Zone 2 | Per Unit | 0% | 1030.3877 | 369.488 | 660.8997 | 0.64141 | 15 | 0.12222 | 0.11991 | 125 | Illinois 2018 Statewide TRM, Section 4.5.12 (4-lamp T5 high bay) | 82.76 | rate at $82.76/per labor hour assume 1 hours work, https://www.homewyse.com/services/cost_to_install_lighting_control_system.html | 225 | Illinois 2018 Statewide TRM, Section 4.5.12 (4-lamp T5 high bay) | 82.76 | rate at $82.76/per labor hour assume 1 hours work, https://www.homewyse.com/services/cost_to_install_lighting_control_system.html | 100 | fixture |  | 100
Equipment | High Bay Fluorescent (T5) | One 4' 4-Lamp High Bay T5 Fixture | Average Lumen Equivalent High Intensity Discharge Fixture | Commercial | Turnover | Lodging/Hospitality | FL Zone 2 | Per Unit | 0% | 1172.4993 | 420.448 | 752.0513 | 0.64141 | 15 | 0.13908 | 0.13645 | 125 | Illinois 2018 Statewide TRM, Section 4.5.12 (4-lamp T5 high bay) | 82.76 | rate at $82.76/per labor hour assume 1 hours work, https://www.homewyse.com/services/cost_to_install_lighting_control_system.html | 225 | Illinois 2018 Statewide TRM, Section 4.5.12 (4-lamp T5 high bay) | 82.76 | rate at $82.76/per labor hour assume 1 hours work, https://www.homewyse.com/services/cost_to_install_lighting_control_system.html | 100 | fixture |  | 100
Equipment | High Bay Fluorescent (T5) | One 4' 4-Lamp High Bay T5 Fixture | Average Lumen Equivalent High Intensity Discharge Fixture | Commercial | Turnover | Miscellaneous | FL Zone 2 | Per Unit | 0% | 1376.7653 | 493.696 | 883.0693 | 0.64141 | 15 | 0.16331 | 0.16022 | 125 | Illinois 2018 Statewide TRM, Section 4.5.12 (4-lamp T5 high bay) | 82.76 | rate at $82.76/per labor hour assume 1 hours work, https://www.homewyse.com/services/cost_to_install_lighting_control_system.html | 225 | Illinois 2018 Statewide TRM, Section 4.5.12 (4-lamp T5 high bay) | 82.76 | rate at $82.76/per labor hour assume 1 hours work, https://www.homewyse.com/services/cost_to_install_lighting_control_system.html | 100 | fixture |  | 100
Equipment | High Bay Fluorescent (T5) | One 4' 4-Lamp High Bay T5 Fixture | Average Lumen Equivalent High Intensity Discharge Fixture | Commercial | Turnover | Offices | FL Zone 2 | Per Unit | 0% | 1016.0203 | 364.336 | 651.6843 | 0.64141 | 15 | 0.12052 | 0.11824 | 125 | Illinois 2018 Statewide TRM, Section 4.5.12 (4-lamp T5 high bay) | 82.76 | rate at $82.76/per labor hour assume 1 hours work, https://www.homewyse.com/services/cost_to_install_lighting_control_system.html | 225 | Illinois 2018 Statewide TRM, Section 4.5.12 (4-lamp T5 high bay) | 82.76 | rate at $82.76/per labor hour assume 1 hours work, https://www.homewyse.com/services/cost_to_install_lighting_control_system.html | 100 | fixture |  | 100
Equipment | High Bay Fluorescent (T5) | One 4' 4-Lamp High Bay T5 Fixture | Average Lumen Equivalent High Intensity Discharge Fixture | Commercial | Turnover | Restaurants | FL Zone 2 | Per Unit | 0% | 1048.503 | 375.984 | 672.519 | 0.64141 | 15 | 0.12437 | 0.12202 | 125 | Illinois 2018 Statewide TRM, Section 4.5.12 (4-lamp T5 high bay) | 82.76 | rate at $82.76/per labor hour assume 1 hours work, https://www.homewyse.com/services/cost_to_install_lighting_control_system.html | 225 | Illinois 2018 Statewide TRM, Section 4.5.12 (4-lamp T5 high bay) | 82.76 | rate at $82.76/per labor hour assume 1 hours work, https://www.homewyse.com/services/cost_to_install_lighting_control_system.html | 100 | fixture |  | 100
Equipment | High Bay Fluorescent (T5) | One 4' 4-Lamp High Bay T5 Fixture | Average Lumen Equivalent High Intensity Discharge Fixture | Commercial | Turnover | Retail | FL Zone 2 | Per Unit | 0% | 1556.6693 | 558.208 | 998.4613 | 0.64141 | 15 | 0.18465 | 0.18116 | 125 | Illinois 2018 Statewide TRM, Section 4.5.12 (4-lamp T5 high bay) | 82.76 | rate at $82.76/per labor hour assume 1 hours work, https://www.homewyse.com/services/cost_to_install_lighting_control_system.html | 225 | Illinois 2018 Statewide TRM, Section 4.5.12 (4-lamp T5 high bay) | 82.76 | rate at $82.76/per labor hour assume 1 hours work, https://www.homewyse.com/services/cost_to_install_lighting_control_system.html | 100 | fixture |  | 100
Equipment | High Bay Fluorescent (T5) | One 4' 4-Lamp High Bay T5 Fixture | Average Lumen Equivalent High Intensity Discharge Fixture | Commercial | Turnover | Schools K-12 | FL Zone 2 | Per Unit | 0% | 743.041 | 266.448 | 476.593 | 0.64141 | 15 | 0.088136 | 0.086472 | 125 | Illinois 2018 Statewide TRM, Section 4.5.12 (4-lamp T5 high bay) | 82.76 | rate at $82.76/per labor hour assume 1 hours work, https://www.homewyse.com/services/cost_to_install_lighting_control_system.html | 225 | Illinois 2018 Statewide TRM, Section 4.5.12 (4-lamp T5 high bay) | 82.76 | rate at $82.76/per labor hour assume 1 hours work, https://www.homewyse.com/services/cost_to_install_lighting_control_system.html | 100 | fixture |  | 100
Equipment | High Bay Fluorescent (T5) | One 4' 4-Lamp High Bay T5 Fixture | Average Lumen Equivalent High Intensity Discharge Fixture | Commercial | Turnover | Warehouse | FL Zone 2 | Per Unit | 0% | 1194.3627 | 428.288 | 766.0747 | 0.64141 | 15 | 0.14167 | 0.13899 | 125 | Illinois 2018 Statewide TRM, Section 4.5.12 (4-lamp T5 high bay) | 82.76 | rate at $82.76/per labor hour assume 1 hours work, https://www.homewyse.com/services/cost_to_install_lighting_control_system.html | 225 | Illinois 2018 Statewide TRM, Section 4.5.12 (4-lamp T5 high bay) | 82.76 | rate at $82.76/per labor hour assume 1 hours work, https://www.homewyse.com/services/cost_to_install_lighting_control_system.html | 100 | fixture |  | 100
Equipment | High Bay Fluorescent (T5) | One 4' 4-Lamp High Bay T5 Fixture | Average Lumen Equivalent High Intensity Discharge Fixture | Commercial | New | Assembly | FL Zone 2 | Per Unit | 0% | 898.2707 | 322.112 | 576.1587 | 0.64141 | 15 | 0.10655 | 0.10454 | 125 | Illinois 2018 Statewide TRM, Section 4.5.12 (4-lamp T5 high bay) | 82.76 | rate at $82.76/per labor hour assume 1 hours work, https://www.homewyse.com/services/cost_to_install_lighting_control_system.html | 225 | Illinois 2018 Statewide TRM, Section 4.5.12 (4-lamp T5 high bay) | 82.76 | rate at $82.76/per labor hour assume 1 hours work, https://www.homewyse.com/services/cost_to_install_lighting_control_system.html | 100 | fixture |  | 100
Equipment | High Bay Fluorescent (T5) | One 4' 4-Lamp High Bay T5 Fixture | Average Lumen Equivalent High Intensity Discharge Fixture | Commercial | New | College and University | FL Zone 2 | Per Unit | 0% | 1376.7653 | 493.696 | 883.0693 | 0.64141 | 15 | 0.16331 | 0.16022 | 125 | Illinois 2018 Statewide TRM, Section 4.5.12 (4-lamp T5 high bay) | 82.76 | rate at $82.76/per labor hour assume 1 hours work, https://www.homewyse.com/services/cost_to_install_lighting_control_system.html | 225 | Illinois 2018 Statewide TRM, Section 4.5.12 (4-lamp T5 high bay) | 82.76 | rate at $82.76/per labor hour assume 1 hours work, https://www.homewyse.com/services/cost_to_install_lighting_control_system.html | 100 | fixture |  | 100
Equipment | High Bay Fluorescent (T5) | One 4' 4-Lamp High Bay T5 Fixture | Average Lumen Equivalent High Intensity Discharge Fixture | Commercial | New | Grocery | FL Zone 2 | Per Unit | 0% | 1731.576 | 620.928 | 1110.648 | 0.64141 | 15 | 0.20539 | 0.20151 | 125 | Illinois 2018 Statewide TRM, Section 4.5.12 (4-lamp T5 high bay) | 82.76 | rate at $82.76/per labor hour assume 1 hours work, https://www.homewyse.com/services/cost_to_install_lighting_control_system.html | 225 | Illinois 2018 Statewide TRM, Section 4.5.12 (4-lamp T5 high bay) | 82.76 | rate at $82.76/per labor hour assume 1 hours work, https://www.homewyse.com/services/cost_to_install_lighting_control_system.html | 100 | fixture |  | 100
Equipment | High Bay Fluorescent (T5) | One 4' 4-Lamp High Bay T5 Fixture | Average Lumen Equivalent High Intensity Discharge Fixture | Commercial | New | Healthcare | FL Zone 2 | Per Unit | 0% | 1570.412 | 563.136 | 1007.276 | 0.64141 | 15 | 0.18628 | 0.18276 | 125 | Illinois 2018 Statewide TRM, Section 4.5.12 (4-lamp T5 high bay) | 82.76 | rate at $82.76/per labor hour assume 1 hours work, https://www.homewyse.com/services/cost_to_install_lighting_control_system.html | 225 | Illinois 2018 Statewide TRM, Section 4.5.12 (4-lamp T5 high bay) | 82.76 | rate at $82.76/per labor hour assume 1 hours work, https://www.homewyse.com/services/cost_to_install_lighting_control_system.html | 100 | fixture |  | 100
Equipment | High Bay Fluorescent (T5) | One 4' 4-Lamp High Bay T5 Fixture | Average Lumen Equivalent High Intensity Discharge Fixture | Commercial | New | Hospitals | FL Zone 2 | Per Unit | 0% | 2124.4913 | 761.824 | 1362.6673 | 0.64141 | 15 | 0.252 | 0.24724 | 125 | Illinois 2018 Statewide TRM, Section 4.5.12 (4-lamp T5 high bay) | 82.76 | rate at $82.76/per labor hour assume 1 hours work, https://www.homewyse.com/services/cost_to_install_lighting_control_system.html | 225 | Illinois 2018 Statewide TRM, Section 4.5.12 (4-lamp T5 high bay) | 82.76 | rate at $82.76/per labor hour assume 1 hours work, https://www.homewyse.com/services/cost_to_install_lighting_control_system.html | 100 | fixture |  | 100
Equipment | High Bay Fluorescent (T5) | One 4' 4-Lamp High Bay T5 Fixture | Average Lumen Equivalent High Intensity Discharge Fixture | Commercial | New | Institutional | FL Zone 2 | Per Unit | 0% | 1030.3877 | 369.488 | 660.8997 | 0.64141 | 15 | 0.12222 | 0.11991 | 125 | Illinois 2018 Statewide TRM, Section 4.5.12 (4-lamp T5 high bay) | 82.76 | rate at $82.76/per labor hour assume 1 hours work, https://www.homewyse.com/services/cost_to_install_lighting_control_system.html | 225 | Illinois 2018 Statewide TRM, Section 4.5.12 (4-lamp T5 high bay) | 82.76 | rate at $82.76/per labor hour assume 1 hours work, https://www.homewyse.com/services/cost_to_install_lighting_control_system.html | 100 | fixture |  | 100
Equipment | High Bay Fluorescent (T5) | One 4' 4-Lamp High Bay T5 Fixture | Average Lumen Equivalent High Intensity Discharge Fixture | Commercial | New | Lodging/Hospitality | FL Zone 2 | Per Unit | 0% | 1172.4993 | 420.448 | 752.0513 | 0.64141 | 15 | 0.13908 | 0.13645 | 125 | Illinois 2018 Statewide TRM, Section 4.5.12 (4-lamp T5 high bay) | 82.76 | rate at $82.76/per labor hour assume 1 hours work, https://www.homewyse.com/services/cost_to_install_lighting_control_system.html | 225 | Illinois 2018 Statewide TRM, Section 4.5.12 (4-lamp T5 high bay) | 82.76 | rate at $82.76/per labor hour assume 1 hours work, https://www.homewyse.com/services/cost_to_install_lighting_control_system.html | 100 | fixture |  | 100
Equipment | High Bay Fluorescent (T5) | One 4' 4-Lamp High Bay T5 Fixture | Average Lumen Equivalent High Intensity Discharge Fixture | Commercial | New | Miscellaneous | FL Zone 2 | Per Unit | 0% | 1376.7653 | 493.696 | 883.0693 | 0.64141 | 15 | 0.16331 | 0.16022 | 125 | Illinois 2018 Statewide TRM, Section 4.5.12 (4-lamp T5 high bay) | 82.76 | rate at $82.76/per labor hour assume 1 hours work, https://www.homewyse.com/services/cost_to_install_lighting_control_system.html | 225 | Illinois 2018 Statewide TRM, Section 4.5.12 (4-lamp T5 high bay) | 82.76 | rate at $82.76/per labor hour assume 1 hours work, https://www.homewyse.com/services/cost_to_install_lighting_control_system.html | 100 | fixture |  | 100
Equipment | High Bay Fluorescent (T5) | One 4' 4-Lamp High Bay T5 Fixture | Average Lumen Equivalent High Intensity Discharge Fixture | Commercial | New | Offices | FL Zone 2 | Per Unit | 0% | 1016.0203 | 364.336 | 651.6843 | 0.64141 | 15 | 0.12052 | 0.11824 | 125 | Illinois 2018 Statewide TRM, Section 4.5.12 (4-lamp T5 high bay) | 82.76 | rate at $82.76/per labor hour assume 1 hours work, https://www.homewyse.com/services/cost_to_install_lighting_control_system.html | 225 | Illinois 2018 Statewide TRM, Section 4.5.12 (4-lamp T5 high bay) | 82.76 | rate at $82.76/per labor hour assume 1 hours work, https://www.homewyse.com/services/cost_to_install_lighting_control_system.html | 100 | fixture |  | 100
Equipment | High Bay Fluorescent (T5) | One 4' 4-Lamp High Bay T5 Fixture | Average Lumen Equivalent High Intensity Discharge Fixture | Commercial | New | Restaurants | FL Zone 2 | Per Unit | 0% | 1048.503 | 375.984 | 672.519 | 0.64141 | 15 | 0.12437 | 0.12202 | 125 | Illinois 2018 Statewide TRM, Section 4.5.12 (4-lamp T5 high bay) | 82.76 | rate at $82.76/per labor hour assume 1 hours work, https://www.homewyse.com/services/cost_to_install_lighting_control_system.html | 225 | Illinois 2018 Statewide TRM, Section 4.5.12 (4-lamp T5 high bay) | 82.76 | rate at $82.76/per labor hour assume 1 hours work, https://www.homewyse.com/services/cost_to_install_lighting_control_system.html | 100 | fixture |  | 100
Equipment | High Bay Fluorescent (T5) | One 4' 4-Lamp High Bay T5 Fixture | Average Lumen Equivalent High Intensity Discharge Fixture | Commercial | New | Retail | FL Zone 2 | Per Unit | 0% | 1556.6693 | 558.208 | 998.4613 | 0.64141 | 15 | 0.18465 | 0.18116 | 125 | Illinois 2018 Statewide TRM, Section 4.5.12 (4-lamp T5 high bay) | 82.76 | rate at $82.76/per labor hour assume 1 hours work, https://www.homewyse.com/services/cost_to_install_lighting_control_system.html | 225 | Illinois 2018 Statewide TRM, Section 4.5.12 (4-lamp T5 high bay) | 82.76 | rate at $82.76/per labor hour assume 1 hours work, https://www.homewyse.com/services/cost_to_install_lighting_control_system.html | 100 | fixture |  | 100
Equipment | High Bay Fluorescent (T5) | One 4' 4-Lamp High Bay T5 Fixture | Average Lumen Equivalent High Intensity Discharge Fixture | Commercial | New | Schools K-12 | FL Zone 2 | Per Unit | 0% | 743.041 | 266.448 | 476.593 | 0.64141 | 15 | 0.088136 | 0.086472 | 125 | Illinois 2018 Statewide TRM, Section 4.5.12 (4-lamp T5 high bay) | 82.76 | rate at $82.76/per labor hour assume 1 hours work, https://www.homewyse.com/services/cost_to_install_lighting_control_system.html | 225 | Illinois 2018 Statewide TRM, Section 4.5.12 (4-lamp T5 high bay) | 82.76 | rate at $82.76/per labor hour assume 1 hours work, https://www.homewyse.com/services/cost_to_install_lighting_control_system.html | 100 | fixture |  | 100
Equipment | High Bay Fluorescent (T5) | One 4' 4-Lamp High Bay T5 Fixture | Average Lumen Equivalent High Intensity Discharge Fixture | Commercial | New | Warehouse | FL Zone 2 | Per Unit | 0% | 1194.3627 | 428.288 | 766.0747 | 0.64141 | 15 | 0.14167 | 0.13899 | 125 | Illinois 2018 Statewide TRM, Section 4.5.12 (4-lamp T5 high bay) | 82.76 | rate at $82.76/per labor hour assume 1 hours work, https://www.homewyse.com/services/cost_to_install_lighting_control_system.html | 225 | Illinois 2018 Statewide TRM, Section 4.5.12 (4-lamp T5 high bay) | 82.76 | rate at $82.76/per labor hour assume 1 hours work, https://www.homewyse.com/services/cost_to_install_lighting_control_system.html | 100 | fixture |  | 100
Equipment | High Bay LED | One 150W High Bay LED Fixture | Weighted Existing Fluorescent High-Bay Fixture | Commercial | Turnover | Assembly | FL Zone 2 | Per Fixture | 65.91% | 898.2707 | 316.36 | 581.9107 | 0.64781 | 15 | 0.10761 | 0.10558 | 149 | Mid-Atlantic TRM V7.0, 2017 for LED High Bay fixture up to 220w | 82.76 | rate at $82.76/per labor hour assume 1 hours work, https://www.homewyse.com/services/cost_to_install_lighting_control_system.html | 298 | Mid-Atlantic TRM V7.0, 2017 for LED High Bay fixture up to 220w | 82.76 | rate at $82.76/per labor hour assume 1 hours work, https://www.homewyse.com/services/cost_to_install_lighting_control_system.html | 149 | fixture |  | 149
Equipment | High Bay LED | One 150W High Bay LED Fixture | Weighted Existing Fluorescent High-Bay Fixture | Commercial | Turnover | College and University | FL Zone 2 | Per Fixture | 0% | 1376.7653 | 484.88 | 891.8853 | 0.64781 | 15 | 0.16494 | 0.16182 | 149 | Mid-Atlantic TRM V7.0, 2017 for LED High Bay fixture up to 220w | 82.76 | rate at $82.76/per labor hour assume 1 hours work, https://www.homewyse.com/services/cost_to_install_lighting_control_system.html | 298 | Mid-Atlantic TRM V7.0, 2017 for LED High Bay fixture up to 220w | 82.76 | rate at $82.76/per labor hour assume 1 hours work, https://www.homewyse.com/services/cost_to_install_lighting_control_system.html | 149 | fixture |  | 149
Equipment | High Bay LED | One 150W High Bay LED Fixture | Weighted Existing Fluorescent High-Bay Fixture | Commercial | Turnover | Grocery | FL Zone 2 | Per Fixture | 0% | 1731.576 | 609.84 | 1121.736 | 0.64781 | 15 | 0.20744 | 0.20353 | 149 | Mid-Atlantic TRM V7.0, 2017 for LED High Bay fixture up to 220w | 82.76 | rate at $82.76/per labor hour assume 1 hours work, https://www.homewyse.com/services/cost_to_install_lighting_control_system.html | 298 | Mid-Atlantic TRM V7.0, 2017 for LED High Bay fixture up to 220w | 82.76 | rate at $82.76/per labor hour assume 1 hours work, https://www.homewyse.com/services/cost_to_install_lighting_control_system.html | 149 | fixture |  | 149
Equipment | High Bay LED | One 150W High Bay LED Fixture | Weighted Existing Fluorescent High-Bay Fixture | Commercial | Turnover | Healthcare | FL Zone 2 | Per Fixture | 0% | 1570.412 | 553.08 | 1017.332 | 0.64781 | 15 | 0.18814 | 0.18458 | 149 | Mid-Atlantic TRM V7.0, 2017 for LED High Bay fixture up to 220w | 82.76 | rate at $82.76/per labor hour assume 1 hours work, https://www.homewyse.com/services/cost_to_install_lighting_control_system.html | 298 | Mid-Atlantic TRM V7.0, 2017 for LED High Bay fixture up to 220w | 82.76 | rate at $82.76/per labor hour assume 1 hours work, https://www.homewyse.com/services/cost_to_install_lighting_control_system.html | 149 | fixture |  | 149
Equipment | High Bay LED | One 150W High Bay LED Fixture | Weighted Existing Fluorescent High-Bay Fixture | Commercial | Turnover | Hospitals | FL Zone 2 | Per Fixture | 0% | 2124.4913 | 748.22 | 1376.2713 | 0.64781 | 15 | 0.25451 | 0.24971 | 149 | Mid-Atlantic TRM V7.0, 2017 for LED High Bay fixture up to 220w | 82.76 | rate at $82.76/per labor hour assume 1 hours work, https://www.homewyse.com/services/cost_to_install_lighting_control_system.html | 298 | Mid-Atlantic TRM V7.0, 2017 for LED High Bay fixture up to 220w | 82.76 | rate at $82.76/per labor hour assume 1 hours work, https://www.homewyse.com/services/cost_to_install_lighting_control_system.html | 149 | fixture |  | 149
Equipment | High Bay LED | One 150W High Bay LED Fixture | Weighted Existing Fluorescent High-Bay Fixture | Commercial | Turnover | Institutional | FL Zone 2 | Per Fixture | 0% | 1030.3877 | 362.89 | 667.4977 | 0.64781 | 15 | 0.12344 | 0.12111 | 149 | Mid-Atlantic TRM V7.0, 2017 for LED High Bay fixture up to 220w | 82.76 | rate at $82.76/per labor hour assume 1 hours work, https://www.homewyse.com/services/cost_to_install_lighting_control_system.html | 298 | Mid-Atlantic TRM V7.0, 2017 for LED High Bay fixture up to 220w | 82.76 | rate at $82.76/per labor hour assume 1 hours work, https://www.homewyse.com/services/cost_to_install_lighting_control_system.html | 149 | fixture |  | 149
Equipment | High Bay LED | One 150W High Bay LED Fixture | Weighted Existing Fluorescent High-Bay Fixture | Commercial | Turnover | Lodging/Hospitality | FL Zone 2 | Per Fixture | 0% | 1172.4993 | 412.94 | 759.5593 | 0.64781 | 15 | 0.14047 | 0.13781 | 149 | Mid-Atlantic TRM V7.0, 2017 for LED High Bay fixture up to 220w | 82.76 | rate at $82.76/per labor hour assume 1 hours work, https://www.homewyse.com/services/cost_to_install_lighting_control_system.html | 298 | Mid-Atlantic TRM V7.0, 2017 for LED High Bay fixture up to 220w | 82.76 | rate at $82.76/per labor hour assume 1 hours work, https://www.homewyse.com/services/cost_to_install_lighting_control_system.html | 149 | fixture |  | 149
Equipment | High Bay LED | One 150W High Bay LED Fixture | Weighted Existing Fluorescent High-Bay Fixture | Commercial | Turnover | Miscellaneous | FL Zone 2 | Per Fixture | 0% | 1376.7653 | 484.88 | 891.8853 | 0.64781 | 15 | 0.16494 | 0.16182 | 149 | Mid-Atlantic TRM V7.0, 2017 for LED High Bay fixture up to 220w | 82.76 | rate at $82.76/per labor hour assume 1 hours work, https://www.homewyse.com/services/cost_to_install_lighting_control_system.html | 298 | Mid-Atlantic TRM V7.0, 2017 for LED High Bay fixture up to 220w | 82.76 | rate at $82.76/per labor hour assume 1 hours work, https://www.homewyse.com/services/cost_to_install_lighting_control_system.html | 149 | fixture |  | 149
Equipment | High Bay LED | One 150W High Bay LED Fixture | Weighted Existing Fluorescent High-Bay Fixture | Commercial | Turnover | Offices | FL Zone 2 | Per Fixture | 0% | 1016.0203 | 357.83 | 658.1903 | 0.64781 | 15 | 0.12172 | 0.11942 | 149 | Mid-Atlantic TRM V7.0, 2017 for LED High Bay fixture up to 220w | 82.76 | rate at $82.76/per labor hour assume 1 hours work, https://www.homewyse.com/services/cost_to_install_lighting_control_system.html | 298 | Mid-Atlantic TRM V7.0, 2017 for LED High Bay fixture up to 220w | 82.76 | rate at $82.76/per labor hour assume 1 hours work, https://www.homewyse.com/services/cost_to_install_lighting_control_system.html | 149 | fixture |  | 149
Equipment | High Bay LED | One 150W High Bay LED Fixture | Weighted Existing Fluorescent High-Bay Fixture | Commercial | Turnover | Restaurants | FL Zone 2 | Per Fixture | 0% | 1048.503 | 369.27 | 679.233 | 0.64781 | 15 | 0.12561 | 0.12324 | 149 | Mid-Atlantic TRM V7.0, 2017 for LED High Bay fixture up to 220w | 82.76 | rate at $82.76/per labor hour assume 1 hours work, https://www.homewyse.com/services/cost_to_install_lighting_control_system.html | 298 | Mid-Atlantic TRM V7.0, 2017 for LED High Bay fixture up to 220w | 82.76 | rate at $82.76/per labor hour assume 1 hours work, https://www.homewyse.com/services/cost_to_install_lighting_control_system.html | 149 | fixture |  | 149
Equipment | High Bay LED | One 150W High Bay LED Fixture | Weighted Existing Fluorescent High-Bay Fixture | Commercial | Turnover | Retail | FL Zone 2 | Per Fixture | 65.91% | 1556.6693 | 548.24 | 1008.4293 | 0.64781 | 15 | 0.18649 | 0.18297 | 149 | Mid-Atlantic TRM V7.0, 2017 for LED High Bay fixture up to 220w | 82.76 | rate at $82.76/per labor hour assume 1 hours work, https://www.homewyse.com/services/cost_to_install_lighting_control_system.html | 298 | Mid-Atlantic TRM V7.0, 2017 for LED High Bay fixture up to 220w | 82.76 | rate at $82.76/per labor hour assume 1 hours work, https://www.homewyse.com/services/cost_to_install_lighting_control_system.html | 149 | fixture |  | 149
Equipment | High Bay LED | One 150W High Bay LED Fixture | Weighted Existing Fluorescent High-Bay Fixture | Commercial | Turnover | Schools K-12 | FL Zone 2 | Per Fixture | 0% | 743.041 | 261.69 | 481.351 | 0.64781 | 15 | 0.089016 | 0.087335 | 149 | Mid-Atlantic TRM V7.0, 2017 for LED High Bay fixture up to 220w | 82.76 | rate at $82.76/per labor hour assume 1 hours work, https://www.homewyse.com/services/cost_to_install_lighting_control_system.html | 298 | Mid-Atlantic TRM V7.0, 2017 for LED High Bay fixture up to 220w | 82.76 | rate at $82.76/per labor hour assume 1 hours work, https://www.homewyse.com/services/cost_to_install_lighting_control_system.html | 149 | fixture |  | 149
Equipment | High Bay LED | One 150W High Bay LED Fixture | Weighted Existing Fluorescent High-Bay Fixture | Commercial | Turnover | Warehouse | FL Zone 2 | Per Fixture | 65.91% | 1194.3627 | 420.64 | 773.7227 | 0.64781 | 15 | 0.14308 | 0.14038 | 149 | Mid-Atlantic TRM V7.0, 2017 for LED High Bay fixture up to 220w | 82.76 | rate at $82.76/per labor hour assume 1 hours work, https://www.homewyse.com/services/cost_to_install_lighting_control_system.html | 298 | Mid-Atlantic TRM V7.0, 2017 for LED High Bay fixture up to 220w | 82.76 | rate at $82.76/per labor hour assume 1 hours work, https://www.homewyse.com/services/cost_to_install_lighting_control_system.html | 149 | fixture |  | 149
Equipment | High Bay LED | One 150W High Bay LED Fixture | Weighted Existing Fluorescent High-Bay Fixture | Commercial | New | Assembly | FL Zone 2 | Per Fixture | 0% | 898.2707 | 316.36 | 581.9107 | 0.64781 | 15 | 0.10761 | 0.10558 | 149 | Mid-Atlantic TRM V7.0, 2017 for LED High Bay fixture up to 220w | 82.76 | rate at $82.76/per labor hour assume 1 hours work, https://www.homewyse.com/services/cost_to_install_lighting_control_system.html | 298 | Mid-Atlantic TRM V7.0, 2017 for LED High Bay fixture up to 220w | 82.76 | rate at $82.76/per labor hour assume 1 hours work, https://www.homewyse.com/services/cost_to_install_lighting_control_system.html | 149 | fixture |  | 149
Equipment | High Bay LED | One 150W High Bay LED Fixture | Weighted Existing Fluorescent High-Bay Fixture | Commercial | New | College and University | FL Zone 2 | Per Fixture | 0% | 1376.7653 | 484.88 | 891.8853 | 0.64781 | 15 | 0.16494 | 0.16182 | 149 | Mid-Atlantic TRM V7.0, 2017 for LED High Bay fixture up to 220w | 82.76 | rate at $82.76/per labor hour assume 1 hours work, https://www.homewyse.com/services/cost_to_install_lighting_control_system.html | 298 | Mid-Atlantic TRM V7.0, 2017 for LED High Bay fixture up to 220w | 82.76 | rate at $82.76/per labor hour assume 1 hours work, https://www.homewyse.com/services/cost_to_install_lighting_control_system.html | 149 | fixture |  | 149
Equipment | High Bay LED | One 150W High Bay LED Fixture | Weighted Existing Fluorescent High-Bay Fixture | Commercial | New | Grocery | FL Zone 2 | Per Fixture | 0% | 1731.576 | 609.84 | 1121.736 | 0.64781 | 15 | 0.20744 | 0.20353 | 149 | Mid-Atlantic TRM V7.0, 2017 for LED High Bay fixture up to 220w | 82.76 | rate at $82.76/per labor hour assume 1 hours work, https://www.homewyse.com/services/cost_to_install_lighting_control_system.html | 298 | Mid-Atlantic TRM V7.0, 2017 for LED High Bay fixture up to 220w | 82.76 | rate at $82.76/per labor hour assume 1 hours work, https://www.homewyse.com/services/cost_to_install_lighting_control_system.html | 149 | fixture |  | 149
Equipment | High Bay LED | One 150W High Bay LED Fixture | Weighted Existing Fluorescent High-Bay Fixture | Commercial | New | Healthcare | FL Zone 2 | Per Fixture | 0% | 1570.412 | 553.08 | 1017.332 | 0.64781 | 15 | 0.18814 | 0.18458 | 149 | Mid-Atlantic TRM V7.0, 2017 for LED High Bay fixture up to 220w | 82.76 | rate at $82.76/per labor hour assume 1 hours work, https://www.homewyse.com/services/cost_to_install_lighting_control_system.html | 298 | Mid-Atlantic TRM V7.0, 2017 for LED High Bay fixture up to 220w | 82.76 | rate at $82.76/per labor hour assume 1 hours work, https://www.homewyse.com/services/cost_to_install_lighting_control_system.html | 149 | fixture |  | 149
Equipment | High Bay LED | One 150W High Bay LED Fixture | Weighted Existing Fluorescent High-Bay Fixture | Commercial | New | Hospitals | FL Zone 2 | Per Fixture | 0% | 2124.4913 | 748.22 | 1376.2713 | 0.64781 | 15 | 0.25451 | 0.24971 | 149 | Mid-Atlantic TRM V7.0, 2017 for LED High Bay fixture up to 220w | 82.76 | rate at $82.76/per labor hour assume 1 hours work, https://www.homewyse.com/services/cost_to_install_lighting_control_system.html | 298 | Mid-Atlantic TRM V7.0, 2017 for LED High Bay fixture up to 220w | 82.76 | rate at $82.76/per labor hour assume 1 hours work, https://www.homewyse.com/services/cost_to_install_lighting_control_system.html | 149 | fixture |  | 149
Equipment | High Bay LED | One 150W High Bay LED Fixture | Weighted Existing Fluorescent High-Bay Fixture | Commercial | New | Institutional | FL Zone 2 | Per Fixture | 0% | 1030.3877 | 362.89 | 667.4977 | 0.64781 | 15 | 0.12344 | 0.12111 | 149 | Mid-Atlantic TRM V7.0, 2017 for LED High Bay fixture up to 220w | 82.76 | rate at $82.76/per labor hour assume 1 hours work, https://www.homewyse.com/services/cost_to_install_lighting_control_system.html | 298 | Mid-Atlantic TRM V7.0, 2017 for LED High Bay fixture up to 220w | 82.76 | rate at $82.76/per labor hour assume 1 hours work, https://www.homewyse.com/services/cost_to_install_lighting_control_system.html | 149 | fixture |  | 149
Equipment | High Bay LED | One 150W High Bay LED Fixture | Weighted Existing Fluorescent High-Bay Fixture | Commercial | New | Lodging/Hospitality | FL Zone 2 | Per Fixture | 0% | 1172.4993 | 412.94 | 759.5593 | 0.64781 | 15 | 0.14047 | 0.13781 | 149 | Mid-Atlantic TRM V7.0, 2017 for LED High Bay fixture up to 220w | 82.76 | rate at $82.76/per labor hour assume 1 hours work, https://www.homewyse.com/services/cost_to_install_lighting_control_system.html | 298 | Mid-Atlantic TRM V7.0, 2017 for LED High Bay fixture up to 220w | 82.76 | rate at $82.76/per labor hour assume 1 hours work, https://www.homewyse.com/services/cost_to_install_lighting_control_system.html | 149 | fixture |  | 149
Equipment | High Bay LED | One 150W High Bay LED Fixture | Weighted Existing Fluorescent High-Bay Fixture | Commercial | New | Miscellaneous | FL Zone 2 | Per Fixture | 0% | 1376.7653 | 484.88 | 891.8853 | 0.64781 | 15 | 0.16494 | 0.16182 | 149 | Mid-Atlantic TRM V7.0, 2017 for LED High Bay fixture up to 220w | 82.76 | rate at $82.76/per labor hour assume 1 hours work, https://www.homewyse.com/services/cost_to_install_lighting_control_system.html | 298 | Mid-Atlantic TRM V7.0, 2017 for LED High Bay fixture up to 220w | 82.76 | rate at $82.76/per labor hour assume 1 hours work, https://www.homewyse.com/services/cost_to_install_lighting_control_system.html | 149 | fixture |  | 149
Equipment | High Bay LED | One 150W High Bay LED Fixture | Weighted Existing Fluorescent High-Bay Fixture | Commercial | New | Offices | FL Zone 2 | Per Fixture | 0% | 1016.0203 | 357.83 | 658.1903 | 0.64781 | 15 | 0.12172 | 0.11942 | 149 | Mid-Atlantic TRM V7.0, 2017 for LED High Bay fixture up to 220w | 82.76 | rate at $82.76/per labor hour assume 1 hours work, https://www.homewyse.com/services/cost_to_install_lighting_control_system.html | 298 | Mid-Atlantic TRM V7.0, 2017 for LED High Bay fixture up to 220w | 82.76 | rate at $82.76/per labor hour assume 1 hours work, https://www.homewyse.com/services/cost_to_install_lighting_control_system.html | 149 | fixture |  | 149
Equipment | High Bay LED | One 150W High Bay LED Fixture | Weighted Existing Fluorescent High-Bay Fixture | Commercial | New | Restaurants | FL Zone 2 | Per Fixture | 0% | 1048.503 | 369.27 | 679.233 | 0.64781 | 15 | 0.12561 | 0.12324 | 149 | Mid-Atlantic TRM V7.0, 2017 for LED High Bay fixture up to 220w | 82.76 | rate at $82.76/per labor hour assume 1 hours work, https://www.homewyse.com/services/cost_to_install_lighting_control_system.html | 298 | Mid-Atlantic TRM V7.0, 2017 for LED High Bay fixture up to 220w | 82.76 | rate at $82.76/per labor hour assume 1 hours work, https://www.homewyse.com/services/cost_to_install_lighting_control_system.html | 149 | fixture |  | 149
Equipment | High Bay LED | One 150W High Bay LED Fixture | Weighted Existing Fluorescent High-Bay Fixture | Commercial | New | Retail | FL Zone 2 | Per Fixture | 0% | 1556.6693 | 548.24 | 1008.4293 | 0.64781 | 15 | 0.18649 | 0.18297 | 149 | Mid-Atlantic TRM V7.0, 2017 for LED High Bay fixture up to 220w | 82.76 | rate at $82.76/per labor hour assume 1 hours work, https://www.homewyse.com/services/cost_to_install_lighting_control_system.html | 298 | Mid-Atlantic TRM V7.0, 2017 for LED High Bay fixture up to 220w | 82.76 | rate at $82.76/per labor hour assume 1 hours work, https://www.homewyse.com/services/cost_to_install_lighting_control_system.html | 149 | fixture |  | 149
Equipment | High Bay LED | One 150W High Bay LED Fixture | Weighted Existing Fluorescent High-Bay Fixture | Commercial | New | Schools K-12 | FL Zone 2 | Per Fixture | 0% | 743.041 | 261.69 | 481.351 | 0.64781 | 15 | 0.089016 | 0.087335 | 149 | Mid-Atlantic TRM V7.0, 2017 for LED High Bay fixture up to 220w | 82.76 | rate at $82.76/per labor hour assume 1 hours work, https://www.homewyse.com/services/cost_to_install_lighting_control_system.html | 298 | Mid-Atlantic TRM V7.0, 2017 for LED High Bay fixture up to 220w | 82.76 | rate at $82.76/per labor hour assume 1 hours work, https://www.homewyse.com/services/cost_to_install_lighting_control_system.html | 149 | fixture |  | 149
Equipment | High Bay LED | One 150W High Bay LED Fixture | Weighted Existing Fluorescent High-Bay Fixture | Commercial | New | Warehouse | FL Zone 2 | Per Fixture | 0% | 1194.3627 | 420.64 | 773.7227 | 0.64781 | 15 | 0.14308 | 0.14038 | 149 | Mid-Atlantic TRM V7.0, 2017 for LED High Bay fixture up to 220w | 82.76 | rate at $82.76/per labor hour assume 1 hours work, https://www.homewyse.com/services/cost_to_install_lighting_control_system.html | 298 | Mid-Atlantic TRM V7.0, 2017 for LED High Bay fixture up to 220w | 82.76 | rate at $82.76/per labor hour assume 1 hours work, https://www.homewyse.com/services/cost_to_install_lighting_control_system.html | 149 | fixture |  | 149
Equipment | LED - 14W | 14W LED | EISA-2020 compliant baseline lamp (100W equivalent) | Commercial | Turnover | Assembly | FL Zone 2 | Per Lamp | 86.42% | 86.28 | 40.264 | 46.016 | 0.53333 | 15 | 0.011041 | 0.0025527 | 1.49 | https://www.homedepot.com/p/EcoSmart-100-Watt-Equivalent-A19-Halogen-Light-Bulb-4-Pack-324442/302639927 | 0 | No Labor Cost | 3.37 | https://www.homedepot.com/p/EcoSmart-100-Watt-Equivalent-A19-Non-Dimmable-LED-Light-Bulb-Daylight-4-Pack-A7A19A100WUL03/303574633 | 0 | No Labor Cost | 1.88 | bulb |  | 1.88
Equipment | LED - 14W | 14W LED | EISA-2020 compliant baseline lamp (100W equivalent) | Commercial | Turnover | College and University | FL Zone 2 | Per Lamp | 86.42% | 132.24 | 61.712 | 70.528 | 0.53333 | 15 | 0.0071686 | 0.0070204 | 1.49 | https://www.homedepot.com/p/EcoSmart-100-Watt-Equivalent-A19-Halogen-Light-Bulb-4-Pack-324442/302639927 | 0 | No Labor Cost | 3.37 | https://www.homedepot.com/p/EcoSmart-100-Watt-Equivalent-A19-Non-Dimmable-LED-Light-Bulb-Daylight-4-Pack-A7A19A100WUL03/303574633 | 0 | No Labor Cost | 1.88 | bulb |  | 1.88
Equipment | LED - 14W | 14W LED | EISA-2020 compliant baseline lamp (100W equivalent) | Commercial | Turnover | Grocery | FL Zone 2 | Per Lamp | 86.42% | 166.32 | 77.616 | 88.704 | 0.53333 | 15 | 0.021364 | 5.7838e-06 | 1.49 | https://www.homedepot.com/p/EcoSmart-100-Watt-Equivalent-A19-Halogen-Light-Bulb-4-Pack-324442/302639927 | 0 | No Labor Cost | 3.37 | https://www.homedepot.com/p/EcoSmart-100-Watt-Equivalent-A19-Non-Dimmable-LED-Light-Bulb-Daylight-4-Pack-A7A19A100WUL03/303574633 | 0 | No Labor Cost | 1.88 | bulb |  | 1.88
Equipment | LED - 14W | 14W LED | EISA-2020 compliant baseline lamp (100W equivalent) | Commercial | Turnover | Healthcare | FL Zone 2 | Per Lamp | 86.42% | 150.84 | 70.392 | 80.448 | 0.53333 | 15 | 0.019302 | 0.0044629 | 1.49 | https://www.homedepot.com/p/EcoSmart-100-Watt-Equivalent-A19-Halogen-Light-Bulb-4-Pack-324442/302639927 | 0 | No Labor Cost | 3.37 | https://www.homedepot.com/p/EcoSmart-100-Watt-Equivalent-A19-Non-Dimmable-LED-Light-Bulb-Daylight-4-Pack-A7A19A100WUL03/303574633 | 0 | No Labor Cost | 1.88 | bulb |  | 1.88
Equipment | LED - 14W | 14W LED | EISA-2020 compliant baseline lamp (100W equivalent) | Commercial | Turnover | Hospitals | FL Zone 2 | Per Lamp | 86.42% | 204.06 | 95.228 | 108.832 | 0.53333 | 15 | 0.011062 | 0.010833 | 1.49 | https://www.homedepot.com/p/EcoSmart-100-Watt-Equivalent-A19-Halogen-Light-Bulb-4-Pack-324442/302639927 | 0 | No Labor Cost | 3.37 | https://www.homedepot.com/p/EcoSmart-100-Watt-Equivalent-A19-Non-Dimmable-LED-Light-Bulb-Daylight-4-Pack-A7A19A100WUL03/303574633 | 0 | No Labor Cost | 1.88 | bulb |  | 1.88
Equipment | LED - 14W | 14W LED | EISA-2020 compliant baseline lamp (100W equivalent) | Commercial | Turnover | Institutional | FL Zone 2 | Per Lamp | 86.42% | 98.97 | 46.186 | 52.784 | 0.53333 | 15 | 0.012665 | 0.0029282 | 1.49 | https://www.homedepot.com/p/EcoSmart-100-Watt-Equivalent-A19-Halogen-Light-Bulb-4-Pack-324442/302639927 | 0 | No Labor Cost | 3.37 | https://www.homedepot.com/p/EcoSmart-100-Watt-Equivalent-A19-Non-Dimmable-LED-Light-Bulb-Daylight-4-Pack-A7A19A100WUL03/303574633 | 0 | No Labor Cost | 1.88 | bulb |  | 1.88
Equipment | LED - 14W | 14W LED | EISA-2020 compliant baseline lamp (100W equivalent) | Commercial | Turnover | Lodging/Hospitality | FL Zone 2 | Per Lamp | 86.42% | 112.62 | 52.556 | 60.064 | 0.53333 | 15 | 0.014466 | 3.9164e-06 | 1.49 | https://www.homedepot.com/p/EcoSmart-100-Watt-Equivalent-A19-Halogen-Light-Bulb-4-Pack-324442/302639927 | 0 | No Labor Cost | 3.37 | https://www.homedepot.com/p/EcoSmart-100-Watt-Equivalent-A19-Non-Dimmable-LED-Light-Bulb-Daylight-4-Pack-A7A19A100WUL03/303574633 | 0 | No Labor Cost | 1.88 | bulb |  | 1.88
Equipment | LED - 14W | 14W LED | EISA-2020 compliant baseline lamp (100W equivalent) | Commercial | Turnover | Miscellaneous | FL Zone 2 | Per Lamp | 86.42% | 132.24 | 61.712 | 70.528 | 0.53333 | 15 | 0.016922 | 0.0039125 | 1.49 | https://www.homedepot.com/p/EcoSmart-100-Watt-Equivalent-A19-Halogen-Light-Bulb-4-Pack-324442/302639927 | 0 | No Labor Cost | 3.37 | https://www.homedepot.com/p/EcoSmart-100-Watt-Equivalent-A19-Non-Dimmable-LED-Light-Bulb-Daylight-4-Pack-A7A19A100WUL03/303574633 | 0 | No Labor Cost | 1.88 | bulb |  | 1.88
Equipment | LED - 14W | 14W LED | EISA-2020 compliant baseline lamp (100W equivalent) | Commercial | Turnover | Offices | FL Zone 2 | Per Lamp | 86.42% | 97.59 | 45.542 | 52.048 | 0.53333 | 15 | 0.012488 | 0.0028874 | 1.49 | https://www.homedepot.com/p/EcoSmart-100-Watt-Equivalent-A19-Halogen-Light-Bulb-4-Pack-324442/302639927 | 0 | No Labor Cost | 3.37 | https://www.homedepot.com/p/EcoSmart-100-Watt-Equivalent-A19-Non-Dimmable-LED-Light-Bulb-Daylight-4-Pack-A7A19A100WUL03/303574633 | 0 | No Labor Cost | 1.88 | bulb |  | 1.88
Equipment | LED - 14W | 14W LED | EISA-2020 compliant baseline lamp (100W equivalent) | Commercial | Turnover | Restaurants | FL Zone 2 | Per Lamp | 61.73% | 100.71 | 46.998 | 53.712 | 0.53333 | 15 | 0.012937 | 3.5022e-06 | 1.49 | https://www.homedepot.com/p/EcoSmart-100-Watt-Equivalent-A19-Halogen-Light-Bulb-4-Pack-324442/302639927 | 0 | No Labor Cost | 3.37 | https://www.homedepot.com/p/EcoSmart-100-Watt-Equivalent-A19-Non-Dimmable-LED-Light-Bulb-Daylight-4-Pack-A7A19A100WUL03/303574633 | 0 | No Labor Cost | 1.88 | bulb |  | 1.88
Equipment | LED - 14W | 14W LED | EISA-2020 compliant baseline lamp (100W equivalent) | Commercial | Turnover | Retail | FL Zone 2 | Per Lamp | 61.73% | 149.52 | 69.776 | 79.744 | 0.53333 | 15 | 0.019206 | 5.1996e-06 | 1.49 | https://www.homedepot.com/p/EcoSmart-100-Watt-Equivalent-A19-Halogen-Light-Bulb-4-Pack-324442/302639927 | 0 | No Labor Cost | 3.37 | https://www.homedepot.com/p/EcoSmart-100-Watt-Equivalent-A19-Non-Dimmable-LED-Light-Bulb-Daylight-4-Pack-A7A19A100WUL03/303574633 | 0 | No Labor Cost | 1.88 | bulb |  | 1.88
Equipment | LED - 14W | 14W LED | EISA-2020 compliant baseline lamp (100W equivalent) | Commercial | Turnover | Schools K-12 | FL Zone 2 | Per Lamp | 86.42% | 71.37 | 33.306 | 38.064 | 0.53333 | 15 | 0.0091329 | 0.0021116 | 1.49 | https://www.homedepot.com/p/EcoSmart-100-Watt-Equivalent-A19-Halogen-Light-Bulb-4-Pack-324442/302639927 | 0 | No Labor Cost | 3.37 | https://www.homedepot.com/p/EcoSmart-100-Watt-Equivalent-A19-Non-Dimmable-LED-Light-Bulb-Daylight-4-Pack-A7A19A100WUL03/303574633 | 0 | No Labor Cost | 1.88 | bulb |  | 1.88
Equipment | LED - 14W | 14W LED | EISA-2020 compliant baseline lamp (100W equivalent) | Commercial | Turnover | Warehouse | FL Zone 2 | Per Lamp | 86.42% | 114.72 | 53.536 | 61.184 | 0.53333 | 15 | 0.01468 | 0.0033942 | 1.49 | https://www.homedepot.com/p/EcoSmart-100-Watt-Equivalent-A19-Halogen-Light-Bulb-4-Pack-324442/302639927 | 0 | No Labor Cost | 3.37 | https://www.homedepot.com/p/EcoSmart-100-Watt-Equivalent-A19-Non-Dimmable-LED-Light-Bulb-Daylight-4-Pack-A7A19A100WUL03/303574633 | 0 | No Labor Cost | 1.88 | bulb |  | 1.88
Equipment | LED - 14W | 14W LED | EISA-2020 compliant baseline lamp (100W equivalent) | Commercial | New | Assembly | FL Zone 2 | Per Lamp | 0% | 86.28 | 40.264 | 46.016 | 0.53333 | 15 | 0.011041 | 0.0025527 | 1.49 | https://www.homedepot.com/p/EcoSmart-100-Watt-Equivalent-A19-Halogen-Light-Bulb-4-Pack-324442/302639927 | 0 | No Labor Cost | 3.37 | https://www.homedepot.com/p/EcoSmart-100-Watt-Equivalent-A19-Non-Dimmable-LED-Light-Bulb-Daylight-4-Pack-A7A19A100WUL03/303574633 | 0 | No Labor Cost | 1.88 | bulb |  | 1.88
Equipment | LED - 14W | 14W LED | EISA-2020 compliant baseline lamp (100W equivalent) | Commercial | New | College and University | FL Zone 2 | Per Lamp | 0% | 132.24 | 61.712 | 70.528 | 0.53333 | 15 | 0.0071686 | 0.0070204 | 1.49 | https://www.homedepot.com/p/EcoSmart-100-Watt-Equivalent-A19-Halogen-Light-Bulb-4-Pack-324442/302639927 | 0 | No Labor Cost | 3.37 | https://www.homedepot.com/p/EcoSmart-100-Watt-Equivalent-A19-Non-Dimmable-LED-Light-Bulb-Daylight-4-Pack-A7A19A100WUL03/303574633 | 0 | No Labor Cost | 1.88 | bulb |  | 1.88
Equipment | LED - 14W | 14W LED | EISA-2020 compliant baseline lamp (100W equivalent) | Commercial | New | Grocery | FL Zone 2 | Per Lamp | 0% | 166.32 | 77.616 | 88.704 | 0.53333 | 15 | 0.021364 | 5.7838e-06 | 1.49 | https://www.homedepot.com/p/EcoSmart-100-Watt-Equivalent-A19-Halogen-Light-Bulb-4-Pack-324442/302639927 | 0 | No Labor Cost | 3.37 | https://www.homedepot.com/p/EcoSmart-100-Watt-Equivalent-A19-Non-Dimmable-LED-Light-Bulb-Daylight-4-Pack-A7A19A100WUL03/303574633 | 0 | No Labor Cost | 1.88 | bulb |  | 1.88
Equipment | LED - 14W | 14W LED | EISA-2020 compliant baseline lamp (100W equivalent) | Commercial | New | Healthcare | FL Zone 2 | Per Lamp | 0% | 150.84 | 70.392 | 80.448 | 0.53333 | 15 | 0.019302 | 0.0044629 | 1.49 | https://www.homedepot.com/p/EcoSmart-100-Watt-Equivalent-A19-Halogen-Light-Bulb-4-Pack-324442/302639927 | 0 | No Labor Cost | 3.37 | https://www.homedepot.com/p/EcoSmart-100-Watt-Equivalent-A19-Non-Dimmable-LED-Light-Bulb-Daylight-4-Pack-A7A19A100WUL03/303574633 | 0 | No Labor Cost | 1.88 | bulb |  | 1.88
Equipment | LED - 14W | 14W LED | EISA-2020 compliant baseline lamp (100W equivalent) | Commercial | New | Hospitals | FL Zone 2 | Per Lamp | 0% | 204.06 | 95.228 | 108.832 | 0.53333 | 15 | 0.011062 | 0.010833 | 1.49 | https://www.homedepot.com/p/EcoSmart-100-Watt-Equivalent-A19-Halogen-Light-Bulb-4-Pack-324442/302639927 | 0 | No Labor Cost | 3.37 | https://www.homedepot.com/p/EcoSmart-100-Watt-Equivalent-A19-Non-Dimmable-LED-Light-Bulb-Daylight-4-Pack-A7A19A100WUL03/303574633 | 0 | No Labor Cost | 1.88 | bulb |  | 1.88
Equipment | LED - 14W | 14W LED | EISA-2020 compliant baseline lamp (100W equivalent) | Commercial | New | Institutional | FL Zone 2 | Per Lamp | 0% | 98.97 | 46.186 | 52.784 | 0.53333 | 15 | 0.012665 | 0.0029282 | 1.49 | https://www.homedepot.com/p/EcoSmart-100-Watt-Equivalent-A19-Halogen-Light-Bulb-4-Pack-324442/302639927 | 0 | No Labor Cost | 3.37 | https://www.homedepot.com/p/EcoSmart-100-Watt-Equivalent-A19-Non-Dimmable-LED-Light-Bulb-Daylight-4-Pack-A7A19A100WUL03/303574633 | 0 | No Labor Cost | 1.88 | bulb |  | 1.88
Equipment | LED - 14W | 14W LED | EISA-2020 compliant baseline lamp (100W equivalent) | Commercial | New | Lodging/Hospitality | FL Zone 2 | Per Lamp | 0% | 112.62 | 52.556 | 60.064 | 0.53333 | 15 | 0.014466 | 3.9164e-06 | 1.49 | https://www.homedepot.com/p/EcoSmart-100-Watt-Equivalent-A19-Halogen-Light-Bulb-4-Pack-324442/302639927 | 0 | No Labor Cost | 3.37 | https://www.homedepot.com/p/EcoSmart-100-Watt-Equivalent-A19-Non-Dimmable-LED-Light-Bulb-Daylight-4-Pack-A7A19A100WUL03/303574633 | 0 | No Labor Cost | 1.88 | bulb |  | 1.88
Equipment | LED - 14W | 14W LED | EISA-2020 compliant baseline lamp (100W equivalent) | Commercial | New | Miscellaneous | FL Zone 2 | Per Lamp | 0% | 132.24 | 61.712 | 70.528 | 0.53333 | 15 | 0.016922 | 0.0039125 | 1.49 | https://www.homedepot.com/p/EcoSmart-100-Watt-Equivalent-A19-Halogen-Light-Bulb-4-Pack-324442/302639927 | 0 | No Labor Cost | 3.37 | https://www.homedepot.com/p/EcoSmart-100-Watt-Equivalent-A19-Non-Dimmable-LED-Light-Bulb-Daylight-4-Pack-A7A19A100WUL03/303574633 | 0 | No Labor Cost | 1.88 | bulb |  | 1.88
Equipment | LED - 14W | 14W LED | EISA-2020 compliant baseline lamp (100W equivalent) | Commercial | New | Offices | FL Zone 2 | Per Lamp | 0% | 97.59 | 45.542 | 52.048 | 0.53333 | 15 | 0.012488 | 0.0028874 | 1.49 | https://www.homedepot.com/p/EcoSmart-100-Watt-Equivalent-A19-Halogen-Light-Bulb-4-Pack-324442/302639927 | 0 | No Labor Cost | 3.37 | https://www.homedepot.com/p/EcoSmart-100-Watt-Equivalent-A19-Non-Dimmable-LED-Light-Bulb-Daylight-4-Pack-A7A19A100WUL03/303574633 | 0 | No Labor Cost | 1.88 | bulb |  | 1.88
Equipment | LED - 14W | 14W LED | EISA-2020 compliant baseline lamp (100W equivalent) | Commercial | New | Restaurants | FL Zone 2 | Per Lamp | 0% | 100.71 | 46.998 | 53.712 | 0.53333 | 15 | 0.012937 | 3.5022e-06 | 1.49 | https://www.homedepot.com/p/EcoSmart-100-Watt-Equivalent-A19-Halogen-Light-Bulb-4-Pack-324442/302639927 | 0 | No Labor Cost | 3.37 | https://www.homedepot.com/p/EcoSmart-100-Watt-Equivalent-A19-Non-Dimmable-LED-Light-Bulb-Daylight-4-Pack-A7A19A100WUL03/303574633 | 0 | No Labor Cost | 1.88 | bulb |  | 1.88
Equipment | LED - 14W | 14W LED | EISA-2020 compliant baseline lamp (100W equivalent) | Commercial | New | Retail | FL Zone 2 | Per Lamp | 0% | 149.52 | 69.776 | 79.744 | 0.53333 | 15 | 0.019206 | 5.1996e-06 | 1.49 | https://www.homedepot.com/p/EcoSmart-100-Watt-Equivalent-A19-Halogen-Light-Bulb-4-Pack-324442/302639927 | 0 | No Labor Cost | 3.37 | https://www.homedepot.com/p/EcoSmart-100-Watt-Equivalent-A19-Non-Dimmable-LED-Light-Bulb-Daylight-4-Pack-A7A19A100WUL03/303574633 | 0 | No Labor Cost | 1.88 | bulb |  | 1.88
Equipment | LED - 14W | 14W LED | EISA-2020 compliant baseline lamp (100W equivalent) | Commercial | New | Schools K-12 | FL Zone 2 | Per Lamp | 0% | 71.37 | 33.306 | 38.064 | 0.53333 | 15 | 0.0091329 | 0.0021116 | 1.49 | https://www.homedepot.com/p/EcoSmart-100-Watt-Equivalent-A19-Halogen-Light-Bulb-4-Pack-324442/302639927 | 0 | No Labor Cost | 3.37 | https://www.homedepot.com/p/EcoSmart-100-Watt-Equivalent-A19-Non-Dimmable-LED-Light-Bulb-Daylight-4-Pack-A7A19A100WUL03/303574633 | 0 | No Labor Cost | 1.88 | bulb |  | 1.88
Equipment | LED - 14W | 14W LED | EISA-2020 compliant baseline lamp (100W equivalent) | Commercial | New | Warehouse | FL Zone 2 | Per Lamp | 0% | 114.72 | 53.536 | 61.184 | 0.53333 | 15 | 0.01468 | 0.0033942 | 1.49 | https://www.homedepot.com/p/EcoSmart-100-Watt-Equivalent-A19-Halogen-Light-Bulb-4-Pack-324442/302639927 | 0 | No Labor Cost | 3.37 | https://www.homedepot.com/p/EcoSmart-100-Watt-Equivalent-A19-Non-Dimmable-LED-Light-Bulb-Daylight-4-Pack-A7A19A100WUL03/303574633 | 0 | No Labor Cost | 1.88 | bulb |  | 1.88
Equipment | LED Display Lighting (Interior) | One Letter of LED Signage, < 2ft in Height | One Letter of Neon or Argon-mercury Signage, < 2ft in Height | Commercial | Turnover | Assembly | FL Zone 2 | Per Fixture | 2.129% | 310.608 | 40.264 | 270.344 | 0.87037 | 15 | 0.066388 | 0.014997 | 295 | Market Research, 2014, Grainger | 0 | 0 | 330 | Pennsylvania Public Utility Commission 2013 Incremental Cost Database | 0 | 0 | 35 | fixture |  | 35
Equipment | LED Display Lighting (Interior) | One Letter of LED Signage, < 2ft in Height | One Letter of Neon or Argon-mercury Signage, < 2ft in Height | Commercial | Turnover | College and University | FL Zone 2 | Per Fixture | 2.129% | 476.064 | 61.712 | 414.352 | 0.87037 | 15 | 0.043517 | 0.04079 | 295 | Market Research, 2014, Grainger | 0 | 0 | 330 | Pennsylvania Public Utility Commission 2013 Incremental Cost Database | 0 | 0 | 35 | fixture |  | 35
Equipment | LED Display Lighting (Interior) | One Letter of LED Signage, < 2ft in Height | One Letter of Neon or Argon-mercury Signage, < 2ft in Height | Commercial | Turnover | Grocery | FL Zone 2 | Per Fixture | 2.129% | 598.752 | 77.616 | 521.136 | 0.87037 | 15 | 0.1264 | 9.1014e-06 | 295 | Market Research, 2014, Grainger | 0 | 0 | 330 | Pennsylvania Public Utility Commission 2013 Incremental Cost Database | 0 | 0 | 35 | fixture |  | 35
Equipment | LED Display Lighting (Interior) | One Letter of LED Signage, < 2ft in Height | One Letter of Neon or Argon-mercury Signage, < 2ft in Height | Commercial | Turnover | Healthcare | FL Zone 2 | Per Fixture | 2.129% | 543.024 | 70.392 | 472.632 | 0.87037 | 15 | 0.11606 | 0.026219 | 295 | Market Research, 2014, Grainger | 0 | 0 | 330 | Pennsylvania Public Utility Commission 2013 Incremental Cost Database | 0 | 0 | 35 | fixture |  | 35
Equipment | LED Display Lighting (Interior) | One Letter of LED Signage, < 2ft in Height | One Letter of Neon or Argon-mercury Signage, < 2ft in Height | Commercial | Turnover | Hospitals | FL Zone 2 | Per Fixture | 2.129% | 734.616 | 95.228 | 639.388 | 0.87037 | 15 | 0.067152 | 0.062943 | 295 | Market Research, 2014, Grainger | 0 | 0 | 330 | Pennsylvania Public Utility Commission 2013 Incremental Cost Database | 0 | 0 | 35 | fixture |  | 35
Equipment | LED Display Lighting (Interior) | One Letter of LED Signage, < 2ft in Height | One Letter of Neon or Argon-mercury Signage, < 2ft in Height | Commercial | Turnover | Institutional | FL Zone 2 | Per Fixture | 2.129% | 356.292 | 46.186 | 310.106 | 0.87037 | 15 | 0.076152 | 0.017203 | 295 | Market Research, 2014, Grainger | 0 | 0 | 330 | Pennsylvania Public Utility Commission 2013 Incremental Cost Database | 0 | 0 | 35 | fixture |  | 35
Equipment | LED Display Lighting (Interior) | One Letter of LED Signage, < 2ft in Height | One Letter of Neon or Argon-mercury Signage, < 2ft in Height | Commercial | Turnover | Lodging/Hospitality | FL Zone 2 | Per Fixture | 2.129% | 405.432 | 52.556 | 352.876 | 0.87037 | 15 | 0.085589 | 6.1628e-06 | 295 | Market Research, 2014, Grainger | 0 | 0 | 330 | Pennsylvania Public Utility Commission 2013 Incremental Cost Database | 0 | 0 | 35 | fixture |  | 35
Equipment | LED Display Lighting (Interior) | One Letter of LED Signage, < 2ft in Height | One Letter of Neon or Argon-mercury Signage, < 2ft in Height | Commercial | Turnover | Miscellaneous | FL Zone 2 | Per Fixture | 2.306% | 476.064 | 61.712 | 414.352 | 0.87037 | 15 | 0.10175 | 0.022986 | 295 | Market Research, 2014, Grainger | 0 | 0 | 330 | Pennsylvania Public Utility Commission 2013 Incremental Cost Database | 0 | 0 | 35 | fixture |  | 35
Equipment | LED Display Lighting (Interior) | One Letter of LED Signage, < 2ft in Height | One Letter of Neon or Argon-mercury Signage, < 2ft in Height | Commercial | Turnover | Offices | FL Zone 2 | Per Fixture | 2.129% | 351.324 | 45.542 | 305.782 | 0.87037 | 15 | 0.07509 | 0.016963 | 295 | Market Research, 2014, Grainger | 0 | 0 | 330 | Pennsylvania Public Utility Commission 2013 Incremental Cost Database | 0 | 0 | 35 | fixture |  | 35
Equipment | LED Display Lighting (Interior) | One Letter of LED Signage, < 2ft in Height | One Letter of Neon or Argon-mercury Signage, < 2ft in Height | Commercial | Turnover | Restaurants | FL Zone 2 | Per Fixture | 2.129% | 362.556 | 46.998 | 315.558 | 0.87037 | 15 | 0.076537 | 5.511e-06 | 295 | Market Research, 2014, Grainger | 0 | 0 | 330 | Pennsylvania Public Utility Commission 2013 Incremental Cost Database | 0 | 0 | 35 | fixture |  | 35
Equipment | LED Display Lighting (Interior) | One Letter of LED Signage, < 2ft in Height | One Letter of Neon or Argon-mercury Signage, < 2ft in Height | Commercial | Turnover | Retail | FL Zone 2 | Per Fixture | 2.129% | 538.272 | 69.776 | 468.496 | 0.87037 | 15 | 0.11363 | 8.182e-06 | 295 | Market Research, 2014, Grainger | 0 | 0 | 330 | Pennsylvania Public Utility Commission 2013 Incremental Cost Database | 0 | 0 | 35 | fixture |  | 35
Equipment | LED Display Lighting (Interior) | One Letter of LED Signage, < 2ft in Height | One Letter of Neon or Argon-mercury Signage, < 2ft in Height | Commercial | Turnover | Schools K-12 | FL Zone 2 | Per Fixture | 2.129% | 256.932 | 33.306 | 223.626 | 0.87037 | 15 | 0.054915 | 0.012405 | 295 | Market Research, 2014, Grainger | 0 | 0 | 330 | Pennsylvania Public Utility Commission 2013 Incremental Cost Database | 0 | 0 | 35 | fixture |  | 35
Equipment | LED Display Lighting (Interior) | One Letter of LED Signage, < 2ft in Height | One Letter of Neon or Argon-mercury Signage, < 2ft in Height | Commercial | Turnover | Warehouse | FL Zone 2 | Per Fixture | 2.129% | 412.992 | 53.536 | 359.456 | 0.87037 | 15 | 0.08827 | 0.01994 | 295 | Market Research, 2014, Grainger | 0 | 0 | 330 | Pennsylvania Public Utility Commission 2013 Incremental Cost Database | 0 | 0 | 35 | fixture |  | 35
Equipment | LED Display Lighting (Interior) | One Letter of LED Signage, < 2ft in Height | One Letter of Neon or Argon-mercury Signage, < 2ft in Height | Commercial | New | Assembly | FL Zone 2 | Per Fixture | 0% | 310.608 | 40.264 | 270.344 | 0.87037 | 15 | 0.066388 | 0.014997 | 295 | Market Research, 2014, Grainger | 0 | 0 | 330 | Pennsylvania Public Utility Commission 2013 Incremental Cost Database | 0 | 0 | 35 | fixture |  | 35
Equipment | LED Display Lighting (Interior) | One Letter of LED Signage, < 2ft in Height | One Letter of Neon or Argon-mercury Signage, < 2ft in Height | Commercial | New | College and University | FL Zone 2 | Per Fixture | 0% | 476.064 | 61.712 | 414.352 | 0.87037 | 15 | 0.043517 | 0.04079 | 295 | Market Research, 2014, Grainger | 0 | 0 | 330 | Pennsylvania Public Utility Commission 2013 Incremental Cost Database | 0 | 0 | 35 | fixture |  | 35
Equipment | LED Display Lighting (Interior) | One Letter of LED Signage, < 2ft in Height | One Letter of Neon or Argon-mercury Signage, < 2ft in Height | Commercial | New | Grocery | FL Zone 2 | Per Fixture | 0% | 598.752 | 77.616 | 521.136 | 0.87037 | 15 | 0.1264 | 9.1014e-06 | 295 | Market Research, 2014, Grainger | 0 | 0 | 330 | Pennsylvania Public Utility Commission 2013 Incremental Cost Database | 0 | 0 | 35 | fixture |  | 35
Equipment | LED Display Lighting (Interior) | One Letter of LED Signage, < 2ft in Height | One Letter of Neon or Argon-mercury Signage, < 2ft in Height | Commercial | New | Healthcare | FL Zone 2 | Per Fixture | 0% | 543.024 | 70.392 | 472.632 | 0.87037 | 15 | 0.11606 | 0.026219 | 295 | Market Research, 2014, Grainger | 0 | 0 | 330 | Pennsylvania Public Utility Commission 2013 Incremental Cost Database | 0 | 0 | 35 | fixture |  | 35
Equipment | LED Display Lighting (Interior) | One Letter of LED Signage, < 2ft in Height | One Letter of Neon or Argon-mercury Signage, < 2ft in Height | Commercial | New | Hospitals | FL Zone 2 | Per Fixture | 0% | 734.616 | 95.228 | 639.388 | 0.87037 | 15 | 0.067152 | 0.062943 | 295 | Market Research, 2014, Grainger | 0 | 0 | 330 | Pennsylvania Public Utility Commission 2013 Incremental Cost Database | 0 | 0 | 35 | fixture |  | 35
Equipment | LED Display Lighting (Interior) | One Letter of LED Signage, < 2ft in Height | One Letter of Neon or Argon-mercury Signage, < 2ft in Height | Commercial | New | Institutional | FL Zone 2 | Per Fixture | 0% | 356.292 | 46.186 | 310.106 | 0.87037 | 15 | 0.076152 | 0.017203 | 295 | Market Research, 2014, Grainger | 0 | 0 | 330 | Pennsylvania Public Utility Commission 2013 Incremental Cost Database | 0 | 0 | 35 | fixture |  | 35
Equipment | LED Display Lighting (Interior) | One Letter of LED Signage, < 2ft in Height | One Letter of Neon or Argon-mercury Signage, < 2ft in Height | Commercial | New | Lodging/Hospitality | FL Zone 2 | Per Fixture | 0% | 405.432 | 52.556 | 352.876 | 0.87037 | 15 | 0.085589 | 6.1628e-06 | 295 | Market Research, 2014, Grainger | 0 | 0 | 330 | Pennsylvania Public Utility Commission 2013 Incremental Cost Database | 0 | 0 | 35 | fixture |  | 35
Equipment | LED Display Lighting (Interior) | One Letter of LED Signage, < 2ft in Height | One Letter of Neon or Argon-mercury Signage, < 2ft in Height | Commercial | New | Miscellaneous | FL Zone 2 | Per Fixture | 0% | 476.064 | 61.712 | 414.352 | 0.87037 | 15 | 0.10175 | 0.022986 | 295 | Market Research, 2014, Grainger | 0 | 0 | 330 | Pennsylvania Public Utility Commission 2013 Incremental Cost Database | 0 | 0 | 35 | fixture |  | 35
Equipment | LED Display Lighting (Interior) | One Letter of LED Signage, < 2ft in Height | One Letter of Neon or Argon-mercury Signage, < 2ft in Height | Commercial | New | Offices | FL Zone 2 | Per Fixture | 0% | 351.324 | 45.542 | 305.782 | 0.87037 | 15 | 0.07509 | 0.016963 | 295 | Market Research, 2014, Grainger | 0 | 0 | 330 | Pennsylvania Public Utility Commission 2013 Incremental Cost Database | 0 | 0 | 35 | fixture |  | 35
Equipment | LED Display Lighting (Interior) | One Letter of LED Signage, < 2ft in Height | One Letter of Neon or Argon-mercury Signage, < 2ft in Height | Commercial | New | Restaurants | FL Zone 2 | Per Fixture | 0% | 362.556 | 46.998 | 315.558 | 0.87037 | 15 | 0.076537 | 5.511e-06 | 295 | Market Research, 2014, Grainger | 0 | 0 | 330 | Pennsylvania Public Utility Commission 2013 Incremental Cost Database | 0 | 0 | 35 | fixture |  | 35
Equipment | LED Display Lighting (Interior) | One Letter of LED Signage, < 2ft in Height | One Letter of Neon or Argon-mercury Signage, < 2ft in Height | Commercial | New | Retail | FL Zone 2 | Per Fixture | 0% | 538.272 | 69.776 | 468.496 | 0.87037 | 15 | 0.11363 | 8.182e-06 | 295 | Market Research, 2014, Grainger | 0 | 0 | 330 | Pennsylvania Public Utility Commission 2013 Incremental Cost Database | 0 | 0 | 35 | fixture |  | 35
Equipment | LED Display Lighting (Interior) | One Letter of LED Signage, < 2ft in Height | One Letter of Neon or Argon-mercury Signage, < 2ft in Height | Commercial | New | Schools K-12 | FL Zone 2 | Per Fixture | 0% | 256.932 | 33.306 | 223.626 | 0.87037 | 15 | 0.054915 | 0.012405 | 295 | Market Research, 2014, Grainger | 0 | 0 | 330 | Pennsylvania Public Utility Commission 2013 Incremental Cost Database | 0 | 0 | 35 | fixture |  | 35
Equipment | LED Display Lighting (Interior) | One Letter of LED Signage, < 2ft in Height | One Letter of Neon or Argon-mercury Signage, < 2ft in Height | Commercial | New | Warehouse | FL Zone 2 | Per Fixture | 0% | 412.992 | 53.536 | 359.456 | 0.87037 | 15 | 0.08827 | 0.01994 | 295 | Market Research, 2014, Grainger | 0 | 0 | 330 | Pennsylvania Public Utility Commission 2013 Incremental Cost Database | 0 | 0 | 35 | fixture |  | 35
Equipment | LED Linear - Fixture Replacement | 2x4 LED Troffer | Lumen-Equivalent 32-Watt T8 Fixture | Commercial | Turnover | Assembly | FL Zone 2 | Per Unit | 24.1% | 485.929 | 241.584 | 244.345 | 0.50284 | 15 | 0.05923 | 0.01355 | 15 | Mid-Atlantic TRM V7.0, 2017 for New LED linear recessed troffer/panel | 41.38 | rate at $82.76/per labor hour assume 0.5 hours work, https://www.homewyse.com/services/cost_to_install_lighting_control_system.html | 35 | Mid-Atlantic TRM V7.0, 2017 for New LED linear recessed troffer/panel | 41.38 | rate at $82.76/per labor hour assume 0.5 hours work, https://www.homewyse.com/services/cost_to_install_lighting_control_system.html | 20 | fixture |  | 20
Equipment | LED Linear - Fixture Replacement | 2x4 LED Troffer | Lumen-Equivalent 32-Watt T8 Fixture | Commercial | Turnover | College and University | FL Zone 2 | Per Unit | 24.1% | 744.7757 | 370.272 | 374.5037 | 0.50284 | 15 | 0.039245 | 0.036402 | 15 | Mid-Atlantic TRM V7.0, 2017 for New LED linear recessed troffer/panel | 41.38 | rate at $82.76/per labor hour assume 0.5 hours work, https://www.homewyse.com/services/cost_to_install_lighting_control_system.html | 35 | Mid-Atlantic TRM V7.0, 2017 for New LED linear recessed troffer/panel | 41.38 | rate at $82.76/per labor hour assume 0.5 hours work, https://www.homewyse.com/services/cost_to_install_lighting_control_system.html | 20 | fixture |  | 20
Equipment | LED Linear - Fixture Replacement | 2x4 LED Troffer | Lumen-Equivalent 32-Watt T8 Fixture | Commercial | Turnover | Grocery | FL Zone 2 | Per Unit | 24.1% | 936.7142 | 465.696 | 471.0182 | 0.50284 | 15 | 0.11487 | 6.293e-06 | 15 | Mid-Atlantic TRM V7.0, 2017 for New LED linear recessed troffer/panel | 41.38 | rate at $82.76/per labor hour assume 0.5 hours work, https://www.homewyse.com/services/cost_to_install_lighting_control_system.html | 35 | Mid-Atlantic TRM V7.0, 2017 for New LED linear recessed troffer/panel | 41.38 | rate at $82.76/per labor hour assume 0.5 hours work, https://www.homewyse.com/services/cost_to_install_lighting_control_system.html | 20 | fixture |  | 20
Equipment | LED Linear - Fixture Replacement | 2x4 LED Troffer | Lumen-Equivalent 32-Watt T8 Fixture | Commercial | Turnover | Healthcare | FL Zone 2 | Per Unit | 24.1% | 849.5309 | 422.352 | 427.1789 | 0.50284 | 15 | 0.10355 | 0.023688 | 15 | Mid-Atlantic TRM V7.0, 2017 for New LED linear recessed troffer/panel | 41.38 | rate at $82.76/per labor hour assume 0.5 hours work, https://www.homewyse.com/services/cost_to_install_lighting_control_system.html | 35 | Mid-Atlantic TRM V7.0, 2017 for New LED linear recessed troffer/panel | 41.38 | rate at $82.76/per labor hour assume 0.5 hours work, https://www.homewyse.com/services/cost_to_install_lighting_control_system.html | 20 | fixture |  | 20
Equipment | LED Linear - Fixture Replacement | 2x4 LED Troffer | Lumen-Equivalent 32-Watt T8 Fixture | Commercial | Turnover | Hospitals | FL Zone 2 | Per Unit | 24.1% | 1149.2659 | 571.368 | 577.8979 | 0.50284 | 15 | 0.060559 | 0.056172 | 15 | Mid-Atlantic TRM V7.0, 2017 for New LED linear recessed troffer/panel | 41.38 | rate at $82.76/per labor hour assume 0.5 hours work, https://www.homewyse.com/services/cost_to_install_lighting_control_system.html | 35 | Mid-Atlantic TRM V7.0, 2017 for New LED linear recessed troffer/panel | 41.38 | rate at $82.76/per labor hour assume 0.5 hours work, https://www.homewyse.com/services/cost_to_install_lighting_control_system.html | 20 | fixture |  | 20
Equipment | LED Linear - Fixture Replacement | 2x4 LED Troffer | Lumen-Equivalent 32-Watt T8 Fixture | Commercial | Turnover | Institutional | FL Zone 2 | Per Unit | 24.1% | 557.399 | 277.116 | 280.283 | 0.50284 | 15 | 0.067942 | 0.015543 | 15 | Mid-Atlantic TRM V7.0, 2017 for New LED linear recessed troffer/panel | 41.38 | rate at $82.76/per labor hour assume 0.5 hours work, https://www.homewyse.com/services/cost_to_install_lighting_control_system.html | 35 | Mid-Atlantic TRM V7.0, 2017 for New LED linear recessed troffer/panel | 41.38 | rate at $82.76/per labor hour assume 0.5 hours work, https://www.homewyse.com/services/cost_to_install_lighting_control_system.html | 20 | fixture |  | 20
Equipment | LED Linear - Fixture Replacement | 2x4 LED Troffer | Lumen-Equivalent 32-Watt T8 Fixture | Commercial | Turnover | Lodging/Hospitality | FL Zone 2 | Per Unit | 24.1% | 634.2758 | 315.336 | 318.9398 | 0.50284 | 15 | 0.07778 | 4.2611e-06 | 15 | Mid-Atlantic TRM V7.0, 2017 for New LED linear recessed troffer/panel | 41.38 | rate at $82.76/per labor hour assume 0.5 hours work, https://www.homewyse.com/services/cost_to_install_lighting_control_system.html | 35 | Mid-Atlantic TRM V7.0, 2017 for New LED linear recessed troffer/panel | 41.38 | rate at $82.76/per labor hour assume 0.5 hours work, https://www.homewyse.com/services/cost_to_install_lighting_control_system.html | 20 | fixture |  | 20
Equipment | LED Linear - Fixture Replacement | 2x4 LED Troffer | Lumen-Equivalent 32-Watt T8 Fixture | Commercial | Turnover | Miscellaneous | FL Zone 2 | Per Unit | 24.1% | 744.7757 | 370.272 | 374.5037 | 0.50284 | 15 | 0.090781 | 0.020767 | 15 | Mid-Atlantic TRM V7.0, 2017 for New LED linear recessed troffer/panel | 41.38 | rate at $82.76/per labor hour assume 0.5 hours work, https://www.homewyse.com/services/cost_to_install_lighting_control_system.html | 35 | Mid-Atlantic TRM V7.0, 2017 for New LED linear recessed troffer/panel | 41.38 | rate at $82.76/per labor hour assume 0.5 hours work, https://www.homewyse.com/services/cost_to_install_lighting_control_system.html | 20 | fixture |  | 20
Equipment | LED Linear - Fixture Replacement | 2x4 LED Troffer | Lumen-Equivalent 32-Watt T8 Fixture | Commercial | Turnover | Offices | FL Zone 2 | Per Unit | 24.1% | 549.6269 | 273.252 | 276.3749 | 0.50284 | 15 | 0.066994 | 0.015326 | 15 | Mid-Atlantic TRM V7.0, 2017 for New LED linear recessed troffer/panel | 41.38 | rate at $82.76/per labor hour assume 0.5 hours work, https://www.homewyse.com/services/cost_to_install_lighting_control_system.html | 35 | Mid-Atlantic TRM V7.0, 2017 for New LED linear recessed troffer/panel | 41.38 | rate at $82.76/per labor hour assume 0.5 hours work, https://www.homewyse.com/services/cost_to_install_lighting_control_system.html | 20 | fixture |  | 20
Equipment | LED Linear - Fixture Replacement | 2x4 LED Troffer | Lumen-Equivalent 32-Watt T8 Fixture | Commercial | Turnover | Restaurants | FL Zone 2 | Per Unit | 24.1% | 567.1987 | 281.988 | 285.2107 | 0.50284 | 15 | 0.069555 | 3.8105e-06 | 15 | Mid-Atlantic TRM V7.0, 2017 for New LED linear recessed troffer/panel | 41.38 | rate at $82.76/per labor hour assume 0.5 hours work, https://www.homewyse.com/services/cost_to_install_lighting_control_system.html | 35 | Mid-Atlantic TRM V7.0, 2017 for New LED linear recessed troffer/panel | 41.38 | rate at $82.76/per labor hour assume 0.5 hours work, https://www.homewyse.com/services/cost_to_install_lighting_control_system.html | 20 | fixture |  | 20
Equipment | LED Linear - Fixture Replacement | 2x4 LED Troffer | Lumen-Equivalent 32-Watt T8 Fixture | Commercial | Turnover | Retail | FL Zone 2 | Per Unit | 24.1% | 842.0966 | 418.656 | 423.4406 | 0.50284 | 15 | 0.10326 | 5.6573e-06 | 15 | Mid-Atlantic TRM V7.0, 2017 for New LED linear recessed troffer/panel | 41.38 | rate at $82.76/per labor hour assume 0.5 hours work, https://www.homewyse.com/services/cost_to_install_lighting_control_system.html | 35 | Mid-Atlantic TRM V7.0, 2017 for New LED linear recessed troffer/panel | 41.38 | rate at $82.76/per labor hour assume 0.5 hours work, https://www.homewyse.com/services/cost_to_install_lighting_control_system.html | 20 | fixture |  | 20
Equipment | LED Linear - Fixture Replacement | 2x4 LED Troffer | Lumen-Equivalent 32-Watt T8 Fixture | Commercial | Turnover | Schools K-12 | FL Zone 2 | Per Unit | 24.1% | 401.9558 | 199.836 | 202.1198 | 0.50284 | 15 | 0.048995 | 0.011208 | 15 | Mid-Atlantic TRM V7.0, 2017 for New LED linear recessed troffer/panel | 41.38 | rate at $82.76/per labor hour assume 0.5 hours work, https://www.homewyse.com/services/cost_to_install_lighting_control_system.html | 35 | Mid-Atlantic TRM V7.0, 2017 for New LED linear recessed troffer/panel | 41.38 | rate at $82.76/per labor hour assume 0.5 hours work, https://www.homewyse.com/services/cost_to_install_lighting_control_system.html | 20 | fixture |  | 20
Equipment | LED Linear - Fixture Replacement | 2x4 LED Troffer | Lumen-Equivalent 32-Watt T8 Fixture | Commercial | Turnover | Warehouse | FL Zone 2 | Per Unit | 24.1% | 646.103 | 321.216 | 324.887 | 0.50284 | 15 | 0.078754 | 0.018016 | 15 | Mid-Atlantic TRM V7.0, 2017 for New LED linear recessed troffer/panel | 41.38 | rate at $82.76/per labor hour assume 0.5 hours work, https://www.homewyse.com/services/cost_to_install_lighting_control_system.html | 35 | Mid-Atlantic TRM V7.0, 2017 for New LED linear recessed troffer/panel | 41.38 | rate at $82.76/per labor hour assume 0.5 hours work, https://www.homewyse.com/services/cost_to_install_lighting_control_system.html | 20 | fixture |  | 20
Equipment | LED Linear - Fixture Replacement | 2x4 LED Troffer | Lumen-Equivalent 32-Watt T8 Fixture | Commercial | New | Assembly | FL Zone 2 | Per Unit | 0% | 485.929 | 241.584 | 244.345 | 0.50284 | 15 | 0.05923 | 0.01355 | 15 | Mid-Atlantic TRM V7.0, 2017 for New LED linear recessed troffer/panel | 41.38 | rate at $82.76/per labor hour assume 0.5 hours work, https://www.homewyse.com/services/cost_to_install_lighting_control_system.html | 35 | Mid-Atlantic TRM V7.0, 2017 for New LED linear recessed troffer/panel | 41.38 | rate at $82.76/per labor hour assume 0.5 hours work, https://www.homewyse.com/services/cost_to_install_lighting_control_system.html | 20 | fixture |  | 20
Equipment | LED Linear - Fixture Replacement | 2x4 LED Troffer | Lumen-Equivalent 32-Watt T8 Fixture | Commercial | New | College and University | FL Zone 2 | Per Unit | 0% | 744.7757 | 370.272 | 374.5037 | 0.50284 | 15 | 0.039245 | 0.036402 | 15 | Mid-Atlantic TRM V7.0, 2017 for New LED linear recessed troffer/panel | 41.38 | rate at $82.76/per labor hour assume 0.5 hours work, https://www.homewyse.com/services/cost_to_install_lighting_control_system.html | 35 | Mid-Atlantic TRM V7.0, 2017 for New LED linear recessed troffer/panel | 41.38 | rate at $82.76/per labor hour assume 0.5 hours work, https://www.homewyse.com/services/cost_to_install_lighting_control_system.html | 20 | fixture |  | 20
Equipment | LED Linear - Fixture Replacement | 2x4 LED Troffer | Lumen-Equivalent 32-Watt T8 Fixture | Commercial | New | Grocery | FL Zone 2 | Per Unit | 0% | 936.7142 | 465.696 | 471.0182 | 0.50284 | 15 | 0.11487 | 6.293e-06 | 15 | Mid-Atlantic TRM V7.0, 2017 for New LED linear recessed troffer/panel | 41.38 | rate at $82.76/per labor hour assume 0.5 hours work, https://www.homewyse.com/services/cost_to_install_lighting_control_system.html | 35 | Mid-Atlantic TRM V7.0, 2017 for New LED linear recessed troffer/panel | 41.38 | rate at $82.76/per labor hour assume 0.5 hours work, https://www.homewyse.com/services/cost_to_install_lighting_control_system.html | 20 | fixture |  | 20
Equipment | LED Linear - Fixture Replacement | 2x4 LED Troffer | Lumen-Equivalent 32-Watt T8 Fixture | Commercial | New | Healthcare | FL Zone 2 | Per Unit | 0% | 849.5309 | 422.352 | 427.1789 | 0.50284 | 15 | 0.10355 | 0.023688 | 15 | Mid-Atlantic TRM V7.0, 2017 for New LED linear recessed troffer/panel | 41.38 | rate at $82.76/per labor hour assume 0.5 hours work, https://www.homewyse.com/services/cost_to_install_lighting_control_system.html | 35 | Mid-Atlantic TRM V7.0, 2017 for New LED linear recessed troffer/panel | 41.38 | rate at $82.76/per labor hour assume 0.5 hours work, https://www.homewyse.com/services/cost_to_install_lighting_control_system.html | 20 | fixture |  | 20
Equipment | LED Linear - Fixture Replacement | 2x4 LED Troffer | Lumen-Equivalent 32-Watt T8 Fixture | Commercial | New | Hospitals | FL Zone 2 | Per Unit | 0% | 1149.2659 | 571.368 | 577.8979 | 0.50284 | 15 | 0.060559 | 0.056172 | 15 | Mid-Atlantic TRM V7.0, 2017 for New LED linear recessed troffer/panel | 41.38 | rate at $82.76/per labor hour assume 0.5 hours work, https://www.homewyse.com/services/cost_to_install_lighting_control_system.html | 35 | Mid-Atlantic TRM V7.0, 2017 for New LED linear recessed troffer/panel | 41.38 | rate at $82.76/per labor hour assume 0.5 hours work, https://www.homewyse.com/services/cost_to_install_lighting_control_system.html | 20 | fixture |  | 20
Equipment | LED Linear - Fixture Replacement | 2x4 LED Troffer | Lumen-Equivalent 32-Watt T8 Fixture | Commercial | New | Institutional | FL Zone 2 | Per Unit | 0% | 557.399 | 277.116 | 280.283 | 0.50284 | 15 | 0.067942 | 0.015543 | 15 | Mid-Atlantic TRM V7.0, 2017 for New LED linear recessed troffer/panel | 41.38 | rate at $82.76/per labor hour assume 0.5 hours work, https://www.homewyse.com/services/cost_to_install_lighting_control_system.html | 35 | Mid-Atlantic TRM V7.0, 2017 for New LED linear recessed troffer/panel | 41.38 | rate at $82.76/per labor hour assume 0.5 hours work, https://www.homewyse.com/services/cost_to_install_lighting_control_system.html | 20 | fixture |  | 20
Equipment | LED Linear - Fixture Replacement | 2x4 LED Troffer | Lumen-Equivalent 32-Watt T8 Fixture | Commercial | New | Lodging/Hospitality | FL Zone 2 | Per Unit | 0% | 634.2758 | 315.336 | 318.9398 | 0.50284 | 15 | 0.07778 | 4.2611e-06 | 15 | Mid-Atlantic TRM V7.0, 2017 for New LED linear recessed troffer/panel | 41.38 | rate at $82.76/per labor hour assume 0.5 hours work, https://www.homewyse.com/services/cost_to_install_lighting_control_system.html | 35 | Mid-Atlantic TRM V7.0, 2017 for New LED linear recessed troffer/panel | 41.38 | rate at $82.76/per labor hour assume 0.5 hours work, https://www.homewyse.com/services/cost_to_install_lighting_control_system.html | 20 | fixture |  | 20
Equipment | LED Linear - Fixture Replacement | 2x4 LED Troffer | Lumen-Equivalent 32-Watt T8 Fixture | Commercial | New | Miscellaneous | FL Zone 2 | Per Unit | 0% | 744.7757 | 370.272 | 374.5037 | 0.50284 | 15 | 0.090781 | 0.020767 | 15 | Mid-Atlantic TRM V7.0, 2017 for New LED linear recessed troffer/panel | 41.38 | rate at $82.76/per labor hour assume 0.5 hours work, https://www.homewyse.com/services/cost_to_install_lighting_control_system.html | 35 | Mid-Atlantic TRM V7.0, 2017 for New LED linear recessed troffer/panel | 41.38 | rate at $82.76/per labor hour assume 0.5 hours work, https://www.homewyse.com/services/cost_to_install_lighting_control_system.html | 20 | fixture |  | 20
Equipment | LED Linear - Fixture Replacement | 2x4 LED Troffer | Lumen-Equivalent 32-Watt T8 Fixture | Commercial | New | Offices | FL Zone 2 | Per Unit | 0% | 549.6269 | 273.252 | 276.3749 | 0.50284 | 15 | 0.066994 | 0.015326 | 15 | Mid-Atlantic TRM V7.0, 2017 for New LED linear recessed troffer/panel | 41.38 | rate at $82.76/per labor hour assume 0.5 hours work, https://www.homewyse.com/services/cost_to_install_lighting_control_system.html | 35 | Mid-Atlantic TRM V7.0, 2017 for New LED linear recessed troffer/panel | 41.38 | rate at $82.76/per labor hour assume 0.5 hours work, https://www.homewyse.com/services/cost_to_install_lighting_control_system.html | 20 | fixture |  | 20
Equipment | LED Linear - Fixture Replacement | 2x4 LED Troffer | Lumen-Equivalent 32-Watt T8 Fixture | Commercial | New | Restaurants | FL Zone 2 | Per Unit | 0% | 567.1987 | 281.988 | 285.2107 | 0.50284 | 15 | 0.069555 | 3.8105e-06 | 15 | Mid-Atlantic TRM V7.0, 2017 for New LED linear recessed troffer/panel | 41.38 | rate at $82.76/per labor hour assume 0.5 hours work, https://www.homewyse.com/services/cost_to_install_lighting_control_system.html | 35 | Mid-Atlantic TRM V7.0, 2017 for New LED linear recessed troffer/panel | 41.38 | rate at $82.76/per labor hour assume 0.5 hours work, https://www.homewyse.com/services/cost_to_install_lighting_control_system.html | 20 | fixture |  | 20
Equipment | LED Linear - Fixture Replacement | 2x4 LED Troffer | Lumen-Equivalent 32-Watt T8 Fixture | Commercial | New | Retail | FL Zone 2 | Per Unit | 0% | 842.0966 | 418.656 | 423.4406 | 0.50284 | 15 | 0.10326 | 5.6573e-06 | 15 | Mid-Atlantic TRM V7.0, 2017 for New LED linear recessed troffer/panel | 41.38 | rate at $82.76/per labor hour assume 0.5 hours work, https://www.homewyse.com/services/cost_to_install_lighting_control_system.html | 35 | Mid-Atlantic TRM V7.0, 2017 for New LED linear recessed troffer/panel | 41.38 | rate at $82.76/per labor hour assume 0.5 hours work, https://www.homewyse.com/services/cost_to_install_lighting_control_system.html | 20 | fixture |  | 20
Equipment | LED Linear - Fixture Replacement | 2x4 LED Troffer | Lumen-Equivalent 32-Watt T8 Fixture | Commercial | New | Schools K-12 | FL Zone 2 | Per Unit | 0% | 401.9558 | 199.836 | 202.1198 | 0.50284 | 15 | 0.048995 | 0.011208 | 15 | Mid-Atlantic TRM V7.0, 2017 for New LED linear recessed troffer/panel | 41.38 | rate at $82.76/per labor hour assume 0.5 hours work, https://www.homewyse.com/services/cost_to_install_lighting_control_system.html | 35 | Mid-Atlantic TRM V7.0, 2017 for New LED linear recessed troffer/panel | 41.38 | rate at $82.76/per labor hour assume 0.5 hours work, https://www.homewyse.com/services/cost_to_install_lighting_control_system.html | 20 | fixture |  | 20
Equipment | LED Linear - Fixture Replacement | 2x4 LED Troffer | Lumen-Equivalent 32-Watt T8 Fixture | Commercial | New | Warehouse | FL Zone 2 | Per Unit | 0% | 646.103 | 321.216 | 324.887 | 0.50284 | 15 | 0.078754 | 0.018016 | 15 | Mid-Atlantic TRM V7.0, 2017 for New LED linear recessed troffer/panel | 41.38 | rate at $82.76/per labor hour assume 0.5 hours work, https://www.homewyse.com/services/cost_to_install_lighting_control_system.html | 35 | Mid-Atlantic TRM V7.0, 2017 for New LED linear recessed troffer/panel | 41.38 | rate at $82.76/per labor hour assume 0.5 hours work, https://www.homewyse.com/services/cost_to_install_lighting_control_system.html | 20 | fixture |  | 20
Equipment | LED Linear - Lamp Replacement | Linear LED (21W) | Lumen-Equivalent 32-Watt T8 Lamp | Commercial | Turnover | Assembly | FL Zone 2 | Per Fixture | 22.32% | 80.9882 | 60.396 | 20.5922 | 0.25426 | 15 | 0.0049742 | 0.0011421 | 2.85 | https://www.homedepot.com/p/Philips-32-Watt-4-ft-T8-Alto-Linear-Fluorescent-Light-Bulb-Neutral-3500K-10-Pack-479691/303811578 | 0 | No Labor Cost | 5 | https://www.homedepot.com/p/Philips-32-Watt-Equivalent-4-ft-T8-LED-Linear-Light-Bulb-Daylight-5000K-10-Pack-472910/303040479 | 0 | No Labor Cost | 2.15 | lamp |  | 2.15
Equipment | LED Linear - Lamp Replacement | Linear LED (21W) | Lumen-Equivalent 32-Watt T8 Lamp | Commercial | Turnover | College and University | FL Zone 2 | Per Fixture | 24.1% | 124.1293 | 92.568 | 31.5613 | 0.25426 | 15 | 0.0032689 | 0.0031387 | 2.85 | https://www.homedepot.com/p/Philips-32-Watt-4-ft-T8-Alto-Linear-Fluorescent-Light-Bulb-Neutral-3500K-10-Pack-479691/303811578 | 0 | No Labor Cost | 5 | https://www.homedepot.com/p/Philips-32-Watt-Equivalent-4-ft-T8-LED-Linear-Light-Bulb-Daylight-5000K-10-Pack-472910/303040479 | 0 | No Labor Cost | 2.15 | lamp |  | 2.15
Equipment | LED Linear - Lamp Replacement | Linear LED (21W) | Lumen-Equivalent 32-Watt T8 Lamp | Commercial | Turnover | Grocery | FL Zone 2 | Per Fixture | 24.1% | 156.119 | 116.424 | 39.695 | 0.25426 | 15 | 0.0095754 | 1.6038e-06 | 2.85 | https://www.homedepot.com/p/Philips-32-Watt-4-ft-T8-Alto-Linear-Fluorescent-Light-Bulb-Neutral-3500K-10-Pack-479691/303811578 | 0 | No Labor Cost | 5 | https://www.homedepot.com/p/Philips-32-Watt-Equivalent-4-ft-T8-LED-Linear-Light-Bulb-Daylight-5000K-10-Pack-472910/303040479 | 0 | No Labor Cost | 2.15 | lamp |  | 2.15
Equipment | LED Linear - Lamp Replacement | Linear LED (21W) | Lumen-Equivalent 32-Watt T8 Lamp | Commercial | Turnover | Healthcare | FL Zone 2 | Per Fixture | 22.32% | 141.5885 | 105.588 | 36.0005 | 0.25426 | 15 | 0.0086962 | 0.0019966 | 2.85 | https://www.homedepot.com/p/Philips-32-Watt-4-ft-T8-Alto-Linear-Fluorescent-Light-Bulb-Neutral-3500K-10-Pack-479691/303811578 | 0 | No Labor Cost | 5 | https://www.homedepot.com/p/Philips-32-Watt-Equivalent-4-ft-T8-LED-Linear-Light-Bulb-Daylight-5000K-10-Pack-472910/303040479 | 0 | No Labor Cost | 2.15 | lamp |  | 2.15
Equipment | LED Linear - Lamp Replacement | Linear LED (21W) | Lumen-Equivalent 32-Watt T8 Lamp | Commercial | Turnover | Hospitals | FL Zone 2 | Per Fixture | 24.1% | 191.5443 | 142.842 | 48.7023 | 0.25426 | 15 | 0.0050442 | 0.0048434 | 2.85 | https://www.homedepot.com/p/Philips-32-Watt-4-ft-T8-Alto-Linear-Fluorescent-Light-Bulb-Neutral-3500K-10-Pack-479691/303811578 | 0 | No Labor Cost | 5 | https://www.homedepot.com/p/Philips-32-Watt-Equivalent-4-ft-T8-LED-Linear-Light-Bulb-Daylight-5000K-10-Pack-472910/303040479 | 0 | No Labor Cost | 2.15 | lamp |  | 2.15
Equipment | LED Linear - Lamp Replacement | Linear LED (21W) | Lumen-Equivalent 32-Watt T8 Lamp | Commercial | Turnover | Institutional | FL Zone 2 | Per Fixture | 24.1% | 92.8998 | 69.279 | 23.6208 | 0.25426 | 15 | 0.0057058 | 0.00131 | 2.85 | https://www.homedepot.com/p/Philips-32-Watt-4-ft-T8-Alto-Linear-Fluorescent-Light-Bulb-Neutral-3500K-10-Pack-479691/303811578 | 0 | No Labor Cost | 5 | https://www.homedepot.com/p/Philips-32-Watt-Equivalent-4-ft-T8-LED-Linear-Light-Bulb-Daylight-5000K-10-Pack-472910/303040479 | 0 | No Labor Cost | 2.15 | lamp |  | 2.15
Equipment | LED Linear - Lamp Replacement | Linear LED (21W) | Lumen-Equivalent 32-Watt T8 Lamp | Commercial | Turnover | Lodging/Hospitality | FL Zone 2 | Per Fixture | 24.1% | 105.7126 | 78.834 | 26.8786 | 0.25426 | 15 | 0.0064838 | 1.086e-06 | 2.85 | https://www.homedepot.com/p/Philips-32-Watt-4-ft-T8-Alto-Linear-Fluorescent-Light-Bulb-Neutral-3500K-10-Pack-479691/303811578 | 0 | No Labor Cost | 5 | https://www.homedepot.com/p/Philips-32-Watt-Equivalent-4-ft-T8-LED-Linear-Light-Bulb-Daylight-5000K-10-Pack-472910/303040479 | 0 | No Labor Cost | 2.15 | lamp |  | 2.15
Equipment | LED Linear - Lamp Replacement | Linear LED (21W) | Lumen-Equivalent 32-Watt T8 Lamp | Commercial | Turnover | Miscellaneous | FL Zone 2 | Per Fixture | 2.678% | 124.1293 | 92.568 | 31.5613 | 0.25426 | 15 | 0.0076239 | 0.0017504 | 2.85 | https://www.homedepot.com/p/Philips-32-Watt-4-ft-T8-Alto-Linear-Fluorescent-Light-Bulb-Neutral-3500K-10-Pack-479691/303811578 | 0 | No Labor Cost | 5 | https://www.homedepot.com/p/Philips-32-Watt-Equivalent-4-ft-T8-LED-Linear-Light-Bulb-Daylight-5000K-10-Pack-472910/303040479 | 0 | No Labor Cost | 2.15 | lamp |  | 2.15
Equipment | LED Linear - Lamp Replacement | Linear LED (21W) | Lumen-Equivalent 32-Watt T8 Lamp | Commercial | Turnover | Offices | FL Zone 2 | Per Fixture | 24.1% | 91.6045 | 68.313 | 23.2915 | 0.25426 | 15 | 0.0056262 | 0.0012918 | 2.85 | https://www.homedepot.com/p/Philips-32-Watt-4-ft-T8-Alto-Linear-Fluorescent-Light-Bulb-Neutral-3500K-10-Pack-479691/303811578 | 0 | No Labor Cost | 5 | https://www.homedepot.com/p/Philips-32-Watt-Equivalent-4-ft-T8-LED-Linear-Light-Bulb-Daylight-5000K-10-Pack-472910/303040479 | 0 | No Labor Cost | 2.15 | lamp |  | 2.15
Equipment | LED Linear - Lamp Replacement | Linear LED (21W) | Lumen-Equivalent 32-Watt T8 Lamp | Commercial | Turnover | Restaurants | FL Zone 2 | Per Fixture | 24.1% | 94.5331 | 70.497 | 24.0361 | 0.25426 | 15 | 0.0057981 | 9.7112e-07 | 2.85 | https://www.homedepot.com/p/Philips-32-Watt-4-ft-T8-Alto-Linear-Fluorescent-Light-Bulb-Neutral-3500K-10-Pack-479691/303811578 | 0 | No Labor Cost | 5 | https://www.homedepot.com/p/Philips-32-Watt-Equivalent-4-ft-T8-LED-Linear-Light-Bulb-Daylight-5000K-10-Pack-472910/303040479 | 0 | No Labor Cost | 2.15 | lamp |  | 2.15
Equipment | LED Linear - Lamp Replacement | Linear LED (21W) | Lumen-Equivalent 32-Watt T8 Lamp | Commercial | Turnover | Retail | FL Zone 2 | Per Fixture | 24.1% | 140.3494 | 104.664 | 35.6854 | 0.25426 | 15 | 0.0086082 | 1.4418e-06 | 2.85 | https://www.homedepot.com/p/Philips-32-Watt-4-ft-T8-Alto-Linear-Fluorescent-Light-Bulb-Neutral-3500K-10-Pack-479691/303811578 | 0 | No Labor Cost | 5 | https://www.homedepot.com/p/Philips-32-Watt-Equivalent-4-ft-T8-LED-Linear-Light-Bulb-Daylight-5000K-10-Pack-472910/303040479 | 0 | No Labor Cost | 2.15 | lamp |  | 2.15
Equipment | LED Linear - Lamp Replacement | Linear LED (21W) | Lumen-Equivalent 32-Watt T8 Lamp | Commercial | Turnover | Schools K-12 | FL Zone 2 | Per Fixture | 24.1% | 66.9926 | 49.959 | 17.0336 | 0.25426 | 15 | 0.0041146 | 0.00094471 | 2.85 | https://www.homedepot.com/p/Philips-32-Watt-4-ft-T8-Alto-Linear-Fluorescent-Light-Bulb-Neutral-3500K-10-Pack-479691/303811578 | 0 | No Labor Cost | 5 | https://www.homedepot.com/p/Philips-32-Watt-Equivalent-4-ft-T8-LED-Linear-Light-Bulb-Daylight-5000K-10-Pack-472910/303040479 | 0 | No Labor Cost | 2.15 | lamp |  | 2.15
Equipment | LED Linear - Lamp Replacement | Linear LED (21W) | Lumen-Equivalent 32-Watt T8 Lamp | Commercial | Turnover | Warehouse | FL Zone 2 | Per Fixture | 24.1% | 107.6838 | 80.304 | 27.3798 | 0.25426 | 15 | 0.0066138 | 0.0015185 | 2.85 | https://www.homedepot.com/p/Philips-32-Watt-4-ft-T8-Alto-Linear-Fluorescent-Light-Bulb-Neutral-3500K-10-Pack-479691/303811578 | 0 | No Labor Cost | 5 | https://www.homedepot.com/p/Philips-32-Watt-Equivalent-4-ft-T8-LED-Linear-Light-Bulb-Daylight-5000K-10-Pack-472910/303040479 | 0 | No Labor Cost | 2.15 | lamp |  | 2.15
Equipment | LED Linear - Lamp Replacement | Linear LED (21W) | Lumen-Equivalent 32-Watt T8 Lamp | Commercial | New | Assembly | FL Zone 2 | Per Fixture | 0% | 80.9882 | 60.396 | 20.5922 | 0.25426 | 15 | 0.0049742 | 0.0011421 | 2.85 | https://www.homedepot.com/p/Philips-32-Watt-4-ft-T8-Alto-Linear-Fluorescent-Light-Bulb-Neutral-3500K-10-Pack-479691/303811578 | 0 | No Labor Cost | 5 | https://www.homedepot.com/p/Philips-32-Watt-Equivalent-4-ft-T8-LED-Linear-Light-Bulb-Daylight-5000K-10-Pack-472910/303040479 | 0 | No Labor Cost | 2.15 | lamp |  | 2.15
Equipment | LED Linear - Lamp Replacement | Linear LED (21W) | Lumen-Equivalent 32-Watt T8 Lamp | Commercial | New | College and University | FL Zone 2 | Per Fixture | 0% | 124.1293 | 92.568 | 31.5613 | 0.25426 | 15 | 0.0032689 | 0.0031387 | 2.85 | https://www.homedepot.com/p/Philips-32-Watt-4-ft-T8-Alto-Linear-Fluorescent-Light-Bulb-Neutral-3500K-10-Pack-479691/303811578 | 0 | No Labor Cost | 5 | https://www.homedepot.com/p/Philips-32-Watt-Equivalent-4-ft-T8-LED-Linear-Light-Bulb-Daylight-5000K-10-Pack-472910/303040479 | 0 | No Labor Cost | 2.15 | lamp |  | 2.15
Equipment | LED Linear - Lamp Replacement | Linear LED (21W) | Lumen-Equivalent 32-Watt T8 Lamp | Commercial | New | Grocery | FL Zone 2 | Per Fixture | 0% | 156.119 | 116.424 | 39.695 | 0.25426 | 15 | 0.0095754 | 1.6038e-06 | 2.85 | https://www.homedepot.com/p/Philips-32-Watt-4-ft-T8-Alto-Linear-Fluorescent-Light-Bulb-Neutral-3500K-10-Pack-479691/303811578 | 0 | No Labor Cost | 5 | https://www.homedepot.com/p/Philips-32-Watt-Equivalent-4-ft-T8-LED-Linear-Light-Bulb-Daylight-5000K-10-Pack-472910/303040479 | 0 | No Labor Cost | 2.15 | lamp |  | 2.15
Equipment | LED Linear - Lamp Replacement | Linear LED (21W) | Lumen-Equivalent 32-Watt T8 Lamp | Commercial | New | Healthcare | FL Zone 2 | Per Fixture | 0% | 141.5885 | 105.588 | 36.0005 | 0.25426 | 15 | 0.0086962 | 0.0019966 | 2.85 | https://www.homedepot.com/p/Philips-32-Watt-4-ft-T8-Alto-Linear-Fluorescent-Light-Bulb-Neutral-3500K-10-Pack-479691/303811578 | 0 | No Labor Cost | 5 | https://www.homedepot.com/p/Philips-32-Watt-Equivalent-4-ft-T8-LED-Linear-Light-Bulb-Daylight-5000K-10-Pack-472910/303040479 | 0 | No Labor Cost | 2.15 | lamp |  | 2.15
Equipment | LED Linear - Lamp Replacement | Linear LED (21W) | Lumen-Equivalent 32-Watt T8 Lamp | Commercial | New | Hospitals | FL Zone 2 | Per Fixture | 0% | 191.5443 | 142.842 | 48.7023 | 0.25426 | 15 | 0.0050442 | 0.0048434 | 2.85 | https://www.homedepot.com/p/Philips-32-Watt-4-ft-T8-Alto-Linear-Fluorescent-Light-Bulb-Neutral-3500K-10-Pack-479691/303811578 | 0 | No Labor Cost | 5 | https://www.homedepot.com/p/Philips-32-Watt-Equivalent-4-ft-T8-LED-Linear-Light-Bulb-Daylight-5000K-10-Pack-472910/303040479 | 0 | No Labor Cost | 2.15 | lamp |  | 2.15
Equipment | LED Linear - Lamp Replacement | Linear LED (21W) | Lumen-Equivalent 32-Watt T8 Lamp | Commercial | New | Institutional | FL Zone 2 | Per Fixture | 0% | 92.8998 | 69.279 | 23.6208 | 0.25426 | 15 | 0.0057058 | 0.00131 | 2.85 | https://www.homedepot.com/p/Philips-32-Watt-4-ft-T8-Alto-Linear-Fluorescent-Light-Bulb-Neutral-3500K-10-Pack-479691/303811578 | 0 | No Labor Cost | 5 | https://www.homedepot.com/p/Philips-32-Watt-Equivalent-4-ft-T8-LED-Linear-Light-Bulb-Daylight-5000K-10-Pack-472910/303040479 | 0 | No Labor Cost | 2.15 | lamp |  | 2.15
Equipment | LED Linear - Lamp Replacement | Linear LED (21W) | Lumen-Equivalent 32-Watt T8 Lamp | Commercial | New | Lodging/Hospitality | FL Zone 2 | Per Fixture | 0% | 105.7126 | 78.834 | 26.8786 | 0.25426 | 15 | 0.0064838 | 1.086e-06 | 2.85 | https://www.homedepot.com/p/Philips-32-Watt-4-ft-T8-Alto-Linear-Fluorescent-Light-Bulb-Neutral-3500K-10-Pack-479691/303811578 | 0 | No Labor Cost | 5 | https://www.homedepot.com/p/Philips-32-Watt-Equivalent-4-ft-T8-LED-Linear-Light-Bulb-Daylight-5000K-10-Pack-472910/303040479 | 0 | No Labor Cost | 2.15 | lamp |  | 2.15
Equipment | LED Linear - Lamp Replacement | Linear LED (21W) | Lumen-Equivalent 32-Watt T8 Lamp | Commercial | New | Miscellaneous | FL Zone 2 | Per Fixture | 0% | 124.1293 | 92.568 | 31.5613 | 0.25426 | 15 | 0.0076239 | 0.0017504 | 2.85 | https://www.homedepot.com/p/Philips-32-Watt-4-ft-T8-Alto-Linear-Fluorescent-Light-Bulb-Neutral-3500K-10-Pack-479691/303811578 | 0 | No Labor Cost | 5 | https://www.homedepot.com/p/Philips-32-Watt-Equivalent-4-ft-T8-LED-Linear-Light-Bulb-Daylight-5000K-10-Pack-472910/303040479 | 0 | No Labor Cost | 2.15 | lamp |  | 2.15
Equipment | LED Linear - Lamp Replacement | Linear LED (21W) | Lumen-Equivalent 32-Watt T8 Lamp | Commercial | New | Offices | FL Zone 2 | Per Fixture | 0% | 91.6045 | 68.313 | 23.2915 | 0.25426 | 15 | 0.0056262 | 0.0012918 | 2.85 | https://www.homedepot.com/p/Philips-32-Watt-4-ft-T8-Alto-Linear-Fluorescent-Light-Bulb-Neutral-3500K-10-Pack-479691/303811578 | 0 | No Labor Cost | 5 | https://www.homedepot.com/p/Philips-32-Watt-Equivalent-4-ft-T8-LED-Linear-Light-Bulb-Daylight-5000K-10-Pack-472910/303040479 | 0 | No Labor Cost | 2.15 | lamp |  | 2.15
Equipment | LED Linear - Lamp Replacement | Linear LED (21W) | Lumen-Equivalent 32-Watt T8 Lamp | Commercial | New | Restaurants | FL Zone 2 | Per Fixture | 0% | 94.5331 | 70.497 | 24.0361 | 0.25426 | 15 | 0.0057981 | 9.7112e-07 | 2.85 | https://www.homedepot.com/p/Philips-32-Watt-4-ft-T8-Alto-Linear-Fluorescent-Light-Bulb-Neutral-3500K-10-Pack-479691/303811578 | 0 | No Labor Cost | 5 | https://www.homedepot.com/p/Philips-32-Watt-Equivalent-4-ft-T8-LED-Linear-Light-Bulb-Daylight-5000K-10-Pack-472910/303040479 | 0 | No Labor Cost | 2.15 | lamp |  | 2.15
Equipment | LED Linear - Lamp Replacement | Linear LED (21W) | Lumen-Equivalent 32-Watt T8 Lamp | Commercial | New | Retail | FL Zone 2 | Per Fixture | 0% | 140.3494 | 104.664 | 35.6854 | 0.25426 | 15 | 0.0086082 | 1.4418e-06 | 2.85 | https://www.homedepot.com/p/Philips-32-Watt-4-ft-T8-Alto-Linear-Fluorescent-Light-Bulb-Neutral-3500K-10-Pack-479691/303811578 | 0 | No Labor Cost | 5 | https://www.homedepot.com/p/Philips-32-Watt-Equivalent-4-ft-T8-LED-Linear-Light-Bulb-Daylight-5000K-10-Pack-472910/303040479 | 0 | No Labor Cost | 2.15 | lamp |  | 2.15
Equipment | LED Linear - Lamp Replacement | Linear LED (21W) | Lumen-Equivalent 32-Watt T8 Lamp | Commercial | New | Schools K-12 | FL Zone 2 | Per Fixture | 0% | 66.9926 | 49.959 | 17.0336 | 0.25426 | 15 | 0.0041146 | 0.00094471 | 2.85 | https://www.homedepot.com/p/Philips-32-Watt-4-ft-T8-Alto-Linear-Fluorescent-Light-Bulb-Neutral-3500K-10-Pack-479691/303811578 | 0 | No Labor Cost | 5 | https://www.homedepot.com/p/Philips-32-Watt-Equivalent-4-ft-T8-LED-Linear-Light-Bulb-Daylight-5000K-10-Pack-472910/303040479 | 0 | No Labor Cost | 2.15 | lamp |  | 2.15
Equipment | LED Linear - Lamp Replacement | Linear LED (21W) | Lumen-Equivalent 32-Watt T8 Lamp | Commercial | New | Warehouse | FL Zone 2 | Per Fixture | 0% | 107.6838 | 80.304 | 27.3798 | 0.25426 | 15 | 0.0066138 | 0.0015185 | 2.85 | https://www.homedepot.com/p/Philips-32-Watt-4-ft-T8-Alto-Linear-Fluorescent-Light-Bulb-Neutral-3500K-10-Pack-479691/303811578 | 0 | No Labor Cost | 5 | https://www.homedepot.com/p/Philips-32-Watt-Equivalent-4-ft-T8-LED-Linear-Light-Bulb-Daylight-5000K-10-Pack-472910/303040479 | 0 | No Labor Cost | 2.15 | lamp |  | 2.15
Equipment | Premium T8 - Fixture Replacement | Three-Lamp Reduced Wattage (28W) T8 Fixture with Low Ballast Factor | Lumen-Equivalent 32-Watt T8 Fixture | Commercial | Turnover | Assembly | FL Zone 2 | Per Fixture | 0% | 242.9645 | 212.5939 | 30.3706 | 0.125 | 8 | 0.0073619 | 0.0016841 | 0 | reference source included incremental cost only | 0 | 0 | 20 | Illinois 2018 Statewide TRM, Section 4.5.3 (3-lamp HPT8 with 28w lamps) | 0 | 0 | 20 | fixture |  | 20
Equipment | Premium T8 - Fixture Replacement | Three-Lamp Reduced Wattage (28W) T8 Fixture with Low Ballast Factor | Lumen-Equivalent 32-Watt T8 Fixture | Commercial | Turnover | College and University | FL Zone 2 | Per Fixture | 0% | 372.3878 | 325.8394 | 46.5485 | 0.125 | 8 | 0.0048779 | 0.0045245 | 0 | reference source included incremental cost only | 0 | 0 | 20 | Illinois 2018 Statewide TRM, Section 4.5.3 (3-lamp HPT8 with 28w lamps) | 0 | 0 | 20 | fixture |  | 20
Equipment | Premium T8 - Fixture Replacement | Three-Lamp Reduced Wattage (28W) T8 Fixture with Low Ballast Factor | Lumen-Equivalent 32-Watt T8 Fixture | Commercial | Turnover | Grocery | FL Zone 2 | Per Fixture | 0% | 468.3571 | 409.8125 | 58.5446 | 0.125 | 8 | 0.014277 | 7.8218e-07 | 0 | reference source included incremental cost only | 0 | 0 | 20 | Illinois 2018 Statewide TRM, Section 4.5.3 (3-lamp HPT8 with 28w lamps) | 0 | 0 | 20 | fixture |  | 20
Equipment | Premium T8 - Fixture Replacement | Three-Lamp Reduced Wattage (28W) T8 Fixture with Low Ballast Factor | Lumen-Equivalent 32-Watt T8 Fixture | Commercial | Turnover | Healthcare | FL Zone 2 | Per Fixture | 0% | 424.7654 | 371.6698 | 53.0957 | 0.125 | 8 | 0.012871 | 0.0029443 | 0 | reference source included incremental cost only | 0 | 0 | 20 | Illinois 2018 Statewide TRM, Section 4.5.3 (3-lamp HPT8 with 28w lamps) | 0 | 0 | 20 | fixture |  | 20
Equipment | Premium T8 - Fixture Replacement | Three-Lamp Reduced Wattage (28W) T8 Fixture with Low Ballast Factor | Lumen-Equivalent 32-Watt T8 Fixture | Commercial | Turnover | Hospitals | FL Zone 2 | Per Fixture | 0% | 574.633 | 502.8038 | 71.8291 | 0.125 | 8 | 0.0075271 | 0.0069818 | 0 | reference source included incremental cost only | 0 | 0 | 20 | Illinois 2018 Statewide TRM, Section 4.5.3 (3-lamp HPT8 with 28w lamps) | 0 | 0 | 20 | fixture |  | 20
Equipment | Premium T8 - Fixture Replacement | Three-Lamp Reduced Wattage (28W) T8 Fixture with Low Ballast Factor | Lumen-Equivalent 32-Watt T8 Fixture | Commercial | Turnover | Institutional | FL Zone 2 | Per Fixture | 0% | 278.6995 | 243.8621 | 34.8374 | 0.125 | 8 | 0.0084447 | 0.0019318 | 0 | reference source included incremental cost only | 0 | 0 | 20 | Illinois 2018 Statewide TRM, Section 4.5.3 (3-lamp HPT8 with 28w lamps) | 0 | 0 | 20 | fixture |  | 20
Equipment | Premium T8 - Fixture Replacement | Three-Lamp Reduced Wattage (28W) T8 Fixture with Low Ballast Factor | Lumen-Equivalent 32-Watt T8 Fixture | Commercial | Turnover | Lodging/Hospitality | FL Zone 2 | Per Fixture | 0% | 317.1379 | 277.4957 | 39.6422 | 0.125 | 8 | 0.0096676 | 5.2963e-07 | 0 | reference source included incremental cost only | 0 | 0 | 20 | Illinois 2018 Statewide TRM, Section 4.5.3 (3-lamp HPT8 with 28w lamps) | 0 | 0 | 20 | fixture |  | 20
Equipment | Premium T8 - Fixture Replacement | Three-Lamp Reduced Wattage (28W) T8 Fixture with Low Ballast Factor | Lumen-Equivalent 32-Watt T8 Fixture | Commercial | Turnover | Miscellaneous | FL Zone 2 | Per Fixture | 0% | 372.3878 | 325.8394 | 46.5485 | 0.125 | 8 | 0.011284 | 0.0025813 | 0 | reference source included incremental cost only | 0 | 0 | 20 | Illinois 2018 Statewide TRM, Section 4.5.3 (3-lamp HPT8 with 28w lamps) | 0 | 0 | 20 | fixture |  | 20
Equipment | Premium T8 - Fixture Replacement | Three-Lamp Reduced Wattage (28W) T8 Fixture with Low Ballast Factor | Lumen-Equivalent 32-Watt T8 Fixture | Commercial | Turnover | Offices | FL Zone 2 | Per Fixture | 0% | 274.8134 | 240.4618 | 34.3517 | 0.125 | 8 | 0.008327 | 0.0019049 | 0 | reference source included incremental cost only | 0 | 0 | 20 | Illinois 2018 Statewide TRM, Section 4.5.3 (3-lamp HPT8 with 28w lamps) | 0 | 0 | 20 | fixture |  | 20
Equipment | Premium T8 - Fixture Replacement | Three-Lamp Reduced Wattage (28W) T8 Fixture with Low Ballast Factor | Lumen-Equivalent 32-Watt T8 Fixture | Commercial | Turnover | Restaurants | FL Zone 2 | Per Fixture | 0% | 283.5994 | 248.1494 | 35.4499 | 0.125 | 8 | 0.0086452 | 4.7362e-07 | 0 | reference source included incremental cost only | 0 | 0 | 20 | Illinois 2018 Statewide TRM, Section 4.5.3 (3-lamp HPT8 with 28w lamps) | 0 | 0 | 20 | fixture |  | 20
Equipment | Premium T8 - Fixture Replacement | Three-Lamp Reduced Wattage (28W) T8 Fixture with Low Ballast Factor | Lumen-Equivalent 32-Watt T8 Fixture | Commercial | Turnover | Retail | FL Zone 2 | Per Fixture | 0% | 421.0483 | 368.4173 | 52.631 | 0.125 | 8 | 0.012835 | 7.0317e-07 | 0 | reference source included incremental cost only | 0 | 0 | 20 | Illinois 2018 Statewide TRM, Section 4.5.3 (3-lamp HPT8 with 28w lamps) | 0 | 0 | 20 | fixture |  | 20
Equipment | Premium T8 - Fixture Replacement | Three-Lamp Reduced Wattage (28W) T8 Fixture with Low Ballast Factor | Lumen-Equivalent 32-Watt T8 Fixture | Commercial | Turnover | Schools K-12 | FL Zone 2 | Per Fixture | 0% | 200.9779 | 175.8557 | 25.1222 | 0.125 | 8 | 0.0060897 | 0.0013931 | 0 | reference source included incremental cost only | 0 | 0 | 20 | Illinois 2018 Statewide TRM, Section 4.5.3 (3-lamp HPT8 with 28w lamps) | 0 | 0 | 20 | fixture |  | 20
Equipment | Premium T8 - Fixture Replacement | Three-Lamp Reduced Wattage (28W) T8 Fixture with Low Ballast Factor | Lumen-Equivalent 32-Watt T8 Fixture | Commercial | Turnover | Warehouse | FL Zone 2 | Per Fixture | 0% | 323.0515 | 282.6701 | 40.3814 | 0.125 | 8 | 0.0097886 | 0.0022393 | 0 | reference source included incremental cost only | 0 | 0 | 20 | Illinois 2018 Statewide TRM, Section 4.5.3 (3-lamp HPT8 with 28w lamps) | 0 | 0 | 20 | fixture |  | 20
Equipment | Premium T8 - Fixture Replacement | Three-Lamp Reduced Wattage (28W) T8 Fixture with Low Ballast Factor | Lumen-Equivalent 32-Watt T8 Fixture | Commercial | New | Assembly | FL Zone 2 | Per Fixture | 0% | 242.9645 | 212.5939 | 30.3706 | 0.125 | 8 | 0.0073619 | 0.0016841 | 0 | reference source included incremental cost only | 0 | 0 | 20 | Illinois 2018 Statewide TRM, Section 4.5.3 (3-lamp HPT8 with 28w lamps) | 0 | 0 | 20 | fixture |  | 20
Equipment | Premium T8 - Fixture Replacement | Three-Lamp Reduced Wattage (28W) T8 Fixture with Low Ballast Factor | Lumen-Equivalent 32-Watt T8 Fixture | Commercial | New | College and University | FL Zone 2 | Per Fixture | 0% | 372.3878 | 325.8394 | 46.5485 | 0.125 | 8 | 0.0048779 | 0.0045245 | 0 | reference source included incremental cost only | 0 | 0 | 20 | Illinois 2018 Statewide TRM, Section 4.5.3 (3-lamp HPT8 with 28w lamps) | 0 | 0 | 20 | fixture |  | 20
Equipment | Premium T8 - Fixture Replacement | Three-Lamp Reduced Wattage (28W) T8 Fixture with Low Ballast Factor | Lumen-Equivalent 32-Watt T8 Fixture | Commercial | New | Grocery | FL Zone 2 | Per Fixture | 0% | 468.3571 | 409.8125 | 58.5446 | 0.125 | 8 | 0.014277 | 7.8218e-07 | 0 | reference source included incremental cost only | 0 | 0 | 20 | Illinois 2018 Statewide TRM, Section 4.5.3 (3-lamp HPT8 with 28w lamps) | 0 | 0 | 20 | fixture |  | 20
Equipment | Premium T8 - Fixture Replacement | Three-Lamp Reduced Wattage (28W) T8 Fixture with Low Ballast Factor | Lumen-Equivalent 32-Watt T8 Fixture | Commercial | New | Healthcare | FL Zone 2 | Per Fixture | 0% | 424.7654 | 371.6698 | 53.0957 | 0.125 | 8 | 0.012871 | 0.0029443 | 0 | reference source included incremental cost only | 0 | 0 | 20 | Illinois 2018 Statewide TRM, Section 4.5.3 (3-lamp HPT8 with 28w lamps) | 0 | 0 | 20 | fixture |  | 20
Equipment | Premium T8 - Fixture Replacement | Three-Lamp Reduced Wattage (28W) T8 Fixture with Low Ballast Factor | Lumen-Equivalent 32-Watt T8 Fixture | Commercial | New | Hospitals | FL Zone 2 | Per Fixture | 0% | 574.633 | 502.8038 | 71.8291 | 0.125 | 8 | 0.0075271 | 0.0069818 | 0 | reference source included incremental cost only | 0 | 0 | 20 | Illinois 2018 Statewide TRM, Section 4.5.3 (3-lamp HPT8 with 28w lamps) | 0 | 0 | 20 | fixture |  | 20
Equipment | Premium T8 - Fixture Replacement | Three-Lamp Reduced Wattage (28W) T8 Fixture with Low Ballast Factor | Lumen-Equivalent 32-Watt T8 Fixture | Commercial | New | Institutional | FL Zone 2 | Per Fixture | 0% | 278.6995 | 243.8621 | 34.8374 | 0.125 | 8 | 0.0084447 | 0.0019318 | 0 | reference source included incremental cost only | 0 | 0 | 20 | Illinois 2018 Statewide TRM, Section 4.5.3 (3-lamp HPT8 with 28w lamps) | 0 | 0 | 20 | fixture |  | 20
Equipment | Premium T8 - Fixture Replacement | Three-Lamp Reduced Wattage (28W) T8 Fixture with Low Ballast Factor | Lumen-Equivalent 32-Watt T8 Fixture | Commercial | New | Lodging/Hospitality | FL Zone 2 | Per Fixture | 0% | 317.1379 | 277.4957 | 39.6422 | 0.125 | 8 | 0.0096676 | 5.2963e-07 | 0 | reference source included incremental cost only | 0 | 0 | 20 | Illinois 2018 Statewide TRM, Section 4.5.3 (3-lamp HPT8 with 28w lamps) | 0 | 0 | 20 | fixture |  | 20
Equipment | Premium T8 - Fixture Replacement | Three-Lamp Reduced Wattage (28W) T8 Fixture with Low Ballast Factor | Lumen-Equivalent 32-Watt T8 Fixture | Commercial | New | Miscellaneous | FL Zone 2 | Per Fixture | 0% | 372.3878 | 325.8394 | 46.5485 | 0.125 | 8 | 0.011284 | 0.0025813 | 0 | reference source included incremental cost only | 0 | 0 | 20 | Illinois 2018 Statewide TRM, Section 4.5.3 (3-lamp HPT8 with 28w lamps) | 0 | 0 | 20 | fixture |  | 20
Equipment | Premium T8 - Fixture Replacement | Three-Lamp Reduced Wattage (28W) T8 Fixture with Low Ballast Factor | Lumen-Equivalent 32-Watt T8 Fixture | Commercial | New | Offices | FL Zone 2 | Per Fixture | 0% | 274.8134 | 240.4618 | 34.3517 | 0.125 | 8 | 0.008327 | 0.0019049 | 0 | reference source included incremental cost only | 0 | 0 | 20 | Illinois 2018 Statewide TRM, Section 4.5.3 (3-lamp HPT8 with 28w lamps) | 0 | 0 | 20 | fixture |  | 20
Equipment | Premium T8 - Fixture Replacement | Three-Lamp Reduced Wattage (28W) T8 Fixture with Low Ballast Factor | Lumen-Equivalent 32-Watt T8 Fixture | Commercial | New | Restaurants | FL Zone 2 | Per Fixture | 0% | 283.5994 | 248.1494 | 35.4499 | 0.125 | 8 | 0.0086452 | 4.7362e-07 | 0 | reference source included incremental cost only | 0 | 0 | 20 | Illinois 2018 Statewide TRM, Section 4.5.3 (3-lamp HPT8 with 28w lamps) | 0 | 0 | 20 | fixture |  | 20
Equipment | Premium T8 - Fixture Replacement | Three-Lamp Reduced Wattage (28W) T8 Fixture with Low Ballast Factor | Lumen-Equivalent 32-Watt T8 Fixture | Commercial | New | Retail | FL Zone 2 | Per Fixture | 0% | 421.0483 | 368.4173 | 52.631 | 0.125 | 8 | 0.012835 | 7.0317e-07 | 0 | reference source included incremental cost only | 0 | 0 | 20 | Illinois 2018 Statewide TRM, Section 4.5.3 (3-lamp HPT8 with 28w lamps) | 0 | 0 | 20 | fixture |  | 20
Equipment | Premium T8 - Fixture Replacement | Three-Lamp Reduced Wattage (28W) T8 Fixture with Low Ballast Factor | Lumen-Equivalent 32-Watt T8 Fixture | Commercial | New | Schools K-12 | FL Zone 2 | Per Fixture | 0% | 200.9779 | 175.8557 | 25.1222 | 0.125 | 8 | 0.0060897 | 0.0013931 | 0 | reference source included incremental cost only | 0 | 0 | 20 | Illinois 2018 Statewide TRM, Section 4.5.3 (3-lamp HPT8 with 28w lamps) | 0 | 0 | 20 | fixture |  | 20
Equipment | Premium T8 - Fixture Replacement | Three-Lamp Reduced Wattage (28W) T8 Fixture with Low Ballast Factor | Lumen-Equivalent 32-Watt T8 Fixture | Commercial | New | Warehouse | FL Zone 2 | Per Fixture | 0% | 323.0515 | 282.6701 | 40.3814 | 0.125 | 8 | 0.0097886 | 0.0022393 | 0 | reference source included incremental cost only | 0 | 0 | 20 | Illinois 2018 Statewide TRM, Section 4.5.3 (3-lamp HPT8 with 28w lamps) | 0 | 0 | 20 | fixture |  | 20
Equipment | Premium T8 - Lamp Replacement | Replace Bulbs in Three-Lamp T8 Fixture with Reduced Wattage (28W) Bulbs | Three-Lamp 32-Watt T8 Fixture | Commercial | Turnover | Assembly | FL Zone 2 | Per Fixture | 0% | 80.9882 | 70.8646 | 10.1235 | 0.125 | 8 | 0.0024454 | 0.00056146 | 2.85 | https://www.homedepot.com/p/Philips-32-Watt-4-ft-T8-Alto-Linear-Fluorescent-Light-Bulb-Neutral-3500K-10-Pack-479691/303811578 | 0 | No Labor Cost | 3.29 | https://www.homedepot.com/p/Philips-28-Watt-4-ft-T8-Alto-Linear-Fluorescent-Light-Bulb-Natural-Light-5000K-30-Pack-281055/204363599 | 0 | No Labor Cost | 0.44 | lamp |  | 0.44
Equipment | Premium T8 - Lamp Replacement | Replace Bulbs in Three-Lamp T8 Fixture with Reduced Wattage (28W) Bulbs | Three-Lamp 32-Watt T8 Fixture | Commercial | Turnover | College and University | FL Zone 2 | Per Fixture | 0% | 124.1293 | 108.6131 | 15.5162 | 0.125 | 8 | 0.001607 | 0.0015431 | 2.85 | https://www.homedepot.com/p/Philips-32-Watt-4-ft-T8-Alto-Linear-Fluorescent-Light-Bulb-Neutral-3500K-10-Pack-479691/303811578 | 0 | No Labor Cost | 3.29 | https://www.homedepot.com/p/Philips-28-Watt-4-ft-T8-Alto-Linear-Fluorescent-Light-Bulb-Natural-Light-5000K-30-Pack-281055/204363599 | 0 | No Labor Cost | 0.44 | lamp |  | 0.44
Equipment | Premium T8 - Lamp Replacement | Replace Bulbs in Three-Lamp T8 Fixture with Reduced Wattage (28W) Bulbs | Three-Lamp 32-Watt T8 Fixture | Commercial | Turnover | Grocery | FL Zone 2 | Per Fixture | 0% | 156.119 | 136.6042 | 19.5149 | 0.125 | 8 | 0.0047075 | 7.8845e-07 | 2.85 | https://www.homedepot.com/p/Philips-32-Watt-4-ft-T8-Alto-Linear-Fluorescent-Light-Bulb-Neutral-3500K-10-Pack-479691/303811578 | 0 | No Labor Cost | 3.29 | https://www.homedepot.com/p/Philips-28-Watt-4-ft-T8-Alto-Linear-Fluorescent-Light-Bulb-Natural-Light-5000K-30-Pack-281055/204363599 | 0 | No Labor Cost | 0.44 | lamp |  | 0.44
Equipment | Premium T8 - Lamp Replacement | Replace Bulbs in Three-Lamp T8 Fixture with Reduced Wattage (28W) Bulbs | Three-Lamp 32-Watt T8 Fixture | Commercial | Turnover | Healthcare | FL Zone 2 | Per Fixture | 0% | 141.5885 | 123.8899 | 17.6986 | 0.125 | 8 | 0.0042752 | 0.00098159 | 2.85 | https://www.homedepot.com/p/Philips-32-Watt-4-ft-T8-Alto-Linear-Fluorescent-Light-Bulb-Neutral-3500K-10-Pack-479691/303811578 | 0 | No Labor Cost | 3.29 | https://www.homedepot.com/p/Philips-28-Watt-4-ft-T8-Alto-Linear-Fluorescent-Light-Bulb-Natural-Light-5000K-30-Pack-281055/204363599 | 0 | No Labor Cost | 0.44 | lamp |  | 0.44
Equipment | Premium T8 - Lamp Replacement | Replace Bulbs in Three-Lamp T8 Fixture with Reduced Wattage (28W) Bulbs | Three-Lamp 32-Watt T8 Fixture | Commercial | Turnover | Hospitals | FL Zone 2 | Per Fixture | 0% | 191.5443 | 167.6013 | 23.943 | 0.125 | 8 | 0.0024798 | 0.0023811 | 2.85 | https://www.homedepot.com/p/Philips-32-Watt-4-ft-T8-Alto-Linear-Fluorescent-Light-Bulb-Neutral-3500K-10-Pack-479691/303811578 | 0 | No Labor Cost | 3.29 | https://www.homedepot.com/p/Philips-28-Watt-4-ft-T8-Alto-Linear-Fluorescent-Light-Bulb-Natural-Light-5000K-30-Pack-281055/204363599 | 0 | No Labor Cost | 0.44 | lamp |  | 0.44
Equipment | Premium T8 - Lamp Replacement | Replace Bulbs in Three-Lamp T8 Fixture with Reduced Wattage (28W) Bulbs | Three-Lamp 32-Watt T8 Fixture | Commercial | Turnover | Institutional | FL Zone 2 | Per Fixture | 0% | 92.8998 | 81.2874 | 11.6125 | 0.125 | 8 | 0.0028051 | 0.00064404 | 2.85 | https://www.homedepot.com/p/Philips-32-Watt-4-ft-T8-Alto-Linear-Fluorescent-Light-Bulb-Neutral-3500K-10-Pack-479691/303811578 | 0 | No Labor Cost | 3.29 | https://www.homedepot.com/p/Philips-28-Watt-4-ft-T8-Alto-Linear-Fluorescent-Light-Bulb-Natural-Light-5000K-30-Pack-281055/204363599 | 0 | No Labor Cost | 0.44 | lamp |  | 0.44
Equipment | Premium T8 - Lamp Replacement | Replace Bulbs in Three-Lamp T8 Fixture with Reduced Wattage (28W) Bulbs | Three-Lamp 32-Watt T8 Fixture | Commercial | Turnover | Lodging/Hospitality | FL Zone 2 | Per Fixture | 0% | 105.7126 | 92.4986 | 13.2141 | 0.125 | 8 | 0.0031876 | 5.3388e-07 | 2.85 | https://www.homedepot.com/p/Philips-32-Watt-4-ft-T8-Alto-Linear-Fluorescent-Light-Bulb-Neutral-3500K-10-Pack-479691/303811578 | 0 | No Labor Cost | 3.29 | https://www.homedepot.com/p/Philips-28-Watt-4-ft-T8-Alto-Linear-Fluorescent-Light-Bulb-Natural-Light-5000K-30-Pack-281055/204363599 | 0 | No Labor Cost | 0.44 | lamp |  | 0.44
Equipment | Premium T8 - Lamp Replacement | Replace Bulbs in Three-Lamp T8 Fixture with Reduced Wattage (28W) Bulbs | Three-Lamp 32-Watt T8 Fixture | Commercial | Turnover | Miscellaneous | FL Zone 2 | Per Fixture | 0% | 124.1293 | 108.6131 | 15.5162 | 0.125 | 8 | 0.003748 | 0.00086055 | 2.85 | https://www.homedepot.com/p/Philips-32-Watt-4-ft-T8-Alto-Linear-Fluorescent-Light-Bulb-Neutral-3500K-10-Pack-479691/303811578 | 0 | No Labor Cost | 3.29 | https://www.homedepot.com/p/Philips-28-Watt-4-ft-T8-Alto-Linear-Fluorescent-Light-Bulb-Natural-Light-5000K-30-Pack-281055/204363599 | 0 | No Labor Cost | 0.44 | lamp |  | 0.44
Equipment | Premium T8 - Lamp Replacement | Replace Bulbs in Three-Lamp T8 Fixture with Reduced Wattage (28W) Bulbs | Three-Lamp 32-Watt T8 Fixture | Commercial | Turnover | Offices | FL Zone 2 | Per Fixture | 0% | 91.6045 | 80.1539 | 11.4506 | 0.125 | 8 | 0.002766 | 0.00063506 | 2.85 | https://www.homedepot.com/p/Philips-32-Watt-4-ft-T8-Alto-Linear-Fluorescent-Light-Bulb-Neutral-3500K-10-Pack-479691/303811578 | 0 | No Labor Cost | 3.29 | https://www.homedepot.com/p/Philips-28-Watt-4-ft-T8-Alto-Linear-Fluorescent-Light-Bulb-Natural-Light-5000K-30-Pack-281055/204363599 | 0 | No Labor Cost | 0.44 | lamp |  | 0.44
Equipment | Premium T8 - Lamp Replacement | Replace Bulbs in Three-Lamp T8 Fixture with Reduced Wattage (28W) Bulbs | Three-Lamp 32-Watt T8 Fixture | Commercial | Turnover | Restaurants | FL Zone 2 | Per Fixture | 0% | 94.5331 | 82.7165 | 11.8166 | 0.125 | 8 | 0.0028505 | 4.7742e-07 | 2.85 | https://www.homedepot.com/p/Philips-32-Watt-4-ft-T8-Alto-Linear-Fluorescent-Light-Bulb-Neutral-3500K-10-Pack-479691/303811578 | 0 | No Labor Cost | 3.29 | https://www.homedepot.com/p/Philips-28-Watt-4-ft-T8-Alto-Linear-Fluorescent-Light-Bulb-Natural-Light-5000K-30-Pack-281055/204363599 | 0 | No Labor Cost | 0.44 | lamp |  | 0.44
Equipment | Premium T8 - Lamp Replacement | Replace Bulbs in Three-Lamp T8 Fixture with Reduced Wattage (28W) Bulbs | Three-Lamp 32-Watt T8 Fixture | Commercial | Turnover | Retail | FL Zone 2 | Per Fixture | 0% | 140.3494 | 122.8058 | 17.5437 | 0.125 | 8 | 0.004232 | 7.0881e-07 | 2.85 | https://www.homedepot.com/p/Philips-32-Watt-4-ft-T8-Alto-Linear-Fluorescent-Light-Bulb-Neutral-3500K-10-Pack-479691/303811578 | 0 | No Labor Cost | 3.29 | https://www.homedepot.com/p/Philips-28-Watt-4-ft-T8-Alto-Linear-Fluorescent-Light-Bulb-Natural-Light-5000K-30-Pack-281055/204363599 | 0 | No Labor Cost | 0.44 | lamp |  | 0.44
Equipment | Premium T8 - Lamp Replacement | Replace Bulbs in Three-Lamp T8 Fixture with Reduced Wattage (28W) Bulbs | Three-Lamp 32-Watt T8 Fixture | Commercial | Turnover | Schools K-12 | FL Zone 2 | Per Fixture | 0% | 66.9926 | 58.6186 | 8.3741 | 0.125 | 8 | 0.0020228 | 0.00046444 | 2.85 | https://www.homedepot.com/p/Philips-32-Watt-4-ft-T8-Alto-Linear-Fluorescent-Light-Bulb-Neutral-3500K-10-Pack-479691/303811578 | 0 | No Labor Cost | 3.29 | https://www.homedepot.com/p/Philips-28-Watt-4-ft-T8-Alto-Linear-Fluorescent-Light-Bulb-Natural-Light-5000K-30-Pack-281055/204363599 | 0 | No Labor Cost | 0.44 | lamp |  | 0.44
Equipment | Premium T8 - Lamp Replacement | Replace Bulbs in Three-Lamp T8 Fixture with Reduced Wattage (28W) Bulbs | Three-Lamp 32-Watt T8 Fixture | Commercial | Turnover | Warehouse | FL Zone 2 | Per Fixture | 0% | 107.6838 | 94.2234 | 13.4605 | 0.125 | 8 | 0.0032515 | 0.00074654 | 2.85 | https://www.homedepot.com/p/Philips-32-Watt-4-ft-T8-Alto-Linear-Fluorescent-Light-Bulb-Neutral-3500K-10-Pack-479691/303811578 | 0 | No Labor Cost | 3.29 | https://www.homedepot.com/p/Philips-28-Watt-4-ft-T8-Alto-Linear-Fluorescent-Light-Bulb-Natural-Light-5000K-30-Pack-281055/204363599 | 0 | No Labor Cost | 0.44 | lamp |  | 0.44
Equipment | Premium T8 - Lamp Replacement | Replace Bulbs in Three-Lamp T8 Fixture with Reduced Wattage (28W) Bulbs | Three-Lamp 32-Watt T8 Fixture | Commercial | New | Assembly | FL Zone 2 | Per Fixture | 0% | 80.9882 | 70.8646 | 10.1235 | 0.125 | 8 | 0.0024454 | 0.00056146 | 2.85 | https://www.homedepot.com/p/Philips-32-Watt-4-ft-T8-Alto-Linear-Fluorescent-Light-Bulb-Neutral-3500K-10-Pack-479691/303811578 | 0 | No Labor Cost | 3.29 | https://www.homedepot.com/p/Philips-28-Watt-4-ft-T8-Alto-Linear-Fluorescent-Light-Bulb-Natural-Light-5000K-30-Pack-281055/204363599 | 0 | No Labor Cost | 0.44 | lamp |  | 0.44
Equipment | Premium T8 - Lamp Replacement | Replace Bulbs in Three-Lamp T8 Fixture with Reduced Wattage (28W) Bulbs | Three-Lamp 32-Watt T8 Fixture | Commercial | New | College and University | FL Zone 2 | Per Fixture | 0% | 124.1293 | 108.6131 | 15.5162 | 0.125 | 8 | 0.001607 | 0.0015431 | 2.85 | https://www.homedepot.com/p/Philips-32-Watt-4-ft-T8-Alto-Linear-Fluorescent-Light-Bulb-Neutral-3500K-10-Pack-479691/303811578 | 0 | No Labor Cost | 3.29 | https://www.homedepot.com/p/Philips-28-Watt-4-ft-T8-Alto-Linear-Fluorescent-Light-Bulb-Natural-Light-5000K-30-Pack-281055/204363599 | 0 | No Labor Cost | 0.44 | lamp |  | 0.44
Equipment | Premium T8 - Lamp Replacement | Replace Bulbs in Three-Lamp T8 Fixture with Reduced Wattage (28W) Bulbs | Three-Lamp 32-Watt T8 Fixture | Commercial | New | Grocery | FL Zone 2 | Per Fixture | 0% | 156.119 | 136.6042 | 19.5149 | 0.125 | 8 | 0.0047075 | 7.8845e-07 | 2.85 | https://www.homedepot.com/p/Philips-32-Watt-4-ft-T8-Alto-Linear-Fluorescent-Light-Bulb-Neutral-3500K-10-Pack-479691/303811578 | 0 | No Labor Cost | 3.29 | https://www.homedepot.com/p/Philips-28-Watt-4-ft-T8-Alto-Linear-Fluorescent-Light-Bulb-Natural-Light-5000K-30-Pack-281055/204363599 | 0 | No Labor Cost | 0.44 | lamp |  | 0.44
Equipment | Premium T8 - Lamp Replacement | Replace Bulbs in Three-Lamp T8 Fixture with Reduced Wattage (28W) Bulbs | Three-Lamp 32-Watt T8 Fixture | Commercial | New | Healthcare | FL Zone 2 | Per Fixture | 0% | 141.5885 | 123.8899 | 17.6986 | 0.125 | 8 | 0.0042752 | 0.00098159 | 2.85 | https://www.homedepot.com/p/Philips-32-Watt-4-ft-T8-Alto-Linear-Fluorescent-Light-Bulb-Neutral-3500K-10-Pack-479691/303811578 | 0 | No Labor Cost | 3.29 | https://www.homedepot.com/p/Philips-28-Watt-4-ft-T8-Alto-Linear-Fluorescent-Light-Bulb-Natural-Light-5000K-30-Pack-281055/204363599 | 0 | No Labor Cost | 0.44 | lamp |  | 0.44
Equipment | Premium T8 - Lamp Replacement | Replace Bulbs in Three-Lamp T8 Fixture with Reduced Wattage (28W) Bulbs | Three-Lamp 32-Watt T8 Fixture | Commercial | New | Hospitals | FL Zone 2 | Per Fixture | 0% | 191.5443 | 167.6013 | 23.943 | 0.125 | 8 | 0.0024798 | 0.0023811 | 2.85 | https://www.homedepot.com/p/Philips-32-Watt-4-ft-T8-Alto-Linear-Fluorescent-Light-Bulb-Neutral-3500K-10-Pack-479691/303811578 | 0 | No Labor Cost | 3.29 | https://www.homedepot.com/p/Philips-28-Watt-4-ft-T8-Alto-Linear-Fluorescent-Light-Bulb-Natural-Light-5000K-30-Pack-281055/204363599 | 0 | No Labor Cost | 0.44 | lamp |  | 0.44
Equipment | Premium T8 - Lamp Replacement | Replace Bulbs in Three-Lamp T8 Fixture with Reduced Wattage (28W) Bulbs | Three-Lamp 32-Watt T8 Fixture | Commercial | New | Institutional | FL Zone 2 | Per Fixture | 0% | 92.8998 | 81.2874 | 11.6125 | 0.125 | 8 | 0.0028051 | 0.00064404 | 2.85 | https://www.homedepot.com/p/Philips-32-Watt-4-ft-T8-Alto-Linear-Fluorescent-Light-Bulb-Neutral-3500K-10-Pack-479691/303811578 | 0 | No Labor Cost | 3.29 | https://www.homedepot.com/p/Philips-28-Watt-4-ft-T8-Alto-Linear-Fluorescent-Light-Bulb-Natural-Light-5000K-30-Pack-281055/204363599 | 0 | No Labor Cost | 0.44 | lamp |  | 0.44
Equipment | Premium T8 - Lamp Replacement | Replace Bulbs in Three-Lamp T8 Fixture with Reduced Wattage (28W) Bulbs | Three-Lamp 32-Watt T8 Fixture | Commercial | New | Lodging/Hospitality | FL Zone 2 | Per Fixture | 0% | 105.7126 | 92.4986 | 13.2141 | 0.125 | 8 | 0.0031876 | 5.3388e-07 | 2.85 | https://www.homedepot.com/p/Philips-32-Watt-4-ft-T8-Alto-Linear-Fluorescent-Light-Bulb-Neutral-3500K-10-Pack-479691/303811578 | 0 | No Labor Cost | 3.29 | https://www.homedepot.com/p/Philips-28-Watt-4-ft-T8-Alto-Linear-Fluorescent-Light-Bulb-Natural-Light-5000K-30-Pack-281055/204363599 | 0 | No Labor Cost | 0.44 | lamp |  | 0.44
Equipment | Premium T8 - Lamp Replacement | Replace Bulbs in Three-Lamp T8 Fixture with Reduced Wattage (28W) Bulbs | Three-Lamp 32-Watt T8 Fixture | Commercial | New | Miscellaneous | FL Zone 2 | Per Fixture | 0% | 124.1293 | 108.6131 | 15.5162 | 0.125 | 8 | 0.003748 | 0.00086055 | 2.85 | https://www.homedepot.com/p/Philips-32-Watt-4-ft-T8-Alto-Linear-Fluorescent-Light-Bulb-Neutral-3500K-10-Pack-479691/303811578 | 0 | No Labor Cost | 3.29 | https://www.homedepot.com/p/Philips-28-Watt-4-ft-T8-Alto-Linear-Fluorescent-Light-Bulb-Natural-Light-5000K-30-Pack-281055/204363599 | 0 | No Labor Cost | 0.44 | lamp |  | 0.44
Equipment | Premium T8 - Lamp Replacement | Replace Bulbs in Three-Lamp T8 Fixture with Reduced Wattage (28W) Bulbs | Three-Lamp 32-Watt T8 Fixture | Commercial | New | Offices | FL Zone 2 | Per Fixture | 0% | 91.6045 | 80.1539 | 11.4506 | 0.125 | 8 | 0.002766 | 0.00063506 | 2.85 | https://www.homedepot.com/p/Philips-32-Watt-4-ft-T8-Alto-Linear-Fluorescent-Light-Bulb-Neutral-3500K-10-Pack-479691/303811578 | 0 | No Labor Cost | 3.29 | https://www.homedepot.com/p/Philips-28-Watt-4-ft-T8-Alto-Linear-Fluorescent-Light-Bulb-Natural-Light-5000K-30-Pack-281055/204363599 | 0 | No Labor Cost | 0.44 | lamp |  | 0.44
Equipment | Premium T8 - Lamp Replacement | Replace Bulbs in Three-Lamp T8 Fixture with Reduced Wattage (28W) Bulbs | Three-Lamp 32-Watt T8 Fixture | Commercial | New | Restaurants | FL Zone 2 | Per Fixture | 0% | 94.5331 | 82.7165 | 11.8166 | 0.125 | 8 | 0.0028505 | 4.7742e-07 | 2.85 | https://www.homedepot.com/p/Philips-32-Watt-4-ft-T8-Alto-Linear-Fluorescent-Light-Bulb-Neutral-3500K-10-Pack-479691/303811578 | 0 | No Labor Cost | 3.29 | https://www.homedepot.com/p/Philips-28-Watt-4-ft-T8-Alto-Linear-Fluorescent-Light-Bulb-Natural-Light-5000K-30-Pack-281055/204363599 | 0 | No Labor Cost | 0.44 | lamp |  | 0.44
Equipment | Premium T8 - Lamp Replacement | Replace Bulbs in Three-Lamp T8 Fixture with Reduced Wattage (28W) Bulbs | Three-Lamp 32-Watt T8 Fixture | Commercial | New | Retail | FL Zone 2 | Per Fixture | 0% | 140.3494 | 122.8058 | 17.5437 | 0.125 | 8 | 0.004232 | 7.0881e-07 | 2.85 | https://www.homedepot.com/p/Philips-32-Watt-4-ft-T8-Alto-Linear-Fluorescent-Light-Bulb-Neutral-3500K-10-Pack-479691/303811578 | 0 | No Labor Cost | 3.29 | https://www.homedepot.com/p/Philips-28-Watt-4-ft-T8-Alto-Linear-Fluorescent-Light-Bulb-Natural-Light-5000K-30-Pack-281055/204363599 | 0 | No Labor Cost | 0.44 | lamp |  | 0.44
Equipment | Premium T8 - Lamp Replacement | Replace Bulbs in Three-Lamp T8 Fixture with Reduced Wattage (28W) Bulbs | Three-Lamp 32-Watt T8 Fixture | Commercial | New | Schools K-12 | FL Zone 2 | Per Fixture | 0% | 66.9926 | 58.6186 | 8.3741 | 0.125 | 8 | 0.0020228 | 0.00046444 | 2.85 | https://www.homedepot.com/p/Philips-32-Watt-4-ft-T8-Alto-Linear-Fluorescent-Light-Bulb-Neutral-3500K-10-Pack-479691/303811578 | 0 | No Labor Cost | 3.29 | https://www.homedepot.com/p/Philips-28-Watt-4-ft-T8-Alto-Linear-Fluorescent-Light-Bulb-Natural-Light-5000K-30-Pack-281055/204363599 | 0 | No Labor Cost | 0.44 | lamp |  | 0.44
Equipment | Premium T8 - Lamp Replacement | Replace Bulbs in Three-Lamp T8 Fixture with Reduced Wattage (28W) Bulbs | Three-Lamp 32-Watt T8 Fixture | Commercial | New | Warehouse | FL Zone 2 | Per Fixture | 0% | 107.6838 | 94.2234 | 13.4605 | 0.125 | 8 | 0.0032515 | 0.00074654 | 2.85 | https://www.homedepot.com/p/Philips-32-Watt-4-ft-T8-Alto-Linear-Fluorescent-Light-Bulb-Neutral-3500K-10-Pack-479691/303811578 | 0 | No Labor Cost | 3.29 | https://www.homedepot.com/p/Philips-28-Watt-4-ft-T8-Alto-Linear-Fluorescent-Light-Bulb-Natural-Light-5000K-30-Pack-281055/204363599 | 0 | No Labor Cost | 0.44 | lamp |  | 0.44
Equipment | Efficient Battery Charger | Single-phase Ferro resonant or silicon-controlled rectifier chargin equipment with power conversion efficiency >=89% & maintenance power <= 10 W | FR or SCR charging stations with power conversion efficiecy < 89% or > 10 W | Commercial | Turnover | Assembly | FL Zone 2 | Per Appliance | 17.92% | 8124.9 | 7013.694 | 1111.206 | 0.13677 | 7 | 0.60888 | 0 | 0 | reference source included incremental cost only | 0 | 0 | 400 | Illinois 2018 Statewide TRM, Section 4.8.9 | 0 | No Labor Cost | 400 | unit |  | 400
Equipment | Efficient Battery Charger | Single-phase Ferro resonant or silicon-controlled rectifier chargin equipment with power conversion efficiency >=89% & maintenance power <= 10 W | FR or SCR charging stations with power conversion efficiecy < 89% or > 10 W | Commercial | Turnover | College and University | FL Zone 2 | Per Appliance | 0% | 8124.9 | 7013.694 | 1111.206 | 0.13677 | 7 | 0.60888 | 0 | 0 | reference source included incremental cost only | 0 | 0 | 400 | Illinois 2018 Statewide TRM, Section 4.8.9 | 0 | No Labor Cost | 400 | unit |  | 400
Equipment | Efficient Battery Charger | Single-phase Ferro resonant or silicon-controlled rectifier chargin equipment with power conversion efficiency >=89% & maintenance power <= 10 W | FR or SCR charging stations with power conversion efficiecy < 89% or > 10 W | Commercial | Turnover | Grocery | FL Zone 2 | Per Appliance | 17.92% | 8124.9 | 7013.694 | 1111.206 | 0.13677 | 7 | 0.60888 | 0 | 0 | reference source included incremental cost only | 0 | 0 | 400 | Illinois 2018 Statewide TRM, Section 4.8.9 | 0 | No Labor Cost | 400 | unit |  | 400
Equipment | Efficient Battery Charger | Single-phase Ferro resonant or silicon-controlled rectifier chargin equipment with power conversion efficiency >=89% & maintenance power <= 10 W | FR or SCR charging stations with power conversion efficiecy < 89% or > 10 W | Commercial | Turnover | Healthcare | FL Zone 2 | Per Appliance | 17.92% | 8124.9 | 7013.694 | 1111.206 | 0.13677 | 7 | 0.60888 | 0 | 0 | reference source included incremental cost only | 0 | 0 | 400 | Illinois 2018 Statewide TRM, Section 4.8.9 | 0 | No Labor Cost | 400 | unit |  | 400
Equipment | Efficient Battery Charger | Single-phase Ferro resonant or silicon-controlled rectifier chargin equipment with power conversion efficiency >=89% & maintenance power <= 10 W | FR or SCR charging stations with power conversion efficiecy < 89% or > 10 W | Commercial | Turnover | Hospitals | FL Zone 2 | Per Appliance | 17.92% | 8124.9 | 7013.694 | 1111.206 | 0.13677 | 7 | 0.60888 | 0 | 0 | reference source included incremental cost only | 0 | 0 | 400 | Illinois 2018 Statewide TRM, Section 4.8.9 | 0 | No Labor Cost | 400 | unit |  | 400
Equipment | Efficient Battery Charger | Single-phase Ferro resonant or silicon-controlled rectifier chargin equipment with power conversion efficiency >=89% & maintenance power <= 10 W | FR or SCR charging stations with power conversion efficiecy < 89% or > 10 W | Commercial | Turnover | Institutional | FL Zone 2 | Per Appliance | 17.92% | 8124.9 | 7013.694 | 1111.206 | 0.13677 | 7 | 0.60888 | 0 | 0 | reference source included incremental cost only | 0 | 0 | 400 | Illinois 2018 Statewide TRM, Section 4.8.9 | 0 | No Labor Cost | 400 | unit |  | 400
Equipment | Efficient Battery Charger | Single-phase Ferro resonant or silicon-controlled rectifier chargin equipment with power conversion efficiency >=89% & maintenance power <= 10 W | FR or SCR charging stations with power conversion efficiecy < 89% or > 10 W | Commercial | Turnover | Lodging/Hospitality | FL Zone 2 | Per Appliance | 17.92% | 8124.9 | 7013.694 | 1111.206 | 0.13677 | 7 | 0.60888 | 0 | 0 | reference source included incremental cost only | 0 | 0 | 400 | Illinois 2018 Statewide TRM, Section 4.8.9 | 0 | No Labor Cost | 400 | unit |  | 400
Equipment | Efficient Battery Charger | Single-phase Ferro resonant or silicon-controlled rectifier chargin equipment with power conversion efficiency >=89% & maintenance power <= 10 W | FR or SCR charging stations with power conversion efficiecy < 89% or > 10 W | Commercial | Turnover | Miscellaneous | FL Zone 2 | Per Appliance | 0% | 8124.9 | 7013.694 | 1111.206 | 0.13677 | 7 | 0.60888 | 0 | 0 | reference source included incremental cost only | 0 | 0 | 400 | Illinois 2018 Statewide TRM, Section 4.8.9 | 0 | No Labor Cost | 400 | unit |  | 400
Equipment | Efficient Battery Charger | Single-phase Ferro resonant or silicon-controlled rectifier chargin equipment with power conversion efficiency >=89% & maintenance power <= 10 W | FR or SCR charging stations with power conversion efficiecy < 89% or > 10 W | Commercial | Turnover | Offices | FL Zone 2 | Per Appliance | 17.92% | 8124.9 | 7013.694 | 1111.206 | 0.13677 | 7 | 0.60888 | 0 | 0 | reference source included incremental cost only | 0 | 0 | 400 | Illinois 2018 Statewide TRM, Section 4.8.9 | 0 | No Labor Cost | 400 | unit |  | 400
Equipment | Efficient Battery Charger | Single-phase Ferro resonant or silicon-controlled rectifier chargin equipment with power conversion efficiency >=89% & maintenance power <= 10 W | FR or SCR charging stations with power conversion efficiecy < 89% or > 10 W | Commercial | Turnover | Restaurants | FL Zone 2 | Per Appliance | 0% | 8124.9 | 7013.694 | 1111.206 | 0.13677 | 7 | 0.60888 | 0 | 0 | reference source included incremental cost only | 0 | 0 | 400 | Illinois 2018 Statewide TRM, Section 4.8.9 | 0 | No Labor Cost | 400 | unit |  | 400
Equipment | Efficient Battery Charger | Single-phase Ferro resonant or silicon-controlled rectifier chargin equipment with power conversion efficiency >=89% & maintenance power <= 10 W | FR or SCR charging stations with power conversion efficiecy < 89% or > 10 W | Commercial | Turnover | Retail | FL Zone 2 | Per Appliance | 17.92% | 8124.9 | 7013.694 | 1111.206 | 0.13677 | 7 | 0.60888 | 0 | 0 | reference source included incremental cost only | 0 | 0 | 400 | Illinois 2018 Statewide TRM, Section 4.8.9 | 0 | No Labor Cost | 400 | unit |  | 400
Equipment | Efficient Battery Charger | Single-phase Ferro resonant or silicon-controlled rectifier chargin equipment with power conversion efficiency >=89% & maintenance power <= 10 W | FR or SCR charging stations with power conversion efficiecy < 89% or > 10 W | Commercial | Turnover | Schools K-12 | FL Zone 2 | Per Appliance | 0% | 8124.9 | 7013.694 | 1111.206 | 0.13677 | 7 | 0.60888 | 0 | 0 | reference source included incremental cost only | 0 | 0 | 400 | Illinois 2018 Statewide TRM, Section 4.8.9 | 0 | No Labor Cost | 400 | unit |  | 400
Equipment | Efficient Battery Charger | Single-phase Ferro resonant or silicon-controlled rectifier chargin equipment with power conversion efficiency >=89% & maintenance power <= 10 W | FR or SCR charging stations with power conversion efficiecy < 89% or > 10 W | Commercial | Turnover | Warehouse | FL Zone 2 | Per Appliance | 17.92% | 8124.9 | 7013.694 | 1111.206 | 0.13677 | 7 | 0.60888 | 0 | 0 | reference source included incremental cost only | 0 | 0 | 400 | Illinois 2018 Statewide TRM, Section 4.8.9 | 0 | No Labor Cost | 400 | unit |  | 400
Equipment | Efficient Battery Charger | Single-phase Ferro resonant or silicon-controlled rectifier chargin equipment with power conversion efficiency >=89% & maintenance power <= 10 W | FR or SCR charging stations with power conversion efficiecy < 89% or > 10 W | Commercial | New | Assembly | FL Zone 2 | Per Appliance | 17.92% | 8124.9 | 7013.694 | 1111.206 | 0.13677 | 7 | 0.60888 | 0 | 0 | reference source included incremental cost only | 0 | 0 | 400 | Illinois 2018 Statewide TRM, Section 4.8.9 | 0 | No Labor Cost | 400 | unit |  | 400
Equipment | Efficient Battery Charger | Single-phase Ferro resonant or silicon-controlled rectifier chargin equipment with power conversion efficiency >=89% & maintenance power <= 10 W | FR or SCR charging stations with power conversion efficiecy < 89% or > 10 W | Commercial | New | College and University | FL Zone 2 | Per Appliance | 0% | 8124.9 | 7013.694 | 1111.206 | 0.13677 | 7 | 0.60888 | 0 | 0 | reference source included incremental cost only | 0 | 0 | 400 | Illinois 2018 Statewide TRM, Section 4.8.9 | 0 | No Labor Cost | 400 | unit |  | 400
Equipment | Efficient Battery Charger | Single-phase Ferro resonant or silicon-controlled rectifier chargin equipment with power conversion efficiency >=89% & maintenance power <= 10 W | FR or SCR charging stations with power conversion efficiecy < 89% or > 10 W | Commercial | New | Grocery | FL Zone 2 | Per Appliance | 17.92% | 8124.9 | 7013.694 | 1111.206 | 0.13677 | 7 | 0.60888 | 0 | 0 | reference source included incremental cost only | 0 | 0 | 400 | Illinois 2018 Statewide TRM, Section 4.8.9 | 0 | No Labor Cost | 400 | unit |  | 400
Equipment | Efficient Battery Charger | Single-phase Ferro resonant or silicon-controlled rectifier chargin equipment with power conversion efficiency >=89% & maintenance power <= 10 W | FR or SCR charging stations with power conversion efficiecy < 89% or > 10 W | Commercial | New | Healthcare | FL Zone 2 | Per Appliance | 17.92% | 8124.9 | 7013.694 | 1111.206 | 0.13677 | 7 | 0.60888 | 0 | 0 | reference source included incremental cost only | 0 | 0 | 400 | Illinois 2018 Statewide TRM, Section 4.8.9 | 0 | No Labor Cost | 400 | unit |  | 400
Equipment | Efficient Battery Charger | Single-phase Ferro resonant or silicon-controlled rectifier chargin equipment with power conversion efficiency >=89% & maintenance power <= 10 W | FR or SCR charging stations with power conversion efficiecy < 89% or > 10 W | Commercial | New | Hospitals | FL Zone 2 | Per Appliance | 17.92% | 8124.9 | 7013.694 | 1111.206 | 0.13677 | 7 | 0.60888 | 0 | 0 | reference source included incremental cost only | 0 | 0 | 400 | Illinois 2018 Statewide TRM, Section 4.8.9 | 0 | No Labor Cost | 400 | unit |  | 400
Equipment | Efficient Battery Charger | Single-phase Ferro resonant or silicon-controlled rectifier chargin equipment with power conversion efficiency >=89% & maintenance power <= 10 W | FR or SCR charging stations with power conversion efficiecy < 89% or > 10 W | Commercial | New | Institutional | FL Zone 2 | Per Appliance | 17.92% | 8124.9 | 7013.694 | 1111.206 | 0.13677 | 7 | 0.60888 | 0 | 0 | reference source included incremental cost only | 0 | 0 | 400 | Illinois 2018 Statewide TRM, Section 4.8.9 | 0 | No Labor Cost | 400 | unit |  | 400
Equipment | Efficient Battery Charger | Single-phase Ferro resonant or silicon-controlled rectifier chargin equipment with power conversion efficiency >=89% & maintenance power <= 10 W | FR or SCR charging stations with power conversion efficiecy < 89% or > 10 W | Commercial | New | Lodging/Hospitality | FL Zone 2 | Per Appliance | 17.92% | 8124.9 | 7013.694 | 1111.206 | 0.13677 | 7 | 0.60888 | 0 | 0 | reference source included incremental cost only | 0 | 0 | 400 | Illinois 2018 Statewide TRM, Section 4.8.9 | 0 | No Labor Cost | 400 | unit |  | 400
Equipment | Efficient Battery Charger | Single-phase Ferro resonant or silicon-controlled rectifier chargin equipment with power conversion efficiency >=89% & maintenance power <= 10 W | FR or SCR charging stations with power conversion efficiecy < 89% or > 10 W | Commercial | New | Miscellaneous | FL Zone 2 | Per Appliance | 0% | 8124.9 | 7013.694 | 1111.206 | 0.13677 | 7 | 0.60888 | 0 | 0 | reference source included incremental cost only | 0 | 0 | 400 | Illinois 2018 Statewide TRM, Section 4.8.9 | 0 | No Labor Cost | 400 | unit |  | 400
Equipment | Efficient Battery Charger | Single-phase Ferro resonant or silicon-controlled rectifier chargin equipment with power conversion efficiency >=89% & maintenance power <= 10 W | FR or SCR charging stations with power conversion efficiecy < 89% or > 10 W | Commercial | New | Offices | FL Zone 2 | Per Appliance | 17.92% | 8124.9 | 7013.694 | 1111.206 | 0.13677 | 7 | 0.60888 | 0 | 0 | reference source included incremental cost only | 0 | 0 | 400 | Illinois 2018 Statewide TRM, Section 4.8.9 | 0 | No Labor Cost | 400 | unit |  | 400
Equipment | Efficient Battery Charger | Single-phase Ferro resonant or silicon-controlled rectifier chargin equipment with power conversion efficiency >=89% & maintenance power <= 10 W | FR or SCR charging stations with power conversion efficiecy < 89% or > 10 W | Commercial | New | Restaurants | FL Zone 2 | Per Appliance | 0% | 8124.9 | 7013.694 | 1111.206 | 0.13677 | 7 | 0.60888 | 0 | 0 | reference source included incremental cost only | 0 | 0 | 400 | Illinois 2018 Statewide TRM, Section 4.8.9 | 0 | No Labor Cost | 400 | unit |  | 400
Equipment | Efficient Battery Charger | Single-phase Ferro resonant or silicon-controlled rectifier chargin equipment with power conversion efficiency >=89% & maintenance power <= 10 W | FR or SCR charging stations with power conversion efficiecy < 89% or > 10 W | Commercial | New | Retail | FL Zone 2 | Per Appliance | 17.92% | 8124.9 | 7013.694 | 1111.206 | 0.13677 | 7 | 0.60888 | 0 | 0 | reference source included incremental cost only | 0 | 0 | 400 | Illinois 2018 Statewide TRM, Section 4.8.9 | 0 | No Labor Cost | 400 | unit |  | 400
Equipment | Efficient Battery Charger | Single-phase Ferro resonant or silicon-controlled rectifier chargin equipment with power conversion efficiency >=89% & maintenance power <= 10 W | FR or SCR charging stations with power conversion efficiecy < 89% or > 10 W | Commercial | New | Schools K-12 | FL Zone 2 | Per Appliance | 0% | 8124.9 | 7013.694 | 1111.206 | 0.13677 | 7 | 0.60888 | 0 | 0 | reference source included incremental cost only | 0 | 0 | 400 | Illinois 2018 Statewide TRM, Section 4.8.9 | 0 | No Labor Cost | 400 | unit |  | 400
Equipment | Efficient Battery Charger | Single-phase Ferro resonant or silicon-controlled rectifier chargin equipment with power conversion efficiency >=89% & maintenance power <= 10 W | FR or SCR charging stations with power conversion efficiecy < 89% or > 10 W | Commercial | New | Warehouse | FL Zone 2 | Per Appliance | 17.92% | 8124.9 | 7013.694 | 1111.206 | 0.13677 | 7 | 0.60888 | 0 | 0 | reference source included incremental cost only | 0 | 0 | 400 | Illinois 2018 Statewide TRM, Section 4.8.9 | 0 | No Labor Cost | 400 | unit |  | 400
Equipment | ENERGY STAR Commercial Clothes Washer | Single-phase Ferro resonant or silicon-controlled rectifier chargin equipment with power conversion efficiency >=89% & maintenance power <= 10 W | FR or SCR charging stations with power conversion efficiecy < 89% or > 10 W | Commercial | Turnover | Assembly | FL Zone 2 | Per Appliance | 0% | 3887.25 | 2827.0909 | 1060.1591 | 0.27273 | 7 | 0 | 0 | 949 | https://www.homedepot.com/p/Whirlpool-2-9-cu-ft-White-Commercial-Top-Load-Washing-Machine-CAE2745FQ/301844420 | 0 | 0 | 1499 | https://www.homedepot.com/p/Whirlpool-3-1-cu-ft-High-Efficicency-White-Front-Load-Commercial-Washing-Machine-CHW9160GW/302700351 | 0 | 0 | 550 | unit |  | 550
Equipment | ENERGY STAR Commercial Clothes Washer | Single-phase Ferro resonant or silicon-controlled rectifier chargin equipment with power conversion efficiency >=89% & maintenance power <= 10 W | FR or SCR charging stations with power conversion efficiecy < 89% or > 10 W | Commercial | Turnover | College and University | FL Zone 2 | Per Appliance | 22.05% | 3887.25 | 2827.0909 | 1060.1591 | 0.27273 | 7 | 0.10782 | 0.1241 | 949 | https://www.homedepot.com/p/Whirlpool-2-9-cu-ft-White-Commercial-Top-Load-Washing-Machine-CAE2745FQ/301844420 | 0 | 0 | 1499 | https://www.homedepot.com/p/Whirlpool-3-1-cu-ft-High-Efficicency-White-Front-Load-Commercial-Washing-Machine-CHW9160GW/302700351 | 0 | 0 | 550 | unit |  | 550
Equipment | ENERGY STAR Commercial Clothes Washer | Single-phase Ferro resonant or silicon-controlled rectifier chargin equipment with power conversion efficiency >=89% & maintenance power <= 10 W | FR or SCR charging stations with power conversion efficiecy < 89% or > 10 W | Commercial | Turnover | Grocery | FL Zone 2 | Per Appliance | 0% | 3887.25 | 2827.0909 | 1060.1591 | 0.27273 | 7 | 0.092846 | 0.067168 | 949 | https://www.homedepot.com/p/Whirlpool-2-9-cu-ft-White-Commercial-Top-Load-Washing-Machine-CAE2745FQ/301844420 | 0 | 0 | 1499 | https://www.homedepot.com/p/Whirlpool-3-1-cu-ft-High-Efficicency-White-Front-Load-Commercial-Washing-Machine-CHW9160GW/302700351 | 0 | 0 | 550 | unit |  | 550
Equipment | ENERGY STAR Commercial Clothes Washer | Single-phase Ferro resonant or silicon-controlled rectifier chargin equipment with power conversion efficiency >=89% & maintenance power <= 10 W | FR or SCR charging stations with power conversion efficiecy < 89% or > 10 W | Commercial | Turnover | Healthcare | FL Zone 2 | Per Appliance | 22.05% | 3887.25 | 2827.0909 | 1060.1591 | 0.27273 | 7 | 0.092846 | 0.067168 | 949 | https://www.homedepot.com/p/Whirlpool-2-9-cu-ft-White-Commercial-Top-Load-Washing-Machine-CAE2745FQ/301844420 | 0 | 0 | 1499 | https://www.homedepot.com/p/Whirlpool-3-1-cu-ft-High-Efficicency-White-Front-Load-Commercial-Washing-Machine-CHW9160GW/302700351 | 0 | 0 | 550 | unit |  | 550
Equipment | ENERGY STAR Commercial Clothes Washer | Single-phase Ferro resonant or silicon-controlled rectifier chargin equipment with power conversion efficiency >=89% & maintenance power <= 10 W | FR or SCR charging stations with power conversion efficiecy < 89% or > 10 W | Commercial | Turnover | Hospitals | FL Zone 2 | Per Appliance | 22.05% | 3887.25 | 2827.0909 | 1060.1591 | 0.27273 | 7 | 0.10782 | 0.1241 | 949 | https://www.homedepot.com/p/Whirlpool-2-9-cu-ft-White-Commercial-Top-Load-Washing-Machine-CAE2745FQ/301844420 | 0 | 0 | 1499 | https://www.homedepot.com/p/Whirlpool-3-1-cu-ft-High-Efficicency-White-Front-Load-Commercial-Washing-Machine-CHW9160GW/302700351 | 0 | 0 | 550 | unit |  | 550
Equipment | ENERGY STAR Commercial Clothes Washer | Single-phase Ferro resonant or silicon-controlled rectifier chargin equipment with power conversion efficiency >=89% & maintenance power <= 10 W | FR or SCR charging stations with power conversion efficiecy < 89% or > 10 W | Commercial | Turnover | Institutional | FL Zone 2 | Per Appliance | 0% | 3887.25 | 2827.0909 | 1060.1591 | 0.27273 | 7 | 0 | 0 | 949 | https://www.homedepot.com/p/Whirlpool-2-9-cu-ft-White-Commercial-Top-Load-Washing-Machine-CAE2745FQ/301844420 | 0 | 0 | 1499 | https://www.homedepot.com/p/Whirlpool-3-1-cu-ft-High-Efficicency-White-Front-Load-Commercial-Washing-Machine-CHW9160GW/302700351 | 0 | 0 | 550 | unit |  | 550
Equipment | ENERGY STAR Commercial Clothes Washer | Single-phase Ferro resonant or silicon-controlled rectifier chargin equipment with power conversion efficiency >=89% & maintenance power <= 10 W | FR or SCR charging stations with power conversion efficiecy < 89% or > 10 W | Commercial | Turnover | Lodging/Hospitality | FL Zone 2 | Per Appliance | 22.05% | 3887.25 | 2827.0909 | 1060.1591 | 0.27273 | 7 | 0.10782 | 0.1241 | 949 | https://www.homedepot.com/p/Whirlpool-2-9-cu-ft-White-Commercial-Top-Load-Washing-Machine-CAE2745FQ/301844420 | 0 | 0 | 1499 | https://www.homedepot.com/p/Whirlpool-3-1-cu-ft-High-Efficicency-White-Front-Load-Commercial-Washing-Machine-CHW9160GW/302700351 | 0 | 0 | 550 | unit |  | 550
Equipment | ENERGY STAR Commercial Clothes Washer | Single-phase Ferro resonant or silicon-controlled rectifier chargin equipment with power conversion efficiency >=89% & maintenance power <= 10 W | FR or SCR charging stations with power conversion efficiecy < 89% or > 10 W | Commercial | Turnover | Miscellaneous | FL Zone 2 | Per Appliance | 0% | 3887.25 | 2827.0909 | 1060.1591 | 0.27273 | 7 | 0 | 0 | 949 | https://www.homedepot.com/p/Whirlpool-2-9-cu-ft-White-Commercial-Top-Load-Washing-Machine-CAE2745FQ/301844420 | 0 | 0 | 1499 | https://www.homedepot.com/p/Whirlpool-3-1-cu-ft-High-Efficicency-White-Front-Load-Commercial-Washing-Machine-CHW9160GW/302700351 | 0 | 0 | 550 | unit |  | 550
Equipment | ENERGY STAR Commercial Clothes Washer | Single-phase Ferro resonant or silicon-controlled rectifier chargin equipment with power conversion efficiency >=89% & maintenance power <= 10 W | FR or SCR charging stations with power conversion efficiecy < 89% or > 10 W | Commercial | Turnover | Offices | FL Zone 2 | Per Appliance | 0% | 3887.25 | 2827.0909 | 1060.1591 | 0.27273 | 7 | 0.092846 | 0.067168 | 949 | https://www.homedepot.com/p/Whirlpool-2-9-cu-ft-White-Commercial-Top-Load-Washing-Machine-CAE2745FQ/301844420 | 0 | 0 | 1499 | https://www.homedepot.com/p/Whirlpool-3-1-cu-ft-High-Efficicency-White-Front-Load-Commercial-Washing-Machine-CHW9160GW/302700351 | 0 | 0 | 550 | unit |  | 550
Equipment | ENERGY STAR Commercial Clothes Washer | Single-phase Ferro resonant or silicon-controlled rectifier chargin equipment with power conversion efficiency >=89% & maintenance power <= 10 W | FR or SCR charging stations with power conversion efficiecy < 89% or > 10 W | Commercial | Turnover | Restaurants | FL Zone 2 | Per Appliance | 22.05% | 3887.25 | 2827.0909 | 1060.1591 | 0.27273 | 7 | 0 | 0 | 949 | https://www.homedepot.com/p/Whirlpool-2-9-cu-ft-White-Commercial-Top-Load-Washing-Machine-CAE2745FQ/301844420 | 0 | 0 | 1499 | https://www.homedepot.com/p/Whirlpool-3-1-cu-ft-High-Efficicency-White-Front-Load-Commercial-Washing-Machine-CHW9160GW/302700351 | 0 | 0 | 550 | unit |  | 550
Equipment | ENERGY STAR Commercial Clothes Washer | Single-phase Ferro resonant or silicon-controlled rectifier chargin equipment with power conversion efficiency >=89% & maintenance power <= 10 W | FR or SCR charging stations with power conversion efficiecy < 89% or > 10 W | Commercial | Turnover | Retail | FL Zone 2 | Per Appliance | 0% | 3887.25 | 2827.0909 | 1060.1591 | 0.27273 | 7 | 0.092846 | 0.067168 | 949 | https://www.homedepot.com/p/Whirlpool-2-9-cu-ft-White-Commercial-Top-Load-Washing-Machine-CAE2745FQ/301844420 | 0 | 0 | 1499 | https://www.homedepot.com/p/Whirlpool-3-1-cu-ft-High-Efficicency-White-Front-Load-Commercial-Washing-Machine-CHW9160GW/302700351 | 0 | 0 | 550 | unit |  | 550
Equipment | ENERGY STAR Commercial Clothes Washer | Single-phase Ferro resonant or silicon-controlled rectifier chargin equipment with power conversion efficiency >=89% & maintenance power <= 10 W | FR or SCR charging stations with power conversion efficiecy < 89% or > 10 W | Commercial | Turnover | Schools K-12 | FL Zone 2 | Per Appliance | 22.05% | 3887.25 | 2827.0909 | 1060.1591 | 0.27273 | 7 | 0.10782 | 0.1241 | 949 | https://www.homedepot.com/p/Whirlpool-2-9-cu-ft-White-Commercial-Top-Load-Washing-Machine-CAE2745FQ/301844420 | 0 | 0 | 1499 | https://www.homedepot.com/p/Whirlpool-3-1-cu-ft-High-Efficicency-White-Front-Load-Commercial-Washing-Machine-CHW9160GW/302700351 | 0 | 0 | 550 | unit |  | 550
Equipment | ENERGY STAR Commercial Clothes Washer | Single-phase Ferro resonant or silicon-controlled rectifier chargin equipment with power conversion efficiency >=89% & maintenance power <= 10 W | FR or SCR charging stations with power conversion efficiecy < 89% or > 10 W | Commercial | Turnover | Warehouse | FL Zone 2 | Per Appliance | 0% | 3887.25 | 2827.0909 | 1060.1591 | 0.27273 | 7 | 0 | 0 | 949 | https://www.homedepot.com/p/Whirlpool-2-9-cu-ft-White-Commercial-Top-Load-Washing-Machine-CAE2745FQ/301844420 | 0 | 0 | 1499 | https://www.homedepot.com/p/Whirlpool-3-1-cu-ft-High-Efficicency-White-Front-Load-Commercial-Washing-Machine-CHW9160GW/302700351 | 0 | 0 | 550 | unit |  | 550
Equipment | ENERGY STAR Commercial Clothes Washer | Single-phase Ferro resonant or silicon-controlled rectifier chargin equipment with power conversion efficiency >=89% & maintenance power <= 10 W | FR or SCR charging stations with power conversion efficiecy < 89% or > 10 W | Commercial | New | Assembly | FL Zone 2 | Per Appliance | 0% | 3887.25 | 2827.0909 | 1060.1591 | 0.27273 | 7 | 0 | 0 | 949 | https://www.homedepot.com/p/Whirlpool-2-9-cu-ft-White-Commercial-Top-Load-Washing-Machine-CAE2745FQ/301844420 | 0 | 0 | 1499 | https://www.homedepot.com/p/Whirlpool-3-1-cu-ft-High-Efficicency-White-Front-Load-Commercial-Washing-Machine-CHW9160GW/302700351 | 0 | 0 | 550 | unit |  | 550
Equipment | ENERGY STAR Commercial Clothes Washer | Single-phase Ferro resonant or silicon-controlled rectifier chargin equipment with power conversion efficiency >=89% & maintenance power <= 10 W | FR or SCR charging stations with power conversion efficiecy < 89% or > 10 W | Commercial | New | College and University | FL Zone 2 | Per Appliance | 22.05% | 3887.25 | 2827.0909 | 1060.1591 | 0.27273 | 7 | 0.10782 | 0.1241 | 949 | https://www.homedepot.com/p/Whirlpool-2-9-cu-ft-White-Commercial-Top-Load-Washing-Machine-CAE2745FQ/301844420 | 0 | 0 | 1499 | https://www.homedepot.com/p/Whirlpool-3-1-cu-ft-High-Efficicency-White-Front-Load-Commercial-Washing-Machine-CHW9160GW/302700351 | 0 | 0 | 550 | unit |  | 550
Equipment | ENERGY STAR Commercial Clothes Washer | Single-phase Ferro resonant or silicon-controlled rectifier chargin equipment with power conversion efficiency >=89% & maintenance power <= 10 W | FR or SCR charging stations with power conversion efficiecy < 89% or > 10 W | Commercial | New | Grocery | FL Zone 2 | Per Appliance | 0% | 3887.25 | 2827.0909 | 1060.1591 | 0.27273 | 7 | 0.092846 | 0.067168 | 949 | https://www.homedepot.com/p/Whirlpool-2-9-cu-ft-White-Commercial-Top-Load-Washing-Machine-CAE2745FQ/301844420 | 0 | 0 | 1499 | https://www.homedepot.com/p/Whirlpool-3-1-cu-ft-High-Efficicency-White-Front-Load-Commercial-Washing-Machine-CHW9160GW/302700351 | 0 | 0 | 550 | unit |  | 550
Equipment | ENERGY STAR Commercial Clothes Washer | Single-phase Ferro resonant or silicon-controlled rectifier chargin equipment with power conversion efficiency >=89% & maintenance power <= 10 W | FR or SCR charging stations with power conversion efficiecy < 89% or > 10 W | Commercial | New | Healthcare | FL Zone 2 | Per Appliance | 22.05% | 3887.25 | 2827.0909 | 1060.1591 | 0.27273 | 7 | 0.092846 | 0.067168 | 949 | https://www.homedepot.com/p/Whirlpool-2-9-cu-ft-White-Commercial-Top-Load-Washing-Machine-CAE2745FQ/301844420 | 0 | 0 | 1499 | https://www.homedepot.com/p/Whirlpool-3-1-cu-ft-High-Efficicency-White-Front-Load-Commercial-Washing-Machine-CHW9160GW/302700351 | 0 | 0 | 550 | unit |  | 550
Equipment | ENERGY STAR Commercial Clothes Washer | Single-phase Ferro resonant or silicon-controlled rectifier chargin equipment with power conversion efficiency >=89% & maintenance power <= 10 W | FR or SCR charging stations with power conversion efficiecy < 89% or > 10 W | Commercial | New | Hospitals | FL Zone 2 | Per Appliance | 22.05% | 3887.25 | 2827.0909 | 1060.1591 | 0.27273 | 7 | 0.10782 | 0.1241 | 949 | https://www.homedepot.com/p/Whirlpool-2-9-cu-ft-White-Commercial-Top-Load-Washing-Machine-CAE2745FQ/301844420 | 0 | 0 | 1499 | https://www.homedepot.com/p/Whirlpool-3-1-cu-ft-High-Efficicency-White-Front-Load-Commercial-Washing-Machine-CHW9160GW/302700351 | 0 | 0 | 550 | unit |  | 550
Equipment | ENERGY STAR Commercial Clothes Washer | Single-phase Ferro resonant or silicon-controlled rectifier chargin equipment with power conversion efficiency >=89% & maintenance power <= 10 W | FR or SCR charging stations with power conversion efficiecy < 89% or > 10 W | Commercial | New | Institutional | FL Zone 2 | Per Appliance | 0% | 3887.25 | 2827.0909 | 1060.1591 | 0.27273 | 7 | 0 | 0 | 949 | https://www.homedepot.com/p/Whirlpool-2-9-cu-ft-White-Commercial-Top-Load-Washing-Machine-CAE2745FQ/301844420 | 0 | 0 | 1499 | https://www.homedepot.com/p/Whirlpool-3-1-cu-ft-High-Efficicency-White-Front-Load-Commercial-Washing-Machine-CHW9160GW/302700351 | 0 | 0 | 550 | unit |  | 550
Equipment | ENERGY STAR Commercial Clothes Washer | Single-phase Ferro resonant or silicon-controlled rectifier chargin equipment with power conversion efficiency >=89% & maintenance power <= 10 W | FR or SCR charging stations with power conversion efficiecy < 89% or > 10 W | Commercial | New | Lodging/Hospitality | FL Zone 2 | Per Appliance | 22.05% | 3887.25 | 2827.0909 | 1060.1591 | 0.27273 | 7 | 0.10782 | 0.1241 | 949 | https://www.homedepot.com/p/Whirlpool-2-9-cu-ft-White-Commercial-Top-Load-Washing-Machine-CAE2745FQ/301844420 | 0 | 0 | 1499 | https://www.homedepot.com/p/Whirlpool-3-1-cu-ft-High-Efficicency-White-Front-Load-Commercial-Washing-Machine-CHW9160GW/302700351 | 0 | 0 | 550 | unit |  | 550
Equipment | ENERGY STAR Commercial Clothes Washer | Single-phase Ferro resonant or silicon-controlled rectifier chargin equipment with power conversion efficiency >=89% & maintenance power <= 10 W | FR or SCR charging stations with power conversion efficiecy < 89% or > 10 W | Commercial | New | Miscellaneous | FL Zone 2 | Per Appliance | 0% | 3887.25 | 2827.0909 | 1060.1591 | 0.27273 | 7 | 0 | 0 | 949 | https://www.homedepot.com/p/Whirlpool-2-9-cu-ft-White-Commercial-Top-Load-Washing-Machine-CAE2745FQ/301844420 | 0 | 0 | 1499 | https://www.homedepot.com/p/Whirlpool-3-1-cu-ft-High-Efficicency-White-Front-Load-Commercial-Washing-Machine-CHW9160GW/302700351 | 0 | 0 | 550 | unit |  | 550
Equipment | ENERGY STAR Commercial Clothes Washer | Single-phase Ferro resonant or silicon-controlled rectifier chargin equipment with power conversion efficiency >=89% & maintenance power <= 10 W | FR or SCR charging stations with power conversion efficiecy < 89% or > 10 W | Commercial | New | Offices | FL Zone 2 | Per Appliance | 0% | 3887.25 | 2827.0909 | 1060.1591 | 0.27273 | 7 | 0.092846 | 0.067168 | 949 | https://www.homedepot.com/p/Whirlpool-2-9-cu-ft-White-Commercial-Top-Load-Washing-Machine-CAE2745FQ/301844420 | 0 | 0 | 1499 | https://www.homedepot.com/p/Whirlpool-3-1-cu-ft-High-Efficicency-White-Front-Load-Commercial-Washing-Machine-CHW9160GW/302700351 | 0 | 0 | 550 | unit |  | 550
Equipment | ENERGY STAR Commercial Clothes Washer | Single-phase Ferro resonant or silicon-controlled rectifier chargin equipment with power conversion efficiency >=89% & maintenance power <= 10 W | FR or SCR charging stations with power conversion efficiecy < 89% or > 10 W | Commercial | New | Restaurants | FL Zone 2 | Per Appliance | 22.05% | 3887.25 | 2827.0909 | 1060.1591 | 0.27273 | 7 | 0 | 0 | 949 | https://www.homedepot.com/p/Whirlpool-2-9-cu-ft-White-Commercial-Top-Load-Washing-Machine-CAE2745FQ/301844420 | 0 | 0 | 1499 | https://www.homedepot.com/p/Whirlpool-3-1-cu-ft-High-Efficicency-White-Front-Load-Commercial-Washing-Machine-CHW9160GW/302700351 | 0 | 0 | 550 | unit |  | 550
Equipment | ENERGY STAR Commercial Clothes Washer | Single-phase Ferro resonant or silicon-controlled rectifier chargin equipment with power conversion efficiency >=89% & maintenance power <= 10 W | FR or SCR charging stations with power conversion efficiecy < 89% or > 10 W | Commercial | New | Retail | FL Zone 2 | Per Appliance | 0% | 3887.25 | 2827.0909 | 1060.1591 | 0.27273 | 7 | 0.092846 | 0.067168 | 949 | https://www.homedepot.com/p/Whirlpool-2-9-cu-ft-White-Commercial-Top-Load-Washing-Machine-CAE2745FQ/301844420 | 0 | 0 | 1499 | https://www.homedepot.com/p/Whirlpool-3-1-cu-ft-High-Efficicency-White-Front-Load-Commercial-Washing-Machine-CHW9160GW/302700351 | 0 | 0 | 550 | unit |  | 550
Equipment | ENERGY STAR Commercial Clothes Washer | Single-phase Ferro resonant or silicon-controlled rectifier chargin equipment with power conversion efficiency >=89% & maintenance power <= 10 W | FR or SCR charging stations with power conversion efficiecy < 89% or > 10 W | Commercial | New | Schools K-12 | FL Zone 2 | Per Appliance | 22.05% | 3887.25 | 2827.0909 | 1060.1591 | 0.27273 | 7 | 0.10782 | 0.1241 | 949 | https://www.homedepot.com/p/Whirlpool-2-9-cu-ft-White-Commercial-Top-Load-Washing-Machine-CAE2745FQ/301844420 | 0 | 0 | 1499 | https://www.homedepot.com/p/Whirlpool-3-1-cu-ft-High-Efficicency-White-Front-Load-Commercial-Washing-Machine-CHW9160GW/302700351 | 0 | 0 | 550 | unit |  | 550
Equipment | ENERGY STAR Commercial Clothes Washer | Single-phase Ferro resonant or silicon-controlled rectifier chargin equipment with power conversion efficiency >=89% & maintenance power <= 10 W | FR or SCR charging stations with power conversion efficiecy < 89% or > 10 W | Commercial | New | Warehouse | FL Zone 2 | Per Appliance | 0% | 3887.25 | 2827.0909 | 1060.1591 | 0.27273 | 7 | 0 | 0 | 949 | https://www.homedepot.com/p/Whirlpool-2-9-cu-ft-White-Commercial-Top-Load-Washing-Machine-CAE2745FQ/301844420 | 0 | 0 | 1499 | https://www.homedepot.com/p/Whirlpool-3-1-cu-ft-High-Efficicency-White-Front-Load-Commercial-Washing-Machine-CHW9160GW/302700351 | 0 | 0 | 550 | unit |  | 550
Equipment | ENERGY STAR Water Cooler | One Storage Type Hot/Cold Water Cooler Unit meeting ENERGY STAR® Standards | One Standard Storage Type Hot/Cold Water Cooler Unit | Commercial | Turnover | Assembly | FL Zone 2 | Per Appliance | 0% | 799.35 | 251.85 | 547.5 | 0.68493 | 10 | 0.095219 | 0.095219 | 200 | Market Research, 2015 | 0 | 0 | 285 | Market Research, 2015 | 0 | 0 | 85 | unit |  | 85
Equipment | ENERGY STAR Water Cooler | One Storage Type Hot/Cold Water Cooler Unit meeting ENERGY STAR® Standards | One Standard Storage Type Hot/Cold Water Cooler Unit | Commercial | Turnover | College and University | FL Zone 2 | Per Appliance | 0% | 799.35 | 251.85 | 547.5 | 0.68493 | 10 | 0.095219 | 0.095219 | 200 | Market Research, 2015 | 0 | 0 | 285 | Market Research, 2015 | 0 | 0 | 85 | unit |  | 85
Equipment | ENERGY STAR Water Cooler | One Storage Type Hot/Cold Water Cooler Unit meeting ENERGY STAR® Standards | One Standard Storage Type Hot/Cold Water Cooler Unit | Commercial | Turnover | Grocery | FL Zone 2 | Per Appliance | 0% | 799.35 | 251.85 | 547.5 | 0.68493 | 10 | 0.095219 | 0.095219 | 200 | Market Research, 2015 | 0 | 0 | 285 | Market Research, 2015 | 0 | 0 | 85 | unit |  | 85
Equipment | ENERGY STAR Water Cooler | One Storage Type Hot/Cold Water Cooler Unit meeting ENERGY STAR® Standards | One Standard Storage Type Hot/Cold Water Cooler Unit | Commercial | Turnover | Healthcare | FL Zone 2 | Per Appliance | 0% | 799.35 | 251.85 | 547.5 | 0.68493 | 10 | 0.095219 | 0.095219 | 200 | Market Research, 2015 | 0 | 0 | 285 | Market Research, 2015 | 0 | 0 | 85 | unit |  | 85
Equipment | ENERGY STAR Water Cooler | One Storage Type Hot/Cold Water Cooler Unit meeting ENERGY STAR® Standards | One Standard Storage Type Hot/Cold Water Cooler Unit | Commercial | Turnover | Hospitals | FL Zone 2 | Per Appliance | 0% | 799.35 | 251.85 | 547.5 | 0.68493 | 10 | 0.095219 | 0.095219 | 200 | Market Research, 2015 | 0 | 0 | 285 | Market Research, 2015 | 0 | 0 | 85 | unit |  | 85
Equipment | ENERGY STAR Water Cooler | One Storage Type Hot/Cold Water Cooler Unit meeting ENERGY STAR® Standards | One Standard Storage Type Hot/Cold Water Cooler Unit | Commercial | Turnover | Institutional | FL Zone 2 | Per Appliance | 3.235% | 799.35 | 251.85 | 547.5 | 0.68493 | 10 | 0.095219 | 0.095219 | 200 | Market Research, 2015 | 0 | 0 | 285 | Market Research, 2015 | 0 | 0 | 85 | unit |  | 85
Equipment | ENERGY STAR Water Cooler | One Storage Type Hot/Cold Water Cooler Unit meeting ENERGY STAR® Standards | One Standard Storage Type Hot/Cold Water Cooler Unit | Commercial | Turnover | Lodging/Hospitality | FL Zone 2 | Per Appliance | 0% | 799.35 | 251.85 | 547.5 | 0.68493 | 10 | 0.095219 | 0.095219 | 200 | Market Research, 2015 | 0 | 0 | 285 | Market Research, 2015 | 0 | 0 | 85 | unit |  | 85
Equipment | ENERGY STAR Water Cooler | One Storage Type Hot/Cold Water Cooler Unit meeting ENERGY STAR® Standards | One Standard Storage Type Hot/Cold Water Cooler Unit | Commercial | Turnover | Miscellaneous | FL Zone 2 | Per Appliance | 0% | 799.35 | 251.85 | 547.5 | 0.68493 | 10 | 0.095219 | 0.095219 | 200 | Market Research, 2015 | 0 | 0 | 285 | Market Research, 2015 | 0 | 0 | 85 | unit |  | 85
Equipment | ENERGY STAR Water Cooler | One Storage Type Hot/Cold Water Cooler Unit meeting ENERGY STAR® Standards | One Standard Storage Type Hot/Cold Water Cooler Unit | Commercial | Turnover | Offices | FL Zone 2 | Per Appliance | 2.912% | 799.35 | 251.85 | 547.5 | 0.68493 | 10 | 0.095219 | 0.095219 | 200 | Market Research, 2015 | 0 | 0 | 285 | Market Research, 2015 | 0 | 0 | 85 | unit |  | 85
Equipment | ENERGY STAR Water Cooler | One Storage Type Hot/Cold Water Cooler Unit meeting ENERGY STAR® Standards | One Standard Storage Type Hot/Cold Water Cooler Unit | Commercial | Turnover | Restaurants | FL Zone 2 | Per Appliance | 0% | 799.35 | 251.85 | 547.5 | 0.68493 | 10 | 0.095219 | 0.095219 | 200 | Market Research, 2015 | 0 | 0 | 285 | Market Research, 2015 | 0 | 0 | 85 | unit |  | 85
Equipment | ENERGY STAR Water Cooler | One Storage Type Hot/Cold Water Cooler Unit meeting ENERGY STAR® Standards | One Standard Storage Type Hot/Cold Water Cooler Unit | Commercial | Turnover | Retail | FL Zone 2 | Per Appliance | 0% | 799.35 | 251.85 | 547.5 | 0.68493 | 10 | 0.095219 | 0.095219 | 200 | Market Research, 2015 | 0 | 0 | 285 | Market Research, 2015 | 0 | 0 | 85 | unit |  | 85
Equipment | ENERGY STAR Water Cooler | One Storage Type Hot/Cold Water Cooler Unit meeting ENERGY STAR® Standards | One Standard Storage Type Hot/Cold Water Cooler Unit | Commercial | Turnover | Schools K-12 | FL Zone 2 | Per Appliance | 0% | 799.35 | 251.85 | 547.5 | 0.68493 | 10 | 0.095219 | 0.095219 | 200 | Market Research, 2015 | 0 | 0 | 285 | Market Research, 2015 | 0 | 0 | 85 | unit |  | 85
Equipment | ENERGY STAR Water Cooler | One Storage Type Hot/Cold Water Cooler Unit meeting ENERGY STAR® Standards | One Standard Storage Type Hot/Cold Water Cooler Unit | Commercial | Turnover | Warehouse | FL Zone 2 | Per Appliance | 0% | 799.35 | 251.85 | 547.5 | 0.68493 | 10 | 0.095219 | 0.095219 | 200 | Market Research, 2015 | 0 | 0 | 285 | Market Research, 2015 | 0 | 0 | 85 | unit |  | 85
Equipment | ENERGY STAR Water Cooler | One Storage Type Hot/Cold Water Cooler Unit meeting ENERGY STAR® Standards | One Standard Storage Type Hot/Cold Water Cooler Unit | Commercial | New | Assembly | FL Zone 2 | Per Appliance | 0% | 799.35 | 251.85 | 547.5 | 0.68493 | 10 | 0.095219 | 0.095219 | 200 | Market Research, 2015 | 0 | 0 | 285 | Market Research, 2015 | 0 | 0 | 85 | unit |  | 85
Equipment | ENERGY STAR Water Cooler | One Storage Type Hot/Cold Water Cooler Unit meeting ENERGY STAR® Standards | One Standard Storage Type Hot/Cold Water Cooler Unit | Commercial | New | College and University | FL Zone 2 | Per Appliance | 0% | 799.35 | 251.85 | 547.5 | 0.68493 | 10 | 0.095219 | 0.095219 | 200 | Market Research, 2015 | 0 | 0 | 285 | Market Research, 2015 | 0 | 0 | 85 | unit |  | 85
Equipment | ENERGY STAR Water Cooler | One Storage Type Hot/Cold Water Cooler Unit meeting ENERGY STAR® Standards | One Standard Storage Type Hot/Cold Water Cooler Unit | Commercial | New | Grocery | FL Zone 2 | Per Appliance | 0% | 799.35 | 251.85 | 547.5 | 0.68493 | 10 | 0.095219 | 0.095219 | 200 | Market Research, 2015 | 0 | 0 | 285 | Market Research, 2015 | 0 | 0 | 85 | unit |  | 85
Equipment | ENERGY STAR Water Cooler | One Storage Type Hot/Cold Water Cooler Unit meeting ENERGY STAR® Standards | One Standard Storage Type Hot/Cold Water Cooler Unit | Commercial | New | Healthcare | FL Zone 2 | Per Appliance | 0% | 799.35 | 251.85 | 547.5 | 0.68493 | 10 | 0.095219 | 0.095219 | 200 | Market Research, 2015 | 0 | 0 | 285 | Market Research, 2015 | 0 | 0 | 85 | unit |  | 85
Equipment | ENERGY STAR Water Cooler | One Storage Type Hot/Cold Water Cooler Unit meeting ENERGY STAR® Standards | One Standard Storage Type Hot/Cold Water Cooler Unit | Commercial | New | Hospitals | FL Zone 2 | Per Appliance | 0% | 799.35 | 251.85 | 547.5 | 0.68493 | 10 | 0.095219 | 0.095219 | 200 | Market Research, 2015 | 0 | 0 | 285 | Market Research, 2015 | 0 | 0 | 85 | unit |  | 85
Equipment | ENERGY STAR Water Cooler | One Storage Type Hot/Cold Water Cooler Unit meeting ENERGY STAR® Standards | One Standard Storage Type Hot/Cold Water Cooler Unit | Commercial | New | Institutional | FL Zone 2 | Per Appliance | 3.235% | 799.35 | 251.85 | 547.5 | 0.68493 | 10 | 0.095219 | 0.095219 | 200 | Market Research, 2015 | 0 | 0 | 285 | Market Research, 2015 | 0 | 0 | 85 | unit |  | 85
Equipment | ENERGY STAR Water Cooler | One Storage Type Hot/Cold Water Cooler Unit meeting ENERGY STAR® Standards | One Standard Storage Type Hot/Cold Water Cooler Unit | Commercial | New | Lodging/Hospitality | FL Zone 2 | Per Appliance | 0% | 799.35 | 251.85 | 547.5 | 0.68493 | 10 | 0.095219 | 0.095219 | 200 | Market Research, 2015 | 0 | 0 | 285 | Market Research, 2015 | 0 | 0 | 85 | unit |  | 85
Equipment | ENERGY STAR Water Cooler | One Storage Type Hot/Cold Water Cooler Unit meeting ENERGY STAR® Standards | One Standard Storage Type Hot/Cold Water Cooler Unit | Commercial | New | Miscellaneous | FL Zone 2 | Per Appliance | 0% | 799.35 | 251.85 | 547.5 | 0.68493 | 10 | 0.095219 | 0.095219 | 200 | Market Research, 2015 | 0 | 0 | 285 | Market Research, 2015 | 0 | 0 | 85 | unit |  | 85
Equipment | ENERGY STAR Water Cooler | One Storage Type Hot/Cold Water Cooler Unit meeting ENERGY STAR® Standards | One Standard Storage Type Hot/Cold Water Cooler Unit | Commercial | New | Offices | FL Zone 2 | Per Appliance | 4.853% | 799.35 | 251.85 | 547.5 | 0.68493 | 10 | 0.095219 | 0.095219 | 200 | Market Research, 2015 | 0 | 0 | 285 | Market Research, 2015 | 0 | 0 | 85 | unit |  | 85
Equipment | ENERGY STAR Water Cooler | One Storage Type Hot/Cold Water Cooler Unit meeting ENERGY STAR® Standards | One Standard Storage Type Hot/Cold Water Cooler Unit | Commercial | New | Restaurants | FL Zone 2 | Per Appliance | 0% | 799.35 | 251.85 | 547.5 | 0.68493 | 10 | 0.095219 | 0.095219 | 200 | Market Research, 2015 | 0 | 0 | 285 | Market Research, 2015 | 0 | 0 | 85 | unit |  | 85
Equipment | ENERGY STAR Water Cooler | One Storage Type Hot/Cold Water Cooler Unit meeting ENERGY STAR® Standards | One Standard Storage Type Hot/Cold Water Cooler Unit | Commercial | New | Retail | FL Zone 2 | Per Appliance | 0% | 799.35 | 251.85 | 547.5 | 0.68493 | 10 | 0.095219 | 0.095219 | 200 | Market Research, 2015 | 0 | 0 | 285 | Market Research, 2015 | 0 | 0 | 85 | unit |  | 85
Equipment | ENERGY STAR Water Cooler | One Storage Type Hot/Cold Water Cooler Unit meeting ENERGY STAR® Standards | One Standard Storage Type Hot/Cold Water Cooler Unit | Commercial | New | Schools K-12 | FL Zone 2 | Per Appliance | 0% | 799.35 | 251.85 | 547.5 | 0.68493 | 10 | 0.095219 | 0.095219 | 200 | Market Research, 2015 | 0 | 0 | 285 | Market Research, 2015 | 0 | 0 | 85 | unit |  | 85
Equipment | ENERGY STAR Water Cooler | One Storage Type Hot/Cold Water Cooler Unit meeting ENERGY STAR® Standards | One Standard Storage Type Hot/Cold Water Cooler Unit | Commercial | New | Warehouse | FL Zone 2 | Per Appliance | 0% | 799.35 | 251.85 | 547.5 | 0.68493 | 10 | 0.095219 | 0.095219 | 200 | Market Research, 2015 | 0 | 0 | 285 | Market Research, 2015 | 0 | 0 | 85 | unit |  | 85
Equipment | Heat Pump Pool Heater | Heat Pump Swimming Pool Heater | Electric Resistance Swimming Pool Heater | Commercial | Turnover | Assembly | FL Zone 2 | Per Unit | 68.53% | 11764.7059 | 2352.9412 | 9411.7647 | 0.8 | 15 | 0 | 0.34381 | 949 | https://www.homedepot.com/p/EcoSmart-27-kW-4-07-GPM-Smart-Pool-Electric-Pool-Tankless-Water-Heater-Smart-POOL-27/203316222 | 574 | https://www.homewyse.com/services/cost_to_replace_pool_heater.html | 1855.95 | https://www.sunplay.com/hayward-heatpro-heat-pump-hp50ta?gclid=EAIaIQobChMIzJL0pouG2AIVHVcNCh3DHgiGEAQYBCABEgJOavD_BwE | 574 | https://www.homewyse.com/services/cost_to_replace_pool_heater.html | 906.95 | unit |  | 906.95
Equipment | Heat Pump Pool Heater | Heat Pump Swimming Pool Heater | Electric Resistance Swimming Pool Heater | Commercial | Turnover | College and University | FL Zone 2 | Per Unit | 63.46% | 11764.7059 | 2352.9412 | 9411.7647 | 0.8 | 15 | 0 | 0.34381 | 949 | https://www.homedepot.com/p/EcoSmart-27-kW-4-07-GPM-Smart-Pool-Electric-Pool-Tankless-Water-Heater-Smart-POOL-27/203316222 | 574 | https://www.homewyse.com/services/cost_to_replace_pool_heater.html | 1855.95 | https://www.sunplay.com/hayward-heatpro-heat-pump-hp50ta?gclid=EAIaIQobChMIzJL0pouG2AIVHVcNCh3DHgiGEAQYBCABEgJOavD_BwE | 574 | https://www.homewyse.com/services/cost_to_replace_pool_heater.html | 906.95 | unit |  | 906.95
Equipment | Heat Pump Pool Heater | Heat Pump Swimming Pool Heater | Electric Resistance Swimming Pool Heater | Commercial | Turnover | Grocery | FL Zone 2 | Per Unit | 0% | 11764.7059 | 2352.9412 | 9411.7647 | 0.8 | 15 | 0 | 0.34381 | 949 | https://www.homedepot.com/p/EcoSmart-27-kW-4-07-GPM-Smart-Pool-Electric-Pool-Tankless-Water-Heater-Smart-POOL-27/203316222 | 574 | https://www.homewyse.com/services/cost_to_replace_pool_heater.html | 1855.95 | https://www.sunplay.com/hayward-heatpro-heat-pump-hp50ta?gclid=EAIaIQobChMIzJL0pouG2AIVHVcNCh3DHgiGEAQYBCABEgJOavD_BwE | 574 | https://www.homewyse.com/services/cost_to_replace_pool_heater.html | 906.95 | unit |  | 906.95
Equipment | Heat Pump Pool Heater | Heat Pump Swimming Pool Heater | Electric Resistance Swimming Pool Heater | Commercial | Turnover | Healthcare | FL Zone 2 | Per Unit | 0% | 11764.7059 | 2352.9412 | 9411.7647 | 0.8 | 15 | 0 | 0.34381 | 949 | https://www.homedepot.com/p/EcoSmart-27-kW-4-07-GPM-Smart-Pool-Electric-Pool-Tankless-Water-Heater-Smart-POOL-27/203316222 | 574 | https://www.homewyse.com/services/cost_to_replace_pool_heater.html | 1855.95 | https://www.sunplay.com/hayward-heatpro-heat-pump-hp50ta?gclid=EAIaIQobChMIzJL0pouG2AIVHVcNCh3DHgiGEAQYBCABEgJOavD_BwE | 574 | https://www.homewyse.com/services/cost_to_replace_pool_heater.html | 906.95 | unit |  | 906.95
Equipment | Heat Pump Pool Heater | Heat Pump Swimming Pool Heater | Electric Resistance Swimming Pool Heater | Commercial | Turnover | Hospitals | FL Zone 2 | Per Unit | 0% | 11764.7059 | 2352.9412 | 9411.7647 | 0.8 | 15 | 0 | 0.34381 | 949 | https://www.homedepot.com/p/EcoSmart-27-kW-4-07-GPM-Smart-Pool-Electric-Pool-Tankless-Water-Heater-Smart-POOL-27/203316222 | 574 | https://www.homewyse.com/services/cost_to_replace_pool_heater.html | 1855.95 | https://www.sunplay.com/hayward-heatpro-heat-pump-hp50ta?gclid=EAIaIQobChMIzJL0pouG2AIVHVcNCh3DHgiGEAQYBCABEgJOavD_BwE | 574 | https://www.homewyse.com/services/cost_to_replace_pool_heater.html | 906.95 | unit |  | 906.95
Equipment | Heat Pump Pool Heater | Heat Pump Swimming Pool Heater | Electric Resistance Swimming Pool Heater | Commercial | Turnover | Institutional | FL Zone 2 | Per Unit | 0% | 11764.7059 | 2352.9412 | 9411.7647 | 0.8 | 15 | 0 | 0.34381 | 949 | https://www.homedepot.com/p/EcoSmart-27-kW-4-07-GPM-Smart-Pool-Electric-Pool-Tankless-Water-Heater-Smart-POOL-27/203316222 | 574 | https://www.homewyse.com/services/cost_to_replace_pool_heater.html | 1855.95 | https://www.sunplay.com/hayward-heatpro-heat-pump-hp50ta?gclid=EAIaIQobChMIzJL0pouG2AIVHVcNCh3DHgiGEAQYBCABEgJOavD_BwE | 574 | https://www.homewyse.com/services/cost_to_replace_pool_heater.html | 906.95 | unit |  | 906.95
Equipment | Heat Pump Pool Heater | Heat Pump Swimming Pool Heater | Electric Resistance Swimming Pool Heater | Commercial | Turnover | Lodging/Hospitality | FL Zone 2 | Per Unit | 75.3% | 11764.7059 | 2352.9412 | 9411.7647 | 0.8 | 15 | 0 | 0.34381 | 949 | https://www.homedepot.com/p/EcoSmart-27-kW-4-07-GPM-Smart-Pool-Electric-Pool-Tankless-Water-Heater-Smart-POOL-27/203316222 | 574 | https://www.homewyse.com/services/cost_to_replace_pool_heater.html | 1855.95 | https://www.sunplay.com/hayward-heatpro-heat-pump-hp50ta?gclid=EAIaIQobChMIzJL0pouG2AIVHVcNCh3DHgiGEAQYBCABEgJOavD_BwE | 574 | https://www.homewyse.com/services/cost_to_replace_pool_heater.html | 906.95 | unit |  | 906.95
Equipment | Heat Pump Pool Heater | Heat Pump Swimming Pool Heater | Electric Resistance Swimming Pool Heater | Commercial | Turnover | Miscellaneous | FL Zone 2 | Per Unit | 0% | 11764.7059 | 2352.9412 | 9411.7647 | 0.8 | 15 | 0 | 0.34381 | 949 | https://www.homedepot.com/p/EcoSmart-27-kW-4-07-GPM-Smart-Pool-Electric-Pool-Tankless-Water-Heater-Smart-POOL-27/203316222 | 574 | https://www.homewyse.com/services/cost_to_replace_pool_heater.html | 1855.95 | https://www.sunplay.com/hayward-heatpro-heat-pump-hp50ta?gclid=EAIaIQobChMIzJL0pouG2AIVHVcNCh3DHgiGEAQYBCABEgJOavD_BwE | 574 | https://www.homewyse.com/services/cost_to_replace_pool_heater.html | 906.95 | unit |  | 906.95
Equipment | Heat Pump Pool Heater | Heat Pump Swimming Pool Heater | Electric Resistance Swimming Pool Heater | Commercial | Turnover | Offices | FL Zone 2 | Per Unit | 0% | 11764.7059 | 2352.9412 | 9411.7647 | 0.8 | 15 | 0 | 0.34381 | 949 | https://www.homedepot.com/p/EcoSmart-27-kW-4-07-GPM-Smart-Pool-Electric-Pool-Tankless-Water-Heater-Smart-POOL-27/203316222 | 574 | https://www.homewyse.com/services/cost_to_replace_pool_heater.html | 1855.95 | https://www.sunplay.com/hayward-heatpro-heat-pump-hp50ta?gclid=EAIaIQobChMIzJL0pouG2AIVHVcNCh3DHgiGEAQYBCABEgJOavD_BwE | 574 | https://www.homewyse.com/services/cost_to_replace_pool_heater.html | 906.95 | unit |  | 906.95
Equipment | Heat Pump Pool Heater | Heat Pump Swimming Pool Heater | Electric Resistance Swimming Pool Heater | Commercial | Turnover | Restaurants | FL Zone 2 | Per Unit | 0% | 11764.7059 | 2352.9412 | 9411.7647 | 0.8 | 15 | 0 | 0.34381 | 949 | https://www.homedepot.com/p/EcoSmart-27-kW-4-07-GPM-Smart-Pool-Electric-Pool-Tankless-Water-Heater-Smart-POOL-27/203316222 | 574 | https://www.homewyse.com/services/cost_to_replace_pool_heater.html | 1855.95 | https://www.sunplay.com/hayward-heatpro-heat-pump-hp50ta?gclid=EAIaIQobChMIzJL0pouG2AIVHVcNCh3DHgiGEAQYBCABEgJOavD_BwE | 574 | https://www.homewyse.com/services/cost_to_replace_pool_heater.html | 906.95 | unit |  | 906.95
Equipment | Heat Pump Pool Heater | Heat Pump Swimming Pool Heater | Electric Resistance Swimming Pool Heater | Commercial | Turnover | Retail | FL Zone 2 | Per Unit | 0% | 11764.7059 | 2352.9412 | 9411.7647 | 0.8 | 15 | 0 | 0.34381 | 949 | https://www.homedepot.com/p/EcoSmart-27-kW-4-07-GPM-Smart-Pool-Electric-Pool-Tankless-Water-Heater-Smart-POOL-27/203316222 | 574 | https://www.homewyse.com/services/cost_to_replace_pool_heater.html | 1855.95 | https://www.sunplay.com/hayward-heatpro-heat-pump-hp50ta?gclid=EAIaIQobChMIzJL0pouG2AIVHVcNCh3DHgiGEAQYBCABEgJOavD_BwE | 574 | https://www.homewyse.com/services/cost_to_replace_pool_heater.html | 906.95 | unit |  | 906.95
Equipment | Heat Pump Pool Heater | Heat Pump Swimming Pool Heater | Electric Resistance Swimming Pool Heater | Commercial | Turnover | Schools K-12 | FL Zone 2 | Per Unit | 63.46% | 11764.7059 | 2352.9412 | 9411.7647 | 0.8 | 15 | 0 | 0.34381 | 949 | https://www.homedepot.com/p/EcoSmart-27-kW-4-07-GPM-Smart-Pool-Electric-Pool-Tankless-Water-Heater-Smart-POOL-27/203316222 | 574 | https://www.homewyse.com/services/cost_to_replace_pool_heater.html | 1855.95 | https://www.sunplay.com/hayward-heatpro-heat-pump-hp50ta?gclid=EAIaIQobChMIzJL0pouG2AIVHVcNCh3DHgiGEAQYBCABEgJOavD_BwE | 574 | https://www.homewyse.com/services/cost_to_replace_pool_heater.html | 906.95 | unit |  | 906.95
Equipment | Heat Pump Pool Heater | Heat Pump Swimming Pool Heater | Electric Resistance Swimming Pool Heater | Commercial | Turnover | Warehouse | FL Zone 2 | Per Unit | 0% | 11764.7059 | 2352.9412 | 9411.7647 | 0.8 | 15 | 0 | 0.34381 | 949 | https://www.homedepot.com/p/EcoSmart-27-kW-4-07-GPM-Smart-Pool-Electric-Pool-Tankless-Water-Heater-Smart-POOL-27/203316222 | 574 | https://www.homewyse.com/services/cost_to_replace_pool_heater.html | 1855.95 | https://www.sunplay.com/hayward-heatpro-heat-pump-hp50ta?gclid=EAIaIQobChMIzJL0pouG2AIVHVcNCh3DHgiGEAQYBCABEgJOavD_BwE | 574 | https://www.homewyse.com/services/cost_to_replace_pool_heater.html | 906.95 | unit |  | 906.95
Equipment | Heat Pump Pool Heater | Heat Pump Swimming Pool Heater | Electric Resistance Swimming Pool Heater | Commercial | New | Assembly | FL Zone 2 | Per Unit | 68.53% | 11764.7059 | 2352.9412 | 9411.7647 | 0.8 | 15 | 0 | 0.34381 | 949 | https://www.homedepot.com/p/EcoSmart-27-kW-4-07-GPM-Smart-Pool-Electric-Pool-Tankless-Water-Heater-Smart-POOL-27/203316222 | 574 | https://www.homewyse.com/services/cost_to_replace_pool_heater.html | 1855.95 | https://www.sunplay.com/hayward-heatpro-heat-pump-hp50ta?gclid=EAIaIQobChMIzJL0pouG2AIVHVcNCh3DHgiGEAQYBCABEgJOavD_BwE | 574 | https://www.homewyse.com/services/cost_to_replace_pool_heater.html | 906.95 | unit |  | 906.95
Equipment | Heat Pump Pool Heater | Heat Pump Swimming Pool Heater | Electric Resistance Swimming Pool Heater | Commercial | New | College and University | FL Zone 2 | Per Unit | 63.46% | 11764.7059 | 2352.9412 | 9411.7647 | 0.8 | 15 | 0 | 0.34381 | 949 | https://www.homedepot.com/p/EcoSmart-27-kW-4-07-GPM-Smart-Pool-Electric-Pool-Tankless-Water-Heater-Smart-POOL-27/203316222 | 574 | https://www.homewyse.com/services/cost_to_replace_pool_heater.html | 1855.95 | https://www.sunplay.com/hayward-heatpro-heat-pump-hp50ta?gclid=EAIaIQobChMIzJL0pouG2AIVHVcNCh3DHgiGEAQYBCABEgJOavD_BwE | 574 | https://www.homewyse.com/services/cost_to_replace_pool_heater.html | 906.95 | unit |  | 906.95
Equipment | Heat Pump Pool Heater | Heat Pump Swimming Pool Heater | Electric Resistance Swimming Pool Heater | Commercial | New | Grocery | FL Zone 2 | Per Unit | 0% | 11764.7059 | 2352.9412 | 9411.7647 | 0.8 | 15 | 0 | 0.34381 | 949 | https://www.homedepot.com/p/EcoSmart-27-kW-4-07-GPM-Smart-Pool-Electric-Pool-Tankless-Water-Heater-Smart-POOL-27/203316222 | 574 | https://www.homewyse.com/services/cost_to_replace_pool_heater.html | 1855.95 | https://www.sunplay.com/hayward-heatpro-heat-pump-hp50ta?gclid=EAIaIQobChMIzJL0pouG2AIVHVcNCh3DHgiGEAQYBCABEgJOavD_BwE | 574 | https://www.homewyse.com/services/cost_to_replace_pool_heater.html | 906.95 | unit |  | 906.95
Equipment | Heat Pump Pool Heater | Heat Pump Swimming Pool Heater | Electric Resistance Swimming Pool Heater | Commercial | New | Healthcare | FL Zone 2 | Per Unit | 0% | 11764.7059 | 2352.9412 | 9411.7647 | 0.8 | 15 | 0 | 0.34381 | 949 | https://www.homedepot.com/p/EcoSmart-27-kW-4-07-GPM-Smart-Pool-Electric-Pool-Tankless-Water-Heater-Smart-POOL-27/203316222 | 574 | https://www.homewyse.com/services/cost_to_replace_pool_heater.html | 1855.95 | https://www.sunplay.com/hayward-heatpro-heat-pump-hp50ta?gclid=EAIaIQobChMIzJL0pouG2AIVHVcNCh3DHgiGEAQYBCABEgJOavD_BwE | 574 | https://www.homewyse.com/services/cost_to_replace_pool_heater.html | 906.95 | unit |  | 906.95
Equipment | Heat Pump Pool Heater | Heat Pump Swimming Pool Heater | Electric Resistance Swimming Pool Heater | Commercial | New | Hospitals | FL Zone 2 | Per Unit | 0% | 11764.7059 | 2352.9412 | 9411.7647 | 0.8 | 15 | 0 | 0.34381 | 949 | https://www.homedepot.com/p/EcoSmart-27-kW-4-07-GPM-Smart-Pool-Electric-Pool-Tankless-Water-Heater-Smart-POOL-27/203316222 | 574 | https://www.homewyse.com/services/cost_to_replace_pool_heater.html | 1855.95 | https://www.sunplay.com/hayward-heatpro-heat-pump-hp50ta?gclid=EAIaIQobChMIzJL0pouG2AIVHVcNCh3DHgiGEAQYBCABEgJOavD_BwE | 574 | https://www.homewyse.com/services/cost_to_replace_pool_heater.html | 906.95 | unit |  | 906.95
Equipment | Heat Pump Pool Heater | Heat Pump Swimming Pool Heater | Electric Resistance Swimming Pool Heater | Commercial | New | Institutional | FL Zone 2 | Per Unit | 0% | 11764.7059 | 2352.9412 | 9411.7647 | 0.8 | 15 | 0 | 0.34381 | 949 | https://www.homedepot.com/p/EcoSmart-27-kW-4-07-GPM-Smart-Pool-Electric-Pool-Tankless-Water-Heater-Smart-POOL-27/203316222 | 574 | https://www.homewyse.com/services/cost_to_replace_pool_heater.html | 1855.95 | https://www.sunplay.com/hayward-heatpro-heat-pump-hp50ta?gclid=EAIaIQobChMIzJL0pouG2AIVHVcNCh3DHgiGEAQYBCABEgJOavD_BwE | 574 | https://www.homewyse.com/services/cost_to_replace_pool_heater.html | 906.95 | unit |  | 906.95
Equipment | Heat Pump Pool Heater | Heat Pump Swimming Pool Heater | Electric Resistance Swimming Pool Heater | Commercial | New | Lodging/Hospitality | FL Zone 2 | Per Unit | 75.3% | 11764.7059 | 2352.9412 | 9411.7647 | 0.8 | 15 | 0 | 0.34381 | 949 | https://www.homedepot.com/p/EcoSmart-27-kW-4-07-GPM-Smart-Pool-Electric-Pool-Tankless-Water-Heater-Smart-POOL-27/203316222 | 574 | https://www.homewyse.com/services/cost_to_replace_pool_heater.html | 1855.95 | https://www.sunplay.com/hayward-heatpro-heat-pump-hp50ta?gclid=EAIaIQobChMIzJL0pouG2AIVHVcNCh3DHgiGEAQYBCABEgJOavD_BwE | 574 | https://www.homewyse.com/services/cost_to_replace_pool_heater.html | 906.95 | unit |  | 906.95
Equipment | Heat Pump Pool Heater | Heat Pump Swimming Pool Heater | Electric Resistance Swimming Pool Heater | Commercial | New | Miscellaneous | FL Zone 2 | Per Unit | 0% | 11764.7059 | 2352.9412 | 9411.7647 | 0.8 | 15 | 0 | 0.34381 | 949 | https://www.homedepot.com/p/EcoSmart-27-kW-4-07-GPM-Smart-Pool-Electric-Pool-Tankless-Water-Heater-Smart-POOL-27/203316222 | 574 | https://www.homewyse.com/services/cost_to_replace_pool_heater.html | 1855.95 | https://www.sunplay.com/hayward-heatpro-heat-pump-hp50ta?gclid=EAIaIQobChMIzJL0pouG2AIVHVcNCh3DHgiGEAQYBCABEgJOavD_BwE | 574 | https://www.homewyse.com/services/cost_to_replace_pool_heater.html | 906.95 | unit |  | 906.95
Equipment | Heat Pump Pool Heater | Heat Pump Swimming Pool Heater | Electric Resistance Swimming Pool Heater | Commercial | New | Offices | FL Zone 2 | Per Unit | 0% | 11764.7059 | 2352.9412 | 9411.7647 | 0.8 | 15 | 0 | 0.34381 | 949 | https://www.homedepot.com/p/EcoSmart-27-kW-4-07-GPM-Smart-Pool-Electric-Pool-Tankless-Water-Heater-Smart-POOL-27/203316222 | 574 | https://www.homewyse.com/services/cost_to_replace_pool_heater.html | 1855.95 | https://www.sunplay.com/hayward-heatpro-heat-pump-hp50ta?gclid=EAIaIQobChMIzJL0pouG2AIVHVcNCh3DHgiGEAQYBCABEgJOavD_BwE | 574 | https://www.homewyse.com/services/cost_to_replace_pool_heater.html | 906.95 | unit |  | 906.95
Equipment | Heat Pump Pool Heater | Heat Pump Swimming Pool Heater | Electric Resistance Swimming Pool Heater | Commercial | New | Restaurants | FL Zone 2 | Per Unit | 0% | 11764.7059 | 2352.9412 | 9411.7647 | 0.8 | 15 | 0 | 0.34381 | 949 | https://www.homedepot.com/p/EcoSmart-27-kW-4-07-GPM-Smart-Pool-Electric-Pool-Tankless-Water-Heater-Smart-POOL-27/203316222 | 574 | https://www.homewyse.com/services/cost_to_replace_pool_heater.html | 1855.95 | https://www.sunplay.com/hayward-heatpro-heat-pump-hp50ta?gclid=EAIaIQobChMIzJL0pouG2AIVHVcNCh3DHgiGEAQYBCABEgJOavD_BwE | 574 | https://www.homewyse.com/services/cost_to_replace_pool_heater.html | 906.95 | unit |  | 906.95
Equipment | Heat Pump Pool Heater | Heat Pump Swimming Pool Heater | Electric Resistance Swimming Pool Heater | Commercial | New | Retail | FL Zone 2 | Per Unit | 0% | 11764.7059 | 2352.9412 | 9411.7647 | 0.8 | 15 | 0 | 0.34381 | 949 | https://www.homedepot.com/p/EcoSmart-27-kW-4-07-GPM-Smart-Pool-Electric-Pool-Tankless-Water-Heater-Smart-POOL-27/203316222 | 574 | https://www.homewyse.com/services/cost_to_replace_pool_heater.html | 1855.95 | https://www.sunplay.com/hayward-heatpro-heat-pump-hp50ta?gclid=EAIaIQobChMIzJL0pouG2AIVHVcNCh3DHgiGEAQYBCABEgJOavD_BwE | 574 | https://www.homewyse.com/services/cost_to_replace_pool_heater.html | 906.95 | unit |  | 906.95
Equipment | Heat Pump Pool Heater | Heat Pump Swimming Pool Heater | Electric Resistance Swimming Pool Heater | Commercial | New | Schools K-12 | FL Zone 2 | Per Unit | 63.46% | 11764.7059 | 2352.9412 | 9411.7647 | 0.8 | 15 | 0 | 0.34381 | 949 | https://www.homedepot.com/p/EcoSmart-27-kW-4-07-GPM-Smart-Pool-Electric-Pool-Tankless-Water-Heater-Smart-POOL-27/203316222 | 574 | https://www.homewyse.com/services/cost_to_replace_pool_heater.html | 1855.95 | https://www.sunplay.com/hayward-heatpro-heat-pump-hp50ta?gclid=EAIaIQobChMIzJL0pouG2AIVHVcNCh3DHgiGEAQYBCABEgJOavD_BwE | 574 | https://www.homewyse.com/services/cost_to_replace_pool_heater.html | 906.95 | unit |  | 906.95
Equipment | Heat Pump Pool Heater | Heat Pump Swimming Pool Heater | Electric Resistance Swimming Pool Heater | Commercial | New | Warehouse | FL Zone 2 | Per Unit | 0% | 11764.7059 | 2352.9412 | 9411.7647 | 0.8 | 15 | 0 | 0.34381 | 949 | https://www.homedepot.com/p/EcoSmart-27-kW-4-07-GPM-Smart-Pool-Electric-Pool-Tankless-Water-Heater-Smart-POOL-27/203316222 | 574 | https://www.homewyse.com/services/cost_to_replace_pool_heater.html | 1855.95 | https://www.sunplay.com/hayward-heatpro-heat-pump-hp50ta?gclid=EAIaIQobChMIzJL0pouG2AIVHVcNCh3DHgiGEAQYBCABEgJOavD_BwE | 574 | https://www.homewyse.com/services/cost_to_replace_pool_heater.html | 906.95 | unit |  | 906.95
Equipment | Solar Pool Heater | Solar Swimming Pool Heater | Electric Resistance Swimming Pool Heater | Commercial | Turnover | Assembly | FL Zone 2 | Per Unit | 11.85% | 11764.7059 | 1633.9869 | 10130.719 | 0.86111 | 15 | 0 | 0.37007 | 949 | https://www.homedepot.com/p/EcoSmart-27-kW-4-07-GPM-Smart-Pool-Electric-Pool-Tankless-Water-Heater-Smart-POOL-27/203316222 | 574 | https://www.homewyse.com/services/cost_to_replace_pool_heater.html | 5000 | Average of three web references: http://solarexpert.com/solar-education/solar-faqs/solar-pool/; https://www.medallionenergy.com/blog/solar-pool-heating-cost/; https://floridasolardesigngroup.com/how-much-does-a-solar-pool-heater-cost/ | 0 | reference source did not distinguish material and labor costs | 3477 | unit |  | 3477
Equipment | Solar Pool Heater | Solar Swimming Pool Heater | Electric Resistance Swimming Pool Heater | Commercial | Turnover | College and University | FL Zone 2 | Per Unit | 16.92% | 11764.7059 | 1633.9869 | 10130.719 | 0.86111 | 15 | 0 | 0.37007 | 949 | https://www.homedepot.com/p/EcoSmart-27-kW-4-07-GPM-Smart-Pool-Electric-Pool-Tankless-Water-Heater-Smart-POOL-27/203316222 | 574 | https://www.homewyse.com/services/cost_to_replace_pool_heater.html | 5000 | Average of three web references: http://solarexpert.com/solar-education/solar-faqs/solar-pool/; https://www.medallionenergy.com/blog/solar-pool-heating-cost/; https://floridasolardesigngroup.com/how-much-does-a-solar-pool-heater-cost/ | 0 | reference source did not distinguish material and labor costs | 3477 | unit |  | 3477
Equipment | Solar Pool Heater | Solar Swimming Pool Heater | Electric Resistance Swimming Pool Heater | Commercial | Turnover | Grocery | FL Zone 2 | Per Unit | 0% | 11764.7059 | 1633.9869 | 10130.719 | 0.86111 | 15 | 0 | 0.37007 | 949 | https://www.homedepot.com/p/EcoSmart-27-kW-4-07-GPM-Smart-Pool-Electric-Pool-Tankless-Water-Heater-Smart-POOL-27/203316222 | 574 | https://www.homewyse.com/services/cost_to_replace_pool_heater.html | 5000 | Average of three web references: http://solarexpert.com/solar-education/solar-faqs/solar-pool/; https://www.medallionenergy.com/blog/solar-pool-heating-cost/; https://floridasolardesigngroup.com/how-much-does-a-solar-pool-heater-cost/ | 0 | reference source did not distinguish material and labor costs | 3477 | unit |  | 3477
Equipment | Solar Pool Heater | Solar Swimming Pool Heater | Electric Resistance Swimming Pool Heater | Commercial | Turnover | Healthcare | FL Zone 2 | Per Unit | 0% | 11764.7059 | 1633.9869 | 10130.719 | 0.86111 | 15 | 0 | 0.37007 | 949 | https://www.homedepot.com/p/EcoSmart-27-kW-4-07-GPM-Smart-Pool-Electric-Pool-Tankless-Water-Heater-Smart-POOL-27/203316222 | 574 | https://www.homewyse.com/services/cost_to_replace_pool_heater.html | 5000 | Average of three web references: http://solarexpert.com/solar-education/solar-faqs/solar-pool/; https://www.medallionenergy.com/blog/solar-pool-heating-cost/; https://floridasolardesigngroup.com/how-much-does-a-solar-pool-heater-cost/ | 0 | reference source did not distinguish material and labor costs | 3477 | unit |  | 3477
Equipment | Solar Pool Heater | Solar Swimming Pool Heater | Electric Resistance Swimming Pool Heater | Commercial | Turnover | Hospitals | FL Zone 2 | Per Unit | 0% | 11764.7059 | 1633.9869 | 10130.719 | 0.86111 | 15 | 0 | 0.37007 | 949 | https://www.homedepot.com/p/EcoSmart-27-kW-4-07-GPM-Smart-Pool-Electric-Pool-Tankless-Water-Heater-Smart-POOL-27/203316222 | 574 | https://www.homewyse.com/services/cost_to_replace_pool_heater.html | 5000 | Average of three web references: http://solarexpert.com/solar-education/solar-faqs/solar-pool/; https://www.medallionenergy.com/blog/solar-pool-heating-cost/; https://floridasolardesigngroup.com/how-much-does-a-solar-pool-heater-cost/ | 0 | reference source did not distinguish material and labor costs | 3477 | unit |  | 3477
Equipment | Solar Pool Heater | Solar Swimming Pool Heater | Electric Resistance Swimming Pool Heater | Commercial | Turnover | Institutional | FL Zone 2 | Per Unit | 0% | 11764.7059 | 1633.9869 | 10130.719 | 0.86111 | 15 | 0 | 0.37007 | 949 | https://www.homedepot.com/p/EcoSmart-27-kW-4-07-GPM-Smart-Pool-Electric-Pool-Tankless-Water-Heater-Smart-POOL-27/203316222 | 574 | https://www.homewyse.com/services/cost_to_replace_pool_heater.html | 5000 | Average of three web references: http://solarexpert.com/solar-education/solar-faqs/solar-pool/; https://www.medallionenergy.com/blog/solar-pool-heating-cost/; https://floridasolardesigngroup.com/how-much-does-a-solar-pool-heater-cost/ | 0 | reference source did not distinguish material and labor costs | 3477 | unit |  | 3477
Equipment | Solar Pool Heater | Solar Swimming Pool Heater | Electric Resistance Swimming Pool Heater | Commercial | Turnover | Lodging/Hospitality | FL Zone 2 | Per Unit | 5.077% | 11764.7059 | 1633.9869 | 10130.719 | 0.86111 | 15 | 0 | 0.37007 | 949 | https://www.homedepot.com/p/EcoSmart-27-kW-4-07-GPM-Smart-Pool-Electric-Pool-Tankless-Water-Heater-Smart-POOL-27/203316222 | 574 | https://www.homewyse.com/services/cost_to_replace_pool_heater.html | 5000 | Average of three web references: http://solarexpert.com/solar-education/solar-faqs/solar-pool/; https://www.medallionenergy.com/blog/solar-pool-heating-cost/; https://floridasolardesigngroup.com/how-much-does-a-solar-pool-heater-cost/ | 0 | reference source did not distinguish material and labor costs | 3477 | unit |  | 3477
Equipment | Solar Pool Heater | Solar Swimming Pool Heater | Electric Resistance Swimming Pool Heater | Commercial | Turnover | Miscellaneous | FL Zone 2 | Per Unit | 0% | 11764.7059 | 1633.9869 | 10130.719 | 0.86111 | 15 | 0 | 0.37007 | 949 | https://www.homedepot.com/p/EcoSmart-27-kW-4-07-GPM-Smart-Pool-Electric-Pool-Tankless-Water-Heater-Smart-POOL-27/203316222 | 574 | https://www.homewyse.com/services/cost_to_replace_pool_heater.html | 5000 | Average of three web references: http://solarexpert.com/solar-education/solar-faqs/solar-pool/; https://www.medallionenergy.com/blog/solar-pool-heating-cost/; https://floridasolardesigngroup.com/how-much-does-a-solar-pool-heater-cost/ | 0 | reference source did not distinguish material and labor costs | 3477 | unit |  | 3477
Equipment | Solar Pool Heater | Solar Swimming Pool Heater | Electric Resistance Swimming Pool Heater | Commercial | Turnover | Offices | FL Zone 2 | Per Unit | 0% | 11764.7059 | 1633.9869 | 10130.719 | 0.86111 | 15 | 0 | 0.37007 | 949 | https://www.homedepot.com/p/EcoSmart-27-kW-4-07-GPM-Smart-Pool-Electric-Pool-Tankless-Water-Heater-Smart-POOL-27/203316222 | 574 | https://www.homewyse.com/services/cost_to_replace_pool_heater.html | 5000 | Average of three web references: http://solarexpert.com/solar-education/solar-faqs/solar-pool/; https://www.medallionenergy.com/blog/solar-pool-heating-cost/; https://floridasolardesigngroup.com/how-much-does-a-solar-pool-heater-cost/ | 0 | reference source did not distinguish material and labor costs | 3477 | unit |  | 3477
Equipment | Solar Pool Heater | Solar Swimming Pool Heater | Electric Resistance Swimming Pool Heater | Commercial | Turnover | Restaurants | FL Zone 2 | Per Unit | 0% | 11764.7059 | 1633.9869 | 10130.719 | 0.86111 | 15 | 0 | 0.37007 | 949 | https://www.homedepot.com/p/EcoSmart-27-kW-4-07-GPM-Smart-Pool-Electric-Pool-Tankless-Water-Heater-Smart-POOL-27/203316222 | 574 | https://www.homewyse.com/services/cost_to_replace_pool_heater.html | 5000 | Average of three web references: http://solarexpert.com/solar-education/solar-faqs/solar-pool/; https://www.medallionenergy.com/blog/solar-pool-heating-cost/; https://floridasolardesigngroup.com/how-much-does-a-solar-pool-heater-cost/ | 0 | reference source did not distinguish material and labor costs | 3477 | unit |  | 3477
Equipment | Solar Pool Heater | Solar Swimming Pool Heater | Electric Resistance Swimming Pool Heater | Commercial | Turnover | Retail | FL Zone 2 | Per Unit | 0% | 11764.7059 | 1633.9869 | 10130.719 | 0.86111 | 15 | 0 | 0.37007 | 949 | https://www.homedepot.com/p/EcoSmart-27-kW-4-07-GPM-Smart-Pool-Electric-Pool-Tankless-Water-Heater-Smart-POOL-27/203316222 | 574 | https://www.homewyse.com/services/cost_to_replace_pool_heater.html | 5000 | Average of three web references: http://solarexpert.com/solar-education/solar-faqs/solar-pool/; https://www.medallionenergy.com/blog/solar-pool-heating-cost/; https://floridasolardesigngroup.com/how-much-does-a-solar-pool-heater-cost/ | 0 | reference source did not distinguish material and labor costs | 3477 | unit |  | 3477
Equipment | Solar Pool Heater | Solar Swimming Pool Heater | Electric Resistance Swimming Pool Heater | Commercial | Turnover | Schools K-12 | FL Zone 2 | Per Unit | 16.92% | 11764.7059 | 1633.9869 | 10130.719 | 0.86111 | 15 | 0 | 0.37007 | 949 | https://www.homedepot.com/p/EcoSmart-27-kW-4-07-GPM-Smart-Pool-Electric-Pool-Tankless-Water-Heater-Smart-POOL-27/203316222 | 574 | https://www.homewyse.com/services/cost_to_replace_pool_heater.html | 5000 | Average of three web references: http://solarexpert.com/solar-education/solar-faqs/solar-pool/; https://www.medallionenergy.com/blog/solar-pool-heating-cost/; https://floridasolardesigngroup.com/how-much-does-a-solar-pool-heater-cost/ | 0 | reference source did not distinguish material and labor costs | 3477 | unit |  | 3477
Equipment | Solar Pool Heater | Solar Swimming Pool Heater | Electric Resistance Swimming Pool Heater | Commercial | Turnover | Warehouse | FL Zone 2 | Per Unit | 0% | 11764.7059 | 1633.9869 | 10130.719 | 0.86111 | 15 | 0 | 0.37007 | 949 | https://www.homedepot.com/p/EcoSmart-27-kW-4-07-GPM-Smart-Pool-Electric-Pool-Tankless-Water-Heater-Smart-POOL-27/203316222 | 574 | https://www.homewyse.com/services/cost_to_replace_pool_heater.html | 5000 | Average of three web references: http://solarexpert.com/solar-education/solar-faqs/solar-pool/; https://www.medallionenergy.com/blog/solar-pool-heating-cost/; https://floridasolardesigngroup.com/how-much-does-a-solar-pool-heater-cost/ | 0 | reference source did not distinguish material and labor costs | 3477 | unit |  | 3477
Equipment | Solar Pool Heater | Solar Swimming Pool Heater | Electric Resistance Swimming Pool Heater | Commercial | New | Assembly | FL Zone 2 | Per Unit | 11.85% | 11764.7059 | 1633.9869 | 10130.719 | 0.86111 | 15 | 0 | 0.37007 | 949 | https://www.homedepot.com/p/EcoSmart-27-kW-4-07-GPM-Smart-Pool-Electric-Pool-Tankless-Water-Heater-Smart-POOL-27/203316222 | 574 | https://www.homewyse.com/services/cost_to_replace_pool_heater.html | 5000 | Average of three web references: http://solarexpert.com/solar-education/solar-faqs/solar-pool/; https://www.medallionenergy.com/blog/solar-pool-heating-cost/; https://floridasolardesigngroup.com/how-much-does-a-solar-pool-heater-cost/ | 0 | reference source did not distinguish material and labor costs | 3477 | unit |  | 3477
Equipment | Solar Pool Heater | Solar Swimming Pool Heater | Electric Resistance Swimming Pool Heater | Commercial | New | College and University | FL Zone 2 | Per Unit | 16.92% | 11764.7059 | 1633.9869 | 10130.719 | 0.86111 | 15 | 0 | 0.37007 | 949 | https://www.homedepot.com/p/EcoSmart-27-kW-4-07-GPM-Smart-Pool-Electric-Pool-Tankless-Water-Heater-Smart-POOL-27/203316222 | 574 | https://www.homewyse.com/services/cost_to_replace_pool_heater.html | 5000 | Average of three web references: http://solarexpert.com/solar-education/solar-faqs/solar-pool/; https://www.medallionenergy.com/blog/solar-pool-heating-cost/; https://floridasolardesigngroup.com/how-much-does-a-solar-pool-heater-cost/ | 0 | reference source did not distinguish material and labor costs | 3477 | unit |  | 3477
Equipment | Solar Pool Heater | Solar Swimming Pool Heater | Electric Resistance Swimming Pool Heater | Commercial | New | Grocery | FL Zone 2 | Per Unit | 0% | 11764.7059 | 1633.9869 | 10130.719 | 0.86111 | 15 | 0 | 0.37007 | 949 | https://www.homedepot.com/p/EcoSmart-27-kW-4-07-GPM-Smart-Pool-Electric-Pool-Tankless-Water-Heater-Smart-POOL-27/203316222 | 574 | https://www.homewyse.com/services/cost_to_replace_pool_heater.html | 5000 | Average of three web references: http://solarexpert.com/solar-education/solar-faqs/solar-pool/; https://www.medallionenergy.com/blog/solar-pool-heating-cost/; https://floridasolardesigngroup.com/how-much-does-a-solar-pool-heater-cost/ | 0 | reference source did not distinguish material and labor costs | 3477 | unit |  | 3477
Equipment | Solar Pool Heater | Solar Swimming Pool Heater | Electric Resistance Swimming Pool Heater | Commercial | New | Healthcare | FL Zone 2 | Per Unit | 0% | 11764.7059 | 1633.9869 | 10130.719 | 0.86111 | 15 | 0 | 0.37007 | 949 | https://www.homedepot.com/p/EcoSmart-27-kW-4-07-GPM-Smart-Pool-Electric-Pool-Tankless-Water-Heater-Smart-POOL-27/203316222 | 574 | https://www.homewyse.com/services/cost_to_replace_pool_heater.html | 5000 | Average of three web references: http://solarexpert.com/solar-education/solar-faqs/solar-pool/; https://www.medallionenergy.com/blog/solar-pool-heating-cost/; https://floridasolardesigngroup.com/how-much-does-a-solar-pool-heater-cost/ | 0 | reference source did not distinguish material and labor costs | 3477 | unit |  | 3477
Equipment | Solar Pool Heater | Solar Swimming Pool Heater | Electric Resistance Swimming Pool Heater | Commercial | New | Hospitals | FL Zone 2 | Per Unit | 0% | 11764.7059 | 1633.9869 | 10130.719 | 0.86111 | 15 | 0 | 0.37007 | 949 | https://www.homedepot.com/p/EcoSmart-27-kW-4-07-GPM-Smart-Pool-Electric-Pool-Tankless-Water-Heater-Smart-POOL-27/203316222 | 574 | https://www.homewyse.com/services/cost_to_replace_pool_heater.html | 5000 | Average of three web references: http://solarexpert.com/solar-education/solar-faqs/solar-pool/; https://www.medallionenergy.com/blog/solar-pool-heating-cost/; https://floridasolardesigngroup.com/how-much-does-a-solar-pool-heater-cost/ | 0 | reference source did not distinguish material and labor costs | 3477 | unit |  | 3477
Equipment | Solar Pool Heater | Solar Swimming Pool Heater | Electric Resistance Swimming Pool Heater | Commercial | New | Institutional | FL Zone 2 | Per Unit | 0% | 11764.7059 | 1633.9869 | 10130.719 | 0.86111 | 15 | 0 | 0.37007 | 949 | https://www.homedepot.com/p/EcoSmart-27-kW-4-07-GPM-Smart-Pool-Electric-Pool-Tankless-Water-Heater-Smart-POOL-27/203316222 | 574 | https://www.homewyse.com/services/cost_to_replace_pool_heater.html | 5000 | Average of three web references: http://solarexpert.com/solar-education/solar-faqs/solar-pool/; https://www.medallionenergy.com/blog/solar-pool-heating-cost/; https://floridasolardesigngroup.com/how-much-does-a-solar-pool-heater-cost/ | 0 | reference source did not distinguish material and labor costs | 3477 | unit |  | 3477
Equipment | Solar Pool Heater | Solar Swimming Pool Heater | Electric Resistance Swimming Pool Heater | Commercial | New | Lodging/Hospitality | FL Zone 2 | Per Unit | 5.077% | 11764.7059 | 1633.9869 | 10130.719 | 0.86111 | 15 | 0 | 0.37007 | 949 | https://www.homedepot.com/p/EcoSmart-27-kW-4-07-GPM-Smart-Pool-Electric-Pool-Tankless-Water-Heater-Smart-POOL-27/203316222 | 574 | https://www.homewyse.com/services/cost_to_replace_pool_heater.html | 5000 | Average of three web references: http://solarexpert.com/solar-education/solar-faqs/solar-pool/; https://www.medallionenergy.com/blog/solar-pool-heating-cost/; https://floridasolardesigngroup.com/how-much-does-a-solar-pool-heater-cost/ | 0 | reference source did not distinguish material and labor costs | 3477 | unit |  | 3477
Equipment | Solar Pool Heater | Solar Swimming Pool Heater | Electric Resistance Swimming Pool Heater | Commercial | New | Miscellaneous | FL Zone 2 | Per Unit | 0% | 11764.7059 | 1633.9869 | 10130.719 | 0.86111 | 15 | 0 | 0.37007 | 949 | https://www.homedepot.com/p/EcoSmart-27-kW-4-07-GPM-Smart-Pool-Electric-Pool-Tankless-Water-Heater-Smart-POOL-27/203316222 | 574 | https://www.homewyse.com/services/cost_to_replace_pool_heater.html | 5000 | Average of three web references: http://solarexpert.com/solar-education/solar-faqs/solar-pool/; https://www.medallionenergy.com/blog/solar-pool-heating-cost/; https://floridasolardesigngroup.com/how-much-does-a-solar-pool-heater-cost/ | 0 | reference source did not distinguish material and labor costs | 3477 | unit |  | 3477
Equipment | Solar Pool Heater | Solar Swimming Pool Heater | Electric Resistance Swimming Pool Heater | Commercial | New | Offices | FL Zone 2 | Per Unit | 0% | 11764.7059 | 1633.9869 | 10130.719 | 0.86111 | 15 | 0 | 0.37007 | 949 | https://www.homedepot.com/p/EcoSmart-27-kW-4-07-GPM-Smart-Pool-Electric-Pool-Tankless-Water-Heater-Smart-POOL-27/203316222 | 574 | https://www.homewyse.com/services/cost_to_replace_pool_heater.html | 5000 | Average of three web references: http://solarexpert.com/solar-education/solar-faqs/solar-pool/; https://www.medallionenergy.com/blog/solar-pool-heating-cost/; https://floridasolardesigngroup.com/how-much-does-a-solar-pool-heater-cost/ | 0 | reference source did not distinguish material and labor costs | 3477 | unit |  | 3477
Equipment | Solar Pool Heater | Solar Swimming Pool Heater | Electric Resistance Swimming Pool Heater | Commercial | New | Restaurants | FL Zone 2 | Per Unit | 0% | 11764.7059 | 1633.9869 | 10130.719 | 0.86111 | 15 | 0 | 0.37007 | 949 | https://www.homedepot.com/p/EcoSmart-27-kW-4-07-GPM-Smart-Pool-Electric-Pool-Tankless-Water-Heater-Smart-POOL-27/203316222 | 574 | https://www.homewyse.com/services/cost_to_replace_pool_heater.html | 5000 | Average of three web references: http://solarexpert.com/solar-education/solar-faqs/solar-pool/; https://www.medallionenergy.com/blog/solar-pool-heating-cost/; https://floridasolardesigngroup.com/how-much-does-a-solar-pool-heater-cost/ | 0 | reference source did not distinguish material and labor costs | 3477 | unit |  | 3477
Equipment | Solar Pool Heater | Solar Swimming Pool Heater | Electric Resistance Swimming Pool Heater | Commercial | New | Retail | FL Zone 2 | Per Unit | 0% | 11764.7059 | 1633.9869 | 10130.719 | 0.86111 | 15 | 0 | 0.37007 | 949 | https://www.homedepot.com/p/EcoSmart-27-kW-4-07-GPM-Smart-Pool-Electric-Pool-Tankless-Water-Heater-Smart-POOL-27/203316222 | 574 | https://www.homewyse.com/services/cost_to_replace_pool_heater.html | 5000 | Average of three web references: http://solarexpert.com/solar-education/solar-faqs/solar-pool/; https://www.medallionenergy.com/blog/solar-pool-heating-cost/; https://floridasolardesigngroup.com/how-much-does-a-solar-pool-heater-cost/ | 0 | reference source did not distinguish material and labor costs | 3477 | unit |  | 3477
Equipment | Solar Pool Heater | Solar Swimming Pool Heater | Electric Resistance Swimming Pool Heater | Commercial | New | Schools K-12 | FL Zone 2 | Per Unit | 16.92% | 11764.7059 | 1633.9869 | 10130.719 | 0.86111 | 15 | 0 | 0.37007 | 949 | https://www.homedepot.com/p/EcoSmart-27-kW-4-07-GPM-Smart-Pool-Electric-Pool-Tankless-Water-Heater-Smart-POOL-27/203316222 | 574 | https://www.homewyse.com/services/cost_to_replace_pool_heater.html | 5000 | Average of three web references: http://solarexpert.com/solar-education/solar-faqs/solar-pool/; https://www.medallionenergy.com/blog/solar-pool-heating-cost/; https://floridasolardesigngroup.com/how-much-does-a-solar-pool-heater-cost/ | 0 | reference source did not distinguish material and labor costs | 3477 | unit |  | 3477
Equipment | Solar Pool Heater | Solar Swimming Pool Heater | Electric Resistance Swimming Pool Heater | Commercial | New | Warehouse | FL Zone 2 | Per Unit | 0% | 11764.7059 | 1633.9869 | 10130.719 | 0.86111 | 15 | 0 | 0.37007 | 949 | https://www.homedepot.com/p/EcoSmart-27-kW-4-07-GPM-Smart-Pool-Electric-Pool-Tankless-Water-Heater-Smart-POOL-27/203316222 | 574 | https://www.homewyse.com/services/cost_to_replace_pool_heater.html | 5000 | Average of three web references: http://solarexpert.com/solar-education/solar-faqs/solar-pool/; https://www.medallionenergy.com/blog/solar-pool-heating-cost/; https://floridasolardesigngroup.com/how-much-does-a-solar-pool-heater-cost/ | 0 | reference source did not distinguish material and labor costs | 3477 | unit |  | 3477
Equipment | Solar Powered Pool Pump | Solar Powered Pool Pump | Single Speed Pool Pump Motor 1 HP | Commercial | Turnover | Assembly | FL Zone 2 | Per Pool | 7.98% | 5018.75 | 953.5625 | 4065.1875 | 0.81 | 10 | 0.9567 | 0.1485 | 179.99 | http://www.inyopools.com/Products/00100018074612.htm?gclid=EAIaIQobChMInIa73oLy2wIVhb9kCh3f9wcGEAQYCCABEgLWHfD_BwE | 150 | Estimate at $150 Per unit, reference: https://www.improvenet.com/r/costs-and-prices/pool-pump-replacement | 1689 | 1hp pump with solar panels and mounting brackets: http://www.naturalcurrent.com/sunray-solflo-1-solar-powered-pool-pump/ | 900 | Estimate at $150 Per unit for pump, reference: https://www.improvenet.com/r/costs-and-prices/pool-pump-replacement; plus $750 for solar panel installation, reference: https://www.homeadvisor.com/cost/swimming-pools-hot-tubs-and-saunas/install-a-swimming-pool-heater/ | 2259.01 | motor |  | 2259.01
Equipment | Solar Powered Pool Pump | Solar Powered Pool Pump | Single Speed Pool Pump Motor 1 HP | Commercial | Turnover | College and University | FL Zone 2 | Per Pool | 11.4% | 5018.75 | 953.5625 | 4065.1875 | 0.81 | 10 | 0.9567 | 0.1485 | 179.99 | http://www.inyopools.com/Products/00100018074612.htm?gclid=EAIaIQobChMInIa73oLy2wIVhb9kCh3f9wcGEAQYCCABEgLWHfD_BwE | 150 | Estimate at $150 Per unit, reference: https://www.improvenet.com/r/costs-and-prices/pool-pump-replacement | 1689 | 1hp pump with solar panels and mounting brackets: http://www.naturalcurrent.com/sunray-solflo-1-solar-powered-pool-pump/ | 900 | Estimate at $150 Per unit for pump, reference: https://www.improvenet.com/r/costs-and-prices/pool-pump-replacement; plus $750 for solar panel installation, reference: https://www.homeadvisor.com/cost/swimming-pools-hot-tubs-and-saunas/install-a-swimming-pool-heater/ | 2259.01 | motor |  | 2259.01
Equipment | Solar Powered Pool Pump | Solar Powered Pool Pump | Single Speed Pool Pump Motor 1 HP | Commercial | Turnover | Grocery | FL Zone 2 | Per Pool | 0% | 5018.75 | 953.5625 | 4065.1875 | 0.81 | 10 | 0.9567 | 0.1485 | 179.99 | http://www.inyopools.com/Products/00100018074612.htm?gclid=EAIaIQobChMInIa73oLy2wIVhb9kCh3f9wcGEAQYCCABEgLWHfD_BwE | 150 | Estimate at $150 Per unit, reference: https://www.improvenet.com/r/costs-and-prices/pool-pump-replacement | 1689 | 1hp pump with solar panels and mounting brackets: http://www.naturalcurrent.com/sunray-solflo-1-solar-powered-pool-pump/ | 900 | Estimate at $150 Per unit for pump, reference: https://www.improvenet.com/r/costs-and-prices/pool-pump-replacement; plus $750 for solar panel installation, reference: https://www.homeadvisor.com/cost/swimming-pools-hot-tubs-and-saunas/install-a-swimming-pool-heater/ | 2259.01 | motor |  | 2259.01
Equipment | Solar Powered Pool Pump | Solar Powered Pool Pump | Single Speed Pool Pump Motor 1 HP | Commercial | Turnover | Healthcare | FL Zone 2 | Per Pool | 0% | 5018.75 | 953.5625 | 4065.1875 | 0.81 | 10 | 0.9567 | 0.1485 | 179.99 | http://www.inyopools.com/Products/00100018074612.htm?gclid=EAIaIQobChMInIa73oLy2wIVhb9kCh3f9wcGEAQYCCABEgLWHfD_BwE | 150 | Estimate at $150 Per unit, reference: https://www.improvenet.com/r/costs-and-prices/pool-pump-replacement | 1689 | 1hp pump with solar panels and mounting brackets: http://www.naturalcurrent.com/sunray-solflo-1-solar-powered-pool-pump/ | 900 | Estimate at $150 Per unit for pump, reference: https://www.improvenet.com/r/costs-and-prices/pool-pump-replacement; plus $750 for solar panel installation, reference: https://www.homeadvisor.com/cost/swimming-pools-hot-tubs-and-saunas/install-a-swimming-pool-heater/ | 2259.01 | motor |  | 2259.01
Equipment | Solar Powered Pool Pump | Solar Powered Pool Pump | Single Speed Pool Pump Motor 1 HP | Commercial | Turnover | Hospitals | FL Zone 2 | Per Pool | 0% | 5018.75 | 953.5625 | 4065.1875 | 0.81 | 10 | 0.9567 | 0.1485 | 179.99 | http://www.inyopools.com/Products/00100018074612.htm?gclid=EAIaIQobChMInIa73oLy2wIVhb9kCh3f9wcGEAQYCCABEgLWHfD_BwE | 150 | Estimate at $150 Per unit, reference: https://www.improvenet.com/r/costs-and-prices/pool-pump-replacement | 1689 | 1hp pump with solar panels and mounting brackets: http://www.naturalcurrent.com/sunray-solflo-1-solar-powered-pool-pump/ | 900 | Estimate at $150 Per unit for pump, reference: https://www.improvenet.com/r/costs-and-prices/pool-pump-replacement; plus $750 for solar panel installation, reference: https://www.homeadvisor.com/cost/swimming-pools-hot-tubs-and-saunas/install-a-swimming-pool-heater/ | 2259.01 | motor |  | 2259.01
Equipment | Solar Powered Pool Pump | Solar Powered Pool Pump | Single Speed Pool Pump Motor 1 HP | Commercial | Turnover | Institutional | FL Zone 2 | Per Pool | 0% | 5018.75 | 953.5625 | 4065.1875 | 0.81 | 10 | 0.9567 | 0.1485 | 179.99 | http://www.inyopools.com/Products/00100018074612.htm?gclid=EAIaIQobChMInIa73oLy2wIVhb9kCh3f9wcGEAQYCCABEgLWHfD_BwE | 150 | Estimate at $150 Per unit, reference: https://www.improvenet.com/r/costs-and-prices/pool-pump-replacement | 1689 | 1hp pump with solar panels and mounting brackets: http://www.naturalcurrent.com/sunray-solflo-1-solar-powered-pool-pump/ | 900 | Estimate at $150 Per unit for pump, reference: https://www.improvenet.com/r/costs-and-prices/pool-pump-replacement; plus $750 for solar panel installation, reference: https://www.homeadvisor.com/cost/swimming-pools-hot-tubs-and-saunas/install-a-swimming-pool-heater/ | 2259.01 | motor |  | 2259.01
Equipment | Solar Powered Pool Pump | Solar Powered Pool Pump | Single Speed Pool Pump Motor 1 HP | Commercial | Turnover | Lodging/Hospitality | FL Zone 2 | Per Pool | 3.42% | 5018.75 | 953.5625 | 4065.1875 | 0.81 | 10 | 0.9567 | 0.1485 | 179.99 | http://www.inyopools.com/Products/00100018074612.htm?gclid=EAIaIQobChMInIa73oLy2wIVhb9kCh3f9wcGEAQYCCABEgLWHfD_BwE | 150 | Estimate at $150 Per unit, reference: https://www.improvenet.com/r/costs-and-prices/pool-pump-replacement | 1689 | 1hp pump with solar panels and mounting brackets: http://www.naturalcurrent.com/sunray-solflo-1-solar-powered-pool-pump/ | 900 | Estimate at $150 Per unit for pump, reference: https://www.improvenet.com/r/costs-and-prices/pool-pump-replacement; plus $750 for solar panel installation, reference: https://www.homeadvisor.com/cost/swimming-pools-hot-tubs-and-saunas/install-a-swimming-pool-heater/ | 2259.01 | motor |  | 2259.01
Equipment | Solar Powered Pool Pump | Solar Powered Pool Pump | Single Speed Pool Pump Motor 1 HP | Commercial | Turnover | Miscellaneous | FL Zone 2 | Per Pool | 0% | 5018.75 | 953.5625 | 4065.1875 | 0.81 | 10 | 0.9567 | 0.1485 | 179.99 | http://www.inyopools.com/Products/00100018074612.htm?gclid=EAIaIQobChMInIa73oLy2wIVhb9kCh3f9wcGEAQYCCABEgLWHfD_BwE | 150 | Estimate at $150 Per unit, reference: https://www.improvenet.com/r/costs-and-prices/pool-pump-replacement | 1689 | 1hp pump with solar panels and mounting brackets: http://www.naturalcurrent.com/sunray-solflo-1-solar-powered-pool-pump/ | 900 | Estimate at $150 Per unit for pump, reference: https://www.improvenet.com/r/costs-and-prices/pool-pump-replacement; plus $750 for solar panel installation, reference: https://www.homeadvisor.com/cost/swimming-pools-hot-tubs-and-saunas/install-a-swimming-pool-heater/ | 2259.01 | motor |  | 2259.01
Equipment | Solar Powered Pool Pump | Solar Powered Pool Pump | Single Speed Pool Pump Motor 1 HP | Commercial | Turnover | Offices | FL Zone 2 | Per Pool | 0% | 5018.75 | 953.5625 | 4065.1875 | 0.81 | 10 | 0.9567 | 0.1485 | 179.99 | http://www.inyopools.com/Products/00100018074612.htm?gclid=EAIaIQobChMInIa73oLy2wIVhb9kCh3f9wcGEAQYCCABEgLWHfD_BwE | 150 | Estimate at $150 Per unit, reference: https://www.improvenet.com/r/costs-and-prices/pool-pump-replacement | 1689 | 1hp pump with solar panels and mounting brackets: http://www.naturalcurrent.com/sunray-solflo-1-solar-powered-pool-pump/ | 900 | Estimate at $150 Per unit for pump, reference: https://www.improvenet.com/r/costs-and-prices/pool-pump-replacement; plus $750 for solar panel installation, reference: https://www.homeadvisor.com/cost/swimming-pools-hot-tubs-and-saunas/install-a-swimming-pool-heater/ | 2259.01 | motor |  | 2259.01
Equipment | Solar Powered Pool Pump | Solar Powered Pool Pump | Single Speed Pool Pump Motor 1 HP | Commercial | Turnover | Restaurants | FL Zone 2 | Per Pool | 0% | 5018.75 | 953.5625 | 4065.1875 | 0.81 | 10 | 0.9567 | 0.1485 | 179.99 | http://www.inyopools.com/Products/00100018074612.htm?gclid=EAIaIQobChMInIa73oLy2wIVhb9kCh3f9wcGEAQYCCABEgLWHfD_BwE | 150 | Estimate at $150 Per unit, reference: https://www.improvenet.com/r/costs-and-prices/pool-pump-replacement | 1689 | 1hp pump with solar panels and mounting brackets: http://www.naturalcurrent.com/sunray-solflo-1-solar-powered-pool-pump/ | 900 | Estimate at $150 Per unit for pump, reference: https://www.improvenet.com/r/costs-and-prices/pool-pump-replacement; plus $750 for solar panel installation, reference: https://www.homeadvisor.com/cost/swimming-pools-hot-tubs-and-saunas/install-a-swimming-pool-heater/ | 2259.01 | motor |  | 2259.01
Equipment | Solar Powered Pool Pump | Solar Powered Pool Pump | Single Speed Pool Pump Motor 1 HP | Commercial | Turnover | Retail | FL Zone 2 | Per Pool | 0% | 5018.75 | 953.5625 | 4065.1875 | 0.81 | 10 | 0.9567 | 0.1485 | 179.99 | http://www.inyopools.com/Products/00100018074612.htm?gclid=EAIaIQobChMInIa73oLy2wIVhb9kCh3f9wcGEAQYCCABEgLWHfD_BwE | 150 | Estimate at $150 Per unit, reference: https://www.improvenet.com/r/costs-and-prices/pool-pump-replacement | 1689 | 1hp pump with solar panels and mounting brackets: http://www.naturalcurrent.com/sunray-solflo-1-solar-powered-pool-pump/ | 900 | Estimate at $150 Per unit for pump, reference: https://www.improvenet.com/r/costs-and-prices/pool-pump-replacement; plus $750 for solar panel installation, reference: https://www.homeadvisor.com/cost/swimming-pools-hot-tubs-and-saunas/install-a-swimming-pool-heater/ | 2259.01 | motor |  | 2259.01
Equipment | Solar Powered Pool Pump | Solar Powered Pool Pump | Single Speed Pool Pump Motor 1 HP | Commercial | Turnover | Schools K-12 | FL Zone 2 | Per Pool | 0% | 5018.75 | 953.5625 | 4065.1875 | 0.81 | 10 | 0.9567 | 0.1485 | 179.99 | http://www.inyopools.com/Products/00100018074612.htm?gclid=EAIaIQobChMInIa73oLy2wIVhb9kCh3f9wcGEAQYCCABEgLWHfD_BwE | 150 | Estimate at $150 Per unit, reference: https://www.improvenet.com/r/costs-and-prices/pool-pump-replacement | 1689 | 1hp pump with solar panels and mounting brackets: http://www.naturalcurrent.com/sunray-solflo-1-solar-powered-pool-pump/ | 900 | Estimate at $150 Per unit for pump, reference: https://www.improvenet.com/r/costs-and-prices/pool-pump-replacement; plus $750 for solar panel installation, reference: https://www.homeadvisor.com/cost/swimming-pools-hot-tubs-and-saunas/install-a-swimming-pool-heater/ | 2259.01 | motor |  | 2259.01
Equipment | Solar Powered Pool Pump | Solar Powered Pool Pump | Single Speed Pool Pump Motor 1 HP | Commercial | New | Assembly | FL Zone 2 | Per Pool | 7.98% | 5018.75 | 953.5625 | 4065.1875 | 0.81 | 10 | 0.9567 | 0.1485 | 179.99 | http://www.inyopools.com/Products/00100018074612.htm?gclid=EAIaIQobChMInIa73oLy2wIVhb9kCh3f9wcGEAQYCCABEgLWHfD_BwE | 150 | Estimate at $150 Per unit, reference: https://www.improvenet.com/r/costs-and-prices/pool-pump-replacement | 1689 | 1hp pump with solar panels and mounting brackets: http://www.naturalcurrent.com/sunray-solflo-1-solar-powered-pool-pump/ | 900 | Estimate at $150 Per unit for pump, reference: https://www.improvenet.com/r/costs-and-prices/pool-pump-replacement; plus $750 for solar panel installation, reference: https://www.homeadvisor.com/cost/swimming-pools-hot-tubs-and-saunas/install-a-swimming-pool-heater/ | 2259.01 | motor |  | 2259.01
Equipment | Solar Powered Pool Pump | Solar Powered Pool Pump | Single Speed Pool Pump Motor 1 HP | Commercial | New | College and University | FL Zone 2 | Per Pool | 11.4% | 5018.75 | 953.5625 | 4065.1875 | 0.81 | 10 | 0.9567 | 0.1485 | 179.99 | http://www.inyopools.com/Products/00100018074612.htm?gclid=EAIaIQobChMInIa73oLy2wIVhb9kCh3f9wcGEAQYCCABEgLWHfD_BwE | 150 | Estimate at $150 Per unit, reference: https://www.improvenet.com/r/costs-and-prices/pool-pump-replacement | 1689 | 1hp pump with solar panels and mounting brackets: http://www.naturalcurrent.com/sunray-solflo-1-solar-powered-pool-pump/ | 900 | Estimate at $150 Per unit for pump, reference: https://www.improvenet.com/r/costs-and-prices/pool-pump-replacement; plus $750 for solar panel installation, reference: https://www.homeadvisor.com/cost/swimming-pools-hot-tubs-and-saunas/install-a-swimming-pool-heater/ | 2259.01 | motor |  | 2259.01
Equipment | Solar Powered Pool Pump | Solar Powered Pool Pump | Single Speed Pool Pump Motor 1 HP | Commercial | New | Grocery | FL Zone 2 | Per Pool | 0% | 5018.75 | 953.5625 | 4065.1875 | 0.81 | 10 | 0.9567 | 0.1485 | 179.99 | http://www.inyopools.com/Products/00100018074612.htm?gclid=EAIaIQobChMInIa73oLy2wIVhb9kCh3f9wcGEAQYCCABEgLWHfD_BwE | 150 | Estimate at $150 Per unit, reference: https://www.improvenet.com/r/costs-and-prices/pool-pump-replacement | 1689 | 1hp pump with solar panels and mounting brackets: http://www.naturalcurrent.com/sunray-solflo-1-solar-powered-pool-pump/ | 900 | Estimate at $150 Per unit for pump, reference: https://www.improvenet.com/r/costs-and-prices/pool-pump-replacement; plus $750 for solar panel installation, reference: https://www.homeadvisor.com/cost/swimming-pools-hot-tubs-and-saunas/install-a-swimming-pool-heater/ | 2259.01 | motor |  | 2259.01
Equipment | Solar Powered Pool Pump | Solar Powered Pool Pump | Single Speed Pool Pump Motor 1 HP | Commercial | New | Healthcare | FL Zone 2 | Per Pool | 0% | 5018.75 | 953.5625 | 4065.1875 | 0.81 | 10 | 0.9567 | 0.1485 | 179.99 | http://www.inyopools.com/Products/00100018074612.htm?gclid=EAIaIQobChMInIa73oLy2wIVhb9kCh3f9wcGEAQYCCABEgLWHfD_BwE | 150 | Estimate at $150 Per unit, reference: https://www.improvenet.com/r/costs-and-prices/pool-pump-replacement | 1689 | 1hp pump with solar panels and mounting brackets: http://www.naturalcurrent.com/sunray-solflo-1-solar-powered-pool-pump/ | 900 | Estimate at $150 Per unit for pump, reference: https://www.improvenet.com/r/costs-and-prices/pool-pump-replacement; plus $750 for solar panel installation, reference: https://www.homeadvisor.com/cost/swimming-pools-hot-tubs-and-saunas/install-a-swimming-pool-heater/ | 2259.01 | motor |  | 2259.01
Equipment | Solar Powered Pool Pump | Solar Powered Pool Pump | Single Speed Pool Pump Motor 1 HP | Commercial | New | Hospitals | FL Zone 2 | Per Pool | 0% | 5018.75 | 953.5625 | 4065.1875 | 0.81 | 10 | 0.9567 | 0.1485 | 179.99 | http://www.inyopools.com/Products/00100018074612.htm?gclid=EAIaIQobChMInIa73oLy2wIVhb9kCh3f9wcGEAQYCCABEgLWHfD_BwE | 150 | Estimate at $150 Per unit, reference: https://www.improvenet.com/r/costs-and-prices/pool-pump-replacement | 1689 | 1hp pump with solar panels and mounting brackets: http://www.naturalcurrent.com/sunray-solflo-1-solar-powered-pool-pump/ | 900 | Estimate at $150 Per unit for pump, reference: https://www.improvenet.com/r/costs-and-prices/pool-pump-replacement; plus $750 for solar panel installation, reference: https://www.homeadvisor.com/cost/swimming-pools-hot-tubs-and-saunas/install-a-swimming-pool-heater/ | 2259.01 | motor |  | 2259.01
Equipment | Solar Powered Pool Pump | Solar Powered Pool Pump | Single Speed Pool Pump Motor 1 HP | Commercial | New | Institutional | FL Zone 2 | Per Pool | 0% | 5018.75 | 953.5625 | 4065.1875 | 0.81 | 10 | 0.9567 | 0.1485 | 179.99 | http://www.inyopools.com/Products/00100018074612.htm?gclid=EAIaIQobChMInIa73oLy2wIVhb9kCh3f9wcGEAQYCCABEgLWHfD_BwE | 150 | Estimate at $150 Per unit, reference: https://www.improvenet.com/r/costs-and-prices/pool-pump-replacement | 1689 | 1hp pump with solar panels and mounting brackets: http://www.naturalcurrent.com/sunray-solflo-1-solar-powered-pool-pump/ | 900 | Estimate at $150 Per unit for pump, reference: https://www.improvenet.com/r/costs-and-prices/pool-pump-replacement; plus $750 for solar panel installation, reference: https://www.homeadvisor.com/cost/swimming-pools-hot-tubs-and-saunas/install-a-swimming-pool-heater/ | 2259.01 | motor |  | 2259.01
Equipment | Solar Powered Pool Pump | Solar Powered Pool Pump | Single Speed Pool Pump Motor 1 HP | Commercial | New | Lodging/Hospitality | FL Zone 2 | Per Pool | 3.42% | 5018.75 | 953.5625 | 4065.1875 | 0.81 | 10 | 0.9567 | 0.1485 | 179.99 | http://www.inyopools.com/Products/00100018074612.htm?gclid=EAIaIQobChMInIa73oLy2wIVhb9kCh3f9wcGEAQYCCABEgLWHfD_BwE | 150 | Estimate at $150 Per unit, reference: https://www.improvenet.com/r/costs-and-prices/pool-pump-replacement | 1689 | 1hp pump with solar panels and mounting brackets: http://www.naturalcurrent.com/sunray-solflo-1-solar-powered-pool-pump/ | 900 | Estimate at $150 Per unit for pump, reference: https://www.improvenet.com/r/costs-and-prices/pool-pump-replacement; plus $750 for solar panel installation, reference: https://www.homeadvisor.com/cost/swimming-pools-hot-tubs-and-saunas/install-a-swimming-pool-heater/ | 2259.01 | motor |  | 2259.01
Equipment | Solar Powered Pool Pump | Solar Powered Pool Pump | Single Speed Pool Pump Motor 1 HP | Commercial | New | Miscellaneous | FL Zone 2 | Per Pool | 0% | 5018.75 | 953.5625 | 4065.1875 | 0.81 | 10 | 0.9567 | 0.1485 | 179.99 | http://www.inyopools.com/Products/00100018074612.htm?gclid=EAIaIQobChMInIa73oLy2wIVhb9kCh3f9wcGEAQYCCABEgLWHfD_BwE | 150 | Estimate at $150 Per unit, reference: https://www.improvenet.com/r/costs-and-prices/pool-pump-replacement | 1689 | 1hp pump with solar panels and mounting brackets: http://www.naturalcurrent.com/sunray-solflo-1-solar-powered-pool-pump/ | 900 | Estimate at $150 Per unit for pump, reference: https://www.improvenet.com/r/costs-and-prices/pool-pump-replacement; plus $750 for solar panel installation, reference: https://www.homeadvisor.com/cost/swimming-pools-hot-tubs-and-saunas/install-a-swimming-pool-heater/ | 2259.01 | motor |  | 2259.01
Equipment | Solar Powered Pool Pump | Solar Powered Pool Pump | Single Speed Pool Pump Motor 1 HP | Commercial | New | Offices | FL Zone 2 | Per Pool | 0% | 5018.75 | 953.5625 | 4065.1875 | 0.81 | 10 | 0.9567 | 0.1485 | 179.99 | http://www.inyopools.com/Products/00100018074612.htm?gclid=EAIaIQobChMInIa73oLy2wIVhb9kCh3f9wcGEAQYCCABEgLWHfD_BwE | 150 | Estimate at $150 Per unit, reference: https://www.improvenet.com/r/costs-and-prices/pool-pump-replacement | 1689 | 1hp pump with solar panels and mounting brackets: http://www.naturalcurrent.com/sunray-solflo-1-solar-powered-pool-pump/ | 900 | Estimate at $150 Per unit for pump, reference: https://www.improvenet.com/r/costs-and-prices/pool-pump-replacement; plus $750 for solar panel installation, reference: https://www.homeadvisor.com/cost/swimming-pools-hot-tubs-and-saunas/install-a-swimming-pool-heater/ | 2259.01 | motor |  | 2259.01
Equipment | Solar Powered Pool Pump | Solar Powered Pool Pump | Single Speed Pool Pump Motor 1 HP | Commercial | New | Restaurants | FL Zone 2 | Per Pool | 0% | 5018.75 | 953.5625 | 4065.1875 | 0.81 | 10 | 0.9567 | 0.1485 | 179.99 | http://www.inyopools.com/Products/00100018074612.htm?gclid=EAIaIQobChMInIa73oLy2wIVhb9kCh3f9wcGEAQYCCABEgLWHfD_BwE | 150 | Estimate at $150 Per unit, reference: https://www.improvenet.com/r/costs-and-prices/pool-pump-replacement | 1689 | 1hp pump with solar panels and mounting brackets: http://www.naturalcurrent.com/sunray-solflo-1-solar-powered-pool-pump/ | 900 | Estimate at $150 Per unit for pump, reference: https://www.improvenet.com/r/costs-and-prices/pool-pump-replacement; plus $750 for solar panel installation, reference: https://www.homeadvisor.com/cost/swimming-pools-hot-tubs-and-saunas/install-a-swimming-pool-heater/ | 2259.01 | motor |  | 2259.01
Equipment | Solar Powered Pool Pump | Solar Powered Pool Pump | Single Speed Pool Pump Motor 1 HP | Commercial | New | Retail | FL Zone 2 | Per Pool | 0% | 5018.75 | 953.5625 | 4065.1875 | 0.81 | 10 | 0.9567 | 0.1485 | 179.99 | http://www.inyopools.com/Products/00100018074612.htm?gclid=EAIaIQobChMInIa73oLy2wIVhb9kCh3f9wcGEAQYCCABEgLWHfD_BwE | 150 | Estimate at $150 Per unit, reference: https://www.improvenet.com/r/costs-and-prices/pool-pump-replacement | 1689 | 1hp pump with solar panels and mounting brackets: http://www.naturalcurrent.com/sunray-solflo-1-solar-powered-pool-pump/ | 900 | Estimate at $150 Per unit for pump, reference: https://www.improvenet.com/r/costs-and-prices/pool-pump-replacement; plus $750 for solar panel installation, reference: https://www.homeadvisor.com/cost/swimming-pools-hot-tubs-and-saunas/install-a-swimming-pool-heater/ | 2259.01 | motor |  | 2259.01
Equipment | Solar Powered Pool Pump | Solar Powered Pool Pump | Single Speed Pool Pump Motor 1 HP | Commercial | New | Schools K-12 | FL Zone 2 | Per Pool | 0% | 5018.75 | 953.5625 | 4065.1875 | 0.81 | 10 | 0.9567 | 0.1485 | 179.99 | http://www.inyopools.com/Products/00100018074612.htm?gclid=EAIaIQobChMInIa73oLy2wIVhb9kCh3f9wcGEAQYCCABEgLWHfD_BwE | 150 | Estimate at $150 Per unit, reference: https://www.improvenet.com/r/costs-and-prices/pool-pump-replacement | 1689 | 1hp pump with solar panels and mounting brackets: http://www.naturalcurrent.com/sunray-solflo-1-solar-powered-pool-pump/ | 900 | Estimate at $150 Per unit for pump, reference: https://www.improvenet.com/r/costs-and-prices/pool-pump-replacement; plus $750 for solar panel installation, reference: https://www.homeadvisor.com/cost/swimming-pools-hot-tubs-and-saunas/install-a-swimming-pool-heater/ | 2259.01 | motor |  | 2259.01
Equipment | Two Speed Pool Pump | Dual Speed Pool Pump Motor 1 HP | Single Speed Pool Pump Motor 1 HP | Commercial | Turnover | Assembly | FL Zone 2 | Per Pool | 0% | 5018.75 | 1917.9091 | 3100.8409 | 0.61785 | 10 | 0.72975 | 0.11327 | 179.99 | http://www.inyopools.com/Products/00100018074612.htm?gclid=EAIaIQobChMInIa73oLy2wIVhb9kCh3f9wcGEAQYCCABEgLWHfD_BwE | 150 | Estimate at $150 Per unit, reference: https://www.improvenet.com/r/costs-and-prices/pool-pump-replacement | 539 | http://www.inyopools.com/Products/44400018081134.htm | 150 | Estimate at $150 Per unit, reference: https://www.improvenet.com/r/costs-and-prices/pool-pump-replacement | 359.01 | motor |  | 359.01
Equipment | Two Speed Pool Pump | Dual Speed Pool Pump Motor 1 HP | Single Speed Pool Pump Motor 1 HP | Commercial | Turnover | College and University | FL Zone 2 | Per Pool | 0% | 5018.75 | 1917.9091 | 3100.8409 | 0.61785 | 10 | 0.72975 | 0.11327 | 179.99 | http://www.inyopools.com/Products/00100018074612.htm?gclid=EAIaIQobChMInIa73oLy2wIVhb9kCh3f9wcGEAQYCCABEgLWHfD_BwE | 150 | Estimate at $150 Per unit, reference: https://www.improvenet.com/r/costs-and-prices/pool-pump-replacement | 539 | http://www.inyopools.com/Products/44400018081134.htm | 150 | Estimate at $150 Per unit, reference: https://www.improvenet.com/r/costs-and-prices/pool-pump-replacement | 359.01 | motor |  | 359.01
Equipment | Two Speed Pool Pump | Dual Speed Pool Pump Motor 1 HP | Single Speed Pool Pump Motor 1 HP | Commercial | Turnover | Grocery | FL Zone 2 | Per Pool | 0% | 5018.75 | 1917.9091 | 3100.8409 | 0.61785 | 10 | 0.72975 | 0.11327 | 179.99 | http://www.inyopools.com/Products/00100018074612.htm?gclid=EAIaIQobChMInIa73oLy2wIVhb9kCh3f9wcGEAQYCCABEgLWHfD_BwE | 150 | Estimate at $150 Per unit, reference: https://www.improvenet.com/r/costs-and-prices/pool-pump-replacement | 539 | http://www.inyopools.com/Products/44400018081134.htm | 150 | Estimate at $150 Per unit, reference: https://www.improvenet.com/r/costs-and-prices/pool-pump-replacement | 359.01 | motor |  | 359.01
Equipment | Two Speed Pool Pump | Dual Speed Pool Pump Motor 1 HP | Single Speed Pool Pump Motor 1 HP | Commercial | Turnover | Healthcare | FL Zone 2 | Per Pool | 0% | 5018.75 | 1917.9091 | 3100.8409 | 0.61785 | 10 | 0.72975 | 0.11327 | 179.99 | http://www.inyopools.com/Products/00100018074612.htm?gclid=EAIaIQobChMInIa73oLy2wIVhb9kCh3f9wcGEAQYCCABEgLWHfD_BwE | 150 | Estimate at $150 Per unit, reference: https://www.improvenet.com/r/costs-and-prices/pool-pump-replacement | 539 | http://www.inyopools.com/Products/44400018081134.htm | 150 | Estimate at $150 Per unit, reference: https://www.improvenet.com/r/costs-and-prices/pool-pump-replacement | 359.01 | motor |  | 359.01
Equipment | Two Speed Pool Pump | Dual Speed Pool Pump Motor 1 HP | Single Speed Pool Pump Motor 1 HP | Commercial | Turnover | Hospitals | FL Zone 2 | Per Pool | 0% | 5018.75 | 1917.9091 | 3100.8409 | 0.61785 | 10 | 0.72975 | 0.11327 | 179.99 | http://www.inyopools.com/Products/00100018074612.htm?gclid=EAIaIQobChMInIa73oLy2wIVhb9kCh3f9wcGEAQYCCABEgLWHfD_BwE | 150 | Estimate at $150 Per unit, reference: https://www.improvenet.com/r/costs-and-prices/pool-pump-replacement | 539 | http://www.inyopools.com/Products/44400018081134.htm | 150 | Estimate at $150 Per unit, reference: https://www.improvenet.com/r/costs-and-prices/pool-pump-replacement | 359.01 | motor |  | 359.01
Equipment | Two Speed Pool Pump | Dual Speed Pool Pump Motor 1 HP | Single Speed Pool Pump Motor 1 HP | Commercial | Turnover | Institutional | FL Zone 2 | Per Pool | 0% | 5018.75 | 1917.9091 | 3100.8409 | 0.61785 | 10 | 0.72975 | 0.11327 | 179.99 | http://www.inyopools.com/Products/00100018074612.htm?gclid=EAIaIQobChMInIa73oLy2wIVhb9kCh3f9wcGEAQYCCABEgLWHfD_BwE | 150 | Estimate at $150 Per unit, reference: https://www.improvenet.com/r/costs-and-prices/pool-pump-replacement | 539 | http://www.inyopools.com/Products/44400018081134.htm | 150 | Estimate at $150 Per unit, reference: https://www.improvenet.com/r/costs-and-prices/pool-pump-replacement | 359.01 | motor |  | 359.01
Equipment | Two Speed Pool Pump | Dual Speed Pool Pump Motor 1 HP | Single Speed Pool Pump Motor 1 HP | Commercial | Turnover | Lodging/Hospitality | FL Zone 2 | Per Pool | 0% | 5018.75 | 1917.9091 | 3100.8409 | 0.61785 | 10 | 0.72975 | 0.11327 | 179.99 | http://www.inyopools.com/Products/00100018074612.htm?gclid=EAIaIQobChMInIa73oLy2wIVhb9kCh3f9wcGEAQYCCABEgLWHfD_BwE | 150 | Estimate at $150 Per unit, reference: https://www.improvenet.com/r/costs-and-prices/pool-pump-replacement | 539 | http://www.inyopools.com/Products/44400018081134.htm | 150 | Estimate at $150 Per unit, reference: https://www.improvenet.com/r/costs-and-prices/pool-pump-replacement | 359.01 | motor |  | 359.01
Equipment | Two Speed Pool Pump | Dual Speed Pool Pump Motor 1 HP | Single Speed Pool Pump Motor 1 HP | Commercial | Turnover | Miscellaneous | FL Zone 2 | Per Pool | 0% | 5018.75 | 1917.9091 | 3100.8409 | 0.61785 | 10 | 0.72975 | 0.11327 | 179.99 | http://www.inyopools.com/Products/00100018074612.htm?gclid=EAIaIQobChMInIa73oLy2wIVhb9kCh3f9wcGEAQYCCABEgLWHfD_BwE | 150 | Estimate at $150 Per unit, reference: https://www.improvenet.com/r/costs-and-prices/pool-pump-replacement | 539 | http://www.inyopools.com/Products/44400018081134.htm | 150 | Estimate at $150 Per unit, reference: https://www.improvenet.com/r/costs-and-prices/pool-pump-replacement | 359.01 | motor |  | 359.01
Equipment | Two Speed Pool Pump | Dual Speed Pool Pump Motor 1 HP | Single Speed Pool Pump Motor 1 HP | Commercial | Turnover | Offices | FL Zone 2 | Per Pool | 0% | 5018.75 | 1917.9091 | 3100.8409 | 0.61785 | 10 | 0.72975 | 0.11327 | 179.99 | http://www.inyopools.com/Products/00100018074612.htm?gclid=EAIaIQobChMInIa73oLy2wIVhb9kCh3f9wcGEAQYCCABEgLWHfD_BwE | 150 | Estimate at $150 Per unit, reference: https://www.improvenet.com/r/costs-and-prices/pool-pump-replacement | 539 | http://www.inyopools.com/Products/44400018081134.htm | 150 | Estimate at $150 Per unit, reference: https://www.improvenet.com/r/costs-and-prices/pool-pump-replacement | 359.01 | motor |  | 359.01
Equipment | Two Speed Pool Pump | Dual Speed Pool Pump Motor 1 HP | Single Speed Pool Pump Motor 1 HP | Commercial | Turnover | Restaurants | FL Zone 2 | Per Pool | 0% | 5018.75 | 1917.9091 | 3100.8409 | 0.61785 | 10 | 0.72975 | 0.11327 | 179.99 | http://www.inyopools.com/Products/00100018074612.htm?gclid=EAIaIQobChMInIa73oLy2wIVhb9kCh3f9wcGEAQYCCABEgLWHfD_BwE | 150 | Estimate at $150 Per unit, reference: https://www.improvenet.com/r/costs-and-prices/pool-pump-replacement | 539 | http://www.inyopools.com/Products/44400018081134.htm | 150 | Estimate at $150 Per unit, reference: https://www.improvenet.com/r/costs-and-prices/pool-pump-replacement | 359.01 | motor |  | 359.01
Equipment | Two Speed Pool Pump | Dual Speed Pool Pump Motor 1 HP | Single Speed Pool Pump Motor 1 HP | Commercial | Turnover | Retail | FL Zone 2 | Per Pool | 0% | 5018.75 | 1917.9091 | 3100.8409 | 0.61785 | 10 | 0.72975 | 0.11327 | 179.99 | http://www.inyopools.com/Products/00100018074612.htm?gclid=EAIaIQobChMInIa73oLy2wIVhb9kCh3f9wcGEAQYCCABEgLWHfD_BwE | 150 | Estimate at $150 Per unit, reference: https://www.improvenet.com/r/costs-and-prices/pool-pump-replacement | 539 | http://www.inyopools.com/Products/44400018081134.htm | 150 | Estimate at $150 Per unit, reference: https://www.improvenet.com/r/costs-and-prices/pool-pump-replacement | 359.01 | motor |  | 359.01
Equipment | Two Speed Pool Pump | Dual Speed Pool Pump Motor 1 HP | Single Speed Pool Pump Motor 1 HP | Commercial | Turnover | Schools K-12 | FL Zone 2 | Per Pool | 0% | 5018.75 | 1917.9091 | 3100.8409 | 0.61785 | 10 | 0.72975 | 0.11327 | 179.99 | http://www.inyopools.com/Products/00100018074612.htm?gclid=EAIaIQobChMInIa73oLy2wIVhb9kCh3f9wcGEAQYCCABEgLWHfD_BwE | 150 | Estimate at $150 Per unit, reference: https://www.improvenet.com/r/costs-and-prices/pool-pump-replacement | 539 | http://www.inyopools.com/Products/44400018081134.htm | 150 | Estimate at $150 Per unit, reference: https://www.improvenet.com/r/costs-and-prices/pool-pump-replacement | 359.01 | motor |  | 359.01
Equipment | Two Speed Pool Pump | Dual Speed Pool Pump Motor 1 HP | Single Speed Pool Pump Motor 1 HP | Commercial | Turnover | Warehouse | FL Zone 2 | Per Pool | 0% | 5018.75 | 1917.9091 | 3100.8409 | 0.61785 | 10 | 0.72975 | 0.11327 | 179.99 | http://www.inyopools.com/Products/00100018074612.htm?gclid=EAIaIQobChMInIa73oLy2wIVhb9kCh3f9wcGEAQYCCABEgLWHfD_BwE | 150 | Estimate at $150 Per unit, reference: https://www.improvenet.com/r/costs-and-prices/pool-pump-replacement | 539 | http://www.inyopools.com/Products/44400018081134.htm | 150 | Estimate at $150 Per unit, reference: https://www.improvenet.com/r/costs-and-prices/pool-pump-replacement | 359.01 | motor |  | 359.01
Equipment | Two Speed Pool Pump | Dual Speed Pool Pump Motor 1 HP | Single Speed Pool Pump Motor 1 HP | Commercial | New | Assembly | FL Zone 2 | Per Pool | 0% | 5018.75 | 1917.9091 | 3100.8409 | 0.61785 | 10 | 0.72975 | 0.11327 | 179.99 | http://www.inyopools.com/Products/00100018074612.htm?gclid=EAIaIQobChMInIa73oLy2wIVhb9kCh3f9wcGEAQYCCABEgLWHfD_BwE | 150 | Estimate at $150 Per unit, reference: https://www.improvenet.com/r/costs-and-prices/pool-pump-replacement | 539 | http://www.inyopools.com/Products/44400018081134.htm | 150 | Estimate at $150 Per unit, reference: https://www.improvenet.com/r/costs-and-prices/pool-pump-replacement | 359.01 | motor |  | 359.01
Equipment | Two Speed Pool Pump | Dual Speed Pool Pump Motor 1 HP | Single Speed Pool Pump Motor 1 HP | Commercial | New | College and University | FL Zone 2 | Per Pool | 0% | 5018.75 | 1917.9091 | 3100.8409 | 0.61785 | 10 | 0.72975 | 0.11327 | 179.99 | http://www.inyopools.com/Products/00100018074612.htm?gclid=EAIaIQobChMInIa73oLy2wIVhb9kCh3f9wcGEAQYCCABEgLWHfD_BwE | 150 | Estimate at $150 Per unit, reference: https://www.improvenet.com/r/costs-and-prices/pool-pump-replacement | 539 | http://www.inyopools.com/Products/44400018081134.htm | 150 | Estimate at $150 Per unit, reference: https://www.improvenet.com/r/costs-and-prices/pool-pump-replacement | 359.01 | motor |  | 359.01
Equipment | Two Speed Pool Pump | Dual Speed Pool Pump Motor 1 HP | Single Speed Pool Pump Motor 1 HP | Commercial | New | Grocery | FL Zone 2 | Per Pool | 0% | 5018.75 | 1917.9091 | 3100.8409 | 0.61785 | 10 | 0.72975 | 0.11327 | 179.99 | http://www.inyopools.com/Products/00100018074612.htm?gclid=EAIaIQobChMInIa73oLy2wIVhb9kCh3f9wcGEAQYCCABEgLWHfD_BwE | 150 | Estimate at $150 Per unit, reference: https://www.improvenet.com/r/costs-and-prices/pool-pump-replacement | 539 | http://www.inyopools.com/Products/44400018081134.htm | 150 | Estimate at $150 Per unit, reference: https://www.improvenet.com/r/costs-and-prices/pool-pump-replacement | 359.01 | motor |  | 359.01
Equipment | Two Speed Pool Pump | Dual Speed Pool Pump Motor 1 HP | Single Speed Pool Pump Motor 1 HP | Commercial | New | Healthcare | FL Zone 2 | Per Pool | 0% | 5018.75 | 1917.9091 | 3100.8409 | 0.61785 | 10 | 0.72975 | 0.11327 | 179.99 | http://www.inyopools.com/Products/00100018074612.htm?gclid=EAIaIQobChMInIa73oLy2wIVhb9kCh3f9wcGEAQYCCABEgLWHfD_BwE | 150 | Estimate at $150 Per unit, reference: https://www.improvenet.com/r/costs-and-prices/pool-pump-replacement | 539 | http://www.inyopools.com/Products/44400018081134.htm | 150 | Estimate at $150 Per unit, reference: https://www.improvenet.com/r/costs-and-prices/pool-pump-replacement | 359.01 | motor |  | 359.01
Equipment | Two Speed Pool Pump | Dual Speed Pool Pump Motor 1 HP | Single Speed Pool Pump Motor 1 HP | Commercial | New | Hospitals | FL Zone 2 | Per Pool | 0% | 5018.75 | 1917.9091 | 3100.8409 | 0.61785 | 10 | 0.72975 | 0.11327 | 179.99 | http://www.inyopools.com/Products/00100018074612.htm?gclid=EAIaIQobChMInIa73oLy2wIVhb9kCh3f9wcGEAQYCCABEgLWHfD_BwE | 150 | Estimate at $150 Per unit, reference: https://www.improvenet.com/r/costs-and-prices/pool-pump-replacement | 539 | http://www.inyopools.com/Products/44400018081134.htm | 150 | Estimate at $150 Per unit, reference: https://www.improvenet.com/r/costs-and-prices/pool-pump-replacement | 359.01 | motor |  | 359.01
Equipment | Two Speed Pool Pump | Dual Speed Pool Pump Motor 1 HP | Single Speed Pool Pump Motor 1 HP | Commercial | New | Institutional | FL Zone 2 | Per Pool | 0% | 5018.75 | 1917.9091 | 3100.8409 | 0.61785 | 10 | 0.72975 | 0.11327 | 179.99 | http://www.inyopools.com/Products/00100018074612.htm?gclid=EAIaIQobChMInIa73oLy2wIVhb9kCh3f9wcGEAQYCCABEgLWHfD_BwE | 150 | Estimate at $150 Per unit, reference: https://www.improvenet.com/r/costs-and-prices/pool-pump-replacement | 539 | http://www.inyopools.com/Products/44400018081134.htm | 150 | Estimate at $150 Per unit, reference: https://www.improvenet.com/r/costs-and-prices/pool-pump-replacement | 359.01 | motor |  | 359.01
Equipment | Two Speed Pool Pump | Dual Speed Pool Pump Motor 1 HP | Single Speed Pool Pump Motor 1 HP | Commercial | New | Lodging/Hospitality | FL Zone 2 | Per Pool | 0% | 5018.75 | 1917.9091 | 3100.8409 | 0.61785 | 10 | 0.72975 | 0.11327 | 179.99 | http://www.inyopools.com/Products/00100018074612.htm?gclid=EAIaIQobChMInIa73oLy2wIVhb9kCh3f9wcGEAQYCCABEgLWHfD_BwE | 150 | Estimate at $150 Per unit, reference: https://www.improvenet.com/r/costs-and-prices/pool-pump-replacement | 539 | http://www.inyopools.com/Products/44400018081134.htm | 150 | Estimate at $150 Per unit, reference: https://www.improvenet.com/r/costs-and-prices/pool-pump-replacement | 359.01 | motor |  | 359.01
Equipment | Two Speed Pool Pump | Dual Speed Pool Pump Motor 1 HP | Single Speed Pool Pump Motor 1 HP | Commercial | New | Miscellaneous | FL Zone 2 | Per Pool | 0% | 5018.75 | 1917.9091 | 3100.8409 | 0.61785 | 10 | 0.72975 | 0.11327 | 179.99 | http://www.inyopools.com/Products/00100018074612.htm?gclid=EAIaIQobChMInIa73oLy2wIVhb9kCh3f9wcGEAQYCCABEgLWHfD_BwE | 150 | Estimate at $150 Per unit, reference: https://www.improvenet.com/r/costs-and-prices/pool-pump-replacement | 539 | http://www.inyopools.com/Products/44400018081134.htm | 150 | Estimate at $150 Per unit, reference: https://www.improvenet.com/r/costs-and-prices/pool-pump-replacement | 359.01 | motor |  | 359.01
Equipment | Two Speed Pool Pump | Dual Speed Pool Pump Motor 1 HP | Single Speed Pool Pump Motor 1 HP | Commercial | New | Offices | FL Zone 2 | Per Pool | 0% | 5018.75 | 1917.9091 | 3100.8409 | 0.61785 | 10 | 0.72975 | 0.11327 | 179.99 | http://www.inyopools.com/Products/00100018074612.htm?gclid=EAIaIQobChMInIa73oLy2wIVhb9kCh3f9wcGEAQYCCABEgLWHfD_BwE | 150 | Estimate at $150 Per unit, reference: https://www.improvenet.com/r/costs-and-prices/pool-pump-replacement | 539 | http://www.inyopools.com/Products/44400018081134.htm | 150 | Estimate at $150 Per unit, reference: https://www.improvenet.com/r/costs-and-prices/pool-pump-replacement | 359.01 | motor |  | 359.01
Equipment | Two Speed Pool Pump | Dual Speed Pool Pump Motor 1 HP | Single Speed Pool Pump Motor 1 HP | Commercial | New | Restaurants | FL Zone 2 | Per Pool | 0% | 5018.75 | 1917.9091 | 3100.8409 | 0.61785 | 10 | 0.72975 | 0.11327 | 179.99 | http://www.inyopools.com/Products/00100018074612.htm?gclid=EAIaIQobChMInIa73oLy2wIVhb9kCh3f9wcGEAQYCCABEgLWHfD_BwE | 150 | Estimate at $150 Per unit, reference: https://www.improvenet.com/r/costs-and-prices/pool-pump-replacement | 539 | http://www.inyopools.com/Products/44400018081134.htm | 150 | Estimate at $150 Per unit, reference: https://www.improvenet.com/r/costs-and-prices/pool-pump-replacement | 359.01 | motor |  | 359.01
Equipment | Two Speed Pool Pump | Dual Speed Pool Pump Motor 1 HP | Single Speed Pool Pump Motor 1 HP | Commercial | New | Retail | FL Zone 2 | Per Pool | 0% | 5018.75 | 1917.9091 | 3100.8409 | 0.61785 | 10 | 0.72975 | 0.11327 | 179.99 | http://www.inyopools.com/Products/00100018074612.htm?gclid=EAIaIQobChMInIa73oLy2wIVhb9kCh3f9wcGEAQYCCABEgLWHfD_BwE | 150 | Estimate at $150 Per unit, reference: https://www.improvenet.com/r/costs-and-prices/pool-pump-replacement | 539 | http://www.inyopools.com/Products/44400018081134.htm | 150 | Estimate at $150 Per unit, reference: https://www.improvenet.com/r/costs-and-prices/pool-pump-replacement | 359.01 | motor |  | 359.01
Equipment | Two Speed Pool Pump | Dual Speed Pool Pump Motor 1 HP | Single Speed Pool Pump Motor 1 HP | Commercial | New | Schools K-12 | FL Zone 2 | Per Pool | 0% | 5018.75 | 1917.9091 | 3100.8409 | 0.61785 | 10 | 0.72975 | 0.11327 | 179.99 | http://www.inyopools.com/Products/00100018074612.htm?gclid=EAIaIQobChMInIa73oLy2wIVhb9kCh3f9wcGEAQYCCABEgLWHfD_BwE | 150 | Estimate at $150 Per unit, reference: https://www.improvenet.com/r/costs-and-prices/pool-pump-replacement | 539 | http://www.inyopools.com/Products/44400018081134.htm | 150 | Estimate at $150 Per unit, reference: https://www.improvenet.com/r/costs-and-prices/pool-pump-replacement | 359.01 | motor |  | 359.01
Equipment | Two Speed Pool Pump | Dual Speed Pool Pump Motor 1 HP | Single Speed Pool Pump Motor 1 HP | Commercial | New | Warehouse | FL Zone 2 | Per Pool | 0% | 5018.75 | 1917.9091 | 3100.8409 | 0.61785 | 10 | 0.72975 | 0.11327 | 179.99 | http://www.inyopools.com/Products/00100018074612.htm?gclid=EAIaIQobChMInIa73oLy2wIVhb9kCh3f9wcGEAQYCCABEgLWHfD_BwE | 150 | Estimate at $150 Per unit, reference: https://www.improvenet.com/r/costs-and-prices/pool-pump-replacement | 539 | http://www.inyopools.com/Products/44400018081134.htm | 150 | Estimate at $150 Per unit, reference: https://www.improvenet.com/r/costs-and-prices/pool-pump-replacement | 359.01 | motor |  | 359.01
Equipment | Variable Speed Pool Pump | Variable Speed Pool Pump | Single Speed Pool Pump Motor 1 HP | Commercial | Turnover | Assembly | FL Zone 2 | Per Pool | 46.17% | 5018.75 | 1788.5 | 3230.25 | 0.64364 | 10 | 0.7602 | 0.118 | 179.99 | http://www.inyopools.com/Products/00100018074612.htm?gclid=EAIaIQobChMInIa73oLy2wIVhb9kCh3f9wcGEAQYCCABEgLWHfD_BwE | 150 | Estimate at $150 Per unit, reference: https://www.improvenet.com/r/costs-and-prices/pool-pump-replacement | 1265 | http://www.inyopools.com/Products/02200018059633.htm | 150 | Estimate at $150 Per unit, reference: https://www.improvenet.com/r/costs-and-prices/pool-pump-replacement | 1085.01 | motor |  | 1085.01
Equipment | Variable Speed Pool Pump | Variable Speed Pool Pump | Single Speed Pool Pump Motor 1 HP | Commercial | Turnover | College and University | FL Zone 2 | Per Pool | 42.75% | 5018.75 | 1788.5 | 3230.25 | 0.64364 | 10 | 0.7602 | 0.118 | 179.99 | http://www.inyopools.com/Products/00100018074612.htm?gclid=EAIaIQobChMInIa73oLy2wIVhb9kCh3f9wcGEAQYCCABEgLWHfD_BwE | 150 | Estimate at $150 Per unit, reference: https://www.improvenet.com/r/costs-and-prices/pool-pump-replacement | 1265 | http://www.inyopools.com/Products/02200018059633.htm | 150 | Estimate at $150 Per unit, reference: https://www.improvenet.com/r/costs-and-prices/pool-pump-replacement | 1085.01 | motor |  | 1085.01
Equipment | Variable Speed Pool Pump | Variable Speed Pool Pump | Single Speed Pool Pump Motor 1 HP | Commercial | Turnover | Grocery | FL Zone 2 | Per Pool | 0% | 5018.75 | 1788.5 | 3230.25 | 0.64364 | 10 | 0.7602 | 0.118 | 179.99 | http://www.inyopools.com/Products/00100018074612.htm?gclid=EAIaIQobChMInIa73oLy2wIVhb9kCh3f9wcGEAQYCCABEgLWHfD_BwE | 150 | Estimate at $150 Per unit, reference: https://www.improvenet.com/r/costs-and-prices/pool-pump-replacement | 1265 | http://www.inyopools.com/Products/02200018059633.htm | 150 | Estimate at $150 Per unit, reference: https://www.improvenet.com/r/costs-and-prices/pool-pump-replacement | 1085.01 | motor |  | 1085.01
Equipment | Variable Speed Pool Pump | Variable Speed Pool Pump | Single Speed Pool Pump Motor 1 HP | Commercial | Turnover | Healthcare | FL Zone 2 | Per Pool | 0% | 5018.75 | 1788.5 | 3230.25 | 0.64364 | 10 | 0.7602 | 0.118 | 179.99 | http://www.inyopools.com/Products/00100018074612.htm?gclid=EAIaIQobChMInIa73oLy2wIVhb9kCh3f9wcGEAQYCCABEgLWHfD_BwE | 150 | Estimate at $150 Per unit, reference: https://www.improvenet.com/r/costs-and-prices/pool-pump-replacement | 1265 | http://www.inyopools.com/Products/02200018059633.htm | 150 | Estimate at $150 Per unit, reference: https://www.improvenet.com/r/costs-and-prices/pool-pump-replacement | 1085.01 | motor |  | 1085.01
Equipment | Variable Speed Pool Pump | Variable Speed Pool Pump | Single Speed Pool Pump Motor 1 HP | Commercial | Turnover | Hospitals | FL Zone 2 | Per Pool | 0% | 5018.75 | 1788.5 | 3230.25 | 0.64364 | 10 | 0.7602 | 0.118 | 179.99 | http://www.inyopools.com/Products/00100018074612.htm?gclid=EAIaIQobChMInIa73oLy2wIVhb9kCh3f9wcGEAQYCCABEgLWHfD_BwE | 150 | Estimate at $150 Per unit, reference: https://www.improvenet.com/r/costs-and-prices/pool-pump-replacement | 1265 | http://www.inyopools.com/Products/02200018059633.htm | 150 | Estimate at $150 Per unit, reference: https://www.improvenet.com/r/costs-and-prices/pool-pump-replacement | 1085.01 | motor |  | 1085.01
Equipment | Variable Speed Pool Pump | Variable Speed Pool Pump | Single Speed Pool Pump Motor 1 HP | Commercial | Turnover | Institutional | FL Zone 2 | Per Pool | 0% | 5018.75 | 1788.5 | 3230.25 | 0.64364 | 10 | 0.7602 | 0.118 | 179.99 | http://www.inyopools.com/Products/00100018074612.htm?gclid=EAIaIQobChMInIa73oLy2wIVhb9kCh3f9wcGEAQYCCABEgLWHfD_BwE | 150 | Estimate at $150 Per unit, reference: https://www.improvenet.com/r/costs-and-prices/pool-pump-replacement | 1265 | http://www.inyopools.com/Products/02200018059633.htm | 150 | Estimate at $150 Per unit, reference: https://www.improvenet.com/r/costs-and-prices/pool-pump-replacement | 1085.01 | motor |  | 1085.01
Equipment | Variable Speed Pool Pump | Variable Speed Pool Pump | Single Speed Pool Pump Motor 1 HP | Commercial | Turnover | Lodging/Hospitality | FL Zone 2 | Per Pool | 50.73% | 5018.75 | 1788.5 | 3230.25 | 0.64364 | 10 | 0.7602 | 0.118 | 179.99 | http://www.inyopools.com/Products/00100018074612.htm?gclid=EAIaIQobChMInIa73oLy2wIVhb9kCh3f9wcGEAQYCCABEgLWHfD_BwE | 150 | Estimate at $150 Per unit, reference: https://www.improvenet.com/r/costs-and-prices/pool-pump-replacement | 1265 | http://www.inyopools.com/Products/02200018059633.htm | 150 | Estimate at $150 Per unit, reference: https://www.improvenet.com/r/costs-and-prices/pool-pump-replacement | 1085.01 | motor |  | 1085.01
Equipment | Variable Speed Pool Pump | Variable Speed Pool Pump | Single Speed Pool Pump Motor 1 HP | Commercial | Turnover | Miscellaneous | FL Zone 2 | Per Pool | 0% | 5018.75 | 1788.5 | 3230.25 | 0.64364 | 10 | 0.7602 | 0.118 | 179.99 | http://www.inyopools.com/Products/00100018074612.htm?gclid=EAIaIQobChMInIa73oLy2wIVhb9kCh3f9wcGEAQYCCABEgLWHfD_BwE | 150 | Estimate at $150 Per unit, reference: https://www.improvenet.com/r/costs-and-prices/pool-pump-replacement | 1265 | http://www.inyopools.com/Products/02200018059633.htm | 150 | Estimate at $150 Per unit, reference: https://www.improvenet.com/r/costs-and-prices/pool-pump-replacement | 1085.01 | motor |  | 1085.01
Equipment | Variable Speed Pool Pump | Variable Speed Pool Pump | Single Speed Pool Pump Motor 1 HP | Commercial | Turnover | Offices | FL Zone 2 | Per Pool | 0% | 5018.75 | 1788.5 | 3230.25 | 0.64364 | 10 | 0.7602 | 0.118 | 179.99 | http://www.inyopools.com/Products/00100018074612.htm?gclid=EAIaIQobChMInIa73oLy2wIVhb9kCh3f9wcGEAQYCCABEgLWHfD_BwE | 150 | Estimate at $150 Per unit, reference: https://www.improvenet.com/r/costs-and-prices/pool-pump-replacement | 1265 | http://www.inyopools.com/Products/02200018059633.htm | 150 | Estimate at $150 Per unit, reference: https://www.improvenet.com/r/costs-and-prices/pool-pump-replacement | 1085.01 | motor |  | 1085.01
Equipment | Variable Speed Pool Pump | Variable Speed Pool Pump | Single Speed Pool Pump Motor 1 HP | Commercial | Turnover | Restaurants | FL Zone 2 | Per Pool | 0% | 5018.75 | 1788.5 | 3230.25 | 0.64364 | 10 | 0.7602 | 0.118 | 179.99 | http://www.inyopools.com/Products/00100018074612.htm?gclid=EAIaIQobChMInIa73oLy2wIVhb9kCh3f9wcGEAQYCCABEgLWHfD_BwE | 150 | Estimate at $150 Per unit, reference: https://www.improvenet.com/r/costs-and-prices/pool-pump-replacement | 1265 | http://www.inyopools.com/Products/02200018059633.htm | 150 | Estimate at $150 Per unit, reference: https://www.improvenet.com/r/costs-and-prices/pool-pump-replacement | 1085.01 | motor |  | 1085.01
Equipment | Variable Speed Pool Pump | Variable Speed Pool Pump | Single Speed Pool Pump Motor 1 HP | Commercial | Turnover | Retail | FL Zone 2 | Per Pool | 0% | 5018.75 | 1788.5 | 3230.25 | 0.64364 | 10 | 0.7602 | 0.118 | 179.99 | http://www.inyopools.com/Products/00100018074612.htm?gclid=EAIaIQobChMInIa73oLy2wIVhb9kCh3f9wcGEAQYCCABEgLWHfD_BwE | 150 | Estimate at $150 Per unit, reference: https://www.improvenet.com/r/costs-and-prices/pool-pump-replacement | 1265 | http://www.inyopools.com/Products/02200018059633.htm | 150 | Estimate at $150 Per unit, reference: https://www.improvenet.com/r/costs-and-prices/pool-pump-replacement | 1085.01 | motor |  | 1085.01
Equipment | Variable Speed Pool Pump | Variable Speed Pool Pump | Single Speed Pool Pump Motor 1 HP | Commercial | Turnover | Schools K-12 | FL Zone 2 | Per Pool | 0% | 5018.75 | 1788.5 | 3230.25 | 0.64364 | 10 | 0.7602 | 0.118 | 179.99 | http://www.inyopools.com/Products/00100018074612.htm?gclid=EAIaIQobChMInIa73oLy2wIVhb9kCh3f9wcGEAQYCCABEgLWHfD_BwE | 150 | Estimate at $150 Per unit, reference: https://www.improvenet.com/r/costs-and-prices/pool-pump-replacement | 1265 | http://www.inyopools.com/Products/02200018059633.htm | 150 | Estimate at $150 Per unit, reference: https://www.improvenet.com/r/costs-and-prices/pool-pump-replacement | 1085.01 | motor |  | 1085.01
Equipment | Variable Speed Pool Pump | Variable Speed Pool Pump | Single Speed Pool Pump Motor 1 HP | Commercial | New | Assembly | FL Zone 2 | Per Pool | 46.17% | 5018.75 | 1788.5 | 3230.25 | 0.64364 | 10 | 0.7602 | 0.118 | 179.99 | http://www.inyopools.com/Products/00100018074612.htm?gclid=EAIaIQobChMInIa73oLy2wIVhb9kCh3f9wcGEAQYCCABEgLWHfD_BwE | 150 | Estimate at $150 Per unit, reference: https://www.improvenet.com/r/costs-and-prices/pool-pump-replacement | 1265 | http://www.inyopools.com/Products/02200018059633.htm | 150 | Estimate at $150 Per unit, reference: https://www.improvenet.com/r/costs-and-prices/pool-pump-replacement | 1085.01 | motor |  | 1085.01
Equipment | Variable Speed Pool Pump | Variable Speed Pool Pump | Single Speed Pool Pump Motor 1 HP | Commercial | New | College and University | FL Zone 2 | Per Pool | 42.75% | 5018.75 | 1788.5 | 3230.25 | 0.64364 | 10 | 0.7602 | 0.118 | 179.99 | http://www.inyopools.com/Products/00100018074612.htm?gclid=EAIaIQobChMInIa73oLy2wIVhb9kCh3f9wcGEAQYCCABEgLWHfD_BwE | 150 | Estimate at $150 Per unit, reference: https://www.improvenet.com/r/costs-and-prices/pool-pump-replacement | 1265 | http://www.inyopools.com/Products/02200018059633.htm | 150 | Estimate at $150 Per unit, reference: https://www.improvenet.com/r/costs-and-prices/pool-pump-replacement | 1085.01 | motor |  | 1085.01
Equipment | Variable Speed Pool Pump | Variable Speed Pool Pump | Single Speed Pool Pump Motor 1 HP | Commercial | New | Grocery | FL Zone 2 | Per Pool | 0% | 5018.75 | 1788.5 | 3230.25 | 0.64364 | 10 | 0.7602 | 0.118 | 179.99 | http://www.inyopools.com/Products/00100018074612.htm?gclid=EAIaIQobChMInIa73oLy2wIVhb9kCh3f9wcGEAQYCCABEgLWHfD_BwE | 150 | Estimate at $150 Per unit, reference: https://www.improvenet.com/r/costs-and-prices/pool-pump-replacement | 1265 | http://www.inyopools.com/Products/02200018059633.htm | 150 | Estimate at $150 Per unit, reference: https://www.improvenet.com/r/costs-and-prices/pool-pump-replacement | 1085.01 | motor |  | 1085.01
Equipment | Variable Speed Pool Pump | Variable Speed Pool Pump | Single Speed Pool Pump Motor 1 HP | Commercial | New | Healthcare | FL Zone 2 | Per Pool | 0% | 5018.75 | 1788.5 | 3230.25 | 0.64364 | 10 | 0.7602 | 0.118 | 179.99 | http://www.inyopools.com/Products/00100018074612.htm?gclid=EAIaIQobChMInIa73oLy2wIVhb9kCh3f9wcGEAQYCCABEgLWHfD_BwE | 150 | Estimate at $150 Per unit, reference: https://www.improvenet.com/r/costs-and-prices/pool-pump-replacement | 1265 | http://www.inyopools.com/Products/02200018059633.htm | 150 | Estimate at $150 Per unit, reference: https://www.improvenet.com/r/costs-and-prices/pool-pump-replacement | 1085.01 | motor |  | 1085.01
Equipment | Variable Speed Pool Pump | Variable Speed Pool Pump | Single Speed Pool Pump Motor 1 HP | Commercial | New | Hospitals | FL Zone 2 | Per Pool | 0% | 5018.75 | 1788.5 | 3230.25 | 0.64364 | 10 | 0.7602 | 0.118 | 179.99 | http://www.inyopools.com/Products/00100018074612.htm?gclid=EAIaIQobChMInIa73oLy2wIVhb9kCh3f9wcGEAQYCCABEgLWHfD_BwE | 150 | Estimate at $150 Per unit, reference: https://www.improvenet.com/r/costs-and-prices/pool-pump-replacement | 1265 | http://www.inyopools.com/Products/02200018059633.htm | 150 | Estimate at $150 Per unit, reference: https://www.improvenet.com/r/costs-and-prices/pool-pump-replacement | 1085.01 | motor |  | 1085.01
Equipment | Variable Speed Pool Pump | Variable Speed Pool Pump | Single Speed Pool Pump Motor 1 HP | Commercial | New | Institutional | FL Zone 2 | Per Pool | 0% | 5018.75 | 1788.5 | 3230.25 | 0.64364 | 10 | 0.7602 | 0.118 | 179.99 | http://www.inyopools.com/Products/00100018074612.htm?gclid=EAIaIQobChMInIa73oLy2wIVhb9kCh3f9wcGEAQYCCABEgLWHfD_BwE | 150 | Estimate at $150 Per unit, reference: https://www.improvenet.com/r/costs-and-prices/pool-pump-replacement | 1265 | http://www.inyopools.com/Products/02200018059633.htm | 150 | Estimate at $150 Per unit, reference: https://www.improvenet.com/r/costs-and-prices/pool-pump-replacement | 1085.01 | motor |  | 1085.01
Equipment | Variable Speed Pool Pump | Variable Speed Pool Pump | Single Speed Pool Pump Motor 1 HP | Commercial | New | Lodging/Hospitality | FL Zone 2 | Per Pool | 50.73% | 5018.75 | 1788.5 | 3230.25 | 0.64364 | 10 | 0.7602 | 0.118 | 179.99 | http://www.inyopools.com/Products/00100018074612.htm?gclid=EAIaIQobChMInIa73oLy2wIVhb9kCh3f9wcGEAQYCCABEgLWHfD_BwE | 150 | Estimate at $150 Per unit, reference: https://www.improvenet.com/r/costs-and-prices/pool-pump-replacement | 1265 | http://www.inyopools.com/Products/02200018059633.htm | 150 | Estimate at $150 Per unit, reference: https://www.improvenet.com/r/costs-and-prices/pool-pump-replacement | 1085.01 | motor |  | 1085.01
Equipment | Variable Speed Pool Pump | Variable Speed Pool Pump | Single Speed Pool Pump Motor 1 HP | Commercial | New | Miscellaneous | FL Zone 2 | Per Pool | 0% | 5018.75 | 1788.5 | 3230.25 | 0.64364 | 10 | 0.7602 | 0.118 | 179.99 | http://www.inyopools.com/Products/00100018074612.htm?gclid=EAIaIQobChMInIa73oLy2wIVhb9kCh3f9wcGEAQYCCABEgLWHfD_BwE | 150 | Estimate at $150 Per unit, reference: https://www.improvenet.com/r/costs-and-prices/pool-pump-replacement | 1265 | http://www.inyopools.com/Products/02200018059633.htm | 150 | Estimate at $150 Per unit, reference: https://www.improvenet.com/r/costs-and-prices/pool-pump-replacement | 1085.01 | motor |  | 1085.01
Equipment | Variable Speed Pool Pump | Variable Speed Pool Pump | Single Speed Pool Pump Motor 1 HP | Commercial | New | Offices | FL Zone 2 | Per Pool | 0% | 5018.75 | 1788.5 | 3230.25 | 0.64364 | 10 | 0.7602 | 0.118 | 179.99 | http://www.inyopools.com/Products/00100018074612.htm?gclid=EAIaIQobChMInIa73oLy2wIVhb9kCh3f9wcGEAQYCCABEgLWHfD_BwE | 150 | Estimate at $150 Per unit, reference: https://www.improvenet.com/r/costs-and-prices/pool-pump-replacement | 1265 | http://www.inyopools.com/Products/02200018059633.htm | 150 | Estimate at $150 Per unit, reference: https://www.improvenet.com/r/costs-and-prices/pool-pump-replacement | 1085.01 | motor |  | 1085.01
Equipment | Variable Speed Pool Pump | Variable Speed Pool Pump | Single Speed Pool Pump Motor 1 HP | Commercial | New | Restaurants | FL Zone 2 | Per Pool | 0% | 5018.75 | 1788.5 | 3230.25 | 0.64364 | 10 | 0.7602 | 0.118 | 179.99 | http://www.inyopools.com/Products/00100018074612.htm?gclid=EAIaIQobChMInIa73oLy2wIVhb9kCh3f9wcGEAQYCCABEgLWHfD_BwE | 150 | Estimate at $150 Per unit, reference: https://www.improvenet.com/r/costs-and-prices/pool-pump-replacement | 1265 | http://www.inyopools.com/Products/02200018059633.htm | 150 | Estimate at $150 Per unit, reference: https://www.improvenet.com/r/costs-and-prices/pool-pump-replacement | 1085.01 | motor |  | 1085.01
Equipment | Variable Speed Pool Pump | Variable Speed Pool Pump | Single Speed Pool Pump Motor 1 HP | Commercial | New | Retail | FL Zone 2 | Per Pool | 0% | 5018.75 | 1788.5 | 3230.25 | 0.64364 | 10 | 0.7602 | 0.118 | 179.99 | http://www.inyopools.com/Products/00100018074612.htm?gclid=EAIaIQobChMInIa73oLy2wIVhb9kCh3f9wcGEAQYCCABEgLWHfD_BwE | 150 | Estimate at $150 Per unit, reference: https://www.improvenet.com/r/costs-and-prices/pool-pump-replacement | 1265 | http://www.inyopools.com/Products/02200018059633.htm | 150 | Estimate at $150 Per unit, reference: https://www.improvenet.com/r/costs-and-prices/pool-pump-replacement | 1085.01 | motor |  | 1085.01
Equipment | Variable Speed Pool Pump | Variable Speed Pool Pump | Single Speed Pool Pump Motor 1 HP | Commercial | New | Schools K-12 | FL Zone 2 | Per Pool | 0% | 5018.75 | 1788.5 | 3230.25 | 0.64364 | 10 | 0.7602 | 0.118 | 179.99 | http://www.inyopools.com/Products/00100018074612.htm?gclid=EAIaIQobChMInIa73oLy2wIVhb9kCh3f9wcGEAQYCCABEgLWHfD_BwE | 150 | Estimate at $150 Per unit, reference: https://www.improvenet.com/r/costs-and-prices/pool-pump-replacement | 1265 | http://www.inyopools.com/Products/02200018059633.htm | 150 | Estimate at $150 Per unit, reference: https://www.improvenet.com/r/costs-and-prices/pool-pump-replacement | 1085.01 | motor |  | 1085.01
Equipment | ENERGY STAR Imaging Equipment | One Copier meeting ENERGY STAR 2.0 Standards | One Standard Copier | Commercial | Turnover | Assembly | FL Zone 2 | Per Unit | 17.92% | 937.8 | 521 | 416.8 | 0.44444 | 6 | 0.0578 | 0.038813 | 2358.71 | https://www.printer-central.com/shop/product/printers/multifunction-printers/hewlett-packard/l3u59a-201/31704009/1 | 0 | 0 | 2943.85 | https://www.printer-central.com/shop/product/printers/multifunction-printers/hewlett-packard/f2a81a-aaz/32652051/1 | 0 | 0 | 585.14 | unit |  | 585.14
Equipment | ENERGY STAR Imaging Equipment | One Copier meeting ENERGY STAR 2.0 Standards | One Standard Copier | Commercial | Turnover | College and University | FL Zone 2 | Per Unit | 17.92% | 937.8 | 521 | 416.8 | 0.44444 | 6 | 0.0578 | 0.038813 | 2358.71 | https://www.printer-central.com/shop/product/printers/multifunction-printers/hewlett-packard/l3u59a-201/31704009/1 | 0 | 0 | 2943.85 | https://www.printer-central.com/shop/product/printers/multifunction-printers/hewlett-packard/f2a81a-aaz/32652051/1 | 0 | 0 | 585.14 | unit |  | 585.14
Equipment | ENERGY STAR Imaging Equipment | One Copier meeting ENERGY STAR 2.0 Standards | One Standard Copier | Commercial | Turnover | Grocery | FL Zone 2 | Per Unit | 17.92% | 937.8 | 521 | 416.8 | 0.44444 | 6 | 0.0578 | 0.038813 | 2358.71 | https://www.printer-central.com/shop/product/printers/multifunction-printers/hewlett-packard/l3u59a-201/31704009/1 | 0 | 0 | 2943.85 | https://www.printer-central.com/shop/product/printers/multifunction-printers/hewlett-packard/f2a81a-aaz/32652051/1 | 0 | 0 | 585.14 | unit |  | 585.14
Equipment | ENERGY STAR Imaging Equipment | One Copier meeting ENERGY STAR 2.0 Standards | One Standard Copier | Commercial | Turnover | Healthcare | FL Zone 2 | Per Unit | 17.92% | 937.8 | 521 | 416.8 | 0.44444 | 6 | 0.0578 | 0.038813 | 2358.71 | https://www.printer-central.com/shop/product/printers/multifunction-printers/hewlett-packard/l3u59a-201/31704009/1 | 0 | 0 | 2943.85 | https://www.printer-central.com/shop/product/printers/multifunction-printers/hewlett-packard/f2a81a-aaz/32652051/1 | 0 | 0 | 585.14 | unit |  | 585.14
Equipment | ENERGY STAR Imaging Equipment | One Copier meeting ENERGY STAR 2.0 Standards | One Standard Copier | Commercial | Turnover | Hospitals | FL Zone 2 | Per Unit | 17.92% | 937.8 | 521 | 416.8 | 0.44444 | 6 | 0.0578 | 0.038813 | 2358.71 | https://www.printer-central.com/shop/product/printers/multifunction-printers/hewlett-packard/l3u59a-201/31704009/1 | 0 | 0 | 2943.85 | https://www.printer-central.com/shop/product/printers/multifunction-printers/hewlett-packard/f2a81a-aaz/32652051/1 | 0 | 0 | 585.14 | unit |  | 585.14
Equipment | ENERGY STAR Imaging Equipment | One Copier meeting ENERGY STAR 2.0 Standards | One Standard Copier | Commercial | Turnover | Institutional | FL Zone 2 | Per Unit | 17.92% | 937.8 | 521 | 416.8 | 0.44444 | 6 | 0.0578 | 0.038813 | 2358.71 | https://www.printer-central.com/shop/product/printers/multifunction-printers/hewlett-packard/l3u59a-201/31704009/1 | 0 | 0 | 2943.85 | https://www.printer-central.com/shop/product/printers/multifunction-printers/hewlett-packard/f2a81a-aaz/32652051/1 | 0 | 0 | 585.14 | unit |  | 585.14
Equipment | ENERGY STAR Imaging Equipment | One Copier meeting ENERGY STAR 2.0 Standards | One Standard Copier | Commercial | Turnover | Lodging/Hospitality | FL Zone 2 | Per Unit | 17.92% | 937.8 | 521 | 416.8 | 0.44444 | 6 | 0.0578 | 0.038813 | 2358.71 | https://www.printer-central.com/shop/product/printers/multifunction-printers/hewlett-packard/l3u59a-201/31704009/1 | 0 | 0 | 2943.85 | https://www.printer-central.com/shop/product/printers/multifunction-printers/hewlett-packard/f2a81a-aaz/32652051/1 | 0 | 0 | 585.14 | unit |  | 585.14
Equipment | ENERGY STAR Imaging Equipment | One Copier meeting ENERGY STAR 2.0 Standards | One Standard Copier | Commercial | Turnover | Miscellaneous | FL Zone 2 | Per Unit | 0% | 937.8 | 521 | 416.8 | 0.44444 | 6 | 0.0578 | 0.038813 | 2358.71 | https://www.printer-central.com/shop/product/printers/multifunction-printers/hewlett-packard/l3u59a-201/31704009/1 | 0 | 0 | 2943.85 | https://www.printer-central.com/shop/product/printers/multifunction-printers/hewlett-packard/f2a81a-aaz/32652051/1 | 0 | 0 | 585.14 | unit |  | 585.14
Equipment | ENERGY STAR Imaging Equipment | One Copier meeting ENERGY STAR 2.0 Standards | One Standard Copier | Commercial | Turnover | Offices | FL Zone 2 | Per Unit | 17.92% | 937.8 | 521 | 416.8 | 0.44444 | 6 | 0.0578 | 0.038813 | 2358.71 | https://www.printer-central.com/shop/product/printers/multifunction-printers/hewlett-packard/l3u59a-201/31704009/1 | 0 | 0 | 2943.85 | https://www.printer-central.com/shop/product/printers/multifunction-printers/hewlett-packard/f2a81a-aaz/32652051/1 | 0 | 0 | 585.14 | unit |  | 585.14
Equipment | ENERGY STAR Imaging Equipment | One Copier meeting ENERGY STAR 2.0 Standards | One Standard Copier | Commercial | Turnover | Restaurants | FL Zone 2 | Per Unit | 0% | 937.8 | 521 | 416.8 | 0.44444 | 6 | 0.0578 | 0.038813 | 2358.71 | https://www.printer-central.com/shop/product/printers/multifunction-printers/hewlett-packard/l3u59a-201/31704009/1 | 0 | 0 | 2943.85 | https://www.printer-central.com/shop/product/printers/multifunction-printers/hewlett-packard/f2a81a-aaz/32652051/1 | 0 | 0 | 585.14 | unit |  | 585.14
Equipment | ENERGY STAR Imaging Equipment | One Copier meeting ENERGY STAR 2.0 Standards | One Standard Copier | Commercial | Turnover | Retail | FL Zone 2 | Per Unit | 17.92% | 937.8 | 521 | 416.8 | 0.44444 | 6 | 0.0578 | 0.038813 | 2358.71 | https://www.printer-central.com/shop/product/printers/multifunction-printers/hewlett-packard/l3u59a-201/31704009/1 | 0 | 0 | 2943.85 | https://www.printer-central.com/shop/product/printers/multifunction-printers/hewlett-packard/f2a81a-aaz/32652051/1 | 0 | 0 | 585.14 | unit |  | 585.14
Equipment | ENERGY STAR Imaging Equipment | One Copier meeting ENERGY STAR 2.0 Standards | One Standard Copier | Commercial | Turnover | Schools K-12 | FL Zone 2 | Per Unit | 17.92% | 937.8 | 521 | 416.8 | 0.44444 | 6 | 0.0578 | 0.038813 | 2358.71 | https://www.printer-central.com/shop/product/printers/multifunction-printers/hewlett-packard/l3u59a-201/31704009/1 | 0 | 0 | 2943.85 | https://www.printer-central.com/shop/product/printers/multifunction-printers/hewlett-packard/f2a81a-aaz/32652051/1 | 0 | 0 | 585.14 | unit |  | 585.14
Equipment | ENERGY STAR Imaging Equipment | One Copier meeting ENERGY STAR 2.0 Standards | One Standard Copier | Commercial | Turnover | Warehouse | FL Zone 2 | Per Unit | 0% | 937.8 | 521 | 416.8 | 0.44444 | 6 | 0.0578 | 0.038813 | 2358.71 | https://www.printer-central.com/shop/product/printers/multifunction-printers/hewlett-packard/l3u59a-201/31704009/1 | 0 | 0 | 2943.85 | https://www.printer-central.com/shop/product/printers/multifunction-printers/hewlett-packard/f2a81a-aaz/32652051/1 | 0 | 0 | 585.14 | unit |  | 585.14
Equipment | ENERGY STAR Imaging Equipment | One Copier meeting ENERGY STAR 2.0 Standards | One Standard Copier | Commercial | New | Assembly | FL Zone 2 | Per Unit | 17.92% | 937.8 | 521 | 416.8 | 0.44444 | 6 | 0.0578 | 0.038813 | 2358.71 | https://www.printer-central.com/shop/product/printers/multifunction-printers/hewlett-packard/l3u59a-201/31704009/1 | 0 | 0 | 2943.85 | https://www.printer-central.com/shop/product/printers/multifunction-printers/hewlett-packard/f2a81a-aaz/32652051/1 | 0 | 0 | 585.14 | unit |  | 585.14
Equipment | ENERGY STAR Imaging Equipment | One Copier meeting ENERGY STAR 2.0 Standards | One Standard Copier | Commercial | New | College and University | FL Zone 2 | Per Unit | 17.92% | 937.8 | 521 | 416.8 | 0.44444 | 6 | 0.0578 | 0.038813 | 2358.71 | https://www.printer-central.com/shop/product/printers/multifunction-printers/hewlett-packard/l3u59a-201/31704009/1 | 0 | 0 | 2943.85 | https://www.printer-central.com/shop/product/printers/multifunction-printers/hewlett-packard/f2a81a-aaz/32652051/1 | 0 | 0 | 585.14 | unit |  | 585.14
Equipment | ENERGY STAR Imaging Equipment | One Copier meeting ENERGY STAR 2.0 Standards | One Standard Copier | Commercial | New | Grocery | FL Zone 2 | Per Unit | 17.92% | 937.8 | 521 | 416.8 | 0.44444 | 6 | 0.0578 | 0.038813 | 2358.71 | https://www.printer-central.com/shop/product/printers/multifunction-printers/hewlett-packard/l3u59a-201/31704009/1 | 0 | 0 | 2943.85 | https://www.printer-central.com/shop/product/printers/multifunction-printers/hewlett-packard/f2a81a-aaz/32652051/1 | 0 | 0 | 585.14 | unit |  | 585.14
Equipment | ENERGY STAR Imaging Equipment | One Copier meeting ENERGY STAR 2.0 Standards | One Standard Copier | Commercial | New | Healthcare | FL Zone 2 | Per Unit | 17.92% | 937.8 | 521 | 416.8 | 0.44444 | 6 | 0.0578 | 0.038813 | 2358.71 | https://www.printer-central.com/shop/product/printers/multifunction-printers/hewlett-packard/l3u59a-201/31704009/1 | 0 | 0 | 2943.85 | https://www.printer-central.com/shop/product/printers/multifunction-printers/hewlett-packard/f2a81a-aaz/32652051/1 | 0 | 0 | 585.14 | unit |  | 585.14
Equipment | ENERGY STAR Imaging Equipment | One Copier meeting ENERGY STAR 2.0 Standards | One Standard Copier | Commercial | New | Hospitals | FL Zone 2 | Per Unit | 17.92% | 937.8 | 521 | 416.8 | 0.44444 | 6 | 0.0578 | 0.038813 | 2358.71 | https://www.printer-central.com/shop/product/printers/multifunction-printers/hewlett-packard/l3u59a-201/31704009/1 | 0 | 0 | 2943.85 | https://www.printer-central.com/shop/product/printers/multifunction-printers/hewlett-packard/f2a81a-aaz/32652051/1 | 0 | 0 | 585.14 | unit |  | 585.14
Equipment | ENERGY STAR Imaging Equipment | One Copier meeting ENERGY STAR 2.0 Standards | One Standard Copier | Commercial | New | Institutional | FL Zone 2 | Per Unit | 17.92% | 937.8 | 521 | 416.8 | 0.44444 | 6 | 0.0578 | 0.038813 | 2358.71 | https://www.printer-central.com/shop/product/printers/multifunction-printers/hewlett-packard/l3u59a-201/31704009/1 | 0 | 0 | 2943.85 | https://www.printer-central.com/shop/product/printers/multifunction-printers/hewlett-packard/f2a81a-aaz/32652051/1 | 0 | 0 | 585.14 | unit |  | 585.14
Equipment | ENERGY STAR Imaging Equipment | One Copier meeting ENERGY STAR 2.0 Standards | One Standard Copier | Commercial | New | Lodging/Hospitality | FL Zone 2 | Per Unit | 17.92% | 937.8 | 521 | 416.8 | 0.44444 | 6 | 0.0578 | 0.038813 | 2358.71 | https://www.printer-central.com/shop/product/printers/multifunction-printers/hewlett-packard/l3u59a-201/31704009/1 | 0 | 0 | 2943.85 | https://www.printer-central.com/shop/product/printers/multifunction-printers/hewlett-packard/f2a81a-aaz/32652051/1 | 0 | 0 | 585.14 | unit |  | 585.14
Equipment | ENERGY STAR Imaging Equipment | One Copier meeting ENERGY STAR 2.0 Standards | One Standard Copier | Commercial | New | Miscellaneous | FL Zone 2 | Per Unit | 0% | 937.8 | 521 | 416.8 | 0.44444 | 6 | 0.0578 | 0.038813 | 2358.71 | https://www.printer-central.com/shop/product/printers/multifunction-printers/hewlett-packard/l3u59a-201/31704009/1 | 0 | 0 | 2943.85 | https://www.printer-central.com/shop/product/printers/multifunction-printers/hewlett-packard/f2a81a-aaz/32652051/1 | 0 | 0 | 585.14 | unit |  | 585.14
Equipment | ENERGY STAR Imaging Equipment | One Copier meeting ENERGY STAR 2.0 Standards | One Standard Copier | Commercial | New | Offices | FL Zone 2 | Per Unit | 17.92% | 937.8 | 521 | 416.8 | 0.44444 | 6 | 0.0578 | 0.038813 | 2358.71 | https://www.printer-central.com/shop/product/printers/multifunction-printers/hewlett-packard/l3u59a-201/31704009/1 | 0 | 0 | 2943.85 | https://www.printer-central.com/shop/product/printers/multifunction-printers/hewlett-packard/f2a81a-aaz/32652051/1 | 0 | 0 | 585.14 | unit |  | 585.14
Equipment | ENERGY STAR Imaging Equipment | One Copier meeting ENERGY STAR 2.0 Standards | One Standard Copier | Commercial | New | Restaurants | FL Zone 2 | Per Unit | 0% | 937.8 | 521 | 416.8 | 0.44444 | 6 | 0.0578 | 0.038813 | 2358.71 | https://www.printer-central.com/shop/product/printers/multifunction-printers/hewlett-packard/l3u59a-201/31704009/1 | 0 | 0 | 2943.85 | https://www.printer-central.com/shop/product/printers/multifunction-printers/hewlett-packard/f2a81a-aaz/32652051/1 | 0 | 0 | 585.14 | unit |  | 585.14
Equipment | ENERGY STAR Imaging Equipment | One Copier meeting ENERGY STAR 2.0 Standards | One Standard Copier | Commercial | New | Retail | FL Zone 2 | Per Unit | 17.92% | 937.8 | 521 | 416.8 | 0.44444 | 6 | 0.0578 | 0.038813 | 2358.71 | https://www.printer-central.com/shop/product/printers/multifunction-printers/hewlett-packard/l3u59a-201/31704009/1 | 0 | 0 | 2943.85 | https://www.printer-central.com/shop/product/printers/multifunction-printers/hewlett-packard/f2a81a-aaz/32652051/1 | 0 | 0 | 585.14 | unit |  | 585.14
Equipment | ENERGY STAR Imaging Equipment | One Copier meeting ENERGY STAR 2.0 Standards | One Standard Copier | Commercial | New | Schools K-12 | FL Zone 2 | Per Unit | 17.92% | 937.8 | 521 | 416.8 | 0.44444 | 6 | 0.0578 | 0.038813 | 2358.71 | https://www.printer-central.com/shop/product/printers/multifunction-printers/hewlett-packard/l3u59a-201/31704009/1 | 0 | 0 | 2943.85 | https://www.printer-central.com/shop/product/printers/multifunction-printers/hewlett-packard/f2a81a-aaz/32652051/1 | 0 | 0 | 585.14 | unit |  | 585.14
Equipment | ENERGY STAR Imaging Equipment | One Copier meeting ENERGY STAR 2.0 Standards | One Standard Copier | Commercial | New | Warehouse | FL Zone 2 | Per Unit | 0% | 937.8 | 521 | 416.8 | 0.44444 | 6 | 0.0578 | 0.038813 | 2358.71 | https://www.printer-central.com/shop/product/printers/multifunction-printers/hewlett-packard/l3u59a-201/31704009/1 | 0 | 0 | 2943.85 | https://www.printer-central.com/shop/product/printers/multifunction-printers/hewlett-packard/f2a81a-aaz/32652051/1 | 0 | 0 | 585.14 | unit |  | 585.14
Equipment | Energy Star PCs | One Personal Computer meeting ENERGY STAR® 6.1 Standards | One Personal Computer meeting ENERGY STAR® 3.0 Standards | Commercial | Turnover | Assembly | FL Zone 2 | Per Unit | 35% | 284.9901 | 161.4747 | 123.5154 | 0.4334 | 4 | 0.017591 | 0 | 0 | Reference source included incremental cost only | 0 | 0 | 20 | Illinois 2018 Statewide TRM, Section 4.8.6 | 0 | 0 | 20 | unit |  | 20
Equipment | Energy Star PCs | One Personal Computer meeting ENERGY STAR® 6.1 Standards | One Personal Computer meeting ENERGY STAR® 3.0 Standards | Commercial | Turnover | College and University | FL Zone 2 | Per Unit | 35% | 284.9901 | 161.4747 | 123.5154 | 0.4334 | 4 | 0.023703 | 0.023703 | 0 | Reference source included incremental cost only | 0 | 0 | 20 | Illinois 2018 Statewide TRM, Section 4.8.6 | 0 | 0 | 20 | unit |  | 20
Equipment | Energy Star PCs | One Personal Computer meeting ENERGY STAR® 6.1 Standards | One Personal Computer meeting ENERGY STAR® 3.0 Standards | Commercial | Turnover | Grocery | FL Zone 2 | Per Unit | 35% | 284.9901 | 161.4747 | 123.5154 | 0.4334 | 4 | 0.017591 | 0.0068231 | 0 | Reference source included incremental cost only | 0 | 0 | 20 | Illinois 2018 Statewide TRM, Section 4.8.6 | 0 | 0 | 20 | unit |  | 20
Equipment | Energy Star PCs | One Personal Computer meeting ENERGY STAR® 6.1 Standards | One Personal Computer meeting ENERGY STAR® 3.0 Standards | Commercial | Turnover | Healthcare | FL Zone 2 | Per Unit | 35% | 284.9901 | 161.4747 | 123.5154 | 0.4334 | 4 | 0.017591 | 0.0068231 | 0 | Reference source included incremental cost only | 0 | 0 | 20 | Illinois 2018 Statewide TRM, Section 4.8.6 | 0 | 0 | 20 | unit |  | 20
Equipment | Energy Star PCs | One Personal Computer meeting ENERGY STAR® 6.1 Standards | One Personal Computer meeting ENERGY STAR® 3.0 Standards | Commercial | Turnover | Hospitals | FL Zone 2 | Per Unit | 35% | 284.9901 | 161.4747 | 123.5154 | 0.4334 | 4 | 0.023703 | 0.023703 | 0 | Reference source included incremental cost only | 0 | 0 | 20 | Illinois 2018 Statewide TRM, Section 4.8.6 | 0 | 0 | 20 | unit |  | 20
Equipment | Energy Star PCs | One Personal Computer meeting ENERGY STAR® 6.1 Standards | One Personal Computer meeting ENERGY STAR® 3.0 Standards | Commercial | Turnover | Institutional | FL Zone 2 | Per Unit | 35% | 284.9901 | 161.4747 | 123.5154 | 0.4334 | 4 | 0.017591 | 0 | 0 | Reference source included incremental cost only | 0 | 0 | 20 | Illinois 2018 Statewide TRM, Section 4.8.6 | 0 | 0 | 20 | unit |  | 20
Equipment | Energy Star PCs | One Personal Computer meeting ENERGY STAR® 6.1 Standards | One Personal Computer meeting ENERGY STAR® 3.0 Standards | Commercial | Turnover | Lodging/Hospitality | FL Zone 2 | Per Unit | 35% | 284.9901 | 161.4747 | 123.5154 | 0.4334 | 4 | 0.017591 | 0.0068231 | 0 | Reference source included incremental cost only | 0 | 0 | 20 | Illinois 2018 Statewide TRM, Section 4.8.6 | 0 | 0 | 20 | unit |  | 20
Equipment | Energy Star PCs | One Personal Computer meeting ENERGY STAR® 6.1 Standards | One Personal Computer meeting ENERGY STAR® 3.0 Standards | Commercial | Turnover | Miscellaneous | FL Zone 2 | Per Unit | 35% | 284.9901 | 161.4747 | 123.5154 | 0.4334 | 4 | 0.017591 | 0 | 0 | Reference source included incremental cost only | 0 | 0 | 20 | Illinois 2018 Statewide TRM, Section 4.8.6 | 0 | 0 | 20 | unit |  | 20
Equipment | Energy Star PCs | One Personal Computer meeting ENERGY STAR® 6.1 Standards | One Personal Computer meeting ENERGY STAR® 3.0 Standards | Commercial | Turnover | Offices | FL Zone 2 | Per Unit | 35% | 284.9901 | 161.4747 | 123.5154 | 0.4334 | 4 | 0.017591 | 0.0068231 | 0 | Reference source included incremental cost only | 0 | 0 | 20 | Illinois 2018 Statewide TRM, Section 4.8.6 | 0 | 0 | 20 | unit |  | 20
Equipment | Energy Star PCs | One Personal Computer meeting ENERGY STAR® 6.1 Standards | One Personal Computer meeting ENERGY STAR® 3.0 Standards | Commercial | Turnover | Restaurants | FL Zone 2 | Per Unit | 35% | 284.9901 | 161.4747 | 123.5154 | 0.4334 | 4 | 0.017591 | 0 | 0 | Reference source included incremental cost only | 0 | 0 | 20 | Illinois 2018 Statewide TRM, Section 4.8.6 | 0 | 0 | 20 | unit |  | 20
Equipment | Energy Star PCs | One Personal Computer meeting ENERGY STAR® 6.1 Standards | One Personal Computer meeting ENERGY STAR® 3.0 Standards | Commercial | Turnover | Retail | FL Zone 2 | Per Unit | 35% | 284.9901 | 161.4747 | 123.5154 | 0.4334 | 4 | 0.017591 | 0.0068231 | 0 | Reference source included incremental cost only | 0 | 0 | 20 | Illinois 2018 Statewide TRM, Section 4.8.6 | 0 | 0 | 20 | unit |  | 20
Equipment | Energy Star PCs | One Personal Computer meeting ENERGY STAR® 6.1 Standards | One Personal Computer meeting ENERGY STAR® 3.0 Standards | Commercial | Turnover | Schools K-12 | FL Zone 2 | Per Unit | 35% | 284.9901 | 161.4747 | 123.5154 | 0.4334 | 4 | 0.017591 | 0.0068231 | 0 | Reference source included incremental cost only | 0 | 0 | 20 | Illinois 2018 Statewide TRM, Section 4.8.6 | 0 | 0 | 20 | unit |  | 20
Equipment | Energy Star PCs | One Personal Computer meeting ENERGY STAR® 6.1 Standards | One Personal Computer meeting ENERGY STAR® 3.0 Standards | Commercial | Turnover | Warehouse | FL Zone 2 | Per Unit | 35% | 284.9901 | 161.4747 | 123.5154 | 0.4334 | 4 | 0.017591 | 0 | 0 | Reference source included incremental cost only | 0 | 0 | 20 | Illinois 2018 Statewide TRM, Section 4.8.6 | 0 | 0 | 20 | unit |  | 20
Equipment | Energy Star PCs | One Personal Computer meeting ENERGY STAR® 6.1 Standards | One Personal Computer meeting ENERGY STAR® 3.0 Standards | Commercial | New | Assembly | FL Zone 2 | Per Unit | 35% | 284.9901 | 161.4747 | 123.5154 | 0.4334 | 4 | 0.017591 | 0 | 0 | Reference source included incremental cost only | 0 | 0 | 20 | Illinois 2018 Statewide TRM, Section 4.8.6 | 0 | 0 | 20 | unit |  | 20
Equipment | Energy Star PCs | One Personal Computer meeting ENERGY STAR® 6.1 Standards | One Personal Computer meeting ENERGY STAR® 3.0 Standards | Commercial | New | College and University | FL Zone 2 | Per Unit | 35% | 284.9901 | 161.4747 | 123.5154 | 0.4334 | 4 | 0.023703 | 0.023703 | 0 | Reference source included incremental cost only | 0 | 0 | 20 | Illinois 2018 Statewide TRM, Section 4.8.6 | 0 | 0 | 20 | unit |  | 20
Equipment | Energy Star PCs | One Personal Computer meeting ENERGY STAR® 6.1 Standards | One Personal Computer meeting ENERGY STAR® 3.0 Standards | Commercial | New | Grocery | FL Zone 2 | Per Unit | 35% | 284.9901 | 161.4747 | 123.5154 | 0.4334 | 4 | 0.017591 | 0.0068231 | 0 | Reference source included incremental cost only | 0 | 0 | 20 | Illinois 2018 Statewide TRM, Section 4.8.6 | 0 | 0 | 20 | unit |  | 20
Equipment | Energy Star PCs | One Personal Computer meeting ENERGY STAR® 6.1 Standards | One Personal Computer meeting ENERGY STAR® 3.0 Standards | Commercial | New | Healthcare | FL Zone 2 | Per Unit | 35% | 284.9901 | 161.4747 | 123.5154 | 0.4334 | 4 | 0.017591 | 0.0068231 | 0 | Reference source included incremental cost only | 0 | 0 | 20 | Illinois 2018 Statewide TRM, Section 4.8.6 | 0 | 0 | 20 | unit |  | 20
Equipment | Energy Star PCs | One Personal Computer meeting ENERGY STAR® 6.1 Standards | One Personal Computer meeting ENERGY STAR® 3.0 Standards | Commercial | New | Hospitals | FL Zone 2 | Per Unit | 35% | 284.9901 | 161.4747 | 123.5154 | 0.4334 | 4 | 0.023703 | 0.023703 | 0 | Reference source included incremental cost only | 0 | 0 | 20 | Illinois 2018 Statewide TRM, Section 4.8.6 | 0 | 0 | 20 | unit |  | 20
Equipment | Energy Star PCs | One Personal Computer meeting ENERGY STAR® 6.1 Standards | One Personal Computer meeting ENERGY STAR® 3.0 Standards | Commercial | New | Institutional | FL Zone 2 | Per Unit | 35% | 284.9901 | 161.4747 | 123.5154 | 0.4334 | 4 | 0.017591 | 0 | 0 | Reference source included incremental cost only | 0 | 0 | 20 | Illinois 2018 Statewide TRM, Section 4.8.6 | 0 | 0 | 20 | unit |  | 20
Equipment | Energy Star PCs | One Personal Computer meeting ENERGY STAR® 6.1 Standards | One Personal Computer meeting ENERGY STAR® 3.0 Standards | Commercial | New | Lodging/Hospitality | FL Zone 2 | Per Unit | 35% | 284.9901 | 161.4747 | 123.5154 | 0.4334 | 4 | 0.017591 | 0.0068231 | 0 | Reference source included incremental cost only | 0 | 0 | 20 | Illinois 2018 Statewide TRM, Section 4.8.6 | 0 | 0 | 20 | unit |  | 20
Equipment | Energy Star PCs | One Personal Computer meeting ENERGY STAR® 6.1 Standards | One Personal Computer meeting ENERGY STAR® 3.0 Standards | Commercial | New | Miscellaneous | FL Zone 2 | Per Unit | 35% | 284.9901 | 161.4747 | 123.5154 | 0.4334 | 4 | 0.017591 | 0 | 0 | Reference source included incremental cost only | 0 | 0 | 20 | Illinois 2018 Statewide TRM, Section 4.8.6 | 0 | 0 | 20 | unit |  | 20
Equipment | Energy Star PCs | One Personal Computer meeting ENERGY STAR® 6.1 Standards | One Personal Computer meeting ENERGY STAR® 3.0 Standards | Commercial | New | Offices | FL Zone 2 | Per Unit | 35% | 284.9901 | 161.4747 | 123.5154 | 0.4334 | 4 | 0.017591 | 0.0068231 | 0 | Reference source included incremental cost only | 0 | 0 | 20 | Illinois 2018 Statewide TRM, Section 4.8.6 | 0 | 0 | 20 | unit |  | 20
Equipment | Energy Star PCs | One Personal Computer meeting ENERGY STAR® 6.1 Standards | One Personal Computer meeting ENERGY STAR® 3.0 Standards | Commercial | New | Restaurants | FL Zone 2 | Per Unit | 35% | 284.9901 | 161.4747 | 123.5154 | 0.4334 | 4 | 0.017591 | 0 | 0 | Reference source included incremental cost only | 0 | 0 | 20 | Illinois 2018 Statewide TRM, Section 4.8.6 | 0 | 0 | 20 | unit |  | 20
Equipment | Energy Star PCs | One Personal Computer meeting ENERGY STAR® 6.1 Standards | One Personal Computer meeting ENERGY STAR® 3.0 Standards | Commercial | New | Retail | FL Zone 2 | Per Unit | 35% | 284.9901 | 161.4747 | 123.5154 | 0.4334 | 4 | 0.017591 | 0.0068231 | 0 | Reference source included incremental cost only | 0 | 0 | 20 | Illinois 2018 Statewide TRM, Section 4.8.6 | 0 | 0 | 20 | unit |  | 20
Equipment | Energy Star PCs | One Personal Computer meeting ENERGY STAR® 6.1 Standards | One Personal Computer meeting ENERGY STAR® 3.0 Standards | Commercial | New | Schools K-12 | FL Zone 2 | Per Unit | 35% | 284.9901 | 161.4747 | 123.5154 | 0.4334 | 4 | 0.017591 | 0.0068231 | 0 | Reference source included incremental cost only | 0 | 0 | 20 | Illinois 2018 Statewide TRM, Section 4.8.6 | 0 | 0 | 20 | unit |  | 20
Equipment | Energy Star PCs | One Personal Computer meeting ENERGY STAR® 6.1 Standards | One Personal Computer meeting ENERGY STAR® 3.0 Standards | Commercial | New | Warehouse | FL Zone 2 | Per Unit | 35% | 284.9901 | 161.4747 | 123.5154 | 0.4334 | 4 | 0.017591 | 0 | 0 | Reference source included incremental cost only | 0 | 0 | 20 | Illinois 2018 Statewide TRM, Section 4.8.6 | 0 | 0 | 20 | unit |  | 20
Equipment | Energy Star Servers | One Server meeting ENERGY STAR 2.0 Standards | One Standard Server | Commercial | Turnover | Assembly | FL Zone 2 | Per Unit | 0% | 4925.6988 | 3788.9991 | 1136.6997 | 0.23077 | 4 | 0.16919 | 0.11767 | 0 | Reference source included incremental cost only | 0 | 0 | 70 | Efficiency Vermont TRM, 2015: Iinternal Power Supplies, efficient datacenter server power supply | 0 | 0 | 70 | unit |  | 70
Equipment | Energy Star Servers | One Server meeting ENERGY STAR 2.0 Standards | One Standard Server | Commercial | Turnover | College and University | FL Zone 2 | Per Unit | 47.28% | 4925.6988 | 3788.9991 | 1136.6997 | 0.23077 | 4 | 0.16919 | 0.11767 | 0 | Reference source included incremental cost only | 0 | 0 | 70 | Efficiency Vermont TRM, 2015: Iinternal Power Supplies, efficient datacenter server power supply | 0 | 0 | 70 | unit |  | 70
Equipment | Energy Star Servers | One Server meeting ENERGY STAR 2.0 Standards | One Standard Server | Commercial | Turnover | Grocery | FL Zone 2 | Per Unit | 0% | 4925.6988 | 3788.9991 | 1136.6997 | 0.23077 | 4 | 0.16919 | 0.11767 | 0 | Reference source included incremental cost only | 0 | 0 | 70 | Efficiency Vermont TRM, 2015: Iinternal Power Supplies, efficient datacenter server power supply | 0 | 0 | 70 | unit |  | 70
Equipment | Energy Star Servers | One Server meeting ENERGY STAR 2.0 Standards | One Standard Server | Commercial | Turnover | Healthcare | FL Zone 2 | Per Unit | 47.28% | 4925.6988 | 3788.9991 | 1136.6997 | 0.23077 | 4 | 0.16919 | 0.11767 | 0 | Reference source included incremental cost only | 0 | 0 | 70 | Efficiency Vermont TRM, 2015: Iinternal Power Supplies, efficient datacenter server power supply | 0 | 0 | 70 | unit |  | 70
Equipment | Energy Star Servers | One Server meeting ENERGY STAR 2.0 Standards | One Standard Server | Commercial | Turnover | Hospitals | FL Zone 2 | Per Unit | 47.28% | 4925.6988 | 3788.9991 | 1136.6997 | 0.23077 | 4 | 0.16919 | 0.11767 | 0 | Reference source included incremental cost only | 0 | 0 | 70 | Efficiency Vermont TRM, 2015: Iinternal Power Supplies, efficient datacenter server power supply | 0 | 0 | 70 | unit |  | 70
Equipment | Energy Star Servers | One Server meeting ENERGY STAR 2.0 Standards | One Standard Server | Commercial | Turnover | Institutional | FL Zone 2 | Per Unit | 47.28% | 4925.6988 | 3788.9991 | 1136.6997 | 0.23077 | 4 | 0.16919 | 0.11767 | 0 | Reference source included incremental cost only | 0 | 0 | 70 | Efficiency Vermont TRM, 2015: Iinternal Power Supplies, efficient datacenter server power supply | 0 | 0 | 70 | unit |  | 70
Equipment | Energy Star Servers | One Server meeting ENERGY STAR 2.0 Standards | One Standard Server | Commercial | Turnover | Lodging/Hospitality | FL Zone 2 | Per Unit | 47.28% | 4925.6988 | 3788.9991 | 1136.6997 | 0.23077 | 4 | 0.16919 | 0.11767 | 0 | Reference source included incremental cost only | 0 | 0 | 70 | Efficiency Vermont TRM, 2015: Iinternal Power Supplies, efficient datacenter server power supply | 0 | 0 | 70 | unit |  | 70
Equipment | Energy Star Servers | One Server meeting ENERGY STAR 2.0 Standards | One Standard Server | Commercial | Turnover | Miscellaneous | FL Zone 2 | Per Unit | 47.28% | 4925.6988 | 3788.9991 | 1136.6997 | 0.23077 | 4 | 0.16919 | 0.11767 | 0 | Reference source included incremental cost only | 0 | 0 | 70 | Efficiency Vermont TRM, 2015: Iinternal Power Supplies, efficient datacenter server power supply | 0 | 0 | 70 | unit |  | 70
Equipment | Energy Star Servers | One Server meeting ENERGY STAR 2.0 Standards | One Standard Server | Commercial | Turnover | Offices | FL Zone 2 | Per Unit | 47.28% | 4925.6988 | 3788.9991 | 1136.6997 | 0.23077 | 4 | 0.16919 | 0.11767 | 0 | Reference source included incremental cost only | 0 | 0 | 70 | Efficiency Vermont TRM, 2015: Iinternal Power Supplies, efficient datacenter server power supply | 0 | 0 | 70 | unit |  | 70
Equipment | Energy Star Servers | One Server meeting ENERGY STAR 2.0 Standards | One Standard Server | Commercial | Turnover | Restaurants | FL Zone 2 | Per Unit | 0% | 4925.6988 | 3788.9991 | 1136.6997 | 0.23077 | 4 | 0.16919 | 0.11767 | 0 | Reference source included incremental cost only | 0 | 0 | 70 | Efficiency Vermont TRM, 2015: Iinternal Power Supplies, efficient datacenter server power supply | 0 | 0 | 70 | unit |  | 70
Equipment | Energy Star Servers | One Server meeting ENERGY STAR 2.0 Standards | One Standard Server | Commercial | Turnover | Retail | FL Zone 2 | Per Unit | 47.28% | 4925.6988 | 3788.9991 | 1136.6997 | 0.23077 | 4 | 0.16919 | 0.11767 | 0 | Reference source included incremental cost only | 0 | 0 | 70 | Efficiency Vermont TRM, 2015: Iinternal Power Supplies, efficient datacenter server power supply | 0 | 0 | 70 | unit |  | 70
Equipment | Energy Star Servers | One Server meeting ENERGY STAR 2.0 Standards | One Standard Server | Commercial | Turnover | Schools K-12 | FL Zone 2 | Per Unit | 47.28% | 4925.6988 | 3788.9991 | 1136.6997 | 0.23077 | 4 | 0.16919 | 0.11767 | 0 | Reference source included incremental cost only | 0 | 0 | 70 | Efficiency Vermont TRM, 2015: Iinternal Power Supplies, efficient datacenter server power supply | 0 | 0 | 70 | unit |  | 70
Equipment | Energy Star Servers | One Server meeting ENERGY STAR 2.0 Standards | One Standard Server | Commercial | Turnover | Warehouse | FL Zone 2 | Per Unit | 0% | 4925.6988 | 3788.9991 | 1136.6997 | 0.23077 | 4 | 0.16919 | 0.11767 | 0 | Reference source included incremental cost only | 0 | 0 | 70 | Efficiency Vermont TRM, 2015: Iinternal Power Supplies, efficient datacenter server power supply | 0 | 0 | 70 | unit |  | 70
Equipment | Energy Star Servers | One Server meeting ENERGY STAR 2.0 Standards | One Standard Server | Commercial | New | Assembly | FL Zone 2 | Per Unit | 0% | 4925.6988 | 3788.9991 | 1136.6997 | 0.23077 | 4 | 0.16919 | 0.11767 | 0 | Reference source included incremental cost only | 0 | 0 | 70 | Efficiency Vermont TRM, 2015: Iinternal Power Supplies, efficient datacenter server power supply | 0 | 0 | 70 | unit |  | 70
Equipment | Energy Star Servers | One Server meeting ENERGY STAR 2.0 Standards | One Standard Server | Commercial | New | College and University | FL Zone 2 | Per Unit | 47.28% | 4925.6988 | 3788.9991 | 1136.6997 | 0.23077 | 4 | 0.16919 | 0.11767 | 0 | Reference source included incremental cost only | 0 | 0 | 70 | Efficiency Vermont TRM, 2015: Iinternal Power Supplies, efficient datacenter server power supply | 0 | 0 | 70 | unit |  | 70
Equipment | Energy Star Servers | One Server meeting ENERGY STAR 2.0 Standards | One Standard Server | Commercial | New | Grocery | FL Zone 2 | Per Unit | 0% | 4925.6988 | 3788.9991 | 1136.6997 | 0.23077 | 4 | 0.16919 | 0.11767 | 0 | Reference source included incremental cost only | 0 | 0 | 70 | Efficiency Vermont TRM, 2015: Iinternal Power Supplies, efficient datacenter server power supply | 0 | 0 | 70 | unit |  | 70
Equipment | Energy Star Servers | One Server meeting ENERGY STAR 2.0 Standards | One Standard Server | Commercial | New | Healthcare | FL Zone 2 | Per Unit | 47.28% | 4925.6988 | 3788.9991 | 1136.6997 | 0.23077 | 4 | 0.16919 | 0.11767 | 0 | Reference source included incremental cost only | 0 | 0 | 70 | Efficiency Vermont TRM, 2015: Iinternal Power Supplies, efficient datacenter server power supply | 0 | 0 | 70 | unit |  | 70
Equipment | Energy Star Servers | One Server meeting ENERGY STAR 2.0 Standards | One Standard Server | Commercial | New | Hospitals | FL Zone 2 | Per Unit | 47.28% | 4925.6988 | 3788.9991 | 1136.6997 | 0.23077 | 4 | 0.16919 | 0.11767 | 0 | Reference source included incremental cost only | 0 | 0 | 70 | Efficiency Vermont TRM, 2015: Iinternal Power Supplies, efficient datacenter server power supply | 0 | 0 | 70 | unit |  | 70
Equipment | Energy Star Servers | One Server meeting ENERGY STAR 2.0 Standards | One Standard Server | Commercial | New | Institutional | FL Zone 2 | Per Unit | 47.28% | 4925.6988 | 3788.9991 | 1136.6997 | 0.23077 | 4 | 0.16919 | 0.11767 | 0 | Reference source included incremental cost only | 0 | 0 | 70 | Efficiency Vermont TRM, 2015: Iinternal Power Supplies, efficient datacenter server power supply | 0 | 0 | 70 | unit |  | 70
Equipment | Energy Star Servers | One Server meeting ENERGY STAR 2.0 Standards | One Standard Server | Commercial | New | Lodging/Hospitality | FL Zone 2 | Per Unit | 47.28% | 4925.6988 | 3788.9991 | 1136.6997 | 0.23077 | 4 | 0.16919 | 0.11767 | 0 | Reference source included incremental cost only | 0 | 0 | 70 | Efficiency Vermont TRM, 2015: Iinternal Power Supplies, efficient datacenter server power supply | 0 | 0 | 70 | unit |  | 70
Equipment | Energy Star Servers | One Server meeting ENERGY STAR 2.0 Standards | One Standard Server | Commercial | New | Miscellaneous | FL Zone 2 | Per Unit | 47.28% | 4925.6988 | 3788.9991 | 1136.6997 | 0.23077 | 4 | 0.16919 | 0.11767 | 0 | Reference source included incremental cost only | 0 | 0 | 70 | Efficiency Vermont TRM, 2015: Iinternal Power Supplies, efficient datacenter server power supply | 0 | 0 | 70 | unit |  | 70
Equipment | Energy Star Servers | One Server meeting ENERGY STAR 2.0 Standards | One Standard Server | Commercial | New | Offices | FL Zone 2 | Per Unit | 47.28% | 4925.6988 | 3788.9991 | 1136.6997 | 0.23077 | 4 | 0.16919 | 0.11767 | 0 | Reference source included incremental cost only | 0 | 0 | 70 | Efficiency Vermont TRM, 2015: Iinternal Power Supplies, efficient datacenter server power supply | 0 | 0 | 70 | unit |  | 70
Equipment | Energy Star Servers | One Server meeting ENERGY STAR 2.0 Standards | One Standard Server | Commercial | New | Restaurants | FL Zone 2 | Per Unit | 0% | 4925.6988 | 3788.9991 | 1136.6997 | 0.23077 | 4 | 0.16919 | 0.11767 | 0 | Reference source included incremental cost only | 0 | 0 | 70 | Efficiency Vermont TRM, 2015: Iinternal Power Supplies, efficient datacenter server power supply | 0 | 0 | 70 | unit |  | 70
Equipment | Energy Star Servers | One Server meeting ENERGY STAR 2.0 Standards | One Standard Server | Commercial | New | Retail | FL Zone 2 | Per Unit | 47.28% | 4925.6988 | 3788.9991 | 1136.6997 | 0.23077 | 4 | 0.16919 | 0.11767 | 0 | Reference source included incremental cost only | 0 | 0 | 70 | Efficiency Vermont TRM, 2015: Iinternal Power Supplies, efficient datacenter server power supply | 0 | 0 | 70 | unit |  | 70
Equipment | Energy Star Servers | One Server meeting ENERGY STAR 2.0 Standards | One Standard Server | Commercial | New | Schools K-12 | FL Zone 2 | Per Unit | 47.28% | 4925.6988 | 3788.9991 | 1136.6997 | 0.23077 | 4 | 0.16919 | 0.11767 | 0 | Reference source included incremental cost only | 0 | 0 | 70 | Efficiency Vermont TRM, 2015: Iinternal Power Supplies, efficient datacenter server power supply | 0 | 0 | 70 | unit |  | 70
Equipment | Energy Star Servers | One Server meeting ENERGY STAR 2.0 Standards | One Standard Server | Commercial | New | Warehouse | FL Zone 2 | Per Unit | 0% | 4925.6988 | 3788.9991 | 1136.6997 | 0.23077 | 4 | 0.16919 | 0.11767 | 0 | Reference source included incremental cost only | 0 | 0 | 70 | Efficiency Vermont TRM, 2015: Iinternal Power Supplies, efficient datacenter server power supply | 0 | 0 | 70 | unit |  | 70
Equipment | Energy Star Uninterruptable Power Supply | Standard Desktop Plugged into Energy Star Uninterruptable Power Supply at 25% Load | Standard Desktop Plugged into Uninterruptable Power Supply at 25% Load | Commercial | Turnover | Assembly | FL Zone 2 | kWh | 0% | 284.9901 | 279.638 | 5.3521 | 0.01878 | 10 | 0.00061097 | 0.00061097 | 0 | Reference source included incremental cost only | 0 | 0 | 1.5473 | CMUA TRM, 2017, based on incremental cost per deemend kWh applied to kWh savings in Measure Workbook (UPS on single desktop PC) | 0 | 0 | 1.5473 | unit |  | 1.5473
Equipment | Energy Star Uninterruptable Power Supply | Standard Desktop Plugged into Energy Star Uninterruptable Power Supply at 25% Load | Standard Desktop Plugged into Uninterruptable Power Supply at 25% Load | Commercial | Turnover | College and University | FL Zone 2 | kWh | 22.4% | 284.9901 | 279.638 | 5.3521 | 0.01878 | 10 | 0.00061097 | 0.00061097 | 0 | Reference source included incremental cost only | 0 | 0 | 1.5473 | CMUA TRM, 2017, based on incremental cost per deemend kWh applied to kWh savings in Measure Workbook (UPS on single desktop PC) | 0 | 0 | 1.5473 | unit |  | 1.5473
Equipment | Energy Star Uninterruptable Power Supply | Standard Desktop Plugged into Energy Star Uninterruptable Power Supply at 25% Load | Standard Desktop Plugged into Uninterruptable Power Supply at 25% Load | Commercial | Turnover | Grocery | FL Zone 2 | kWh | 0% | 284.9901 | 279.638 | 5.3521 | 0.01878 | 10 | 0.00061097 | 0.00061097 | 0 | Reference source included incremental cost only | 0 | 0 | 1.5473 | CMUA TRM, 2017, based on incremental cost per deemend kWh applied to kWh savings in Measure Workbook (UPS on single desktop PC) | 0 | 0 | 1.5473 | unit |  | 1.5473
Equipment | Energy Star Uninterruptable Power Supply | Standard Desktop Plugged into Energy Star Uninterruptable Power Supply at 25% Load | Standard Desktop Plugged into Uninterruptable Power Supply at 25% Load | Commercial | Turnover | Healthcare | FL Zone 2 | kWh | 22.4% | 284.9901 | 279.638 | 5.3521 | 0.01878 | 10 | 0.00061097 | 0.00061097 | 0 | Reference source included incremental cost only | 0 | 0 | 1.5473 | CMUA TRM, 2017, based on incremental cost per deemend kWh applied to kWh savings in Measure Workbook (UPS on single desktop PC) | 0 | 0 | 1.5473 | unit |  | 1.5473
Equipment | Energy Star Uninterruptable Power Supply | Standard Desktop Plugged into Energy Star Uninterruptable Power Supply at 25% Load | Standard Desktop Plugged into Uninterruptable Power Supply at 25% Load | Commercial | Turnover | Hospitals | FL Zone 2 | kWh | 22.4% | 284.9901 | 279.638 | 5.3521 | 0.01878 | 10 | 0.00061097 | 0.00061097 | 0 | Reference source included incremental cost only | 0 | 0 | 1.5473 | CMUA TRM, 2017, based on incremental cost per deemend kWh applied to kWh savings in Measure Workbook (UPS on single desktop PC) | 0 | 0 | 1.5473 | unit |  | 1.5473
Equipment | Energy Star Uninterruptable Power Supply | Standard Desktop Plugged into Energy Star Uninterruptable Power Supply at 25% Load | Standard Desktop Plugged into Uninterruptable Power Supply at 25% Load | Commercial | Turnover | Institutional | FL Zone 2 | kWh | 22.4% | 284.9901 | 279.638 | 5.3521 | 0.01878 | 10 | 0.00061097 | 0.00061097 | 0 | Reference source included incremental cost only | 0 | 0 | 1.5473 | CMUA TRM, 2017, based on incremental cost per deemend kWh applied to kWh savings in Measure Workbook (UPS on single desktop PC) | 0 | 0 | 1.5473 | unit |  | 1.5473
Equipment | Energy Star Uninterruptable Power Supply | Standard Desktop Plugged into Energy Star Uninterruptable Power Supply at 25% Load | Standard Desktop Plugged into Uninterruptable Power Supply at 25% Load | Commercial | Turnover | Lodging/Hospitality | FL Zone 2 | kWh | 22.4% | 284.9901 | 279.638 | 5.3521 | 0.01878 | 10 | 0.00061097 | 0.00061097 | 0 | Reference source included incremental cost only | 0 | 0 | 1.5473 | CMUA TRM, 2017, based on incremental cost per deemend kWh applied to kWh savings in Measure Workbook (UPS on single desktop PC) | 0 | 0 | 1.5473 | unit |  | 1.5473
Equipment | Energy Star Uninterruptable Power Supply | Standard Desktop Plugged into Energy Star Uninterruptable Power Supply at 25% Load | Standard Desktop Plugged into Uninterruptable Power Supply at 25% Load | Commercial | Turnover | Miscellaneous | FL Zone 2 | kWh | 22.4% | 284.9901 | 279.638 | 5.3521 | 0.01878 | 10 | 0.00061097 | 0.00061097 | 0 | Reference source included incremental cost only | 0 | 0 | 1.5473 | CMUA TRM, 2017, based on incremental cost per deemend kWh applied to kWh savings in Measure Workbook (UPS on single desktop PC) | 0 | 0 | 1.5473 | unit |  | 1.5473
Equipment | Energy Star Uninterruptable Power Supply | Standard Desktop Plugged into Energy Star Uninterruptable Power Supply at 25% Load | Standard Desktop Plugged into Uninterruptable Power Supply at 25% Load | Commercial | Turnover | Offices | FL Zone 2 | kWh | 22.4% | 284.9901 | 279.638 | 5.3521 | 0.01878 | 10 | 0.00061097 | 0.00061097 | 0 | Reference source included incremental cost only | 0 | 0 | 1.5473 | CMUA TRM, 2017, based on incremental cost per deemend kWh applied to kWh savings in Measure Workbook (UPS on single desktop PC) | 0 | 0 | 1.5473 | unit |  | 1.5473
Equipment | Energy Star Uninterruptable Power Supply | Standard Desktop Plugged into Energy Star Uninterruptable Power Supply at 25% Load | Standard Desktop Plugged into Uninterruptable Power Supply at 25% Load | Commercial | Turnover | Restaurants | FL Zone 2 | kWh | 0% | 284.9901 | 279.638 | 5.3521 | 0.01878 | 10 | 0.00061097 | 0.00061097 | 0 | Reference source included incremental cost only | 0 | 0 | 1.5473 | CMUA TRM, 2017, based on incremental cost per deemend kWh applied to kWh savings in Measure Workbook (UPS on single desktop PC) | 0 | 0 | 1.5473 | unit |  | 1.5473
Equipment | Energy Star Uninterruptable Power Supply | Standard Desktop Plugged into Energy Star Uninterruptable Power Supply at 25% Load | Standard Desktop Plugged into Uninterruptable Power Supply at 25% Load | Commercial | Turnover | Retail | FL Zone 2 | kWh | 0% | 284.9901 | 279.638 | 5.3521 | 0.01878 | 10 | 0.00061097 | 0.00061097 | 0 | Reference source included incremental cost only | 0 | 0 | 1.5473 | CMUA TRM, 2017, based on incremental cost per deemend kWh applied to kWh savings in Measure Workbook (UPS on single desktop PC) | 0 | 0 | 1.5473 | unit |  | 1.5473
Equipment | Energy Star Uninterruptable Power Supply | Standard Desktop Plugged into Energy Star Uninterruptable Power Supply at 25% Load | Standard Desktop Plugged into Uninterruptable Power Supply at 25% Load | Commercial | Turnover | Schools K-12 | FL Zone 2 | kWh | 22.4% | 284.9901 | 279.638 | 5.3521 | 0.01878 | 10 | 0.00061097 | 0.00061097 | 0 | Reference source included incremental cost only | 0 | 0 | 1.5473 | CMUA TRM, 2017, based on incremental cost per deemend kWh applied to kWh savings in Measure Workbook (UPS on single desktop PC) | 0 | 0 | 1.5473 | unit |  | 1.5473
Equipment | Energy Star Uninterruptable Power Supply | Standard Desktop Plugged into Energy Star Uninterruptable Power Supply at 25% Load | Standard Desktop Plugged into Uninterruptable Power Supply at 25% Load | Commercial | Turnover | Warehouse | FL Zone 2 | kWh | 0% | 284.9901 | 279.638 | 5.3521 | 0.01878 | 10 | 0.00061097 | 0.00061097 | 0 | Reference source included incremental cost only | 0 | 0 | 1.5473 | CMUA TRM, 2017, based on incremental cost per deemend kWh applied to kWh savings in Measure Workbook (UPS on single desktop PC) | 0 | 0 | 1.5473 | unit |  | 1.5473
Equipment | Energy Star Uninterruptable Power Supply | Standard Desktop Plugged into Energy Star Uninterruptable Power Supply at 25% Load | Standard Desktop Plugged into Uninterruptable Power Supply at 25% Load | Commercial | New | Assembly | FL Zone 2 | kWh | 0% | 284.9901 | 279.638 | 5.3521 | 0.01878 | 10 | 0.00061097 | 0.00061097 | 0 | Reference source included incremental cost only | 0 | 0 | 1.5473 | CMUA TRM, 2017, based on incremental cost per deemend kWh applied to kWh savings in Measure Workbook (UPS on single desktop PC) | 0 | 0 | 1.5473 | unit |  | 1.5473
Equipment | Energy Star Uninterruptable Power Supply | Standard Desktop Plugged into Energy Star Uninterruptable Power Supply at 25% Load | Standard Desktop Plugged into Uninterruptable Power Supply at 25% Load | Commercial | New | College and University | FL Zone 2 | kWh | 22.4% | 284.9901 | 279.638 | 5.3521 | 0.01878 | 10 | 0.00061097 | 0.00061097 | 0 | Reference source included incremental cost only | 0 | 0 | 1.5473 | CMUA TRM, 2017, based on incremental cost per deemend kWh applied to kWh savings in Measure Workbook (UPS on single desktop PC) | 0 | 0 | 1.5473 | unit |  | 1.5473
Equipment | Energy Star Uninterruptable Power Supply | Standard Desktop Plugged into Energy Star Uninterruptable Power Supply at 25% Load | Standard Desktop Plugged into Uninterruptable Power Supply at 25% Load | Commercial | New | Grocery | FL Zone 2 | kWh | 0% | 284.9901 | 279.638 | 5.3521 | 0.01878 | 10 | 0.00061097 | 0.00061097 | 0 | Reference source included incremental cost only | 0 | 0 | 1.5473 | CMUA TRM, 2017, based on incremental cost per deemend kWh applied to kWh savings in Measure Workbook (UPS on single desktop PC) | 0 | 0 | 1.5473 | unit |  | 1.5473
Equipment | Energy Star Uninterruptable Power Supply | Standard Desktop Plugged into Energy Star Uninterruptable Power Supply at 25% Load | Standard Desktop Plugged into Uninterruptable Power Supply at 25% Load | Commercial | New | Healthcare | FL Zone 2 | kWh | 22.4% | 284.9901 | 279.638 | 5.3521 | 0.01878 | 10 | 0.00061097 | 0.00061097 | 0 | Reference source included incremental cost only | 0 | 0 | 1.5473 | CMUA TRM, 2017, based on incremental cost per deemend kWh applied to kWh savings in Measure Workbook (UPS on single desktop PC) | 0 | 0 | 1.5473 | unit |  | 1.5473
Equipment | Energy Star Uninterruptable Power Supply | Standard Desktop Plugged into Energy Star Uninterruptable Power Supply at 25% Load | Standard Desktop Plugged into Uninterruptable Power Supply at 25% Load | Commercial | New | Hospitals | FL Zone 2 | kWh | 22.4% | 284.9901 | 279.638 | 5.3521 | 0.01878 | 10 | 0.00061097 | 0.00061097 | 0 | Reference source included incremental cost only | 0 | 0 | 1.5473 | CMUA TRM, 2017, based on incremental cost per deemend kWh applied to kWh savings in Measure Workbook (UPS on single desktop PC) | 0 | 0 | 1.5473 | unit |  | 1.5473
Equipment | Energy Star Uninterruptable Power Supply | Standard Desktop Plugged into Energy Star Uninterruptable Power Supply at 25% Load | Standard Desktop Plugged into Uninterruptable Power Supply at 25% Load | Commercial | New | Institutional | FL Zone 2 | kWh | 22.4% | 284.9901 | 279.638 | 5.3521 | 0.01878 | 10 | 0.00061097 | 0.00061097 | 0 | Reference source included incremental cost only | 0 | 0 | 1.5473 | CMUA TRM, 2017, based on incremental cost per deemend kWh applied to kWh savings in Measure Workbook (UPS on single desktop PC) | 0 | 0 | 1.5473 | unit |  | 1.5473
Equipment | Energy Star Uninterruptable Power Supply | Standard Desktop Plugged into Energy Star Uninterruptable Power Supply at 25% Load | Standard Desktop Plugged into Uninterruptable Power Supply at 25% Load | Commercial | New | Lodging/Hospitality | FL Zone 2 | kWh | 22.4% | 284.9901 | 279.638 | 5.3521 | 0.01878 | 10 | 0.00061097 | 0.00061097 | 0 | Reference source included incremental cost only | 0 | 0 | 1.5473 | CMUA TRM, 2017, based on incremental cost per deemend kWh applied to kWh savings in Measure Workbook (UPS on single desktop PC) | 0 | 0 | 1.5473 | unit |  | 1.5473
Equipment | Energy Star Uninterruptable Power Supply | Standard Desktop Plugged into Energy Star Uninterruptable Power Supply at 25% Load | Standard Desktop Plugged into Uninterruptable Power Supply at 25% Load | Commercial | New | Miscellaneous | FL Zone 2 | kWh | 22.4% | 284.9901 | 279.638 | 5.3521 | 0.01878 | 10 | 0.00061097 | 0.00061097 | 0 | Reference source included incremental cost only | 0 | 0 | 1.5473 | CMUA TRM, 2017, based on incremental cost per deemend kWh applied to kWh savings in Measure Workbook (UPS on single desktop PC) | 0 | 0 | 1.5473 | unit |  | 1.5473
Equipment | Energy Star Uninterruptable Power Supply | Standard Desktop Plugged into Energy Star Uninterruptable Power Supply at 25% Load | Standard Desktop Plugged into Uninterruptable Power Supply at 25% Load | Commercial | New | Offices | FL Zone 2 | kWh | 22.4% | 284.9901 | 279.638 | 5.3521 | 0.01878 | 10 | 0.00061097 | 0.00061097 | 0 | Reference source included incremental cost only | 0 | 0 | 1.5473 | CMUA TRM, 2017, based on incremental cost per deemend kWh applied to kWh savings in Measure Workbook (UPS on single desktop PC) | 0 | 0 | 1.5473 | unit |  | 1.5473
Equipment | Energy Star Uninterruptable Power Supply | Standard Desktop Plugged into Energy Star Uninterruptable Power Supply at 25% Load | Standard Desktop Plugged into Uninterruptable Power Supply at 25% Load | Commercial | New | Restaurants | FL Zone 2 | kWh | 0% | 284.9901 | 279.638 | 5.3521 | 0.01878 | 10 | 0.00061097 | 0.00061097 | 0 | Reference source included incremental cost only | 0 | 0 | 1.5473 | CMUA TRM, 2017, based on incremental cost per deemend kWh applied to kWh savings in Measure Workbook (UPS on single desktop PC) | 0 | 0 | 1.5473 | unit |  | 1.5473
Equipment | Energy Star Uninterruptable Power Supply | Standard Desktop Plugged into Energy Star Uninterruptable Power Supply at 25% Load | Standard Desktop Plugged into Uninterruptable Power Supply at 25% Load | Commercial | New | Retail | FL Zone 2 | kWh | 0% | 284.9901 | 279.638 | 5.3521 | 0.01878 | 10 | 0.00061097 | 0.00061097 | 0 | Reference source included incremental cost only | 0 | 0 | 1.5473 | CMUA TRM, 2017, based on incremental cost per deemend kWh applied to kWh savings in Measure Workbook (UPS on single desktop PC) | 0 | 0 | 1.5473 | unit |  | 1.5473
Equipment | Energy Star Uninterruptable Power Supply | Standard Desktop Plugged into Energy Star Uninterruptable Power Supply at 25% Load | Standard Desktop Plugged into Uninterruptable Power Supply at 25% Load | Commercial | New | Schools K-12 | FL Zone 2 | kWh | 22.4% | 284.9901 | 279.638 | 5.3521 | 0.01878 | 10 | 0.00061097 | 0.00061097 | 0 | Reference source included incremental cost only | 0 | 0 | 1.5473 | CMUA TRM, 2017, based on incremental cost per deemend kWh applied to kWh savings in Measure Workbook (UPS on single desktop PC) | 0 | 0 | 1.5473 | unit |  | 1.5473
Equipment | Energy Star Uninterruptable Power Supply | Standard Desktop Plugged into Energy Star Uninterruptable Power Supply at 25% Load | Standard Desktop Plugged into Uninterruptable Power Supply at 25% Load | Commercial | New | Warehouse | FL Zone 2 | kWh | 0% | 284.9901 | 279.638 | 5.3521 | 0.01878 | 10 | 0.00061097 | 0.00061097 | 0 | Reference source included incremental cost only | 0 | 0 | 1.5473 | CMUA TRM, 2017, based on incremental cost per deemend kWh applied to kWh savings in Measure Workbook (UPS on single desktop PC) | 0 | 0 | 1.5473 | unit |  | 1.5473
Equipment | Server Virtualization | 2 Virtual Host Server | 20 Single Application Server | Commercial | Turnover | Assembly | FL Zone 2 | Per Unit | 0% | 24528 | 3504 | 21024 | 0.85714 | 3 | 3.1292 | 2.1764 | 10215 | https://searchvmware.techtarget.com/Virtualization-benefits-are-worth-the-extra-cost-over-physical-servers-alone | 0 | 0 | 27915 | 2 virtual shared servers - https://searchvmware.techtarget.com/Virtualization-benefits-are-worth-the-extra-cost-over-physical-servers-alone | 0 | 0 | 17700 | system |  | 17700
Equipment | Server Virtualization | 2 Virtual Host Server | 20 Single Application Server | Commercial | Turnover | College and University | FL Zone 2 | Per Unit | 92% | 24528 | 3504 | 21024 | 0.85714 | 3 | 3.1292 | 2.1764 | 10215 | https://searchvmware.techtarget.com/Virtualization-benefits-are-worth-the-extra-cost-over-physical-servers-alone | 0 | 0 | 27915 | 2 virtual shared servers - https://searchvmware.techtarget.com/Virtualization-benefits-are-worth-the-extra-cost-over-physical-servers-alone | 0 | 0 | 17700 | system |  | 17700
Equipment | Server Virtualization | 2 Virtual Host Server | 20 Single Application Server | Commercial | Turnover | Grocery | FL Zone 2 | Per Unit | 0% | 24528 | 3504 | 21024 | 0.85714 | 3 | 3.1292 | 2.1764 | 10215 | https://searchvmware.techtarget.com/Virtualization-benefits-are-worth-the-extra-cost-over-physical-servers-alone | 0 | 0 | 27915 | 2 virtual shared servers - https://searchvmware.techtarget.com/Virtualization-benefits-are-worth-the-extra-cost-over-physical-servers-alone | 0 | 0 | 17700 | system |  | 17700
Equipment | Server Virtualization | 2 Virtual Host Server | 20 Single Application Server | Commercial | Turnover | Healthcare | FL Zone 2 | Per Unit | 37.33% | 24528 | 3504 | 21024 | 0.85714 | 3 | 3.1292 | 2.1764 | 10215 | https://searchvmware.techtarget.com/Virtualization-benefits-are-worth-the-extra-cost-over-physical-servers-alone | 0 | 0 | 27915 | 2 virtual shared servers - https://searchvmware.techtarget.com/Virtualization-benefits-are-worth-the-extra-cost-over-physical-servers-alone | 0 | 0 | 17700 | system |  | 17700
Equipment | Server Virtualization | 2 Virtual Host Server | 20 Single Application Server | Commercial | Turnover | Hospitals | FL Zone 2 | Per Unit | 92% | 24528 | 3504 | 21024 | 0.85714 | 3 | 3.1292 | 2.1764 | 10215 | https://searchvmware.techtarget.com/Virtualization-benefits-are-worth-the-extra-cost-over-physical-servers-alone | 0 | 0 | 27915 | 2 virtual shared servers - https://searchvmware.techtarget.com/Virtualization-benefits-are-worth-the-extra-cost-over-physical-servers-alone | 0 | 0 | 17700 | system |  | 17700
Equipment | Server Virtualization | 2 Virtual Host Server | 20 Single Application Server | Commercial | Turnover | Institutional | FL Zone 2 | Per Unit | 92% | 24528 | 3504 | 21024 | 0.85714 | 3 | 3.1292 | 2.1764 | 10215 | https://searchvmware.techtarget.com/Virtualization-benefits-are-worth-the-extra-cost-over-physical-servers-alone | 0 | 0 | 27915 | 2 virtual shared servers - https://searchvmware.techtarget.com/Virtualization-benefits-are-worth-the-extra-cost-over-physical-servers-alone | 0 | 0 | 17700 | system |  | 17700
Equipment | Server Virtualization | 2 Virtual Host Server | 20 Single Application Server | Commercial | Turnover | Lodging/Hospitality | FL Zone 2 | Per Unit | 37.33% | 24528 | 3504 | 21024 | 0.85714 | 3 | 3.1292 | 2.1764 | 10215 | https://searchvmware.techtarget.com/Virtualization-benefits-are-worth-the-extra-cost-over-physical-servers-alone | 0 | 0 | 27915 | 2 virtual shared servers - https://searchvmware.techtarget.com/Virtualization-benefits-are-worth-the-extra-cost-over-physical-servers-alone | 0 | 0 | 17700 | system |  | 17700
Equipment | Server Virtualization | 2 Virtual Host Server | 20 Single Application Server | Commercial | Turnover | Miscellaneous | FL Zone 2 | Per Unit | 39.02% | 24528 | 3504 | 21024 | 0.85714 | 3 | 3.1292 | 2.1764 | 10215 | https://searchvmware.techtarget.com/Virtualization-benefits-are-worth-the-extra-cost-over-physical-servers-alone | 0 | 0 | 27915 | 2 virtual shared servers - https://searchvmware.techtarget.com/Virtualization-benefits-are-worth-the-extra-cost-over-physical-servers-alone | 0 | 0 | 17700 | system |  | 17700
Equipment | Server Virtualization | 2 Virtual Host Server | 20 Single Application Server | Commercial | Turnover | Offices | FL Zone 2 | Per Unit | 37.33% | 24528 | 3504 | 21024 | 0.85714 | 3 | 3.1292 | 2.1764 | 10215 | https://searchvmware.techtarget.com/Virtualization-benefits-are-worth-the-extra-cost-over-physical-servers-alone | 0 | 0 | 27915 | 2 virtual shared servers - https://searchvmware.techtarget.com/Virtualization-benefits-are-worth-the-extra-cost-over-physical-servers-alone | 0 | 0 | 17700 | system |  | 17700
Equipment | Server Virtualization | 2 Virtual Host Server | 20 Single Application Server | Commercial | Turnover | Restaurants | FL Zone 2 | Per Unit | 0% | 24528 | 3504 | 21024 | 0.85714 | 3 | 3.1292 | 2.1764 | 10215 | https://searchvmware.techtarget.com/Virtualization-benefits-are-worth-the-extra-cost-over-physical-servers-alone | 0 | 0 | 27915 | 2 virtual shared servers - https://searchvmware.techtarget.com/Virtualization-benefits-are-worth-the-extra-cost-over-physical-servers-alone | 0 | 0 | 17700 | system |  | 17700
Equipment | Server Virtualization | 2 Virtual Host Server | 20 Single Application Server | Commercial | Turnover | Retail | FL Zone 2 | Per Unit | 37.33% | 24528 | 3504 | 21024 | 0.85714 | 3 | 3.1292 | 2.1764 | 10215 | https://searchvmware.techtarget.com/Virtualization-benefits-are-worth-the-extra-cost-over-physical-servers-alone | 0 | 0 | 27915 | 2 virtual shared servers - https://searchvmware.techtarget.com/Virtualization-benefits-are-worth-the-extra-cost-over-physical-servers-alone | 0 | 0 | 17700 | system |  | 17700
Equipment | Server Virtualization | 2 Virtual Host Server | 20 Single Application Server | Commercial | Turnover | Schools K-12 | FL Zone 2 | Per Unit | 92% | 24528 | 3504 | 21024 | 0.85714 | 3 | 3.1292 | 2.1764 | 10215 | https://searchvmware.techtarget.com/Virtualization-benefits-are-worth-the-extra-cost-over-physical-servers-alone | 0 | 0 | 27915 | 2 virtual shared servers - https://searchvmware.techtarget.com/Virtualization-benefits-are-worth-the-extra-cost-over-physical-servers-alone | 0 | 0 | 17700 | system |  | 17700
Equipment | Server Virtualization | 2 Virtual Host Server | 20 Single Application Server | Commercial | Turnover | Warehouse | FL Zone 2 | Per Unit | 0% | 24528 | 3504 | 21024 | 0.85714 | 3 | 3.1292 | 2.1764 | 10215 | https://searchvmware.techtarget.com/Virtualization-benefits-are-worth-the-extra-cost-over-physical-servers-alone | 0 | 0 | 27915 | 2 virtual shared servers - https://searchvmware.techtarget.com/Virtualization-benefits-are-worth-the-extra-cost-over-physical-servers-alone | 0 | 0 | 17700 | system |  | 17700
Equipment | Server Virtualization | 2 Virtual Host Server | 20 Single Application Server | Commercial | New | Assembly | FL Zone 2 | Per Unit | 0% | 24528 | 3504 | 21024 | 0.85714 | 3 | 3.1292 | 2.1764 | 10215 | https://searchvmware.techtarget.com/Virtualization-benefits-are-worth-the-extra-cost-over-physical-servers-alone | 0 | 0 | 27915 | 2 virtual shared servers - https://searchvmware.techtarget.com/Virtualization-benefits-are-worth-the-extra-cost-over-physical-servers-alone | 0 | 0 | 17700 | system |  | 17700
Equipment | Server Virtualization | 2 Virtual Host Server | 20 Single Application Server | Commercial | New | College and University | FL Zone 2 | Per Unit | 92% | 24528 | 3504 | 21024 | 0.85714 | 3 | 3.1292 | 2.1764 | 10215 | https://searchvmware.techtarget.com/Virtualization-benefits-are-worth-the-extra-cost-over-physical-servers-alone | 0 | 0 | 27915 | 2 virtual shared servers - https://searchvmware.techtarget.com/Virtualization-benefits-are-worth-the-extra-cost-over-physical-servers-alone | 0 | 0 | 17700 | system |  | 17700
Equipment | Server Virtualization | 2 Virtual Host Server | 20 Single Application Server | Commercial | New | Grocery | FL Zone 2 | Per Unit | 0% | 24528 | 3504 | 21024 | 0.85714 | 3 | 3.1292 | 2.1764 | 10215 | https://searchvmware.techtarget.com/Virtualization-benefits-are-worth-the-extra-cost-over-physical-servers-alone | 0 | 0 | 27915 | 2 virtual shared servers - https://searchvmware.techtarget.com/Virtualization-benefits-are-worth-the-extra-cost-over-physical-servers-alone | 0 | 0 | 17700 | system |  | 17700
Equipment | Server Virtualization | 2 Virtual Host Server | 20 Single Application Server | Commercial | New | Healthcare | FL Zone 2 | Per Unit | 38.55% | 24528 | 3504 | 21024 | 0.85714 | 3 | 3.1292 | 2.1764 | 10215 | https://searchvmware.techtarget.com/Virtualization-benefits-are-worth-the-extra-cost-over-physical-servers-alone | 0 | 0 | 27915 | 2 virtual shared servers - https://searchvmware.techtarget.com/Virtualization-benefits-are-worth-the-extra-cost-over-physical-servers-alone | 0 | 0 | 17700 | system |  | 17700
Equipment | Server Virtualization | 2 Virtual Host Server | 20 Single Application Server | Commercial | New | Hospitals | FL Zone 2 | Per Unit | 92% | 24528 | 3504 | 21024 | 0.85714 | 3 | 3.1292 | 2.1764 | 10215 | https://searchvmware.techtarget.com/Virtualization-benefits-are-worth-the-extra-cost-over-physical-servers-alone | 0 | 0 | 27915 | 2 virtual shared servers - https://searchvmware.techtarget.com/Virtualization-benefits-are-worth-the-extra-cost-over-physical-servers-alone | 0 | 0 | 17700 | system |  | 17700
Equipment | Server Virtualization | 2 Virtual Host Server | 20 Single Application Server | Commercial | New | Institutional | FL Zone 2 | Per Unit | 92% | 24528 | 3504 | 21024 | 0.85714 | 3 | 3.1292 | 2.1764 | 10215 | https://searchvmware.techtarget.com/Virtualization-benefits-are-worth-the-extra-cost-over-physical-servers-alone | 0 | 0 | 27915 | 2 virtual shared servers - https://searchvmware.techtarget.com/Virtualization-benefits-are-worth-the-extra-cost-over-physical-servers-alone | 0 | 0 | 17700 | system |  | 17700
Equipment | Server Virtualization | 2 Virtual Host Server | 20 Single Application Server | Commercial | New | Lodging/Hospitality | FL Zone 2 | Per Unit | 38.55% | 24528 | 3504 | 21024 | 0.85714 | 3 | 3.1292 | 2.1764 | 10215 | https://searchvmware.techtarget.com/Virtualization-benefits-are-worth-the-extra-cost-over-physical-servers-alone | 0 | 0 | 27915 | 2 virtual shared servers - https://searchvmware.techtarget.com/Virtualization-benefits-are-worth-the-extra-cost-over-physical-servers-alone | 0 | 0 | 17700 | system |  | 17700
Equipment | Server Virtualization | 2 Virtual Host Server | 20 Single Application Server | Commercial | New | Miscellaneous | FL Zone 2 | Per Unit | 39.02% | 24528 | 3504 | 21024 | 0.85714 | 3 | 3.1292 | 2.1764 | 10215 | https://searchvmware.techtarget.com/Virtualization-benefits-are-worth-the-extra-cost-over-physical-servers-alone | 0 | 0 | 27915 | 2 virtual shared servers - https://searchvmware.techtarget.com/Virtualization-benefits-are-worth-the-extra-cost-over-physical-servers-alone | 0 | 0 | 17700 | system |  | 17700
Equipment | Server Virtualization | 2 Virtual Host Server | 20 Single Application Server | Commercial | New | Offices | FL Zone 2 | Per Unit | 38.55% | 24528 | 3504 | 21024 | 0.85714 | 3 | 3.1292 | 2.1764 | 10215 | https://searchvmware.techtarget.com/Virtualization-benefits-are-worth-the-extra-cost-over-physical-servers-alone | 0 | 0 | 27915 | 2 virtual shared servers - https://searchvmware.techtarget.com/Virtualization-benefits-are-worth-the-extra-cost-over-physical-servers-alone | 0 | 0 | 17700 | system |  | 17700
Equipment | Server Virtualization | 2 Virtual Host Server | 20 Single Application Server | Commercial | New | Restaurants | FL Zone 2 | Per Unit | 0% | 24528 | 3504 | 21024 | 0.85714 | 3 | 3.1292 | 2.1764 | 10215 | https://searchvmware.techtarget.com/Virtualization-benefits-are-worth-the-extra-cost-over-physical-servers-alone | 0 | 0 | 27915 | 2 virtual shared servers - https://searchvmware.techtarget.com/Virtualization-benefits-are-worth-the-extra-cost-over-physical-servers-alone | 0 | 0 | 17700 | system |  | 17700
Equipment | Server Virtualization | 2 Virtual Host Server | 20 Single Application Server | Commercial | New | Retail | FL Zone 2 | Per Unit | 38.55% | 24528 | 3504 | 21024 | 0.85714 | 3 | 3.1292 | 2.1764 | 10215 | https://searchvmware.techtarget.com/Virtualization-benefits-are-worth-the-extra-cost-over-physical-servers-alone | 0 | 0 | 27915 | 2 virtual shared servers - https://searchvmware.techtarget.com/Virtualization-benefits-are-worth-the-extra-cost-over-physical-servers-alone | 0 | 0 | 17700 | system |  | 17700
Equipment | Server Virtualization | 2 Virtual Host Server | 20 Single Application Server | Commercial | New | Schools K-12 | FL Zone 2 | Per Unit | 92% | 24528 | 3504 | 21024 | 0.85714 | 3 | 3.1292 | 2.1764 | 10215 | https://searchvmware.techtarget.com/Virtualization-benefits-are-worth-the-extra-cost-over-physical-servers-alone | 0 | 0 | 27915 | 2 virtual shared servers - https://searchvmware.techtarget.com/Virtualization-benefits-are-worth-the-extra-cost-over-physical-servers-alone | 0 | 0 | 17700 | system |  | 17700
Equipment | Server Virtualization | 2 Virtual Host Server | 20 Single Application Server | Commercial | New | Warehouse | FL Zone 2 | Per Unit | 0% | 24528 | 3504 | 21024 | 0.85714 | 3 | 3.1292 | 2.1764 | 10215 | https://searchvmware.techtarget.com/Virtualization-benefits-are-worth-the-extra-cost-over-physical-servers-alone | 0 | 0 | 27915 | 2 virtual shared servers - https://searchvmware.techtarget.com/Virtualization-benefits-are-worth-the-extra-cost-over-physical-servers-alone | 0 | 0 | 17700 | system |  | 17700
Equipment | Energy Star Commercial Glass Door Freezer | One Glass Door Freezer meeting ENERGY STAR® 3.0 Standards | One Glass Door Freezer meeting Federal Standards | Commercial | Turnover | Assembly | FL Zone 2 | Per Unit | 0% | 10820.5523 | 6430.57 | 4389.9823 | 0.40571 | 12 | 0.64112 | 0.22051 | 0 | Reference source included incremental cost only | 0 | 0 | 166 | Illinois 2018 Statewide TRM, Section 4.2.2 | 0 | 0 | 166 | freezer |  | 166
Equipment | Energy Star Commercial Glass Door Freezer | One Glass Door Freezer meeting ENERGY STAR® 3.0 Standards | One Glass Door Freezer meeting Federal Standards | Commercial | Turnover | College and University | FL Zone 2 | Per Unit | 0% | 10820.5523 | 6430.57 | 4389.9823 | 0.40571 | 12 | 0.56918 | 0.47676 | 0 | Reference source included incremental cost only | 0 | 0 | 166 | Illinois 2018 Statewide TRM, Section 4.2.2 | 0 | 0 | 166 | freezer |  | 166
Equipment | Energy Star Commercial Glass Door Freezer | One Glass Door Freezer meeting ENERGY STAR® 3.0 Standards | One Glass Door Freezer meeting Federal Standards | Commercial | Turnover | Grocery | FL Zone 2 | Per Unit | 33.1% | 10820.5523 | 6430.57 | 4389.9823 | 0.40571 | 12 | 0.64112 | 0.22051 | 0 | Reference source included incremental cost only | 0 | 0 | 166 | Illinois 2018 Statewide TRM, Section 4.2.2 | 0 | 0 | 166 | freezer |  | 166
Equipment | Energy Star Commercial Glass Door Freezer | One Glass Door Freezer meeting ENERGY STAR® 3.0 Standards | One Glass Door Freezer meeting Federal Standards | Commercial | Turnover | Healthcare | FL Zone 2 | Per Unit | 0% | 10820.5523 | 6430.57 | 4389.9823 | 0.40571 | 12 | 0.56918 | 0.47676 | 0 | Reference source included incremental cost only | 0 | 0 | 166 | Illinois 2018 Statewide TRM, Section 4.2.2 | 0 | 0 | 166 | freezer |  | 166
Equipment | Energy Star Commercial Glass Door Freezer | One Glass Door Freezer meeting ENERGY STAR® 3.0 Standards | One Glass Door Freezer meeting Federal Standards | Commercial | Turnover | Hospitals | FL Zone 2 | Per Unit | 0% | 10820.5523 | 6430.57 | 4389.9823 | 0.40571 | 12 | 0.56918 | 0.47676 | 0 | Reference source included incremental cost only | 0 | 0 | 166 | Illinois 2018 Statewide TRM, Section 4.2.2 | 0 | 0 | 166 | freezer |  | 166
Equipment | Energy Star Commercial Glass Door Freezer | One Glass Door Freezer meeting ENERGY STAR® 3.0 Standards | One Glass Door Freezer meeting Federal Standards | Commercial | Turnover | Institutional | FL Zone 2 | Per Unit | 0% | 10820.5523 | 6430.57 | 4389.9823 | 0.40571 | 12 | 0.64112 | 0.22051 | 0 | Reference source included incremental cost only | 0 | 0 | 166 | Illinois 2018 Statewide TRM, Section 4.2.2 | 0 | 0 | 166 | freezer |  | 166
Equipment | Energy Star Commercial Glass Door Freezer | One Glass Door Freezer meeting ENERGY STAR® 3.0 Standards | One Glass Door Freezer meeting Federal Standards | Commercial | Turnover | Lodging/Hospitality | FL Zone 2 | Per Unit | 0% | 10820.5523 | 6430.57 | 4389.9823 | 0.40571 | 12 | 0.56918 | 0.47676 | 0 | Reference source included incremental cost only | 0 | 0 | 166 | Illinois 2018 Statewide TRM, Section 4.2.2 | 0 | 0 | 166 | freezer |  | 166
Equipment | Energy Star Commercial Glass Door Freezer | One Glass Door Freezer meeting ENERGY STAR® 3.0 Standards | One Glass Door Freezer meeting Federal Standards | Commercial | Turnover | Miscellaneous | FL Zone 2 | Per Unit | 0% | 10820.5523 | 6430.57 | 4389.9823 | 0.40571 | 12 | 0.64112 | 0.22051 | 0 | Reference source included incremental cost only | 0 | 0 | 166 | Illinois 2018 Statewide TRM, Section 4.2.2 | 0 | 0 | 166 | freezer |  | 166
Equipment | Energy Star Commercial Glass Door Freezer | One Glass Door Freezer meeting ENERGY STAR® 3.0 Standards | One Glass Door Freezer meeting Federal Standards | Commercial | Turnover | Offices | FL Zone 2 | Per Unit | 0% | 10820.5523 | 6430.57 | 4389.9823 | 0.40571 | 12 | 0.64112 | 0.22051 | 0 | Reference source included incremental cost only | 0 | 0 | 166 | Illinois 2018 Statewide TRM, Section 4.2.2 | 0 | 0 | 166 | freezer |  | 166
Equipment | Energy Star Commercial Glass Door Freezer | One Glass Door Freezer meeting ENERGY STAR® 3.0 Standards | One Glass Door Freezer meeting Federal Standards | Commercial | Turnover | Restaurants | FL Zone 2 | Per Unit | 0% | 10820.5523 | 6430.57 | 4389.9823 | 0.40571 | 12 | 0.56918 | 0.47676 | 0 | Reference source included incremental cost only | 0 | 0 | 166 | Illinois 2018 Statewide TRM, Section 4.2.2 | 0 | 0 | 166 | freezer |  | 166
Equipment | Energy Star Commercial Glass Door Freezer | One Glass Door Freezer meeting ENERGY STAR® 3.0 Standards | One Glass Door Freezer meeting Federal Standards | Commercial | Turnover | Retail | FL Zone 2 | Per Unit | 33.1% | 10820.5523 | 6430.57 | 4389.9823 | 0.40571 | 12 | 0.64112 | 0.22051 | 0 | Reference source included incremental cost only | 0 | 0 | 166 | Illinois 2018 Statewide TRM, Section 4.2.2 | 0 | 0 | 166 | freezer |  | 166
Equipment | Energy Star Commercial Glass Door Freezer | One Glass Door Freezer meeting ENERGY STAR® 3.0 Standards | One Glass Door Freezer meeting Federal Standards | Commercial | Turnover | Schools K-12 | FL Zone 2 | Per Unit | 0% | 10820.5523 | 6430.57 | 4389.9823 | 0.40571 | 12 | 0.56918 | 0.47676 | 0 | Reference source included incremental cost only | 0 | 0 | 166 | Illinois 2018 Statewide TRM, Section 4.2.2 | 0 | 0 | 166 | freezer |  | 166
Equipment | Energy Star Commercial Glass Door Freezer | One Glass Door Freezer meeting ENERGY STAR® 3.0 Standards | One Glass Door Freezer meeting Federal Standards | Commercial | Turnover | Warehouse | FL Zone 2 | Per Unit | 0% | 10820.5523 | 6430.57 | 4389.9823 | 0.40571 | 12 | 0.64112 | 0.22051 | 0 | Reference source included incremental cost only | 0 | 0 | 166 | Illinois 2018 Statewide TRM, Section 4.2.2 | 0 | 0 | 166 | freezer |  | 166
Equipment | Energy Star Commercial Glass Door Freezer | One Glass Door Freezer meeting ENERGY STAR® 3.0 Standards | One Glass Door Freezer meeting Federal Standards | Commercial | New | Assembly | FL Zone 2 | Per Unit | 0% | 10820.5523 | 6430.57 | 4389.9823 | 0.40571 | 12 | 0.64112 | 0.22051 | 0 | Reference source included incremental cost only | 0 | 0 | 166 | Illinois 2018 Statewide TRM, Section 4.2.2 | 0 | 0 | 166 | freezer |  | 166
Equipment | Energy Star Commercial Glass Door Freezer | One Glass Door Freezer meeting ENERGY STAR® 3.0 Standards | One Glass Door Freezer meeting Federal Standards | Commercial | New | College and University | FL Zone 2 | Per Unit | 0% | 10820.5523 | 6430.57 | 4389.9823 | 0.40571 | 12 | 0.56918 | 0.47676 | 0 | Reference source included incremental cost only | 0 | 0 | 166 | Illinois 2018 Statewide TRM, Section 4.2.2 | 0 | 0 | 166 | freezer |  | 166
Equipment | Energy Star Commercial Glass Door Freezer | One Glass Door Freezer meeting ENERGY STAR® 3.0 Standards | One Glass Door Freezer meeting Federal Standards | Commercial | New | Grocery | FL Zone 2 | Per Unit | 0.46% | 10820.5523 | 6430.57 | 4389.9823 | 0.40571 | 12 | 0.64112 | 0.22051 | 0 | Reference source included incremental cost only | 0 | 0 | 166 | Illinois 2018 Statewide TRM, Section 4.2.2 | 0 | 0 | 166 | freezer |  | 166
Equipment | Energy Star Commercial Glass Door Freezer | One Glass Door Freezer meeting ENERGY STAR® 3.0 Standards | One Glass Door Freezer meeting Federal Standards | Commercial | New | Healthcare | FL Zone 2 | Per Unit | 0% | 10820.5523 | 6430.57 | 4389.9823 | 0.40571 | 12 | 0.56918 | 0.47676 | 0 | Reference source included incremental cost only | 0 | 0 | 166 | Illinois 2018 Statewide TRM, Section 4.2.2 | 0 | 0 | 166 | freezer |  | 166
Equipment | Energy Star Commercial Glass Door Freezer | One Glass Door Freezer meeting ENERGY STAR® 3.0 Standards | One Glass Door Freezer meeting Federal Standards | Commercial | New | Hospitals | FL Zone 2 | Per Unit | 0% | 10820.5523 | 6430.57 | 4389.9823 | 0.40571 | 12 | 0.56918 | 0.47676 | 0 | Reference source included incremental cost only | 0 | 0 | 166 | Illinois 2018 Statewide TRM, Section 4.2.2 | 0 | 0 | 166 | freezer |  | 166
Equipment | Energy Star Commercial Glass Door Freezer | One Glass Door Freezer meeting ENERGY STAR® 3.0 Standards | One Glass Door Freezer meeting Federal Standards | Commercial | New | Institutional | FL Zone 2 | Per Unit | 0% | 10820.5523 | 6430.57 | 4389.9823 | 0.40571 | 12 | 0.64112 | 0.22051 | 0 | Reference source included incremental cost only | 0 | 0 | 166 | Illinois 2018 Statewide TRM, Section 4.2.2 | 0 | 0 | 166 | freezer |  | 166
Equipment | Energy Star Commercial Glass Door Freezer | One Glass Door Freezer meeting ENERGY STAR® 3.0 Standards | One Glass Door Freezer meeting Federal Standards | Commercial | New | Lodging/Hospitality | FL Zone 2 | Per Unit | 0% | 10820.5523 | 6430.57 | 4389.9823 | 0.40571 | 12 | 0.56918 | 0.47676 | 0 | Reference source included incremental cost only | 0 | 0 | 166 | Illinois 2018 Statewide TRM, Section 4.2.2 | 0 | 0 | 166 | freezer |  | 166
Equipment | Energy Star Commercial Glass Door Freezer | One Glass Door Freezer meeting ENERGY STAR® 3.0 Standards | One Glass Door Freezer meeting Federal Standards | Commercial | New | Miscellaneous | FL Zone 2 | Per Unit | 0% | 10820.5523 | 6430.57 | 4389.9823 | 0.40571 | 12 | 0.64112 | 0.22051 | 0 | Reference source included incremental cost only | 0 | 0 | 166 | Illinois 2018 Statewide TRM, Section 4.2.2 | 0 | 0 | 166 | freezer |  | 166
Equipment | Energy Star Commercial Glass Door Freezer | One Glass Door Freezer meeting ENERGY STAR® 3.0 Standards | One Glass Door Freezer meeting Federal Standards | Commercial | New | Offices | FL Zone 2 | Per Unit | 0% | 10820.5523 | 6430.57 | 4389.9823 | 0.40571 | 12 | 0.64112 | 0.22051 | 0 | Reference source included incremental cost only | 0 | 0 | 166 | Illinois 2018 Statewide TRM, Section 4.2.2 | 0 | 0 | 166 | freezer |  | 166
Equipment | Energy Star Commercial Glass Door Freezer | One Glass Door Freezer meeting ENERGY STAR® 3.0 Standards | One Glass Door Freezer meeting Federal Standards | Commercial | New | Restaurants | FL Zone 2 | Per Unit | 0% | 10820.5523 | 6430.57 | 4389.9823 | 0.40571 | 12 | 0.56918 | 0.47676 | 0 | Reference source included incremental cost only | 0 | 0 | 166 | Illinois 2018 Statewide TRM, Section 4.2.2 | 0 | 0 | 166 | freezer |  | 166
Equipment | Energy Star Commercial Glass Door Freezer | One Glass Door Freezer meeting ENERGY STAR® 3.0 Standards | One Glass Door Freezer meeting Federal Standards | Commercial | New | Retail | FL Zone 2 | Per Unit | 0.437% | 10820.5523 | 6430.57 | 4389.9823 | 0.40571 | 12 | 0.64112 | 0.22051 | 0 | Reference source included incremental cost only | 0 | 0 | 166 | Illinois 2018 Statewide TRM, Section 4.2.2 | 0 | 0 | 166 | freezer |  | 166
Equipment | Energy Star Commercial Glass Door Freezer | One Glass Door Freezer meeting ENERGY STAR® 3.0 Standards | One Glass Door Freezer meeting Federal Standards | Commercial | New | Schools K-12 | FL Zone 2 | Per Unit | 0% | 10820.5523 | 6430.57 | 4389.9823 | 0.40571 | 12 | 0.56918 | 0.47676 | 0 | Reference source included incremental cost only | 0 | 0 | 166 | Illinois 2018 Statewide TRM, Section 4.2.2 | 0 | 0 | 166 | freezer |  | 166
Equipment | Energy Star Commercial Glass Door Freezer | One Glass Door Freezer meeting ENERGY STAR® 3.0 Standards | One Glass Door Freezer meeting Federal Standards | Commercial | New | Warehouse | FL Zone 2 | Per Unit | 0% | 10820.5523 | 6430.57 | 4389.9823 | 0.40571 | 12 | 0.64112 | 0.22051 | 0 | Reference source included incremental cost only | 0 | 0 | 166 | Illinois 2018 Statewide TRM, Section 4.2.2 | 0 | 0 | 166 | freezer |  | 166
Equipment | Energy Star Commercial Glass Door Refrigerator | One Glass Door Refrigerator meeting ENERGY STAR® 3.0 Standards | One Glass Door Refrigerator meeting Federal Standards | Commercial | Turnover | Assembly | FL Zone 2 | Per Unit | 0% | 2436.1825 | 1513.3161 | 922.8665 | 0.37882 | 12 | 0.13478 | 0.046356 | 0 | Reference source included incremental cost only | 0 | 0 | 164 | Illinois 2018 Statewide TRM, Section 4.2.2 | 0 | 0 | 164 | refrigerator |  | 164
Equipment | Energy Star Commercial Glass Door Refrigerator | One Glass Door Refrigerator meeting ENERGY STAR® 3.0 Standards | One Glass Door Refrigerator meeting Federal Standards | Commercial | Turnover | College and University | FL Zone 2 | Per Unit | 0% | 2436.1825 | 1513.3161 | 922.8665 | 0.37882 | 12 | 0.11965 | 0.10023 | 0 | Reference source included incremental cost only | 0 | 0 | 164 | Illinois 2018 Statewide TRM, Section 4.2.2 | 0 | 0 | 164 | refrigerator |  | 164
Equipment | Energy Star Commercial Glass Door Refrigerator | One Glass Door Refrigerator meeting ENERGY STAR® 3.0 Standards | One Glass Door Refrigerator meeting Federal Standards | Commercial | Turnover | Grocery | FL Zone 2 | Per Unit | 33.1% | 2436.1825 | 1513.3161 | 922.8665 | 0.37882 | 12 | 0.13478 | 0.046356 | 0 | Reference source included incremental cost only | 0 | 0 | 164 | Illinois 2018 Statewide TRM, Section 4.2.2 | 0 | 0 | 164 | refrigerator |  | 164
Equipment | Energy Star Commercial Glass Door Refrigerator | One Glass Door Refrigerator meeting ENERGY STAR® 3.0 Standards | One Glass Door Refrigerator meeting Federal Standards | Commercial | Turnover | Healthcare | FL Zone 2 | Per Unit | 0% | 2436.1825 | 1513.3161 | 922.8665 | 0.37882 | 12 | 0.11965 | 0.10023 | 0 | Reference source included incremental cost only | 0 | 0 | 164 | Illinois 2018 Statewide TRM, Section 4.2.2 | 0 | 0 | 164 | refrigerator |  | 164
Equipment | Energy Star Commercial Glass Door Refrigerator | One Glass Door Refrigerator meeting ENERGY STAR® 3.0 Standards | One Glass Door Refrigerator meeting Federal Standards | Commercial | Turnover | Hospitals | FL Zone 2 | Per Unit | 0% | 2436.1825 | 1513.3161 | 922.8665 | 0.37882 | 12 | 0.11965 | 0.10023 | 0 | Reference source included incremental cost only | 0 | 0 | 164 | Illinois 2018 Statewide TRM, Section 4.2.2 | 0 | 0 | 164 | refrigerator |  | 164
Equipment | Energy Star Commercial Glass Door Refrigerator | One Glass Door Refrigerator meeting ENERGY STAR® 3.0 Standards | One Glass Door Refrigerator meeting Federal Standards | Commercial | Turnover | Institutional | FL Zone 2 | Per Unit | 0% | 2436.1825 | 1513.3161 | 922.8665 | 0.37882 | 12 | 0.13478 | 0.046356 | 0 | Reference source included incremental cost only | 0 | 0 | 164 | Illinois 2018 Statewide TRM, Section 4.2.2 | 0 | 0 | 164 | refrigerator |  | 164
Equipment | Energy Star Commercial Glass Door Refrigerator | One Glass Door Refrigerator meeting ENERGY STAR® 3.0 Standards | One Glass Door Refrigerator meeting Federal Standards | Commercial | Turnover | Lodging/Hospitality | FL Zone 2 | Per Unit | 0% | 2436.1825 | 1513.3161 | 922.8665 | 0.37882 | 12 | 0.11965 | 0.10023 | 0 | Reference source included incremental cost only | 0 | 0 | 164 | Illinois 2018 Statewide TRM, Section 4.2.2 | 0 | 0 | 164 | refrigerator |  | 164
Equipment | Energy Star Commercial Glass Door Refrigerator | One Glass Door Refrigerator meeting ENERGY STAR® 3.0 Standards | One Glass Door Refrigerator meeting Federal Standards | Commercial | Turnover | Miscellaneous | FL Zone 2 | Per Unit | 0% | 2436.1825 | 1513.3161 | 922.8665 | 0.37882 | 12 | 0.13478 | 0.046356 | 0 | Reference source included incremental cost only | 0 | 0 | 164 | Illinois 2018 Statewide TRM, Section 4.2.2 | 0 | 0 | 164 | refrigerator |  | 164
Equipment | Energy Star Commercial Glass Door Refrigerator | One Glass Door Refrigerator meeting ENERGY STAR® 3.0 Standards | One Glass Door Refrigerator meeting Federal Standards | Commercial | Turnover | Offices | FL Zone 2 | Per Unit | 0% | 2436.1825 | 1513.3161 | 922.8665 | 0.37882 | 12 | 0.13478 | 0.046356 | 0 | Reference source included incremental cost only | 0 | 0 | 164 | Illinois 2018 Statewide TRM, Section 4.2.2 | 0 | 0 | 164 | refrigerator |  | 164
Equipment | Energy Star Commercial Glass Door Refrigerator | One Glass Door Refrigerator meeting ENERGY STAR® 3.0 Standards | One Glass Door Refrigerator meeting Federal Standards | Commercial | Turnover | Restaurants | FL Zone 2 | Per Unit | 0% | 2436.1825 | 1513.3161 | 922.8665 | 0.37882 | 12 | 0.11965 | 0.10023 | 0 | Reference source included incremental cost only | 0 | 0 | 164 | Illinois 2018 Statewide TRM, Section 4.2.2 | 0 | 0 | 164 | refrigerator |  | 164
Equipment | Energy Star Commercial Glass Door Refrigerator | One Glass Door Refrigerator meeting ENERGY STAR® 3.0 Standards | One Glass Door Refrigerator meeting Federal Standards | Commercial | Turnover | Retail | FL Zone 2 | Per Unit | 33.1% | 2436.1825 | 1513.3161 | 922.8665 | 0.37882 | 12 | 0.13478 | 0.046356 | 0 | Reference source included incremental cost only | 0 | 0 | 164 | Illinois 2018 Statewide TRM, Section 4.2.2 | 0 | 0 | 164 | refrigerator |  | 164
Equipment | Energy Star Commercial Glass Door Refrigerator | One Glass Door Refrigerator meeting ENERGY STAR® 3.0 Standards | One Glass Door Refrigerator meeting Federal Standards | Commercial | Turnover | Schools K-12 | FL Zone 2 | Per Unit | 0% | 2436.1825 | 1513.3161 | 922.8665 | 0.37882 | 12 | 0.11965 | 0.10023 | 0 | Reference source included incremental cost only | 0 | 0 | 164 | Illinois 2018 Statewide TRM, Section 4.2.2 | 0 | 0 | 164 | refrigerator |  | 164
Equipment | Energy Star Commercial Glass Door Refrigerator | One Glass Door Refrigerator meeting ENERGY STAR® 3.0 Standards | One Glass Door Refrigerator meeting Federal Standards | Commercial | Turnover | Warehouse | FL Zone 2 | Per Unit | 0% | 2436.1825 | 1513.3161 | 922.8665 | 0.37882 | 12 | 0.13478 | 0.046356 | 0 | Reference source included incremental cost only | 0 | 0 | 164 | Illinois 2018 Statewide TRM, Section 4.2.2 | 0 | 0 | 164 | refrigerator |  | 164
Equipment | Energy Star Commercial Glass Door Refrigerator | One Glass Door Refrigerator meeting ENERGY STAR® 3.0 Standards | One Glass Door Refrigerator meeting Federal Standards | Commercial | New | Assembly | FL Zone 2 | Per Unit | 0% | 2436.1825 | 1513.3161 | 922.8665 | 0.37882 | 12 | 0.13478 | 0.046356 | 0 | Reference source included incremental cost only | 0 | 0 | 164 | Illinois 2018 Statewide TRM, Section 4.2.2 | 0 | 0 | 164 | refrigerator |  | 164
Equipment | Energy Star Commercial Glass Door Refrigerator | One Glass Door Refrigerator meeting ENERGY STAR® 3.0 Standards | One Glass Door Refrigerator meeting Federal Standards | Commercial | New | College and University | FL Zone 2 | Per Unit | 0% | 2436.1825 | 1513.3161 | 922.8665 | 0.37882 | 12 | 0.11965 | 0.10023 | 0 | Reference source included incremental cost only | 0 | 0 | 164 | Illinois 2018 Statewide TRM, Section 4.2.2 | 0 | 0 | 164 | refrigerator |  | 164
Equipment | Energy Star Commercial Glass Door Refrigerator | One Glass Door Refrigerator meeting ENERGY STAR® 3.0 Standards | One Glass Door Refrigerator meeting Federal Standards | Commercial | New | Grocery | FL Zone 2 | Per Unit | 0.46% | 2436.1825 | 1513.3161 | 922.8665 | 0.37882 | 12 | 0.13478 | 0.046356 | 0 | Reference source included incremental cost only | 0 | 0 | 164 | Illinois 2018 Statewide TRM, Section 4.2.2 | 0 | 0 | 164 | refrigerator |  | 164
Equipment | Energy Star Commercial Glass Door Refrigerator | One Glass Door Refrigerator meeting ENERGY STAR® 3.0 Standards | One Glass Door Refrigerator meeting Federal Standards | Commercial | New | Healthcare | FL Zone 2 | Per Unit | 0% | 2436.1825 | 1513.3161 | 922.8665 | 0.37882 | 12 | 0.11965 | 0.10023 | 0 | Reference source included incremental cost only | 0 | 0 | 164 | Illinois 2018 Statewide TRM, Section 4.2.2 | 0 | 0 | 164 | refrigerator |  | 164
Equipment | Energy Star Commercial Glass Door Refrigerator | One Glass Door Refrigerator meeting ENERGY STAR® 3.0 Standards | One Glass Door Refrigerator meeting Federal Standards | Commercial | New | Hospitals | FL Zone 2 | Per Unit | 0% | 2436.1825 | 1513.3161 | 922.8665 | 0.37882 | 12 | 0.11965 | 0.10023 | 0 | Reference source included incremental cost only | 0 | 0 | 164 | Illinois 2018 Statewide TRM, Section 4.2.2 | 0 | 0 | 164 | refrigerator |  | 164
Equipment | Energy Star Commercial Glass Door Refrigerator | One Glass Door Refrigerator meeting ENERGY STAR® 3.0 Standards | One Glass Door Refrigerator meeting Federal Standards | Commercial | New | Institutional | FL Zone 2 | Per Unit | 0% | 2436.1825 | 1513.3161 | 922.8665 | 0.37882 | 12 | 0.13478 | 0.046356 | 0 | Reference source included incremental cost only | 0 | 0 | 164 | Illinois 2018 Statewide TRM, Section 4.2.2 | 0 | 0 | 164 | refrigerator |  | 164
Equipment | Energy Star Commercial Glass Door Refrigerator | One Glass Door Refrigerator meeting ENERGY STAR® 3.0 Standards | One Glass Door Refrigerator meeting Federal Standards | Commercial | New | Lodging/Hospitality | FL Zone 2 | Per Unit | 0% | 2436.1825 | 1513.3161 | 922.8665 | 0.37882 | 12 | 0.11965 | 0.10023 | 0 | Reference source included incremental cost only | 0 | 0 | 164 | Illinois 2018 Statewide TRM, Section 4.2.2 | 0 | 0 | 164 | refrigerator |  | 164
Equipment | Energy Star Commercial Glass Door Refrigerator | One Glass Door Refrigerator meeting ENERGY STAR® 3.0 Standards | One Glass Door Refrigerator meeting Federal Standards | Commercial | New | Miscellaneous | FL Zone 2 | Per Unit | 0% | 2436.1825 | 1513.3161 | 922.8665 | 0.37882 | 12 | 0.13478 | 0.046356 | 0 | Reference source included incremental cost only | 0 | 0 | 164 | Illinois 2018 Statewide TRM, Section 4.2.2 | 0 | 0 | 164 | refrigerator |  | 164
Equipment | Energy Star Commercial Glass Door Refrigerator | One Glass Door Refrigerator meeting ENERGY STAR® 3.0 Standards | One Glass Door Refrigerator meeting Federal Standards | Commercial | New | Offices | FL Zone 2 | Per Unit | 0% | 2436.1825 | 1513.3161 | 922.8665 | 0.37882 | 12 | 0.13478 | 0.046356 | 0 | Reference source included incremental cost only | 0 | 0 | 164 | Illinois 2018 Statewide TRM, Section 4.2.2 | 0 | 0 | 164 | refrigerator |  | 164
Equipment | Energy Star Commercial Glass Door Refrigerator | One Glass Door Refrigerator meeting ENERGY STAR® 3.0 Standards | One Glass Door Refrigerator meeting Federal Standards | Commercial | New | Restaurants | FL Zone 2 | Per Unit | 0% | 2436.1825 | 1513.3161 | 922.8665 | 0.37882 | 12 | 0.11965 | 0.10023 | 0 | Reference source included incremental cost only | 0 | 0 | 164 | Illinois 2018 Statewide TRM, Section 4.2.2 | 0 | 0 | 164 | refrigerator |  | 164
Equipment | Energy Star Commercial Glass Door Refrigerator | One Glass Door Refrigerator meeting ENERGY STAR® 3.0 Standards | One Glass Door Refrigerator meeting Federal Standards | Commercial | New | Retail | FL Zone 2 | Per Unit | 0.437% | 2436.1825 | 1513.3161 | 922.8665 | 0.37882 | 12 | 0.13478 | 0.046356 | 0 | Reference source included incremental cost only | 0 | 0 | 164 | Illinois 2018 Statewide TRM, Section 4.2.2 | 0 | 0 | 164 | refrigerator |  | 164
Equipment | Energy Star Commercial Glass Door Refrigerator | One Glass Door Refrigerator meeting ENERGY STAR® 3.0 Standards | One Glass Door Refrigerator meeting Federal Standards | Commercial | New | Schools K-12 | FL Zone 2 | Per Unit | 0% | 2436.1825 | 1513.3161 | 922.8665 | 0.37882 | 12 | 0.11965 | 0.10023 | 0 | Reference source included incremental cost only | 0 | 0 | 164 | Illinois 2018 Statewide TRM, Section 4.2.2 | 0 | 0 | 164 | refrigerator |  | 164
Equipment | Energy Star Commercial Glass Door Refrigerator | One Glass Door Refrigerator meeting ENERGY STAR® 3.0 Standards | One Glass Door Refrigerator meeting Federal Standards | Commercial | New | Warehouse | FL Zone 2 | Per Unit | 0% | 2436.1825 | 1513.3161 | 922.8665 | 0.37882 | 12 | 0.13478 | 0.046356 | 0 | Reference source included incremental cost only | 0 | 0 | 164 | Illinois 2018 Statewide TRM, Section 4.2.2 | 0 | 0 | 164 | refrigerator |  | 164
Equipment | Energy Star Commercial Solid Door Freezer | One Solid Door Freezer meeting ENERGY STAR® 3.0 Standards | One Solid Door Freezer meeting Federal Standards | Commercial | Turnover | Assembly | FL Zone 2 | Per Unit | 0% | 6015.1469 | 3482.1 | 2533.0469 | 0.42111 | 12 | 0.37834 | 0.16907 | 0 | Reference source included incremental cost only | 0 | 0 | 166 | Illinois 2018 Statewide TRM, Section 4.2.2 | 0 | 0 | 166 | freezer |  | 166
Equipment | Energy Star Commercial Solid Door Freezer | One Solid Door Freezer meeting ENERGY STAR® 3.0 Standards | One Solid Door Freezer meeting Federal Standards | Commercial | Turnover | College and University | FL Zone 2 | Per Unit | 0% | 6015.1469 | 3482.1 | 2533.0469 | 0.42111 | 12 | 0.32842 | 0.27509 | 0 | Reference source included incremental cost only | 0 | 0 | 166 | Illinois 2018 Statewide TRM, Section 4.2.2 | 0 | 0 | 166 | freezer |  | 166
Equipment | Energy Star Commercial Solid Door Freezer | One Solid Door Freezer meeting ENERGY STAR® 3.0 Standards | One Solid Door Freezer meeting Federal Standards | Commercial | Turnover | Grocery | FL Zone 2 | Per Unit | 66.59% | 6015.1469 | 3482.1 | 2533.0469 | 0.42111 | 12 | 0.37834 | 0.16907 | 0 | Reference source included incremental cost only | 0 | 0 | 166 | Illinois 2018 Statewide TRM, Section 4.2.2 | 0 | 0 | 166 | freezer |  | 166
Equipment | Energy Star Commercial Solid Door Freezer | One Solid Door Freezer meeting ENERGY STAR® 3.0 Standards | One Solid Door Freezer meeting Federal Standards | Commercial | Turnover | Healthcare | FL Zone 2 | Per Unit | 0% | 6015.1469 | 3482.1 | 2533.0469 | 0.42111 | 12 | 0.32842 | 0.27509 | 0 | Reference source included incremental cost only | 0 | 0 | 166 | Illinois 2018 Statewide TRM, Section 4.2.2 | 0 | 0 | 166 | freezer |  | 166
Equipment | Energy Star Commercial Solid Door Freezer | One Solid Door Freezer meeting ENERGY STAR® 3.0 Standards | One Solid Door Freezer meeting Federal Standards | Commercial | Turnover | Hospitals | FL Zone 2 | Per Unit | 0% | 6015.1469 | 3482.1 | 2533.0469 | 0.42111 | 12 | 0.32842 | 0.27509 | 0 | Reference source included incremental cost only | 0 | 0 | 166 | Illinois 2018 Statewide TRM, Section 4.2.2 | 0 | 0 | 166 | freezer |  | 166
Equipment | Energy Star Commercial Solid Door Freezer | One Solid Door Freezer meeting ENERGY STAR® 3.0 Standards | One Solid Door Freezer meeting Federal Standards | Commercial | Turnover | Institutional | FL Zone 2 | Per Unit | 0% | 6015.1469 | 3482.1 | 2533.0469 | 0.42111 | 12 | 0.37834 | 0.16907 | 0 | Reference source included incremental cost only | 0 | 0 | 166 | Illinois 2018 Statewide TRM, Section 4.2.2 | 0 | 0 | 166 | freezer |  | 166
Equipment | Energy Star Commercial Solid Door Freezer | One Solid Door Freezer meeting ENERGY STAR® 3.0 Standards | One Solid Door Freezer meeting Federal Standards | Commercial | Turnover | Lodging/Hospitality | FL Zone 2 | Per Unit | 0% | 6015.1469 | 3482.1 | 2533.0469 | 0.42111 | 12 | 0.32842 | 0.27509 | 0 | Reference source included incremental cost only | 0 | 0 | 166 | Illinois 2018 Statewide TRM, Section 4.2.2 | 0 | 0 | 166 | freezer |  | 166
Equipment | Energy Star Commercial Solid Door Freezer | One Solid Door Freezer meeting ENERGY STAR® 3.0 Standards | One Solid Door Freezer meeting Federal Standards | Commercial | Turnover | Miscellaneous | FL Zone 2 | Per Unit | 0% | 6015.1469 | 3482.1 | 2533.0469 | 0.42111 | 12 | 0.37834 | 0.16907 | 0 | Reference source included incremental cost only | 0 | 0 | 166 | Illinois 2018 Statewide TRM, Section 4.2.2 | 0 | 0 | 166 | freezer |  | 166
Equipment | Energy Star Commercial Solid Door Freezer | One Solid Door Freezer meeting ENERGY STAR® 3.0 Standards | One Solid Door Freezer meeting Federal Standards | Commercial | Turnover | Offices | FL Zone 2 | Per Unit | 0% | 6015.1469 | 3482.1 | 2533.0469 | 0.42111 | 12 | 0.37834 | 0.16907 | 0 | Reference source included incremental cost only | 0 | 0 | 166 | Illinois 2018 Statewide TRM, Section 4.2.2 | 0 | 0 | 166 | freezer |  | 166
Equipment | Energy Star Commercial Solid Door Freezer | One Solid Door Freezer meeting ENERGY STAR® 3.0 Standards | One Solid Door Freezer meeting Federal Standards | Commercial | Turnover | Restaurants | FL Zone 2 | Per Unit | 0% | 6015.1469 | 3482.1 | 2533.0469 | 0.42111 | 12 | 0.32842 | 0.27509 | 0 | Reference source included incremental cost only | 0 | 0 | 166 | Illinois 2018 Statewide TRM, Section 4.2.2 | 0 | 0 | 166 | freezer |  | 166
Equipment | Energy Star Commercial Solid Door Freezer | One Solid Door Freezer meeting ENERGY STAR® 3.0 Standards | One Solid Door Freezer meeting Federal Standards | Commercial | Turnover | Retail | FL Zone 2 | Per Unit | 66.59% | 6015.1469 | 3482.1 | 2533.0469 | 0.42111 | 12 | 0.37834 | 0.16907 | 0 | Reference source included incremental cost only | 0 | 0 | 166 | Illinois 2018 Statewide TRM, Section 4.2.2 | 0 | 0 | 166 | freezer |  | 166
Equipment | Energy Star Commercial Solid Door Freezer | One Solid Door Freezer meeting ENERGY STAR® 3.0 Standards | One Solid Door Freezer meeting Federal Standards | Commercial | Turnover | Schools K-12 | FL Zone 2 | Per Unit | 0% | 6015.1469 | 3482.1 | 2533.0469 | 0.42111 | 12 | 0.32842 | 0.27509 | 0 | Reference source included incremental cost only | 0 | 0 | 166 | Illinois 2018 Statewide TRM, Section 4.2.2 | 0 | 0 | 166 | freezer |  | 166
Equipment | Energy Star Commercial Solid Door Freezer | One Solid Door Freezer meeting ENERGY STAR® 3.0 Standards | One Solid Door Freezer meeting Federal Standards | Commercial | Turnover | Warehouse | FL Zone 2 | Per Unit | 0% | 6015.1469 | 3482.1 | 2533.0469 | 0.42111 | 12 | 0.37834 | 0.16907 | 0 | Reference source included incremental cost only | 0 | 0 | 166 | Illinois 2018 Statewide TRM, Section 4.2.2 | 0 | 0 | 166 | freezer |  | 166
Equipment | Energy Star Commercial Solid Door Freezer | One Solid Door Freezer meeting ENERGY STAR® 3.0 Standards | One Solid Door Freezer meeting Federal Standards | Commercial | New | Assembly | FL Zone 2 | Per Unit | 0% | 6015.1469 | 3482.1 | 2533.0469 | 0.42111 | 12 | 0.37834 | 0.16907 | 0 | Reference source included incremental cost only | 0 | 0 | 166 | Illinois 2018 Statewide TRM, Section 4.2.2 | 0 | 0 | 166 | freezer |  | 166
Equipment | Energy Star Commercial Solid Door Freezer | One Solid Door Freezer meeting ENERGY STAR® 3.0 Standards | One Solid Door Freezer meeting Federal Standards | Commercial | New | College and University | FL Zone 2 | Per Unit | 0% | 6015.1469 | 3482.1 | 2533.0469 | 0.42111 | 12 | 0.32842 | 0.27509 | 0 | Reference source included incremental cost only | 0 | 0 | 166 | Illinois 2018 Statewide TRM, Section 4.2.2 | 0 | 0 | 166 | freezer |  | 166
Equipment | Energy Star Commercial Solid Door Freezer | One Solid Door Freezer meeting ENERGY STAR® 3.0 Standards | One Solid Door Freezer meeting Federal Standards | Commercial | New | Grocery | FL Zone 2 | Per Unit | 66.59% | 6015.1469 | 3482.1 | 2533.0469 | 0.42111 | 12 | 0.37834 | 0.16907 | 0 | Reference source included incremental cost only | 0 | 0 | 166 | Illinois 2018 Statewide TRM, Section 4.2.2 | 0 | 0 | 166 | freezer |  | 166
Equipment | Energy Star Commercial Solid Door Freezer | One Solid Door Freezer meeting ENERGY STAR® 3.0 Standards | One Solid Door Freezer meeting Federal Standards | Commercial | New | Healthcare | FL Zone 2 | Per Unit | 0% | 6015.1469 | 3482.1 | 2533.0469 | 0.42111 | 12 | 0.32842 | 0.27509 | 0 | Reference source included incremental cost only | 0 | 0 | 166 | Illinois 2018 Statewide TRM, Section 4.2.2 | 0 | 0 | 166 | freezer |  | 166
Equipment | Energy Star Commercial Solid Door Freezer | One Solid Door Freezer meeting ENERGY STAR® 3.0 Standards | One Solid Door Freezer meeting Federal Standards | Commercial | New | Hospitals | FL Zone 2 | Per Unit | 0% | 6015.1469 | 3482.1 | 2533.0469 | 0.42111 | 12 | 0.32842 | 0.27509 | 0 | Reference source included incremental cost only | 0 | 0 | 166 | Illinois 2018 Statewide TRM, Section 4.2.2 | 0 | 0 | 166 | freezer |  | 166
Equipment | Energy Star Commercial Solid Door Freezer | One Solid Door Freezer meeting ENERGY STAR® 3.0 Standards | One Solid Door Freezer meeting Federal Standards | Commercial | New | Institutional | FL Zone 2 | Per Unit | 0% | 6015.1469 | 3482.1 | 2533.0469 | 0.42111 | 12 | 0.37834 | 0.16907 | 0 | Reference source included incremental cost only | 0 | 0 | 166 | Illinois 2018 Statewide TRM, Section 4.2.2 | 0 | 0 | 166 | freezer |  | 166
Equipment | Energy Star Commercial Solid Door Freezer | One Solid Door Freezer meeting ENERGY STAR® 3.0 Standards | One Solid Door Freezer meeting Federal Standards | Commercial | New | Lodging/Hospitality | FL Zone 2 | Per Unit | 0% | 6015.1469 | 3482.1 | 2533.0469 | 0.42111 | 12 | 0.32842 | 0.27509 | 0 | Reference source included incremental cost only | 0 | 0 | 166 | Illinois 2018 Statewide TRM, Section 4.2.2 | 0 | 0 | 166 | freezer |  | 166
Equipment | Energy Star Commercial Solid Door Freezer | One Solid Door Freezer meeting ENERGY STAR® 3.0 Standards | One Solid Door Freezer meeting Federal Standards | Commercial | New | Miscellaneous | FL Zone 2 | Per Unit | 0% | 6015.1469 | 3482.1 | 2533.0469 | 0.42111 | 12 | 0.37834 | 0.16907 | 0 | Reference source included incremental cost only | 0 | 0 | 166 | Illinois 2018 Statewide TRM, Section 4.2.2 | 0 | 0 | 166 | freezer |  | 166
Equipment | Energy Star Commercial Solid Door Freezer | One Solid Door Freezer meeting ENERGY STAR® 3.0 Standards | One Solid Door Freezer meeting Federal Standards | Commercial | New | Offices | FL Zone 2 | Per Unit | 0% | 6015.1469 | 3482.1 | 2533.0469 | 0.42111 | 12 | 0.37834 | 0.16907 | 0 | Reference source included incremental cost only | 0 | 0 | 166 | Illinois 2018 Statewide TRM, Section 4.2.2 | 0 | 0 | 166 | freezer |  | 166
Equipment | Energy Star Commercial Solid Door Freezer | One Solid Door Freezer meeting ENERGY STAR® 3.0 Standards | One Solid Door Freezer meeting Federal Standards | Commercial | New | Restaurants | FL Zone 2 | Per Unit | 0% | 6015.1469 | 3482.1 | 2533.0469 | 0.42111 | 12 | 0.32842 | 0.27509 | 0 | Reference source included incremental cost only | 0 | 0 | 166 | Illinois 2018 Statewide TRM, Section 4.2.2 | 0 | 0 | 166 | freezer |  | 166
Equipment | Energy Star Commercial Solid Door Freezer | One Solid Door Freezer meeting ENERGY STAR® 3.0 Standards | One Solid Door Freezer meeting Federal Standards | Commercial | New | Retail | FL Zone 2 | Per Unit | 66.59% | 6015.1469 | 3482.1 | 2533.0469 | 0.42111 | 12 | 0.37834 | 0.16907 | 0 | Reference source included incremental cost only | 0 | 0 | 166 | Illinois 2018 Statewide TRM, Section 4.2.2 | 0 | 0 | 166 | freezer |  | 166
Equipment | Energy Star Commercial Solid Door Freezer | One Solid Door Freezer meeting ENERGY STAR® 3.0 Standards | One Solid Door Freezer meeting Federal Standards | Commercial | New | Schools K-12 | FL Zone 2 | Per Unit | 0% | 6015.1469 | 3482.1 | 2533.0469 | 0.42111 | 12 | 0.32842 | 0.27509 | 0 | Reference source included incremental cost only | 0 | 0 | 166 | Illinois 2018 Statewide TRM, Section 4.2.2 | 0 | 0 | 166 | freezer |  | 166
Equipment | Energy Star Commercial Solid Door Freezer | One Solid Door Freezer meeting ENERGY STAR® 3.0 Standards | One Solid Door Freezer meeting Federal Standards | Commercial | New | Warehouse | FL Zone 2 | Per Unit | 0% | 6015.1469 | 3482.1 | 2533.0469 | 0.42111 | 12 | 0.37834 | 0.16907 | 0 | Reference source included incremental cost only | 0 | 0 | 166 | Illinois 2018 Statewide TRM, Section 4.2.2 | 0 | 0 | 166 | freezer |  | 166
Equipment | Energy Star Commercial Solid Door Refrigerator | One Solid Door Refrigerator meeting ENERGY STAR® 3.0 Standards | One Solid Door Refrigerator meeting Federal Standards | Commercial | Turnover | Assembly | FL Zone 2 | Per Unit | 0% | 1690.4885 | 840.5646 | 849.9239 | 0.50277 | 12 | 0.12695 | 0.056728 | 0 | Reference source included incremental cost only | 0 | 0 | 164 | Illinois 2018 Statewide TRM, Section 4.2.2 | 0 | 0 | 164 | refrigerator |  | 164
Equipment | Energy Star Commercial Solid Door Refrigerator | One Solid Door Refrigerator meeting ENERGY STAR® 3.0 Standards | One Solid Door Refrigerator meeting Federal Standards | Commercial | Turnover | College and University | FL Zone 2 | Per Unit | 0% | 1690.4885 | 840.5646 | 849.9239 | 0.50277 | 12 | 0.1102 | 0.092304 | 0 | Reference source included incremental cost only | 0 | 0 | 164 | Illinois 2018 Statewide TRM, Section 4.2.2 | 0 | 0 | 164 | refrigerator |  | 164
Equipment | Energy Star Commercial Solid Door Refrigerator | One Solid Door Refrigerator meeting ENERGY STAR® 3.0 Standards | One Solid Door Refrigerator meeting Federal Standards | Commercial | Turnover | Grocery | FL Zone 2 | Per Unit | 66.59% | 1690.4885 | 840.5646 | 849.9239 | 0.50277 | 12 | 0.12695 | 0.056728 | 0 | Reference source included incremental cost only | 0 | 0 | 164 | Illinois 2018 Statewide TRM, Section 4.2.2 | 0 | 0 | 164 | refrigerator |  | 164
Equipment | Energy Star Commercial Solid Door Refrigerator | One Solid Door Refrigerator meeting ENERGY STAR® 3.0 Standards | One Solid Door Refrigerator meeting Federal Standards | Commercial | Turnover | Healthcare | FL Zone 2 | Per Unit | 0% | 1690.4885 | 840.5646 | 849.9239 | 0.50277 | 12 | 0.1102 | 0.092304 | 0 | Reference source included incremental cost only | 0 | 0 | 164 | Illinois 2018 Statewide TRM, Section 4.2.2 | 0 | 0 | 164 | refrigerator |  | 164
Equipment | Energy Star Commercial Solid Door Refrigerator | One Solid Door Refrigerator meeting ENERGY STAR® 3.0 Standards | One Solid Door Refrigerator meeting Federal Standards | Commercial | Turnover | Hospitals | FL Zone 2 | Per Unit | 0% | 1690.4885 | 840.5646 | 849.9239 | 0.50277 | 12 | 0.1102 | 0.092304 | 0 | Reference source included incremental cost only | 0 | 0 | 164 | Illinois 2018 Statewide TRM, Section 4.2.2 | 0 | 0 | 164 | refrigerator |  | 164
Equipment | Energy Star Commercial Solid Door Refrigerator | One Solid Door Refrigerator meeting ENERGY STAR® 3.0 Standards | One Solid Door Refrigerator meeting Federal Standards | Commercial | Turnover | Institutional | FL Zone 2 | Per Unit | 0% | 1690.4885 | 840.5646 | 849.9239 | 0.50277 | 12 | 0.12695 | 0.056728 | 0 | Reference source included incremental cost only | 0 | 0 | 164 | Illinois 2018 Statewide TRM, Section 4.2.2 | 0 | 0 | 164 | refrigerator |  | 164
Equipment | Energy Star Commercial Solid Door Refrigerator | One Solid Door Refrigerator meeting ENERGY STAR® 3.0 Standards | One Solid Door Refrigerator meeting Federal Standards | Commercial | Turnover | Lodging/Hospitality | FL Zone 2 | Per Unit | 0% | 1690.4885 | 840.5646 | 849.9239 | 0.50277 | 12 | 0.1102 | 0.092304 | 0 | Reference source included incremental cost only | 0 | 0 | 164 | Illinois 2018 Statewide TRM, Section 4.2.2 | 0 | 0 | 164 | refrigerator |  | 164
Equipment | Energy Star Commercial Solid Door Refrigerator | One Solid Door Refrigerator meeting ENERGY STAR® 3.0 Standards | One Solid Door Refrigerator meeting Federal Standards | Commercial | Turnover | Miscellaneous | FL Zone 2 | Per Unit | 0% | 1690.4885 | 840.5646 | 849.9239 | 0.50277 | 12 | 0.12695 | 0.056728 | 0 | Reference source included incremental cost only | 0 | 0 | 164 | Illinois 2018 Statewide TRM, Section 4.2.2 | 0 | 0 | 164 | refrigerator |  | 164
Equipment | Energy Star Commercial Solid Door Refrigerator | One Solid Door Refrigerator meeting ENERGY STAR® 3.0 Standards | One Solid Door Refrigerator meeting Federal Standards | Commercial | Turnover | Offices | FL Zone 2 | Per Unit | 0% | 1690.4885 | 840.5646 | 849.9239 | 0.50277 | 12 | 0.12695 | 0.056728 | 0 | Reference source included incremental cost only | 0 | 0 | 164 | Illinois 2018 Statewide TRM, Section 4.2.2 | 0 | 0 | 164 | refrigerator |  | 164
Equipment | Energy Star Commercial Solid Door Refrigerator | One Solid Door Refrigerator meeting ENERGY STAR® 3.0 Standards | One Solid Door Refrigerator meeting Federal Standards | Commercial | Turnover | Restaurants | FL Zone 2 | Per Unit | 0% | 1690.4885 | 840.5646 | 849.9239 | 0.50277 | 12 | 0.1102 | 0.092304 | 0 | Reference source included incremental cost only | 0 | 0 | 164 | Illinois 2018 Statewide TRM, Section 4.2.2 | 0 | 0 | 164 | refrigerator |  | 164
Equipment | Energy Star Commercial Solid Door Refrigerator | One Solid Door Refrigerator meeting ENERGY STAR® 3.0 Standards | One Solid Door Refrigerator meeting Federal Standards | Commercial | Turnover | Retail | FL Zone 2 | Per Unit | 66.59% | 1690.4885 | 840.5646 | 849.9239 | 0.50277 | 12 | 0.12695 | 0.056728 | 0 | Reference source included incremental cost only | 0 | 0 | 164 | Illinois 2018 Statewide TRM, Section 4.2.2 | 0 | 0 | 164 | refrigerator |  | 164
Equipment | Energy Star Commercial Solid Door Refrigerator | One Solid Door Refrigerator meeting ENERGY STAR® 3.0 Standards | One Solid Door Refrigerator meeting Federal Standards | Commercial | Turnover | Schools K-12 | FL Zone 2 | Per Unit | 0% | 1690.4885 | 840.5646 | 849.9239 | 0.50277 | 12 | 0.1102 | 0.092304 | 0 | Reference source included incremental cost only | 0 | 0 | 164 | Illinois 2018 Statewide TRM, Section 4.2.2 | 0 | 0 | 164 | refrigerator |  | 164
Equipment | Energy Star Commercial Solid Door Refrigerator | One Solid Door Refrigerator meeting ENERGY STAR® 3.0 Standards | One Solid Door Refrigerator meeting Federal Standards | Commercial | Turnover | Warehouse | FL Zone 2 | Per Unit | 0% | 1690.4885 | 840.5646 | 849.9239 | 0.50277 | 12 | 0.12695 | 0.056728 | 0 | Reference source included incremental cost only | 0 | 0 | 164 | Illinois 2018 Statewide TRM, Section 4.2.2 | 0 | 0 | 164 | refrigerator |  | 164
Equipment | Energy Star Commercial Solid Door Refrigerator | One Solid Door Refrigerator meeting ENERGY STAR® 3.0 Standards | One Solid Door Refrigerator meeting Federal Standards | Commercial | New | Assembly | FL Zone 2 | Per Unit | 0% | 1690.4885 | 840.5646 | 849.9239 | 0.50277 | 12 | 0.12695 | 0.056728 | 0 | Reference source included incremental cost only | 0 | 0 | 164 | Illinois 2018 Statewide TRM, Section 4.2.2 | 0 | 0 | 164 | refrigerator |  | 164
Equipment | Energy Star Commercial Solid Door Refrigerator | One Solid Door Refrigerator meeting ENERGY STAR® 3.0 Standards | One Solid Door Refrigerator meeting Federal Standards | Commercial | New | College and University | FL Zone 2 | Per Unit | 0% | 1690.4885 | 840.5646 | 849.9239 | 0.50277 | 12 | 0.1102 | 0.092304 | 0 | Reference source included incremental cost only | 0 | 0 | 164 | Illinois 2018 Statewide TRM, Section 4.2.2 | 0 | 0 | 164 | refrigerator |  | 164
Equipment | Energy Star Commercial Solid Door Refrigerator | One Solid Door Refrigerator meeting ENERGY STAR® 3.0 Standards | One Solid Door Refrigerator meeting Federal Standards | Commercial | New | Grocery | FL Zone 2 | Per Unit | 66.59% | 1690.4885 | 840.5646 | 849.9239 | 0.50277 | 12 | 0.12695 | 0.056728 | 0 | Reference source included incremental cost only | 0 | 0 | 164 | Illinois 2018 Statewide TRM, Section 4.2.2 | 0 | 0 | 164 | refrigerator |  | 164
Equipment | Energy Star Commercial Solid Door Refrigerator | One Solid Door Refrigerator meeting ENERGY STAR® 3.0 Standards | One Solid Door Refrigerator meeting Federal Standards | Commercial | New | Healthcare | FL Zone 2 | Per Unit | 0% | 1690.4885 | 840.5646 | 849.9239 | 0.50277 | 12 | 0.1102 | 0.092304 | 0 | Reference source included incremental cost only | 0 | 0 | 164 | Illinois 2018 Statewide TRM, Section 4.2.2 | 0 | 0 | 164 | refrigerator |  | 164
Equipment | Energy Star Commercial Solid Door Refrigerator | One Solid Door Refrigerator meeting ENERGY STAR® 3.0 Standards | One Solid Door Refrigerator meeting Federal Standards | Commercial | New | Hospitals | FL Zone 2 | Per Unit | 0% | 1690.4885 | 840.5646 | 849.9239 | 0.50277 | 12 | 0.1102 | 0.092304 | 0 | Reference source included incremental cost only | 0 | 0 | 164 | Illinois 2018 Statewide TRM, Section 4.2.2 | 0 | 0 | 164 | refrigerator |  | 164
Equipment | Energy Star Commercial Solid Door Refrigerator | One Solid Door Refrigerator meeting ENERGY STAR® 3.0 Standards | One Solid Door Refrigerator meeting Federal Standards | Commercial | New | Institutional | FL Zone 2 | Per Unit | 0% | 1690.4885 | 840.5646 | 849.9239 | 0.50277 | 12 | 0.12695 | 0.056728 | 0 | Reference source included incremental cost only | 0 | 0 | 164 | Illinois 2018 Statewide TRM, Section 4.2.2 | 0 | 0 | 164 | refrigerator |  | 164
Equipment | Energy Star Commercial Solid Door Refrigerator | One Solid Door Refrigerator meeting ENERGY STAR® 3.0 Standards | One Solid Door Refrigerator meeting Federal Standards | Commercial | New | Lodging/Hospitality | FL Zone 2 | Per Unit | 0% | 1690.4885 | 840.5646 | 849.9239 | 0.50277 | 12 | 0.1102 | 0.092304 | 0 | Reference source included incremental cost only | 0 | 0 | 164 | Illinois 2018 Statewide TRM, Section 4.2.2 | 0 | 0 | 164 | refrigerator |  | 164
Equipment | Energy Star Commercial Solid Door Refrigerator | One Solid Door Refrigerator meeting ENERGY STAR® 3.0 Standards | One Solid Door Refrigerator meeting Federal Standards | Commercial | New | Miscellaneous | FL Zone 2 | Per Unit | 0% | 1690.4885 | 840.5646 | 849.9239 | 0.50277 | 12 | 0.12695 | 0.056728 | 0 | Reference source included incremental cost only | 0 | 0 | 164 | Illinois 2018 Statewide TRM, Section 4.2.2 | 0 | 0 | 164 | refrigerator |  | 164
Equipment | Energy Star Commercial Solid Door Refrigerator | One Solid Door Refrigerator meeting ENERGY STAR® 3.0 Standards | One Solid Door Refrigerator meeting Federal Standards | Commercial | New | Offices | FL Zone 2 | Per Unit | 0% | 1690.4885 | 840.5646 | 849.9239 | 0.50277 | 12 | 0.12695 | 0.056728 | 0 | Reference source included incremental cost only | 0 | 0 | 164 | Illinois 2018 Statewide TRM, Section 4.2.2 | 0 | 0 | 164 | refrigerator |  | 164
Equipment | Energy Star Commercial Solid Door Refrigerator | One Solid Door Refrigerator meeting ENERGY STAR® 3.0 Standards | One Solid Door Refrigerator meeting Federal Standards | Commercial | New | Restaurants | FL Zone 2 | Per Unit | 0% | 1690.4885 | 840.5646 | 849.9239 | 0.50277 | 12 | 0.1102 | 0.092304 | 0 | Reference source included incremental cost only | 0 | 0 | 164 | Illinois 2018 Statewide TRM, Section 4.2.2 | 0 | 0 | 164 | refrigerator |  | 164
Equipment | Energy Star Commercial Solid Door Refrigerator | One Solid Door Refrigerator meeting ENERGY STAR® 3.0 Standards | One Solid Door Refrigerator meeting Federal Standards | Commercial | New | Retail | FL Zone 2 | Per Unit | 66.59% | 1690.4885 | 840.5646 | 849.9239 | 0.50277 | 12 | 0.12695 | 0.056728 | 0 | Reference source included incremental cost only | 0 | 0 | 164 | Illinois 2018 Statewide TRM, Section 4.2.2 | 0 | 0 | 164 | refrigerator |  | 164
Equipment | Energy Star Commercial Solid Door Refrigerator | One Solid Door Refrigerator meeting ENERGY STAR® 3.0 Standards | One Solid Door Refrigerator meeting Federal Standards | Commercial | New | Schools K-12 | FL Zone 2 | Per Unit | 0% | 1690.4885 | 840.5646 | 849.9239 | 0.50277 | 12 | 0.1102 | 0.092304 | 0 | Reference source included incremental cost only | 0 | 0 | 164 | Illinois 2018 Statewide TRM, Section 4.2.2 | 0 | 0 | 164 | refrigerator |  | 164
Equipment | Energy Star Commercial Solid Door Refrigerator | One Solid Door Refrigerator meeting ENERGY STAR® 3.0 Standards | One Solid Door Refrigerator meeting Federal Standards | Commercial | New | Warehouse | FL Zone 2 | Per Unit | 0% | 1690.4885 | 840.5646 | 849.9239 | 0.50277 | 12 | 0.12695 | 0.056728 | 0 | Reference source included incremental cost only | 0 | 0 | 164 | Illinois 2018 Statewide TRM, Section 4.2.2 | 0 | 0 | 164 | refrigerator |  | 164
Equipment | Energy Star Ice Maker | One Continuous Self-Contained Ice Maker meeting ENERGY STAR® 2.0 Standards (8.9 kWh / 100 lbs of ice) | One Continuous Self-Contained Ice Maker meeting Federal Standard (9.5 kWh / 100 lbs of ice) | Commercial | Turnover | Assembly | FL Zone 2 | Per Unit | 32.96% | 2088.5085 | 1850.6475 | 237.861 | 0.11389 | 8 | 0.036863 | 0.023275 | 0 | Reference source included incremental cost only | 0 | 0 | 249 | CMUA TRM, 2017, based on 500-1000 lbs/day unit | 0 | 0 | 249 | ice maker |  | 249
Equipment | Energy Star Ice Maker | One Continuous Self-Contained Ice Maker meeting ENERGY STAR® 2.0 Standards (8.9 kWh / 100 lbs of ice) | One Continuous Self-Contained Ice Maker meeting Federal Standard (9.5 kWh / 100 lbs of ice) | Commercial | Turnover | College and University | FL Zone 2 | Per Unit | 32.68% | 2088.5085 | 1850.6475 | 237.861 | 0.11389 | 8 | 0.03084 | 0.025832 | 0 | Reference source included incremental cost only | 0 | 0 | 249 | CMUA TRM, 2017, based on 500-1000 lbs/day unit | 0 | 0 | 249 | ice maker |  | 249
Equipment | Energy Star Ice Maker | One Continuous Self-Contained Ice Maker meeting ENERGY STAR® 2.0 Standards (8.9 kWh / 100 lbs of ice) | One Continuous Self-Contained Ice Maker meeting Federal Standard (9.5 kWh / 100 lbs of ice) | Commercial | Turnover | Grocery | FL Zone 2 | Per Unit | 33.92% | 2088.5085 | 1850.6475 | 237.861 | 0.11389 | 8 | 0.036863 | 0.023275 | 0 | Reference source included incremental cost only | 0 | 0 | 249 | CMUA TRM, 2017, based on 500-1000 lbs/day unit | 0 | 0 | 249 | ice maker |  | 249
Equipment | Energy Star Ice Maker | One Continuous Self-Contained Ice Maker meeting ENERGY STAR® 2.0 Standards (8.9 kWh / 100 lbs of ice) | One Continuous Self-Contained Ice Maker meeting Federal Standard (9.5 kWh / 100 lbs of ice) | Commercial | Turnover | Healthcare | FL Zone 2 | Per Unit | 32.68% | 2088.5085 | 1850.6475 | 237.861 | 0.11389 | 8 | 0.03084 | 0.025832 | 0 | Reference source included incremental cost only | 0 | 0 | 249 | CMUA TRM, 2017, based on 500-1000 lbs/day unit | 0 | 0 | 249 | ice maker |  | 249
Equipment | Energy Star Ice Maker | One Continuous Self-Contained Ice Maker meeting ENERGY STAR® 2.0 Standards (8.9 kWh / 100 lbs of ice) | One Continuous Self-Contained Ice Maker meeting Federal Standard (9.5 kWh / 100 lbs of ice) | Commercial | Turnover | Hospitals | FL Zone 2 | Per Unit | 32.68% | 2088.5085 | 1850.6475 | 237.861 | 0.11389 | 8 | 0.03084 | 0.025832 | 0 | Reference source included incremental cost only | 0 | 0 | 249 | CMUA TRM, 2017, based on 500-1000 lbs/day unit | 0 | 0 | 249 | ice maker |  | 249
Equipment | Energy Star Ice Maker | One Continuous Self-Contained Ice Maker meeting ENERGY STAR® 2.0 Standards (8.9 kWh / 100 lbs of ice) | One Continuous Self-Contained Ice Maker meeting Federal Standard (9.5 kWh / 100 lbs of ice) | Commercial | Turnover | Institutional | FL Zone 2 | Per Unit | 0% | 2088.5085 | 1850.6475 | 237.861 | 0.11389 | 8 | 0.036863 | 0.023275 | 0 | Reference source included incremental cost only | 0 | 0 | 249 | CMUA TRM, 2017, based on 500-1000 lbs/day unit | 0 | 0 | 249 | ice maker |  | 249
Equipment | Energy Star Ice Maker | One Continuous Self-Contained Ice Maker meeting ENERGY STAR® 2.0 Standards (8.9 kWh / 100 lbs of ice) | One Continuous Self-Contained Ice Maker meeting Federal Standard (9.5 kWh / 100 lbs of ice) | Commercial | Turnover | Lodging/Hospitality | FL Zone 2 | Per Unit | 32.68% | 2088.5085 | 1850.6475 | 237.861 | 0.11389 | 8 | 0.03084 | 0.025832 | 0 | Reference source included incremental cost only | 0 | 0 | 249 | CMUA TRM, 2017, based on 500-1000 lbs/day unit | 0 | 0 | 249 | ice maker |  | 249
Equipment | Energy Star Ice Maker | One Continuous Self-Contained Ice Maker meeting ENERGY STAR® 2.0 Standards (8.9 kWh / 100 lbs of ice) | One Continuous Self-Contained Ice Maker meeting Federal Standard (9.5 kWh / 100 lbs of ice) | Commercial | Turnover | Miscellaneous | FL Zone 2 | Per Unit | 0% | 2088.5085 | 1850.6475 | 237.861 | 0.11389 | 8 | 0.036863 | 0.023275 | 0 | Reference source included incremental cost only | 0 | 0 | 249 | CMUA TRM, 2017, based on 500-1000 lbs/day unit | 0 | 0 | 249 | ice maker |  | 249
Equipment | Energy Star Ice Maker | One Continuous Self-Contained Ice Maker meeting ENERGY STAR® 2.0 Standards (8.9 kWh / 100 lbs of ice) | One Continuous Self-Contained Ice Maker meeting Federal Standard (9.5 kWh / 100 lbs of ice) | Commercial | Turnover | Offices | FL Zone 2 | Per Unit | 0% | 2088.5085 | 1850.6475 | 237.861 | 0.11389 | 8 | 0.036863 | 0.023275 | 0 | Reference source included incremental cost only | 0 | 0 | 249 | CMUA TRM, 2017, based on 500-1000 lbs/day unit | 0 | 0 | 249 | ice maker |  | 249
Equipment | Energy Star Ice Maker | One Continuous Self-Contained Ice Maker meeting ENERGY STAR® 2.0 Standards (8.9 kWh / 100 lbs of ice) | One Continuous Self-Contained Ice Maker meeting Federal Standard (9.5 kWh / 100 lbs of ice) | Commercial | Turnover | Restaurants | FL Zone 2 | Per Unit | 33.92% | 2088.5085 | 1850.6475 | 237.861 | 0.11389 | 8 | 0.03084 | 0.025832 | 0 | Reference source included incremental cost only | 0 | 0 | 249 | CMUA TRM, 2017, based on 500-1000 lbs/day unit | 0 | 0 | 249 | ice maker |  | 249
Equipment | Energy Star Ice Maker | One Continuous Self-Contained Ice Maker meeting ENERGY STAR® 2.0 Standards (8.9 kWh / 100 lbs of ice) | One Continuous Self-Contained Ice Maker meeting Federal Standard (9.5 kWh / 100 lbs of ice) | Commercial | Turnover | Retail | FL Zone 2 | Per Unit | 32.68% | 2088.5085 | 1850.6475 | 237.861 | 0.11389 | 8 | 0.036863 | 0.023275 | 0 | Reference source included incremental cost only | 0 | 0 | 249 | CMUA TRM, 2017, based on 500-1000 lbs/day unit | 0 | 0 | 249 | ice maker |  | 249
Equipment | Energy Star Ice Maker | One Continuous Self-Contained Ice Maker meeting ENERGY STAR® 2.0 Standards (8.9 kWh / 100 lbs of ice) | One Continuous Self-Contained Ice Maker meeting Federal Standard (9.5 kWh / 100 lbs of ice) | Commercial | Turnover | Schools K-12 | FL Zone 2 | Per Unit | 32.68% | 2088.5085 | 1850.6475 | 237.861 | 0.11389 | 8 | 0.03084 | 0.025832 | 0 | Reference source included incremental cost only | 0 | 0 | 249 | CMUA TRM, 2017, based on 500-1000 lbs/day unit | 0 | 0 | 249 | ice maker |  | 249
Equipment | Energy Star Ice Maker | One Continuous Self-Contained Ice Maker meeting ENERGY STAR® 2.0 Standards (8.9 kWh / 100 lbs of ice) | One Continuous Self-Contained Ice Maker meeting Federal Standard (9.5 kWh / 100 lbs of ice) | Commercial | Turnover | Warehouse | FL Zone 2 | Per Unit | 0% | 2088.5085 | 1850.6475 | 237.861 | 0.11389 | 8 | 0.036863 | 0.023275 | 0 | Reference source included incremental cost only | 0 | 0 | 249 | CMUA TRM, 2017, based on 500-1000 lbs/day unit | 0 | 0 | 249 | ice maker |  | 249
Equipment | Energy Star Ice Maker | One Continuous Self-Contained Ice Maker meeting ENERGY STAR® 2.0 Standards (8.9 kWh / 100 lbs of ice) | One Continuous Self-Contained Ice Maker meeting Federal Standard (9.5 kWh / 100 lbs of ice) | Commercial | New | Assembly | FL Zone 2 | Per Unit | 32.96% | 2088.5085 | 1850.6475 | 237.861 | 0.11389 | 8 | 0.036863 | 0.023275 | 0 | Reference source included incremental cost only | 0 | 0 | 249 | CMUA TRM, 2017, based on 500-1000 lbs/day unit | 0 | 0 | 249 | ice maker |  | 249
Equipment | Energy Star Ice Maker | One Continuous Self-Contained Ice Maker meeting ENERGY STAR® 2.0 Standards (8.9 kWh / 100 lbs of ice) | One Continuous Self-Contained Ice Maker meeting Federal Standard (9.5 kWh / 100 lbs of ice) | Commercial | New | College and University | FL Zone 2 | Per Unit | 32.68% | 2088.5085 | 1850.6475 | 237.861 | 0.11389 | 8 | 0.03084 | 0.025832 | 0 | Reference source included incremental cost only | 0 | 0 | 249 | CMUA TRM, 2017, based on 500-1000 lbs/day unit | 0 | 0 | 249 | ice maker |  | 249
Equipment | Energy Star Ice Maker | One Continuous Self-Contained Ice Maker meeting ENERGY STAR® 2.0 Standards (8.9 kWh / 100 lbs of ice) | One Continuous Self-Contained Ice Maker meeting Federal Standard (9.5 kWh / 100 lbs of ice) | Commercial | New | Grocery | FL Zone 2 | Per Unit | 33.92% | 2088.5085 | 1850.6475 | 237.861 | 0.11389 | 8 | 0.036863 | 0.023275 | 0 | Reference source included incremental cost only | 0 | 0 | 249 | CMUA TRM, 2017, based on 500-1000 lbs/day unit | 0 | 0 | 249 | ice maker |  | 249
Equipment | Energy Star Ice Maker | One Continuous Self-Contained Ice Maker meeting ENERGY STAR® 2.0 Standards (8.9 kWh / 100 lbs of ice) | One Continuous Self-Contained Ice Maker meeting Federal Standard (9.5 kWh / 100 lbs of ice) | Commercial | New | Healthcare | FL Zone 2 | Per Unit | 32.68% | 2088.5085 | 1850.6475 | 237.861 | 0.11389 | 8 | 0.03084 | 0.025832 | 0 | Reference source included incremental cost only | 0 | 0 | 249 | CMUA TRM, 2017, based on 500-1000 lbs/day unit | 0 | 0 | 249 | ice maker |  | 249
Equipment | Energy Star Ice Maker | One Continuous Self-Contained Ice Maker meeting ENERGY STAR® 2.0 Standards (8.9 kWh / 100 lbs of ice) | One Continuous Self-Contained Ice Maker meeting Federal Standard (9.5 kWh / 100 lbs of ice) | Commercial | New | Hospitals | FL Zone 2 | Per Unit | 32.68% | 2088.5085 | 1850.6475 | 237.861 | 0.11389 | 8 | 0.03084 | 0.025832 | 0 | Reference source included incremental cost only | 0 | 0 | 249 | CMUA TRM, 2017, based on 500-1000 lbs/day unit | 0 | 0 | 249 | ice maker |  | 249
Equipment | Energy Star Ice Maker | One Continuous Self-Contained Ice Maker meeting ENERGY STAR® 2.0 Standards (8.9 kWh / 100 lbs of ice) | One Continuous Self-Contained Ice Maker meeting Federal Standard (9.5 kWh / 100 lbs of ice) | Commercial | New | Institutional | FL Zone 2 | Per Unit | 0% | 2088.5085 | 1850.6475 | 237.861 | 0.11389 | 8 | 0.036863 | 0.023275 | 0 | Reference source included incremental cost only | 0 | 0 | 249 | CMUA TRM, 2017, based on 500-1000 lbs/day unit | 0 | 0 | 249 | ice maker |  | 249
Equipment | Energy Star Ice Maker | One Continuous Self-Contained Ice Maker meeting ENERGY STAR® 2.0 Standards (8.9 kWh / 100 lbs of ice) | One Continuous Self-Contained Ice Maker meeting Federal Standard (9.5 kWh / 100 lbs of ice) | Commercial | New | Lodging/Hospitality | FL Zone 2 | Per Unit | 32.68% | 2088.5085 | 1850.6475 | 237.861 | 0.11389 | 8 | 0.03084 | 0.025832 | 0 | Reference source included incremental cost only | 0 | 0 | 249 | CMUA TRM, 2017, based on 500-1000 lbs/day unit | 0 | 0 | 249 | ice maker |  | 249
Equipment | Energy Star Ice Maker | One Continuous Self-Contained Ice Maker meeting ENERGY STAR® 2.0 Standards (8.9 kWh / 100 lbs of ice) | One Continuous Self-Contained Ice Maker meeting Federal Standard (9.5 kWh / 100 lbs of ice) | Commercial | New | Miscellaneous | FL Zone 2 | Per Unit | 0% | 2088.5085 | 1850.6475 | 237.861 | 0.11389 | 8 | 0.036863 | 0.023275 | 0 | Reference source included incremental cost only | 0 | 0 | 249 | CMUA TRM, 2017, based on 500-1000 lbs/day unit | 0 | 0 | 249 | ice maker |  | 249
Equipment | Energy Star Ice Maker | One Continuous Self-Contained Ice Maker meeting ENERGY STAR® 2.0 Standards (8.9 kWh / 100 lbs of ice) | One Continuous Self-Contained Ice Maker meeting Federal Standard (9.5 kWh / 100 lbs of ice) | Commercial | New | Offices | FL Zone 2 | Per Unit | 0% | 2088.5085 | 1850.6475 | 237.861 | 0.11389 | 8 | 0.036863 | 0.023275 | 0 | Reference source included incremental cost only | 0 | 0 | 249 | CMUA TRM, 2017, based on 500-1000 lbs/day unit | 0 | 0 | 249 | ice maker |  | 249
Equipment | Energy Star Ice Maker | One Continuous Self-Contained Ice Maker meeting ENERGY STAR® 2.0 Standards (8.9 kWh / 100 lbs of ice) | One Continuous Self-Contained Ice Maker meeting Federal Standard (9.5 kWh / 100 lbs of ice) | Commercial | New | Restaurants | FL Zone 2 | Per Unit | 33.92% | 2088.5085 | 1850.6475 | 237.861 | 0.11389 | 8 | 0.03084 | 0.025832 | 0 | Reference source included incremental cost only | 0 | 0 | 249 | CMUA TRM, 2017, based on 500-1000 lbs/day unit | 0 | 0 | 249 | ice maker |  | 249
Equipment | Energy Star Ice Maker | One Continuous Self-Contained Ice Maker meeting ENERGY STAR® 2.0 Standards (8.9 kWh / 100 lbs of ice) | One Continuous Self-Contained Ice Maker meeting Federal Standard (9.5 kWh / 100 lbs of ice) | Commercial | New | Retail | FL Zone 2 | Per Unit | 32.68% | 2088.5085 | 1850.6475 | 237.861 | 0.11389 | 8 | 0.036863 | 0.023275 | 0 | Reference source included incremental cost only | 0 | 0 | 249 | CMUA TRM, 2017, based on 500-1000 lbs/day unit | 0 | 0 | 249 | ice maker |  | 249
Equipment | Energy Star Ice Maker | One Continuous Self-Contained Ice Maker meeting ENERGY STAR® 2.0 Standards (8.9 kWh / 100 lbs of ice) | One Continuous Self-Contained Ice Maker meeting Federal Standard (9.5 kWh / 100 lbs of ice) | Commercial | New | Schools K-12 | FL Zone 2 | Per Unit | 32.68% | 2088.5085 | 1850.6475 | 237.861 | 0.11389 | 8 | 0.03084 | 0.025832 | 0 | Reference source included incremental cost only | 0 | 0 | 249 | CMUA TRM, 2017, based on 500-1000 lbs/day unit | 0 | 0 | 249 | ice maker |  | 249
Equipment | Energy Star Ice Maker | One Continuous Self-Contained Ice Maker meeting ENERGY STAR® 2.0 Standards (8.9 kWh / 100 lbs of ice) | One Continuous Self-Contained Ice Maker meeting Federal Standard (9.5 kWh / 100 lbs of ice) | Commercial | New | Warehouse | FL Zone 2 | Per Unit | 0% | 2088.5085 | 1850.6475 | 237.861 | 0.11389 | 8 | 0.036863 | 0.023275 | 0 | Reference source included incremental cost only | 0 | 0 | 249 | CMUA TRM, 2017, based on 500-1000 lbs/day unit | 0 | 0 | 249 | ice maker |  | 249
Equipment | Energy Star Refrigerator | One Refrigerator/Freezer meeting ENERGY STAR® 5.0 Standards | One Refrigerator/Freezer meeting Federal Standard | Commercial | Turnover | Assembly | FL Zone 2 | Per Appliance | 35.47% | 607.13 | 473.63 | 133.5 | 0.21989 | 12 | 0.017577 | 0.01383 | 907 | NEEP Incremental Cost Recommendations 2017 - average of refrigerator types (https://neep.org/sites/default/files/resources/Incremental_Cost_Recommendations_Non_Lighting_050917.xlsx) | 166.52 | rate at $83.26/per labor hour, assume 2 hours work, reference: https://www.homewyse.com/costs/cost_of_energy_efficient_refrigerators.html | 1029 | NEEP Incremental Cost Recommendations 2017 - average of refrigerator types (https://neep.org/sites/default/files/resources/Incremental_Cost_Recommendations_Non_Lighting_050917.xlsx) | 166.52 | rate at $83.26/per labor hour, assume 2 hours work, reference: https://www.homewyse.com/costs/cost_of_energy_efficient_refrigerators.html | 122 | refrigerator |  | 122
Equipment | Energy Star Refrigerator | One Refrigerator/Freezer meeting ENERGY STAR® 5.0 Standards | One Refrigerator/Freezer meeting Federal Standard | Commercial | Turnover | College and University | FL Zone 2 | Per Appliance | 45.6% | 607.13 | 473.63 | 133.5 | 0.21989 | 12 | 0.017577 | 0.01383 | 907 | NEEP Incremental Cost Recommendations 2017 - average of refrigerator types (https://neep.org/sites/default/files/resources/Incremental_Cost_Recommendations_Non_Lighting_050917.xlsx) | 166.52 | rate at $83.26/per labor hour, assume 2 hours work, reference: https://www.homewyse.com/costs/cost_of_energy_efficient_refrigerators.html | 1029 | NEEP Incremental Cost Recommendations 2017 - average of refrigerator types (https://neep.org/sites/default/files/resources/Incremental_Cost_Recommendations_Non_Lighting_050917.xlsx) | 166.52 | rate at $83.26/per labor hour, assume 2 hours work, reference: https://www.homewyse.com/costs/cost_of_energy_efficient_refrigerators.html | 122 | refrigerator |  | 122
Equipment | Energy Star Refrigerator | One Refrigerator/Freezer meeting ENERGY STAR® 5.0 Standards | One Refrigerator/Freezer meeting Federal Standard | Commercial | Turnover | Grocery | FL Zone 2 | Per Appliance | 45.6% | 607.13 | 473.63 | 133.5 | 0.21989 | 12 | 0.017577 | 0.01383 | 907 | NEEP Incremental Cost Recommendations 2017 - average of refrigerator types (https://neep.org/sites/default/files/resources/Incremental_Cost_Recommendations_Non_Lighting_050917.xlsx) | 166.52 | rate at $83.26/per labor hour, assume 2 hours work, reference: https://www.homewyse.com/costs/cost_of_energy_efficient_refrigerators.html | 1029 | NEEP Incremental Cost Recommendations 2017 - average of refrigerator types (https://neep.org/sites/default/files/resources/Incremental_Cost_Recommendations_Non_Lighting_050917.xlsx) | 166.52 | rate at $83.26/per labor hour, assume 2 hours work, reference: https://www.homewyse.com/costs/cost_of_energy_efficient_refrigerators.html | 122 | refrigerator |  | 122
Equipment | Energy Star Refrigerator | One Refrigerator/Freezer meeting ENERGY STAR® 5.0 Standards | One Refrigerator/Freezer meeting Federal Standard | Commercial | Turnover | Healthcare | FL Zone 2 | Per Appliance | 35.47% | 607.13 | 473.63 | 133.5 | 0.21989 | 12 | 0.017577 | 0.01383 | 907 | NEEP Incremental Cost Recommendations 2017 - average of refrigerator types (https://neep.org/sites/default/files/resources/Incremental_Cost_Recommendations_Non_Lighting_050917.xlsx) | 166.52 | rate at $83.26/per labor hour, assume 2 hours work, reference: https://www.homewyse.com/costs/cost_of_energy_efficient_refrigerators.html | 1029 | NEEP Incremental Cost Recommendations 2017 - average of refrigerator types (https://neep.org/sites/default/files/resources/Incremental_Cost_Recommendations_Non_Lighting_050917.xlsx) | 166.52 | rate at $83.26/per labor hour, assume 2 hours work, reference: https://www.homewyse.com/costs/cost_of_energy_efficient_refrigerators.html | 122 | refrigerator |  | 122
Equipment | Energy Star Refrigerator | One Refrigerator/Freezer meeting ENERGY STAR® 5.0 Standards | One Refrigerator/Freezer meeting Federal Standard | Commercial | Turnover | Hospitals | FL Zone 2 | Per Appliance | 45.6% | 607.13 | 473.63 | 133.5 | 0.21989 | 12 | 0.017577 | 0.01383 | 907 | NEEP Incremental Cost Recommendations 2017 - average of refrigerator types (https://neep.org/sites/default/files/resources/Incremental_Cost_Recommendations_Non_Lighting_050917.xlsx) | 166.52 | rate at $83.26/per labor hour, assume 2 hours work, reference: https://www.homewyse.com/costs/cost_of_energy_efficient_refrigerators.html | 1029 | NEEP Incremental Cost Recommendations 2017 - average of refrigerator types (https://neep.org/sites/default/files/resources/Incremental_Cost_Recommendations_Non_Lighting_050917.xlsx) | 166.52 | rate at $83.26/per labor hour, assume 2 hours work, reference: https://www.homewyse.com/costs/cost_of_energy_efficient_refrigerators.html | 122 | refrigerator |  | 122
Equipment | Energy Star Refrigerator | One Refrigerator/Freezer meeting ENERGY STAR® 5.0 Standards | One Refrigerator/Freezer meeting Federal Standard | Commercial | Turnover | Institutional | FL Zone 2 | Per Appliance | 45.6% | 607.13 | 473.63 | 133.5 | 0.21989 | 12 | 0.017577 | 0.01383 | 907 | NEEP Incremental Cost Recommendations 2017 - average of refrigerator types (https://neep.org/sites/default/files/resources/Incremental_Cost_Recommendations_Non_Lighting_050917.xlsx) | 166.52 | rate at $83.26/per labor hour, assume 2 hours work, reference: https://www.homewyse.com/costs/cost_of_energy_efficient_refrigerators.html | 1029 | NEEP Incremental Cost Recommendations 2017 - average of refrigerator types (https://neep.org/sites/default/files/resources/Incremental_Cost_Recommendations_Non_Lighting_050917.xlsx) | 166.52 | rate at $83.26/per labor hour, assume 2 hours work, reference: https://www.homewyse.com/costs/cost_of_energy_efficient_refrigerators.html | 122 | refrigerator |  | 122
Equipment | Energy Star Refrigerator | One Refrigerator/Freezer meeting ENERGY STAR® 5.0 Standards | One Refrigerator/Freezer meeting Federal Standard | Commercial | Turnover | Lodging/Hospitality | FL Zone 2 | Per Appliance | 45.6% | 607.13 | 473.63 | 133.5 | 0.21989 | 12 | 0.017577 | 0.01383 | 907 | NEEP Incremental Cost Recommendations 2017 - average of refrigerator types (https://neep.org/sites/default/files/resources/Incremental_Cost_Recommendations_Non_Lighting_050917.xlsx) | 166.52 | rate at $83.26/per labor hour, assume 2 hours work, reference: https://www.homewyse.com/costs/cost_of_energy_efficient_refrigerators.html | 1029 | NEEP Incremental Cost Recommendations 2017 - average of refrigerator types (https://neep.org/sites/default/files/resources/Incremental_Cost_Recommendations_Non_Lighting_050917.xlsx) | 166.52 | rate at $83.26/per labor hour, assume 2 hours work, reference: https://www.homewyse.com/costs/cost_of_energy_efficient_refrigerators.html | 122 | refrigerator |  | 122
Equipment | Energy Star Refrigerator | One Refrigerator/Freezer meeting ENERGY STAR® 5.0 Standards | One Refrigerator/Freezer meeting Federal Standard | Commercial | Turnover | Miscellaneous | FL Zone 2 | Per Appliance | 45.6% | 607.13 | 473.63 | 133.5 | 0.21989 | 12 | 0.017577 | 0.01383 | 907 | NEEP Incremental Cost Recommendations 2017 - average of refrigerator types (https://neep.org/sites/default/files/resources/Incremental_Cost_Recommendations_Non_Lighting_050917.xlsx) | 166.52 | rate at $83.26/per labor hour, assume 2 hours work, reference: https://www.homewyse.com/costs/cost_of_energy_efficient_refrigerators.html | 1029 | NEEP Incremental Cost Recommendations 2017 - average of refrigerator types (https://neep.org/sites/default/files/resources/Incremental_Cost_Recommendations_Non_Lighting_050917.xlsx) | 166.52 | rate at $83.26/per labor hour, assume 2 hours work, reference: https://www.homewyse.com/costs/cost_of_energy_efficient_refrigerators.html | 122 | refrigerator |  | 122
Equipment | Energy Star Refrigerator | One Refrigerator/Freezer meeting ENERGY STAR® 5.0 Standards | One Refrigerator/Freezer meeting Federal Standard | Commercial | Turnover | Offices | FL Zone 2 | Per Appliance | 45.6% | 607.13 | 473.63 | 133.5 | 0.21989 | 12 | 0.017577 | 0.01383 | 907 | NEEP Incremental Cost Recommendations 2017 - average of refrigerator types (https://neep.org/sites/default/files/resources/Incremental_Cost_Recommendations_Non_Lighting_050917.xlsx) | 166.52 | rate at $83.26/per labor hour, assume 2 hours work, reference: https://www.homewyse.com/costs/cost_of_energy_efficient_refrigerators.html | 1029 | NEEP Incremental Cost Recommendations 2017 - average of refrigerator types (https://neep.org/sites/default/files/resources/Incremental_Cost_Recommendations_Non_Lighting_050917.xlsx) | 166.52 | rate at $83.26/per labor hour, assume 2 hours work, reference: https://www.homewyse.com/costs/cost_of_energy_efficient_refrigerators.html | 122 | refrigerator |  | 122
Equipment | Energy Star Refrigerator | One Refrigerator/Freezer meeting ENERGY STAR® 5.0 Standards | One Refrigerator/Freezer meeting Federal Standard | Commercial | Turnover | Restaurants | FL Zone 2 | Per Appliance | 45.6% | 607.13 | 473.63 | 133.5 | 0.21989 | 12 | 0.017577 | 0.01383 | 907 | NEEP Incremental Cost Recommendations 2017 - average of refrigerator types (https://neep.org/sites/default/files/resources/Incremental_Cost_Recommendations_Non_Lighting_050917.xlsx) | 166.52 | rate at $83.26/per labor hour, assume 2 hours work, reference: https://www.homewyse.com/costs/cost_of_energy_efficient_refrigerators.html | 1029 | NEEP Incremental Cost Recommendations 2017 - average of refrigerator types (https://neep.org/sites/default/files/resources/Incremental_Cost_Recommendations_Non_Lighting_050917.xlsx) | 166.52 | rate at $83.26/per labor hour, assume 2 hours work, reference: https://www.homewyse.com/costs/cost_of_energy_efficient_refrigerators.html | 122 | refrigerator |  | 122
Equipment | Energy Star Refrigerator | One Refrigerator/Freezer meeting ENERGY STAR® 5.0 Standards | One Refrigerator/Freezer meeting Federal Standard | Commercial | Turnover | Retail | FL Zone 2 | Per Appliance | 45.6% | 607.13 | 473.63 | 133.5 | 0.21989 | 12 | 0.017577 | 0.01383 | 907 | NEEP Incremental Cost Recommendations 2017 - average of refrigerator types (https://neep.org/sites/default/files/resources/Incremental_Cost_Recommendations_Non_Lighting_050917.xlsx) | 166.52 | rate at $83.26/per labor hour, assume 2 hours work, reference: https://www.homewyse.com/costs/cost_of_energy_efficient_refrigerators.html | 1029 | NEEP Incremental Cost Recommendations 2017 - average of refrigerator types (https://neep.org/sites/default/files/resources/Incremental_Cost_Recommendations_Non_Lighting_050917.xlsx) | 166.52 | rate at $83.26/per labor hour, assume 2 hours work, reference: https://www.homewyse.com/costs/cost_of_energy_efficient_refrigerators.html | 122 | refrigerator |  | 122
Equipment | Energy Star Refrigerator | One Refrigerator/Freezer meeting ENERGY STAR® 5.0 Standards | One Refrigerator/Freezer meeting Federal Standard | Commercial | Turnover | Schools K-12 | FL Zone 2 | Per Appliance | 45.6% | 607.13 | 473.63 | 133.5 | 0.21989 | 12 | 0.017577 | 0.01383 | 907 | NEEP Incremental Cost Recommendations 2017 - average of refrigerator types (https://neep.org/sites/default/files/resources/Incremental_Cost_Recommendations_Non_Lighting_050917.xlsx) | 166.52 | rate at $83.26/per labor hour, assume 2 hours work, reference: https://www.homewyse.com/costs/cost_of_energy_efficient_refrigerators.html | 1029 | NEEP Incremental Cost Recommendations 2017 - average of refrigerator types (https://neep.org/sites/default/files/resources/Incremental_Cost_Recommendations_Non_Lighting_050917.xlsx) | 166.52 | rate at $83.26/per labor hour, assume 2 hours work, reference: https://www.homewyse.com/costs/cost_of_energy_efficient_refrigerators.html | 122 | refrigerator |  | 122
Equipment | Energy Star Refrigerator | One Refrigerator/Freezer meeting ENERGY STAR® 5.0 Standards | One Refrigerator/Freezer meeting Federal Standard | Commercial | Turnover | Warehouse | FL Zone 2 | Per Appliance | 45.6% | 607.13 | 473.63 | 133.5 | 0.21989 | 12 | 0.017577 | 0.01383 | 907 | NEEP Incremental Cost Recommendations 2017 - average of refrigerator types (https://neep.org/sites/default/files/resources/Incremental_Cost_Recommendations_Non_Lighting_050917.xlsx) | 166.52 | rate at $83.26/per labor hour, assume 2 hours work, reference: https://www.homewyse.com/costs/cost_of_energy_efficient_refrigerators.html | 1029 | NEEP Incremental Cost Recommendations 2017 - average of refrigerator types (https://neep.org/sites/default/files/resources/Incremental_Cost_Recommendations_Non_Lighting_050917.xlsx) | 166.52 | rate at $83.26/per labor hour, assume 2 hours work, reference: https://www.homewyse.com/costs/cost_of_energy_efficient_refrigerators.html | 122 | refrigerator |  | 122
Equipment | Energy Star Refrigerator | One Refrigerator/Freezer meeting ENERGY STAR® 5.0 Standards | One Refrigerator/Freezer meeting Federal Standard | Commercial | New | Assembly | FL Zone 2 | Per Appliance | 35.47% | 607.13 | 473.63 | 133.5 | 0.21989 | 12 | 0.017577 | 0.01383 | 907 | NEEP Incremental Cost Recommendations 2017 - average of refrigerator types (https://neep.org/sites/default/files/resources/Incremental_Cost_Recommendations_Non_Lighting_050917.xlsx) | 166.52 | rate at $83.26/per labor hour, assume 2 hours work, reference: https://www.homewyse.com/costs/cost_of_energy_efficient_refrigerators.html | 1029 | NEEP Incremental Cost Recommendations 2017 - average of refrigerator types (https://neep.org/sites/default/files/resources/Incremental_Cost_Recommendations_Non_Lighting_050917.xlsx) | 166.52 | rate at $83.26/per labor hour, assume 2 hours work, reference: https://www.homewyse.com/costs/cost_of_energy_efficient_refrigerators.html | 122 | refrigerator |  | 122
Equipment | Energy Star Refrigerator | One Refrigerator/Freezer meeting ENERGY STAR® 5.0 Standards | One Refrigerator/Freezer meeting Federal Standard | Commercial | New | College and University | FL Zone 2 | Per Appliance | 53.2% | 607.13 | 473.63 | 133.5 | 0.21989 | 12 | 0.017577 | 0.01383 | 907 | NEEP Incremental Cost Recommendations 2017 - average of refrigerator types (https://neep.org/sites/default/files/resources/Incremental_Cost_Recommendations_Non_Lighting_050917.xlsx) | 166.52 | rate at $83.26/per labor hour, assume 2 hours work, reference: https://www.homewyse.com/costs/cost_of_energy_efficient_refrigerators.html | 1029 | NEEP Incremental Cost Recommendations 2017 - average of refrigerator types (https://neep.org/sites/default/files/resources/Incremental_Cost_Recommendations_Non_Lighting_050917.xlsx) | 166.52 | rate at $83.26/per labor hour, assume 2 hours work, reference: https://www.homewyse.com/costs/cost_of_energy_efficient_refrigerators.html | 122 | refrigerator |  | 122
Equipment | Energy Star Refrigerator | One Refrigerator/Freezer meeting ENERGY STAR® 5.0 Standards | One Refrigerator/Freezer meeting Federal Standard | Commercial | New | Grocery | FL Zone 2 | Per Appliance | 53.2% | 607.13 | 473.63 | 133.5 | 0.21989 | 12 | 0.017577 | 0.01383 | 907 | NEEP Incremental Cost Recommendations 2017 - average of refrigerator types (https://neep.org/sites/default/files/resources/Incremental_Cost_Recommendations_Non_Lighting_050917.xlsx) | 166.52 | rate at $83.26/per labor hour, assume 2 hours work, reference: https://www.homewyse.com/costs/cost_of_energy_efficient_refrigerators.html | 1029 | NEEP Incremental Cost Recommendations 2017 - average of refrigerator types (https://neep.org/sites/default/files/resources/Incremental_Cost_Recommendations_Non_Lighting_050917.xlsx) | 166.52 | rate at $83.26/per labor hour, assume 2 hours work, reference: https://www.homewyse.com/costs/cost_of_energy_efficient_refrigerators.html | 122 | refrigerator |  | 122
Equipment | Energy Star Refrigerator | One Refrigerator/Freezer meeting ENERGY STAR® 5.0 Standards | One Refrigerator/Freezer meeting Federal Standard | Commercial | New | Healthcare | FL Zone 2 | Per Appliance | 35.47% | 607.13 | 473.63 | 133.5 | 0.21989 | 12 | 0.017577 | 0.01383 | 907 | NEEP Incremental Cost Recommendations 2017 - average of refrigerator types (https://neep.org/sites/default/files/resources/Incremental_Cost_Recommendations_Non_Lighting_050917.xlsx) | 166.52 | rate at $83.26/per labor hour, assume 2 hours work, reference: https://www.homewyse.com/costs/cost_of_energy_efficient_refrigerators.html | 1029 | NEEP Incremental Cost Recommendations 2017 - average of refrigerator types (https://neep.org/sites/default/files/resources/Incremental_Cost_Recommendations_Non_Lighting_050917.xlsx) | 166.52 | rate at $83.26/per labor hour, assume 2 hours work, reference: https://www.homewyse.com/costs/cost_of_energy_efficient_refrigerators.html | 122 | refrigerator |  | 122
Equipment | Energy Star Refrigerator | One Refrigerator/Freezer meeting ENERGY STAR® 5.0 Standards | One Refrigerator/Freezer meeting Federal Standard | Commercial | New | Hospitals | FL Zone 2 | Per Appliance | 53.2% | 607.13 | 473.63 | 133.5 | 0.21989 | 12 | 0.017577 | 0.01383 | 907 | NEEP Incremental Cost Recommendations 2017 - average of refrigerator types (https://neep.org/sites/default/files/resources/Incremental_Cost_Recommendations_Non_Lighting_050917.xlsx) | 166.52 | rate at $83.26/per labor hour, assume 2 hours work, reference: https://www.homewyse.com/costs/cost_of_energy_efficient_refrigerators.html | 1029 | NEEP Incremental Cost Recommendations 2017 - average of refrigerator types (https://neep.org/sites/default/files/resources/Incremental_Cost_Recommendations_Non_Lighting_050917.xlsx) | 166.52 | rate at $83.26/per labor hour, assume 2 hours work, reference: https://www.homewyse.com/costs/cost_of_energy_efficient_refrigerators.html | 122 | refrigerator |  | 122
Equipment | Energy Star Refrigerator | One Refrigerator/Freezer meeting ENERGY STAR® 5.0 Standards | One Refrigerator/Freezer meeting Federal Standard | Commercial | New | Institutional | FL Zone 2 | Per Appliance | 53.2% | 607.13 | 473.63 | 133.5 | 0.21989 | 12 | 0.017577 | 0.01383 | 907 | NEEP Incremental Cost Recommendations 2017 - average of refrigerator types (https://neep.org/sites/default/files/resources/Incremental_Cost_Recommendations_Non_Lighting_050917.xlsx) | 166.52 | rate at $83.26/per labor hour, assume 2 hours work, reference: https://www.homewyse.com/costs/cost_of_energy_efficient_refrigerators.html | 1029 | NEEP Incremental Cost Recommendations 2017 - average of refrigerator types (https://neep.org/sites/default/files/resources/Incremental_Cost_Recommendations_Non_Lighting_050917.xlsx) | 166.52 | rate at $83.26/per labor hour, assume 2 hours work, reference: https://www.homewyse.com/costs/cost_of_energy_efficient_refrigerators.html | 122 | refrigerator |  | 122
Equipment | Energy Star Refrigerator | One Refrigerator/Freezer meeting ENERGY STAR® 5.0 Standards | One Refrigerator/Freezer meeting Federal Standard | Commercial | New | Lodging/Hospitality | FL Zone 2 | Per Appliance | 53.2% | 607.13 | 473.63 | 133.5 | 0.21989 | 12 | 0.017577 | 0.01383 | 907 | NEEP Incremental Cost Recommendations 2017 - average of refrigerator types (https://neep.org/sites/default/files/resources/Incremental_Cost_Recommendations_Non_Lighting_050917.xlsx) | 166.52 | rate at $83.26/per labor hour, assume 2 hours work, reference: https://www.homewyse.com/costs/cost_of_energy_efficient_refrigerators.html | 1029 | NEEP Incremental Cost Recommendations 2017 - average of refrigerator types (https://neep.org/sites/default/files/resources/Incremental_Cost_Recommendations_Non_Lighting_050917.xlsx) | 166.52 | rate at $83.26/per labor hour, assume 2 hours work, reference: https://www.homewyse.com/costs/cost_of_energy_efficient_refrigerators.html | 122 | refrigerator |  | 122
Equipment | Energy Star Refrigerator | One Refrigerator/Freezer meeting ENERGY STAR® 5.0 Standards | One Refrigerator/Freezer meeting Federal Standard | Commercial | New | Miscellaneous | FL Zone 2 | Per Appliance | 53.2% | 607.13 | 473.63 | 133.5 | 0.21989 | 12 | 0.017577 | 0.01383 | 907 | NEEP Incremental Cost Recommendations 2017 - average of refrigerator types (https://neep.org/sites/default/files/resources/Incremental_Cost_Recommendations_Non_Lighting_050917.xlsx) | 166.52 | rate at $83.26/per labor hour, assume 2 hours work, reference: https://www.homewyse.com/costs/cost_of_energy_efficient_refrigerators.html | 1029 | NEEP Incremental Cost Recommendations 2017 - average of refrigerator types (https://neep.org/sites/default/files/resources/Incremental_Cost_Recommendations_Non_Lighting_050917.xlsx) | 166.52 | rate at $83.26/per labor hour, assume 2 hours work, reference: https://www.homewyse.com/costs/cost_of_energy_efficient_refrigerators.html | 122 | refrigerator |  | 122
Equipment | Energy Star Refrigerator | One Refrigerator/Freezer meeting ENERGY STAR® 5.0 Standards | One Refrigerator/Freezer meeting Federal Standard | Commercial | New | Offices | FL Zone 2 | Per Appliance | 53.2% | 607.13 | 473.63 | 133.5 | 0.21989 | 12 | 0.017577 | 0.01383 | 907 | NEEP Incremental Cost Recommendations 2017 - average of refrigerator types (https://neep.org/sites/default/files/resources/Incremental_Cost_Recommendations_Non_Lighting_050917.xlsx) | 166.52 | rate at $83.26/per labor hour, assume 2 hours work, reference: https://www.homewyse.com/costs/cost_of_energy_efficient_refrigerators.html | 1029 | NEEP Incremental Cost Recommendations 2017 - average of refrigerator types (https://neep.org/sites/default/files/resources/Incremental_Cost_Recommendations_Non_Lighting_050917.xlsx) | 166.52 | rate at $83.26/per labor hour, assume 2 hours work, reference: https://www.homewyse.com/costs/cost_of_energy_efficient_refrigerators.html | 122 | refrigerator |  | 122
Equipment | Energy Star Refrigerator | One Refrigerator/Freezer meeting ENERGY STAR® 5.0 Standards | One Refrigerator/Freezer meeting Federal Standard | Commercial | New | Restaurants | FL Zone 2 | Per Appliance | 53.2% | 607.13 | 473.63 | 133.5 | 0.21989 | 12 | 0.017577 | 0.01383 | 907 | NEEP Incremental Cost Recommendations 2017 - average of refrigerator types (https://neep.org/sites/default/files/resources/Incremental_Cost_Recommendations_Non_Lighting_050917.xlsx) | 166.52 | rate at $83.26/per labor hour, assume 2 hours work, reference: https://www.homewyse.com/costs/cost_of_energy_efficient_refrigerators.html | 1029 | NEEP Incremental Cost Recommendations 2017 - average of refrigerator types (https://neep.org/sites/default/files/resources/Incremental_Cost_Recommendations_Non_Lighting_050917.xlsx) | 166.52 | rate at $83.26/per labor hour, assume 2 hours work, reference: https://www.homewyse.com/costs/cost_of_energy_efficient_refrigerators.html | 122 | refrigerator |  | 122
Equipment | Energy Star Refrigerator | One Refrigerator/Freezer meeting ENERGY STAR® 5.0 Standards | One Refrigerator/Freezer meeting Federal Standard | Commercial | New | Retail | FL Zone 2 | Per Appliance | 53.2% | 607.13 | 473.63 | 133.5 | 0.21989 | 12 | 0.017577 | 0.01383 | 907 | NEEP Incremental Cost Recommendations 2017 - average of refrigerator types (https://neep.org/sites/default/files/resources/Incremental_Cost_Recommendations_Non_Lighting_050917.xlsx) | 166.52 | rate at $83.26/per labor hour, assume 2 hours work, reference: https://www.homewyse.com/costs/cost_of_energy_efficient_refrigerators.html | 1029 | NEEP Incremental Cost Recommendations 2017 - average of refrigerator types (https://neep.org/sites/default/files/resources/Incremental_Cost_Recommendations_Non_Lighting_050917.xlsx) | 166.52 | rate at $83.26/per labor hour, assume 2 hours work, reference: https://www.homewyse.com/costs/cost_of_energy_efficient_refrigerators.html | 122 | refrigerator |  | 122
Equipment | Energy Star Refrigerator | One Refrigerator/Freezer meeting ENERGY STAR® 5.0 Standards | One Refrigerator/Freezer meeting Federal Standard | Commercial | New | Schools K-12 | FL Zone 2 | Per Appliance | 53.2% | 607.13 | 473.63 | 133.5 | 0.21989 | 12 | 0.017577 | 0.01383 | 907 | NEEP Incremental Cost Recommendations 2017 - average of refrigerator types (https://neep.org/sites/default/files/resources/Incremental_Cost_Recommendations_Non_Lighting_050917.xlsx) | 166.52 | rate at $83.26/per labor hour, assume 2 hours work, reference: https://www.homewyse.com/costs/cost_of_energy_efficient_refrigerators.html | 1029 | NEEP Incremental Cost Recommendations 2017 - average of refrigerator types (https://neep.org/sites/default/files/resources/Incremental_Cost_Recommendations_Non_Lighting_050917.xlsx) | 166.52 | rate at $83.26/per labor hour, assume 2 hours work, reference: https://www.homewyse.com/costs/cost_of_energy_efficient_refrigerators.html | 122 | refrigerator |  | 122
Equipment | Energy Star Refrigerator | One Refrigerator/Freezer meeting ENERGY STAR® 5.0 Standards | One Refrigerator/Freezer meeting Federal Standard | Commercial | New | Warehouse | FL Zone 2 | Per Appliance | 53.2% | 607.13 | 473.63 | 133.5 | 0.21989 | 12 | 0.017577 | 0.01383 | 907 | NEEP Incremental Cost Recommendations 2017 - average of refrigerator types (https://neep.org/sites/default/files/resources/Incremental_Cost_Recommendations_Non_Lighting_050917.xlsx) | 166.52 | rate at $83.26/per labor hour, assume 2 hours work, reference: https://www.homewyse.com/costs/cost_of_energy_efficient_refrigerators.html | 1029 | NEEP Incremental Cost Recommendations 2017 - average of refrigerator types (https://neep.org/sites/default/files/resources/Incremental_Cost_Recommendations_Non_Lighting_050917.xlsx) | 166.52 | rate at $83.26/per labor hour, assume 2 hours work, reference: https://www.homewyse.com/costs/cost_of_energy_efficient_refrigerators.html | 122 | refrigerator |  | 122
Equipment | Energy Star Vending Machine | One Refrigerated Vending Machine meeting ENERGY STAR® 3.2 Standards | One standard efficiency Refrigerated Vending Machine | Commercial | Turnover | Assembly | FL Zone 2 | Per Unit | 10.61% | 1460.365 | 934.6336 | 525.7314 | 0.36 | 14 | 0.082226 | 0.051367 | 0 | Reference source included incremental cost only | 0 | 0 | 500 | Illinois 2018 Statewide TRM, Section 4.6.5 | 0 | 0 | 500 | vending machine |  | 500
Equipment | Energy Star Vending Machine | One Refrigerated Vending Machine meeting ENERGY STAR® 3.2 Standards | One standard efficiency Refrigerated Vending Machine | Commercial | Turnover | College and University | FL Zone 2 | Per Unit | 4.15% | 1460.365 | 934.6336 | 525.7314 | 0.36 | 14 | 0.082504 | 0.051277 | 0 | Reference source included incremental cost only | 0 | 0 | 500 | Illinois 2018 Statewide TRM, Section 4.6.5 | 0 | 0 | 500 | vending machine |  | 500
Equipment | Energy Star Vending Machine | One Refrigerated Vending Machine meeting ENERGY STAR® 3.2 Standards | One standard efficiency Refrigerated Vending Machine | Commercial | Turnover | Grocery | FL Zone 2 | Per Unit | 62.25% | 1460.365 | 934.6336 | 525.7314 | 0.36 | 14 | 0.082226 | 0.051367 | 0 | Reference source included incremental cost only | 0 | 0 | 500 | Illinois 2018 Statewide TRM, Section 4.6.5 | 0 | 0 | 500 | vending machine |  | 500
Equipment | Energy Star Vending Machine | One Refrigerated Vending Machine meeting ENERGY STAR® 3.2 Standards | One standard efficiency Refrigerated Vending Machine | Commercial | Turnover | Healthcare | FL Zone 2 | Per Unit | 4.15% | 1460.365 | 934.6336 | 525.7314 | 0.36 | 14 | 0.082504 | 0.051277 | 0 | Reference source included incremental cost only | 0 | 0 | 500 | Illinois 2018 Statewide TRM, Section 4.6.5 | 0 | 0 | 500 | vending machine |  | 500
Equipment | Energy Star Vending Machine | One Refrigerated Vending Machine meeting ENERGY STAR® 3.2 Standards | One standard efficiency Refrigerated Vending Machine | Commercial | Turnover | Hospitals | FL Zone 2 | Per Unit | 4.15% | 1460.365 | 934.6336 | 525.7314 | 0.36 | 14 | 0.082504 | 0.051277 | 0 | Reference source included incremental cost only | 0 | 0 | 500 | Illinois 2018 Statewide TRM, Section 4.6.5 | 0 | 0 | 500 | vending machine |  | 500
Equipment | Energy Star Vending Machine | One Refrigerated Vending Machine meeting ENERGY STAR® 3.2 Standards | One standard efficiency Refrigerated Vending Machine | Commercial | Turnover | Institutional | FL Zone 2 | Per Unit | 0% | 1460.365 | 934.6336 | 525.7314 | 0.36 | 14 | 0.082226 | 0.051367 | 0 | Reference source included incremental cost only | 0 | 0 | 500 | Illinois 2018 Statewide TRM, Section 4.6.5 | 0 | 0 | 500 | vending machine |  | 500
Equipment | Energy Star Vending Machine | One Refrigerated Vending Machine meeting ENERGY STAR® 3.2 Standards | One standard efficiency Refrigerated Vending Machine | Commercial | Turnover | Lodging/Hospitality | FL Zone 2 | Per Unit | 4.15% | 1460.365 | 934.6336 | 525.7314 | 0.36 | 14 | 0.082504 | 0.051277 | 0 | Reference source included incremental cost only | 0 | 0 | 500 | Illinois 2018 Statewide TRM, Section 4.6.5 | 0 | 0 | 500 | vending machine |  | 500
Equipment | Energy Star Vending Machine | One Refrigerated Vending Machine meeting ENERGY STAR® 3.2 Standards | One standard efficiency Refrigerated Vending Machine | Commercial | Turnover | Miscellaneous | FL Zone 2 | Per Unit | 0% | 1460.365 | 934.6336 | 525.7314 | 0.36 | 14 | 0.082226 | 0.051367 | 0 | Reference source included incremental cost only | 0 | 0 | 500 | Illinois 2018 Statewide TRM, Section 4.6.5 | 0 | 0 | 500 | vending machine |  | 500
Equipment | Energy Star Vending Machine | One Refrigerated Vending Machine meeting ENERGY STAR® 3.2 Standards | One standard efficiency Refrigerated Vending Machine | Commercial | Turnover | Offices | FL Zone 2 | Per Unit | 10.61% | 1460.365 | 934.6336 | 525.7314 | 0.36 | 14 | 0.082226 | 0.051367 | 0 | Reference source included incremental cost only | 0 | 0 | 500 | Illinois 2018 Statewide TRM, Section 4.6.5 | 0 | 0 | 500 | vending machine |  | 500
Equipment | Energy Star Vending Machine | One Refrigerated Vending Machine meeting ENERGY STAR® 3.2 Standards | One standard efficiency Refrigerated Vending Machine | Commercial | Turnover | Restaurants | FL Zone 2 | Per Unit | 4.15% | 1460.365 | 934.6336 | 525.7314 | 0.36 | 14 | 0.082504 | 0.051277 | 0 | Reference source included incremental cost only | 0 | 0 | 500 | Illinois 2018 Statewide TRM, Section 4.6.5 | 0 | 0 | 500 | vending machine |  | 500
Equipment | Energy Star Vending Machine | One Refrigerated Vending Machine meeting ENERGY STAR® 3.2 Standards | One standard efficiency Refrigerated Vending Machine | Commercial | Turnover | Retail | FL Zone 2 | Per Unit | 4.15% | 1460.365 | 934.6336 | 525.7314 | 0.36 | 14 | 0.082226 | 0.051367 | 0 | Reference source included incremental cost only | 0 | 0 | 500 | Illinois 2018 Statewide TRM, Section 4.6.5 | 0 | 0 | 500 | vending machine |  | 500
Equipment | Energy Star Vending Machine | One Refrigerated Vending Machine meeting ENERGY STAR® 3.2 Standards | One standard efficiency Refrigerated Vending Machine | Commercial | Turnover | Schools K-12 | FL Zone 2 | Per Unit | 4.15% | 1460.365 | 934.6336 | 525.7314 | 0.36 | 14 | 0.082504 | 0.051277 | 0 | Reference source included incremental cost only | 0 | 0 | 500 | Illinois 2018 Statewide TRM, Section 4.6.5 | 0 | 0 | 500 | vending machine |  | 500
Equipment | Energy Star Vending Machine | One Refrigerated Vending Machine meeting ENERGY STAR® 3.2 Standards | One standard efficiency Refrigerated Vending Machine | Commercial | Turnover | Warehouse | FL Zone 2 | Per Unit | 0% | 1460.365 | 934.6336 | 525.7314 | 0.36 | 14 | 0.082226 | 0.051367 | 0 | Reference source included incremental cost only | 0 | 0 | 500 | Illinois 2018 Statewide TRM, Section 4.6.5 | 0 | 0 | 500 | vending machine |  | 500
Equipment | Energy Star Vending Machine | One Refrigerated Vending Machine meeting ENERGY STAR® 3.2 Standards | One standard efficiency Refrigerated Vending Machine | Commercial | New | Assembly | FL Zone 2 | Per Unit | 10.61% | 1460.365 | 934.6336 | 525.7314 | 0.36 | 14 | 0.082226 | 0.051367 | 0 | Reference source included incremental cost only | 0 | 0 | 500 | Illinois 2018 Statewide TRM, Section 4.6.5 | 0 | 0 | 500 | vending machine |  | 500
Equipment | Energy Star Vending Machine | One Refrigerated Vending Machine meeting ENERGY STAR® 3.2 Standards | One standard efficiency Refrigerated Vending Machine | Commercial | New | College and University | FL Zone 2 | Per Unit | 4.15% | 1460.365 | 934.6336 | 525.7314 | 0.36 | 14 | 0.082504 | 0.051277 | 0 | Reference source included incremental cost only | 0 | 0 | 500 | Illinois 2018 Statewide TRM, Section 4.6.5 | 0 | 0 | 500 | vending machine |  | 500
Equipment | Energy Star Vending Machine | One Refrigerated Vending Machine meeting ENERGY STAR® 3.2 Standards | One standard efficiency Refrigerated Vending Machine | Commercial | New | Grocery | FL Zone 2 | Per Unit | 62.25% | 1460.365 | 934.6336 | 525.7314 | 0.36 | 14 | 0.082226 | 0.051367 | 0 | Reference source included incremental cost only | 0 | 0 | 500 | Illinois 2018 Statewide TRM, Section 4.6.5 | 0 | 0 | 500 | vending machine |  | 500
Equipment | Energy Star Vending Machine | One Refrigerated Vending Machine meeting ENERGY STAR® 3.2 Standards | One standard efficiency Refrigerated Vending Machine | Commercial | New | Healthcare | FL Zone 2 | Per Unit | 4.15% | 1460.365 | 934.6336 | 525.7314 | 0.36 | 14 | 0.082504 | 0.051277 | 0 | Reference source included incremental cost only | 0 | 0 | 500 | Illinois 2018 Statewide TRM, Section 4.6.5 | 0 | 0 | 500 | vending machine |  | 500
Equipment | Energy Star Vending Machine | One Refrigerated Vending Machine meeting ENERGY STAR® 3.2 Standards | One standard efficiency Refrigerated Vending Machine | Commercial | New | Hospitals | FL Zone 2 | Per Unit | 4.15% | 1460.365 | 934.6336 | 525.7314 | 0.36 | 14 | 0.082504 | 0.051277 | 0 | Reference source included incremental cost only | 0 | 0 | 500 | Illinois 2018 Statewide TRM, Section 4.6.5 | 0 | 0 | 500 | vending machine |  | 500
Equipment | Energy Star Vending Machine | One Refrigerated Vending Machine meeting ENERGY STAR® 3.2 Standards | One standard efficiency Refrigerated Vending Machine | Commercial | New | Institutional | FL Zone 2 | Per Unit | 0% | 1460.365 | 934.6336 | 525.7314 | 0.36 | 14 | 0.082226 | 0.051367 | 0 | Reference source included incremental cost only | 0 | 0 | 500 | Illinois 2018 Statewide TRM, Section 4.6.5 | 0 | 0 | 500 | vending machine |  | 500
Equipment | Energy Star Vending Machine | One Refrigerated Vending Machine meeting ENERGY STAR® 3.2 Standards | One standard efficiency Refrigerated Vending Machine | Commercial | New | Lodging/Hospitality | FL Zone 2 | Per Unit | 4.15% | 1460.365 | 934.6336 | 525.7314 | 0.36 | 14 | 0.082504 | 0.051277 | 0 | Reference source included incremental cost only | 0 | 0 | 500 | Illinois 2018 Statewide TRM, Section 4.6.5 | 0 | 0 | 500 | vending machine |  | 500
Equipment | Energy Star Vending Machine | One Refrigerated Vending Machine meeting ENERGY STAR® 3.2 Standards | One standard efficiency Refrigerated Vending Machine | Commercial | New | Miscellaneous | FL Zone 2 | Per Unit | 0% | 1460.365 | 934.6336 | 525.7314 | 0.36 | 14 | 0.082226 | 0.051367 | 0 | Reference source included incremental cost only | 0 | 0 | 500 | Illinois 2018 Statewide TRM, Section 4.6.5 | 0 | 0 | 500 | vending machine |  | 500
Equipment | Energy Star Vending Machine | One Refrigerated Vending Machine meeting ENERGY STAR® 3.2 Standards | One standard efficiency Refrigerated Vending Machine | Commercial | New | Offices | FL Zone 2 | Per Unit | 10.61% | 1460.365 | 934.6336 | 525.7314 | 0.36 | 14 | 0.082226 | 0.051367 | 0 | Reference source included incremental cost only | 0 | 0 | 500 | Illinois 2018 Statewide TRM, Section 4.6.5 | 0 | 0 | 500 | vending machine |  | 500
Equipment | Energy Star Vending Machine | One Refrigerated Vending Machine meeting ENERGY STAR® 3.2 Standards | One standard efficiency Refrigerated Vending Machine | Commercial | New | Restaurants | FL Zone 2 | Per Unit | 4.15% | 1460.365 | 934.6336 | 525.7314 | 0.36 | 14 | 0.082504 | 0.051277 | 0 | Reference source included incremental cost only | 0 | 0 | 500 | Illinois 2018 Statewide TRM, Section 4.6.5 | 0 | 0 | 500 | vending machine |  | 500
Equipment | Energy Star Vending Machine | One Refrigerated Vending Machine meeting ENERGY STAR® 3.2 Standards | One standard efficiency Refrigerated Vending Machine | Commercial | New | Retail | FL Zone 2 | Per Unit | 4.15% | 1460.365 | 934.6336 | 525.7314 | 0.36 | 14 | 0.082226 | 0.051367 | 0 | Reference source included incremental cost only | 0 | 0 | 500 | Illinois 2018 Statewide TRM, Section 4.6.5 | 0 | 0 | 500 | vending machine |  | 500
Equipment | Energy Star Vending Machine | One Refrigerated Vending Machine meeting ENERGY STAR® 3.2 Standards | One standard efficiency Refrigerated Vending Machine | Commercial | New | Schools K-12 | FL Zone 2 | Per Unit | 4.15% | 1460.365 | 934.6336 | 525.7314 | 0.36 | 14 | 0.082504 | 0.051277 | 0 | Reference source included incremental cost only | 0 | 0 | 500 | Illinois 2018 Statewide TRM, Section 4.6.5 | 0 | 0 | 500 | vending machine |  | 500
Equipment | Energy Star Vending Machine | One Refrigerated Vending Machine meeting ENERGY STAR® 3.2 Standards | One standard efficiency Refrigerated Vending Machine | Commercial | New | Warehouse | FL Zone 2 | Per Unit | 0% | 1460.365 | 934.6336 | 525.7314 | 0.36 | 14 | 0.082226 | 0.051367 | 0 | Reference source included incremental cost only | 0 | 0 | 500 | Illinois 2018 Statewide TRM, Section 4.6.5 | 0 | 0 | 500 | vending machine |  | 500
Equipment | Refrigerated Display Case LED Lighting | 60" Refrigerated Case LED Strip | Lumen-Equivalent 32-Watt T8 Fixture | Commercial | Turnover | Assembly | FL Zone 2 | Per Unit | 0% | 2434.55 | 2273.5603 | 160.9897 | 0.066127 | 8 | 0.024002 | 0.013074 | 0 | Reference source included incremental cost only | 0 | 0 | 55 | Illinois 2018 Statewide TRM, Section 4.5.4 | 0 | 0 | 55 | fixture (5 ft lamp) |  | 55
Equipment | Refrigerated Display Case LED Lighting | 60" Refrigerated Case LED Strip | Lumen-Equivalent 32-Watt T8 Fixture | Commercial | Turnover | College and University | FL Zone 2 | Per Unit | 0% | 2434.55 | 2273.5603 | 160.9897 | 0.066127 | 8 | 0.020873 | 0.017484 | 0 | Reference source included incremental cost only | 0 | 0 | 55 | Illinois 2018 Statewide TRM, Section 4.5.4 | 0 | 0 | 55 | fixture (5 ft lamp) |  | 55
Equipment | Refrigerated Display Case LED Lighting | 60" Refrigerated Case LED Strip | Lumen-Equivalent 32-Watt T8 Fixture | Commercial | Turnover | Grocery | FL Zone 2 | Per Unit | 35.63% | 2434.55 | 2273.5603 | 160.9897 | 0.066127 | 8 | 0.024002 | 0.013074 | 0 | Reference source included incremental cost only | 0 | 0 | 55 | Illinois 2018 Statewide TRM, Section 4.5.4 | 0 | 0 | 55 | fixture (5 ft lamp) |  | 55
Equipment | Refrigerated Display Case LED Lighting | 60" Refrigerated Case LED Strip | Lumen-Equivalent 32-Watt T8 Fixture | Commercial | Turnover | Healthcare | FL Zone 2 | Per Unit | 0% | 2434.55 | 2273.5603 | 160.9897 | 0.066127 | 8 | 0.020873 | 0.017484 | 0 | Reference source included incremental cost only | 0 | 0 | 55 | Illinois 2018 Statewide TRM, Section 4.5.4 | 0 | 0 | 55 | fixture (5 ft lamp) |  | 55
Equipment | Refrigerated Display Case LED Lighting | 60" Refrigerated Case LED Strip | Lumen-Equivalent 32-Watt T8 Fixture | Commercial | Turnover | Hospitals | FL Zone 2 | Per Unit | 0% | 2434.55 | 2273.5603 | 160.9897 | 0.066127 | 8 | 0.020873 | 0.017484 | 0 | Reference source included incremental cost only | 0 | 0 | 55 | Illinois 2018 Statewide TRM, Section 4.5.4 | 0 | 0 | 55 | fixture (5 ft lamp) |  | 55
Equipment | Refrigerated Display Case LED Lighting | 60" Refrigerated Case LED Strip | Lumen-Equivalent 32-Watt T8 Fixture | Commercial | Turnover | Institutional | FL Zone 2 | Per Unit | 0% | 2434.55 | 2273.5603 | 160.9897 | 0.066127 | 8 | 0.024002 | 0.013074 | 0 | Reference source included incremental cost only | 0 | 0 | 55 | Illinois 2018 Statewide TRM, Section 4.5.4 | 0 | 0 | 55 | fixture (5 ft lamp) |  | 55
Equipment | Refrigerated Display Case LED Lighting | 60" Refrigerated Case LED Strip | Lumen-Equivalent 32-Watt T8 Fixture | Commercial | Turnover | Lodging/Hospitality | FL Zone 2 | Per Unit | 0% | 2434.55 | 2273.5603 | 160.9897 | 0.066127 | 8 | 0.020873 | 0.017484 | 0 | Reference source included incremental cost only | 0 | 0 | 55 | Illinois 2018 Statewide TRM, Section 4.5.4 | 0 | 0 | 55 | fixture (5 ft lamp) |  | 55
Equipment | Refrigerated Display Case LED Lighting | 60" Refrigerated Case LED Strip | Lumen-Equivalent 32-Watt T8 Fixture | Commercial | Turnover | Miscellaneous | FL Zone 2 | Per Unit | 0% | 2434.55 | 2273.5603 | 160.9897 | 0.066127 | 8 | 0.024002 | 0.013074 | 0 | Reference source included incremental cost only | 0 | 0 | 55 | Illinois 2018 Statewide TRM, Section 4.5.4 | 0 | 0 | 55 | fixture (5 ft lamp) |  | 55
Equipment | Refrigerated Display Case LED Lighting | 60" Refrigerated Case LED Strip | Lumen-Equivalent 32-Watt T8 Fixture | Commercial | Turnover | Offices | FL Zone 2 | Per Unit | 0% | 2434.55 | 2273.5603 | 160.9897 | 0.066127 | 8 | 0.024002 | 0.013074 | 0 | Reference source included incremental cost only | 0 | 0 | 55 | Illinois 2018 Statewide TRM, Section 4.5.4 | 0 | 0 | 55 | fixture (5 ft lamp) |  | 55
Equipment | Refrigerated Display Case LED Lighting | 60" Refrigerated Case LED Strip | Lumen-Equivalent 32-Watt T8 Fixture | Commercial | Turnover | Restaurants | FL Zone 2 | Per Unit | 0% | 2434.55 | 2273.5603 | 160.9897 | 0.066127 | 8 | 0.020873 | 0.017484 | 0 | Reference source included incremental cost only | 0 | 0 | 55 | Illinois 2018 Statewide TRM, Section 4.5.4 | 0 | 0 | 55 | fixture (5 ft lamp) |  | 55
Equipment | Refrigerated Display Case LED Lighting | 60" Refrigerated Case LED Strip | Lumen-Equivalent 32-Watt T8 Fixture | Commercial | Turnover | Retail | FL Zone 2 | Per Unit | 0% | 2434.55 | 2273.5603 | 160.9897 | 0.066127 | 8 | 0.024002 | 0.013074 | 0 | Reference source included incremental cost only | 0 | 0 | 55 | Illinois 2018 Statewide TRM, Section 4.5.4 | 0 | 0 | 55 | fixture (5 ft lamp) |  | 55
Equipment | Refrigerated Display Case LED Lighting | 60" Refrigerated Case LED Strip | Lumen-Equivalent 32-Watt T8 Fixture | Commercial | Turnover | Schools K-12 | FL Zone 2 | Per Unit | 0% | 2434.55 | 2273.5603 | 160.9897 | 0.066127 | 8 | 0.020873 | 0.017484 | 0 | Reference source included incremental cost only | 0 | 0 | 55 | Illinois 2018 Statewide TRM, Section 4.5.4 | 0 | 0 | 55 | fixture (5 ft lamp) |  | 55
Equipment | Refrigerated Display Case LED Lighting | 60" Refrigerated Case LED Strip | Lumen-Equivalent 32-Watt T8 Fixture | Commercial | Turnover | Warehouse | FL Zone 2 | Per Unit | 0% | 2434.55 | 2273.5603 | 160.9897 | 0.066127 | 8 | 0.024002 | 0.013074 | 0 | Reference source included incremental cost only | 0 | 0 | 55 | Illinois 2018 Statewide TRM, Section 4.5.4 | 0 | 0 | 55 | fixture (5 ft lamp) |  | 55
Equipment | Refrigerated Display Case LED Lighting | 60" Refrigerated Case LED Strip | Lumen-Equivalent 32-Watt T8 Fixture | Commercial | New | Assembly | FL Zone 2 | Per Unit | 0% | 2434.55 | 2434.55 | 0 | 0 | 8 | 0 | 0 | 0 | Reference source included incremental cost only | 0 | 0 | 55 | Illinois 2018 Statewide TRM, Section 4.5.4 | 0 | 0 | 55 | fixture (5 ft lamp) |  | 55
Equipment | Refrigerated Display Case LED Lighting | 60" Refrigerated Case LED Strip | Lumen-Equivalent 32-Watt T8 Fixture | Commercial | New | College and University | FL Zone 2 | Per Unit | 0% | 2434.55 | 2434.55 | 0 | 0 | 8 | 0 | 0 | 0 | Reference source included incremental cost only | 0 | 0 | 55 | Illinois 2018 Statewide TRM, Section 4.5.4 | 0 | 0 | 55 | fixture (5 ft lamp) |  | 55
Equipment | Refrigerated Display Case LED Lighting | 60" Refrigerated Case LED Strip | Lumen-Equivalent 32-Watt T8 Fixture | Commercial | New | Grocery | FL Zone 2 | Per Unit | 0% | 2434.55 | 2434.55 | 0 | 0 | 8 | 0 | 0 | 0 | Reference source included incremental cost only | 0 | 0 | 55 | Illinois 2018 Statewide TRM, Section 4.5.4 | 0 | 0 | 55 | fixture (5 ft lamp) |  | 55
Equipment | Refrigerated Display Case LED Lighting | 60" Refrigerated Case LED Strip | Lumen-Equivalent 32-Watt T8 Fixture | Commercial | New | Healthcare | FL Zone 2 | Per Unit | 0% | 2434.55 | 2434.55 | 0 | 0 | 8 | 0 | 0 | 0 | Reference source included incremental cost only | 0 | 0 | 55 | Illinois 2018 Statewide TRM, Section 4.5.4 | 0 | 0 | 55 | fixture (5 ft lamp) |  | 55
Equipment | Refrigerated Display Case LED Lighting | 60" Refrigerated Case LED Strip | Lumen-Equivalent 32-Watt T8 Fixture | Commercial | New | Hospitals | FL Zone 2 | Per Unit | 0% | 2434.55 | 2434.55 | 0 | 0 | 8 | 0 | 0 | 0 | Reference source included incremental cost only | 0 | 0 | 55 | Illinois 2018 Statewide TRM, Section 4.5.4 | 0 | 0 | 55 | fixture (5 ft lamp) |  | 55
Equipment | Refrigerated Display Case LED Lighting | 60" Refrigerated Case LED Strip | Lumen-Equivalent 32-Watt T8 Fixture | Commercial | New | Institutional | FL Zone 2 | Per Unit | 0% | 2434.55 | 2434.55 | 0 | 0 | 8 | 0 | 0 | 0 | Reference source included incremental cost only | 0 | 0 | 55 | Illinois 2018 Statewide TRM, Section 4.5.4 | 0 | 0 | 55 | fixture (5 ft lamp) |  | 55
Equipment | Refrigerated Display Case LED Lighting | 60" Refrigerated Case LED Strip | Lumen-Equivalent 32-Watt T8 Fixture | Commercial | New | Lodging/Hospitality | FL Zone 2 | Per Unit | 0% | 2434.55 | 2434.55 | 0 | 0 | 8 | 0 | 0 | 0 | Reference source included incremental cost only | 0 | 0 | 55 | Illinois 2018 Statewide TRM, Section 4.5.4 | 0 | 0 | 55 | fixture (5 ft lamp) |  | 55
Equipment | Refrigerated Display Case LED Lighting | 60" Refrigerated Case LED Strip | Lumen-Equivalent 32-Watt T8 Fixture | Commercial | New | Miscellaneous | FL Zone 2 | Per Unit | 0% | 2434.55 | 2434.55 | 0 | 0 | 8 | 0 | 0 | 0 | Reference source included incremental cost only | 0 | 0 | 55 | Illinois 2018 Statewide TRM, Section 4.5.4 | 0 | 0 | 55 | fixture (5 ft lamp) |  | 55
Equipment | Refrigerated Display Case LED Lighting | 60" Refrigerated Case LED Strip | Lumen-Equivalent 32-Watt T8 Fixture | Commercial | New | Offices | FL Zone 2 | Per Unit | 0% | 2434.55 | 2434.55 | 0 | 0 | 8 | 0 | 0 | 0 | Reference source included incremental cost only | 0 | 0 | 55 | Illinois 2018 Statewide TRM, Section 4.5.4 | 0 | 0 | 55 | fixture (5 ft lamp) |  | 55
Equipment | Refrigerated Display Case LED Lighting | 60" Refrigerated Case LED Strip | Lumen-Equivalent 32-Watt T8 Fixture | Commercial | New | Restaurants | FL Zone 2 | Per Unit | 0% | 2434.55 | 2434.55 | 0 | 0 | 8 | 0 | 0 | 0 | Reference source included incremental cost only | 0 | 0 | 55 | Illinois 2018 Statewide TRM, Section 4.5.4 | 0 | 0 | 55 | fixture (5 ft lamp) |  | 55
Equipment | Refrigerated Display Case LED Lighting | 60" Refrigerated Case LED Strip | Lumen-Equivalent 32-Watt T8 Fixture | Commercial | New | Retail | FL Zone 2 | Per Unit | 0% | 2434.55 | 2434.55 | 0 | 0 | 8 | 0 | 0 | 0 | Reference source included incremental cost only | 0 | 0 | 55 | Illinois 2018 Statewide TRM, Section 4.5.4 | 0 | 0 | 55 | fixture (5 ft lamp) |  | 55
Equipment | Refrigerated Display Case LED Lighting | 60" Refrigerated Case LED Strip | Lumen-Equivalent 32-Watt T8 Fixture | Commercial | New | Schools K-12 | FL Zone 2 | Per Unit | 0% | 2434.55 | 2434.55 | 0 | 0 | 8 | 0 | 0 | 0 | Reference source included incremental cost only | 0 | 0 | 55 | Illinois 2018 Statewide TRM, Section 4.5.4 | 0 | 0 | 55 | fixture (5 ft lamp) |  | 55
Equipment | Refrigerated Display Case LED Lighting | 60" Refrigerated Case LED Strip | Lumen-Equivalent 32-Watt T8 Fixture | Commercial | New | Warehouse | FL Zone 2 | Per Unit | 0% | 2434.55 | 2434.55 | 0 | 0 | 8 | 0 | 0 | 0 | Reference source included incremental cost only | 0 | 0 | 55 | Illinois 2018 Statewide TRM, Section 4.5.4 | 0 | 0 | 55 | fixture (5 ft lamp) |  | 55
Equipment | 10HP Open Drip-Proof(ODP) Motor | High Efficiency 10 HP Open-Drip Proof Motor, 4-Pole, 1800 RPM | 10 HP Open-Drip Proof Motor with EPACT 1992 Efficiency | Commercial | Turnover | Assembly | FL Zone 2 | Per Unit | 29.73% | 20689.9073 | 20466.7152 | 223.1921 | 0.010787 | 15 | 0.030596 | 0.0075551 | 1475.12 | Minnesota 2016 Statewide TRM, Appendix C | 0 | 0 | 2220.27 | Minnesota 2016 Statewide TRM, Appendix C | 0 | 0 | 745.15 | motor (10 hp) |  | 745.15
Equipment | 10HP Open Drip-Proof(ODP) Motor | High Efficiency 10 HP Open-Drip Proof Motor, 4-Pole, 1800 RPM | 10 HP Open-Drip Proof Motor with EPACT 1992 Efficiency | Commercial | Turnover | College and University | FL Zone 2 | Per Unit | 29.73% | 20689.9073 | 20466.7152 | 223.1921 | 0.010787 | 15 | 0.028938 | 0.024239 | 1475.12 | Minnesota 2016 Statewide TRM, Appendix C | 0 | 0 | 2220.27 | Minnesota 2016 Statewide TRM, Appendix C | 0 | 0 | 745.15 | motor (10 hp) |  | 745.15
Equipment | 10HP Open Drip-Proof(ODP) Motor | High Efficiency 10 HP Open-Drip Proof Motor, 4-Pole, 1800 RPM | 10 HP Open-Drip Proof Motor with EPACT 1992 Efficiency | Commercial | Turnover | Grocery | FL Zone 2 | Per Unit | 29.73% | 20689.9073 | 20466.7152 | 223.1921 | 0.010787 | 15 | 0.030596 | 0.0075551 | 1475.12 | Minnesota 2016 Statewide TRM, Appendix C | 0 | 0 | 2220.27 | Minnesota 2016 Statewide TRM, Appendix C | 0 | 0 | 745.15 | motor (10 hp) |  | 745.15
Equipment | 10HP Open Drip-Proof(ODP) Motor | High Efficiency 10 HP Open-Drip Proof Motor, 4-Pole, 1800 RPM | 10 HP Open-Drip Proof Motor with EPACT 1992 Efficiency | Commercial | Turnover | Healthcare | FL Zone 2 | Per Unit | 29.73% | 20689.9073 | 20466.7152 | 223.1921 | 0.010787 | 15 | 0.028938 | 0.024239 | 1475.12 | Minnesota 2016 Statewide TRM, Appendix C | 0 | 0 | 2220.27 | Minnesota 2016 Statewide TRM, Appendix C | 0 | 0 | 745.15 | motor (10 hp) |  | 745.15
Equipment | 10HP Open Drip-Proof(ODP) Motor | High Efficiency 10 HP Open-Drip Proof Motor, 4-Pole, 1800 RPM | 10 HP Open-Drip Proof Motor with EPACT 1992 Efficiency | Commercial | Turnover | Hospitals | FL Zone 2 | Per Unit | 29.73% | 20689.9073 | 20466.7152 | 223.1921 | 0.010787 | 15 | 0.028938 | 0.024239 | 1475.12 | Minnesota 2016 Statewide TRM, Appendix C | 0 | 0 | 2220.27 | Minnesota 2016 Statewide TRM, Appendix C | 0 | 0 | 745.15 | motor (10 hp) |  | 745.15
Equipment | 10HP Open Drip-Proof(ODP) Motor | High Efficiency 10 HP Open-Drip Proof Motor, 4-Pole, 1800 RPM | 10 HP Open-Drip Proof Motor with EPACT 1992 Efficiency | Commercial | Turnover | Institutional | FL Zone 2 | Per Unit | 0% | 20689.9073 | 20466.7152 | 223.1921 | 0.010787 | 15 | 0.030596 | 0.0075551 | 1475.12 | Minnesota 2016 Statewide TRM, Appendix C | 0 | 0 | 2220.27 | Minnesota 2016 Statewide TRM, Appendix C | 0 | 0 | 745.15 | motor (10 hp) |  | 745.15
Equipment | 10HP Open Drip-Proof(ODP) Motor | High Efficiency 10 HP Open-Drip Proof Motor, 4-Pole, 1800 RPM | 10 HP Open-Drip Proof Motor with EPACT 1992 Efficiency | Commercial | Turnover | Lodging/Hospitality | FL Zone 2 | Per Unit | 29.73% | 20689.9073 | 20466.7152 | 223.1921 | 0.010787 | 15 | 0.028938 | 0.024239 | 1475.12 | Minnesota 2016 Statewide TRM, Appendix C | 0 | 0 | 2220.27 | Minnesota 2016 Statewide TRM, Appendix C | 0 | 0 | 745.15 | motor (10 hp) |  | 745.15
Equipment | 10HP Open Drip-Proof(ODP) Motor | High Efficiency 10 HP Open-Drip Proof Motor, 4-Pole, 1800 RPM | 10 HP Open-Drip Proof Motor with EPACT 1992 Efficiency | Commercial | Turnover | Miscellaneous | FL Zone 2 | Per Unit | 0% | 20689.9073 | 20466.7152 | 223.1921 | 0.010787 | 15 | 0.030596 | 0.0075551 | 1475.12 | Minnesota 2016 Statewide TRM, Appendix C | 0 | 0 | 2220.27 | Minnesota 2016 Statewide TRM, Appendix C | 0 | 0 | 745.15 | motor (10 hp) |  | 745.15
Equipment | 10HP Open Drip-Proof(ODP) Motor | High Efficiency 10 HP Open-Drip Proof Motor, 4-Pole, 1800 RPM | 10 HP Open-Drip Proof Motor with EPACT 1992 Efficiency | Commercial | Turnover | Offices | FL Zone 2 | Per Unit | 0% | 20689.9073 | 20466.7152 | 223.1921 | 0.010787 | 15 | 0.030596 | 0.0075551 | 1475.12 | Minnesota 2016 Statewide TRM, Appendix C | 0 | 0 | 2220.27 | Minnesota 2016 Statewide TRM, Appendix C | 0 | 0 | 745.15 | motor (10 hp) |  | 745.15
Equipment | 10HP Open Drip-Proof(ODP) Motor | High Efficiency 10 HP Open-Drip Proof Motor, 4-Pole, 1800 RPM | 10 HP Open-Drip Proof Motor with EPACT 1992 Efficiency | Commercial | Turnover | Restaurants | FL Zone 2 | Per Unit | 29.73% | 20689.9073 | 20466.7152 | 223.1921 | 0.010787 | 15 | 0.028938 | 0.024239 | 1475.12 | Minnesota 2016 Statewide TRM, Appendix C | 0 | 0 | 2220.27 | Minnesota 2016 Statewide TRM, Appendix C | 0 | 0 | 745.15 | motor (10 hp) |  | 745.15
Equipment | 10HP Open Drip-Proof(ODP) Motor | High Efficiency 10 HP Open-Drip Proof Motor, 4-Pole, 1800 RPM | 10 HP Open-Drip Proof Motor with EPACT 1992 Efficiency | Commercial | Turnover | Retail | FL Zone 2 | Per Unit | 29.73% | 20689.9073 | 20466.7152 | 223.1921 | 0.010787 | 15 | 0.030596 | 0.0075551 | 1475.12 | Minnesota 2016 Statewide TRM, Appendix C | 0 | 0 | 2220.27 | Minnesota 2016 Statewide TRM, Appendix C | 0 | 0 | 745.15 | motor (10 hp) |  | 745.15
Equipment | 10HP Open Drip-Proof(ODP) Motor | High Efficiency 10 HP Open-Drip Proof Motor, 4-Pole, 1800 RPM | 10 HP Open-Drip Proof Motor with EPACT 1992 Efficiency | Commercial | Turnover | Schools K-12 | FL Zone 2 | Per Unit | 29.73% | 20689.9073 | 20466.7152 | 223.1921 | 0.010787 | 15 | 0.028938 | 0.024239 | 1475.12 | Minnesota 2016 Statewide TRM, Appendix C | 0 | 0 | 2220.27 | Minnesota 2016 Statewide TRM, Appendix C | 0 | 0 | 745.15 | motor (10 hp) |  | 745.15
Equipment | 10HP Open Drip-Proof(ODP) Motor | High Efficiency 10 HP Open-Drip Proof Motor, 4-Pole, 1800 RPM | 10 HP Open-Drip Proof Motor with EPACT 1992 Efficiency | Commercial | Turnover | Warehouse | FL Zone 2 | Per Unit | 0% | 20689.9073 | 20466.7152 | 223.1921 | 0.010787 | 15 | 0.030596 | 0.0075551 | 1475.12 | Minnesota 2016 Statewide TRM, Appendix C | 0 | 0 | 2220.27 | Minnesota 2016 Statewide TRM, Appendix C | 0 | 0 | 745.15 | motor (10 hp) |  | 745.15
Equipment | 10HP Open Drip-Proof(ODP) Motor | High Efficiency 10 HP Open-Drip Proof Motor, 4-Pole, 1800 RPM | 10 HP Open-Drip Proof Motor with EPACT 1992 Efficiency | Commercial | New | Assembly | FL Zone 2 | Per Unit | 37.16% | 20689.9073 | 20466.7152 | 223.1921 | 0.010787 | 15 | 0.030596 | 0.0075551 | 1475.12 | Minnesota 2016 Statewide TRM, Appendix C | 0 | 0 | 2220.27 | Minnesota 2016 Statewide TRM, Appendix C | 0 | 0 | 745.15 | motor (10 hp) |  | 745.15
Equipment | 10HP Open Drip-Proof(ODP) Motor | High Efficiency 10 HP Open-Drip Proof Motor, 4-Pole, 1800 RPM | 10 HP Open-Drip Proof Motor with EPACT 1992 Efficiency | Commercial | New | College and University | FL Zone 2 | Per Unit | 37.16% | 20689.9073 | 20466.7152 | 223.1921 | 0.010787 | 15 | 0.028938 | 0.024239 | 1475.12 | Minnesota 2016 Statewide TRM, Appendix C | 0 | 0 | 2220.27 | Minnesota 2016 Statewide TRM, Appendix C | 0 | 0 | 745.15 | motor (10 hp) |  | 745.15
Equipment | 10HP Open Drip-Proof(ODP) Motor | High Efficiency 10 HP Open-Drip Proof Motor, 4-Pole, 1800 RPM | 10 HP Open-Drip Proof Motor with EPACT 1992 Efficiency | Commercial | New | Grocery | FL Zone 2 | Per Unit | 37.16% | 20689.9073 | 20466.7152 | 223.1921 | 0.010787 | 15 | 0.030596 | 0.0075551 | 1475.12 | Minnesota 2016 Statewide TRM, Appendix C | 0 | 0 | 2220.27 | Minnesota 2016 Statewide TRM, Appendix C | 0 | 0 | 745.15 | motor (10 hp) |  | 745.15
Equipment | 10HP Open Drip-Proof(ODP) Motor | High Efficiency 10 HP Open-Drip Proof Motor, 4-Pole, 1800 RPM | 10 HP Open-Drip Proof Motor with EPACT 1992 Efficiency | Commercial | New | Healthcare | FL Zone 2 | Per Unit | 37.16% | 20689.9073 | 20466.7152 | 223.1921 | 0.010787 | 15 | 0.028938 | 0.024239 | 1475.12 | Minnesota 2016 Statewide TRM, Appendix C | 0 | 0 | 2220.27 | Minnesota 2016 Statewide TRM, Appendix C | 0 | 0 | 745.15 | motor (10 hp) |  | 745.15
Equipment | 10HP Open Drip-Proof(ODP) Motor | High Efficiency 10 HP Open-Drip Proof Motor, 4-Pole, 1800 RPM | 10 HP Open-Drip Proof Motor with EPACT 1992 Efficiency | Commercial | New | Hospitals | FL Zone 2 | Per Unit | 37.16% | 20689.9073 | 20466.7152 | 223.1921 | 0.010787 | 15 | 0.028938 | 0.024239 | 1475.12 | Minnesota 2016 Statewide TRM, Appendix C | 0 | 0 | 2220.27 | Minnesota 2016 Statewide TRM, Appendix C | 0 | 0 | 745.15 | motor (10 hp) |  | 745.15
Equipment | 10HP Open Drip-Proof(ODP) Motor | High Efficiency 10 HP Open-Drip Proof Motor, 4-Pole, 1800 RPM | 10 HP Open-Drip Proof Motor with EPACT 1992 Efficiency | Commercial | New | Institutional | FL Zone 2 | Per Unit | 0% | 20689.9073 | 20466.7152 | 223.1921 | 0.010787 | 15 | 0.030596 | 0.0075551 | 1475.12 | Minnesota 2016 Statewide TRM, Appendix C | 0 | 0 | 2220.27 | Minnesota 2016 Statewide TRM, Appendix C | 0 | 0 | 745.15 | motor (10 hp) |  | 745.15
Equipment | 10HP Open Drip-Proof(ODP) Motor | High Efficiency 10 HP Open-Drip Proof Motor, 4-Pole, 1800 RPM | 10 HP Open-Drip Proof Motor with EPACT 1992 Efficiency | Commercial | New | Lodging/Hospitality | FL Zone 2 | Per Unit | 37.16% | 20689.9073 | 20466.7152 | 223.1921 | 0.010787 | 15 | 0.028938 | 0.024239 | 1475.12 | Minnesota 2016 Statewide TRM, Appendix C | 0 | 0 | 2220.27 | Minnesota 2016 Statewide TRM, Appendix C | 0 | 0 | 745.15 | motor (10 hp) |  | 745.15
Equipment | 10HP Open Drip-Proof(ODP) Motor | High Efficiency 10 HP Open-Drip Proof Motor, 4-Pole, 1800 RPM | 10 HP Open-Drip Proof Motor with EPACT 1992 Efficiency | Commercial | New | Miscellaneous | FL Zone 2 | Per Unit | 0% | 20689.9073 | 20466.7152 | 223.1921 | 0.010787 | 15 | 0.030596 | 0.0075551 | 1475.12 | Minnesota 2016 Statewide TRM, Appendix C | 0 | 0 | 2220.27 | Minnesota 2016 Statewide TRM, Appendix C | 0 | 0 | 745.15 | motor (10 hp) |  | 745.15
Equipment | 10HP Open Drip-Proof(ODP) Motor | High Efficiency 10 HP Open-Drip Proof Motor, 4-Pole, 1800 RPM | 10 HP Open-Drip Proof Motor with EPACT 1992 Efficiency | Commercial | New | Offices | FL Zone 2 | Per Unit | 0% | 20689.9073 | 20466.7152 | 223.1921 | 0.010787 | 15 | 0.030596 | 0.0075551 | 1475.12 | Minnesota 2016 Statewide TRM, Appendix C | 0 | 0 | 2220.27 | Minnesota 2016 Statewide TRM, Appendix C | 0 | 0 | 745.15 | motor (10 hp) |  | 745.15
Equipment | 10HP Open Drip-Proof(ODP) Motor | High Efficiency 10 HP Open-Drip Proof Motor, 4-Pole, 1800 RPM | 10 HP Open-Drip Proof Motor with EPACT 1992 Efficiency | Commercial | New | Restaurants | FL Zone 2 | Per Unit | 37.16% | 20689.9073 | 20466.7152 | 223.1921 | 0.010787 | 15 | 0.028938 | 0.024239 | 1475.12 | Minnesota 2016 Statewide TRM, Appendix C | 0 | 0 | 2220.27 | Minnesota 2016 Statewide TRM, Appendix C | 0 | 0 | 745.15 | motor (10 hp) |  | 745.15
Equipment | 10HP Open Drip-Proof(ODP) Motor | High Efficiency 10 HP Open-Drip Proof Motor, 4-Pole, 1800 RPM | 10 HP Open-Drip Proof Motor with EPACT 1992 Efficiency | Commercial | New | Retail | FL Zone 2 | Per Unit | 37.16% | 20689.9073 | 20466.7152 | 223.1921 | 0.010787 | 15 | 0.030596 | 0.0075551 | 1475.12 | Minnesota 2016 Statewide TRM, Appendix C | 0 | 0 | 2220.27 | Minnesota 2016 Statewide TRM, Appendix C | 0 | 0 | 745.15 | motor (10 hp) |  | 745.15
Equipment | 10HP Open Drip-Proof(ODP) Motor | High Efficiency 10 HP Open-Drip Proof Motor, 4-Pole, 1800 RPM | 10 HP Open-Drip Proof Motor with EPACT 1992 Efficiency | Commercial | New | Schools K-12 | FL Zone 2 | Per Unit | 37.16% | 20689.9073 | 20466.7152 | 223.1921 | 0.010787 | 15 | 0.028938 | 0.024239 | 1475.12 | Minnesota 2016 Statewide TRM, Appendix C | 0 | 0 | 2220.27 | Minnesota 2016 Statewide TRM, Appendix C | 0 | 0 | 745.15 | motor (10 hp) |  | 745.15
Equipment | 10HP Open Drip-Proof(ODP) Motor | High Efficiency 10 HP Open-Drip Proof Motor, 4-Pole, 1800 RPM | 10 HP Open-Drip Proof Motor with EPACT 1992 Efficiency | Commercial | New | Warehouse | FL Zone 2 | Per Unit | 0% | 20689.9073 | 20466.7152 | 223.1921 | 0.010787 | 15 | 0.030596 | 0.0075551 | 1475.12 | Minnesota 2016 Statewide TRM, Appendix C | 0 | 0 | 2220.27 | Minnesota 2016 Statewide TRM, Appendix C | 0 | 0 | 745.15 | motor (10 hp) |  | 745.15
Equipment | High Speed Fans | High Speed Fan, 24" - 35" Blade Diameter | Standard Speed Fan, 24" - 35" Blade Diameter | Commercial | Turnover | Assembly | FL Zone 2 | Per Unit | 11.82% | 4629.1782 | 4120.6164 | 508.5618 | 0.10986 | 7 | 0.070783 | 0.0064843 | 0 | Reference source included incremental cost only | 0 | 0 | 150 | Illinois 2018 Statewide TRM, Section 4.1.3 | 0 | 0 | 150 | fan |  | 150
Equipment | High Speed Fans | High Speed Fan, 24" - 35" Blade Diameter | Standard Speed Fan, 24" - 35" Blade Diameter | Commercial | Turnover | College and University | FL Zone 2 | Per Unit | 10.93% | 4629.1782 | 4120.6164 | 508.5618 | 0.10986 | 7 | 0.065938 | 0.055231 | 0 | Reference source included incremental cost only | 0 | 0 | 150 | Illinois 2018 Statewide TRM, Section 4.1.3 | 0 | 0 | 150 | fan |  | 150
Equipment | High Speed Fans | High Speed Fan, 24" - 35" Blade Diameter | Standard Speed Fan, 24" - 35" Blade Diameter | Commercial | Turnover | Grocery | FL Zone 2 | Per Unit | 9.456% | 4629.1782 | 4120.6164 | 508.5618 | 0.10986 | 7 | 0.070783 | 0.0064843 | 0 | Reference source included incremental cost only | 0 | 0 | 150 | Illinois 2018 Statewide TRM, Section 4.1.3 | 0 | 0 | 150 | fan |  | 150
Equipment | High Speed Fans | High Speed Fan, 24" - 35" Blade Diameter | Standard Speed Fan, 24" - 35" Blade Diameter | Commercial | Turnover | Healthcare | FL Zone 2 | Per Unit | 10.98% | 4629.1782 | 4120.6164 | 508.5618 | 0.10986 | 7 | 0.065938 | 0.055231 | 0 | Reference source included incremental cost only | 0 | 0 | 150 | Illinois 2018 Statewide TRM, Section 4.1.3 | 0 | 0 | 150 | fan |  | 150
Equipment | High Speed Fans | High Speed Fan, 24" - 35" Blade Diameter | Standard Speed Fan, 24" - 35" Blade Diameter | Commercial | Turnover | Hospitals | FL Zone 2 | Per Unit | 11.82% | 4629.1782 | 4120.6164 | 508.5618 | 0.10986 | 7 | 0.065938 | 0.055231 | 0 | Reference source included incremental cost only | 0 | 0 | 150 | Illinois 2018 Statewide TRM, Section 4.1.3 | 0 | 0 | 150 | fan |  | 150
Equipment | High Speed Fans | High Speed Fan, 24" - 35" Blade Diameter | Standard Speed Fan, 24" - 35" Blade Diameter | Commercial | Turnover | Institutional | FL Zone 2 | Per Unit | 18.39% | 4629.1782 | 4120.6164 | 508.5618 | 0.10986 | 7 | 0.070783 | 0.0064843 | 0 | Reference source included incremental cost only | 0 | 0 | 150 | Illinois 2018 Statewide TRM, Section 4.1.3 | 0 | 0 | 150 | fan |  | 150
Equipment | High Speed Fans | High Speed Fan, 24" - 35" Blade Diameter | Standard Speed Fan, 24" - 35" Blade Diameter | Commercial | Turnover | Lodging/Hospitality | FL Zone 2 | Per Unit | 14.03% | 4629.1782 | 4120.6164 | 508.5618 | 0.10986 | 7 | 0.065938 | 0.055231 | 0 | Reference source included incremental cost only | 0 | 0 | 150 | Illinois 2018 Statewide TRM, Section 4.1.3 | 0 | 0 | 150 | fan |  | 150
Equipment | High Speed Fans | High Speed Fan, 24" - 35" Blade Diameter | Standard Speed Fan, 24" - 35" Blade Diameter | Commercial | Turnover | Miscellaneous | FL Zone 2 | Per Unit | 14.03% | 4629.1782 | 4120.6164 | 508.5618 | 0.10986 | 7 | 0.070783 | 0.0064843 | 0 | Reference source included incremental cost only | 0 | 0 | 150 | Illinois 2018 Statewide TRM, Section 4.1.3 | 0 | 0 | 150 | fan |  | 150
Equipment | High Speed Fans | High Speed Fan, 24" - 35" Blade Diameter | Standard Speed Fan, 24" - 35" Blade Diameter | Commercial | Turnover | Offices | FL Zone 2 | Per Unit | 11.82% | 4629.1782 | 4120.6164 | 508.5618 | 0.10986 | 7 | 0.070783 | 0.0064843 | 0 | Reference source included incremental cost only | 0 | 0 | 150 | Illinois 2018 Statewide TRM, Section 4.1.3 | 0 | 0 | 150 | fan |  | 150
Equipment | High Speed Fans | High Speed Fan, 24" - 35" Blade Diameter | Standard Speed Fan, 24" - 35" Blade Diameter | Commercial | Turnover | Restaurants | FL Zone 2 | Per Unit | 14.03% | 4629.1782 | 4120.6164 | 508.5618 | 0.10986 | 7 | 0.065938 | 0.055231 | 0 | Reference source included incremental cost only | 0 | 0 | 150 | Illinois 2018 Statewide TRM, Section 4.1.3 | 0 | 0 | 150 | fan |  | 150
Equipment | High Speed Fans | High Speed Fan, 24" - 35" Blade Diameter | Standard Speed Fan, 24" - 35" Blade Diameter | Commercial | Turnover | Retail | FL Zone 2 | Per Unit | 11.03% | 4629.1782 | 4120.6164 | 508.5618 | 0.10986 | 7 | 0.070783 | 0.0064843 | 0 | Reference source included incremental cost only | 0 | 0 | 150 | Illinois 2018 Statewide TRM, Section 4.1.3 | 0 | 0 | 150 | fan |  | 150
Equipment | High Speed Fans | High Speed Fan, 24" - 35" Blade Diameter | Standard Speed Fan, 24" - 35" Blade Diameter | Commercial | Turnover | Schools K-12 | FL Zone 2 | Per Unit | 10.93% | 4629.1782 | 4120.6164 | 508.5618 | 0.10986 | 7 | 0.065938 | 0.055231 | 0 | Reference source included incremental cost only | 0 | 0 | 150 | Illinois 2018 Statewide TRM, Section 4.1.3 | 0 | 0 | 150 | fan |  | 150
Equipment | High Speed Fans | High Speed Fan, 24" - 35" Blade Diameter | Standard Speed Fan, 24" - 35" Blade Diameter | Commercial | Turnover | Warehouse | FL Zone 2 | Per Unit | 14.03% | 4629.1782 | 4120.6164 | 508.5618 | 0.10986 | 7 | 0.070783 | 0.0064843 | 0 | Reference source included incremental cost only | 0 | 0 | 150 | Illinois 2018 Statewide TRM, Section 4.1.3 | 0 | 0 | 150 | fan |  | 150
Equipment | High Speed Fans | High Speed Fan, 24" - 35" Blade Diameter | Standard Speed Fan, 24" - 35" Blade Diameter | Commercial | New | Assembly | FL Zone 2 | Per Unit | 11.82% | 4629.1782 | 4120.6164 | 508.5618 | 0.10986 | 7 | 0.070783 | 0.0064843 | 0 | Reference source included incremental cost only | 0 | 0 | 150 | Illinois 2018 Statewide TRM, Section 4.1.3 | 0 | 0 | 150 | fan |  | 150
Equipment | High Speed Fans | High Speed Fan, 24" - 35" Blade Diameter | Standard Speed Fan, 24" - 35" Blade Diameter | Commercial | New | College and University | FL Zone 2 | Per Unit | 10.93% | 4629.1782 | 4120.6164 | 508.5618 | 0.10986 | 7 | 0.065938 | 0.055231 | 0 | Reference source included incremental cost only | 0 | 0 | 150 | Illinois 2018 Statewide TRM, Section 4.1.3 | 0 | 0 | 150 | fan |  | 150
Equipment | High Speed Fans | High Speed Fan, 24" - 35" Blade Diameter | Standard Speed Fan, 24" - 35" Blade Diameter | Commercial | New | Grocery | FL Zone 2 | Per Unit | 9.456% | 4629.1782 | 4120.6164 | 508.5618 | 0.10986 | 7 | 0.070783 | 0.0064843 | 0 | Reference source included incremental cost only | 0 | 0 | 150 | Illinois 2018 Statewide TRM, Section 4.1.3 | 0 | 0 | 150 | fan |  | 150
Equipment | High Speed Fans | High Speed Fan, 24" - 35" Blade Diameter | Standard Speed Fan, 24" - 35" Blade Diameter | Commercial | New | Healthcare | FL Zone 2 | Per Unit | 10.98% | 4629.1782 | 4120.6164 | 508.5618 | 0.10986 | 7 | 0.065938 | 0.055231 | 0 | Reference source included incremental cost only | 0 | 0 | 150 | Illinois 2018 Statewide TRM, Section 4.1.3 | 0 | 0 | 150 | fan |  | 150
Equipment | High Speed Fans | High Speed Fan, 24" - 35" Blade Diameter | Standard Speed Fan, 24" - 35" Blade Diameter | Commercial | New | Hospitals | FL Zone 2 | Per Unit | 11.82% | 4629.1782 | 4120.6164 | 508.5618 | 0.10986 | 7 | 0.065938 | 0.055231 | 0 | Reference source included incremental cost only | 0 | 0 | 150 | Illinois 2018 Statewide TRM, Section 4.1.3 | 0 | 0 | 150 | fan |  | 150
Equipment | High Speed Fans | High Speed Fan, 24" - 35" Blade Diameter | Standard Speed Fan, 24" - 35" Blade Diameter | Commercial | New | Institutional | FL Zone 2 | Per Unit | 18.39% | 4629.1782 | 4120.6164 | 508.5618 | 0.10986 | 7 | 0.070783 | 0.0064843 | 0 | Reference source included incremental cost only | 0 | 0 | 150 | Illinois 2018 Statewide TRM, Section 4.1.3 | 0 | 0 | 150 | fan |  | 150
Equipment | High Speed Fans | High Speed Fan, 24" - 35" Blade Diameter | Standard Speed Fan, 24" - 35" Blade Diameter | Commercial | New | Lodging/Hospitality | FL Zone 2 | Per Unit | 14.03% | 4629.1782 | 4120.6164 | 508.5618 | 0.10986 | 7 | 0.065938 | 0.055231 | 0 | Reference source included incremental cost only | 0 | 0 | 150 | Illinois 2018 Statewide TRM, Section 4.1.3 | 0 | 0 | 150 | fan |  | 150
Equipment | High Speed Fans | High Speed Fan, 24" - 35" Blade Diameter | Standard Speed Fan, 24" - 35" Blade Diameter | Commercial | New | Miscellaneous | FL Zone 2 | Per Unit | 14.03% | 4629.1782 | 4120.6164 | 508.5618 | 0.10986 | 7 | 0.070783 | 0.0064843 | 0 | Reference source included incremental cost only | 0 | 0 | 150 | Illinois 2018 Statewide TRM, Section 4.1.3 | 0 | 0 | 150 | fan |  | 150
Equipment | High Speed Fans | High Speed Fan, 24" - 35" Blade Diameter | Standard Speed Fan, 24" - 35" Blade Diameter | Commercial | New | Offices | FL Zone 2 | Per Unit | 11.82% | 4629.1782 | 4120.6164 | 508.5618 | 0.10986 | 7 | 0.070783 | 0.0064843 | 0 | Reference source included incremental cost only | 0 | 0 | 150 | Illinois 2018 Statewide TRM, Section 4.1.3 | 0 | 0 | 150 | fan |  | 150
Equipment | High Speed Fans | High Speed Fan, 24" - 35" Blade Diameter | Standard Speed Fan, 24" - 35" Blade Diameter | Commercial | New | Restaurants | FL Zone 2 | Per Unit | 14.03% | 4629.1782 | 4120.6164 | 508.5618 | 0.10986 | 7 | 0.065938 | 0.055231 | 0 | Reference source included incremental cost only | 0 | 0 | 150 | Illinois 2018 Statewide TRM, Section 4.1.3 | 0 | 0 | 150 | fan |  | 150
Equipment | High Speed Fans | High Speed Fan, 24" - 35" Blade Diameter | Standard Speed Fan, 24" - 35" Blade Diameter | Commercial | New | Retail | FL Zone 2 | Per Unit | 11.03% | 4629.1782 | 4120.6164 | 508.5618 | 0.10986 | 7 | 0.070783 | 0.0064843 | 0 | Reference source included incremental cost only | 0 | 0 | 150 | Illinois 2018 Statewide TRM, Section 4.1.3 | 0 | 0 | 150 | fan |  | 150
Equipment | High Speed Fans | High Speed Fan, 24" - 35" Blade Diameter | Standard Speed Fan, 24" - 35" Blade Diameter | Commercial | New | Schools K-12 | FL Zone 2 | Per Unit | 10.93% | 4629.1782 | 4120.6164 | 508.5618 | 0.10986 | 7 | 0.065938 | 0.055231 | 0 | Reference source included incremental cost only | 0 | 0 | 150 | Illinois 2018 Statewide TRM, Section 4.1.3 | 0 | 0 | 150 | fan |  | 150
Equipment | High Speed Fans | High Speed Fan, 24" - 35" Blade Diameter | Standard Speed Fan, 24" - 35" Blade Diameter | Commercial | New | Warehouse | FL Zone 2 | Per Unit | 14.03% | 4629.1782 | 4120.6164 | 508.5618 | 0.10986 | 7 | 0.070783 | 0.0064843 | 0 | Reference source included incremental cost only | 0 | 0 | 150 | Illinois 2018 Statewide TRM, Section 4.1.3 | 0 | 0 | 150 | fan |  | 150
Nonequipment | Drain Water Heat Recovery | Hot Water Loop with 50 Gallon Electric Resistance Heater and Drain Water Heat Exchanger | Standard Hot Water Loop with 50 Gallon Electric Resistance Heater, No Drain Water Heat Recovery | Commercial | Existing | Assembly | FL Zone 2 | Per End Use Consumption | 2.67% | 7518.6978 | 6595.9485 | 922.7493 | 0.12273 | 15 | 0.22336 | 0.10621 | 0 | No equipment cost | 0 | 0 | 7592 | M2P4-60 http://gfxtechnology.com/contents.html Plus 2 Days Plumbers and 3 days Technician | 0 | 0 | 7592 | system | 1 | 7592
Nonequipment | Drain Water Heat Recovery | Hot Water Loop with 50 Gallon Electric Resistance Heater and Drain Water Heat Exchanger | Standard Hot Water Loop with 50 Gallon Electric Resistance Heater, No Drain Water Heat Recovery | Commercial | Existing | College and University | FL Zone 2 | Per End Use Consumption | 2.67% | 172930.0493 | 151706.816 | 21223.2333 | 0.12273 | 15 | 2.1673 | 4.8102 | 0 | No equipment cost | 0 | 0 | 7592 | M2P4-60 http://gfxtechnology.com/contents.html Plus 2 Days Plumbers and 3 days Technician | 0 | 0 | 7592 | system | 10 | 75920
Nonequipment | Drain Water Heat Recovery | Hot Water Loop with 50 Gallon Electric Resistance Heater and Drain Water Heat Exchanger | Standard Hot Water Loop with 50 Gallon Electric Resistance Heater, No Drain Water Heat Recovery | Commercial | Existing | Grocery | FL Zone 2 | Per End Use Consumption | 2.67% | 15037.3956 | 13191.897 | 1845.4985 | 0.12273 | 15 | 0.11154 | 0.77467 | 0 | No equipment cost | 0 | 0 | 7592 | M2P4-60 http://gfxtechnology.com/contents.html Plus 2 Days Plumbers and 3 days Technician | 0 | 0 | 7592 | system | 1 | 7592
Nonequipment | Drain Water Heat Recovery | Hot Water Loop with 50 Gallon Electric Resistance Heater and Drain Water Heat Exchanger | Standard Hot Water Loop with 50 Gallon Electric Resistance Heater, No Drain Water Heat Recovery | Commercial | Existing | Healthcare | FL Zone 2 | Per End Use Consumption | 2.67% | 10024.9304 | 8794.598 | 1230.3324 | 0.12273 | 15 | 0.29781 | 0.14162 | 0 | No equipment cost | 0 | 0 | 7592 | M2P4-60 http://gfxtechnology.com/contents.html Plus 2 Days Plumbers and 3 days Technician | 0 | 0 | 7592 | system | 1 | 7592
Nonequipment | Drain Water Heat Recovery | Hot Water Loop with 50 Gallon Electric Resistance Heater and Drain Water Heat Exchanger | Standard Hot Water Loop with 50 Gallon Electric Resistance Heater, No Drain Water Heat Recovery | Commercial | Existing | Hospitals | FL Zone 2 | Per End Use Consumption | 2.67% | 303254.1444 | 266036.5903 | 37217.5541 | 0.12273 | 15 | 3.8005 | 8.4354 | 0 | No equipment cost | 0 | 0 | 7592 | M2P4-60 http://gfxtechnology.com/contents.html Plus 2 Days Plumbers and 3 days Technician | 0 | 0 | 7592 | system | 15 | 113880
Nonequipment | Drain Water Heat Recovery | Hot Water Loop with 50 Gallon Electric Resistance Heater and Drain Water Heat Exchanger | Standard Hot Water Loop with 50 Gallon Electric Resistance Heater, No Drain Water Heat Recovery | Commercial | Existing | Institutional | FL Zone 2 | Per End Use Consumption | 2.67% | 601495.8236 | 527675.8816 | 73819.942 | 0.12273 | 15 | 17.8685 | 8.497 | 0 | No equipment cost | 0 | 0 | 7592 | M2P4-60 http://gfxtechnology.com/contents.html Plus 2 Days Plumbers and 3 days Technician | 0 | 0 | 7592 | system | 25 | 189800
Nonequipment | Drain Water Heat Recovery | Hot Water Loop with 50 Gallon Electric Resistance Heater and Drain Water Heat Exchanger | Standard Hot Water Loop with 50 Gallon Electric Resistance Heater, No Drain Water Heat Recovery | Commercial | Existing | Lodging/Hospitality | FL Zone 2 | Per End Use Consumption | 2.67% | 72179.4988 | 63321.1058 | 8858.393 | 0.12273 | 15 | 0.53539 | 3.7184 | 0 | No equipment cost | 0 | 0 | 7592 | M2P4-60 http://gfxtechnology.com/contents.html Plus 2 Days Plumbers and 3 days Technician | 0 | 0 | 7592 | system | 3 | 22776
Nonequipment | Drain Water Heat Recovery | Hot Water Loop with 50 Gallon Electric Resistance Heater and Drain Water Heat Exchanger | Standard Hot Water Loop with 50 Gallon Electric Resistance Heater, No Drain Water Heat Recovery | Commercial | Existing | Miscellaneous | FL Zone 2 | Per End Use Consumption | 2.67% | 451121.8677 | 395756.9112 | 55364.9565 | 0.12273 | 15 | 13.4013 | 6.3728 | 0 | No equipment cost | 0 | 0 | 7592 | M2P4-60 http://gfxtechnology.com/contents.html Plus 2 Days Plumbers and 3 days Technician | 0 | 0 | 7592 | system | 20 | 151840
Nonequipment | Drain Water Heat Recovery | Hot Water Loop with 50 Gallon Electric Resistance Heater and Drain Water Heat Exchanger | Standard Hot Water Loop with 50 Gallon Electric Resistance Heater, No Drain Water Heat Recovery | Commercial | Existing | Offices | FL Zone 2 | Per End Use Consumption | 2.67% | 62655.815 | 54966.2377 | 7689.5773 | 0.12273 | 15 | 1.8613 | 0.88511 | 0 | No equipment cost | 0 | 0 | 7592 | M2P4-60 http://gfxtechnology.com/contents.html Plus 2 Days Plumbers and 3 days Technician | 0 | 0 | 7592 | system | 3 | 22776
Nonequipment | Drain Water Heat Recovery | Hot Water Loop with 50 Gallon Electric Resistance Heater and Drain Water Heat Exchanger | Standard Hot Water Loop with 50 Gallon Electric Resistance Heater, No Drain Water Heat Recovery | Commercial | Existing | Restaurants | FL Zone 2 | Per End Use Consumption | 2.67% | 25062.326 | 21986.4951 | 3075.8309 | 0.12273 | 15 | 0.1859 | 1.2911 | 0 | No equipment cost | 0 | 0 | 7592 | M2P4-60 http://gfxtechnology.com/contents.html Plus 2 Days Plumbers and 3 days Technician | 0 | 0 | 7592 | system | 2 | 15184
Nonequipment | Drain Water Heat Recovery | Hot Water Loop with 50 Gallon Electric Resistance Heater and Drain Water Heat Exchanger | Standard Hot Water Loop with 50 Gallon Electric Resistance Heater, No Drain Water Heat Recovery | Commercial | Existing | Retail | FL Zone 2 | Per End Use Consumption | 2.67% | 44661.0649 | 39179.9342 | 5481.1307 | 0.12273 | 15 | 0.33127 | 2.3008 | 0 | No equipment cost | 0 | 0 | 7592 | M2P4-60 http://gfxtechnology.com/contents.html Plus 2 Days Plumbers and 3 days Technician | 0 | 0 | 7592 | system | 3 | 22776
Nonequipment | Drain Water Heat Recovery | Hot Water Loop with 50 Gallon Electric Resistance Heater and Drain Water Heat Exchanger | Standard Hot Water Loop with 50 Gallon Electric Resistance Heater, No Drain Water Heat Recovery | Commercial | Existing | Schools K-12 | FL Zone 2 | Per End Use Consumption | 2.67% | 3132.8594 | 2748.3721 | 384.4873 | 0.12273 | 15 | 0.093067 | 0.044256 | 0 | No equipment cost | 0 | 0 | 7592 | M2P4-60 http://gfxtechnology.com/contents.html Plus 2 Days Plumbers and 3 days Technician | 0 | 0 | 7592 | system | 1 | 7592
Nonequipment | Drain Water Heat Recovery | Hot Water Loop with 50 Gallon Electric Resistance Heater and Drain Water Heat Exchanger | Standard Hot Water Loop with 50 Gallon Electric Resistance Heater, No Drain Water Heat Recovery | Commercial | Existing | Warehouse | FL Zone 2 | Per End Use Consumption | 2.67% | 15037.3956 | 13191.897 | 1845.4985 | 0.12273 | 15 | 0.44671 | 0.21243 | 0 | No equipment cost | 0 | 0 | 7592 | M2P4-60 http://gfxtechnology.com/contents.html Plus 2 Days Plumbers and 3 days Technician | 0 | 0 | 7592 | system | 1 | 7592
Nonequipment | Drain Water Heat Recovery | Hot Water Loop with 50 Gallon Electric Resistance Heater and Drain Water Heat Exchanger | Standard Hot Water Loop with 50 Gallon Electric Resistance Heater, No Drain Water Heat Recovery | Commercial | New | Assembly | FL Zone 2 | Per End Use Consumption | 22.45% | 7192.4897 | 6309.7751 | 882.7147 | 0.12273 | 15 | 0.21367 | 0.1016 | 0 | No equipment cost | 0 | 0 | 7592 | M2P4-60 http://gfxtechnology.com/contents.html Plus 2 Days Plumbers and 3 days Technician | 0 | 0 | 7592 | system | 1 | 7592
Nonequipment | Drain Water Heat Recovery | Hot Water Loop with 50 Gallon Electric Resistance Heater and Drain Water Heat Exchanger | Standard Hot Water Loop with 50 Gallon Electric Resistance Heater, No Drain Water Heat Recovery | Commercial | New | College and University | FL Zone 2 | Per End Use Consumption | 22.45% | 165427.2641 | 145124.8271 | 20302.437 | 0.12273 | 15 | 2.0732 | 4.6015 | 0 | No equipment cost | 0 | 0 | 7592 | M2P4-60 http://gfxtechnology.com/contents.html Plus 2 Days Plumbers and 3 days Technician | 0 | 0 | 7592 | system | 10 | 75920
Nonequipment | Drain Water Heat Recovery | Hot Water Loop with 50 Gallon Electric Resistance Heater and Drain Water Heat Exchanger | Standard Hot Water Loop with 50 Gallon Electric Resistance Heater, No Drain Water Heat Recovery | Commercial | New | Grocery | FL Zone 2 | Per End Use Consumption | 22.45% | 14384.9795 | 12619.5502 | 1765.4293 | 0.12273 | 15 | 0.1067 | 0.74106 | 0 | No equipment cost | 0 | 0 | 7592 | M2P4-60 http://gfxtechnology.com/contents.html Plus 2 Days Plumbers and 3 days Technician | 0 | 0 | 7592 | system | 1 | 7592
Nonequipment | Drain Water Heat Recovery | Hot Water Loop with 50 Gallon Electric Resistance Heater and Drain Water Heat Exchanger | Standard Hot Water Loop with 50 Gallon Electric Resistance Heater, No Drain Water Heat Recovery | Commercial | New | Healthcare | FL Zone 2 | Per End Use Consumption | 22.45% | 9589.9863 | 8413.0335 | 1176.9529 | 0.12273 | 15 | 0.28489 | 0.13547 | 0 | No equipment cost | 0 | 0 | 7592 | M2P4-60 http://gfxtechnology.com/contents.html Plus 2 Days Plumbers and 3 days Technician | 0 | 0 | 7592 | system | 1 | 7592
Nonequipment | Drain Water Heat Recovery | Hot Water Loop with 50 Gallon Electric Resistance Heater and Drain Water Heat Exchanger | Standard Hot Water Loop with 50 Gallon Electric Resistance Heater, No Drain Water Heat Recovery | Commercial | New | Hospitals | FL Zone 2 | Per End Use Consumption | 22.45% | 290097.0863 | 254494.262 | 35602.8242 | 0.12273 | 15 | 3.6357 | 8.0694 | 0 | No equipment cost | 0 | 0 | 7592 | M2P4-60 http://gfxtechnology.com/contents.html Plus 2 Days Plumbers and 3 days Technician | 0 | 0 | 7592 | system | 15 | 113880
Nonequipment | Drain Water Heat Recovery | Hot Water Loop with 50 Gallon Electric Resistance Heater and Drain Water Heat Exchanger | Standard Hot Water Loop with 50 Gallon Electric Resistance Heater, No Drain Water Heat Recovery | Commercial | New | Institutional | FL Zone 2 | Per End Use Consumption | 22.62% | 575399.1794 | 504782.0074 | 70617.172 | 0.12273 | 15 | 17.0932 | 8.1284 | 0 | No equipment cost | 0 | 0 | 7592 | M2P4-60 http://gfxtechnology.com/contents.html Plus 2 Days Plumbers and 3 days Technician | 0 | 0 | 7592 | system | 25 | 189800
Nonequipment | Drain Water Heat Recovery | Hot Water Loop with 50 Gallon Electric Resistance Heater and Drain Water Heat Exchanger | Standard Hot Water Loop with 50 Gallon Electric Resistance Heater, No Drain Water Heat Recovery | Commercial | New | Lodging/Hospitality | FL Zone 2 | Per End Use Consumption | 22.45% | 69047.9015 | 60573.8409 | 8474.0606 | 0.12273 | 15 | 0.51216 | 3.5571 | 0 | No equipment cost | 0 | 0 | 7592 | M2P4-60 http://gfxtechnology.com/contents.html Plus 2 Days Plumbers and 3 days Technician | 0 | 0 | 7592 | system | 3 | 22776
Nonequipment | Drain Water Heat Recovery | Hot Water Loop with 50 Gallon Electric Resistance Heater and Drain Water Heat Exchanger | Standard Hot Water Loop with 50 Gallon Electric Resistance Heater, No Drain Water Heat Recovery | Commercial | New | Miscellaneous | FL Zone 2 | Per End Use Consumption | 22.62% | 431549.3845 | 378586.5055 | 52962.879 | 0.12273 | 15 | 12.8199 | 6.0963 | 0 | No equipment cost | 0 | 0 | 7592 | M2P4-60 http://gfxtechnology.com/contents.html Plus 2 Days Plumbers and 3 days Technician | 0 | 0 | 7592 | system | 20 | 151840
Nonequipment | Drain Water Heat Recovery | Hot Water Loop with 50 Gallon Electric Resistance Heater and Drain Water Heat Exchanger | Standard Hot Water Loop with 50 Gallon Electric Resistance Heater, No Drain Water Heat Recovery | Commercial | New | Offices | FL Zone 2 | Per End Use Consumption | 22.45% | 59937.4145 | 52581.4591 | 7355.9554 | 0.12273 | 15 | 1.7805 | 0.8467 | 0 | No equipment cost | 0 | 0 | 7592 | M2P4-60 http://gfxtechnology.com/contents.html Plus 2 Days Plumbers and 3 days Technician | 0 | 0 | 7592 | system | 3 | 22776
Nonequipment | Drain Water Heat Recovery | Hot Water Loop with 50 Gallon Electric Resistance Heater and Drain Water Heat Exchanger | Standard Hot Water Loop with 50 Gallon Electric Resistance Heater, No Drain Water Heat Recovery | Commercial | New | Restaurants | FL Zone 2 | Per End Use Consumption | 22.45% | 23974.9658 | 21032.5836 | 2942.3822 | 0.12273 | 15 | 0.17783 | 1.2351 | 0 | No equipment cost | 0 | 0 | 7592 | M2P4-60 http://gfxtechnology.com/contents.html Plus 2 Days Plumbers and 3 days Technician | 0 | 0 | 7592 | system | 2 | 15184
Nonequipment | Drain Water Heat Recovery | Hot Water Loop with 50 Gallon Electric Resistance Heater and Drain Water Heat Exchanger | Standard Hot Water Loop with 50 Gallon Electric Resistance Heater, No Drain Water Heat Recovery | Commercial | New | Retail | FL Zone 2 | Per End Use Consumption | 22.45% | 42723.3891 | 37480.064 | 5243.325 | 0.12273 | 15 | 0.3169 | 2.201 | 0 | No equipment cost | 0 | 0 | 7592 | M2P4-60 http://gfxtechnology.com/contents.html Plus 2 Days Plumbers and 3 days Technician | 0 | 0 | 7592 | system | 3 | 22776
Nonequipment | Drain Water Heat Recovery | Hot Water Loop with 50 Gallon Electric Resistance Heater and Drain Water Heat Exchanger | Standard Hot Water Loop with 50 Gallon Electric Resistance Heater, No Drain Water Heat Recovery | Commercial | New | Schools K-12 | FL Zone 2 | Per End Use Consumption | 22.45% | 2996.9364 | 2629.1306 | 367.8058 | 0.12273 | 15 | 0.089029 | 0.042336 | 0 | No equipment cost | 0 | 0 | 7592 | M2P4-60 http://gfxtechnology.com/contents.html Plus 2 Days Plumbers and 3 days Technician | 0 | 0 | 7592 | system | 1 | 7592
Nonequipment | Drain Water Heat Recovery | Hot Water Loop with 50 Gallon Electric Resistance Heater and Drain Water Heat Exchanger | Standard Hot Water Loop with 50 Gallon Electric Resistance Heater, No Drain Water Heat Recovery | Commercial | New | Warehouse | FL Zone 2 | Per End Use Consumption | 22.45% | 14384.9795 | 12619.5502 | 1765.4293 | 0.12273 | 15 | 0.42733 | 0.20321 | 0 | No equipment cost | 0 | 0 | 7592 | M2P4-60 http://gfxtechnology.com/contents.html Plus 2 Days Plumbers and 3 days Technician | 0 | 0 | 7592 | system | 1 | 7592
Nonequipment | Faucet Aerator | Aerators with "average" flow rate (assume 1.0 GPM) | Faucet Aerator with 10% Less Efficient Flow than Federal Standard | Commercial | Existing | Assembly | FL Zone 2 | Per End Use Consumption | 23.64% | 7518.6978 | 7273.1332 | 245.5646 | 0.032661 | 10 | 0.05118 | 0.030823 | 0 | No equipment cost | 0 | 0 | 3 | Illinois 2018 Statewide TRM, Section 5.4.4 | 3.55 | Assume 3 min per aerator install, http://www.serviskey.net/support/rate-estimator?s4=FL (Domestic Services rate) | 6.55 | aerator | 3 | 19.65
Nonequipment | Faucet Aerator | Aerators with "average" flow rate (assume 1.0 GPM) | Faucet Aerator with 10% Less Efficient Flow than Federal Standard | Commercial | Existing | College and University | FL Zone 2 | Per End Use Consumption | 23.64% | 172930.0493 | 170146.9844 | 2783.0649 | 0.016094 | 10 | 0.25657 | 0.67071 | 0 | No equipment cost | 0 | 0 | 3 | Illinois 2018 Statewide TRM, Section 5.4.4 | 3.55 | Assume 3 min per aerator install, http://www.serviskey.net/support/rate-estimator?s4=FL (Domestic Services rate) | 6.55 | aerator | 34 | 222.7
Nonequipment | Faucet Aerator | Aerators with "average" flow rate (assume 1.0 GPM) | Faucet Aerator with 10% Less Efficient Flow than Federal Standard | Commercial | Existing | Grocery | FL Zone 2 | Per End Use Consumption | 23.64% | 15037.3956 | 14791.831 | 245.5646 | 0.01633 | 10 | 0.013033 | 0.11121 | 0 | No equipment cost | 0 | 0 | 3 | Illinois 2018 Statewide TRM, Section 5.4.4 | 3.55 | Assume 3 min per aerator install, http://www.serviskey.net/support/rate-estimator?s4=FL (Domestic Services rate) | 6.55 | aerator | 3 | 19.65
Nonequipment | Faucet Aerator | Aerators with "average" flow rate (assume 1.0 GPM) | Faucet Aerator with 10% Less Efficient Flow than Federal Standard | Commercial | Existing | Healthcare | FL Zone 2 | Per End Use Consumption | 23.64% | 10024.9304 | 9779.3658 | 245.5646 | 0.024495 | 10 | 0.05118 | 0.030823 | 0 | No equipment cost | 0 | 0 | 3 | Illinois 2018 Statewide TRM, Section 5.4.4 | 3.55 | Assume 3 min per aerator install, http://www.serviskey.net/support/rate-estimator?s4=FL (Domestic Services rate) | 6.55 | aerator | 3 | 19.65
Nonequipment | Faucet Aerator | Aerators with "average" flow rate (assume 1.0 GPM) | Faucet Aerator with 10% Less Efficient Flow than Federal Standard | Commercial | Existing | Hospitals | FL Zone 2 | Per End Use Consumption | 23.64% | 303254.1444 | 300061.8052 | 3192.3392 | 0.010527 | 10 | 0.2943 | 0.76934 | 0 | No equipment cost | 0 | 0 | 3 | Illinois 2018 Statewide TRM, Section 5.4.4 | 3.55 | Assume 3 min per aerator install, http://www.serviskey.net/support/rate-estimator?s4=FL (Domestic Services rate) | 6.55 | aerator | 39 | 255.45
Nonequipment | Faucet Aerator | Aerators with "average" flow rate (assume 1.0 GPM) | Faucet Aerator with 10% Less Efficient Flow than Federal Standard | Commercial | Existing | Institutional | FL Zone 2 | Per End Use Consumption | 23.64% | 601495.8236 | 588235.3378 | 13260.4858 | 0.022046 | 10 | 2.7637 | 1.6644 | 0 | No equipment cost | 0 | 0 | 3 | Illinois 2018 Statewide TRM, Section 5.4.4 | 3.55 | Assume 3 min per aerator install, http://www.serviskey.net/support/rate-estimator?s4=FL (Domestic Services rate) | 6.55 | aerator | 162 | 1061.1
Nonequipment | Faucet Aerator | Aerators with "average" flow rate (assume 1.0 GPM) | Faucet Aerator with 10% Less Efficient Flow than Federal Standard | Commercial | Existing | Lodging/Hospitality | FL Zone 2 | Per End Use Consumption | 23.64% | 72179.4988 | 71524.66 | 654.8388 | 0.0090724 | 10 | 0.034753 | 0.29655 | 0 | No equipment cost | 0 | 0 | 3 | Illinois 2018 Statewide TRM, Section 5.4.4 | 3.55 | Assume 3 min per aerator install, http://www.serviskey.net/support/rate-estimator?s4=FL (Domestic Services rate) | 6.55 | aerator | 8 | 52.4
Nonequipment | Faucet Aerator | Aerators with "average" flow rate (assume 1.0 GPM) | Faucet Aerator with 10% Less Efficient Flow than Federal Standard | Commercial | Existing | Miscellaneous | FL Zone 2 | Per End Use Consumption | 23.64% | 451121.8677 | 449157.3513 | 1964.5164 | 0.0043547 | 10 | 0.40944 | 0.24658 | 0 | No equipment cost | 0 | 0 | 3 | Illinois 2018 Statewide TRM, Section 5.4.4 | 3.55 | Assume 3 min per aerator install, http://www.serviskey.net/support/rate-estimator?s4=FL (Domestic Services rate) | 6.55 | aerator | 24 | 157.2
Nonequipment | Faucet Aerator | Aerators with "average" flow rate (assume 1.0 GPM) | Faucet Aerator with 10% Less Efficient Flow than Federal Standard | Commercial | Existing | Offices | FL Zone 2 | Per End Use Consumption | 23.64% | 62655.815 | 62410.2504 | 245.5646 | 0.0039193 | 10 | 0.05118 | 0.030823 | 0 | No equipment cost | 0 | 0 | 3 | Illinois 2018 Statewide TRM, Section 5.4.4 | 3.55 | Assume 3 min per aerator install, http://www.serviskey.net/support/rate-estimator?s4=FL (Domestic Services rate) | 6.55 | aerator | 3 | 19.65
Nonequipment | Faucet Aerator | Aerators with "average" flow rate (assume 1.0 GPM) | Faucet Aerator with 10% Less Efficient Flow than Federal Standard | Commercial | Existing | Restaurants | FL Zone 2 | Per End Use Consumption | 23.64% | 25062.326 | 24980.4711 | 81.8549 | 0.0032661 | 10 | 0.0043442 | 0.037069 | 0 | No equipment cost | 0 | 0 | 3 | Illinois 2018 Statewide TRM, Section 5.4.4 | 3.55 | Assume 3 min per aerator install, http://www.serviskey.net/support/rate-estimator?s4=FL (Domestic Services rate) | 6.55 | aerator | 1 | 6.55
Nonequipment | Faucet Aerator | Aerators with "average" flow rate (assume 1.0 GPM) | Faucet Aerator with 10% Less Efficient Flow than Federal Standard | Commercial | Existing | Retail | FL Zone 2 | Per End Use Consumption | 23.64% | 44661.0649 | 44497.3552 | 163.7097 | 0.0036656 | 10 | 0.0086884 | 0.074138 | 0 | No equipment cost | 0 | 0 | 3 | Illinois 2018 Statewide TRM, Section 5.4.4 | 3.55 | Assume 3 min per aerator install, http://www.serviskey.net/support/rate-estimator?s4=FL (Domestic Services rate) | 6.55 | aerator | 2 | 13.1
Nonequipment | Faucet Aerator | Aerators with "average" flow rate (assume 1.0 GPM) | Faucet Aerator with 10% Less Efficient Flow than Federal Standard | Commercial | Existing | Schools K-12 | FL Zone 2 | Per End Use Consumption | 23.64% | 3132.8594 | 3051.0046 | 81.8549 | 0.026128 | 10 | 0.01706 | 0.010274 | 0 | No equipment cost | 0 | 0 | 3 | Illinois 2018 Statewide TRM, Section 5.4.4 | 3.55 | Assume 3 min per aerator install, http://www.serviskey.net/support/rate-estimator?s4=FL (Domestic Services rate) | 6.55 | aerator | 1 | 6.55
Nonequipment | Faucet Aerator | Aerators with "average" flow rate (assume 1.0 GPM) | Faucet Aerator with 10% Less Efficient Flow than Federal Standard | Commercial | Existing | Warehouse | FL Zone 2 | Per End Use Consumption | 23.64% | 15037.3956 | 14955.5407 | 81.8549 | 0.0054434 | 10 | 0.01706 | 0.010274 | 0 | No equipment cost | 0 | 0 | 3 | Illinois 2018 Statewide TRM, Section 5.4.4 | 3.55 | Assume 3 min per aerator install, http://www.serviskey.net/support/rate-estimator?s4=FL (Domestic Services rate) | 6.55 | aerator | 1 | 6.55
Nonequipment | Faucet Aerator | Aerators with "average" flow rate (assume 1.0 GPM) | Faucet Aerator with Federal Standard Flow Rate of 2.2 gpm | Commercial | New | Assembly | FL Zone 2 | Per End Use Consumption | 23.64% | 7192.4897 | 6946.9252 | 245.5646 | 0.034142 | 10 | 0.05118 | 0.030823 | 0 | No equipment cost | 0 | 0 | 3 | Illinois 2018 Statewide TRM, Section 5.4.4 | 3.55 | Assume 3 min per aerator install, http://www.serviskey.net/support/rate-estimator?s4=FL (Domestic Services rate) | 6.55 | aerator | 3 | 19.65
Nonequipment | Faucet Aerator | Aerators with "average" flow rate (assume 1.0 GPM) | Faucet Aerator with Federal Standard Flow Rate of 2.2 gpm | Commercial | New | College and University | FL Zone 2 | Per End Use Consumption | 23.64% | 165427.2641 | 162644.1992 | 2783.0649 | 0.016823 | 10 | 0.25657 | 0.67071 | 0 | No equipment cost | 0 | 0 | 3 | Illinois 2018 Statewide TRM, Section 5.4.4 | 3.55 | Assume 3 min per aerator install, http://www.serviskey.net/support/rate-estimator?s4=FL (Domestic Services rate) | 6.55 | aerator | 34 | 222.7
Nonequipment | Faucet Aerator | Aerators with "average" flow rate (assume 1.0 GPM) | Faucet Aerator with Federal Standard Flow Rate of 2.2 gpm | Commercial | New | Grocery | FL Zone 2 | Per End Use Consumption | 23.64% | 14384.9795 | 14139.4149 | 245.5646 | 0.017071 | 10 | 0.013033 | 0.11121 | 0 | No equipment cost | 0 | 0 | 3 | Illinois 2018 Statewide TRM, Section 5.4.4 | 3.55 | Assume 3 min per aerator install, http://www.serviskey.net/support/rate-estimator?s4=FL (Domestic Services rate) | 6.55 | aerator | 3 | 19.65
Nonequipment | Faucet Aerator | Aerators with "average" flow rate (assume 1.0 GPM) | Faucet Aerator with Federal Standard Flow Rate of 2.2 gpm | Commercial | New | Healthcare | FL Zone 2 | Per End Use Consumption | 23.64% | 9589.9863 | 9344.4218 | 245.5646 | 0.025606 | 10 | 0.05118 | 0.030823 | 0 | No equipment cost | 0 | 0 | 3 | Illinois 2018 Statewide TRM, Section 5.4.4 | 3.55 | Assume 3 min per aerator install, http://www.serviskey.net/support/rate-estimator?s4=FL (Domestic Services rate) | 6.55 | aerator | 3 | 19.65
Nonequipment | Faucet Aerator | Aerators with "average" flow rate (assume 1.0 GPM) | Faucet Aerator with Federal Standard Flow Rate of 2.2 gpm | Commercial | New | Hospitals | FL Zone 2 | Per End Use Consumption | 23.64% | 290097.0863 | 286904.7471 | 3192.3392 | 0.011004 | 10 | 0.2943 | 0.76934 | 0 | No equipment cost | 0 | 0 | 3 | Illinois 2018 Statewide TRM, Section 5.4.4 | 3.55 | Assume 3 min per aerator install, http://www.serviskey.net/support/rate-estimator?s4=FL (Domestic Services rate) | 6.55 | aerator | 39 | 255.45
Nonequipment | Faucet Aerator | Aerators with "average" flow rate (assume 1.0 GPM) | Faucet Aerator with Federal Standard Flow Rate of 2.2 gpm | Commercial | New | Institutional | FL Zone 2 | Per End Use Consumption | 23.64% | 575399.1794 | 562138.6936 | 13260.4858 | 0.023046 | 10 | 2.7637 | 1.6644 | 0 | No equipment cost | 0 | 0 | 3 | Illinois 2018 Statewide TRM, Section 5.4.4 | 3.55 | Assume 3 min per aerator install, http://www.serviskey.net/support/rate-estimator?s4=FL (Domestic Services rate) | 6.55 | aerator | 162 | 1061.1
Nonequipment | Faucet Aerator | Aerators with "average" flow rate (assume 1.0 GPM) | Faucet Aerator with Federal Standard Flow Rate of 2.2 gpm | Commercial | New | Lodging/Hospitality | FL Zone 2 | Per End Use Consumption | 23.64% | 69047.9015 | 68393.0627 | 654.8388 | 0.0094838 | 10 | 0.034753 | 0.29655 | 0 | No equipment cost | 0 | 0 | 3 | Illinois 2018 Statewide TRM, Section 5.4.4 | 3.55 | Assume 3 min per aerator install, http://www.serviskey.net/support/rate-estimator?s4=FL (Domestic Services rate) | 6.55 | aerator | 8 | 52.4
Nonequipment | Faucet Aerator | Aerators with "average" flow rate (assume 1.0 GPM) | Faucet Aerator with Federal Standard Flow Rate of 2.2 gpm | Commercial | New | Miscellaneous | FL Zone 2 | Per End Use Consumption | 23.64% | 431549.3845 | 429584.8681 | 1964.5164 | 0.0045522 | 10 | 0.40944 | 0.24658 | 0 | No equipment cost | 0 | 0 | 3 | Illinois 2018 Statewide TRM, Section 5.4.4 | 3.55 | Assume 3 min per aerator install, http://www.serviskey.net/support/rate-estimator?s4=FL (Domestic Services rate) | 6.55 | aerator | 24 | 157.2
Nonequipment | Faucet Aerator | Aerators with "average" flow rate (assume 1.0 GPM) | Faucet Aerator with Federal Standard Flow Rate of 2.2 gpm | Commercial | New | Offices | FL Zone 2 | Per End Use Consumption | 23.64% | 59937.4145 | 59691.85 | 245.5646 | 0.004097 | 10 | 0.05118 | 0.030823 | 0 | No equipment cost | 0 | 0 | 3 | Illinois 2018 Statewide TRM, Section 5.4.4 | 3.55 | Assume 3 min per aerator install, http://www.serviskey.net/support/rate-estimator?s4=FL (Domestic Services rate) | 6.55 | aerator | 3 | 19.65
Nonequipment | Faucet Aerator | Aerators with "average" flow rate (assume 1.0 GPM) | Faucet Aerator with Federal Standard Flow Rate of 2.2 gpm | Commercial | New | Restaurants | FL Zone 2 | Per End Use Consumption | 23.64% | 23974.9658 | 23893.111 | 81.8549 | 0.0034142 | 10 | 0.0043442 | 0.037069 | 0 | No equipment cost | 0 | 0 | 3 | Illinois 2018 Statewide TRM, Section 5.4.4 | 3.55 | Assume 3 min per aerator install, http://www.serviskey.net/support/rate-estimator?s4=FL (Domestic Services rate) | 6.55 | aerator | 1 | 6.55
Nonequipment | Faucet Aerator | Aerators with "average" flow rate (assume 1.0 GPM) | Faucet Aerator with Federal Standard Flow Rate of 2.2 gpm | Commercial | New | Retail | FL Zone 2 | Per End Use Consumption | 23.64% | 42723.3891 | 42559.6794 | 163.7097 | 0.0038319 | 10 | 0.0086884 | 0.074138 | 0 | No equipment cost | 0 | 0 | 3 | Illinois 2018 Statewide TRM, Section 5.4.4 | 3.55 | Assume 3 min per aerator install, http://www.serviskey.net/support/rate-estimator?s4=FL (Domestic Services rate) | 6.55 | aerator | 2 | 13.1
Nonequipment | Faucet Aerator | Aerators with "average" flow rate (assume 1.0 GPM) | Faucet Aerator with Federal Standard Flow Rate of 2.2 gpm | Commercial | New | Schools K-12 | FL Zone 2 | Per End Use Consumption | 23.64% | 2996.9364 | 2915.0816 | 81.8549 | 0.027313 | 10 | 0.01706 | 0.010274 | 0 | No equipment cost | 0 | 0 | 3 | Illinois 2018 Statewide TRM, Section 5.4.4 | 3.55 | Assume 3 min per aerator install, http://www.serviskey.net/support/rate-estimator?s4=FL (Domestic Services rate) | 6.55 | aerator | 1 | 6.55
Nonequipment | Faucet Aerator | Aerators with "average" flow rate (assume 1.0 GPM) | Faucet Aerator with Federal Standard Flow Rate of 2.2 gpm | Commercial | New | Warehouse | FL Zone 2 | Per End Use Consumption | 23.64% | 14384.9795 | 14303.1246 | 81.8549 | 0.0056903 | 10 | 0.01706 | 0.010274 | 0 | No equipment cost | 0 | 0 | 3 | Illinois 2018 Statewide TRM, Section 5.4.4 | 3.55 | Assume 3 min per aerator install, http://www.serviskey.net/support/rate-estimator?s4=FL (Domestic Services rate) | 6.55 | aerator | 1 | 6.55
Nonequipment | Hot Water Circulation Pump Control | Recirculation Pump with Demand Control Mechanism | Uncontrolled Recirculation Pump | Commercial | Existing | Assembly | FL Zone 2 | Per Hot Water Circulation Pump | 70.18% | 7518.6978 | 6867.6978 | 651 | 0.086584 | 15 | 0.030962 | 0.032526 | 0 | No equipment cost | 0 | 0 | 249 | https://www.smartrecirculationcontrol.com/ | 210 | Estimate at $105 per labor hour, assume 2 hours work, reference: http://www.serviskey.net/support/rate-estimator?s4=FL | 459 | pump | 1 | 459
Nonequipment | Hot Water Circulation Pump Control | Recirculation Pump with Demand Control Mechanism | Uncontrolled Recirculation Pump | Commercial | Existing | College and University | FL Zone 2 | Per Hot Water Circulation Pump | 70.18% | 172930.0493 | 166420.0493 | 6510 | 0.037645 | 15 | 0.8107 | 0.8107 | 0 | No equipment cost | 0 | 0 | 249 | https://www.smartrecirculationcontrol.com/ | 210 | Estimate at $105 per labor hour, assume 2 hours work, reference: http://www.serviskey.net/support/rate-estimator?s4=FL | 459 | pump | 10 | 4590
Nonequipment | Hot Water Circulation Pump Control | Recirculation Pump with Demand Control Mechanism | Uncontrolled Recirculation Pump | Commercial | Existing | Grocery | FL Zone 2 | Per Hot Water Circulation Pump | 70.18% | 15037.3956 | 14386.3956 | 651 | 0.043292 | 15 | 0 | 0 | 0 | No equipment cost | 0 | 0 | 249 | https://www.smartrecirculationcontrol.com/ | 210 | Estimate at $105 per labor hour, assume 2 hours work, reference: http://www.serviskey.net/support/rate-estimator?s4=FL | 459 | pump | 1 | 459
Nonequipment | Hot Water Circulation Pump Control | Recirculation Pump with Demand Control Mechanism | Uncontrolled Recirculation Pump | Commercial | Existing | Healthcare | FL Zone 2 | Per Hot Water Circulation Pump | 70.18% | 10024.9304 | 9373.9304 | 651 | 0.064938 | 15 | 0.030962 | 0.032526 | 0 | No equipment cost | 0 | 0 | 249 | https://www.smartrecirculationcontrol.com/ | 210 | Estimate at $105 per labor hour, assume 2 hours work, reference: http://www.serviskey.net/support/rate-estimator?s4=FL | 459 | pump | 1 | 459
Nonequipment | Hot Water Circulation Pump Control | Recirculation Pump with Demand Control Mechanism | Uncontrolled Recirculation Pump | Commercial | Existing | Hospitals | FL Zone 2 | Per Hot Water Circulation Pump | 70.18% | 303254.1444 | 293489.1444 | 9765 | 0.032201 | 15 | 1.2161 | 1.2161 | 0 | No equipment cost | 0 | 0 | 249 | https://www.smartrecirculationcontrol.com/ | 210 | Estimate at $105 per labor hour, assume 2 hours work, reference: http://www.serviskey.net/support/rate-estimator?s4=FL | 459 | pump | 15 | 6885
Nonequipment | Hot Water Circulation Pump Control | Recirculation Pump with Demand Control Mechanism | Uncontrolled Recirculation Pump | Commercial | Existing | Institutional | FL Zone 2 | Per Hot Water Circulation Pump | 34.31% | 601495.8236 | 585220.8236 | 16275 | 0.027058 | 15 | 0.77405 | 0.81316 | 0 | No equipment cost | 0 | 0 | 249 | https://www.smartrecirculationcontrol.com/ | 210 | Estimate at $105 per labor hour, assume 2 hours work, reference: http://www.serviskey.net/support/rate-estimator?s4=FL | 459 | pump | 25 | 11475
Nonequipment | Hot Water Circulation Pump Control | Recirculation Pump with Demand Control Mechanism | Uncontrolled Recirculation Pump | Commercial | Existing | Lodging/Hospitality | FL Zone 2 | Per Hot Water Circulation Pump | 70.18% | 72179.4988 | 70226.4988 | 1953 | 0.027058 | 15 | 0 | 0 | 0 | No equipment cost | 0 | 0 | 249 | https://www.smartrecirculationcontrol.com/ | 210 | Estimate at $105 per labor hour, assume 2 hours work, reference: http://www.serviskey.net/support/rate-estimator?s4=FL | 459 | pump | 3 | 1377
Nonequipment | Hot Water Circulation Pump Control | Recirculation Pump with Demand Control Mechanism | Uncontrolled Recirculation Pump | Commercial | Existing | Miscellaneous | FL Zone 2 | Per Hot Water Circulation Pump | 34.31% | 451121.8677 | 438101.8677 | 13020 | 0.028861 | 15 | 0.61924 | 0.65053 | 0 | No equipment cost | 0 | 0 | 249 | https://www.smartrecirculationcontrol.com/ | 210 | Estimate at $105 per labor hour, assume 2 hours work, reference: http://www.serviskey.net/support/rate-estimator?s4=FL | 459 | pump | 20 | 9180
Nonequipment | Hot Water Circulation Pump Control | Recirculation Pump with Demand Control Mechanism | Uncontrolled Recirculation Pump | Commercial | Existing | Offices | FL Zone 2 | Per Hot Water Circulation Pump | 70.18% | 62655.815 | 60702.815 | 1953 | 0.03117 | 15 | 0.092886 | 0.097579 | 0 | No equipment cost | 0 | 0 | 249 | https://www.smartrecirculationcontrol.com/ | 210 | Estimate at $105 per labor hour, assume 2 hours work, reference: http://www.serviskey.net/support/rate-estimator?s4=FL | 459 | pump | 3 | 1377
Nonequipment | Hot Water Circulation Pump Control | Recirculation Pump with Demand Control Mechanism | Uncontrolled Recirculation Pump | Commercial | Existing | Restaurants | FL Zone 2 | Per Hot Water Circulation Pump | 70.18% | 25062.326 | 23760.326 | 1302 | 0.05195 | 15 | 0 | 0 | 0 | No equipment cost | 0 | 0 | 249 | https://www.smartrecirculationcontrol.com/ | 210 | Estimate at $105 per labor hour, assume 2 hours work, reference: http://www.serviskey.net/support/rate-estimator?s4=FL | 459 | pump | 2 | 918
Nonequipment | Hot Water Circulation Pump Control | Recirculation Pump with Demand Control Mechanism | Uncontrolled Recirculation Pump | Commercial | Existing | Retail | FL Zone 2 | Per Hot Water Circulation Pump | 70.18% | 44661.0649 | 42708.0649 | 1953 | 0.043729 | 15 | 0 | 0 | 0 | No equipment cost | 0 | 0 | 249 | https://www.smartrecirculationcontrol.com/ | 210 | Estimate at $105 per labor hour, assume 2 hours work, reference: http://www.serviskey.net/support/rate-estimator?s4=FL | 459 | pump | 3 | 1377
Nonequipment | Hot Water Circulation Pump Control | Recirculation Pump with Demand Control Mechanism | Uncontrolled Recirculation Pump | Commercial | Existing | Schools K-12 | FL Zone 2 | Per Hot Water Circulation Pump | 70.18% | 3132.8594 | 2481.8594 | 651 | 0.2078 | 15 | 0.030962 | 0.032526 | 0 | No equipment cost | 0 | 0 | 249 | https://www.smartrecirculationcontrol.com/ | 210 | Estimate at $105 per labor hour, assume 2 hours work, reference: http://www.serviskey.net/support/rate-estimator?s4=FL | 459 | pump | 1 | 459
Nonequipment | Hot Water Circulation Pump Control | Recirculation Pump with Demand Control Mechanism | Uncontrolled Recirculation Pump | Commercial | Existing | Warehouse | FL Zone 2 | Per Hot Water Circulation Pump | 70.18% | 15037.3956 | 14386.3956 | 651 | 0.043292 | 15 | 0.030962 | 0.032526 | 0 | No equipment cost | 0 | 0 | 249 | https://www.smartrecirculationcontrol.com/ | 210 | Estimate at $105 per labor hour, assume 2 hours work, reference: http://www.serviskey.net/support/rate-estimator?s4=FL | 459 | pump | 1 | 459
Nonequipment | Hot Water Circulation Pump Control | Recirculation Pump with Demand Control Mechanism | Uncontrolled Recirculation Pump | Commercial | New | Assembly | FL Zone 2 | Per Hot Water Circulation Pump | 0% | 7192.4897 | 6541.4897 | 651 | 0.090511 | 15 | 0.030962 | 0.032526 | 0 | No equipment cost | 0 | 0 | 249 | https://www.smartrecirculationcontrol.com/ | 210 | Estimate at $105 per labor hour, assume 2 hours work, reference: http://www.serviskey.net/support/rate-estimator?s4=FL | 459 | pump | 1 | 459
Nonequipment | Hot Water Circulation Pump Control | Recirculation Pump with Demand Control Mechanism | Uncontrolled Recirculation Pump | Commercial | New | College and University | FL Zone 2 | Per Hot Water Circulation Pump | 0% | 165427.2641 | 158917.2641 | 6510 | 0.039353 | 15 | 0.8107 | 0.8107 | 0 | No equipment cost | 0 | 0 | 249 | https://www.smartrecirculationcontrol.com/ | 210 | Estimate at $105 per labor hour, assume 2 hours work, reference: http://www.serviskey.net/support/rate-estimator?s4=FL | 459 | pump | 10 | 4590
Nonequipment | Hot Water Circulation Pump Control | Recirculation Pump with Demand Control Mechanism | Uncontrolled Recirculation Pump | Commercial | New | Grocery | FL Zone 2 | Per Hot Water Circulation Pump | 0% | 14384.9795 | 13733.9795 | 651 | 0.045256 | 15 | 0 | 0 | 0 | No equipment cost | 0 | 0 | 249 | https://www.smartrecirculationcontrol.com/ | 210 | Estimate at $105 per labor hour, assume 2 hours work, reference: http://www.serviskey.net/support/rate-estimator?s4=FL | 459 | pump | 1 | 459
Nonequipment | Hot Water Circulation Pump Control | Recirculation Pump with Demand Control Mechanism | Uncontrolled Recirculation Pump | Commercial | New | Healthcare | FL Zone 2 | Per Hot Water Circulation Pump | 0% | 9589.9863 | 8938.9863 | 651 | 0.067883 | 15 | 0.030962 | 0.032526 | 0 | No equipment cost | 0 | 0 | 249 | https://www.smartrecirculationcontrol.com/ | 210 | Estimate at $105 per labor hour, assume 2 hours work, reference: http://www.serviskey.net/support/rate-estimator?s4=FL | 459 | pump | 1 | 459
Nonequipment | Hot Water Circulation Pump Control | Recirculation Pump with Demand Control Mechanism | Uncontrolled Recirculation Pump | Commercial | New | Hospitals | FL Zone 2 | Per Hot Water Circulation Pump | 0% | 290097.0863 | 280332.0863 | 9765 | 0.033661 | 15 | 1.2161 | 1.2161 | 0 | No equipment cost | 0 | 0 | 249 | https://www.smartrecirculationcontrol.com/ | 210 | Estimate at $105 per labor hour, assume 2 hours work, reference: http://www.serviskey.net/support/rate-estimator?s4=FL | 459 | pump | 15 | 6885
Nonequipment | Hot Water Circulation Pump Control | Recirculation Pump with Demand Control Mechanism | Uncontrolled Recirculation Pump | Commercial | New | Institutional | FL Zone 2 | Per Hot Water Circulation Pump | 34.31% | 575399.1794 | 559124.1794 | 16275 | 0.028285 | 15 | 0.77405 | 0.81316 | 0 | No equipment cost | 0 | 0 | 249 | https://www.smartrecirculationcontrol.com/ | 210 | Estimate at $105 per labor hour, assume 2 hours work, reference: http://www.serviskey.net/support/rate-estimator?s4=FL | 459 | pump | 25 | 11475
Nonequipment | Hot Water Circulation Pump Control | Recirculation Pump with Demand Control Mechanism | Uncontrolled Recirculation Pump | Commercial | New | Lodging/Hospitality | FL Zone 2 | Per Hot Water Circulation Pump | 0% | 69047.9015 | 67094.9015 | 1953 | 0.028285 | 15 | 0 | 0 | 0 | No equipment cost | 0 | 0 | 249 | https://www.smartrecirculationcontrol.com/ | 210 | Estimate at $105 per labor hour, assume 2 hours work, reference: http://www.serviskey.net/support/rate-estimator?s4=FL | 459 | pump | 3 | 1377
Nonequipment | Hot Water Circulation Pump Control | Recirculation Pump with Demand Control Mechanism | Uncontrolled Recirculation Pump | Commercial | New | Miscellaneous | FL Zone 2 | Per Hot Water Circulation Pump | 34.31% | 431549.3845 | 418529.3845 | 13020 | 0.03017 | 15 | 0.61924 | 0.65053 | 0 | No equipment cost | 0 | 0 | 249 | https://www.smartrecirculationcontrol.com/ | 210 | Estimate at $105 per labor hour, assume 2 hours work, reference: http://www.serviskey.net/support/rate-estimator?s4=FL | 459 | pump | 20 | 9180
Nonequipment | Hot Water Circulation Pump Control | Recirculation Pump with Demand Control Mechanism | Uncontrolled Recirculation Pump | Commercial | New | Offices | FL Zone 2 | Per Hot Water Circulation Pump | 0% | 59937.4145 | 57984.4145 | 1953 | 0.032584 | 15 | 0.092886 | 0.097579 | 0 | No equipment cost | 0 | 0 | 249 | https://www.smartrecirculationcontrol.com/ | 210 | Estimate at $105 per labor hour, assume 2 hours work, reference: http://www.serviskey.net/support/rate-estimator?s4=FL | 459 | pump | 3 | 1377
Nonequipment | Hot Water Circulation Pump Control | Recirculation Pump with Demand Control Mechanism | Uncontrolled Recirculation Pump | Commercial | New | Restaurants | FL Zone 2 | Per Hot Water Circulation Pump | 0% | 23974.9658 | 22672.9658 | 1302 | 0.054307 | 15 | 0 | 0 | 0 | No equipment cost | 0 | 0 | 249 | https://www.smartrecirculationcontrol.com/ | 210 | Estimate at $105 per labor hour, assume 2 hours work, reference: http://www.serviskey.net/support/rate-estimator?s4=FL | 459 | pump | 2 | 918
Nonequipment | Hot Water Circulation Pump Control | Recirculation Pump with Demand Control Mechanism | Uncontrolled Recirculation Pump | Commercial | New | Retail | FL Zone 2 | Per Hot Water Circulation Pump | 0% | 42723.3891 | 40770.3891 | 1953 | 0.045713 | 15 | 0 | 0 | 0 | No equipment cost | 0 | 0 | 249 | https://www.smartrecirculationcontrol.com/ | 210 | Estimate at $105 per labor hour, assume 2 hours work, reference: http://www.serviskey.net/support/rate-estimator?s4=FL | 459 | pump | 3 | 1377
Nonequipment | Hot Water Circulation Pump Control | Recirculation Pump with Demand Control Mechanism | Uncontrolled Recirculation Pump | Commercial | New | Schools K-12 | FL Zone 2 | Per Hot Water Circulation Pump | 0% | 2996.9364 | 2345.9364 | 651 | 0.21722 | 15 | 0.030962 | 0.032526 | 0 | No equipment cost | 0 | 0 | 249 | https://www.smartrecirculationcontrol.com/ | 210 | Estimate at $105 per labor hour, assume 2 hours work, reference: http://www.serviskey.net/support/rate-estimator?s4=FL | 459 | pump | 1 | 459
Nonequipment | Hot Water Circulation Pump Control | Recirculation Pump with Demand Control Mechanism | Uncontrolled Recirculation Pump | Commercial | New | Warehouse | FL Zone 2 | Per Hot Water Circulation Pump | 0% | 14384.9795 | 13733.9795 | 651 | 0.045256 | 15 | 0.030962 | 0.032526 | 0 | No equipment cost | 0 | 0 | 249 | https://www.smartrecirculationcontrol.com/ | 210 | Estimate at $105 per labor hour, assume 2 hours work, reference: http://www.serviskey.net/support/rate-estimator?s4=FL | 459 | pump | 1 | 459
Nonequipment | Hot Water Pipe Insulation | 1' of Insulated Pipe in Unconditioned Spaces, Insulation of R-4 | 1' of Pipe in Unconditioned Spaces with Code Minimum of 1"of Insulation | Commercial | Existing | Assembly | FL Zone 2 | Per 60 linear ft | 4.299% | 7518.6978 | 6163.1058 | 1355.592 | 0.1803 | 13 | 0.15144 | 0.1702 | 0 | No equipment cost | 0 | 0 | 3 | Pennsylvania Public Utility Commission 2013 Incremental Cost Database | 0 | No Labor Cost | 3 | linear ft | 60 | 180
Nonequipment | Hot Water Pipe Insulation | 1' of Insulated Pipe in Unconditioned Spaces, Insulation of R-4 | 1' of Pipe in Unconditioned Spaces with Code Minimum of 1"of Insulation | Commercial | Existing | College and University | FL Zone 2 | Per 60 linear ft | 4.299% | 172930.0493 | 159374.129 | 13555.9203 | 0.07839 | 13 | 1.5475 | 1.5475 | 0 | No equipment cost | 0 | 0 | 3 | Pennsylvania Public Utility Commission 2013 Incremental Cost Database | 0 | No Labor Cost | 3 | linear ft | 600 | 1800
Nonequipment | Hot Water Pipe Insulation | 1' of Insulated Pipe in Unconditioned Spaces, Insulation of R-4 | 1' of Pipe in Unconditioned Spaces with Code Minimum of 1"of Insulation | Commercial | Existing | Grocery | FL Zone 2 | Per 60 linear ft | 4.299% | 15037.3956 | 13681.8036 | 1355.592 | 0.090148 | 13 | 0.10667 | 0.18442 | 0 | No equipment cost | 0 | 0 | 3 | Pennsylvania Public Utility Commission 2013 Incremental Cost Database | 0 | No Labor Cost | 3 | linear ft | 60 | 180
Nonequipment | Hot Water Pipe Insulation | 1' of Insulated Pipe in Unconditioned Spaces, Insulation of R-4 | 1' of Pipe in Unconditioned Spaces with Code Minimum of 1"of Insulation | Commercial | Existing | Healthcare | FL Zone 2 | Per 60 linear ft | 4.299% | 10024.9304 | 8669.3384 | 1355.592 | 0.13522 | 13 | 0.15144 | 0.1702 | 0 | No equipment cost | 0 | 0 | 3 | Pennsylvania Public Utility Commission 2013 Incremental Cost Database | 0 | No Labor Cost | 3 | linear ft | 60 | 180
Nonequipment | Hot Water Pipe Insulation | 1' of Insulated Pipe in Unconditioned Spaces, Insulation of R-4 | 1' of Pipe in Unconditioned Spaces with Code Minimum of 1"of Insulation | Commercial | Existing | Hospitals | FL Zone 2 | Per 60 linear ft | 4.299% | 303254.1444 | 282920.264 | 20333.8804 | 0.067052 | 13 | 2.3212 | 2.3212 | 0 | No equipment cost | 0 | 0 | 3 | Pennsylvania Public Utility Commission 2013 Incremental Cost Database | 0 | No Labor Cost | 3 | linear ft | 900 | 2700
Nonequipment | Hot Water Pipe Insulation | 1' of Insulated Pipe in Unconditioned Spaces, Insulation of R-4 | 1' of Pipe in Unconditioned Spaces with Code Minimum of 1"of Insulation | Commercial | Existing | Institutional | FL Zone 2 | Per 60 linear ft | 22.62% | 601495.8236 | 567606.0229 | 33889.8007 | 0.056343 | 13 | 3.786 | 4.255 | 0 | No equipment cost | 0 | 0 | 3 | Pennsylvania Public Utility Commission 2013 Incremental Cost Database | 0 | No Labor Cost | 3 | linear ft | 1500 | 4500
Nonequipment | Hot Water Pipe Insulation | 1' of Insulated Pipe in Unconditioned Spaces, Insulation of R-4 | 1' of Pipe in Unconditioned Spaces with Code Minimum of 1"of Insulation | Commercial | Existing | Lodging/Hospitality | FL Zone 2 | Per 60 linear ft | 4.299% | 72179.4988 | 68112.7227 | 4066.7761 | 0.056343 | 13 | 0.32002 | 0.55325 | 0 | No equipment cost | 0 | 0 | 3 | Pennsylvania Public Utility Commission 2013 Incremental Cost Database | 0 | No Labor Cost | 3 | linear ft | 180 | 540
Nonequipment | Hot Water Pipe Insulation | 1' of Insulated Pipe in Unconditioned Spaces, Insulation of R-4 | 1' of Pipe in Unconditioned Spaces with Code Minimum of 1"of Insulation | Commercial | Existing | Miscellaneous | FL Zone 2 | Per 60 linear ft | 22.62% | 451121.8677 | 424010.0271 | 27111.8406 | 0.060099 | 13 | 3.0288 | 3.404 | 0 | No equipment cost | 0 | 0 | 3 | Pennsylvania Public Utility Commission 2013 Incremental Cost Database | 0 | No Labor Cost | 3 | linear ft | 1200 | 3600
Nonequipment | Hot Water Pipe Insulation | 1' of Insulated Pipe in Unconditioned Spaces, Insulation of R-4 | 1' of Pipe in Unconditioned Spaces with Code Minimum of 1"of Insulation | Commercial | Existing | Offices | FL Zone 2 | Per 60 linear ft | 4.299% | 62655.815 | 58589.0389 | 4066.7761 | 0.064907 | 13 | 0.45432 | 0.51059 | 0 | No equipment cost | 0 | 0 | 3 | Pennsylvania Public Utility Commission 2013 Incremental Cost Database | 0 | No Labor Cost | 3 | linear ft | 180 | 540
Nonequipment | Hot Water Pipe Insulation | 1' of Insulated Pipe in Unconditioned Spaces, Insulation of R-4 | 1' of Pipe in Unconditioned Spaces with Code Minimum of 1"of Insulation | Commercial | Existing | Restaurants | FL Zone 2 | Per 60 linear ft | 4.299% | 25062.326 | 22351.1419 | 2711.1841 | 0.10818 | 13 | 0.21335 | 0.36883 | 0 | No equipment cost | 0 | 0 | 3 | Pennsylvania Public Utility Commission 2013 Incremental Cost Database | 0 | No Labor Cost | 3 | linear ft | 120 | 360
Nonequipment | Hot Water Pipe Insulation | 1' of Insulated Pipe in Unconditioned Spaces, Insulation of R-4 | 1' of Pipe in Unconditioned Spaces with Code Minimum of 1"of Insulation | Commercial | Existing | Retail | FL Zone 2 | Per 60 linear ft | 4.299% | 44661.0649 | 40594.2888 | 4066.7761 | 0.091059 | 13 | 0.32002 | 0.55325 | 0 | No equipment cost | 0 | 0 | 3 | Pennsylvania Public Utility Commission 2013 Incremental Cost Database | 0 | No Labor Cost | 3 | linear ft | 180 | 540
Nonequipment | Hot Water Pipe Insulation | 1' of Insulated Pipe in Unconditioned Spaces, Insulation of R-4 | 1' of Pipe in Unconditioned Spaces with Code Minimum of 1"of Insulation | Commercial | Existing | Schools K-12 | FL Zone 2 | Per 60 linear ft | 4.299% | 3132.8594 | 1777.2674 | 1355.592 | 0.4327 | 13 | 0.15144 | 0.1702 | 0 | No equipment cost | 0 | 0 | 3 | Pennsylvania Public Utility Commission 2013 Incremental Cost Database | 0 | No Labor Cost | 3 | linear ft | 60 | 180
Nonequipment | Hot Water Pipe Insulation | 1' of Insulated Pipe in Unconditioned Spaces, Insulation of R-4 | 1' of Pipe in Unconditioned Spaces with Code Minimum of 1"of Insulation | Commercial | Existing | Warehouse | FL Zone 2 | Per 60 linear ft | 4.299% | 15037.3956 | 13681.8036 | 1355.592 | 0.090148 | 13 | 0.15144 | 0.1702 | 0 | No equipment cost | 0 | 0 | 3 | Pennsylvania Public Utility Commission 2013 Incremental Cost Database | 0 | No Labor Cost | 3 | linear ft | 60 | 180
Nonequipment | Hot Water Pipe Insulation | 1' of Insulated Pipe in Unconditioned Spaces, Insulation of R-4 | N/A - Retrofit Only | Commercial | New | Assembly | FL Zone 2 | Per 60 linear ft | 22.45% | 7192.4897 | 5836.8977 | 1355.592 | 0.18847 | 13 | 0.15144 | 0.1702 | 0 | No equipment cost | 0 | 0 | 3 | Pennsylvania Public Utility Commission 2013 Incremental Cost Database | 0 | No Labor Cost | 3 | linear ft | 60 | 180
Nonequipment | Hot Water Pipe Insulation | 1' of Insulated Pipe in Unconditioned Spaces, Insulation of R-4 | N/A - Retrofit Only | Commercial | New | College and University | FL Zone 2 | Per 60 linear ft | 22.45% | 165427.2641 | 151871.3438 | 13555.9203 | 0.081945 | 13 | 1.5475 | 1.5475 | 0 | No equipment cost | 0 | 0 | 3 | Pennsylvania Public Utility Commission 2013 Incremental Cost Database | 0 | No Labor Cost | 3 | linear ft | 600 | 1800
Nonequipment | Hot Water Pipe Insulation | 1' of Insulated Pipe in Unconditioned Spaces, Insulation of R-4 | N/A - Retrofit Only | Commercial | New | Grocery | FL Zone 2 | Per 60 linear ft | 22.45% | 14384.9795 | 13029.3875 | 1355.592 | 0.094237 | 13 | 0.10667 | 0.18442 | 0 | No equipment cost | 0 | 0 | 3 | Pennsylvania Public Utility Commission 2013 Incremental Cost Database | 0 | No Labor Cost | 3 | linear ft | 60 | 180
Nonequipment | Hot Water Pipe Insulation | 1' of Insulated Pipe in Unconditioned Spaces, Insulation of R-4 | N/A - Retrofit Only | Commercial | New | Healthcare | FL Zone 2 | Per 60 linear ft | 22.45% | 9589.9863 | 8234.3943 | 1355.592 | 0.14135 | 13 | 0.15144 | 0.1702 | 0 | No equipment cost | 0 | 0 | 3 | Pennsylvania Public Utility Commission 2013 Incremental Cost Database | 0 | No Labor Cost | 3 | linear ft | 60 | 180
Nonequipment | Hot Water Pipe Insulation | 1' of Insulated Pipe in Unconditioned Spaces, Insulation of R-4 | N/A - Retrofit Only | Commercial | New | Hospitals | FL Zone 2 | Per 60 linear ft | 22.45% | 290097.0863 | 269763.2058 | 20333.8804 | 0.070093 | 13 | 2.3212 | 2.3212 | 0 | No equipment cost | 0 | 0 | 3 | Pennsylvania Public Utility Commission 2013 Incremental Cost Database | 0 | No Labor Cost | 3 | linear ft | 900 | 2700
Nonequipment | Hot Water Pipe Insulation | 1' of Insulated Pipe in Unconditioned Spaces, Insulation of R-4 | N/A - Retrofit Only | Commercial | New | Institutional | FL Zone 2 | Per 60 linear ft | 22.62% | 575399.1794 | 541509.3787 | 33889.8007 | 0.058898 | 13 | 3.786 | 4.255 | 0 | No equipment cost | 0 | 0 | 3 | Pennsylvania Public Utility Commission 2013 Incremental Cost Database | 0 | No Labor Cost | 3 | linear ft | 1500 | 4500
Nonequipment | Hot Water Pipe Insulation | 1' of Insulated Pipe in Unconditioned Spaces, Insulation of R-4 | N/A - Retrofit Only | Commercial | New | Lodging/Hospitality | FL Zone 2 | Per 60 linear ft | 22.45% | 69047.9015 | 64981.1254 | 4066.7761 | 0.058898 | 13 | 0.32002 | 0.55325 | 0 | No equipment cost | 0 | 0 | 3 | Pennsylvania Public Utility Commission 2013 Incremental Cost Database | 0 | No Labor Cost | 3 | linear ft | 180 | 540
Nonequipment | Hot Water Pipe Insulation | 1' of Insulated Pipe in Unconditioned Spaces, Insulation of R-4 | N/A - Retrofit Only | Commercial | New | Miscellaneous | FL Zone 2 | Per 60 linear ft | 22.62% | 431549.3845 | 404437.544 | 27111.8406 | 0.062824 | 13 | 3.0288 | 3.404 | 0 | No equipment cost | 0 | 0 | 3 | Pennsylvania Public Utility Commission 2013 Incremental Cost Database | 0 | No Labor Cost | 3 | linear ft | 1200 | 3600
Nonequipment | Hot Water Pipe Insulation | 1' of Insulated Pipe in Unconditioned Spaces, Insulation of R-4 | N/A - Retrofit Only | Commercial | New | Offices | FL Zone 2 | Per 60 linear ft | 22.45% | 59937.4145 | 55870.6384 | 4066.7761 | 0.06785 | 13 | 0.45432 | 0.51059 | 0 | No equipment cost | 0 | 0 | 3 | Pennsylvania Public Utility Commission 2013 Incremental Cost Database | 0 | No Labor Cost | 3 | linear ft | 180 | 540
Nonequipment | Hot Water Pipe Insulation | 1' of Insulated Pipe in Unconditioned Spaces, Insulation of R-4 | N/A - Retrofit Only | Commercial | New | Restaurants | FL Zone 2 | Per 60 linear ft | 22.45% | 23974.9658 | 21263.7818 | 2711.1841 | 0.11308 | 13 | 0.21335 | 0.36883 | 0 | No equipment cost | 0 | 0 | 3 | Pennsylvania Public Utility Commission 2013 Incremental Cost Database | 0 | No Labor Cost | 3 | linear ft | 120 | 360
Nonequipment | Hot Water Pipe Insulation | 1' of Insulated Pipe in Unconditioned Spaces, Insulation of R-4 | N/A - Retrofit Only | Commercial | New | Retail | FL Zone 2 | Per 60 linear ft | 22.45% | 42723.3891 | 38656.613 | 4066.7761 | 0.095189 | 13 | 0.32002 | 0.55325 | 0 | No equipment cost | 0 | 0 | 3 | Pennsylvania Public Utility Commission 2013 Incremental Cost Database | 0 | No Labor Cost | 3 | linear ft | 180 | 540
Nonequipment | Hot Water Pipe Insulation | 1' of Insulated Pipe in Unconditioned Spaces, Insulation of R-4 | N/A - Retrofit Only | Commercial | New | Schools K-12 | FL Zone 2 | Per 60 linear ft | 22.45% | 2996.9364 | 1641.3444 | 1355.592 | 0.45233 | 13 | 0.15144 | 0.1702 | 0 | No equipment cost | 0 | 0 | 3 | Pennsylvania Public Utility Commission 2013 Incremental Cost Database | 0 | No Labor Cost | 3 | linear ft | 60 | 180
Nonequipment | Hot Water Pipe Insulation | 1' of Insulated Pipe in Unconditioned Spaces, Insulation of R-4 | N/A - Retrofit Only | Commercial | New | Warehouse | FL Zone 2 | Per 60 linear ft | 22.45% | 14384.9795 | 13029.3875 | 1355.592 | 0.094237 | 13 | 0.15144 | 0.1702 | 0 | No equipment cost | 0 | 0 | 3 | Pennsylvania Public Utility Commission 2013 Incremental Cost Database | 0 | No Labor Cost | 3 | linear ft | 60 | 180
Nonequipment | Low Flow Shower Head | Low-Flow Showerhead with Flow Rate of 1.75 gpm | Showerhead with Federal Standard Flow Rate of 2.5 gpm | Commercial | Existing | Assembly | FL Zone 2 | Per Unit | 0% | 7518.6978 | 7344.9298 | 173.768 | 0.023111 | 10 | 0.029366 | 0.019532 | 0 | reference source included incremental cost only | 0 | 0 | 7 | Illinois 2018 Statewide TRM, Section 4.3.3 | 5 | Illinois 2018 Statewide TRM, Section 4.3.3 | 12 | shower head | 1 | 12
Nonequipment | Low Flow Shower Head | Low-Flow Showerhead with Flow Rate of 1.75 gpm | Showerhead with Federal Standard Flow Rate of 2.5 gpm | Commercial | Existing | College and University | FL Zone 2 | Per Unit | 74.65% | 172930.0493 | 166153.0973 | 6776.952 | 0.039189 | 10 | 0.47547 | 2.4944 | 0 | reference source included incremental cost only | 0 | 0 | 7 | Illinois 2018 Statewide TRM, Section 4.3.3 | 5 | Illinois 2018 Statewide TRM, Section 4.3.3 | 12 | shower head | 39 | 468
Nonequipment | Low Flow Shower Head | Low-Flow Showerhead with Flow Rate of 1.75 gpm | Showerhead with Federal Standard Flow Rate of 2.5 gpm | Commercial | Existing | Grocery | FL Zone 2 | Per Unit | 0% | 15037.3956 | 14863.6276 | 173.768 | 0.011556 | 10 | 0.012191 | 0.063959 | 0 | reference source included incremental cost only | 0 | 0 | 7 | Illinois 2018 Statewide TRM, Section 4.3.3 | 5 | Illinois 2018 Statewide TRM, Section 4.3.3 | 12 | shower head | 1 | 12
Nonequipment | Low Flow Shower Head | Low-Flow Showerhead with Flow Rate of 1.75 gpm | Showerhead with Federal Standard Flow Rate of 2.5 gpm | Commercial | Existing | Healthcare | FL Zone 2 | Per Unit | 74.65% | 10024.9304 | 9851.1624 | 173.768 | 0.017334 | 10 | 0.01602 | 0.041877 | 0 | reference source included incremental cost only | 0 | 0 | 7 | Illinois 2018 Statewide TRM, Section 4.3.3 | 5 | Illinois 2018 Statewide TRM, Section 4.3.3 | 12 | shower head | 1 | 12
Nonequipment | Low Flow Shower Head | Low-Flow Showerhead with Flow Rate of 1.75 gpm | Showerhead with Federal Standard Flow Rate of 2.5 gpm | Commercial | Existing | Hospitals | FL Zone 2 | Per Unit | 74.65% | 303254.1444 | 298736.1764 | 4517.968 | 0.014898 | 10 | 0.41651 | 1.0888 | 0 | reference source included incremental cost only | 0 | 0 | 7 | Illinois 2018 Statewide TRM, Section 4.3.3 | 5 | Illinois 2018 Statewide TRM, Section 4.3.3 | 12 | shower head | 26 | 312
Nonequipment | Low Flow Shower Head | Low-Flow Showerhead with Flow Rate of 1.75 gpm | Showerhead with Federal Standard Flow Rate of 2.5 gpm | Commercial | Existing | Institutional | FL Zone 2 | Per Unit | 0% | 601495.8236 | 597672.9276 | 3822.896 | 0.0063556 | 10 | 0.64604 | 0.4297 | 0 | reference source included incremental cost only | 0 | 0 | 7 | Illinois 2018 Statewide TRM, Section 4.3.3 | 5 | Illinois 2018 Statewide TRM, Section 4.3.3 | 12 | shower head | 22 | 264
Nonequipment | Low Flow Shower Head | Low-Flow Showerhead with Flow Rate of 1.75 gpm | Showerhead with Federal Standard Flow Rate of 2.5 gpm | Commercial | Existing | Lodging/Hospitality | FL Zone 2 | Per Unit | 74.65% | 72179.4988 | 70268.0508 | 1911.448 | 0.026482 | 10 | 0.10115 | 0.86313 | 0 | reference source included incremental cost only | 0 | 0 | 7 | Illinois 2018 Statewide TRM, Section 4.3.3 | 5 | Illinois 2018 Statewide TRM, Section 4.3.3 | 12 | shower head | 11 | 132
Nonequipment | Low Flow Shower Head | Low-Flow Showerhead with Flow Rate of 1.75 gpm | Showerhead with Federal Standard Flow Rate of 2.5 gpm | Commercial | Existing | Miscellaneous | FL Zone 2 | Per Unit | 0% | 451121.8677 | 448167.8117 | 2954.056 | 0.0065482 | 10 | 0.49922 | 0.33204 | 0 | reference source included incremental cost only | 0 | 0 | 7 | Illinois 2018 Statewide TRM, Section 4.3.3 | 5 | Illinois 2018 Statewide TRM, Section 4.3.3 | 12 | shower head | 17 | 204
Nonequipment | Low Flow Shower Head | Low-Flow Showerhead with Flow Rate of 1.75 gpm | Showerhead with Federal Standard Flow Rate of 2.5 gpm | Commercial | Existing | Offices | FL Zone 2 | Per Unit | 0% | 62655.815 | 62308.279 | 347.536 | 0.0055467 | 10 | 0.058731 | 0.039063 | 0 | reference source included incremental cost only | 0 | 0 | 7 | Illinois 2018 Statewide TRM, Section 4.3.3 | 5 | Illinois 2018 Statewide TRM, Section 4.3.3 | 12 | shower head | 2 | 24
Nonequipment | Low Flow Shower Head | Low-Flow Showerhead with Flow Rate of 1.75 gpm | Showerhead with Federal Standard Flow Rate of 2.5 gpm | Commercial | Existing | Restaurants | FL Zone 2 | Per Unit | 0% | 25062.326 | 24888.558 | 173.768 | 0.0069334 | 10 | 0.012191 | 0.063959 | 0 | reference source included incremental cost only | 0 | 0 | 7 | Illinois 2018 Statewide TRM, Section 4.3.3 | 5 | Illinois 2018 Statewide TRM, Section 4.3.3 | 12 | shower head | 1 | 12
Nonequipment | Low Flow Shower Head | Low-Flow Showerhead with Flow Rate of 1.75 gpm | Showerhead with Federal Standard Flow Rate of 2.5 gpm | Commercial | Existing | Retail | FL Zone 2 | Per Unit | 0% | 44661.0649 | 44313.5289 | 347.536 | 0.0077816 | 10 | 0.024383 | 0.12792 | 0 | reference source included incremental cost only | 0 | 0 | 7 | Illinois 2018 Statewide TRM, Section 4.3.3 | 5 | Illinois 2018 Statewide TRM, Section 4.3.3 | 12 | shower head | 2 | 24
Nonequipment | Low Flow Shower Head | Low-Flow Showerhead with Flow Rate of 1.75 gpm | Showerhead with Federal Standard Flow Rate of 2.5 gpm | Commercial | Existing | Schools K-12 | FL Zone 2 | Per Unit | 0% | 3132.8594 | 2959.0914 | 173.768 | 0.055466 | 10 | 0.029366 | 0.019532 | 0 | reference source included incremental cost only | 0 | 0 | 7 | Illinois 2018 Statewide TRM, Section 4.3.3 | 5 | Illinois 2018 Statewide TRM, Section 4.3.3 | 12 | shower head | 1 | 12
Nonequipment | Low Flow Shower Head | Low-Flow Showerhead with Flow Rate of 1.75 gpm | Showerhead with Federal Standard Flow Rate of 2.5 gpm | Commercial | Existing | Warehouse | FL Zone 2 | Per Unit | 0% | 15037.3956 | 14863.6276 | 173.768 | 0.011556 | 10 | 0.029366 | 0.019532 | 0 | reference source included incremental cost only | 0 | 0 | 7 | Illinois 2018 Statewide TRM, Section 4.3.3 | 5 | Illinois 2018 Statewide TRM, Section 4.3.3 | 12 | shower head | 1 | 12
Nonequipment | Low Flow Shower Head | Low-Flow Showerhead with Flow Rate of 1.75 gpm | Showerhead with Market Average Flow Rate of 2.2 gpm | Commercial | New | Assembly | FL Zone 2 | Per Unit | 0% | 7192.4897 | 7018.7217 | 173.768 | 0.02416 | 10 | 0.029366 | 0.019532 | 0 | reference source included incremental cost only | 0 | 0 | 7 | Illinois 2018 Statewide TRM, Section 4.3.3 | 5 | Illinois 2018 Statewide TRM, Section 4.3.3 | 12 | shower head | 1 | 12
Nonequipment | Low Flow Shower Head | Low-Flow Showerhead with Flow Rate of 1.75 gpm | Showerhead with Market Average Flow Rate of 2.2 gpm | Commercial | New | College and University | FL Zone 2 | Per Unit | 74.65% | 165427.2641 | 158650.3121 | 6776.952 | 0.040966 | 10 | 0.47547 | 2.4944 | 0 | reference source included incremental cost only | 0 | 0 | 7 | Illinois 2018 Statewide TRM, Section 4.3.3 | 5 | Illinois 2018 Statewide TRM, Section 4.3.3 | 12 | shower head | 39 | 468
Nonequipment | Low Flow Shower Head | Low-Flow Showerhead with Flow Rate of 1.75 gpm | Showerhead with Market Average Flow Rate of 2.2 gpm | Commercial | New | Grocery | FL Zone 2 | Per Unit | 0% | 14384.9795 | 14211.2115 | 173.768 | 0.01208 | 10 | 0.012191 | 0.063959 | 0 | reference source included incremental cost only | 0 | 0 | 7 | Illinois 2018 Statewide TRM, Section 4.3.3 | 5 | Illinois 2018 Statewide TRM, Section 4.3.3 | 12 | shower head | 1 | 12
Nonequipment | Low Flow Shower Head | Low-Flow Showerhead with Flow Rate of 1.75 gpm | Showerhead with Market Average Flow Rate of 2.2 gpm | Commercial | New | Healthcare | FL Zone 2 | Per Unit | 74.65% | 9589.9863 | 9416.2183 | 173.768 | 0.01812 | 10 | 0.01602 | 0.041877 | 0 | reference source included incremental cost only | 0 | 0 | 7 | Illinois 2018 Statewide TRM, Section 4.3.3 | 5 | Illinois 2018 Statewide TRM, Section 4.3.3 | 12 | shower head | 1 | 12
Nonequipment | Low Flow Shower Head | Low-Flow Showerhead with Flow Rate of 1.75 gpm | Showerhead with Market Average Flow Rate of 2.2 gpm | Commercial | New | Hospitals | FL Zone 2 | Per Unit | 74.65% | 290097.0863 | 285579.1183 | 4517.968 | 0.015574 | 10 | 0.41651 | 1.0888 | 0 | reference source included incremental cost only | 0 | 0 | 7 | Illinois 2018 Statewide TRM, Section 4.3.3 | 5 | Illinois 2018 Statewide TRM, Section 4.3.3 | 12 | shower head | 26 | 312
Nonequipment | Low Flow Shower Head | Low-Flow Showerhead with Flow Rate of 1.75 gpm | Showerhead with Market Average Flow Rate of 2.2 gpm | Commercial | New | Institutional | FL Zone 2 | Per Unit | 0% | 575399.1794 | 571576.2834 | 3822.896 | 0.0066439 | 10 | 0.64604 | 0.4297 | 0 | reference source included incremental cost only | 0 | 0 | 7 | Illinois 2018 Statewide TRM, Section 4.3.3 | 5 | Illinois 2018 Statewide TRM, Section 4.3.3 | 12 | shower head | 22 | 264
Nonequipment | Low Flow Shower Head | Low-Flow Showerhead with Flow Rate of 1.75 gpm | Showerhead with Market Average Flow Rate of 2.2 gpm | Commercial | New | Lodging/Hospitality | FL Zone 2 | Per Unit | 74.65% | 69047.9015 | 67136.4535 | 1911.448 | 0.027683 | 10 | 0.10115 | 0.86313 | 0 | reference source included incremental cost only | 0 | 0 | 7 | Illinois 2018 Statewide TRM, Section 4.3.3 | 5 | Illinois 2018 Statewide TRM, Section 4.3.3 | 12 | shower head | 11 | 132
Nonequipment | Low Flow Shower Head | Low-Flow Showerhead with Flow Rate of 1.75 gpm | Showerhead with Market Average Flow Rate of 2.2 gpm | Commercial | New | Miscellaneous | FL Zone 2 | Per Unit | 0% | 431549.3845 | 428595.3285 | 2954.056 | 0.0068452 | 10 | 0.49922 | 0.33204 | 0 | reference source included incremental cost only | 0 | 0 | 7 | Illinois 2018 Statewide TRM, Section 4.3.3 | 5 | Illinois 2018 Statewide TRM, Section 4.3.3 | 12 | shower head | 17 | 204
Nonequipment | Low Flow Shower Head | Low-Flow Showerhead with Flow Rate of 1.75 gpm | Showerhead with Market Average Flow Rate of 2.2 gpm | Commercial | New | Offices | FL Zone 2 | Per Unit | 0% | 59937.4145 | 59589.8785 | 347.536 | 0.0057983 | 10 | 0.058731 | 0.039063 | 0 | reference source included incremental cost only | 0 | 0 | 7 | Illinois 2018 Statewide TRM, Section 4.3.3 | 5 | Illinois 2018 Statewide TRM, Section 4.3.3 | 12 | shower head | 2 | 24
Nonequipment | Low Flow Shower Head | Low-Flow Showerhead with Flow Rate of 1.75 gpm | Showerhead with Market Average Flow Rate of 2.2 gpm | Commercial | New | Restaurants | FL Zone 2 | Per Unit | 0% | 23974.9658 | 23801.1978 | 173.768 | 0.0072479 | 10 | 0.012191 | 0.063959 | 0 | reference source included incremental cost only | 0 | 0 | 7 | Illinois 2018 Statewide TRM, Section 4.3.3 | 5 | Illinois 2018 Statewide TRM, Section 4.3.3 | 12 | shower head | 1 | 12
Nonequipment | Low Flow Shower Head | Low-Flow Showerhead with Flow Rate of 1.75 gpm | Showerhead with Market Average Flow Rate of 2.2 gpm | Commercial | New | Retail | FL Zone 2 | Per Unit | 0% | 42723.3891 | 42375.8531 | 347.536 | 0.0081346 | 10 | 0.024383 | 0.12792 | 0 | reference source included incremental cost only | 0 | 0 | 7 | Illinois 2018 Statewide TRM, Section 4.3.3 | 5 | Illinois 2018 Statewide TRM, Section 4.3.3 | 12 | shower head | 2 | 24
Nonequipment | Low Flow Shower Head | Low-Flow Showerhead with Flow Rate of 1.75 gpm | Showerhead with Market Average Flow Rate of 2.2 gpm | Commercial | New | Schools K-12 | FL Zone 2 | Per Unit | 0% | 2996.9364 | 2823.1684 | 173.768 | 0.057982 | 10 | 0.029366 | 0.019532 | 0 | reference source included incremental cost only | 0 | 0 | 7 | Illinois 2018 Statewide TRM, Section 4.3.3 | 5 | Illinois 2018 Statewide TRM, Section 4.3.3 | 12 | shower head | 1 | 12
Nonequipment | Low Flow Shower Head | Low-Flow Showerhead with Flow Rate of 1.75 gpm | Showerhead with Market Average Flow Rate of 2.2 gpm | Commercial | New | Warehouse | FL Zone 2 | Per Unit | 0% | 14384.9795 | 14211.2115 | 173.768 | 0.01208 | 10 | 0.029366 | 0.019532 | 0 | reference source included incremental cost only | 0 | 0 | 7 | Illinois 2018 Statewide TRM, Section 4.3.3 | 5 | Illinois 2018 Statewide TRM, Section 4.3.3 | 12 | shower head | 1 | 12
Nonequipment | Low-Flow Pre-Rinse Sprayers | Low-Flow Pre-Rinse Sprayer with Flow Rate of 1.6 gpm | Pre-Rinse Sprayer 10% Less Efficient than Federal Standard | Commercial | Existing | Assembly | FL Zone 2 | Per End Use Consumption | 0% | 7518.6978 | 5256.7237 | 2261.9741 | 0.30085 | 5 | 0.20853 | 0.54512 | 0 | No equipment cost | 0 | 0 | 92.9 | Illinois 2018 Statewide TRM, Section 4.2.11 | 0 | 0 | 92.9 | sprayer | 2 | 185.8
Nonequipment | Low-Flow Pre-Rinse Sprayers | Low-Flow Pre-Rinse Sprayer with Flow Rate of 1.6 gpm | Pre-Rinse Sprayer 10% Less Efficient than Federal Standard | Commercial | Existing | College and University | FL Zone 2 | Per End Use Consumption | 27.37% | 172930.0493 | 170668.0752 | 2261.9741 | 0.01308 | 5 | 0.20853 | 0.54512 | 0 | No equipment cost | 0 | 0 | 92.9 | Illinois 2018 Statewide TRM, Section 4.2.11 | 0 | 0 | 92.9 | sprayer | 2 | 185.8
Nonequipment | Low-Flow Pre-Rinse Sprayers | Low-Flow Pre-Rinse Sprayer with Flow Rate of 1.6 gpm | Pre-Rinse Sprayer 10% Less Efficient than Federal Standard | Commercial | Existing | Grocery | FL Zone 2 | Per End Use Consumption | 27.37% | 15037.3956 | 12775.4215 | 2261.9741 | 0.15042 | 5 | 0.20853 | 0.54512 | 0 | No equipment cost | 0 | 0 | 92.9 | Illinois 2018 Statewide TRM, Section 4.2.11 | 0 | 0 | 92.9 | sprayer | 2 | 185.8
Nonequipment | Low-Flow Pre-Rinse Sprayers | Low-Flow Pre-Rinse Sprayer with Flow Rate of 1.6 gpm | Pre-Rinse Sprayer 10% Less Efficient than Federal Standard | Commercial | Existing | Healthcare | FL Zone 2 | Per End Use Consumption | 0% | 10024.9304 | 7762.9563 | 2261.9741 | 0.22563 | 5 | 0.20853 | 0.54512 | 0 | No equipment cost | 0 | 0 | 92.9 | Illinois 2018 Statewide TRM, Section 4.2.11 | 0 | 0 | 92.9 | sprayer | 2 | 185.8
Nonequipment | Low-Flow Pre-Rinse Sprayers | Low-Flow Pre-Rinse Sprayer with Flow Rate of 1.6 gpm | Pre-Rinse Sprayer 10% Less Efficient than Federal Standard | Commercial | Existing | Hospitals | FL Zone 2 | Per End Use Consumption | 24.64% | 303254.1444 | 300992.1703 | 2261.9741 | 0.007459 | 5 | 0.20853 | 0.54512 | 0 | No equipment cost | 0 | 0 | 92.9 | Illinois 2018 Statewide TRM, Section 4.2.11 | 0 | 0 | 92.9 | sprayer | 2 | 185.8
Nonequipment | Low-Flow Pre-Rinse Sprayers | Low-Flow Pre-Rinse Sprayer with Flow Rate of 1.6 gpm | Pre-Rinse Sprayer 10% Less Efficient than Federal Standard | Commercial | Existing | Institutional | FL Zone 2 | Per End Use Consumption | 0% | 601495.8236 | 599233.8495 | 2261.9741 | 0.0037606 | 5 | 0.20853 | 0.54512 | 0 | No equipment cost | 0 | 0 | 92.9 | Illinois 2018 Statewide TRM, Section 4.2.11 | 0 | 0 | 92.9 | sprayer | 2 | 185.8
Nonequipment | Low-Flow Pre-Rinse Sprayers | Low-Flow Pre-Rinse Sprayer with Flow Rate of 1.6 gpm | Pre-Rinse Sprayer 10% Less Efficient than Federal Standard | Commercial | Existing | Lodging/Hospitality | FL Zone 2 | Per End Use Consumption | 27.37% | 72179.4988 | 69917.5248 | 2261.9741 | 0.031338 | 5 | 0.12005 | 1.0244 | 0 | No equipment cost | 0 | 0 | 92.9 | Illinois 2018 Statewide TRM, Section 4.2.11 | 0 | 0 | 92.9 | sprayer | 2 | 185.8
Nonequipment | Low-Flow Pre-Rinse Sprayers | Low-Flow Pre-Rinse Sprayer with Flow Rate of 1.6 gpm | Pre-Rinse Sprayer 10% Less Efficient than Federal Standard | Commercial | Existing | Miscellaneous | FL Zone 2 | Per End Use Consumption | 0% | 451121.8677 | 448859.8936 | 2261.9741 | 0.0050141 | 5 | 0.20853 | 0.54512 | 0 | No equipment cost | 0 | 0 | 92.9 | Illinois 2018 Statewide TRM, Section 4.2.11 | 0 | 0 | 92.9 | sprayer | 2 | 185.8
Nonequipment | Low-Flow Pre-Rinse Sprayers | Low-Flow Pre-Rinse Sprayer with Flow Rate of 1.6 gpm | Pre-Rinse Sprayer 10% Less Efficient than Federal Standard | Commercial | Existing | Offices | FL Zone 2 | Per End Use Consumption | 0% | 62655.815 | 60393.8409 | 2261.9741 | 0.036102 | 5 | 0.20853 | 0.54512 | 0 | No equipment cost | 0 | 0 | 92.9 | Illinois 2018 Statewide TRM, Section 4.2.11 | 0 | 0 | 92.9 | sprayer | 2 | 185.8
Nonequipment | Low-Flow Pre-Rinse Sprayers | Low-Flow Pre-Rinse Sprayer with Flow Rate of 1.6 gpm | Pre-Rinse Sprayer 10% Less Efficient than Federal Standard | Commercial | Existing | Restaurants | FL Zone 2 | Per End Use Consumption | 24.64% | 25062.326 | 22800.3519 | 2261.9741 | 0.090254 | 5 | 0.35603 | 0.19768 | 0 | No equipment cost | 0 | 0 | 92.9 | Illinois 2018 Statewide TRM, Section 4.2.11 | 0 | 0 | 92.9 | sprayer | 2 | 185.8
Nonequipment | Low-Flow Pre-Rinse Sprayers | Low-Flow Pre-Rinse Sprayer with Flow Rate of 1.6 gpm | Pre-Rinse Sprayer 10% Less Efficient than Federal Standard | Commercial | Existing | Retail | FL Zone 2 | Per End Use Consumption | 0% | 44661.0649 | 42399.0908 | 2261.9741 | 0.050648 | 5 | 0.20853 | 0.54512 | 0 | No equipment cost | 0 | 0 | 92.9 | Illinois 2018 Statewide TRM, Section 4.2.11 | 0 | 0 | 92.9 | sprayer | 2 | 185.8
Nonequipment | Low-Flow Pre-Rinse Sprayers | Low-Flow Pre-Rinse Sprayer with Flow Rate of 1.6 gpm | Pre-Rinse Sprayer 10% Less Efficient than Federal Standard | Commercial | Existing | Schools K-12 | FL Zone 2 | Per End Use Consumption | 0% | 3132.8594 | 2001.8724 | 1130.987 | 0.36101 | 5 | 0.10427 | 0.27256 | 0 | No equipment cost | 0 | 0 | 92.9 | Illinois 2018 Statewide TRM, Section 4.2.11 | 0 | 0 | 92.9 | sprayer | 1 | 92.9
Nonequipment | Low-Flow Pre-Rinse Sprayers | Low-Flow Pre-Rinse Sprayer with Flow Rate of 1.6 gpm | Pre-Rinse Sprayer 10% Less Efficient than Federal Standard | Commercial | Existing | Warehouse | FL Zone 2 | Per End Use Consumption | 0% | 15037.3956 | 12775.4215 | 2261.9741 | 0.15042 | 5 | 0.20853 | 0.54512 | 0 | No equipment cost | 0 | 0 | 92.9 | Illinois 2018 Statewide TRM, Section 4.2.11 | 0 | 0 | 92.9 | sprayer | 2 | 185.8
Nonequipment | Low-Flow Pre-Rinse Sprayers | Low-Flow Pre-Rinse Sprayer with Flow Rate of 1.6 gpm | Pre-Rinse Sprayer with Federal Standard Flow Rate of 2.25 gpm | Commercial | New | Assembly | FL Zone 2 | Per End Use Consumption | 0% | 7169.7287 | 4907.7546 | 2261.9741 | 0.31549 | 5 | 0.20853 | 0.54512 | 0 | No equipment cost | 0 | 0 | 92.9 | Illinois 2018 Statewide TRM, Section 4.2.11 | 0 | 0 | 92.9 | sprayer | 2 | 185.8
Nonequipment | Low-Flow Pre-Rinse Sprayers | Low-Flow Pre-Rinse Sprayer with Flow Rate of 1.6 gpm | Pre-Rinse Sprayer with Federal Standard Flow Rate of 2.25 gpm | Commercial | New | College and University | FL Zone 2 | Per End Use Consumption | 27.37% | 164903.7601 | 162641.786 | 2261.9741 | 0.013717 | 5 | 0.20853 | 0.54512 | 0 | No equipment cost | 0 | 0 | 92.9 | Illinois 2018 Statewide TRM, Section 4.2.11 | 0 | 0 | 92.9 | sprayer | 2 | 185.8
Nonequipment | Low-Flow Pre-Rinse Sprayers | Low-Flow Pre-Rinse Sprayer with Flow Rate of 1.6 gpm | Pre-Rinse Sprayer with Federal Standard Flow Rate of 2.25 gpm | Commercial | New | Grocery | FL Zone 2 | Per End Use Consumption | 27.37% | 14339.4574 | 12077.4833 | 2261.9741 | 0.15774 | 5 | 0.20853 | 0.54512 | 0 | No equipment cost | 0 | 0 | 92.9 | Illinois 2018 Statewide TRM, Section 4.2.11 | 0 | 0 | 92.9 | sprayer | 2 | 185.8
Nonequipment | Low-Flow Pre-Rinse Sprayers | Low-Flow Pre-Rinse Sprayer with Flow Rate of 1.6 gpm | Pre-Rinse Sprayer with Federal Standard Flow Rate of 2.25 gpm | Commercial | New | Healthcare | FL Zone 2 | Per End Use Consumption | 0% | 9559.6383 | 7297.6642 | 2261.9741 | 0.23662 | 5 | 0.20853 | 0.54512 | 0 | No equipment cost | 0 | 0 | 92.9 | Illinois 2018 Statewide TRM, Section 4.2.11 | 0 | 0 | 92.9 | sprayer | 2 | 185.8
Nonequipment | Low-Flow Pre-Rinse Sprayers | Low-Flow Pre-Rinse Sprayer with Flow Rate of 1.6 gpm | Pre-Rinse Sprayer with Federal Standard Flow Rate of 2.25 gpm | Commercial | New | Hospitals | FL Zone 2 | Per End Use Consumption | 24.64% | 289179.0575 | 286917.0834 | 2261.9741 | 0.0078221 | 5 | 0.20853 | 0.54512 | 0 | No equipment cost | 0 | 0 | 92.9 | Illinois 2018 Statewide TRM, Section 4.2.11 | 0 | 0 | 92.9 | sprayer | 2 | 185.8
Nonequipment | Low-Flow Pre-Rinse Sprayers | Low-Flow Pre-Rinse Sprayer with Flow Rate of 1.6 gpm | Pre-Rinse Sprayer with Federal Standard Flow Rate of 2.25 gpm | Commercial | New | Institutional | FL Zone 2 | Per End Use Consumption | 0% | 573578.2959 | 571316.3218 | 2261.9741 | 0.0039436 | 5 | 0.20853 | 0.54512 | 0 | No equipment cost | 0 | 0 | 92.9 | Illinois 2018 Statewide TRM, Section 4.2.11 | 0 | 0 | 92.9 | sprayer | 2 | 185.8
Nonequipment | Low-Flow Pre-Rinse Sprayers | Low-Flow Pre-Rinse Sprayer with Flow Rate of 1.6 gpm | Pre-Rinse Sprayer with Federal Standard Flow Rate of 2.25 gpm | Commercial | New | Lodging/Hospitality | FL Zone 2 | Per End Use Consumption | 27.37% | 68829.3955 | 66567.4214 | 2261.9741 | 0.032863 | 5 | 0.12005 | 1.0244 | 0 | No equipment cost | 0 | 0 | 92.9 | Illinois 2018 Statewide TRM, Section 4.2.11 | 0 | 0 | 92.9 | sprayer | 2 | 185.8
Nonequipment | Low-Flow Pre-Rinse Sprayers | Low-Flow Pre-Rinse Sprayer with Flow Rate of 1.6 gpm | Pre-Rinse Sprayer with Federal Standard Flow Rate of 2.25 gpm | Commercial | New | Miscellaneous | FL Zone 2 | Per End Use Consumption | 0% | 430183.7219 | 427921.7479 | 2261.9741 | 0.0052582 | 5 | 0.20853 | 0.54512 | 0 | No equipment cost | 0 | 0 | 92.9 | Illinois 2018 Statewide TRM, Section 4.2.11 | 0 | 0 | 92.9 | sprayer | 2 | 185.8
Nonequipment | Low-Flow Pre-Rinse Sprayers | Low-Flow Pre-Rinse Sprayer with Flow Rate of 1.6 gpm | Pre-Rinse Sprayer with Federal Standard Flow Rate of 2.25 gpm | Commercial | New | Offices | FL Zone 2 | Per End Use Consumption | 0% | 59747.7392 | 57485.7651 | 2261.9741 | 0.037859 | 5 | 0.20853 | 0.54512 | 0 | No equipment cost | 0 | 0 | 92.9 | Illinois 2018 Statewide TRM, Section 4.2.11 | 0 | 0 | 92.9 | sprayer | 2 | 185.8
Nonequipment | Low-Flow Pre-Rinse Sprayers | Low-Flow Pre-Rinse Sprayer with Flow Rate of 1.6 gpm | Pre-Rinse Sprayer with Federal Standard Flow Rate of 2.25 gpm | Commercial | New | Restaurants | FL Zone 2 | Per End Use Consumption | 24.64% | 23899.0957 | 21637.1216 | 2261.9741 | 0.094647 | 5 | 0.35603 | 0.19768 | 0 | No equipment cost | 0 | 0 | 92.9 | Illinois 2018 Statewide TRM, Section 4.2.11 | 0 | 0 | 92.9 | sprayer | 2 | 185.8
Nonequipment | Low-Flow Pre-Rinse Sprayers | Low-Flow Pre-Rinse Sprayer with Flow Rate of 1.6 gpm | Pre-Rinse Sprayer with Federal Standard Flow Rate of 2.25 gpm | Commercial | New | Retail | FL Zone 2 | Per End Use Consumption | 0% | 42588.1885 | 40326.2144 | 2261.9741 | 0.053113 | 5 | 0.20853 | 0.54512 | 0 | No equipment cost | 0 | 0 | 92.9 | Illinois 2018 Statewide TRM, Section 4.2.11 | 0 | 0 | 92.9 | sprayer | 2 | 185.8
Nonequipment | Low-Flow Pre-Rinse Sprayers | Low-Flow Pre-Rinse Sprayer with Flow Rate of 1.6 gpm | Pre-Rinse Sprayer with Federal Standard Flow Rate of 2.25 gpm | Commercial | New | Schools K-12 | FL Zone 2 | Per End Use Consumption | 0% | 2987.4524 | 1856.4654 | 1130.987 | 0.37858 | 5 | 0.10427 | 0.27256 | 0 | No equipment cost | 0 | 0 | 92.9 | Illinois 2018 Statewide TRM, Section 4.2.11 | 0 | 0 | 92.9 | sprayer | 1 | 92.9
Nonequipment | Low-Flow Pre-Rinse Sprayers | Low-Flow Pre-Rinse Sprayer with Flow Rate of 1.6 gpm | Pre-Rinse Sprayer with Federal Standard Flow Rate of 2.25 gpm | Commercial | New | Warehouse | FL Zone 2 | Per End Use Consumption | 0% | 14339.4574 | 12077.4833 | 2261.9741 | 0.15774 | 5 | 0.20853 | 0.54512 | 0 | No equipment cost | 0 | 0 | 92.9 | Illinois 2018 Statewide TRM, Section 4.2.11 | 0 | 0 | 92.9 | sprayer | 2 | 185.8
Nonequipment | Tank Wrap on Water Heater | 50 Gallon Electric Resistance Water Heater with Insulated Tank Wrap (R-11) | Market Average 50 Gallon Electric Resistance Water Heater (EF = 0.9), No Tank Wrap | Commercial | Existing | Assembly | FL Zone 2 | Per End Use Consumption | 55.99% | 7518.6978 | 7254.7519 | 263.9459 | 0.035105 | 7 | 0.026439 | 0.026975 | 0 | No equipment cost | 0 | 0 | 27.92 | Market Research, 2016 | 140 | rate at $70/per labor hour, assume 2 hours work, reference: https://www.homewyse.com/costs/cost_of_water_heater_blanket.html | 167.92 | blanket | 1 | 167.92
Nonequipment | Tank Wrap on Water Heater | 50 Gallon Electric Resistance Water Heater with Insulated Tank Wrap (R-11) | Market Average 50 Gallon Electric Resistance Water Heater (EF = 0.9), No Tank Wrap | Commercial | Existing | College and University | FL Zone 2 | Per End Use Consumption | 0% | 172930.0493 | 170290.5899 | 2639.4593 | 0.015263 | 7 | 0.26439 | 0.26975 | 0 | No equipment cost | 0 | 0 | 27.92 | Market Research, 2016 | 140 | rate at $70/per labor hour, assume 2 hours work, reference: https://www.homewyse.com/costs/cost_of_water_heater_blanket.html | 167.92 | blanket | 10 | 1679.2
Nonequipment | Tank Wrap on Water Heater | 50 Gallon Electric Resistance Water Heater with Insulated Tank Wrap (R-11) | Market Average 50 Gallon Electric Resistance Water Heater (EF = 0.9), No Tank Wrap | Commercial | Existing | Grocery | FL Zone 2 | Per End Use Consumption | 55.99% | 15037.3956 | 14773.4497 | 263.9459 | 0.017553 | 7 | 0.026439 | 0.026975 | 0 | No equipment cost | 0 | 0 | 27.92 | Market Research, 2016 | 140 | rate at $70/per labor hour, assume 2 hours work, reference: https://www.homewyse.com/costs/cost_of_water_heater_blanket.html | 167.92 | blanket | 1 | 167.92
Nonequipment | Tank Wrap on Water Heater | 50 Gallon Electric Resistance Water Heater with Insulated Tank Wrap (R-11) | Market Average 50 Gallon Electric Resistance Water Heater (EF = 0.9), No Tank Wrap | Commercial | Existing | Healthcare | FL Zone 2 | Per End Use Consumption | 55.99% | 10024.9304 | 9760.9845 | 263.9459 | 0.026329 | 7 | 0.026439 | 0.026975 | 0 | No equipment cost | 0 | 0 | 27.92 | Market Research, 2016 | 140 | rate at $70/per labor hour, assume 2 hours work, reference: https://www.homewyse.com/costs/cost_of_water_heater_blanket.html | 167.92 | blanket | 1 | 167.92
Nonequipment | Tank Wrap on Water Heater | 50 Gallon Electric Resistance Water Heater with Insulated Tank Wrap (R-11) | Market Average 50 Gallon Electric Resistance Water Heater (EF = 0.9), No Tank Wrap | Commercial | Existing | Hospitals | FL Zone 2 | Per End Use Consumption | 55.99% | 303254.1444 | 299294.9554 | 3959.189 | 0.013056 | 7 | 0.39659 | 0.40463 | 0 | No equipment cost | 0 | 0 | 27.92 | Market Research, 2016 | 140 | rate at $70/per labor hour, assume 2 hours work, reference: https://www.homewyse.com/costs/cost_of_water_heater_blanket.html | 167.92 | blanket | 15 | 2518.8
Nonequipment | Tank Wrap on Water Heater | 50 Gallon Electric Resistance Water Heater with Insulated Tank Wrap (R-11) | Market Average 50 Gallon Electric Resistance Water Heater (EF = 0.9), No Tank Wrap | Commercial | Existing | Institutional | FL Zone 2 | Per End Use Consumption | 55.99% | 601495.8236 | 594897.1752 | 6598.6483 | 0.01097 | 7 | 0.66098 | 0.67439 | 0 | No equipment cost | 0 | 0 | 27.92 | Market Research, 2016 | 140 | rate at $70/per labor hour, assume 2 hours work, reference: https://www.homewyse.com/costs/cost_of_water_heater_blanket.html | 167.92 | blanket | 25 | 4198
Nonequipment | Tank Wrap on Water Heater | 50 Gallon Electric Resistance Water Heater with Insulated Tank Wrap (R-11) | Market Average 50 Gallon Electric Resistance Water Heater (EF = 0.9), No Tank Wrap | Commercial | Existing | Lodging/Hospitality | FL Zone 2 | Per End Use Consumption | 55.99% | 72179.4988 | 71387.661 | 791.8378 | 0.01097 | 7 | 0.079318 | 0.080926 | 0 | No equipment cost | 0 | 0 | 27.92 | Market Research, 2016 | 140 | rate at $70/per labor hour, assume 2 hours work, reference: https://www.homewyse.com/costs/cost_of_water_heater_blanket.html | 167.92 | blanket | 3 | 503.76
Nonequipment | Tank Wrap on Water Heater | 50 Gallon Electric Resistance Water Heater with Insulated Tank Wrap (R-11) | Market Average 50 Gallon Electric Resistance Water Heater (EF = 0.9), No Tank Wrap | Commercial | Existing | Miscellaneous | FL Zone 2 | Per End Use Consumption | 55.99% | 451121.8677 | 445842.949 | 5278.9187 | 0.011702 | 7 | 0.52878 | 0.53951 | 0 | No equipment cost | 0 | 0 | 27.92 | Market Research, 2016 | 140 | rate at $70/per labor hour, assume 2 hours work, reference: https://www.homewyse.com/costs/cost_of_water_heater_blanket.html | 167.92 | blanket | 20 | 3358.4
Nonequipment | Tank Wrap on Water Heater | 50 Gallon Electric Resistance Water Heater with Insulated Tank Wrap (R-11) | Market Average 50 Gallon Electric Resistance Water Heater (EF = 0.9), No Tank Wrap | Commercial | Existing | Offices | FL Zone 2 | Per End Use Consumption | 55.99% | 62655.815 | 61863.9772 | 791.8378 | 0.012638 | 7 | 0.079318 | 0.080926 | 0 | No equipment cost | 0 | 0 | 27.92 | Market Research, 2016 | 140 | rate at $70/per labor hour, assume 2 hours work, reference: https://www.homewyse.com/costs/cost_of_water_heater_blanket.html | 167.92 | blanket | 3 | 503.76
Nonequipment | Tank Wrap on Water Heater | 50 Gallon Electric Resistance Water Heater with Insulated Tank Wrap (R-11) | Market Average 50 Gallon Electric Resistance Water Heater (EF = 0.9), No Tank Wrap | Commercial | Existing | Restaurants | FL Zone 2 | Per End Use Consumption | 55.99% | 25062.326 | 24534.4341 | 527.8919 | 0.021063 | 7 | 0.052878 | 0.053951 | 0 | No equipment cost | 0 | 0 | 27.92 | Market Research, 2016 | 140 | rate at $70/per labor hour, assume 2 hours work, reference: https://www.homewyse.com/costs/cost_of_water_heater_blanket.html | 167.92 | blanket | 2 | 335.84
Nonequipment | Tank Wrap on Water Heater | 50 Gallon Electric Resistance Water Heater with Insulated Tank Wrap (R-11) | Market Average 50 Gallon Electric Resistance Water Heater (EF = 0.9), No Tank Wrap | Commercial | Existing | Retail | FL Zone 2 | Per End Use Consumption | 55.99% | 44661.0649 | 43869.2271 | 791.8378 | 0.01773 | 7 | 0.079318 | 0.080926 | 0 | No equipment cost | 0 | 0 | 27.92 | Market Research, 2016 | 140 | rate at $70/per labor hour, assume 2 hours work, reference: https://www.homewyse.com/costs/cost_of_water_heater_blanket.html | 167.92 | blanket | 3 | 503.76
Nonequipment | Tank Wrap on Water Heater | 50 Gallon Electric Resistance Water Heater with Insulated Tank Wrap (R-11) | Market Average 50 Gallon Electric Resistance Water Heater (EF = 0.9), No Tank Wrap | Commercial | Existing | Schools K-12 | FL Zone 2 | Per End Use Consumption | 0% | 3132.8594 | 2868.9135 | 263.9459 | 0.084251 | 7 | 0.026439 | 0.026975 | 0 | No equipment cost | 0 | 0 | 27.92 | Market Research, 2016 | 140 | rate at $70/per labor hour, assume 2 hours work, reference: https://www.homewyse.com/costs/cost_of_water_heater_blanket.html | 167.92 | blanket | 1 | 167.92
Nonequipment | Tank Wrap on Water Heater | 50 Gallon Electric Resistance Water Heater with Insulated Tank Wrap (R-11) | Market Average 50 Gallon Electric Resistance Water Heater (EF = 0.9), No Tank Wrap | Commercial | Existing | Warehouse | FL Zone 2 | Per End Use Consumption | 55.99% | 15037.3956 | 14773.4497 | 263.9459 | 0.017553 | 7 | 0.026439 | 0.026975 | 0 | No equipment cost | 0 | 0 | 27.92 | Market Research, 2016 | 140 | rate at $70/per labor hour, assume 2 hours work, reference: https://www.homewyse.com/costs/cost_of_water_heater_blanket.html | 167.92 | blanket | 1 | 167.92
Nonequipment | Tank Wrap on Water Heater | 50 Gallon Electric Resistance Water Heater with Insulated Tank Wrap (R-11) | Code-Compliant 50 Gallon Electric Resistance Water Heater (EF = 0.95), No Tank Wrap | Commercial | New | Assembly | FL Zone 2 | Per End Use Consumption | 55.99% | 7192.4897 | 6939.9954 | 252.4943 | 0.035105 | 7 | 0.025292 | 0.025805 | 0 | No equipment cost | 0 | 0 | 27.92 | Market Research, 2016 | 140 | rate at $70/per labor hour, assume 2 hours work, reference: https://www.homewyse.com/costs/cost_of_water_heater_blanket.html | 167.92 | blanket | 1 | 167.92
Nonequipment | Tank Wrap on Water Heater | 50 Gallon Electric Resistance Water Heater with Insulated Tank Wrap (R-11) | Code-Compliant 50 Gallon Electric Resistance Water Heater (EF = 0.95), No Tank Wrap | Commercial | New | College and University | FL Zone 2 | Per End Use Consumption | 0% | 165427.2641 | 162902.321 | 2524.9431 | 0.015263 | 7 | 0.25292 | 0.25805 | 0 | No equipment cost | 0 | 0 | 27.92 | Market Research, 2016 | 140 | rate at $70/per labor hour, assume 2 hours work, reference: https://www.homewyse.com/costs/cost_of_water_heater_blanket.html | 167.92 | blanket | 10 | 1679.2
Nonequipment | Tank Wrap on Water Heater | 50 Gallon Electric Resistance Water Heater with Insulated Tank Wrap (R-11) | Code-Compliant 50 Gallon Electric Resistance Water Heater (EF = 0.95), No Tank Wrap | Commercial | New | Grocery | FL Zone 2 | Per End Use Consumption | 55.99% | 14384.9795 | 14132.4852 | 252.4943 | 0.017553 | 7 | 0.025292 | 0.025805 | 0 | No equipment cost | 0 | 0 | 27.92 | Market Research, 2016 | 140 | rate at $70/per labor hour, assume 2 hours work, reference: https://www.homewyse.com/costs/cost_of_water_heater_blanket.html | 167.92 | blanket | 1 | 167.92
Nonequipment | Tank Wrap on Water Heater | 50 Gallon Electric Resistance Water Heater with Insulated Tank Wrap (R-11) | Code-Compliant 50 Gallon Electric Resistance Water Heater (EF = 0.95), No Tank Wrap | Commercial | New | Healthcare | FL Zone 2 | Per End Use Consumption | 55.99% | 9589.9863 | 9337.492 | 252.4943 | 0.026329 | 7 | 0.025292 | 0.025805 | 0 | No equipment cost | 0 | 0 | 27.92 | Market Research, 2016 | 140 | rate at $70/per labor hour, assume 2 hours work, reference: https://www.homewyse.com/costs/cost_of_water_heater_blanket.html | 167.92 | blanket | 1 | 167.92
Nonequipment | Tank Wrap on Water Heater | 50 Gallon Electric Resistance Water Heater with Insulated Tank Wrap (R-11) | Code-Compliant 50 Gallon Electric Resistance Water Heater (EF = 0.95), No Tank Wrap | Commercial | New | Hospitals | FL Zone 2 | Per End Use Consumption | 55.99% | 290097.0863 | 286309.6716 | 3787.4147 | 0.013056 | 7 | 0.37938 | 0.38708 | 0 | No equipment cost | 0 | 0 | 27.92 | Market Research, 2016 | 140 | rate at $70/per labor hour, assume 2 hours work, reference: https://www.homewyse.com/costs/cost_of_water_heater_blanket.html | 167.92 | blanket | 15 | 2518.8
Nonequipment | Tank Wrap on Water Heater | 50 Gallon Electric Resistance Water Heater with Insulated Tank Wrap (R-11) | Code-Compliant 50 Gallon Electric Resistance Water Heater (EF = 0.95), No Tank Wrap | Commercial | New | Institutional | FL Zone 2 | Per End Use Consumption | 55.99% | 575399.1794 | 569086.8216 | 6312.3578 | 0.01097 | 7 | 0.6323 | 0.64513 | 0 | No equipment cost | 0 | 0 | 27.92 | Market Research, 2016 | 140 | rate at $70/per labor hour, assume 2 hours work, reference: https://www.homewyse.com/costs/cost_of_water_heater_blanket.html | 167.92 | blanket | 25 | 4198
Nonequipment | Tank Wrap on Water Heater | 50 Gallon Electric Resistance Water Heater with Insulated Tank Wrap (R-11) | Code-Compliant 50 Gallon Electric Resistance Water Heater (EF = 0.95), No Tank Wrap | Commercial | New | Lodging/Hospitality | FL Zone 2 | Per End Use Consumption | 55.99% | 69047.9015 | 68290.4186 | 757.4829 | 0.01097 | 7 | 0.075876 | 0.077415 | 0 | No equipment cost | 0 | 0 | 27.92 | Market Research, 2016 | 140 | rate at $70/per labor hour, assume 2 hours work, reference: https://www.homewyse.com/costs/cost_of_water_heater_blanket.html | 167.92 | blanket | 3 | 503.76
Nonequipment | Tank Wrap on Water Heater | 50 Gallon Electric Resistance Water Heater with Insulated Tank Wrap (R-11) | Code-Compliant 50 Gallon Electric Resistance Water Heater (EF = 0.95), No Tank Wrap | Commercial | New | Miscellaneous | FL Zone 2 | Per End Use Consumption | 55.99% | 431549.3845 | 426499.4983 | 5049.8862 | 0.011702 | 7 | 0.50584 | 0.5161 | 0 | No equipment cost | 0 | 0 | 27.92 | Market Research, 2016 | 140 | rate at $70/per labor hour, assume 2 hours work, reference: https://www.homewyse.com/costs/cost_of_water_heater_blanket.html | 167.92 | blanket | 20 | 3358.4
Nonequipment | Tank Wrap on Water Heater | 50 Gallon Electric Resistance Water Heater with Insulated Tank Wrap (R-11) | Code-Compliant 50 Gallon Electric Resistance Water Heater (EF = 0.95), No Tank Wrap | Commercial | New | Offices | FL Zone 2 | Per End Use Consumption | 55.99% | 59937.4145 | 59179.9316 | 757.4829 | 0.012638 | 7 | 0.075876 | 0.077415 | 0 | No equipment cost | 0 | 0 | 27.92 | Market Research, 2016 | 140 | rate at $70/per labor hour, assume 2 hours work, reference: https://www.homewyse.com/costs/cost_of_water_heater_blanket.html | 167.92 | blanket | 3 | 503.76
Nonequipment | Tank Wrap on Water Heater | 50 Gallon Electric Resistance Water Heater with Insulated Tank Wrap (R-11) | Code-Compliant 50 Gallon Electric Resistance Water Heater (EF = 0.95), No Tank Wrap | Commercial | New | Restaurants | FL Zone 2 | Per End Use Consumption | 55.99% | 23974.9658 | 23469.9772 | 504.9886 | 0.021063 | 7 | 0.050584 | 0.05161 | 0 | No equipment cost | 0 | 0 | 27.92 | Market Research, 2016 | 140 | rate at $70/per labor hour, assume 2 hours work, reference: https://www.homewyse.com/costs/cost_of_water_heater_blanket.html | 167.92 | blanket | 2 | 335.84
Nonequipment | Tank Wrap on Water Heater | 50 Gallon Electric Resistance Water Heater with Insulated Tank Wrap (R-11) | Code-Compliant 50 Gallon Electric Resistance Water Heater (EF = 0.95), No Tank Wrap | Commercial | New | Retail | FL Zone 2 | Per End Use Consumption | 55.99% | 42723.3891 | 41965.9061 | 757.4829 | 0.01773 | 7 | 0.075876 | 0.077415 | 0 | No equipment cost | 0 | 0 | 27.92 | Market Research, 2016 | 140 | rate at $70/per labor hour, assume 2 hours work, reference: https://www.homewyse.com/costs/cost_of_water_heater_blanket.html | 167.92 | blanket | 3 | 503.76
Nonequipment | Tank Wrap on Water Heater | 50 Gallon Electric Resistance Water Heater with Insulated Tank Wrap (R-11) | Code-Compliant 50 Gallon Electric Resistance Water Heater (EF = 0.95), No Tank Wrap | Commercial | New | Schools K-12 | FL Zone 2 | Per End Use Consumption | 0% | 2996.9364 | 2744.4421 | 252.4943 | 0.084251 | 7 | 0.025292 | 0.025805 | 0 | No equipment cost | 0 | 0 | 27.92 | Market Research, 2016 | 140 | rate at $70/per labor hour, assume 2 hours work, reference: https://www.homewyse.com/costs/cost_of_water_heater_blanket.html | 167.92 | blanket | 1 | 167.92
Nonequipment | Tank Wrap on Water Heater | 50 Gallon Electric Resistance Water Heater with Insulated Tank Wrap (R-11) | Code-Compliant 50 Gallon Electric Resistance Water Heater (EF = 0.95), No Tank Wrap | Commercial | New | Warehouse | FL Zone 2 | Per End Use Consumption | 55.99% | 14384.9795 | 14132.4852 | 252.4943 | 0.017553 | 7 | 0.025292 | 0.025805 | 0 | No equipment cost | 0 | 0 | 27.92 | Market Research, 2016 | 140 | rate at $70/per labor hour, assume 2 hours work, reference: https://www.homewyse.com/costs/cost_of_water_heater_blanket.html | 167.92 | blanket | 1 | 167.92
Nonequipment | Thermostatic Shower Restriction Valve | Hot Water Loop with 50 Gallon Electric Resistance Heater and Pressure Balance Shower Valves | Standard Hot Water Loop with 50 Gallon Electric Resistance Heater and Standard Shower Valves | Commercial | Existing | Assembly | FL Zone 2 | Per Valve | 0% | 7518.6978 | 6661.0473 | 857.6505 | 0.11407 | 10 | 0.14494 | 0.096401 | 0 | No equipment cost | 0 | No Labor Cost | 29.95 | http://thinkevolve.com/shop/showerstart-tsv/ | 0 | No Labor Cost | 29.95 | unit | 1 | 29.95
Nonequipment | Thermostatic Shower Restriction Valve | Hot Water Loop with 50 Gallon Electric Resistance Heater and Pressure Balance Shower Valves | Standard Hot Water Loop with 50 Gallon Electric Resistance Heater and Standard Shower Valves | Commercial | Existing | College and University | FL Zone 2 | Per Valve | 74.65% | 172930.0493 | 139481.6813 | 33448.368 | 0.19342 | 10 | 2.3467 | 12.3114 | 0 | No equipment cost | 0 | No Labor Cost | 29.95 | http://thinkevolve.com/shop/showerstart-tsv/ | 0 | No Labor Cost | 29.95 | unit | 39 | 1168.05
Nonequipment | Thermostatic Shower Restriction Valve | Hot Water Loop with 50 Gallon Electric Resistance Heater and Pressure Balance Shower Valves | Standard Hot Water Loop with 50 Gallon Electric Resistance Heater and Standard Shower Valves | Commercial | Existing | Grocery | FL Zone 2 | Per Valve | 0% | 15037.3956 | 14179.7451 | 857.6505 | 0.057035 | 10 | 0.060172 | 0.31568 | 0 | No equipment cost | 0 | No Labor Cost | 29.95 | http://thinkevolve.com/shop/showerstart-tsv/ | 0 | No Labor Cost | 29.95 | unit | 1 | 29.95
Nonequipment | Thermostatic Shower Restriction Valve | Hot Water Loop with 50 Gallon Electric Resistance Heater and Pressure Balance Shower Valves | Standard Hot Water Loop with 50 Gallon Electric Resistance Heater and Standard Shower Valves | Commercial | Existing | Healthcare | FL Zone 2 | Per Valve | 74.65% | 10024.9304 | 9167.2799 | 857.6505 | 0.085552 | 10 | 0.079067 | 0.20669 | 0 | No equipment cost | 0 | No Labor Cost | 29.95 | http://thinkevolve.com/shop/showerstart-tsv/ | 0 | No Labor Cost | 29.95 | unit | 1 | 29.95
Nonequipment | Thermostatic Shower Restriction Valve | Hot Water Loop with 50 Gallon Electric Resistance Heater and Pressure Balance Shower Valves | Standard Hot Water Loop with 50 Gallon Electric Resistance Heater and Standard Shower Valves | Commercial | Existing | Hospitals | FL Zone 2 | Per Valve | 74.65% | 303254.1444 | 280955.2324 | 22298.912 | 0.073532 | 10 | 2.0558 | 5.3739 | 0 | No equipment cost | 0 | No Labor Cost | 29.95 | http://thinkevolve.com/shop/showerstart-tsv/ | 0 | No Labor Cost | 29.95 | unit | 26 | 778.7
Nonequipment | Thermostatic Shower Restriction Valve | Hot Water Loop with 50 Gallon Electric Resistance Heater and Pressure Balance Shower Valves | Standard Hot Water Loop with 50 Gallon Electric Resistance Heater and Standard Shower Valves | Commercial | Existing | Institutional | FL Zone 2 | Per Valve | 0% | 601495.8236 | 582627.5134 | 18868.3101 | 0.031369 | 10 | 3.1886 | 2.1208 | 0 | No equipment cost | 0 | No Labor Cost | 29.95 | http://thinkevolve.com/shop/showerstart-tsv/ | 0 | No Labor Cost | 29.95 | unit | 22 | 658.9
Nonequipment | Thermostatic Shower Restriction Valve | Hot Water Loop with 50 Gallon Electric Resistance Heater and Pressure Balance Shower Valves | Standard Hot Water Loop with 50 Gallon Electric Resistance Heater and Standard Shower Valves | Commercial | Existing | Lodging/Hospitality | FL Zone 2 | Per Valve | 74.65% | 72179.4988 | 62745.3438 | 9434.1551 | 0.1307 | 10 | 0.49923 | 4.2601 | 0 | No equipment cost | 0 | No Labor Cost | 29.95 | http://thinkevolve.com/shop/showerstart-tsv/ | 0 | No Labor Cost | 29.95 | unit | 11 | 329.45
Nonequipment | Thermostatic Shower Restriction Valve | Hot Water Loop with 50 Gallon Electric Resistance Heater and Pressure Balance Shower Valves | Standard Hot Water Loop with 50 Gallon Electric Resistance Heater and Standard Shower Valves | Commercial | Existing | Miscellaneous | FL Zone 2 | Per Valve | 0% | 451121.8677 | 436541.8098 | 14580.0578 | 0.03232 | 10 | 2.4639 | 1.6388 | 0 | No equipment cost | 0 | No Labor Cost | 29.95 | http://thinkevolve.com/shop/showerstart-tsv/ | 0 | No Labor Cost | 29.95 | unit | 17 | 509.15
Nonequipment | Thermostatic Shower Restriction Valve | Hot Water Loop with 50 Gallon Electric Resistance Heater and Pressure Balance Shower Valves | Standard Hot Water Loop with 50 Gallon Electric Resistance Heater and Standard Shower Valves | Commercial | Existing | Offices | FL Zone 2 | Per Valve | 0% | 62655.815 | 60940.514 | 1715.3009 | 0.027377 | 10 | 0.28987 | 0.1928 | 0 | No equipment cost | 0 | No Labor Cost | 29.95 | http://thinkevolve.com/shop/showerstart-tsv/ | 0 | No Labor Cost | 29.95 | unit | 2 | 59.9
Nonequipment | Thermostatic Shower Restriction Valve | Hot Water Loop with 50 Gallon Electric Resistance Heater and Pressure Balance Shower Valves | Standard Hot Water Loop with 50 Gallon Electric Resistance Heater and Standard Shower Valves | Commercial | Existing | Restaurants | FL Zone 2 | Per Valve | 0% | 25062.326 | 24204.6755 | 857.6505 | 0.034221 | 10 | 0.060172 | 0.31568 | 0 | No equipment cost | 0 | No Labor Cost | 29.95 | http://thinkevolve.com/shop/showerstart-tsv/ | 0 | No Labor Cost | 29.95 | unit | 1 | 29.95
Nonequipment | Thermostatic Shower Restriction Valve | Hot Water Loop with 50 Gallon Electric Resistance Heater and Pressure Balance Shower Valves | Standard Hot Water Loop with 50 Gallon Electric Resistance Heater and Standard Shower Valves | Commercial | Existing | Retail | FL Zone 2 | Per Valve | 0% | 44661.0649 | 42945.764 | 1715.3009 | 0.038407 | 10 | 0.12034 | 0.63135 | 0 | No equipment cost | 0 | No Labor Cost | 29.95 | http://thinkevolve.com/shop/showerstart-tsv/ | 0 | No Labor Cost | 29.95 | unit | 2 | 59.9
Nonequipment | Thermostatic Shower Restriction Valve | Hot Water Loop with 50 Gallon Electric Resistance Heater and Pressure Balance Shower Valves | Standard Hot Water Loop with 50 Gallon Electric Resistance Heater and Standard Shower Valves | Commercial | Existing | Schools K-12 | FL Zone 2 | Per Valve | 0% | 3132.8594 | 2275.209 | 857.6505 | 0.27376 | 10 | 0.14494 | 0.096401 | 0 | No equipment cost | 0 | No Labor Cost | 29.95 | http://thinkevolve.com/shop/showerstart-tsv/ | 0 | No Labor Cost | 29.95 | unit | 1 | 29.95
Nonequipment | Thermostatic Shower Restriction Valve | Hot Water Loop with 50 Gallon Electric Resistance Heater and Pressure Balance Shower Valves | Standard Hot Water Loop with 50 Gallon Electric Resistance Heater and Standard Shower Valves | Commercial | Existing | Warehouse | FL Zone 2 | Per Valve | 0% | 15037.3956 | 14179.7451 | 857.6505 | 0.057035 | 10 | 0.14494 | 0.096401 | 0 | No equipment cost | 0 | No Labor Cost | 29.95 | http://thinkevolve.com/shop/showerstart-tsv/ | 0 | No Labor Cost | 29.95 | unit | 1 | 29.95
Nonequipment | Thermostatic Shower Restriction Valve | Hot Water Loop with 50 Gallon Electric Resistance Heater and Pressure Balance Shower Valves | Standard Hot Water Loop with 50 Gallon Electric Resistance Heater and Standard Shower Valves | Commercial | New | Assembly | FL Zone 2 | Per Valve | 0% | 7192.4897 | 6334.8393 | 857.6505 | 0.11924 | 10 | 0.14494 | 0.096401 | 0 | No equipment cost | 0 | No Labor Cost | 29.95 | http://thinkevolve.com/shop/showerstart-tsv/ | 0 | No Labor Cost | 29.95 | unit | 1 | 29.95
Nonequipment | Thermostatic Shower Restriction Valve | Hot Water Loop with 50 Gallon Electric Resistance Heater and Pressure Balance Shower Valves | Standard Hot Water Loop with 50 Gallon Electric Resistance Heater and Standard Shower Valves | Commercial | New | College and University | FL Zone 2 | Per Valve | 0% | 165427.2641 | 131978.8961 | 33448.368 | 0.20219 | 10 | 2.3467 | 12.3114 | 0 | No equipment cost | 0 | No Labor Cost | 29.95 | http://thinkevolve.com/shop/showerstart-tsv/ | 0 | No Labor Cost | 29.95 | unit | 39 | 1168.05
Nonequipment | Thermostatic Shower Restriction Valve | Hot Water Loop with 50 Gallon Electric Resistance Heater and Pressure Balance Shower Valves | Standard Hot Water Loop with 50 Gallon Electric Resistance Heater and Standard Shower Valves | Commercial | New | Grocery | FL Zone 2 | Per Valve | 0% | 14384.9795 | 13527.329 | 857.6505 | 0.059621 | 10 | 0.060172 | 0.31568 | 0 | No equipment cost | 0 | No Labor Cost | 29.95 | http://thinkevolve.com/shop/showerstart-tsv/ | 0 | No Labor Cost | 29.95 | unit | 1 | 29.95
Nonequipment | Thermostatic Shower Restriction Valve | Hot Water Loop with 50 Gallon Electric Resistance Heater and Pressure Balance Shower Valves | Standard Hot Water Loop with 50 Gallon Electric Resistance Heater and Standard Shower Valves | Commercial | New | Healthcare | FL Zone 2 | Per Valve | 0% | 9589.9863 | 8732.3359 | 857.6505 | 0.089432 | 10 | 0.079067 | 0.20669 | 0 | No equipment cost | 0 | No Labor Cost | 29.95 | http://thinkevolve.com/shop/showerstart-tsv/ | 0 | No Labor Cost | 29.95 | unit | 1 | 29.95
Nonequipment | Thermostatic Shower Restriction Valve | Hot Water Loop with 50 Gallon Electric Resistance Heater and Pressure Balance Shower Valves | Standard Hot Water Loop with 50 Gallon Electric Resistance Heater and Standard Shower Valves | Commercial | New | Hospitals | FL Zone 2 | Per Valve | 0% | 290097.0863 | 267798.1743 | 22298.912 | 0.076867 | 10 | 2.0558 | 5.3739 | 0 | No equipment cost | 0 | No Labor Cost | 29.95 | http://thinkevolve.com/shop/showerstart-tsv/ | 0 | No Labor Cost | 29.95 | unit | 26 | 778.7
Nonequipment | Thermostatic Shower Restriction Valve | Hot Water Loop with 50 Gallon Electric Resistance Heater and Pressure Balance Shower Valves | Standard Hot Water Loop with 50 Gallon Electric Resistance Heater and Standard Shower Valves | Commercial | New | Institutional | FL Zone 2 | Per Valve | 0% | 575399.1794 | 556530.8692 | 18868.3101 | 0.032792 | 10 | 3.1886 | 2.1208 | 0 | No equipment cost | 0 | No Labor Cost | 29.95 | http://thinkevolve.com/shop/showerstart-tsv/ | 0 | No Labor Cost | 29.95 | unit | 22 | 658.9
Nonequipment | Thermostatic Shower Restriction Valve | Hot Water Loop with 50 Gallon Electric Resistance Heater and Pressure Balance Shower Valves | Standard Hot Water Loop with 50 Gallon Electric Resistance Heater and Standard Shower Valves | Commercial | New | Lodging/Hospitality | FL Zone 2 | Per Valve | 0% | 69047.9015 | 59613.7465 | 9434.1551 | 0.13663 | 10 | 0.49923 | 4.2601 | 0 | No equipment cost | 0 | No Labor Cost | 29.95 | http://thinkevolve.com/shop/showerstart-tsv/ | 0 | No Labor Cost | 29.95 | unit | 11 | 329.45
Nonequipment | Thermostatic Shower Restriction Valve | Hot Water Loop with 50 Gallon Electric Resistance Heater and Pressure Balance Shower Valves | Standard Hot Water Loop with 50 Gallon Electric Resistance Heater and Standard Shower Valves | Commercial | New | Miscellaneous | FL Zone 2 | Per Valve | 0% | 431549.3845 | 416969.3267 | 14580.0578 | 0.033785 | 10 | 2.4639 | 1.6388 | 0 | No equipment cost | 0 | No Labor Cost | 29.95 | http://thinkevolve.com/shop/showerstart-tsv/ | 0 | No Labor Cost | 29.95 | unit | 17 | 509.15
Nonequipment | Thermostatic Shower Restriction Valve | Hot Water Loop with 50 Gallon Electric Resistance Heater and Pressure Balance Shower Valves | Standard Hot Water Loop with 50 Gallon Electric Resistance Heater and Standard Shower Valves | Commercial | New | Offices | FL Zone 2 | Per Valve | 0% | 59937.4145 | 58222.1136 | 1715.3009 | 0.028618 | 10 | 0.28987 | 0.1928 | 0 | No equipment cost | 0 | No Labor Cost | 29.95 | http://thinkevolve.com/shop/showerstart-tsv/ | 0 | No Labor Cost | 29.95 | unit | 2 | 59.9
Nonequipment | Thermostatic Shower Restriction Valve | Hot Water Loop with 50 Gallon Electric Resistance Heater and Pressure Balance Shower Valves | Standard Hot Water Loop with 50 Gallon Electric Resistance Heater and Standard Shower Valves | Commercial | New | Restaurants | FL Zone 2 | Per Valve | 0% | 23974.9658 | 23117.3153 | 857.6505 | 0.035773 | 10 | 0.060172 | 0.31568 | 0 | No equipment cost | 0 | No Labor Cost | 29.95 | http://thinkevolve.com/shop/showerstart-tsv/ | 0 | No Labor Cost | 29.95 | unit | 1 | 29.95
Nonequipment | Thermostatic Shower Restriction Valve | Hot Water Loop with 50 Gallon Electric Resistance Heater and Pressure Balance Shower Valves | Standard Hot Water Loop with 50 Gallon Electric Resistance Heater and Standard Shower Valves | Commercial | New | Retail | FL Zone 2 | Per Valve | 0% | 42723.3891 | 41008.0881 | 1715.3009 | 0.040149 | 10 | 0.12034 | 0.63135 | 0 | No equipment cost | 0 | No Labor Cost | 29.95 | http://thinkevolve.com/shop/showerstart-tsv/ | 0 | No Labor Cost | 29.95 | unit | 2 | 59.9
Nonequipment | Thermostatic Shower Restriction Valve | Hot Water Loop with 50 Gallon Electric Resistance Heater and Pressure Balance Shower Valves | Standard Hot Water Loop with 50 Gallon Electric Resistance Heater and Standard Shower Valves | Commercial | New | Schools K-12 | FL Zone 2 | Per Valve | 0% | 2996.9364 | 2139.286 | 857.6505 | 0.28618 | 10 | 0.14494 | 0.096401 | 0 | No equipment cost | 0 | No Labor Cost | 29.95 | http://thinkevolve.com/shop/showerstart-tsv/ | 0 | No Labor Cost | 29.95 | unit | 1 | 29.95
Nonequipment | Thermostatic Shower Restriction Valve | Hot Water Loop with 50 Gallon Electric Resistance Heater and Pressure Balance Shower Valves | Standard Hot Water Loop with 50 Gallon Electric Resistance Heater and Standard Shower Valves | Commercial | New | Warehouse | FL Zone 2 | Per Valve | 0% | 14384.9795 | 13527.329 | 857.6505 | 0.059621 | 10 | 0.14494 | 0.096401 | 0 | No equipment cost | 0 | No Labor Cost | 29.95 | http://thinkevolve.com/shop/showerstart-tsv/ | 0 | No Labor Cost | 29.95 | unit | 1 | 29.95
Nonequipment | Bi-Level Lighting Control (Exterior) | Bi-Level Controls on Exterior Lighting, 500 Watts Controlled | 500 Watts of Lighting, Manually Controlled | Commercial | Existing | Assembly | FL Zone 2 | Per 500W Controlled | 8.579% | 4380 | 3022.2 | 1357.8 | 0.31 | 9 | 0 | 0 | 0 | no equipment cost | 0 | 0 | 300 | Michigan 2018 Statewide Master Measure Database, Exterior Lighting BiLevel Control w Override, and wattage assumed in measure workbook | 99 | Michigan 2018 Statewide Master Measure Database, Exterior Lighting BiLevel Control w Override, and wattage assumed in measure workbook | 399 | 500-watts controlled |  | 399
Nonequipment | Bi-Level Lighting Control (Exterior) | Bi-Level Controls on Exterior Lighting, 500 Watts Controlled | 500 Watts of Lighting, Manually Controlled | Commercial | Existing | College and University | FL Zone 2 | Per 500W Controlled | 13.75% | 4380 | 3022.2 | 1357.8 | 0.31 | 9 | 0 | 0 | 0 | no equipment cost | 0 | 0 | 300 | Michigan 2018 Statewide Master Measure Database, Exterior Lighting BiLevel Control w Override, and wattage assumed in measure workbook | 99 | Michigan 2018 Statewide Master Measure Database, Exterior Lighting BiLevel Control w Override, and wattage assumed in measure workbook | 399 | 500-watts controlled |  | 399
Nonequipment | Bi-Level Lighting Control (Exterior) | Bi-Level Controls on Exterior Lighting, 500 Watts Controlled | 500 Watts of Lighting, Manually Controlled | Commercial | Existing | Grocery | FL Zone 2 | Per 500W Controlled | 8.579% | 4380 | 3022.2 | 1357.8 | 0.31 | 9 | 0 | 0 | 0 | no equipment cost | 0 | 0 | 300 | Michigan 2018 Statewide Master Measure Database, Exterior Lighting BiLevel Control w Override, and wattage assumed in measure workbook | 99 | Michigan 2018 Statewide Master Measure Database, Exterior Lighting BiLevel Control w Override, and wattage assumed in measure workbook | 399 | 500-watts controlled |  | 399
Nonequipment | Bi-Level Lighting Control (Exterior) | Bi-Level Controls on Exterior Lighting, 500 Watts Controlled | 500 Watts of Lighting, Manually Controlled | Commercial | Existing | Healthcare | FL Zone 2 | Per 500W Controlled | 13.75% | 4380 | 3022.2 | 1357.8 | 0.31 | 9 | 0 | 0 | 0 | no equipment cost | 0 | 0 | 300 | Michigan 2018 Statewide Master Measure Database, Exterior Lighting BiLevel Control w Override, and wattage assumed in measure workbook | 99 | Michigan 2018 Statewide Master Measure Database, Exterior Lighting BiLevel Control w Override, and wattage assumed in measure workbook | 399 | 500-watts controlled |  | 399
Nonequipment | Bi-Level Lighting Control (Exterior) | Bi-Level Controls on Exterior Lighting, 500 Watts Controlled | 500 Watts of Lighting, Manually Controlled | Commercial | Existing | Hospitals | FL Zone 2 | Per 500W Controlled | 13.75% | 4380 | 3022.2 | 1357.8 | 0.31 | 9 | 0 | 0 | 0 | no equipment cost | 0 | 0 | 300 | Michigan 2018 Statewide Master Measure Database, Exterior Lighting BiLevel Control w Override, and wattage assumed in measure workbook | 99 | Michigan 2018 Statewide Master Measure Database, Exterior Lighting BiLevel Control w Override, and wattage assumed in measure workbook | 399 | 500-watts controlled |  | 399
Nonequipment | Bi-Level Lighting Control (Exterior) | Bi-Level Controls on Exterior Lighting, 500 Watts Controlled | 500 Watts of Lighting, Manually Controlled | Commercial | Existing | Institutional | FL Zone 2 | Per 500W Controlled | 8.579% | 4380 | 3022.2 | 1357.8 | 0.31 | 9 | 0 | 0 | 0 | no equipment cost | 0 | 0 | 300 | Michigan 2018 Statewide Master Measure Database, Exterior Lighting BiLevel Control w Override, and wattage assumed in measure workbook | 99 | Michigan 2018 Statewide Master Measure Database, Exterior Lighting BiLevel Control w Override, and wattage assumed in measure workbook | 399 | 500-watts controlled |  | 399
Nonequipment | Bi-Level Lighting Control (Exterior) | Bi-Level Controls on Exterior Lighting, 500 Watts Controlled | 500 Watts of Lighting, Manually Controlled | Commercial | Existing | Lodging/Hospitality | FL Zone 2 | Per 500W Controlled | 13.75% | 4380 | 3022.2 | 1357.8 | 0.31 | 9 | 0 | 0 | 0 | no equipment cost | 0 | 0 | 300 | Michigan 2018 Statewide Master Measure Database, Exterior Lighting BiLevel Control w Override, and wattage assumed in measure workbook | 99 | Michigan 2018 Statewide Master Measure Database, Exterior Lighting BiLevel Control w Override, and wattage assumed in measure workbook | 399 | 500-watts controlled |  | 399
Nonequipment | Bi-Level Lighting Control (Exterior) | Bi-Level Controls on Exterior Lighting, 500 Watts Controlled | 500 Watts of Lighting, Manually Controlled | Commercial | Existing | Miscellaneous | FL Zone 2 | Per 500W Controlled | 8.579% | 4380 | 3022.2 | 1357.8 | 0.31 | 9 | 0 | 0 | 0 | no equipment cost | 0 | 0 | 300 | Michigan 2018 Statewide Master Measure Database, Exterior Lighting BiLevel Control w Override, and wattage assumed in measure workbook | 99 | Michigan 2018 Statewide Master Measure Database, Exterior Lighting BiLevel Control w Override, and wattage assumed in measure workbook | 399 | 500-watts controlled |  | 399
Nonequipment | Bi-Level Lighting Control (Exterior) | Bi-Level Controls on Exterior Lighting, 500 Watts Controlled | 500 Watts of Lighting, Manually Controlled | Commercial | Existing | Offices | FL Zone 2 | Per 500W Controlled | 13.75% | 4380 | 3022.2 | 1357.8 | 0.31 | 9 | 0 | 0 | 0 | no equipment cost | 0 | 0 | 300 | Michigan 2018 Statewide Master Measure Database, Exterior Lighting BiLevel Control w Override, and wattage assumed in measure workbook | 99 | Michigan 2018 Statewide Master Measure Database, Exterior Lighting BiLevel Control w Override, and wattage assumed in measure workbook | 399 | 500-watts controlled |  | 399
Nonequipment | Bi-Level Lighting Control (Exterior) | Bi-Level Controls on Exterior Lighting, 500 Watts Controlled | 500 Watts of Lighting, Manually Controlled | Commercial | Existing | Restaurants | FL Zone 2 | Per 500W Controlled | 3.438% | 4380 | 3022.2 | 1357.8 | 0.31 | 9 | 0 | 0 | 0 | no equipment cost | 0 | 0 | 300 | Michigan 2018 Statewide Master Measure Database, Exterior Lighting BiLevel Control w Override, and wattage assumed in measure workbook | 99 | Michigan 2018 Statewide Master Measure Database, Exterior Lighting BiLevel Control w Override, and wattage assumed in measure workbook | 399 | 500-watts controlled |  | 399
Nonequipment | Bi-Level Lighting Control (Exterior) | Bi-Level Controls on Exterior Lighting, 500 Watts Controlled | 500 Watts of Lighting, Manually Controlled | Commercial | Existing | Retail | FL Zone 2 | Per 500W Controlled | 13.75% | 4380 | 3022.2 | 1357.8 | 0.31 | 9 | 0 | 0 | 0 | no equipment cost | 0 | 0 | 300 | Michigan 2018 Statewide Master Measure Database, Exterior Lighting BiLevel Control w Override, and wattage assumed in measure workbook | 99 | Michigan 2018 Statewide Master Measure Database, Exterior Lighting BiLevel Control w Override, and wattage assumed in measure workbook | 399 | 500-watts controlled |  | 399
Nonequipment | Bi-Level Lighting Control (Exterior) | Bi-Level Controls on Exterior Lighting, 500 Watts Controlled | 500 Watts of Lighting, Manually Controlled | Commercial | Existing | Schools K-12 | FL Zone 2 | Per 500W Controlled | 8.579% | 4380 | 3022.2 | 1357.8 | 0.31 | 9 | 0 | 0 | 0 | no equipment cost | 0 | 0 | 300 | Michigan 2018 Statewide Master Measure Database, Exterior Lighting BiLevel Control w Override, and wattage assumed in measure workbook | 99 | Michigan 2018 Statewide Master Measure Database, Exterior Lighting BiLevel Control w Override, and wattage assumed in measure workbook | 399 | 500-watts controlled |  | 399
Nonequipment | Bi-Level Lighting Control (Exterior) | Bi-Level Controls on Exterior Lighting, 500 Watts Controlled | 500 Watts of Lighting, Manually Controlled | Commercial | Existing | Warehouse | FL Zone 2 | Per 500W Controlled | 13.75% | 4380 | 3022.2 | 1357.8 | 0.31 | 9 | 0 | 0 | 0 | no equipment cost | 0 | 0 | 300 | Michigan 2018 Statewide Master Measure Database, Exterior Lighting BiLevel Control w Override, and wattage assumed in measure workbook | 99 | Michigan 2018 Statewide Master Measure Database, Exterior Lighting BiLevel Control w Override, and wattage assumed in measure workbook | 399 | 500-watts controlled |  | 399
Nonequipment | Bi-Level Lighting Control (Exterior) | Bi-Level Controls on Exterior Lighting, 500 Watts Controlled | 500 Watts of Lighting, Controlled either Manually or by Sensor as Specified by Code | Commercial | New | Assembly | FL Zone 2 | Per 500W Controlled | 8.579% | 4380 | 3022.2 | 1357.8 | 0.31 | 9 | 0 | 0 | 0 | no equipment cost | 0 | 0 | 300 | Michigan 2018 Statewide Master Measure Database, Exterior Lighting BiLevel Control w Override, and wattage assumed in measure workbook | 99 | Michigan 2018 Statewide Master Measure Database, Exterior Lighting BiLevel Control w Override, and wattage assumed in measure workbook | 399 | 500-watts controlled |  | 399
Nonequipment | Bi-Level Lighting Control (Exterior) | Bi-Level Controls on Exterior Lighting, 500 Watts Controlled | 500 Watts of Lighting, Controlled either Manually or by Sensor as Specified by Code | Commercial | New | College and University | FL Zone 2 | Per 500W Controlled | 13.75% | 4380 | 3022.2 | 1357.8 | 0.31 | 9 | 0 | 0 | 0 | no equipment cost | 0 | 0 | 300 | Michigan 2018 Statewide Master Measure Database, Exterior Lighting BiLevel Control w Override, and wattage assumed in measure workbook | 99 | Michigan 2018 Statewide Master Measure Database, Exterior Lighting BiLevel Control w Override, and wattage assumed in measure workbook | 399 | 500-watts controlled |  | 399
Nonequipment | Bi-Level Lighting Control (Exterior) | Bi-Level Controls on Exterior Lighting, 500 Watts Controlled | 500 Watts of Lighting, Controlled either Manually or by Sensor as Specified by Code | Commercial | New | Grocery | FL Zone 2 | Per 500W Controlled | 8.579% | 4380 | 3022.2 | 1357.8 | 0.31 | 9 | 0 | 0 | 0 | no equipment cost | 0 | 0 | 300 | Michigan 2018 Statewide Master Measure Database, Exterior Lighting BiLevel Control w Override, and wattage assumed in measure workbook | 99 | Michigan 2018 Statewide Master Measure Database, Exterior Lighting BiLevel Control w Override, and wattage assumed in measure workbook | 399 | 500-watts controlled |  | 399
Nonequipment | Bi-Level Lighting Control (Exterior) | Bi-Level Controls on Exterior Lighting, 500 Watts Controlled | 500 Watts of Lighting, Controlled either Manually or by Sensor as Specified by Code | Commercial | New | Healthcare | FL Zone 2 | Per 500W Controlled | 13.75% | 4380 | 3022.2 | 1357.8 | 0.31 | 9 | 0 | 0 | 0 | no equipment cost | 0 | 0 | 300 | Michigan 2018 Statewide Master Measure Database, Exterior Lighting BiLevel Control w Override, and wattage assumed in measure workbook | 99 | Michigan 2018 Statewide Master Measure Database, Exterior Lighting BiLevel Control w Override, and wattage assumed in measure workbook | 399 | 500-watts controlled |  | 399
Nonequipment | Bi-Level Lighting Control (Exterior) | Bi-Level Controls on Exterior Lighting, 500 Watts Controlled | 500 Watts of Lighting, Controlled either Manually or by Sensor as Specified by Code | Commercial | New | Hospitals | FL Zone 2 | Per 500W Controlled | 13.75% | 4380 | 3022.2 | 1357.8 | 0.31 | 9 | 0 | 0 | 0 | no equipment cost | 0 | 0 | 300 | Michigan 2018 Statewide Master Measure Database, Exterior Lighting BiLevel Control w Override, and wattage assumed in measure workbook | 99 | Michigan 2018 Statewide Master Measure Database, Exterior Lighting BiLevel Control w Override, and wattage assumed in measure workbook | 399 | 500-watts controlled |  | 399
Nonequipment | Bi-Level Lighting Control (Exterior) | Bi-Level Controls on Exterior Lighting, 500 Watts Controlled | 500 Watts of Lighting, Controlled either Manually or by Sensor as Specified by Code | Commercial | New | Institutional | FL Zone 2 | Per 500W Controlled | 8.579% | 4380 | 3022.2 | 1357.8 | 0.31 | 9 | 0 | 0 | 0 | no equipment cost | 0 | 0 | 300 | Michigan 2018 Statewide Master Measure Database, Exterior Lighting BiLevel Control w Override, and wattage assumed in measure workbook | 99 | Michigan 2018 Statewide Master Measure Database, Exterior Lighting BiLevel Control w Override, and wattage assumed in measure workbook | 399 | 500-watts controlled |  | 399
Nonequipment | Bi-Level Lighting Control (Exterior) | Bi-Level Controls on Exterior Lighting, 500 Watts Controlled | 500 Watts of Lighting, Controlled either Manually or by Sensor as Specified by Code | Commercial | New | Lodging/Hospitality | FL Zone 2 | Per 500W Controlled | 13.75% | 4380 | 3022.2 | 1357.8 | 0.31 | 9 | 0 | 0 | 0 | no equipment cost | 0 | 0 | 300 | Michigan 2018 Statewide Master Measure Database, Exterior Lighting BiLevel Control w Override, and wattage assumed in measure workbook | 99 | Michigan 2018 Statewide Master Measure Database, Exterior Lighting BiLevel Control w Override, and wattage assumed in measure workbook | 399 | 500-watts controlled |  | 399
Nonequipment | Bi-Level Lighting Control (Exterior) | Bi-Level Controls on Exterior Lighting, 500 Watts Controlled | 500 Watts of Lighting, Controlled either Manually or by Sensor as Specified by Code | Commercial | New | Miscellaneous | FL Zone 2 | Per 500W Controlled | 8.579% | 4380 | 3022.2 | 1357.8 | 0.31 | 9 | 0 | 0 | 0 | no equipment cost | 0 | 0 | 300 | Michigan 2018 Statewide Master Measure Database, Exterior Lighting BiLevel Control w Override, and wattage assumed in measure workbook | 99 | Michigan 2018 Statewide Master Measure Database, Exterior Lighting BiLevel Control w Override, and wattage assumed in measure workbook | 399 | 500-watts controlled |  | 399
Nonequipment | Bi-Level Lighting Control (Exterior) | Bi-Level Controls on Exterior Lighting, 500 Watts Controlled | 500 Watts of Lighting, Controlled either Manually or by Sensor as Specified by Code | Commercial | New | Offices | FL Zone 2 | Per 500W Controlled | 13.75% | 4380 | 3022.2 | 1357.8 | 0.31 | 9 | 0 | 0 | 0 | no equipment cost | 0 | 0 | 300 | Michigan 2018 Statewide Master Measure Database, Exterior Lighting BiLevel Control w Override, and wattage assumed in measure workbook | 99 | Michigan 2018 Statewide Master Measure Database, Exterior Lighting BiLevel Control w Override, and wattage assumed in measure workbook | 399 | 500-watts controlled |  | 399
Nonequipment | Bi-Level Lighting Control (Exterior) | Bi-Level Controls on Exterior Lighting, 500 Watts Controlled | 500 Watts of Lighting, Controlled either Manually or by Sensor as Specified by Code | Commercial | New | Restaurants | FL Zone 2 | Per 500W Controlled | 3.438% | 4380 | 3022.2 | 1357.8 | 0.31 | 9 | 0 | 0 | 0 | no equipment cost | 0 | 0 | 300 | Michigan 2018 Statewide Master Measure Database, Exterior Lighting BiLevel Control w Override, and wattage assumed in measure workbook | 99 | Michigan 2018 Statewide Master Measure Database, Exterior Lighting BiLevel Control w Override, and wattage assumed in measure workbook | 399 | 500-watts controlled |  | 399
Nonequipment | Bi-Level Lighting Control (Exterior) | Bi-Level Controls on Exterior Lighting, 500 Watts Controlled | 500 Watts of Lighting, Controlled either Manually or by Sensor as Specified by Code | Commercial | New | Retail | FL Zone 2 | Per 500W Controlled | 13.75% | 4380 | 3022.2 | 1357.8 | 0.31 | 9 | 0 | 0 | 0 | no equipment cost | 0 | 0 | 300 | Michigan 2018 Statewide Master Measure Database, Exterior Lighting BiLevel Control w Override, and wattage assumed in measure workbook | 99 | Michigan 2018 Statewide Master Measure Database, Exterior Lighting BiLevel Control w Override, and wattage assumed in measure workbook | 399 | 500-watts controlled |  | 399
Nonequipment | Bi-Level Lighting Control (Exterior) | Bi-Level Controls on Exterior Lighting, 500 Watts Controlled | 500 Watts of Lighting, Controlled either Manually or by Sensor as Specified by Code | Commercial | New | Schools K-12 | FL Zone 2 | Per 500W Controlled | 8.579% | 4380 | 3022.2 | 1357.8 | 0.31 | 9 | 0 | 0 | 0 | no equipment cost | 0 | 0 | 300 | Michigan 2018 Statewide Master Measure Database, Exterior Lighting BiLevel Control w Override, and wattage assumed in measure workbook | 99 | Michigan 2018 Statewide Master Measure Database, Exterior Lighting BiLevel Control w Override, and wattage assumed in measure workbook | 399 | 500-watts controlled |  | 399
Nonequipment | Bi-Level Lighting Control (Exterior) | Bi-Level Controls on Exterior Lighting, 500 Watts Controlled | 500 Watts of Lighting, Controlled either Manually or by Sensor as Specified by Code | Commercial | New | Warehouse | FL Zone 2 | Per 500W Controlled | 13.75% | 4380 | 3022.2 | 1357.8 | 0.31 | 9 | 0 | 0 | 0 | no equipment cost | 0 | 0 | 300 | Michigan 2018 Statewide Master Measure Database, Exterior Lighting BiLevel Control w Override, and wattage assumed in measure workbook | 99 | Michigan 2018 Statewide Master Measure Database, Exterior Lighting BiLevel Control w Override, and wattage assumed in measure workbook | 399 | 500-watts controlled |  | 399
Nonequipment | Outdoor Lighting Controls | Install Exterior Photocell Dimming Controls, 500 Watts Controlled | 500 Watts of Lighting, Manually Controlled | Commercial | Existing | Assembly | FL Zone 2 | Per End Use Consumption | 30.95% | 2009 | 1446.48 | 562.52 | 0.28 | 8 | 0 | 0 | 0 | no equipment cost | 0 | 0 | 60 | Michigan 2018 Statewide Master Measure Database, Exterior Occupancy Sensor, and wattage assumed in measure workbook | 70 | Michigan 2018 Statewide Master Measure Database, Exterior Occupancy Sensor, and wattage assumed in measure workbook | 130 | 500-watts controlled |  | 130
Nonequipment | Outdoor Lighting Controls | Install Exterior Photocell Dimming Controls, 500 Watts Controlled | 500 Watts of Lighting, Manually Controlled | Commercial | Existing | College and University | FL Zone 2 | Per End Use Consumption | 30.95% | 2009 | 1446.48 | 562.52 | 0.28 | 8 | 0 | 0 | 0 | no equipment cost | 0 | 0 | 60 | Michigan 2018 Statewide Master Measure Database, Exterior Occupancy Sensor, and wattage assumed in measure workbook | 70 | Michigan 2018 Statewide Master Measure Database, Exterior Occupancy Sensor, and wattage assumed in measure workbook | 130 | 500-watts controlled |  | 130
Nonequipment | Outdoor Lighting Controls | Install Exterior Photocell Dimming Controls, 500 Watts Controlled | 500 Watts of Lighting, Manually Controlled | Commercial | Existing | Grocery | FL Zone 2 | Per End Use Consumption | 30.95% | 2009 | 1446.48 | 562.52 | 0.28 | 8 | 0 | 0 | 0 | no equipment cost | 0 | 0 | 60 | Michigan 2018 Statewide Master Measure Database, Exterior Occupancy Sensor, and wattage assumed in measure workbook | 70 | Michigan 2018 Statewide Master Measure Database, Exterior Occupancy Sensor, and wattage assumed in measure workbook | 130 | 500-watts controlled |  | 130
Nonequipment | Outdoor Lighting Controls | Install Exterior Photocell Dimming Controls, 500 Watts Controlled | 500 Watts of Lighting, Manually Controlled | Commercial | Existing | Healthcare | FL Zone 2 | Per End Use Consumption | 30.95% | 2009 | 1446.48 | 562.52 | 0.28 | 8 | 0 | 0 | 0 | no equipment cost | 0 | 0 | 60 | Michigan 2018 Statewide Master Measure Database, Exterior Occupancy Sensor, and wattage assumed in measure workbook | 70 | Michigan 2018 Statewide Master Measure Database, Exterior Occupancy Sensor, and wattage assumed in measure workbook | 130 | 500-watts controlled |  | 130
Nonequipment | Outdoor Lighting Controls | Install Exterior Photocell Dimming Controls, 500 Watts Controlled | 500 Watts of Lighting, Manually Controlled | Commercial | Existing | Hospitals | FL Zone 2 | Per End Use Consumption | 30.95% | 2009 | 1446.48 | 562.52 | 0.28 | 8 | 0 | 0 | 0 | no equipment cost | 0 | 0 | 60 | Michigan 2018 Statewide Master Measure Database, Exterior Occupancy Sensor, and wattage assumed in measure workbook | 70 | Michigan 2018 Statewide Master Measure Database, Exterior Occupancy Sensor, and wattage assumed in measure workbook | 130 | 500-watts controlled |  | 130
Nonequipment | Outdoor Lighting Controls | Install Exterior Photocell Dimming Controls, 500 Watts Controlled | 500 Watts of Lighting, Manually Controlled | Commercial | Existing | Institutional | FL Zone 2 | Per End Use Consumption | 30.95% | 2009 | 1446.48 | 562.52 | 0.28 | 8 | 0 | 0 | 0 | no equipment cost | 0 | 0 | 60 | Michigan 2018 Statewide Master Measure Database, Exterior Occupancy Sensor, and wattage assumed in measure workbook | 70 | Michigan 2018 Statewide Master Measure Database, Exterior Occupancy Sensor, and wattage assumed in measure workbook | 130 | 500-watts controlled |  | 130
Nonequipment | Outdoor Lighting Controls | Install Exterior Photocell Dimming Controls, 500 Watts Controlled | 500 Watts of Lighting, Manually Controlled | Commercial | Existing | Lodging/Hospitality | FL Zone 2 | Per End Use Consumption | 30.95% | 2009 | 1446.48 | 562.52 | 0.28 | 8 | 0 | 0 | 0 | no equipment cost | 0 | 0 | 60 | Michigan 2018 Statewide Master Measure Database, Exterior Occupancy Sensor, and wattage assumed in measure workbook | 70 | Michigan 2018 Statewide Master Measure Database, Exterior Occupancy Sensor, and wattage assumed in measure workbook | 130 | 500-watts controlled |  | 130
Nonequipment | Outdoor Lighting Controls | Install Exterior Photocell Dimming Controls, 500 Watts Controlled | 500 Watts of Lighting, Manually Controlled | Commercial | Existing | Miscellaneous | FL Zone 2 | Per End Use Consumption | 30.95% | 2009 | 1446.48 | 562.52 | 0.28 | 8 | 0 | 0 | 0 | no equipment cost | 0 | 0 | 60 | Michigan 2018 Statewide Master Measure Database, Exterior Occupancy Sensor, and wattage assumed in measure workbook | 70 | Michigan 2018 Statewide Master Measure Database, Exterior Occupancy Sensor, and wattage assumed in measure workbook | 130 | 500-watts controlled |  | 130
Nonequipment | Outdoor Lighting Controls | Install Exterior Photocell Dimming Controls, 500 Watts Controlled | 500 Watts of Lighting, Manually Controlled | Commercial | Existing | Offices | FL Zone 2 | Per End Use Consumption | 30.95% | 2009 | 1446.48 | 562.52 | 0.28 | 8 | 0 | 0 | 0 | no equipment cost | 0 | 0 | 60 | Michigan 2018 Statewide Master Measure Database, Exterior Occupancy Sensor, and wattage assumed in measure workbook | 70 | Michigan 2018 Statewide Master Measure Database, Exterior Occupancy Sensor, and wattage assumed in measure workbook | 130 | 500-watts controlled |  | 130
Nonequipment | Outdoor Lighting Controls | Install Exterior Photocell Dimming Controls, 500 Watts Controlled | 500 Watts of Lighting, Manually Controlled | Commercial | Existing | Restaurants | FL Zone 2 | Per End Use Consumption | 30.95% | 2009 | 1446.48 | 562.52 | 0.28 | 8 | 0 | 0 | 0 | no equipment cost | 0 | 0 | 60 | Michigan 2018 Statewide Master Measure Database, Exterior Occupancy Sensor, and wattage assumed in measure workbook | 70 | Michigan 2018 Statewide Master Measure Database, Exterior Occupancy Sensor, and wattage assumed in measure workbook | 130 | 500-watts controlled |  | 130
Nonequipment | Outdoor Lighting Controls | Install Exterior Photocell Dimming Controls, 500 Watts Controlled | 500 Watts of Lighting, Manually Controlled | Commercial | Existing | Retail | FL Zone 2 | Per End Use Consumption | 30.95% | 2009 | 1446.48 | 562.52 | 0.28 | 8 | 0 | 0 | 0 | no equipment cost | 0 | 0 | 60 | Michigan 2018 Statewide Master Measure Database, Exterior Occupancy Sensor, and wattage assumed in measure workbook | 70 | Michigan 2018 Statewide Master Measure Database, Exterior Occupancy Sensor, and wattage assumed in measure workbook | 130 | 500-watts controlled |  | 130
Nonequipment | Outdoor Lighting Controls | Install Exterior Photocell Dimming Controls, 500 Watts Controlled | 500 Watts of Lighting, Manually Controlled | Commercial | Existing | Schools K-12 | FL Zone 2 | Per End Use Consumption | 30.95% | 2009 | 1446.48 | 562.52 | 0.28 | 8 | 0 | 0 | 0 | no equipment cost | 0 | 0 | 60 | Michigan 2018 Statewide Master Measure Database, Exterior Occupancy Sensor, and wattage assumed in measure workbook | 70 | Michigan 2018 Statewide Master Measure Database, Exterior Occupancy Sensor, and wattage assumed in measure workbook | 130 | 500-watts controlled |  | 130
Nonequipment | Outdoor Lighting Controls | Install Exterior Photocell Dimming Controls, 500 Watts Controlled | 500 Watts of Lighting, Manually Controlled | Commercial | Existing | Warehouse | FL Zone 2 | Per End Use Consumption | 30.95% | 2009 | 1446.48 | 562.52 | 0.28 | 8 | 0 | 0 | 0 | no equipment cost | 0 | 0 | 60 | Michigan 2018 Statewide Master Measure Database, Exterior Occupancy Sensor, and wattage assumed in measure workbook | 70 | Michigan 2018 Statewide Master Measure Database, Exterior Occupancy Sensor, and wattage assumed in measure workbook | 130 | 500-watts controlled |  | 130
Nonequipment | Outdoor Lighting Controls | Install Exterior Photocell Dimming Controls, 500 Watts Controlled | 500 Watts of Lighting, Controlled Manually | Commercial | New | Assembly | FL Zone 2 | Per End Use Consumption | 30.95% | 2009 | 1446.48 | 562.52 | 0.28 | 8 | 0 | 0 | 0 | no equipment cost | 0 | 0 | 60 | Michigan 2018 Statewide Master Measure Database, Exterior Occupancy Sensor, and wattage assumed in measure workbook | 70 | Michigan 2018 Statewide Master Measure Database, Exterior Occupancy Sensor, and wattage assumed in measure workbook | 130 | 500-watts controlled |  | 130
Nonequipment | Outdoor Lighting Controls | Install Exterior Photocell Dimming Controls, 500 Watts Controlled | 500 Watts of Lighting, Controlled Manually | Commercial | New | College and University | FL Zone 2 | Per End Use Consumption | 30.95% | 2009 | 1446.48 | 562.52 | 0.28 | 8 | 0 | 0 | 0 | no equipment cost | 0 | 0 | 60 | Michigan 2018 Statewide Master Measure Database, Exterior Occupancy Sensor, and wattage assumed in measure workbook | 70 | Michigan 2018 Statewide Master Measure Database, Exterior Occupancy Sensor, and wattage assumed in measure workbook | 130 | 500-watts controlled |  | 130
Nonequipment | Outdoor Lighting Controls | Install Exterior Photocell Dimming Controls, 500 Watts Controlled | 500 Watts of Lighting, Controlled Manually | Commercial | New | Grocery | FL Zone 2 | Per End Use Consumption | 30.95% | 2009 | 1446.48 | 562.52 | 0.28 | 8 | 0 | 0 | 0 | no equipment cost | 0 | 0 | 60 | Michigan 2018 Statewide Master Measure Database, Exterior Occupancy Sensor, and wattage assumed in measure workbook | 70 | Michigan 2018 Statewide Master Measure Database, Exterior Occupancy Sensor, and wattage assumed in measure workbook | 130 | 500-watts controlled |  | 130
Nonequipment | Outdoor Lighting Controls | Install Exterior Photocell Dimming Controls, 500 Watts Controlled | 500 Watts of Lighting, Controlled Manually | Commercial | New | Healthcare | FL Zone 2 | Per End Use Consumption | 30.95% | 2009 | 1446.48 | 562.52 | 0.28 | 8 | 0 | 0 | 0 | no equipment cost | 0 | 0 | 60 | Michigan 2018 Statewide Master Measure Database, Exterior Occupancy Sensor, and wattage assumed in measure workbook | 70 | Michigan 2018 Statewide Master Measure Database, Exterior Occupancy Sensor, and wattage assumed in measure workbook | 130 | 500-watts controlled |  | 130
Nonequipment | Outdoor Lighting Controls | Install Exterior Photocell Dimming Controls, 500 Watts Controlled | 500 Watts of Lighting, Controlled Manually | Commercial | New | Hospitals | FL Zone 2 | Per End Use Consumption | 30.95% | 2009 | 1446.48 | 562.52 | 0.28 | 8 | 0 | 0 | 0 | no equipment cost | 0 | 0 | 60 | Michigan 2018 Statewide Master Measure Database, Exterior Occupancy Sensor, and wattage assumed in measure workbook | 70 | Michigan 2018 Statewide Master Measure Database, Exterior Occupancy Sensor, and wattage assumed in measure workbook | 130 | 500-watts controlled |  | 130
Nonequipment | Outdoor Lighting Controls | Install Exterior Photocell Dimming Controls, 500 Watts Controlled | 500 Watts of Lighting, Controlled Manually | Commercial | New | Institutional | FL Zone 2 | Per End Use Consumption | 30.95% | 2009 | 1446.48 | 562.52 | 0.28 | 8 | 0 | 0 | 0 | no equipment cost | 0 | 0 | 60 | Michigan 2018 Statewide Master Measure Database, Exterior Occupancy Sensor, and wattage assumed in measure workbook | 70 | Michigan 2018 Statewide Master Measure Database, Exterior Occupancy Sensor, and wattage assumed in measure workbook | 130 | 500-watts controlled |  | 130
Nonequipment | Outdoor Lighting Controls | Install Exterior Photocell Dimming Controls, 500 Watts Controlled | 500 Watts of Lighting, Controlled Manually | Commercial | New | Lodging/Hospitality | FL Zone 2 | Per End Use Consumption | 30.95% | 2009 | 1446.48 | 562.52 | 0.28 | 8 | 0 | 0 | 0 | no equipment cost | 0 | 0 | 60 | Michigan 2018 Statewide Master Measure Database, Exterior Occupancy Sensor, and wattage assumed in measure workbook | 70 | Michigan 2018 Statewide Master Measure Database, Exterior Occupancy Sensor, and wattage assumed in measure workbook | 130 | 500-watts controlled |  | 130
Nonequipment | Outdoor Lighting Controls | Install Exterior Photocell Dimming Controls, 500 Watts Controlled | 500 Watts of Lighting, Controlled Manually | Commercial | New | Miscellaneous | FL Zone 2 | Per End Use Consumption | 30.95% | 2009 | 1446.48 | 562.52 | 0.28 | 8 | 0 | 0 | 0 | no equipment cost | 0 | 0 | 60 | Michigan 2018 Statewide Master Measure Database, Exterior Occupancy Sensor, and wattage assumed in measure workbook | 70 | Michigan 2018 Statewide Master Measure Database, Exterior Occupancy Sensor, and wattage assumed in measure workbook | 130 | 500-watts controlled |  | 130
Nonequipment | Outdoor Lighting Controls | Install Exterior Photocell Dimming Controls, 500 Watts Controlled | 500 Watts of Lighting, Controlled Manually | Commercial | New | Offices | FL Zone 2 | Per End Use Consumption | 30.95% | 2009 | 1446.48 | 562.52 | 0.28 | 8 | 0 | 0 | 0 | no equipment cost | 0 | 0 | 60 | Michigan 2018 Statewide Master Measure Database, Exterior Occupancy Sensor, and wattage assumed in measure workbook | 70 | Michigan 2018 Statewide Master Measure Database, Exterior Occupancy Sensor, and wattage assumed in measure workbook | 130 | 500-watts controlled |  | 130
Nonequipment | Outdoor Lighting Controls | Install Exterior Photocell Dimming Controls, 500 Watts Controlled | 500 Watts of Lighting, Controlled Manually | Commercial | New | Restaurants | FL Zone 2 | Per End Use Consumption | 30.95% | 2009 | 1446.48 | 562.52 | 0.28 | 8 | 0 | 0 | 0 | no equipment cost | 0 | 0 | 60 | Michigan 2018 Statewide Master Measure Database, Exterior Occupancy Sensor, and wattage assumed in measure workbook | 70 | Michigan 2018 Statewide Master Measure Database, Exterior Occupancy Sensor, and wattage assumed in measure workbook | 130 | 500-watts controlled |  | 130
Nonequipment | Outdoor Lighting Controls | Install Exterior Photocell Dimming Controls, 500 Watts Controlled | 500 Watts of Lighting, Controlled Manually | Commercial | New | Retail | FL Zone 2 | Per End Use Consumption | 30.95% | 2009 | 1446.48 | 562.52 | 0.28 | 8 | 0 | 0 | 0 | no equipment cost | 0 | 0 | 60 | Michigan 2018 Statewide Master Measure Database, Exterior Occupancy Sensor, and wattage assumed in measure workbook | 70 | Michigan 2018 Statewide Master Measure Database, Exterior Occupancy Sensor, and wattage assumed in measure workbook | 130 | 500-watts controlled |  | 130
Nonequipment | Outdoor Lighting Controls | Install Exterior Photocell Dimming Controls, 500 Watts Controlled | 500 Watts of Lighting, Controlled Manually | Commercial | New | Schools K-12 | FL Zone 2 | Per End Use Consumption | 30.95% | 2009 | 1446.48 | 562.52 | 0.28 | 8 | 0 | 0 | 0 | no equipment cost | 0 | 0 | 60 | Michigan 2018 Statewide Master Measure Database, Exterior Occupancy Sensor, and wattage assumed in measure workbook | 70 | Michigan 2018 Statewide Master Measure Database, Exterior Occupancy Sensor, and wattage assumed in measure workbook | 130 | 500-watts controlled |  | 130
Nonequipment | Outdoor Lighting Controls | Install Exterior Photocell Dimming Controls, 500 Watts Controlled | 500 Watts of Lighting, Controlled Manually | Commercial | New | Warehouse | FL Zone 2 | Per End Use Consumption | 30.95% | 2009 | 1446.48 | 562.52 | 0.28 | 8 | 0 | 0 | 0 | no equipment cost | 0 | 0 | 60 | Michigan 2018 Statewide Master Measure Database, Exterior Occupancy Sensor, and wattage assumed in measure workbook | 70 | Michigan 2018 Statewide Master Measure Database, Exterior Occupancy Sensor, and wattage assumed in measure workbook | 130 | 500-watts controlled |  | 130
Nonequipment | Air Curtains | Air Curtains | 0 | Commercial | Existing | Assembly | FL Zone 2 | Square feet | 33.25% | 48078.2351 | 47997.1541 | 81.081 | 0.0016864 | 8 | 0.011723 | 0.0032285 | 0 | no base cost | 0 | 0 | 3600 | Illinois 2018 Statewide TRM, Section 4.4.33 | 0 | 0 | 3600 | door |  | 3600
Nonequipment | Air Curtains | Air Curtains | 0 | Commercial | Existing | College and University | FL Zone 2 | Square feet | 33.45% | 287152.3197 | 287071.2387 | 81.081 | 0.00028236 | 8 | 0.010513 | 0.0088056 | 0 | no base cost | 0 | 0 | 3600 | Illinois 2018 Statewide TRM, Section 4.4.33 | 0 | 0 | 3600 | door |  | 3600
Nonequipment | Air Curtains | Air Curtains | 0 | Commercial | Existing | Grocery | FL Zone 2 | Square feet | 28.17% | 115753.0083 | 115671.9273 | 81.081 | 0.00070047 | 8 | 0.011723 | 0.0032285 | 0 | no base cost | 0 | 0 | 3600 | Illinois 2018 Statewide TRM, Section 4.4.33 | 0 | 0 | 3600 | door |  | 3600
Nonequipment | Air Curtains | Air Curtains | 0 | Commercial | Existing | Healthcare | FL Zone 2 | Square feet | 33.45% | 202047.3819 | 201966.3009 | 81.081 | 0.0004013 | 8 | 0.010513 | 0.0088056 | 0 | no base cost | 0 | 0 | 3600 | Illinois 2018 Statewide TRM, Section 4.4.33 | 0 | 0 | 3600 | door |  | 3600
Nonequipment | Air Curtains | Air Curtains | 0 | Commercial | Existing | Hospitals | FL Zone 2 | Square feet | 33.45% | 2105301.9288 | 2105220.8478 | 81.081 | 3.8513e-05 | 8 | 0.010513 | 0.0088056 | 0 | no base cost | 0 | 0 | 3600 | Illinois 2018 Statewide TRM, Section 4.4.33 | 0 | 0 | 3600 | door |  | 3600
Nonequipment | Air Curtains | Air Curtains | 0 | Commercial | Existing | Institutional | FL Zone 2 | Square feet | 0% | 233568.925 | 233487.844 | 81.081 | 0.00034714 | 8 | 0.011723 | 0.0032285 | 0 | no base cost | 0 | 0 | 3600 | Illinois 2018 Statewide TRM, Section 4.4.33 | 0 | 0 | 3600 | door |  | 3600
Nonequipment | Air Curtains | Air Curtains | 0 | Commercial | Existing | Lodging/Hospitality | FL Zone 2 | Square feet | 33.45% | 191602.1762 | 191521.0952 | 81.081 | 0.00042317 | 8 | 0.010513 | 0.0088056 | 0 | no base cost | 0 | 0 | 3600 | Illinois 2018 Statewide TRM, Section 4.4.33 | 0 | 0 | 3600 | door |  | 3600
Nonequipment | Air Curtains | Air Curtains | 0 | Commercial | Existing | Miscellaneous | FL Zone 2 | Square feet | 0% | 2226772.3297 | 2226691.2487 | 81.081 | 3.6412e-05 | 8 | 0.011723 | 0.0032285 | 0 | no base cost | 0 | 0 | 3600 | Illinois 2018 Statewide TRM, Section 4.4.33 | 0 | 0 | 3600 | door |  | 3600
Nonequipment | Air Curtains | Air Curtains | 0 | Commercial | Existing | Offices | FL Zone 2 | Square feet | 0% | 166452.0881 | 166371.0071 | 81.081 | 0.00048711 | 8 | 0.011723 | 0.0032285 | 0 | no base cost | 0 | 0 | 3600 | Illinois 2018 Statewide TRM, Section 4.4.33 | 0 | 0 | 3600 | door |  | 3600
Nonequipment | Air Curtains | Air Curtains | 0 | Commercial | Existing | Restaurants | FL Zone 2 | Square feet | 31.69% | 120615.3416 | 120534.2606 | 81.081 | 0.00067223 | 8 | 0.010513 | 0.0088056 | 0 | no base cost | 0 | 0 | 3600 | Illinois 2018 Statewide TRM, Section 4.4.33 | 0 | 0 | 3600 | door |  | 3600
Nonequipment | Air Curtains | Air Curtains | 0 | Commercial | Existing | Retail | FL Zone 2 | Square feet | 33.45% | 52681.844 | 52600.763 | 81.081 | 0.0015391 | 8 | 0.011723 | 0.0032285 | 0 | no base cost | 0 | 0 | 3600 | Illinois 2018 Statewide TRM, Section 4.4.33 | 0 | 0 | 3600 | door |  | 3600
Nonequipment | Air Curtains | Air Curtains | 0 | Commercial | Existing | Schools K-12 | FL Zone 2 | Square feet | 33.45% | 196876.9732 | 196795.8922 | 81.081 | 0.00041184 | 8 | 0.010513 | 0.0088056 | 0 | no base cost | 0 | 0 | 3600 | Illinois 2018 Statewide TRM, Section 4.4.33 | 0 | 0 | 3600 | door |  | 3600
Nonequipment | Air Curtains | Air Curtains | 0 | Commercial | Existing | Warehouse | FL Zone 2 | Square feet | 0% | 19557.8341 | 19476.7531 | 81.081 | 0.0041457 | 8 | 0.011723 | 0.0032285 | 0 | no base cost | 0 | 0 | 3600 | Illinois 2018 Statewide TRM, Section 4.4.33 | 0 | 0 | 3600 | door |  | 3600
Nonequipment | Air Curtains | Air Curtains | 0 | Commercial | New | Assembly | FL Zone 2 | Square feet | 33.25% | 48078.2351 | 47997.1541 | 81.081 | 0.0016864 | 8 | 0.011723 | 0.0032285 | 0 | no base cost | 0 | 0 | 3600 | Illinois 2018 Statewide TRM, Section 4.4.33 | 0 | 0 | 3600 | door |  | 3600
Nonequipment | Air Curtains | Air Curtains | 0 | Commercial | New | College and University | FL Zone 2 | Square feet | 28.37% | 287152.3197 | 287071.2387 | 81.081 | 0.00028236 | 8 | 0.010513 | 0.0088056 | 0 | no base cost | 0 | 0 | 3600 | Illinois 2018 Statewide TRM, Section 4.4.33 | 0 | 0 | 3600 | door |  | 3600
Nonequipment | Air Curtains | Air Curtains | 0 | Commercial | New | Grocery | FL Zone 2 | Square feet | 47.78% | 115753.0083 | 115671.9273 | 81.081 | 0.00070047 | 8 | 0.011723 | 0.0032285 | 0 | no base cost | 0 | 0 | 3600 | Illinois 2018 Statewide TRM, Section 4.4.33 | 0 | 0 | 3600 | door |  | 3600
Nonequipment | Air Curtains | Air Curtains | 0 | Commercial | New | Healthcare | FL Zone 2 | Square feet | 28.37% | 202047.3819 | 201966.3009 | 81.081 | 0.0004013 | 8 | 0.010513 | 0.0088056 | 0 | no base cost | 0 | 0 | 3600 | Illinois 2018 Statewide TRM, Section 4.4.33 | 0 | 0 | 3600 | door |  | 3600
Nonequipment | Air Curtains | Air Curtains | 0 | Commercial | New | Hospitals | FL Zone 2 | Square feet | 28.37% | 2105301.9288 | 2105220.8478 | 81.081 | 3.8513e-05 | 8 | 0.010513 | 0.0088056 | 0 | no base cost | 0 | 0 | 3600 | Illinois 2018 Statewide TRM, Section 4.4.33 | 0 | 0 | 3600 | door |  | 3600
Nonequipment | Air Curtains | Air Curtains | 0 | Commercial | New | Institutional | FL Zone 2 | Square feet | 0% | 233568.925 | 233487.844 | 81.081 | 0.00034714 | 8 | 0.011723 | 0.0032285 | 0 | no base cost | 0 | 0 | 3600 | Illinois 2018 Statewide TRM, Section 4.4.33 | 0 | 0 | 3600 | door |  | 3600
Nonequipment | Air Curtains | Air Curtains | 0 | Commercial | New | Lodging/Hospitality | FL Zone 2 | Square feet | 28.37% | 191602.1762 | 191521.0952 | 81.081 | 0.00042317 | 8 | 0.010513 | 0.0088056 | 0 | no base cost | 0 | 0 | 3600 | Illinois 2018 Statewide TRM, Section 4.4.33 | 0 | 0 | 3600 | door |  | 3600
Nonequipment | Air Curtains | Air Curtains | 0 | Commercial | New | Miscellaneous | FL Zone 2 | Square feet | 0% | 2226772.3297 | 2226691.2487 | 81.081 | 3.6412e-05 | 8 | 0.011723 | 0.0032285 | 0 | no base cost | 0 | 0 | 3600 | Illinois 2018 Statewide TRM, Section 4.4.33 | 0 | 0 | 3600 | door |  | 3600
Nonequipment | Air Curtains | Air Curtains | 0 | Commercial | New | Offices | FL Zone 2 | Square feet | 0% | 166452.0881 | 166371.0071 | 81.081 | 0.00048711 | 8 | 0.011723 | 0.0032285 | 0 | no base cost | 0 | 0 | 3600 | Illinois 2018 Statewide TRM, Section 4.4.33 | 0 | 0 | 3600 | door |  | 3600
Nonequipment | Air Curtains | Air Curtains | 0 | Commercial | New | Restaurants | FL Zone 2 | Square feet | 26.88% | 120615.3416 | 120534.2606 | 81.081 | 0.00067223 | 8 | 0.010513 | 0.0088056 | 0 | no base cost | 0 | 0 | 3600 | Illinois 2018 Statewide TRM, Section 4.4.33 | 0 | 0 | 3600 | door |  | 3600
Nonequipment | Air Curtains | Air Curtains | 0 | Commercial | New | Retail | FL Zone 2 | Square feet | 28.37% | 52681.844 | 52600.763 | 81.081 | 0.0015391 | 8 | 0.011723 | 0.0032285 | 0 | no base cost | 0 | 0 | 3600 | Illinois 2018 Statewide TRM, Section 4.4.33 | 0 | 0 | 3600 | door |  | 3600
Nonequipment | Air Curtains | Air Curtains | 0 | Commercial | New | Schools K-12 | FL Zone 2 | Square feet | 28.37% | 196876.9732 | 196795.8922 | 81.081 | 0.00041184 | 8 | 0.010513 | 0.0088056 | 0 | no base cost | 0 | 0 | 3600 | Illinois 2018 Statewide TRM, Section 4.4.33 | 0 | 0 | 3600 | door |  | 3600
Nonequipment | Air Curtains | Air Curtains | 0 | Commercial | New | Warehouse | FL Zone 2 | Square feet | 0% | 19557.8341 | 19476.7531 | 81.081 | 0.0041457 | 8 | 0.011723 | 0.0032285 | 0 | no base cost | 0 | 0 | 3600 | Illinois 2018 Statewide TRM, Section 4.4.33 | 0 | 0 | 3600 | door |  | 3600
Nonequipment | Airside Economizer | Airside Economizer | 0 | Commercial | Existing | Assembly | FL Zone 2 | Per End Use Consumption | 4.552% | 40558.1631 | 38304.9318 | 2253.2313 | 0.055556 | 10 | -0.46324 | 2.0439e-05 | 0 | no base cost | 0 | 0 | 144.6333 | Mid-Atlantic TRM, v7.0, 2017; average per ton incremental cost of economizers on 5-ton and 15-ton units | 0 | 0 | 144.6333 | ton | 0.38583 | 55.8035
Nonequipment | Airside Economizer | Airside Economizer | 0 | Commercial | Existing | College and University | FL Zone 2 | Per End Use Consumption | 4.552% | 242237.8979 | 228780.2369 | 13457.661 | 0.055556 | 10 | -1.6012 | 1.8007 | 0 | no base cost | 0 | 0 | 144.6333 | Mid-Atlantic TRM, v7.0, 2017; average per ton incremental cost of economizers on 5-ton and 15-ton units | 0 | 0 | 144.6333 | ton | 2.3044 | 333.2922
Nonequipment | Airside Economizer | Airside Economizer | 0 | Commercial | Existing | Grocery | FL Zone 2 | Per End Use Consumption | 4.552% | 97647.7064 | 92222.8338 | 5424.8726 | 0.055556 | 10 | -1.2116 | 0.036509 | 0 | no base cost | 0 | 0 | 144.6333 | Mid-Atlantic TRM, v7.0, 2017; average per ton incremental cost of economizers on 5-ton and 15-ton units | 0 | 0 | 144.6333 | ton | 0.92892 | 134.3523
Nonequipment | Airside Economizer | Airside Economizer | 0 | Commercial | Existing | Healthcare | FL Zone 2 | Per End Use Consumption | 4.552% | 170444.4983 | 160975.3595 | 9469.1388 | 0.055556 | 10 | -1.9468 | 8.5893e-05 | 0 | no base cost | 0 | 0 | 144.6333 | Mid-Atlantic TRM, v7.0, 2017; average per ton incremental cost of economizers on 5-ton and 15-ton units | 0 | 0 | 144.6333 | ton | 1.6214 | 234.5125
Nonequipment | Airside Economizer | Airside Economizer | 0 | Commercial | Existing | Hospitals | FL Zone 2 | Per End Use Consumption | 4.552% | 1776004.8545 | 1677337.9181 | 98666.9364 | 0.055556 | 10 | -11.7391 | 13.202 | 0 | no base cost | 0 | 0 | 144.6333 | Mid-Atlantic TRM, v7.0, 2017; average per ton incremental cost of economizers on 5-ton and 15-ton units | 0 | 0 | 144.6333 | ton | 16.895 | 2443.5835
Nonequipment | Airside Economizer | Airside Economizer | 0 | Commercial | Existing | Institutional | FL Zone 2 | Per End Use Consumption | 4.552% | 197035.6551 | 186089.2298 | 10946.4253 | 0.055556 | 10 | -2.2505 | 9.9293e-05 | 0 | no base cost | 0 | 0 | 144.6333 | Mid-Atlantic TRM, v7.0, 2017; average per ton incremental cost of economizers on 5-ton and 15-ton units | 0 | 0 | 144.6333 | ton | 1.8744 | 271.099
Nonequipment | Airside Economizer | Airside Economizer | 0 | Commercial | Existing | Lodging/Hospitality | FL Zone 2 | Per End Use Consumption | 4.552% | 161633.0609 | 152653.4465 | 8979.6145 | 0.055556 | 10 | -2.0055 | 0.060432 | 0 | no base cost | 0 | 0 | 144.6333 | Mid-Atlantic TRM, v7.0, 2017; average per ton incremental cost of economizers on 5-ton and 15-ton units | 0 | 0 | 144.6333 | ton | 1.5376 | 222.389
Nonequipment | Airside Economizer | Airside Economizer | 0 | Commercial | Existing | Miscellaneous | FL Zone 2 | Per End Use Consumption | 3.035% | 1878475.6776 | 1774115.9178 | 104359.7599 | 0.055556 | 10 | -21.4554 | 0.00094663 | 0 | no base cost | 0 | 0 | 144.6333 | Mid-Atlantic TRM, v7.0, 2017; average per ton incremental cost of economizers on 5-ton and 15-ton units | 0 | 0 | 144.6333 | ton | 17.8698 | 2584.5719
Nonequipment | Airside Economizer | Airside Economizer | 0 | Commercial | Existing | Offices | FL Zone 2 | Per End Use Consumption | 3.035% | 140416.7794 | 132615.8472 | 7800.9322 | 0.055556 | 10 | -1.6038 | 7.0761e-05 | 0 | no base cost | 0 | 0 | 144.6333 | Mid-Atlantic TRM, v7.0, 2017; average per ton incremental cost of economizers on 5-ton and 15-ton units | 0 | 0 | 144.6333 | ton | 1.3358 | 193.1977
Nonequipment | Airside Economizer | Airside Economizer | 0 | Commercial | Existing | Restaurants | FL Zone 2 | Per End Use Consumption | 4.552% | 101749.5064 | 96096.7561 | 5652.7504 | 0.055556 | 10 | -1.2625 | 0.038043 | 0 | no base cost | 0 | 0 | 144.6333 | Mid-Atlantic TRM, v7.0, 2017; average per ton incremental cost of economizers on 5-ton and 15-ton units | 0 | 0 | 144.6333 | ton | 0.96794 | 139.9959
Nonequipment | Airside Economizer | Airside Economizer | 0 | Commercial | Existing | Retail | FL Zone 2 | Per End Use Consumption | 4.552% | 44441.7066 | 41972.7229 | 2468.9837 | 0.055556 | 10 | -0.55142 | 0.016616 | 0 | no base cost | 0 | 0 | 144.6333 | Mid-Atlantic TRM, v7.0, 2017; average per ton incremental cost of economizers on 5-ton and 15-ton units | 0 | 0 | 144.6333 | ton | 0.42277 | 61.1468
Nonequipment | Airside Economizer | Airside Economizer | 0 | Commercial | Existing | Schools K-12 | FL Zone 2 | Per End Use Consumption | 4.552% | 166082.8099 | 156855.9872 | 9226.8228 | 0.055556 | 10 | -1.8969 | 8.3695e-05 | 0 | no base cost | 0 | 0 | 144.6333 | Mid-Atlantic TRM, v7.0, 2017; average per ton incremental cost of economizers on 5-ton and 15-ton units | 0 | 0 | 144.6333 | ton | 1.5799 | 228.5113
Nonequipment | Airside Economizer | Airside Economizer | 0 | Commercial | Existing | Warehouse | FL Zone 2 | Per End Use Consumption | 4.552% | 16498.7301 | 15582.134 | 916.5961 | 0.055556 | 10 | -0.18844 | 8.3143e-06 | 0 | no base cost | 0 | 0 | 144.6333 | Mid-Atlantic TRM, v7.0, 2017; average per ton incremental cost of economizers on 5-ton and 15-ton units | 0 | 0 | 144.6333 | ton | 0.15695 | 22.7004
Nonequipment | Airside Economizer | Airside Economizer | N/A - Retrofit Only | Commercial | New | Assembly | FL Zone 2 | Per End Use Consumption | 4.552% | 40558.1631 | 38304.9318 | 2253.2313 | 0.055556 | 10 | -0.46324 | 2.0439e-05 | 0 | no base cost | 0 | 0 | 144.6333 | Mid-Atlantic TRM, v7.0, 2017; average per ton incremental cost of economizers on 5-ton and 15-ton units | 0 | 0 | 144.6333 | ton | 0.38583 | 55.8035
Nonequipment | Airside Economizer | Airside Economizer | N/A - Retrofit Only | Commercial | New | College and University | FL Zone 2 | Per End Use Consumption | 4.552% | 242237.8979 | 228780.2369 | 13457.661 | 0.055556 | 10 | -1.6012 | 1.8007 | 0 | no base cost | 0 | 0 | 144.6333 | Mid-Atlantic TRM, v7.0, 2017; average per ton incremental cost of economizers on 5-ton and 15-ton units | 0 | 0 | 144.6333 | ton | 2.3044 | 333.2922
Nonequipment | Airside Economizer | Airside Economizer | N/A - Retrofit Only | Commercial | New | Grocery | FL Zone 2 | Per End Use Consumption | 4.552% | 97647.7064 | 92222.8338 | 5424.8726 | 0.055556 | 10 | -1.2116 | 0.036509 | 0 | no base cost | 0 | 0 | 144.6333 | Mid-Atlantic TRM, v7.0, 2017; average per ton incremental cost of economizers on 5-ton and 15-ton units | 0 | 0 | 144.6333 | ton | 0.92892 | 134.3523
Nonequipment | Airside Economizer | Airside Economizer | N/A - Retrofit Only | Commercial | New | Healthcare | FL Zone 2 | Per End Use Consumption | 4.552% | 170444.4983 | 160975.3595 | 9469.1388 | 0.055556 | 10 | -1.9468 | 8.5893e-05 | 0 | no base cost | 0 | 0 | 144.6333 | Mid-Atlantic TRM, v7.0, 2017; average per ton incremental cost of economizers on 5-ton and 15-ton units | 0 | 0 | 144.6333 | ton | 1.6214 | 234.5125
Nonequipment | Airside Economizer | Airside Economizer | N/A - Retrofit Only | Commercial | New | Hospitals | FL Zone 2 | Per End Use Consumption | 4.552% | 1776004.8545 | 1677337.9181 | 98666.9364 | 0.055556 | 10 | -11.7391 | 13.202 | 0 | no base cost | 0 | 0 | 144.6333 | Mid-Atlantic TRM, v7.0, 2017; average per ton incremental cost of economizers on 5-ton and 15-ton units | 0 | 0 | 144.6333 | ton | 16.895 | 2443.5835
Nonequipment | Airside Economizer | Airside Economizer | N/A - Retrofit Only | Commercial | New | Institutional | FL Zone 2 | Per End Use Consumption | 4.552% | 197035.6551 | 186089.2298 | 10946.4253 | 0.055556 | 10 | -2.2505 | 9.9293e-05 | 0 | no base cost | 0 | 0 | 144.6333 | Mid-Atlantic TRM, v7.0, 2017; average per ton incremental cost of economizers on 5-ton and 15-ton units | 0 | 0 | 144.6333 | ton | 1.8744 | 271.099
Nonequipment | Airside Economizer | Airside Economizer | N/A - Retrofit Only | Commercial | New | Lodging/Hospitality | FL Zone 2 | Per End Use Consumption | 4.552% | 161633.0609 | 152653.4465 | 8979.6145 | 0.055556 | 10 | -2.0055 | 0.060432 | 0 | no base cost | 0 | 0 | 144.6333 | Mid-Atlantic TRM, v7.0, 2017; average per ton incremental cost of economizers on 5-ton and 15-ton units | 0 | 0 | 144.6333 | ton | 1.5376 | 222.389
Nonequipment | Airside Economizer | Airside Economizer | N/A - Retrofit Only | Commercial | New | Miscellaneous | FL Zone 2 | Per End Use Consumption | 3.035% | 1878475.6776 | 1774115.9178 | 104359.7599 | 0.055556 | 10 | -21.4554 | 0.00094663 | 0 | no base cost | 0 | 0 | 144.6333 | Mid-Atlantic TRM, v7.0, 2017; average per ton incremental cost of economizers on 5-ton and 15-ton units | 0 | 0 | 144.6333 | ton | 17.8698 | 2584.5719
Nonequipment | Airside Economizer | Airside Economizer | N/A - Retrofit Only | Commercial | New | Offices | FL Zone 2 | Per End Use Consumption | 3.035% | 140416.7794 | 132615.8472 | 7800.9322 | 0.055556 | 10 | -1.6038 | 7.0761e-05 | 0 | no base cost | 0 | 0 | 144.6333 | Mid-Atlantic TRM, v7.0, 2017; average per ton incremental cost of economizers on 5-ton and 15-ton units | 0 | 0 | 144.6333 | ton | 1.3358 | 193.1977
Nonequipment | Airside Economizer | Airside Economizer | N/A - Retrofit Only | Commercial | New | Restaurants | FL Zone 2 | Per End Use Consumption | 4.552% | 101749.5064 | 96096.7561 | 5652.7504 | 0.055556 | 10 | -1.2625 | 0.038043 | 0 | no base cost | 0 | 0 | 144.6333 | Mid-Atlantic TRM, v7.0, 2017; average per ton incremental cost of economizers on 5-ton and 15-ton units | 0 | 0 | 144.6333 | ton | 0.96794 | 139.9959
Nonequipment | Airside Economizer | Airside Economizer | N/A - Retrofit Only | Commercial | New | Retail | FL Zone 2 | Per End Use Consumption | 4.552% | 44441.7066 | 41972.7229 | 2468.9837 | 0.055556 | 10 | -0.55142 | 0.016616 | 0 | no base cost | 0 | 0 | 144.6333 | Mid-Atlantic TRM, v7.0, 2017; average per ton incremental cost of economizers on 5-ton and 15-ton units | 0 | 0 | 144.6333 | ton | 0.42277 | 61.1468
Nonequipment | Airside Economizer | Airside Economizer | N/A - Retrofit Only | Commercial | New | Schools K-12 | FL Zone 2 | Per End Use Consumption | 4.552% | 166082.8099 | 156855.9872 | 9226.8228 | 0.055556 | 10 | -1.8969 | 8.3695e-05 | 0 | no base cost | 0 | 0 | 144.6333 | Mid-Atlantic TRM, v7.0, 2017; average per ton incremental cost of economizers on 5-ton and 15-ton units | 0 | 0 | 144.6333 | ton | 1.5799 | 228.5113
Nonequipment | Airside Economizer | Airside Economizer | N/A - Retrofit Only | Commercial | New | Warehouse | FL Zone 2 | Per End Use Consumption | 4.552% | 16498.7301 | 15582.134 | 916.5961 | 0.055556 | 10 | -0.18844 | 8.3143e-06 | 0 | no base cost | 0 | 0 | 144.6333 | Mid-Atlantic TRM, v7.0, 2017; average per ton incremental cost of economizers on 5-ton and 15-ton units | 0 | 0 | 144.6333 | ton | 0.15695 | 22.7004
Nonequipment | Ceiling Insulation(R12 to R38) | Increased Ceiling Insulation (R-38) | Market Average Existing Ceiling Insulation | Commercial | Existing | Assembly | FL Zone 2 | Square feet | 0% | 3.7877 | 3.5822 | 0.20544 | 0.054238 | 20 | 4.1109e-06 | 9.2669e-05 | 0 | No equipment cost. | 0 | 0 | 0.28368 | https://www.homedepot.com/p/GreenFiber-All-Borate-Cellulose-Blown-In-Insulation-30-lbs-36-Bags-INS765LD/300584221 | 0.2502 | rate at $50.04/per labor hour, reference: https://www.homewyse.com/costs/cost_of_ceiling_insulation.html, assume 10 hrs for 2000 sq ft : http://www.blownininsulationcost.net/calculating-blown-in-insulation-cost/ | 0.53388 | sq ft |  | 0.53388
Nonequipment | Ceiling Insulation(R12 to R38) | Increased Ceiling Insulation (R-38) | Market Average Existing Ceiling Insulation | Commercial | Existing | College and University | FL Zone 2 | Square feet | 0% | 11.0507 | 10.8452 | 0.20544 | 0.018591 | 20 | 8.4965e-05 | 5.0047e-05 | 0 | No equipment cost. | 0 | 0 | 0.28368 | https://www.homedepot.com/p/GreenFiber-All-Borate-Cellulose-Blown-In-Insulation-30-lbs-36-Bags-INS765LD/300584221 | 0.2502 | rate at $50.04/per labor hour, reference: https://www.homewyse.com/costs/cost_of_ceiling_insulation.html, assume 10 hrs for 2000 sq ft : http://www.blownininsulationcost.net/calculating-blown-in-insulation-cost/ | 0.53388 | sq ft |  | 0.53388
Nonequipment | Ceiling Insulation(R12 to R38) | Increased Ceiling Insulation (R-38) | Market Average Existing Ceiling Insulation | Commercial | Existing | Grocery | FL Zone 2 | Square feet | 0% | 31.0105 | 30.8051 | 0.20544 | 0.0066248 | 20 | 4.1924e-05 | 9.5878e-05 | 0 | No equipment cost. | 0 | 0 | 0.28368 | https://www.homedepot.com/p/GreenFiber-All-Borate-Cellulose-Blown-In-Insulation-30-lbs-36-Bags-INS765LD/300584221 | 0.2502 | rate at $50.04/per labor hour, reference: https://www.homewyse.com/costs/cost_of_ceiling_insulation.html, assume 10 hrs for 2000 sq ft : http://www.blownininsulationcost.net/calculating-blown-in-insulation-cost/ | 0.53388 | sq ft |  | 0.53388
Nonequipment | Ceiling Insulation(R12 to R38) | Increased Ceiling Insulation (R-38) | Market Average Existing Ceiling Insulation | Commercial | Existing | Healthcare | FL Zone 2 | Square feet | 34.2% | 15.0829 | 14.8775 | 0.20544 | 0.013621 | 20 | 4.1109e-06 | 9.2669e-05 | 0 | No equipment cost. | 0 | 0 | 0.28368 | https://www.homedepot.com/p/GreenFiber-All-Borate-Cellulose-Blown-In-Insulation-30-lbs-36-Bags-INS765LD/300584221 | 0.2502 | rate at $50.04/per labor hour, reference: https://www.homewyse.com/costs/cost_of_ceiling_insulation.html, assume 10 hrs for 2000 sq ft : http://www.blownininsulationcost.net/calculating-blown-in-insulation-cost/ | 0.53388 | sq ft |  | 0.53388
Nonequipment | Ceiling Insulation(R12 to R38) | Increased Ceiling Insulation (R-38) | Market Average Existing Ceiling Insulation | Commercial | Existing | Hospitals | FL Zone 2 | Square feet | 0% | 81.2975 | 81.092 | 0.20544 | 0.002527 | 20 | 8.4965e-05 | 5.0047e-05 | 0 | No equipment cost. | 0 | 0 | 0.28368 | https://www.homedepot.com/p/GreenFiber-All-Borate-Cellulose-Blown-In-Insulation-30-lbs-36-Bags-INS765LD/300584221 | 0.2502 | rate at $50.04/per labor hour, reference: https://www.homewyse.com/costs/cost_of_ceiling_insulation.html, assume 10 hrs for 2000 sq ft : http://www.blownininsulationcost.net/calculating-blown-in-insulation-cost/ | 0.53388 | sq ft |  | 0.53388
Nonequipment | Ceiling Insulation(R12 to R38) | Increased Ceiling Insulation (R-38) | Market Average Existing Ceiling Insulation | Commercial | Existing | Institutional | FL Zone 2 | Square feet | 0% | 56.2721 | 56.0667 | 0.20544 | 0.0036508 | 20 | 4.1109e-06 | 9.2669e-05 | 0 | No equipment cost. | 0 | 0 | 0.28368 | https://www.homedepot.com/p/GreenFiber-All-Borate-Cellulose-Blown-In-Insulation-30-lbs-36-Bags-INS765LD/300584221 | 0.2502 | rate at $50.04/per labor hour, reference: https://www.homewyse.com/costs/cost_of_ceiling_insulation.html, assume 10 hrs for 2000 sq ft : http://www.blownininsulationcost.net/calculating-blown-in-insulation-cost/ | 0.53388 | sq ft |  | 0.53388
Nonequipment | Ceiling Insulation(R12 to R38) | Increased Ceiling Insulation (R-38) | Market Average Existing Ceiling Insulation | Commercial | Existing | Lodging/Hospitality | FL Zone 2 | Square feet | 0% | 34.7257 | 34.5203 | 0.20544 | 0.005916 | 20 | 8.4965e-05 | 5.0047e-05 | 0 | No equipment cost. | 0 | 0 | 0.28368 | https://www.homedepot.com/p/GreenFiber-All-Borate-Cellulose-Blown-In-Insulation-30-lbs-36-Bags-INS765LD/300584221 | 0.2502 | rate at $50.04/per labor hour, reference: https://www.homewyse.com/costs/cost_of_ceiling_insulation.html, assume 10 hrs for 2000 sq ft : http://www.blownininsulationcost.net/calculating-blown-in-insulation-cost/ | 0.53388 | sq ft |  | 0.53388
Nonequipment | Ceiling Insulation(R12 to R38) | Increased Ceiling Insulation (R-38) | Market Average Existing Ceiling Insulation | Commercial | Existing | Miscellaneous | FL Zone 2 | Square feet | 0% | 107.2344 | 107.029 | 0.20544 | 0.0019158 | 20 | 4.1109e-06 | 9.2669e-05 | 0 | No equipment cost. | 0 | 0 | 0.28368 | https://www.homedepot.com/p/GreenFiber-All-Borate-Cellulose-Blown-In-Insulation-30-lbs-36-Bags-INS765LD/300584221 | 0.2502 | rate at $50.04/per labor hour, reference: https://www.homewyse.com/costs/cost_of_ceiling_insulation.html, assume 10 hrs for 2000 sq ft : http://www.blownininsulationcost.net/calculating-blown-in-insulation-cost/ | 0.53388 | sq ft |  | 0.53388
Nonequipment | Ceiling Insulation(R12 to R38) | Increased Ceiling Insulation (R-38) | Market Average Existing Ceiling Insulation | Commercial | Existing | Offices | FL Zone 2 | Square feet | 34.2% | 58.1979 | 57.9924 | 0.20544 | 0.00353 | 20 | 4.1109e-06 | 9.2669e-05 | 0 | No equipment cost. | 0 | 0 | 0.28368 | https://www.homedepot.com/p/GreenFiber-All-Borate-Cellulose-Blown-In-Insulation-30-lbs-36-Bags-INS765LD/300584221 | 0.2502 | rate at $50.04/per labor hour, reference: https://www.homewyse.com/costs/cost_of_ceiling_insulation.html, assume 10 hrs for 2000 sq ft : http://www.blownininsulationcost.net/calculating-blown-in-insulation-cost/ | 0.53388 | sq ft |  | 0.53388
Nonequipment | Ceiling Insulation(R12 to R38) | Increased Ceiling Insulation (R-38) | Market Average Existing Ceiling Insulation | Commercial | Existing | Restaurants | FL Zone 2 | Square feet | 0% | 31.354 | 31.1485 | 0.20544 | 0.0065522 | 20 | 4.1924e-05 | 9.5878e-05 | 0 | No equipment cost. | 0 | 0 | 0.28368 | https://www.homedepot.com/p/GreenFiber-All-Borate-Cellulose-Blown-In-Insulation-30-lbs-36-Bags-INS765LD/300584221 | 0.2502 | rate at $50.04/per labor hour, reference: https://www.homewyse.com/costs/cost_of_ceiling_insulation.html, assume 10 hrs for 2000 sq ft : http://www.blownininsulationcost.net/calculating-blown-in-insulation-cost/ | 0.53388 | sq ft |  | 0.53388
Nonequipment | Ceiling Insulation(R12 to R38) | Increased Ceiling Insulation (R-38) | Market Average Existing Ceiling Insulation | Commercial | Existing | Retail | FL Zone 2 | Square feet | 0% | 5.9824 | 5.7769 | 0.20544 | 0.034341 | 20 | 4.1924e-05 | 9.5878e-05 | 0 | No equipment cost. | 0 | 0 | 0.28368 | https://www.homedepot.com/p/GreenFiber-All-Borate-Cellulose-Blown-In-Insulation-30-lbs-36-Bags-INS765LD/300584221 | 0.2502 | rate at $50.04/per labor hour, reference: https://www.homewyse.com/costs/cost_of_ceiling_insulation.html, assume 10 hrs for 2000 sq ft : http://www.blownininsulationcost.net/calculating-blown-in-insulation-cost/ | 0.53388 | sq ft |  | 0.53388
Nonequipment | Ceiling Insulation(R12 to R38) | Increased Ceiling Insulation (R-38) | Market Average Existing Ceiling Insulation | Commercial | Existing | Schools K-12 | FL Zone 2 | Square feet | 0% | 5.1058 | 4.9003 | 0.20544 | 0.040237 | 20 | 4.1109e-06 | 9.2669e-05 | 0 | No equipment cost. | 0 | 0 | 0.28368 | https://www.homedepot.com/p/GreenFiber-All-Borate-Cellulose-Blown-In-Insulation-30-lbs-36-Bags-INS765LD/300584221 | 0.2502 | rate at $50.04/per labor hour, reference: https://www.homewyse.com/costs/cost_of_ceiling_insulation.html, assume 10 hrs for 2000 sq ft : http://www.blownininsulationcost.net/calculating-blown-in-insulation-cost/ | 0.53388 | sq ft |  | 0.53388
Nonequipment | Ceiling Insulation(R12 to R38) | Increased Ceiling Insulation (R-38) | Market Average Existing Ceiling Insulation | Commercial | Existing | Warehouse | FL Zone 2 | Square feet | 0% | 1.4026 | 1.1971 | 0.20544 | 0.14647 | 20 | 2.3313e-05 | 4.1595e-05 | 0 | No equipment cost. | 0 | 0 | 0.28368 | https://www.homedepot.com/p/GreenFiber-All-Borate-Cellulose-Blown-In-Insulation-30-lbs-36-Bags-INS765LD/300584221 | 0.2502 | rate at $50.04/per labor hour, reference: https://www.homewyse.com/costs/cost_of_ceiling_insulation.html, assume 10 hrs for 2000 sq ft : http://www.blownininsulationcost.net/calculating-blown-in-insulation-cost/ | 0.53388 | sq ft |  | 0.53388
Nonequipment | Ceiling Insulation(R12 to R38) | Increased Ceiling Insulation (R-38) | Code-Compliant Ceiling Insulation | Commercial | New | Assembly | FL Zone 2 | Square feet | 0% | 3.7877 | 3.5835 | 0.20415 | 0.053898 | 20 | 4.0851e-06 | 9.2088e-05 | 0 | No equipment cost. | 0 | 0 | 0.28368 | https://www.homedepot.com/p/GreenFiber-All-Borate-Cellulose-Blown-In-Insulation-30-lbs-36-Bags-INS765LD/300584221 | 0.2502 | rate at $50.04/per labor hour, reference: https://www.homewyse.com/costs/cost_of_ceiling_insulation.html, assume 10 hrs for 2000 sq ft : http://www.blownininsulationcost.net/calculating-blown-in-insulation-cost/ | 0.53388 | sq ft |  | 0.53388
Nonequipment | Ceiling Insulation(R12 to R38) | Increased Ceiling Insulation (R-38) | Code-Compliant Ceiling Insulation | Commercial | New | College and University | FL Zone 2 | Square feet | 0% | 11.0507 | 10.8465 | 0.20415 | 0.018474 | 20 | 8.4432e-05 | 4.9733e-05 | 0 | No equipment cost. | 0 | 0 | 0.28368 | https://www.homedepot.com/p/GreenFiber-All-Borate-Cellulose-Blown-In-Insulation-30-lbs-36-Bags-INS765LD/300584221 | 0.2502 | rate at $50.04/per labor hour, reference: https://www.homewyse.com/costs/cost_of_ceiling_insulation.html, assume 10 hrs for 2000 sq ft : http://www.blownininsulationcost.net/calculating-blown-in-insulation-cost/ | 0.53388 | sq ft |  | 0.53388
Nonequipment | Ceiling Insulation(R12 to R38) | Increased Ceiling Insulation (R-38) | Code-Compliant Ceiling Insulation | Commercial | New | Grocery | FL Zone 2 | Square feet | 0% | 31.0105 | 30.8063 | 0.20415 | 0.0065832 | 20 | 4.1661e-05 | 9.5277e-05 | 0 | No equipment cost. | 0 | 0 | 0.28368 | https://www.homedepot.com/p/GreenFiber-All-Borate-Cellulose-Blown-In-Insulation-30-lbs-36-Bags-INS765LD/300584221 | 0.2502 | rate at $50.04/per labor hour, reference: https://www.homewyse.com/costs/cost_of_ceiling_insulation.html, assume 10 hrs for 2000 sq ft : http://www.blownininsulationcost.net/calculating-blown-in-insulation-cost/ | 0.53388 | sq ft |  | 0.53388
Nonequipment | Ceiling Insulation(R12 to R38) | Increased Ceiling Insulation (R-38) | Code-Compliant Ceiling Insulation | Commercial | New | Healthcare | FL Zone 2 | Square feet | 0% | 15.0829 | 14.8788 | 0.20415 | 0.013535 | 20 | 4.0851e-06 | 9.2088e-05 | 0 | No equipment cost. | 0 | 0 | 0.28368 | https://www.homedepot.com/p/GreenFiber-All-Borate-Cellulose-Blown-In-Insulation-30-lbs-36-Bags-INS765LD/300584221 | 0.2502 | rate at $50.04/per labor hour, reference: https://www.homewyse.com/costs/cost_of_ceiling_insulation.html, assume 10 hrs for 2000 sq ft : http://www.blownininsulationcost.net/calculating-blown-in-insulation-cost/ | 0.53388 | sq ft |  | 0.53388
Nonequipment | Ceiling Insulation(R12 to R38) | Increased Ceiling Insulation (R-38) | Code-Compliant Ceiling Insulation | Commercial | New | Hospitals | FL Zone 2 | Square feet | 0% | 81.2975 | 81.0933 | 0.20415 | 0.0025111 | 20 | 8.4432e-05 | 4.9733e-05 | 0 | No equipment cost. | 0 | 0 | 0.28368 | https://www.homedepot.com/p/GreenFiber-All-Borate-Cellulose-Blown-In-Insulation-30-lbs-36-Bags-INS765LD/300584221 | 0.2502 | rate at $50.04/per labor hour, reference: https://www.homewyse.com/costs/cost_of_ceiling_insulation.html, assume 10 hrs for 2000 sq ft : http://www.blownininsulationcost.net/calculating-blown-in-insulation-cost/ | 0.53388 | sq ft |  | 0.53388
Nonequipment | Ceiling Insulation(R12 to R38) | Increased Ceiling Insulation (R-38) | Code-Compliant Ceiling Insulation | Commercial | New | Institutional | FL Zone 2 | Square feet | 0% | 56.2721 | 56.068 | 0.20415 | 0.0036279 | 20 | 4.0851e-06 | 9.2088e-05 | 0 | No equipment cost. | 0 | 0 | 0.28368 | https://www.homedepot.com/p/GreenFiber-All-Borate-Cellulose-Blown-In-Insulation-30-lbs-36-Bags-INS765LD/300584221 | 0.2502 | rate at $50.04/per labor hour, reference: https://www.homewyse.com/costs/cost_of_ceiling_insulation.html, assume 10 hrs for 2000 sq ft : http://www.blownininsulationcost.net/calculating-blown-in-insulation-cost/ | 0.53388 | sq ft |  | 0.53388
Nonequipment | Ceiling Insulation(R12 to R38) | Increased Ceiling Insulation (R-38) | Code-Compliant Ceiling Insulation | Commercial | New | Lodging/Hospitality | FL Zone 2 | Square feet | 0% | 34.7257 | 34.5216 | 0.20415 | 0.0058789 | 20 | 8.4432e-05 | 4.9733e-05 | 0 | No equipment cost. | 0 | 0 | 0.28368 | https://www.homedepot.com/p/GreenFiber-All-Borate-Cellulose-Blown-In-Insulation-30-lbs-36-Bags-INS765LD/300584221 | 0.2502 | rate at $50.04/per labor hour, reference: https://www.homewyse.com/costs/cost_of_ceiling_insulation.html, assume 10 hrs for 2000 sq ft : http://www.blownininsulationcost.net/calculating-blown-in-insulation-cost/ | 0.53388 | sq ft |  | 0.53388
Nonequipment | Ceiling Insulation(R12 to R38) | Increased Ceiling Insulation (R-38) | Code-Compliant Ceiling Insulation | Commercial | New | Miscellaneous | FL Zone 2 | Square feet | 0% | 107.2344 | 107.0303 | 0.20415 | 0.0019038 | 20 | 4.0851e-06 | 9.2088e-05 | 0 | No equipment cost. | 0 | 0 | 0.28368 | https://www.homedepot.com/p/GreenFiber-All-Borate-Cellulose-Blown-In-Insulation-30-lbs-36-Bags-INS765LD/300584221 | 0.2502 | rate at $50.04/per labor hour, reference: https://www.homewyse.com/costs/cost_of_ceiling_insulation.html, assume 10 hrs for 2000 sq ft : http://www.blownininsulationcost.net/calculating-blown-in-insulation-cost/ | 0.53388 | sq ft |  | 0.53388
Nonequipment | Ceiling Insulation(R12 to R38) | Increased Ceiling Insulation (R-38) | Code-Compliant Ceiling Insulation | Commercial | New | Offices | FL Zone 2 | Square feet | 0% | 58.1979 | 57.9937 | 0.20415 | 0.0035079 | 20 | 4.0851e-06 | 9.2088e-05 | 0 | No equipment cost. | 0 | 0 | 0.28368 | https://www.homedepot.com/p/GreenFiber-All-Borate-Cellulose-Blown-In-Insulation-30-lbs-36-Bags-INS765LD/300584221 | 0.2502 | rate at $50.04/per labor hour, reference: https://www.homewyse.com/costs/cost_of_ceiling_insulation.html, assume 10 hrs for 2000 sq ft : http://www.blownininsulationcost.net/calculating-blown-in-insulation-cost/ | 0.53388 | sq ft |  | 0.53388
Nonequipment | Ceiling Insulation(R12 to R38) | Increased Ceiling Insulation (R-38) | Code-Compliant Ceiling Insulation | Commercial | New | Restaurants | FL Zone 2 | Square feet | 0% | 31.354 | 31.1498 | 0.20415 | 0.0065111 | 20 | 4.1661e-05 | 9.5277e-05 | 0 | No equipment cost. | 0 | 0 | 0.28368 | https://www.homedepot.com/p/GreenFiber-All-Borate-Cellulose-Blown-In-Insulation-30-lbs-36-Bags-INS765LD/300584221 | 0.2502 | rate at $50.04/per labor hour, reference: https://www.homewyse.com/costs/cost_of_ceiling_insulation.html, assume 10 hrs for 2000 sq ft : http://www.blownininsulationcost.net/calculating-blown-in-insulation-cost/ | 0.53388 | sq ft |  | 0.53388
Nonequipment | Ceiling Insulation(R12 to R38) | Increased Ceiling Insulation (R-38) | Code-Compliant Ceiling Insulation | Commercial | New | Retail | FL Zone 2 | Square feet | 0% | 5.9824 | 5.7782 | 0.20415 | 0.034125 | 20 | 4.1661e-05 | 9.5277e-05 | 0 | No equipment cost. | 0 | 0 | 0.28368 | https://www.homedepot.com/p/GreenFiber-All-Borate-Cellulose-Blown-In-Insulation-30-lbs-36-Bags-INS765LD/300584221 | 0.2502 | rate at $50.04/per labor hour, reference: https://www.homewyse.com/costs/cost_of_ceiling_insulation.html, assume 10 hrs for 2000 sq ft : http://www.blownininsulationcost.net/calculating-blown-in-insulation-cost/ | 0.53388 | sq ft |  | 0.53388
Nonequipment | Ceiling Insulation(R12 to R38) | Increased Ceiling Insulation (R-38) | Code-Compliant Ceiling Insulation | Commercial | New | Schools K-12 | FL Zone 2 | Square feet | 0% | 5.1058 | 4.9016 | 0.20415 | 0.039984 | 20 | 4.0851e-06 | 9.2088e-05 | 0 | No equipment cost. | 0 | 0 | 0.28368 | https://www.homedepot.com/p/GreenFiber-All-Borate-Cellulose-Blown-In-Insulation-30-lbs-36-Bags-INS765LD/300584221 | 0.2502 | rate at $50.04/per labor hour, reference: https://www.homewyse.com/costs/cost_of_ceiling_insulation.html, assume 10 hrs for 2000 sq ft : http://www.blownininsulationcost.net/calculating-blown-in-insulation-cost/ | 0.53388 | sq ft |  | 0.53388
Nonequipment | Ceiling Insulation(R12 to R38) | Increased Ceiling Insulation (R-38) | Code-Compliant Ceiling Insulation | Commercial | New | Warehouse | FL Zone 2 | Square feet | 0% | 1.4026 | 1.1984 | 0.20415 | 0.14556 | 20 | 2.3166e-05 | 4.1334e-05 | 0 | No equipment cost. | 0 | 0 | 0.28368 | https://www.homedepot.com/p/GreenFiber-All-Borate-Cellulose-Blown-In-Insulation-30-lbs-36-Bags-INS765LD/300584221 | 0.2502 | rate at $50.04/per labor hour, reference: https://www.homewyse.com/costs/cost_of_ceiling_insulation.html, assume 10 hrs for 2000 sq ft : http://www.blownininsulationcost.net/calculating-blown-in-insulation-cost/ | 0.53388 | sq ft |  | 0.53388
Nonequipment | Ceiling Insulation(R19 to R38) | Increased Ceiling Insulation (R-38) | Market Average Existing Ceiling Insulation | Commercial | Existing | Assembly | FL Zone 2 | Square feet | 0% | 3.7877 | 3.6929 | 0.094818 | 0.025033 | 20 | 1.8973e-06 | 4.277e-05 | 0 | No equipment cost. | 0 | 0 | 0.20731 | https://www.homedepot.com/p/GreenFiber-All-Borate-Cellulose-Blown-In-Insulation-30-lbs-36-Bags-INS765LD/300584221 | 0.2502 | rate at $50.04/per labor hour, reference: https://www.homewyse.com/costs/cost_of_ceiling_insulation.html, assume 10 hrs for 2000 sq ft : http://www.blownininsulationcost.net/calculating-blown-in-insulation-cost/ | 0.45751 | sq ft |  | 0.45751
Nonequipment | Ceiling Insulation(R19 to R38) | Increased Ceiling Insulation (R-38) | Market Average Existing Ceiling Insulation | Commercial | Existing | College and University | FL Zone 2 | Square feet | 0% | 11.0507 | 10.9558 | 0.094818 | 0.0085803 | 20 | 3.9215e-05 | 2.3099e-05 | 0 | No equipment cost. | 0 | 0 | 0.20731 | https://www.homedepot.com/p/GreenFiber-All-Borate-Cellulose-Blown-In-Insulation-30-lbs-36-Bags-INS765LD/300584221 | 0.2502 | rate at $50.04/per labor hour, reference: https://www.homewyse.com/costs/cost_of_ceiling_insulation.html, assume 10 hrs for 2000 sq ft : http://www.blownininsulationcost.net/calculating-blown-in-insulation-cost/ | 0.45751 | sq ft |  | 0.45751
Nonequipment | Ceiling Insulation(R19 to R38) | Increased Ceiling Insulation (R-38) | Market Average Existing Ceiling Insulation | Commercial | Existing | Grocery | FL Zone 2 | Square feet | 0% | 31.0105 | 30.9157 | 0.094818 | 0.0030576 | 20 | 1.9349e-05 | 4.4252e-05 | 0 | No equipment cost. | 0 | 0 | 0.20731 | https://www.homedepot.com/p/GreenFiber-All-Borate-Cellulose-Blown-In-Insulation-30-lbs-36-Bags-INS765LD/300584221 | 0.2502 | rate at $50.04/per labor hour, reference: https://www.homewyse.com/costs/cost_of_ceiling_insulation.html, assume 10 hrs for 2000 sq ft : http://www.blownininsulationcost.net/calculating-blown-in-insulation-cost/ | 0.45751 | sq ft |  | 0.45751
Nonequipment | Ceiling Insulation(R19 to R38) | Increased Ceiling Insulation (R-38) | Market Average Existing Ceiling Insulation | Commercial | Existing | Healthcare | FL Zone 2 | Square feet | 22.8% | 15.0829 | 14.9881 | 0.094818 | 0.0062864 | 20 | 1.8973e-06 | 4.277e-05 | 0 | No equipment cost. | 0 | 0 | 0.20731 | https://www.homedepot.com/p/GreenFiber-All-Borate-Cellulose-Blown-In-Insulation-30-lbs-36-Bags-INS765LD/300584221 | 0.2502 | rate at $50.04/per labor hour, reference: https://www.homewyse.com/costs/cost_of_ceiling_insulation.html, assume 10 hrs for 2000 sq ft : http://www.blownininsulationcost.net/calculating-blown-in-insulation-cost/ | 0.45751 | sq ft |  | 0.45751
Nonequipment | Ceiling Insulation(R19 to R38) | Increased Ceiling Insulation (R-38) | Market Average Existing Ceiling Insulation | Commercial | Existing | Hospitals | FL Zone 2 | Square feet | 0% | 81.2975 | 81.2027 | 0.094818 | 0.0011663 | 20 | 3.9215e-05 | 2.3099e-05 | 0 | No equipment cost. | 0 | 0 | 0.20731 | https://www.homedepot.com/p/GreenFiber-All-Borate-Cellulose-Blown-In-Insulation-30-lbs-36-Bags-INS765LD/300584221 | 0.2502 | rate at $50.04/per labor hour, reference: https://www.homewyse.com/costs/cost_of_ceiling_insulation.html, assume 10 hrs for 2000 sq ft : http://www.blownininsulationcost.net/calculating-blown-in-insulation-cost/ | 0.45751 | sq ft |  | 0.45751
Nonequipment | Ceiling Insulation(R19 to R38) | Increased Ceiling Insulation (R-38) | Market Average Existing Ceiling Insulation | Commercial | Existing | Institutional | FL Zone 2 | Square feet | 0% | 56.2721 | 56.1773 | 0.094818 | 0.001685 | 20 | 1.8973e-06 | 4.277e-05 | 0 | No equipment cost. | 0 | 0 | 0.20731 | https://www.homedepot.com/p/GreenFiber-All-Borate-Cellulose-Blown-In-Insulation-30-lbs-36-Bags-INS765LD/300584221 | 0.2502 | rate at $50.04/per labor hour, reference: https://www.homewyse.com/costs/cost_of_ceiling_insulation.html, assume 10 hrs for 2000 sq ft : http://www.blownininsulationcost.net/calculating-blown-in-insulation-cost/ | 0.45751 | sq ft |  | 0.45751
Nonequipment | Ceiling Insulation(R19 to R38) | Increased Ceiling Insulation (R-38) | Market Average Existing Ceiling Insulation | Commercial | Existing | Lodging/Hospitality | FL Zone 2 | Square feet | 0% | 34.7257 | 34.6309 | 0.094818 | 0.0027305 | 20 | 3.9215e-05 | 2.3099e-05 | 0 | No equipment cost. | 0 | 0 | 0.20731 | https://www.homedepot.com/p/GreenFiber-All-Borate-Cellulose-Blown-In-Insulation-30-lbs-36-Bags-INS765LD/300584221 | 0.2502 | rate at $50.04/per labor hour, reference: https://www.homewyse.com/costs/cost_of_ceiling_insulation.html, assume 10 hrs for 2000 sq ft : http://www.blownininsulationcost.net/calculating-blown-in-insulation-cost/ | 0.45751 | sq ft |  | 0.45751
Nonequipment | Ceiling Insulation(R19 to R38) | Increased Ceiling Insulation (R-38) | Market Average Existing Ceiling Insulation | Commercial | Existing | Miscellaneous | FL Zone 2 | Square feet | 0% | 107.2344 | 107.1396 | 0.094818 | 0.00088421 | 20 | 1.8973e-06 | 4.277e-05 | 0 | No equipment cost. | 0 | 0 | 0.20731 | https://www.homedepot.com/p/GreenFiber-All-Borate-Cellulose-Blown-In-Insulation-30-lbs-36-Bags-INS765LD/300584221 | 0.2502 | rate at $50.04/per labor hour, reference: https://www.homewyse.com/costs/cost_of_ceiling_insulation.html, assume 10 hrs for 2000 sq ft : http://www.blownininsulationcost.net/calculating-blown-in-insulation-cost/ | 0.45751 | sq ft |  | 0.45751
Nonequipment | Ceiling Insulation(R19 to R38) | Increased Ceiling Insulation (R-38) | Market Average Existing Ceiling Insulation | Commercial | Existing | Offices | FL Zone 2 | Square feet | 22.8% | 58.1979 | 58.1031 | 0.094818 | 0.0016292 | 20 | 1.8973e-06 | 4.277e-05 | 0 | No equipment cost. | 0 | 0 | 0.20731 | https://www.homedepot.com/p/GreenFiber-All-Borate-Cellulose-Blown-In-Insulation-30-lbs-36-Bags-INS765LD/300584221 | 0.2502 | rate at $50.04/per labor hour, reference: https://www.homewyse.com/costs/cost_of_ceiling_insulation.html, assume 10 hrs for 2000 sq ft : http://www.blownininsulationcost.net/calculating-blown-in-insulation-cost/ | 0.45751 | sq ft |  | 0.45751
Nonequipment | Ceiling Insulation(R19 to R38) | Increased Ceiling Insulation (R-38) | Market Average Existing Ceiling Insulation | Commercial | Existing | Restaurants | FL Zone 2 | Square feet | 0% | 31.354 | 31.2592 | 0.094818 | 0.0030241 | 20 | 1.9349e-05 | 4.4252e-05 | 0 | No equipment cost. | 0 | 0 | 0.20731 | https://www.homedepot.com/p/GreenFiber-All-Borate-Cellulose-Blown-In-Insulation-30-lbs-36-Bags-INS765LD/300584221 | 0.2502 | rate at $50.04/per labor hour, reference: https://www.homewyse.com/costs/cost_of_ceiling_insulation.html, assume 10 hrs for 2000 sq ft : http://www.blownininsulationcost.net/calculating-blown-in-insulation-cost/ | 0.45751 | sq ft |  | 0.45751
Nonequipment | Ceiling Insulation(R19 to R38) | Increased Ceiling Insulation (R-38) | Market Average Existing Ceiling Insulation | Commercial | Existing | Retail | FL Zone 2 | Square feet | 0% | 5.9824 | 5.8875 | 0.094818 | 0.01585 | 20 | 1.9349e-05 | 4.4252e-05 | 0 | No equipment cost. | 0 | 0 | 0.20731 | https://www.homedepot.com/p/GreenFiber-All-Borate-Cellulose-Blown-In-Insulation-30-lbs-36-Bags-INS765LD/300584221 | 0.2502 | rate at $50.04/per labor hour, reference: https://www.homewyse.com/costs/cost_of_ceiling_insulation.html, assume 10 hrs for 2000 sq ft : http://www.blownininsulationcost.net/calculating-blown-in-insulation-cost/ | 0.45751 | sq ft |  | 0.45751
Nonequipment | Ceiling Insulation(R19 to R38) | Increased Ceiling Insulation (R-38) | Market Average Existing Ceiling Insulation | Commercial | Existing | Schools K-12 | FL Zone 2 | Square feet | 0% | 5.1058 | 5.0109 | 0.094818 | 0.018571 | 20 | 1.8973e-06 | 4.277e-05 | 0 | No equipment cost. | 0 | 0 | 0.20731 | https://www.homedepot.com/p/GreenFiber-All-Borate-Cellulose-Blown-In-Insulation-30-lbs-36-Bags-INS765LD/300584221 | 0.2502 | rate at $50.04/per labor hour, reference: https://www.homewyse.com/costs/cost_of_ceiling_insulation.html, assume 10 hrs for 2000 sq ft : http://www.blownininsulationcost.net/calculating-blown-in-insulation-cost/ | 0.45751 | sq ft |  | 0.45751
Nonequipment | Ceiling Insulation(R19 to R38) | Increased Ceiling Insulation (R-38) | Market Average Existing Ceiling Insulation | Commercial | Existing | Warehouse | FL Zone 2 | Square feet | 0% | 1.4026 | 1.3077 | 0.094818 | 0.067603 | 20 | 1.076e-05 | 1.9198e-05 | 0 | No equipment cost. | 0 | 0 | 0.20731 | https://www.homedepot.com/p/GreenFiber-All-Borate-Cellulose-Blown-In-Insulation-30-lbs-36-Bags-INS765LD/300584221 | 0.2502 | rate at $50.04/per labor hour, reference: https://www.homewyse.com/costs/cost_of_ceiling_insulation.html, assume 10 hrs for 2000 sq ft : http://www.blownininsulationcost.net/calculating-blown-in-insulation-cost/ | 0.45751 | sq ft |  | 0.45751
Nonequipment | Ceiling Insulation(R19 to R38) | Increased Ceiling Insulation (R-38) | Code-Compliant Ceiling Insulation | Commercial | New | Assembly | FL Zone 2 | Square feet | 0% | 3.7877 | 3.6935 | 0.094223 | 0.024876 | 20 | 1.8854e-06 | 4.2502e-05 | 0 | No equipment cost. | 0 | 0 | 0.20731 | https://www.homedepot.com/p/GreenFiber-All-Borate-Cellulose-Blown-In-Insulation-30-lbs-36-Bags-INS765LD/300584221 | 0.2502 | rate at $50.04/per labor hour, reference: https://www.homewyse.com/costs/cost_of_ceiling_insulation.html, assume 10 hrs for 2000 sq ft : http://www.blownininsulationcost.net/calculating-blown-in-insulation-cost/ | 0.45751 | sq ft |  | 0.45751
Nonequipment | Ceiling Insulation(R19 to R38) | Increased Ceiling Insulation (R-38) | Code-Compliant Ceiling Insulation | Commercial | New | College and University | FL Zone 2 | Square feet | 0% | 11.0507 | 10.9564 | 0.094223 | 0.0085265 | 20 | 3.8969e-05 | 2.2954e-05 | 0 | No equipment cost. | 0 | 0 | 0.20731 | https://www.homedepot.com/p/GreenFiber-All-Borate-Cellulose-Blown-In-Insulation-30-lbs-36-Bags-INS765LD/300584221 | 0.2502 | rate at $50.04/per labor hour, reference: https://www.homewyse.com/costs/cost_of_ceiling_insulation.html, assume 10 hrs for 2000 sq ft : http://www.blownininsulationcost.net/calculating-blown-in-insulation-cost/ | 0.45751 | sq ft |  | 0.45751
Nonequipment | Ceiling Insulation(R19 to R38) | Increased Ceiling Insulation (R-38) | Code-Compliant Ceiling Insulation | Commercial | New | Grocery | FL Zone 2 | Square feet | 0% | 31.0105 | 30.9163 | 0.094223 | 0.0030384 | 20 | 1.9228e-05 | 4.3974e-05 | 0 | No equipment cost. | 0 | 0 | 0.20731 | https://www.homedepot.com/p/GreenFiber-All-Borate-Cellulose-Blown-In-Insulation-30-lbs-36-Bags-INS765LD/300584221 | 0.2502 | rate at $50.04/per labor hour, reference: https://www.homewyse.com/costs/cost_of_ceiling_insulation.html, assume 10 hrs for 2000 sq ft : http://www.blownininsulationcost.net/calculating-blown-in-insulation-cost/ | 0.45751 | sq ft |  | 0.45751
Nonequipment | Ceiling Insulation(R19 to R38) | Increased Ceiling Insulation (R-38) | Code-Compliant Ceiling Insulation | Commercial | New | Healthcare | FL Zone 2 | Square feet | 0% | 15.0829 | 14.9887 | 0.094223 | 0.006247 | 20 | 1.8854e-06 | 4.2502e-05 | 0 | No equipment cost. | 0 | 0 | 0.20731 | https://www.homedepot.com/p/GreenFiber-All-Borate-Cellulose-Blown-In-Insulation-30-lbs-36-Bags-INS765LD/300584221 | 0.2502 | rate at $50.04/per labor hour, reference: https://www.homewyse.com/costs/cost_of_ceiling_insulation.html, assume 10 hrs for 2000 sq ft : http://www.blownininsulationcost.net/calculating-blown-in-insulation-cost/ | 0.45751 | sq ft |  | 0.45751
Nonequipment | Ceiling Insulation(R19 to R38) | Increased Ceiling Insulation (R-38) | Code-Compliant Ceiling Insulation | Commercial | New | Hospitals | FL Zone 2 | Square feet | 0% | 81.2975 | 81.2033 | 0.094223 | 0.001159 | 20 | 3.8969e-05 | 2.2954e-05 | 0 | No equipment cost. | 0 | 0 | 0.20731 | https://www.homedepot.com/p/GreenFiber-All-Borate-Cellulose-Blown-In-Insulation-30-lbs-36-Bags-INS765LD/300584221 | 0.2502 | rate at $50.04/per labor hour, reference: https://www.homewyse.com/costs/cost_of_ceiling_insulation.html, assume 10 hrs for 2000 sq ft : http://www.blownininsulationcost.net/calculating-blown-in-insulation-cost/ | 0.45751 | sq ft |  | 0.45751
Nonequipment | Ceiling Insulation(R19 to R38) | Increased Ceiling Insulation (R-38) | Code-Compliant Ceiling Insulation | Commercial | New | Institutional | FL Zone 2 | Square feet | 0% | 56.2721 | 56.1779 | 0.094223 | 0.0016744 | 20 | 1.8854e-06 | 4.2502e-05 | 0 | No equipment cost. | 0 | 0 | 0.20731 | https://www.homedepot.com/p/GreenFiber-All-Borate-Cellulose-Blown-In-Insulation-30-lbs-36-Bags-INS765LD/300584221 | 0.2502 | rate at $50.04/per labor hour, reference: https://www.homewyse.com/costs/cost_of_ceiling_insulation.html, assume 10 hrs for 2000 sq ft : http://www.blownininsulationcost.net/calculating-blown-in-insulation-cost/ | 0.45751 | sq ft |  | 0.45751
Nonequipment | Ceiling Insulation(R19 to R38) | Increased Ceiling Insulation (R-38) | Code-Compliant Ceiling Insulation | Commercial | New | Lodging/Hospitality | FL Zone 2 | Square feet | 0% | 34.7257 | 34.6315 | 0.094223 | 0.0027133 | 20 | 3.8969e-05 | 2.2954e-05 | 0 | No equipment cost. | 0 | 0 | 0.20731 | https://www.homedepot.com/p/GreenFiber-All-Borate-Cellulose-Blown-In-Insulation-30-lbs-36-Bags-INS765LD/300584221 | 0.2502 | rate at $50.04/per labor hour, reference: https://www.homewyse.com/costs/cost_of_ceiling_insulation.html, assume 10 hrs for 2000 sq ft : http://www.blownininsulationcost.net/calculating-blown-in-insulation-cost/ | 0.45751 | sq ft |  | 0.45751
Nonequipment | Ceiling Insulation(R19 to R38) | Increased Ceiling Insulation (R-38) | Code-Compliant Ceiling Insulation | Commercial | New | Miscellaneous | FL Zone 2 | Square feet | 0% | 107.2344 | 107.1402 | 0.094223 | 0.00087866 | 20 | 1.8854e-06 | 4.2502e-05 | 0 | No equipment cost. | 0 | 0 | 0.20731 | https://www.homedepot.com/p/GreenFiber-All-Borate-Cellulose-Blown-In-Insulation-30-lbs-36-Bags-INS765LD/300584221 | 0.2502 | rate at $50.04/per labor hour, reference: https://www.homewyse.com/costs/cost_of_ceiling_insulation.html, assume 10 hrs for 2000 sq ft : http://www.blownininsulationcost.net/calculating-blown-in-insulation-cost/ | 0.45751 | sq ft |  | 0.45751
Nonequipment | Ceiling Insulation(R19 to R38) | Increased Ceiling Insulation (R-38) | Code-Compliant Ceiling Insulation | Commercial | New | Offices | FL Zone 2 | Square feet | 0% | 58.1979 | 58.1037 | 0.094223 | 0.001619 | 20 | 1.8854e-06 | 4.2502e-05 | 0 | No equipment cost. | 0 | 0 | 0.20731 | https://www.homedepot.com/p/GreenFiber-All-Borate-Cellulose-Blown-In-Insulation-30-lbs-36-Bags-INS765LD/300584221 | 0.2502 | rate at $50.04/per labor hour, reference: https://www.homewyse.com/costs/cost_of_ceiling_insulation.html, assume 10 hrs for 2000 sq ft : http://www.blownininsulationcost.net/calculating-blown-in-insulation-cost/ | 0.45751 | sq ft |  | 0.45751
Nonequipment | Ceiling Insulation(R19 to R38) | Increased Ceiling Insulation (R-38) | Code-Compliant Ceiling Insulation | Commercial | New | Restaurants | FL Zone 2 | Square feet | 0% | 31.354 | 31.2597 | 0.094223 | 0.0030051 | 20 | 1.9228e-05 | 4.3974e-05 | 0 | No equipment cost. | 0 | 0 | 0.20731 | https://www.homedepot.com/p/GreenFiber-All-Borate-Cellulose-Blown-In-Insulation-30-lbs-36-Bags-INS765LD/300584221 | 0.2502 | rate at $50.04/per labor hour, reference: https://www.homewyse.com/costs/cost_of_ceiling_insulation.html, assume 10 hrs for 2000 sq ft : http://www.blownininsulationcost.net/calculating-blown-in-insulation-cost/ | 0.45751 | sq ft |  | 0.45751
Nonequipment | Ceiling Insulation(R19 to R38) | Increased Ceiling Insulation (R-38) | Code-Compliant Ceiling Insulation | Commercial | New | Retail | FL Zone 2 | Square feet | 0% | 5.9824 | 5.8881 | 0.094223 | 0.01575 | 20 | 1.9228e-05 | 4.3974e-05 | 0 | No equipment cost. | 0 | 0 | 0.20731 | https://www.homedepot.com/p/GreenFiber-All-Borate-Cellulose-Blown-In-Insulation-30-lbs-36-Bags-INS765LD/300584221 | 0.2502 | rate at $50.04/per labor hour, reference: https://www.homewyse.com/costs/cost_of_ceiling_insulation.html, assume 10 hrs for 2000 sq ft : http://www.blownininsulationcost.net/calculating-blown-in-insulation-cost/ | 0.45751 | sq ft |  | 0.45751
Nonequipment | Ceiling Insulation(R19 to R38) | Increased Ceiling Insulation (R-38) | Code-Compliant Ceiling Insulation | Commercial | New | Schools K-12 | FL Zone 2 | Square feet | 0% | 5.1058 | 5.0115 | 0.094223 | 0.018454 | 20 | 1.8854e-06 | 4.2502e-05 | 0 | No equipment cost. | 0 | 0 | 0.20731 | https://www.homedepot.com/p/GreenFiber-All-Borate-Cellulose-Blown-In-Insulation-30-lbs-36-Bags-INS765LD/300584221 | 0.2502 | rate at $50.04/per labor hour, reference: https://www.homewyse.com/costs/cost_of_ceiling_insulation.html, assume 10 hrs for 2000 sq ft : http://www.blownininsulationcost.net/calculating-blown-in-insulation-cost/ | 0.45751 | sq ft |  | 0.45751
Nonequipment | Ceiling Insulation(R19 to R38) | Increased Ceiling Insulation (R-38) | Code-Compliant Ceiling Insulation | Commercial | New | Warehouse | FL Zone 2 | Square feet | 0% | 1.4026 | 1.3083 | 0.094223 | 0.067179 | 20 | 1.0692e-05 | 1.9077e-05 | 0 | No equipment cost. | 0 | 0 | 0.20731 | https://www.homedepot.com/p/GreenFiber-All-Borate-Cellulose-Blown-In-Insulation-30-lbs-36-Bags-INS765LD/300584221 | 0.2502 | rate at $50.04/per labor hour, reference: https://www.homewyse.com/costs/cost_of_ceiling_insulation.html, assume 10 hrs for 2000 sq ft : http://www.blownininsulationcost.net/calculating-blown-in-insulation-cost/ | 0.45751 | sq ft |  | 0.45751
Nonequipment | Ceiling Insulation(R2 to R38) | Increased Ceiling Insulation (R-38) | Market Average Existing Ceiling Insulation | Commercial | Existing | Assembly | FL Zone 2 | Square feet | 0% | 3.7877 | 2.081 | 1.7067 | 0.4506 | 20 | 3.4152e-05 | 0.00076986 | 0 | No equipment cost | 0 | 0 | 0.39279 | https://www.homedepot.com/p/GreenFiber-All-Borate-Cellulose-Blown-In-Insulation-30-lbs-36-Bags-INS765LD/300584221 | 0.2502 | rate at $50.04/per labor hour, reference: https://www.homewyse.com/costs/cost_of_ceiling_insulation.html, assume 10 hrs for 2000 sq ft : http://www.blownininsulationcost.net/calculating-blown-in-insulation-cost/ | 0.64299 | sq ft |  | 0.64299
Nonequipment | Ceiling Insulation(R2 to R38) | Increased Ceiling Insulation (R-38) | Market Average Existing Ceiling Insulation | Commercial | Existing | College and University | FL Zone 2 | Square feet | 0% | 11.0507 | 9.3439 | 1.7067 | 0.15444 | 20 | 0.00070587 | 0.00041578 | 0 | No equipment cost | 0 | 0 | 0.39279 | https://www.homedepot.com/p/GreenFiber-All-Borate-Cellulose-Blown-In-Insulation-30-lbs-36-Bags-INS765LD/300584221 | 0.2502 | rate at $50.04/per labor hour, reference: https://www.homewyse.com/costs/cost_of_ceiling_insulation.html, assume 10 hrs for 2000 sq ft : http://www.blownininsulationcost.net/calculating-blown-in-insulation-cost/ | 0.64299 | sq ft |  | 0.64299
Nonequipment | Ceiling Insulation(R2 to R38) | Increased Ceiling Insulation (R-38) | Market Average Existing Ceiling Insulation | Commercial | Existing | Grocery | FL Zone 2 | Square feet | 0% | 31.0105 | 29.3038 | 1.7067 | 0.055037 | 20 | 0.00034829 | 0.00079653 | 0 | No equipment cost | 0 | 0 | 0.39279 | https://www.homedepot.com/p/GreenFiber-All-Borate-Cellulose-Blown-In-Insulation-30-lbs-36-Bags-INS765LD/300584221 | 0.2502 | rate at $50.04/per labor hour, reference: https://www.homewyse.com/costs/cost_of_ceiling_insulation.html, assume 10 hrs for 2000 sq ft : http://www.blownininsulationcost.net/calculating-blown-in-insulation-cost/ | 0.64299 | sq ft |  | 0.64299
Nonequipment | Ceiling Insulation(R2 to R38) | Increased Ceiling Insulation (R-38) | Market Average Existing Ceiling Insulation | Commercial | Existing | Healthcare | FL Zone 2 | Square feet | 45.6% | 15.0829 | 13.3762 | 1.7067 | 0.11316 | 20 | 3.4152e-05 | 0.00076986 | 0 | No equipment cost | 0 | 0 | 0.39279 | https://www.homedepot.com/p/GreenFiber-All-Borate-Cellulose-Blown-In-Insulation-30-lbs-36-Bags-INS765LD/300584221 | 0.2502 | rate at $50.04/per labor hour, reference: https://www.homewyse.com/costs/cost_of_ceiling_insulation.html, assume 10 hrs for 2000 sq ft : http://www.blownininsulationcost.net/calculating-blown-in-insulation-cost/ | 0.64299 | sq ft |  | 0.64299
Nonequipment | Ceiling Insulation(R2 to R38) | Increased Ceiling Insulation (R-38) | Market Average Existing Ceiling Insulation | Commercial | Existing | Hospitals | FL Zone 2 | Square feet | 0% | 81.2975 | 79.5908 | 1.7067 | 0.020993 | 20 | 0.00070587 | 0.00041578 | 0 | No equipment cost | 0 | 0 | 0.39279 | https://www.homedepot.com/p/GreenFiber-All-Borate-Cellulose-Blown-In-Insulation-30-lbs-36-Bags-INS765LD/300584221 | 0.2502 | rate at $50.04/per labor hour, reference: https://www.homewyse.com/costs/cost_of_ceiling_insulation.html, assume 10 hrs for 2000 sq ft : http://www.blownininsulationcost.net/calculating-blown-in-insulation-cost/ | 0.64299 | sq ft |  | 0.64299
Nonequipment | Ceiling Insulation(R2 to R38) | Increased Ceiling Insulation (R-38) | Market Average Existing Ceiling Insulation | Commercial | Existing | Institutional | FL Zone 2 | Square feet | 0% | 56.2721 | 54.5654 | 1.7067 | 0.03033 | 20 | 3.4152e-05 | 0.00076986 | 0 | No equipment cost | 0 | 0 | 0.39279 | https://www.homedepot.com/p/GreenFiber-All-Borate-Cellulose-Blown-In-Insulation-30-lbs-36-Bags-INS765LD/300584221 | 0.2502 | rate at $50.04/per labor hour, reference: https://www.homewyse.com/costs/cost_of_ceiling_insulation.html, assume 10 hrs for 2000 sq ft : http://www.blownininsulationcost.net/calculating-blown-in-insulation-cost/ | 0.64299 | sq ft |  | 0.64299
Nonequipment | Ceiling Insulation(R2 to R38) | Increased Ceiling Insulation (R-38) | Market Average Existing Ceiling Insulation | Commercial | Existing | Lodging/Hospitality | FL Zone 2 | Square feet | 0% | 34.7257 | 33.019 | 1.7067 | 0.049148 | 20 | 0.00070587 | 0.00041578 | 0 | No equipment cost | 0 | 0 | 0.39279 | https://www.homedepot.com/p/GreenFiber-All-Borate-Cellulose-Blown-In-Insulation-30-lbs-36-Bags-INS765LD/300584221 | 0.2502 | rate at $50.04/per labor hour, reference: https://www.homewyse.com/costs/cost_of_ceiling_insulation.html, assume 10 hrs for 2000 sq ft : http://www.blownininsulationcost.net/calculating-blown-in-insulation-cost/ | 0.64299 | sq ft |  | 0.64299
Nonequipment | Ceiling Insulation(R2 to R38) | Increased Ceiling Insulation (R-38) | Market Average Existing Ceiling Insulation | Commercial | Existing | Miscellaneous | FL Zone 2 | Square feet | 0% | 107.2344 | 105.5277 | 1.7067 | 0.015916 | 20 | 3.4152e-05 | 0.00076986 | 0 | No equipment cost | 0 | 0 | 0.39279 | https://www.homedepot.com/p/GreenFiber-All-Borate-Cellulose-Blown-In-Insulation-30-lbs-36-Bags-INS765LD/300584221 | 0.2502 | rate at $50.04/per labor hour, reference: https://www.homewyse.com/costs/cost_of_ceiling_insulation.html, assume 10 hrs for 2000 sq ft : http://www.blownininsulationcost.net/calculating-blown-in-insulation-cost/ | 0.64299 | sq ft |  | 0.64299
Nonequipment | Ceiling Insulation(R2 to R38) | Increased Ceiling Insulation (R-38) | Market Average Existing Ceiling Insulation | Commercial | Existing | Offices | FL Zone 2 | Square feet | 45.6% | 58.1979 | 56.4912 | 1.7067 | 0.029326 | 20 | 3.4152e-05 | 0.00076986 | 0 | No equipment cost | 0 | 0 | 0.39279 | https://www.homedepot.com/p/GreenFiber-All-Borate-Cellulose-Blown-In-Insulation-30-lbs-36-Bags-INS765LD/300584221 | 0.2502 | rate at $50.04/per labor hour, reference: https://www.homewyse.com/costs/cost_of_ceiling_insulation.html, assume 10 hrs for 2000 sq ft : http://www.blownininsulationcost.net/calculating-blown-in-insulation-cost/ | 0.64299 | sq ft |  | 0.64299
Nonequipment | Ceiling Insulation(R2 to R38) | Increased Ceiling Insulation (R-38) | Market Average Existing Ceiling Insulation | Commercial | Existing | Restaurants | FL Zone 2 | Square feet | 0% | 31.354 | 29.6473 | 1.7067 | 0.054434 | 20 | 0.00034829 | 0.00079653 | 0 | No equipment cost | 0 | 0 | 0.39279 | https://www.homedepot.com/p/GreenFiber-All-Borate-Cellulose-Blown-In-Insulation-30-lbs-36-Bags-INS765LD/300584221 | 0.2502 | rate at $50.04/per labor hour, reference: https://www.homewyse.com/costs/cost_of_ceiling_insulation.html, assume 10 hrs for 2000 sq ft : http://www.blownininsulationcost.net/calculating-blown-in-insulation-cost/ | 0.64299 | sq ft |  | 0.64299
Nonequipment | Ceiling Insulation(R2 to R38) | Increased Ceiling Insulation (R-38) | Market Average Existing Ceiling Insulation | Commercial | Existing | Retail | FL Zone 2 | Square feet | 0% | 5.9824 | 4.2756 | 1.7067 | 0.28529 | 20 | 0.00034829 | 0.00079653 | 0 | No equipment cost | 0 | 0 | 0.39279 | https://www.homedepot.com/p/GreenFiber-All-Borate-Cellulose-Blown-In-Insulation-30-lbs-36-Bags-INS765LD/300584221 | 0.2502 | rate at $50.04/per labor hour, reference: https://www.homewyse.com/costs/cost_of_ceiling_insulation.html, assume 10 hrs for 2000 sq ft : http://www.blownininsulationcost.net/calculating-blown-in-insulation-cost/ | 0.64299 | sq ft |  | 0.64299
Nonequipment | Ceiling Insulation(R2 to R38) | Increased Ceiling Insulation (R-38) | Market Average Existing Ceiling Insulation | Commercial | Existing | Schools K-12 | FL Zone 2 | Square feet | 0% | 5.1058 | 3.399 | 1.7067 | 0.33427 | 20 | 3.4152e-05 | 0.00076986 | 0 | No equipment cost | 0 | 0 | 0.39279 | https://www.homedepot.com/p/GreenFiber-All-Borate-Cellulose-Blown-In-Insulation-30-lbs-36-Bags-INS765LD/300584221 | 0.2502 | rate at $50.04/per labor hour, reference: https://www.homewyse.com/costs/cost_of_ceiling_insulation.html, assume 10 hrs for 2000 sq ft : http://www.blownininsulationcost.net/calculating-blown-in-insulation-cost/ | 0.64299 | sq ft |  | 0.64299
Nonequipment | Ceiling Insulation(R2 to R38) | Increased Ceiling Insulation (R-38) | Market Average Existing Ceiling Insulation | Commercial | Existing | Warehouse | FL Zone 2 | Square feet | 0% | 1.4026 | 0.16749 | 1.2351 | 0.88058 | 20 | 0.00014015 | 0.00025006 | 0 | No equipment cost | 0 | 0 | 0.39279 | https://www.homedepot.com/p/GreenFiber-All-Borate-Cellulose-Blown-In-Insulation-30-lbs-36-Bags-INS765LD/300584221 | 0.2502 | rate at $50.04/per labor hour, reference: https://www.homewyse.com/costs/cost_of_ceiling_insulation.html, assume 10 hrs for 2000 sq ft : http://www.blownininsulationcost.net/calculating-blown-in-insulation-cost/ | 0.64299 | sq ft |  | 0.64299
Nonequipment | Ceiling Insulation(R2 to R38) | Increased Ceiling Insulation (R-38) | Code-Compliant Ceiling Insulation | Commercial | New | Assembly | FL Zone 2 | Square feet | 0% | 3.7877 | 2.0917 | 1.696 | 0.44777 | 20 | 3.3938e-05 | 0.00076504 | 0 | No equipment cost | 0 | 0 | 0.39279 | https://www.homedepot.com/p/GreenFiber-All-Borate-Cellulose-Blown-In-Insulation-30-lbs-36-Bags-INS765LD/300584221 | 0.2502 | rate at $50.04/per labor hour, reference: https://www.homewyse.com/costs/cost_of_ceiling_insulation.html, assume 10 hrs for 2000 sq ft : http://www.blownininsulationcost.net/calculating-blown-in-insulation-cost/ | 0.64299 | sq ft |  | 0.64299
Nonequipment | Ceiling Insulation(R2 to R38) | Increased Ceiling Insulation (R-38) | Code-Compliant Ceiling Insulation | Commercial | New | College and University | FL Zone 2 | Square feet | 0% | 11.0507 | 9.3546 | 1.696 | 0.15348 | 20 | 0.00070144 | 0.00041317 | 0 | No equipment cost | 0 | 0 | 0.39279 | https://www.homedepot.com/p/GreenFiber-All-Borate-Cellulose-Blown-In-Insulation-30-lbs-36-Bags-INS765LD/300584221 | 0.2502 | rate at $50.04/per labor hour, reference: https://www.homewyse.com/costs/cost_of_ceiling_insulation.html, assume 10 hrs for 2000 sq ft : http://www.blownininsulationcost.net/calculating-blown-in-insulation-cost/ | 0.64299 | sq ft |  | 0.64299
Nonequipment | Ceiling Insulation(R2 to R38) | Increased Ceiling Insulation (R-38) | Code-Compliant Ceiling Insulation | Commercial | New | Grocery | FL Zone 2 | Square feet | 0% | 31.0105 | 29.3145 | 1.696 | 0.054692 | 20 | 0.00034611 | 0.00079153 | 0 | No equipment cost | 0 | 0 | 0.39279 | https://www.homedepot.com/p/GreenFiber-All-Borate-Cellulose-Blown-In-Insulation-30-lbs-36-Bags-INS765LD/300584221 | 0.2502 | rate at $50.04/per labor hour, reference: https://www.homewyse.com/costs/cost_of_ceiling_insulation.html, assume 10 hrs for 2000 sq ft : http://www.blownininsulationcost.net/calculating-blown-in-insulation-cost/ | 0.64299 | sq ft |  | 0.64299
Nonequipment | Ceiling Insulation(R2 to R38) | Increased Ceiling Insulation (R-38) | Code-Compliant Ceiling Insulation | Commercial | New | Healthcare | FL Zone 2 | Square feet | 0% | 15.0829 | 13.3869 | 1.696 | 0.11245 | 20 | 3.3938e-05 | 0.00076504 | 0 | No equipment cost | 0 | 0 | 0.39279 | https://www.homedepot.com/p/GreenFiber-All-Borate-Cellulose-Blown-In-Insulation-30-lbs-36-Bags-INS765LD/300584221 | 0.2502 | rate at $50.04/per labor hour, reference: https://www.homewyse.com/costs/cost_of_ceiling_insulation.html, assume 10 hrs for 2000 sq ft : http://www.blownininsulationcost.net/calculating-blown-in-insulation-cost/ | 0.64299 | sq ft |  | 0.64299
Nonequipment | Ceiling Insulation(R2 to R38) | Increased Ceiling Insulation (R-38) | Code-Compliant Ceiling Insulation | Commercial | New | Hospitals | FL Zone 2 | Square feet | 0% | 81.2975 | 79.6015 | 1.696 | 0.020862 | 20 | 0.00070144 | 0.00041317 | 0 | No equipment cost | 0 | 0 | 0.39279 | https://www.homedepot.com/p/GreenFiber-All-Borate-Cellulose-Blown-In-Insulation-30-lbs-36-Bags-INS765LD/300584221 | 0.2502 | rate at $50.04/per labor hour, reference: https://www.homewyse.com/costs/cost_of_ceiling_insulation.html, assume 10 hrs for 2000 sq ft : http://www.blownininsulationcost.net/calculating-blown-in-insulation-cost/ | 0.64299 | sq ft |  | 0.64299
Nonequipment | Ceiling Insulation(R2 to R38) | Increased Ceiling Insulation (R-38) | Code-Compliant Ceiling Insulation | Commercial | New | Institutional | FL Zone 2 | Square feet | 0% | 56.2721 | 54.5761 | 1.696 | 0.030139 | 20 | 3.3938e-05 | 0.00076504 | 0 | No equipment cost | 0 | 0 | 0.39279 | https://www.homedepot.com/p/GreenFiber-All-Borate-Cellulose-Blown-In-Insulation-30-lbs-36-Bags-INS765LD/300584221 | 0.2502 | rate at $50.04/per labor hour, reference: https://www.homewyse.com/costs/cost_of_ceiling_insulation.html, assume 10 hrs for 2000 sq ft : http://www.blownininsulationcost.net/calculating-blown-in-insulation-cost/ | 0.64299 | sq ft |  | 0.64299
Nonequipment | Ceiling Insulation(R2 to R38) | Increased Ceiling Insulation (R-38) | Code-Compliant Ceiling Insulation | Commercial | New | Lodging/Hospitality | FL Zone 2 | Square feet | 0% | 34.7257 | 33.0297 | 1.696 | 0.04884 | 20 | 0.00070144 | 0.00041317 | 0 | No equipment cost | 0 | 0 | 0.39279 | https://www.homedepot.com/p/GreenFiber-All-Borate-Cellulose-Blown-In-Insulation-30-lbs-36-Bags-INS765LD/300584221 | 0.2502 | rate at $50.04/per labor hour, reference: https://www.homewyse.com/costs/cost_of_ceiling_insulation.html, assume 10 hrs for 2000 sq ft : http://www.blownininsulationcost.net/calculating-blown-in-insulation-cost/ | 0.64299 | sq ft |  | 0.64299
Nonequipment | Ceiling Insulation(R2 to R38) | Increased Ceiling Insulation (R-38) | Code-Compliant Ceiling Insulation | Commercial | New | Miscellaneous | FL Zone 2 | Square feet | 0% | 107.2344 | 105.5384 | 1.696 | 0.015816 | 20 | 3.3938e-05 | 0.00076504 | 0 | No equipment cost | 0 | 0 | 0.39279 | https://www.homedepot.com/p/GreenFiber-All-Borate-Cellulose-Blown-In-Insulation-30-lbs-36-Bags-INS765LD/300584221 | 0.2502 | rate at $50.04/per labor hour, reference: https://www.homewyse.com/costs/cost_of_ceiling_insulation.html, assume 10 hrs for 2000 sq ft : http://www.blownininsulationcost.net/calculating-blown-in-insulation-cost/ | 0.64299 | sq ft |  | 0.64299
Nonequipment | Ceiling Insulation(R2 to R38) | Increased Ceiling Insulation (R-38) | Code-Compliant Ceiling Insulation | Commercial | New | Offices | FL Zone 2 | Square feet | 0% | 58.1979 | 56.5019 | 1.696 | 0.029142 | 20 | 3.3938e-05 | 0.00076504 | 0 | No equipment cost | 0 | 0 | 0.39279 | https://www.homedepot.com/p/GreenFiber-All-Borate-Cellulose-Blown-In-Insulation-30-lbs-36-Bags-INS765LD/300584221 | 0.2502 | rate at $50.04/per labor hour, reference: https://www.homewyse.com/costs/cost_of_ceiling_insulation.html, assume 10 hrs for 2000 sq ft : http://www.blownininsulationcost.net/calculating-blown-in-insulation-cost/ | 0.64299 | sq ft |  | 0.64299
Nonequipment | Ceiling Insulation(R2 to R38) | Increased Ceiling Insulation (R-38) | Code-Compliant Ceiling Insulation | Commercial | New | Restaurants | FL Zone 2 | Square feet | 0% | 31.354 | 29.658 | 1.696 | 0.054092 | 20 | 0.00034611 | 0.00079153 | 0 | No equipment cost | 0 | 0 | 0.39279 | https://www.homedepot.com/p/GreenFiber-All-Borate-Cellulose-Blown-In-Insulation-30-lbs-36-Bags-INS765LD/300584221 | 0.2502 | rate at $50.04/per labor hour, reference: https://www.homewyse.com/costs/cost_of_ceiling_insulation.html, assume 10 hrs for 2000 sq ft : http://www.blownininsulationcost.net/calculating-blown-in-insulation-cost/ | 0.64299 | sq ft |  | 0.64299
Nonequipment | Ceiling Insulation(R2 to R38) | Increased Ceiling Insulation (R-38) | Code-Compliant Ceiling Insulation | Commercial | New | Retail | FL Zone 2 | Square feet | 0% | 5.9824 | 4.2863 | 1.696 | 0.2835 | 20 | 0.00034611 | 0.00079153 | 0 | No equipment cost | 0 | 0 | 0.39279 | https://www.homedepot.com/p/GreenFiber-All-Borate-Cellulose-Blown-In-Insulation-30-lbs-36-Bags-INS765LD/300584221 | 0.2502 | rate at $50.04/per labor hour, reference: https://www.homewyse.com/costs/cost_of_ceiling_insulation.html, assume 10 hrs for 2000 sq ft : http://www.blownininsulationcost.net/calculating-blown-in-insulation-cost/ | 0.64299 | sq ft |  | 0.64299
Nonequipment | Ceiling Insulation(R2 to R38) | Increased Ceiling Insulation (R-38) | Code-Compliant Ceiling Insulation | Commercial | New | Schools K-12 | FL Zone 2 | Square feet | 0% | 5.1058 | 3.4097 | 1.696 | 0.33218 | 20 | 3.3938e-05 | 0.00076504 | 0 | No equipment cost | 0 | 0 | 0.39279 | https://www.homedepot.com/p/GreenFiber-All-Borate-Cellulose-Blown-In-Insulation-30-lbs-36-Bags-INS765LD/300584221 | 0.2502 | rate at $50.04/per labor hour, reference: https://www.homewyse.com/costs/cost_of_ceiling_insulation.html, assume 10 hrs for 2000 sq ft : http://www.blownininsulationcost.net/calculating-blown-in-insulation-cost/ | 0.64299 | sq ft |  | 0.64299
Nonequipment | Ceiling Insulation(R2 to R38) | Increased Ceiling Insulation (R-38) | Code-Compliant Ceiling Insulation | Commercial | New | Warehouse | FL Zone 2 | Square feet | 0% | 1.4026 | 0.1782 | 1.2244 | 0.87295 | 20 | 0.00013894 | 0.0002479 | 0 | No equipment cost | 0 | 0 | 0.39279 | https://www.homedepot.com/p/GreenFiber-All-Borate-Cellulose-Blown-In-Insulation-30-lbs-36-Bags-INS765LD/300584221 | 0.2502 | rate at $50.04/per labor hour, reference: https://www.homewyse.com/costs/cost_of_ceiling_insulation.html, assume 10 hrs for 2000 sq ft : http://www.blownininsulationcost.net/calculating-blown-in-insulation-cost/ | 0.64299 | sq ft |  | 0.64299
Nonequipment | Ceiling Insulation(R30 to R38) | Increased Ceiling Insulation (R-38) | Market Average Existing Ceiling Insulation | Commercial | Existing | Assembly | FL Zone 2 | Square feet | 0% | 3.7877 | 3.7624 | 0.025285 | 0.0066755 | 20 | 5.0596e-07 | 1.1405e-05 | 0 | No equipment cost. | 0 | 0 | 0.098197 | https://www.homedepot.com/p/GreenFiber-All-Borate-Cellulose-Blown-In-Insulation-30-lbs-36-Bags-INS765LD/300584221 | 0.2502 | rate at $50.04/per labor hour, reference: https://www.homewyse.com/costs/cost_of_ceiling_insulation.html, assume 10 hrs for 2000 sq ft : http://www.blownininsulationcost.net/calculating-blown-in-insulation-cost/ | 0.3484 | sq ft |  | 0.3484
Nonequipment | Ceiling Insulation(R30 to R38) | Increased Ceiling Insulation (R-38) | Market Average Existing Ceiling Insulation | Commercial | Existing | College and University | FL Zone 2 | Square feet | 0% | 11.0507 | 11.0254 | 0.025285 | 0.0022881 | 20 | 1.0457e-05 | 6.1597e-06 | 0 | No equipment cost. | 0 | 0 | 0.098197 | https://www.homedepot.com/p/GreenFiber-All-Borate-Cellulose-Blown-In-Insulation-30-lbs-36-Bags-INS765LD/300584221 | 0.2502 | rate at $50.04/per labor hour, reference: https://www.homewyse.com/costs/cost_of_ceiling_insulation.html, assume 10 hrs for 2000 sq ft : http://www.blownininsulationcost.net/calculating-blown-in-insulation-cost/ | 0.3484 | sq ft |  | 0.3484
Nonequipment | Ceiling Insulation(R30 to R38) | Increased Ceiling Insulation (R-38) | Market Average Existing Ceiling Insulation | Commercial | Existing | Grocery | FL Zone 2 | Square feet | 0% | 31.0105 | 30.9852 | 0.025285 | 0.00081536 | 20 | 5.1599e-06 | 1.18e-05 | 0 | No equipment cost. | 0 | 0 | 0.098197 | https://www.homedepot.com/p/GreenFiber-All-Borate-Cellulose-Blown-In-Insulation-30-lbs-36-Bags-INS765LD/300584221 | 0.2502 | rate at $50.04/per labor hour, reference: https://www.homewyse.com/costs/cost_of_ceiling_insulation.html, assume 10 hrs for 2000 sq ft : http://www.blownininsulationcost.net/calculating-blown-in-insulation-cost/ | 0.3484 | sq ft |  | 0.3484
Nonequipment | Ceiling Insulation(R30 to R38) | Increased Ceiling Insulation (R-38) | Market Average Existing Ceiling Insulation | Commercial | Existing | Healthcare | FL Zone 2 | Square feet | 11.4% | 15.0829 | 15.0577 | 0.025285 | 0.0016764 | 20 | 5.0596e-07 | 1.1405e-05 | 0 | No equipment cost. | 0 | 0 | 0.098197 | https://www.homedepot.com/p/GreenFiber-All-Borate-Cellulose-Blown-In-Insulation-30-lbs-36-Bags-INS765LD/300584221 | 0.2502 | rate at $50.04/per labor hour, reference: https://www.homewyse.com/costs/cost_of_ceiling_insulation.html, assume 10 hrs for 2000 sq ft : http://www.blownininsulationcost.net/calculating-blown-in-insulation-cost/ | 0.3484 | sq ft |  | 0.3484
Nonequipment | Ceiling Insulation(R30 to R38) | Increased Ceiling Insulation (R-38) | Market Average Existing Ceiling Insulation | Commercial | Existing | Hospitals | FL Zone 2 | Square feet | 0% | 81.2975 | 81.2722 | 0.025285 | 0.00031101 | 20 | 1.0457e-05 | 6.1597e-06 | 0 | No equipment cost. | 0 | 0 | 0.098197 | https://www.homedepot.com/p/GreenFiber-All-Borate-Cellulose-Blown-In-Insulation-30-lbs-36-Bags-INS765LD/300584221 | 0.2502 | rate at $50.04/per labor hour, reference: https://www.homewyse.com/costs/cost_of_ceiling_insulation.html, assume 10 hrs for 2000 sq ft : http://www.blownininsulationcost.net/calculating-blown-in-insulation-cost/ | 0.3484 | sq ft |  | 0.3484
Nonequipment | Ceiling Insulation(R30 to R38) | Increased Ceiling Insulation (R-38) | Market Average Existing Ceiling Insulation | Commercial | Existing | Institutional | FL Zone 2 | Square feet | 0% | 56.2721 | 56.2468 | 0.025285 | 0.00044933 | 20 | 5.0596e-07 | 1.1405e-05 | 0 | No equipment cost. | 0 | 0 | 0.098197 | https://www.homedepot.com/p/GreenFiber-All-Borate-Cellulose-Blown-In-Insulation-30-lbs-36-Bags-INS765LD/300584221 | 0.2502 | rate at $50.04/per labor hour, reference: https://www.homewyse.com/costs/cost_of_ceiling_insulation.html, assume 10 hrs for 2000 sq ft : http://www.blownininsulationcost.net/calculating-blown-in-insulation-cost/ | 0.3484 | sq ft |  | 0.3484
Nonequipment | Ceiling Insulation(R30 to R38) | Increased Ceiling Insulation (R-38) | Market Average Existing Ceiling Insulation | Commercial | Existing | Lodging/Hospitality | FL Zone 2 | Square feet | 0% | 34.7257 | 34.7004 | 0.025285 | 0.00072813 | 20 | 1.0457e-05 | 6.1597e-06 | 0 | No equipment cost. | 0 | 0 | 0.098197 | https://www.homedepot.com/p/GreenFiber-All-Borate-Cellulose-Blown-In-Insulation-30-lbs-36-Bags-INS765LD/300584221 | 0.2502 | rate at $50.04/per labor hour, reference: https://www.homewyse.com/costs/cost_of_ceiling_insulation.html, assume 10 hrs for 2000 sq ft : http://www.blownininsulationcost.net/calculating-blown-in-insulation-cost/ | 0.3484 | sq ft |  | 0.3484
Nonequipment | Ceiling Insulation(R30 to R38) | Increased Ceiling Insulation (R-38) | Market Average Existing Ceiling Insulation | Commercial | Existing | Miscellaneous | FL Zone 2 | Square feet | 0% | 107.2344 | 107.2091 | 0.025285 | 0.00023579 | 20 | 5.0596e-07 | 1.1405e-05 | 0 | No equipment cost. | 0 | 0 | 0.098197 | https://www.homedepot.com/p/GreenFiber-All-Borate-Cellulose-Blown-In-Insulation-30-lbs-36-Bags-INS765LD/300584221 | 0.2502 | rate at $50.04/per labor hour, reference: https://www.homewyse.com/costs/cost_of_ceiling_insulation.html, assume 10 hrs for 2000 sq ft : http://www.blownininsulationcost.net/calculating-blown-in-insulation-cost/ | 0.3484 | sq ft |  | 0.3484
Nonequipment | Ceiling Insulation(R30 to R38) | Increased Ceiling Insulation (R-38) | Market Average Existing Ceiling Insulation | Commercial | Existing | Offices | FL Zone 2 | Square feet | 11.4% | 58.1979 | 58.1726 | 0.025285 | 0.00043446 | 20 | 5.0596e-07 | 1.1405e-05 | 0 | No equipment cost. | 0 | 0 | 0.098197 | https://www.homedepot.com/p/GreenFiber-All-Borate-Cellulose-Blown-In-Insulation-30-lbs-36-Bags-INS765LD/300584221 | 0.2502 | rate at $50.04/per labor hour, reference: https://www.homewyse.com/costs/cost_of_ceiling_insulation.html, assume 10 hrs for 2000 sq ft : http://www.blownininsulationcost.net/calculating-blown-in-insulation-cost/ | 0.3484 | sq ft |  | 0.3484
Nonequipment | Ceiling Insulation(R30 to R38) | Increased Ceiling Insulation (R-38) | Market Average Existing Ceiling Insulation | Commercial | Existing | Restaurants | FL Zone 2 | Square feet | 0% | 31.354 | 31.3287 | 0.025285 | 0.00080643 | 20 | 5.1599e-06 | 1.18e-05 | 0 | No equipment cost. | 0 | 0 | 0.098197 | https://www.homedepot.com/p/GreenFiber-All-Borate-Cellulose-Blown-In-Insulation-30-lbs-36-Bags-INS765LD/300584221 | 0.2502 | rate at $50.04/per labor hour, reference: https://www.homewyse.com/costs/cost_of_ceiling_insulation.html, assume 10 hrs for 2000 sq ft : http://www.blownininsulationcost.net/calculating-blown-in-insulation-cost/ | 0.3484 | sq ft |  | 0.3484
Nonequipment | Ceiling Insulation(R30 to R38) | Increased Ceiling Insulation (R-38) | Market Average Existing Ceiling Insulation | Commercial | Existing | Retail | FL Zone 2 | Square feet | 0% | 5.9824 | 5.9571 | 0.025285 | 0.0042265 | 20 | 5.1599e-06 | 1.18e-05 | 0 | No equipment cost. | 0 | 0 | 0.098197 | https://www.homedepot.com/p/GreenFiber-All-Borate-Cellulose-Blown-In-Insulation-30-lbs-36-Bags-INS765LD/300584221 | 0.2502 | rate at $50.04/per labor hour, reference: https://www.homewyse.com/costs/cost_of_ceiling_insulation.html, assume 10 hrs for 2000 sq ft : http://www.blownininsulationcost.net/calculating-blown-in-insulation-cost/ | 0.3484 | sq ft |  | 0.3484
Nonequipment | Ceiling Insulation(R30 to R38) | Increased Ceiling Insulation (R-38) | Market Average Existing Ceiling Insulation | Commercial | Existing | Schools K-12 | FL Zone 2 | Square feet | 0% | 5.1058 | 5.0805 | 0.025285 | 0.0049522 | 20 | 5.0596e-07 | 1.1405e-05 | 0 | No equipment cost. | 0 | 0 | 0.098197 | https://www.homedepot.com/p/GreenFiber-All-Borate-Cellulose-Blown-In-Insulation-30-lbs-36-Bags-INS765LD/300584221 | 0.2502 | rate at $50.04/per labor hour, reference: https://www.homewyse.com/costs/cost_of_ceiling_insulation.html, assume 10 hrs for 2000 sq ft : http://www.blownininsulationcost.net/calculating-blown-in-insulation-cost/ | 0.3484 | sq ft |  | 0.3484
Nonequipment | Ceiling Insulation(R30 to R38) | Increased Ceiling Insulation (R-38) | Market Average Existing Ceiling Insulation | Commercial | Existing | Warehouse | FL Zone 2 | Square feet | 0% | 1.4026 | 1.3773 | 0.025285 | 0.018028 | 20 | 2.8692e-06 | 5.1194e-06 | 0 | No equipment cost. | 0 | 0 | 0.098197 | https://www.homedepot.com/p/GreenFiber-All-Borate-Cellulose-Blown-In-Insulation-30-lbs-36-Bags-INS765LD/300584221 | 0.2502 | rate at $50.04/per labor hour, reference: https://www.homewyse.com/costs/cost_of_ceiling_insulation.html, assume 10 hrs for 2000 sq ft : http://www.blownininsulationcost.net/calculating-blown-in-insulation-cost/ | 0.3484 | sq ft |  | 0.3484
Nonequipment | Ceiling Insulation(R30 to R38) | Increased Ceiling Insulation (R-38) | Code-Compliant Ceiling Insulation | Commercial | New | Assembly | FL Zone 2 | Square feet | 0% | 3.7877 | 3.7626 | 0.025126 | 0.0066336 | 20 | 5.0278e-07 | 1.1334e-05 | 0 | No equipment cost. | 0 | 0 | 0.098197 | https://www.homedepot.com/p/GreenFiber-All-Borate-Cellulose-Blown-In-Insulation-30-lbs-36-Bags-INS765LD/300584221 | 0.2502 | rate at $50.04/per labor hour, reference: https://www.homewyse.com/costs/cost_of_ceiling_insulation.html, assume 10 hrs for 2000 sq ft : http://www.blownininsulationcost.net/calculating-blown-in-insulation-cost/ | 0.3484 | sq ft |  | 0.3484
Nonequipment | Ceiling Insulation(R30 to R38) | Increased Ceiling Insulation (R-38) | Code-Compliant Ceiling Insulation | Commercial | New | College and University | FL Zone 2 | Square feet | 0% | 11.0507 | 11.0255 | 0.025126 | 0.0022737 | 20 | 1.0392e-05 | 6.121e-06 | 0 | No equipment cost. | 0 | 0 | 0.098197 | https://www.homedepot.com/p/GreenFiber-All-Borate-Cellulose-Blown-In-Insulation-30-lbs-36-Bags-INS765LD/300584221 | 0.2502 | rate at $50.04/per labor hour, reference: https://www.homewyse.com/costs/cost_of_ceiling_insulation.html, assume 10 hrs for 2000 sq ft : http://www.blownininsulationcost.net/calculating-blown-in-insulation-cost/ | 0.3484 | sq ft |  | 0.3484
Nonequipment | Ceiling Insulation(R30 to R38) | Increased Ceiling Insulation (R-38) | Code-Compliant Ceiling Insulation | Commercial | New | Grocery | FL Zone 2 | Square feet | 0% | 31.0105 | 30.9854 | 0.025126 | 0.00081025 | 20 | 5.1275e-06 | 1.1726e-05 | 0 | No equipment cost. | 0 | 0 | 0.098197 | https://www.homedepot.com/p/GreenFiber-All-Borate-Cellulose-Blown-In-Insulation-30-lbs-36-Bags-INS765LD/300584221 | 0.2502 | rate at $50.04/per labor hour, reference: https://www.homewyse.com/costs/cost_of_ceiling_insulation.html, assume 10 hrs for 2000 sq ft : http://www.blownininsulationcost.net/calculating-blown-in-insulation-cost/ | 0.3484 | sq ft |  | 0.3484
Nonequipment | Ceiling Insulation(R30 to R38) | Increased Ceiling Insulation (R-38) | Code-Compliant Ceiling Insulation | Commercial | New | Healthcare | FL Zone 2 | Square feet | 0% | 15.0829 | 15.0578 | 0.025126 | 0.0016659 | 20 | 5.0278e-07 | 1.1334e-05 | 0 | No equipment cost. | 0 | 0 | 0.098197 | https://www.homedepot.com/p/GreenFiber-All-Borate-Cellulose-Blown-In-Insulation-30-lbs-36-Bags-INS765LD/300584221 | 0.2502 | rate at $50.04/per labor hour, reference: https://www.homewyse.com/costs/cost_of_ceiling_insulation.html, assume 10 hrs for 2000 sq ft : http://www.blownininsulationcost.net/calculating-blown-in-insulation-cost/ | 0.3484 | sq ft |  | 0.3484
Nonequipment | Ceiling Insulation(R30 to R38) | Increased Ceiling Insulation (R-38) | Code-Compliant Ceiling Insulation | Commercial | New | Hospitals | FL Zone 2 | Square feet | 0% | 81.2975 | 81.2723 | 0.025126 | 0.00030906 | 20 | 1.0392e-05 | 6.121e-06 | 0 | No equipment cost. | 0 | 0 | 0.098197 | https://www.homedepot.com/p/GreenFiber-All-Borate-Cellulose-Blown-In-Insulation-30-lbs-36-Bags-INS765LD/300584221 | 0.2502 | rate at $50.04/per labor hour, reference: https://www.homewyse.com/costs/cost_of_ceiling_insulation.html, assume 10 hrs for 2000 sq ft : http://www.blownininsulationcost.net/calculating-blown-in-insulation-cost/ | 0.3484 | sq ft |  | 0.3484
Nonequipment | Ceiling Insulation(R30 to R38) | Increased Ceiling Insulation (R-38) | Code-Compliant Ceiling Insulation | Commercial | New | Institutional | FL Zone 2 | Square feet | 0% | 56.2721 | 56.247 | 0.025126 | 0.00044651 | 20 | 5.0278e-07 | 1.1334e-05 | 0 | No equipment cost. | 0 | 0 | 0.098197 | https://www.homedepot.com/p/GreenFiber-All-Borate-Cellulose-Blown-In-Insulation-30-lbs-36-Bags-INS765LD/300584221 | 0.2502 | rate at $50.04/per labor hour, reference: https://www.homewyse.com/costs/cost_of_ceiling_insulation.html, assume 10 hrs for 2000 sq ft : http://www.blownininsulationcost.net/calculating-blown-in-insulation-cost/ | 0.3484 | sq ft |  | 0.3484
Nonequipment | Ceiling Insulation(R30 to R38) | Increased Ceiling Insulation (R-38) | Code-Compliant Ceiling Insulation | Commercial | New | Lodging/Hospitality | FL Zone 2 | Square feet | 0% | 34.7257 | 34.7006 | 0.025126 | 0.00072356 | 20 | 1.0392e-05 | 6.121e-06 | 0 | No equipment cost. | 0 | 0 | 0.098197 | https://www.homedepot.com/p/GreenFiber-All-Borate-Cellulose-Blown-In-Insulation-30-lbs-36-Bags-INS765LD/300584221 | 0.2502 | rate at $50.04/per labor hour, reference: https://www.homewyse.com/costs/cost_of_ceiling_insulation.html, assume 10 hrs for 2000 sq ft : http://www.blownininsulationcost.net/calculating-blown-in-insulation-cost/ | 0.3484 | sq ft |  | 0.3484
Nonequipment | Ceiling Insulation(R30 to R38) | Increased Ceiling Insulation (R-38) | Code-Compliant Ceiling Insulation | Commercial | New | Miscellaneous | FL Zone 2 | Square feet | 0% | 107.2344 | 107.2093 | 0.025126 | 0.00023431 | 20 | 5.0278e-07 | 1.1334e-05 | 0 | No equipment cost. | 0 | 0 | 0.098197 | https://www.homedepot.com/p/GreenFiber-All-Borate-Cellulose-Blown-In-Insulation-30-lbs-36-Bags-INS765LD/300584221 | 0.2502 | rate at $50.04/per labor hour, reference: https://www.homewyse.com/costs/cost_of_ceiling_insulation.html, assume 10 hrs for 2000 sq ft : http://www.blownininsulationcost.net/calculating-blown-in-insulation-cost/ | 0.3484 | sq ft |  | 0.3484
Nonequipment | Ceiling Insulation(R30 to R38) | Increased Ceiling Insulation (R-38) | Code-Compliant Ceiling Insulation | Commercial | New | Offices | FL Zone 2 | Square feet | 0% | 58.1979 | 58.1728 | 0.025126 | 0.00043174 | 20 | 5.0278e-07 | 1.1334e-05 | 0 | No equipment cost. | 0 | 0 | 0.098197 | https://www.homedepot.com/p/GreenFiber-All-Borate-Cellulose-Blown-In-Insulation-30-lbs-36-Bags-INS765LD/300584221 | 0.2502 | rate at $50.04/per labor hour, reference: https://www.homewyse.com/costs/cost_of_ceiling_insulation.html, assume 10 hrs for 2000 sq ft : http://www.blownininsulationcost.net/calculating-blown-in-insulation-cost/ | 0.3484 | sq ft |  | 0.3484
Nonequipment | Ceiling Insulation(R30 to R38) | Increased Ceiling Insulation (R-38) | Code-Compliant Ceiling Insulation | Commercial | New | Restaurants | FL Zone 2 | Square feet | 0% | 31.354 | 31.3288 | 0.025126 | 0.00080137 | 20 | 5.1275e-06 | 1.1726e-05 | 0 | No equipment cost. | 0 | 0 | 0.098197 | https://www.homedepot.com/p/GreenFiber-All-Borate-Cellulose-Blown-In-Insulation-30-lbs-36-Bags-INS765LD/300584221 | 0.2502 | rate at $50.04/per labor hour, reference: https://www.homewyse.com/costs/cost_of_ceiling_insulation.html, assume 10 hrs for 2000 sq ft : http://www.blownininsulationcost.net/calculating-blown-in-insulation-cost/ | 0.3484 | sq ft |  | 0.3484
Nonequipment | Ceiling Insulation(R30 to R38) | Increased Ceiling Insulation (R-38) | Code-Compliant Ceiling Insulation | Commercial | New | Retail | FL Zone 2 | Square feet | 0% | 5.9824 | 5.9572 | 0.025126 | 0.0042 | 20 | 5.1275e-06 | 1.1726e-05 | 0 | No equipment cost. | 0 | 0 | 0.098197 | https://www.homedepot.com/p/GreenFiber-All-Borate-Cellulose-Blown-In-Insulation-30-lbs-36-Bags-INS765LD/300584221 | 0.2502 | rate at $50.04/per labor hour, reference: https://www.homewyse.com/costs/cost_of_ceiling_insulation.html, assume 10 hrs for 2000 sq ft : http://www.blownininsulationcost.net/calculating-blown-in-insulation-cost/ | 0.3484 | sq ft |  | 0.3484
Nonequipment | Ceiling Insulation(R30 to R38) | Increased Ceiling Insulation (R-38) | Code-Compliant Ceiling Insulation | Commercial | New | Schools K-12 | FL Zone 2 | Square feet | 0% | 5.1058 | 5.0806 | 0.025126 | 0.0049211 | 20 | 5.0278e-07 | 1.1334e-05 | 0 | No equipment cost. | 0 | 0 | 0.098197 | https://www.homedepot.com/p/GreenFiber-All-Borate-Cellulose-Blown-In-Insulation-30-lbs-36-Bags-INS765LD/300584221 | 0.2502 | rate at $50.04/per labor hour, reference: https://www.homewyse.com/costs/cost_of_ceiling_insulation.html, assume 10 hrs for 2000 sq ft : http://www.blownininsulationcost.net/calculating-blown-in-insulation-cost/ | 0.3484 | sq ft |  | 0.3484
Nonequipment | Ceiling Insulation(R30 to R38) | Increased Ceiling Insulation (R-38) | Code-Compliant Ceiling Insulation | Commercial | New | Warehouse | FL Zone 2 | Square feet | 0% | 1.4026 | 1.3774 | 0.025126 | 0.017914 | 20 | 2.8512e-06 | 5.0873e-06 | 0 | No equipment cost. | 0 | 0 | 0.098197 | https://www.homedepot.com/p/GreenFiber-All-Borate-Cellulose-Blown-In-Insulation-30-lbs-36-Bags-INS765LD/300584221 | 0.2502 | rate at $50.04/per labor hour, reference: https://www.homewyse.com/costs/cost_of_ceiling_insulation.html, assume 10 hrs for 2000 sq ft : http://www.blownininsulationcost.net/calculating-blown-in-insulation-cost/ | 0.3484 | sq ft |  | 0.3484
Nonequipment | Chilled Water Controls Optimization | Deploy an algorithm package on the chiller to totalize the available power inputs and calculate the cooling load, and accordingly apply small setpoint adjustments to the plant control system | 0 | Commercial | Existing | Assembly | FL Zone 2 | Per End Use Consumption | 25.53% | 21061.2389 | 18428.584 | 2632.6549 | 0.125 | 10 | 1.068 | 0.0010645 | 0 | no base cost | 0 | 0 | 0 | 0 | 108 | Wisconsin Focus on Energy 2017 TRM, Chiller Plant Setpoint Adjustment | 108 | system |  | 108
Nonequipment | Chilled Water Controls Optimization | Deploy an algorithm package on the chiller to totalize the available power inputs and calculate the cooling load, and accordingly apply small setpoint adjustments to the plant control system | 0 | Commercial | Existing | College and University | FL Zone 2 | Per End Use Consumption | 34.04% | 67414.43 | 58987.6263 | 8426.8038 | 0.125 | 10 | 1.981 | 0.94465 | 0 | no base cost | 0 | 0 | 0 | 0 | 108 | Wisconsin Focus on Energy 2017 TRM, Chiller Plant Setpoint Adjustment | 108 | system |  | 108
Nonequipment | Chilled Water Controls Optimization | Deploy an algorithm package on the chiller to totalize the available power inputs and calculate the cooling load, and accordingly apply small setpoint adjustments to the plant control system | 0 | Commercial | Existing | Grocery | FL Zone 2 | Per End Use Consumption | 34.04% | 0 | 0 | 0 | 0 | 10 | 0 | 0 | 0 | no base cost | 0 | 0 | 0 | 0 | 108 | Wisconsin Focus on Energy 2017 TRM, Chiller Plant Setpoint Adjustment | 108 | system |  | 108
Nonequipment | Chilled Water Controls Optimization | Deploy an algorithm package on the chiller to totalize the available power inputs and calculate the cooling load, and accordingly apply small setpoint adjustments to the plant control system | 0 | Commercial | Existing | Healthcare | FL Zone 2 | Per End Use Consumption | 34.04% | 32150.2642 | 28131.4811 | 4018.783 | 0.125 | 10 | 1.6304 | 0.0016249 | 0 | no base cost | 0 | 0 | 0 | 0 | 108 | Wisconsin Focus on Energy 2017 TRM, Chiller Plant Setpoint Adjustment | 108 | system |  | 108
Nonequipment | Chilled Water Controls Optimization | Deploy an algorithm package on the chiller to totalize the available power inputs and calculate the cooling load, and accordingly apply small setpoint adjustments to the plant control system | 0 | Commercial | Existing | Hospitals | FL Zone 2 | Per End Use Consumption | 25.53% | 186714.2315 | 163374.9526 | 23339.2789 | 0.125 | 10 | 5.4867 | 2.6163 | 0 | no base cost | 0 | 0 | 0 | 0 | 108 | Wisconsin Focus on Energy 2017 TRM, Chiller Plant Setpoint Adjustment | 108 | system |  | 108
Nonequipment | Chilled Water Controls Optimization | Deploy an algorithm package on the chiller to totalize the available power inputs and calculate the cooling load, and accordingly apply small setpoint adjustments to the plant control system | 0 | Commercial | Existing | Institutional | FL Zone 2 | Per End Use Consumption | 25.53% | 11376.6141 | 9954.5374 | 1422.0768 | 0.125 | 10 | 0.57693 | 0.00057499 | 0 | no base cost | 0 | 0 | 0 | 0 | 108 | Wisconsin Focus on Energy 2017 TRM, Chiller Plant Setpoint Adjustment | 108 | system |  | 108
Nonequipment | Chilled Water Controls Optimization | Deploy an algorithm package on the chiller to totalize the available power inputs and calculate the cooling load, and accordingly apply small setpoint adjustments to the plant control system | 0 | Commercial | Existing | Lodging/Hospitality | FL Zone 2 | Per End Use Consumption | 34.04% | 87508.8179 | 76570.2156 | 10938.6022 | 0.125 | 10 | 4.4377 | 0.0044228 | 0 | no base cost | 0 | 0 | 0 | 0 | 108 | Wisconsin Focus on Energy 2017 TRM, Chiller Plant Setpoint Adjustment | 108 | system |  | 108
Nonequipment | Chilled Water Controls Optimization | Deploy an algorithm package on the chiller to totalize the available power inputs and calculate the cooling load, and accordingly apply small setpoint adjustments to the plant control system | 0 | Commercial | Existing | Miscellaneous | FL Zone 2 | Per End Use Consumption | 34.04% | 27097.7274 | 23710.5115 | 3387.2159 | 0.125 | 10 | 1.3742 | 0.0013695 | 0 | no base cost | 0 | 0 | 0 | 0 | 108 | Wisconsin Focus on Energy 2017 TRM, Chiller Plant Setpoint Adjustment | 108 | system |  | 108
Nonequipment | Chilled Water Controls Optimization | Deploy an algorithm package on the chiller to totalize the available power inputs and calculate the cooling load, and accordingly apply small setpoint adjustments to the plant control system | 0 | Commercial | Existing | Offices | FL Zone 2 | Per End Use Consumption | 25.53% | 27755.4081 | 24285.9821 | 3469.426 | 0.125 | 10 | 1.4075 | 0.0014028 | 0 | no base cost | 0 | 0 | 0 | 0 | 108 | Wisconsin Focus on Energy 2017 TRM, Chiller Plant Setpoint Adjustment | 108 | system |  | 108
Nonequipment | Chilled Water Controls Optimization | Deploy an algorithm package on the chiller to totalize the available power inputs and calculate the cooling load, and accordingly apply small setpoint adjustments to the plant control system | 0 | Commercial | Existing | Restaurants | FL Zone 2 | Per End Use Consumption | 34.04% | 34129.8424 | 29863.6121 | 4266.2303 | 0.125 | 10 | 1.7308 | 0.001725 | 0 | no base cost | 0 | 0 | 0 | 0 | 108 | Wisconsin Focus on Energy 2017 TRM, Chiller Plant Setpoint Adjustment | 108 | system |  | 108
Nonequipment | Chilled Water Controls Optimization | Deploy an algorithm package on the chiller to totalize the available power inputs and calculate the cooling load, and accordingly apply small setpoint adjustments to the plant control system | 0 | Commercial | Existing | Retail | FL Zone 2 | Per End Use Consumption | 34.04% | 24975.3414 | 21853.4237 | 3121.9177 | 0.125 | 10 | 1.2665 | 0.0012623 | 0 | no base cost | 0 | 0 | 0 | 0 | 108 | Wisconsin Focus on Energy 2017 TRM, Chiller Plant Setpoint Adjustment | 108 | system |  | 108
Nonequipment | Chilled Water Controls Optimization | Deploy an algorithm package on the chiller to totalize the available power inputs and calculate the cooling load, and accordingly apply small setpoint adjustments to the plant control system | 0 | Commercial | Existing | Schools K-12 | FL Zone 2 | Per End Use Consumption | 34.04% | 19159.8063 | 16764.8305 | 2394.9758 | 0.125 | 10 | 0.97162 | 0.00096836 | 0 | no base cost | 0 | 0 | 0 | 0 | 108 | Wisconsin Focus on Energy 2017 TRM, Chiller Plant Setpoint Adjustment | 108 | system |  | 108
Nonequipment | Chilled Water Controls Optimization | Deploy an algorithm package on the chiller to totalize the available power inputs and calculate the cooling load, and accordingly apply small setpoint adjustments to the plant control system | 0 | Commercial | Existing | Warehouse | FL Zone 2 | Per End Use Consumption | 34.04% | 7401.6724 | 6476.4633 | 925.209 | 0.125 | 10 | 0.37535 | 0.00037409 | 0 | no base cost | 0 | 0 | 0 | 0 | 108 | Wisconsin Focus on Energy 2017 TRM, Chiller Plant Setpoint Adjustment | 108 | system |  | 108
Nonequipment | Chilled Water Controls Optimization | Deploy an algorithm package on the chiller to totalize the available power inputs and calculate the cooling load, and accordingly apply small setpoint adjustments to the plant control system | 0 | Commercial | New | Assembly | FL Zone 2 | Per End Use Consumption | 38.3% | 21061.2389 | 18428.584 | 2632.6549 | 0.125 | 10 | 1.068 | 0.0010645 | 0 | no base cost | 0 | 0 | 0 | 0 | 108 | Wisconsin Focus on Energy 2017 TRM, Chiller Plant Setpoint Adjustment | 108 | system |  | 108
Nonequipment | Chilled Water Controls Optimization | Deploy an algorithm package on the chiller to totalize the available power inputs and calculate the cooling load, and accordingly apply small setpoint adjustments to the plant control system | 0 | Commercial | New | College and University | FL Zone 2 | Per End Use Consumption | 34.04% | 67414.43 | 58987.6263 | 8426.8038 | 0.125 | 10 | 1.981 | 0.94465 | 0 | no base cost | 0 | 0 | 0 | 0 | 108 | Wisconsin Focus on Energy 2017 TRM, Chiller Plant Setpoint Adjustment | 108 | system |  | 108
Nonequipment | Chilled Water Controls Optimization | Deploy an algorithm package on the chiller to totalize the available power inputs and calculate the cooling load, and accordingly apply small setpoint adjustments to the plant control system | 0 | Commercial | New | Grocery | FL Zone 2 | Per End Use Consumption | 34.04% | 0 | 0 | 0 | 0 | 10 | 0 | 0 | 0 | no base cost | 0 | 0 | 0 | 0 | 108 | Wisconsin Focus on Energy 2017 TRM, Chiller Plant Setpoint Adjustment | 108 | system |  | 108
Nonequipment | Chilled Water Controls Optimization | Deploy an algorithm package on the chiller to totalize the available power inputs and calculate the cooling load, and accordingly apply small setpoint adjustments to the plant control system | 0 | Commercial | New | Healthcare | FL Zone 2 | Per End Use Consumption | 34.04% | 32150.2642 | 28131.4811 | 4018.783 | 0.125 | 10 | 1.6304 | 0.0016249 | 0 | no base cost | 0 | 0 | 0 | 0 | 108 | Wisconsin Focus on Energy 2017 TRM, Chiller Plant Setpoint Adjustment | 108 | system |  | 108
Nonequipment | Chilled Water Controls Optimization | Deploy an algorithm package on the chiller to totalize the available power inputs and calculate the cooling load, and accordingly apply small setpoint adjustments to the plant control system | 0 | Commercial | New | Hospitals | FL Zone 2 | Per End Use Consumption | 38.3% | 186714.2315 | 163374.9526 | 23339.2789 | 0.125 | 10 | 5.4867 | 2.6163 | 0 | no base cost | 0 | 0 | 0 | 0 | 108 | Wisconsin Focus on Energy 2017 TRM, Chiller Plant Setpoint Adjustment | 108 | system |  | 108
Nonequipment | Chilled Water Controls Optimization | Deploy an algorithm package on the chiller to totalize the available power inputs and calculate the cooling load, and accordingly apply small setpoint adjustments to the plant control system | 0 | Commercial | New | Institutional | FL Zone 2 | Per End Use Consumption | 38.3% | 11376.6141 | 9954.5374 | 1422.0768 | 0.125 | 10 | 0.57693 | 0.00057499 | 0 | no base cost | 0 | 0 | 0 | 0 | 108 | Wisconsin Focus on Energy 2017 TRM, Chiller Plant Setpoint Adjustment | 108 | system |  | 108
Nonequipment | Chilled Water Controls Optimization | Deploy an algorithm package on the chiller to totalize the available power inputs and calculate the cooling load, and accordingly apply small setpoint adjustments to the plant control system | 0 | Commercial | New | Lodging/Hospitality | FL Zone 2 | Per End Use Consumption | 34.04% | 87508.8179 | 76570.2156 | 10938.6022 | 0.125 | 10 | 4.4377 | 0.0044228 | 0 | no base cost | 0 | 0 | 0 | 0 | 108 | Wisconsin Focus on Energy 2017 TRM, Chiller Plant Setpoint Adjustment | 108 | system |  | 108
Nonequipment | Chilled Water Controls Optimization | Deploy an algorithm package on the chiller to totalize the available power inputs and calculate the cooling load, and accordingly apply small setpoint adjustments to the plant control system | 0 | Commercial | New | Miscellaneous | FL Zone 2 | Per End Use Consumption | 34.04% | 27097.7274 | 23710.5115 | 3387.2159 | 0.125 | 10 | 1.3742 | 0.0013695 | 0 | no base cost | 0 | 0 | 0 | 0 | 108 | Wisconsin Focus on Energy 2017 TRM, Chiller Plant Setpoint Adjustment | 108 | system |  | 108
Nonequipment | Chilled Water Controls Optimization | Deploy an algorithm package on the chiller to totalize the available power inputs and calculate the cooling load, and accordingly apply small setpoint adjustments to the plant control system | 0 | Commercial | New | Offices | FL Zone 2 | Per End Use Consumption | 38.3% | 27755.4081 | 24285.9821 | 3469.426 | 0.125 | 10 | 1.4075 | 0.0014028 | 0 | no base cost | 0 | 0 | 0 | 0 | 108 | Wisconsin Focus on Energy 2017 TRM, Chiller Plant Setpoint Adjustment | 108 | system |  | 108
Nonequipment | Chilled Water Controls Optimization | Deploy an algorithm package on the chiller to totalize the available power inputs and calculate the cooling load, and accordingly apply small setpoint adjustments to the plant control system | 0 | Commercial | New | Restaurants | FL Zone 2 | Per End Use Consumption | 34.04% | 34129.8424 | 29863.6121 | 4266.2303 | 0.125 | 10 | 1.7308 | 0.001725 | 0 | no base cost | 0 | 0 | 0 | 0 | 108 | Wisconsin Focus on Energy 2017 TRM, Chiller Plant Setpoint Adjustment | 108 | system |  | 108
Nonequipment | Chilled Water Controls Optimization | Deploy an algorithm package on the chiller to totalize the available power inputs and calculate the cooling load, and accordingly apply small setpoint adjustments to the plant control system | 0 | Commercial | New | Retail | FL Zone 2 | Per End Use Consumption | 34.04% | 24975.3414 | 21853.4237 | 3121.9177 | 0.125 | 10 | 1.2665 | 0.0012623 | 0 | no base cost | 0 | 0 | 0 | 0 | 108 | Wisconsin Focus on Energy 2017 TRM, Chiller Plant Setpoint Adjustment | 108 | system |  | 108
Nonequipment | Chilled Water Controls Optimization | Deploy an algorithm package on the chiller to totalize the available power inputs and calculate the cooling load, and accordingly apply small setpoint adjustments to the plant control system | 0 | Commercial | New | Schools K-12 | FL Zone 2 | Per End Use Consumption | 34.04% | 19159.8063 | 16764.8305 | 2394.9758 | 0.125 | 10 | 0.97162 | 0.00096836 | 0 | no base cost | 0 | 0 | 0 | 0 | 108 | Wisconsin Focus on Energy 2017 TRM, Chiller Plant Setpoint Adjustment | 108 | system |  | 108
Nonequipment | Chilled Water Controls Optimization | Deploy an algorithm package on the chiller to totalize the available power inputs and calculate the cooling load, and accordingly apply small setpoint adjustments to the plant control system | 0 | Commercial | New | Warehouse | FL Zone 2 | Per End Use Consumption | 34.04% | 7401.6724 | 6476.4633 | 925.209 | 0.125 | 10 | 0.37535 | 0.00037409 | 0 | no base cost | 0 | 0 | 0 | 0 | 108 | Wisconsin Focus on Energy 2017 TRM, Chiller Plant Setpoint Adjustment | 108 | system |  | 108
Nonequipment | Chilled Water System - Variable Speed Drives | 10HP Chilled Water Pump with VFD Control | 0 | Commercial | Existing | Assembly | FL Zone 2 | Per End Use Consumption | 73.99% | 36489.1304 | 27461.7196 | 9027.4109 | 0.2474 | 13 | 1.0305 | 1.0305 | 0 | no base cost | 0 | 0 | 1898 | Illinois 2018 Statewide TRM, Section 4.4.17 | 0 | 0 | 1898 | motor (10 hp) |  | 1898
Nonequipment | Chilled Water System - Variable Speed Drives | 10HP Chilled Water Pump with VFD Control | 0 | Commercial | Existing | College and University | FL Zone 2 | Per End Use Consumption | 73.99% | 36489.1304 | 27461.7196 | 9027.4109 | 0.2474 | 13 | 1.0305 | 1.0305 | 0 | no base cost | 0 | 0 | 1898 | Illinois 2018 Statewide TRM, Section 4.4.17 | 0 | 0 | 1898 | motor (10 hp) |  | 1898
Nonequipment | Chilled Water System - Variable Speed Drives | 10HP Chilled Water Pump with VFD Control | 0 | Commercial | Existing | Grocery | FL Zone 2 | Per End Use Consumption | 74.38% | 36489.1304 | 27461.7196 | 9027.4109 | 0.2474 | 13 | 1.0305 | 1.0305 | 0 | no base cost | 0 | 0 | 1898 | Illinois 2018 Statewide TRM, Section 4.4.17 | 0 | 0 | 1898 | motor (10 hp) |  | 1898
Nonequipment | Chilled Water System - Variable Speed Drives | 10HP Chilled Water Pump with VFD Control | 0 | Commercial | Existing | Healthcare | FL Zone 2 | Per End Use Consumption | 73.99% | 36489.1304 | 27461.7196 | 9027.4109 | 0.2474 | 13 | 1.0305 | 1.0305 | 0 | no base cost | 0 | 0 | 1898 | Illinois 2018 Statewide TRM, Section 4.4.17 | 0 | 0 | 1898 | motor (10 hp) |  | 1898
Nonequipment | Chilled Water System - Variable Speed Drives | 10HP Chilled Water Pump with VFD Control | 0 | Commercial | Existing | Hospitals | FL Zone 2 | Per End Use Consumption | 73.99% | 36489.1304 | 27461.7196 | 9027.4109 | 0.2474 | 13 | 1.0305 | 1.0305 | 0 | no base cost | 0 | 0 | 1898 | Illinois 2018 Statewide TRM, Section 4.4.17 | 0 | 0 | 1898 | motor (10 hp) |  | 1898
Nonequipment | Chilled Water System - Variable Speed Drives | 10HP Chilled Water Pump with VFD Control | 0 | Commercial | Existing | Institutional | FL Zone 2 | Per End Use Consumption | 73.99% | 36489.1304 | 27461.7196 | 9027.4109 | 0.2474 | 13 | 1.0305 | 1.0305 | 0 | no base cost | 0 | 0 | 1898 | Illinois 2018 Statewide TRM, Section 4.4.17 | 0 | 0 | 1898 | motor (10 hp) |  | 1898
Nonequipment | Chilled Water System - Variable Speed Drives | 10HP Chilled Water Pump with VFD Control | 0 | Commercial | Existing | Lodging/Hospitality | FL Zone 2 | Per End Use Consumption | 73.99% | 36489.1304 | 27461.7196 | 9027.4109 | 0.2474 | 13 | 1.0305 | 1.0305 | 0 | no base cost | 0 | 0 | 1898 | Illinois 2018 Statewide TRM, Section 4.4.17 | 0 | 0 | 1898 | motor (10 hp) |  | 1898
Nonequipment | Chilled Water System - Variable Speed Drives | 10HP Chilled Water Pump with VFD Control | 0 | Commercial | Existing | Miscellaneous | FL Zone 2 | Per End Use Consumption | 74.38% | 36489.1304 | 27461.7196 | 9027.4109 | 0.2474 | 13 | 1.0305 | 1.0305 | 0 | no base cost | 0 | 0 | 1898 | Illinois 2018 Statewide TRM, Section 4.4.17 | 0 | 0 | 1898 | motor (10 hp) |  | 1898
Nonequipment | Chilled Water System - Variable Speed Drives | 10HP Chilled Water Pump with VFD Control | 0 | Commercial | Existing | Offices | FL Zone 2 | Per End Use Consumption | 73.99% | 36489.1304 | 27461.7196 | 9027.4109 | 0.2474 | 13 | 1.0305 | 1.0305 | 0 | no base cost | 0 | 0 | 1898 | Illinois 2018 Statewide TRM, Section 4.4.17 | 0 | 0 | 1898 | motor (10 hp) |  | 1898
Nonequipment | Chilled Water System - Variable Speed Drives | 10HP Chilled Water Pump with VFD Control | 0 | Commercial | Existing | Restaurants | FL Zone 2 | Per End Use Consumption | 73.99% | 36489.1304 | 27461.7196 | 9027.4109 | 0.2474 | 13 | 1.0305 | 1.0305 | 0 | no base cost | 0 | 0 | 1898 | Illinois 2018 Statewide TRM, Section 4.4.17 | 0 | 0 | 1898 | motor (10 hp) |  | 1898
Nonequipment | Chilled Water System - Variable Speed Drives | 10HP Chilled Water Pump with VFD Control | 0 | Commercial | Existing | Retail | FL Zone 2 | Per End Use Consumption | 73.99% | 36489.1304 | 27461.7196 | 9027.4109 | 0.2474 | 13 | 1.0305 | 1.0305 | 0 | no base cost | 0 | 0 | 1898 | Illinois 2018 Statewide TRM, Section 4.4.17 | 0 | 0 | 1898 | motor (10 hp) |  | 1898
Nonequipment | Chilled Water System - Variable Speed Drives | 10HP Chilled Water Pump with VFD Control | 0 | Commercial | Existing | Schools K-12 | FL Zone 2 | Per End Use Consumption | 73.99% | 36489.1304 | 27461.7196 | 9027.4109 | 0.2474 | 13 | 1.0305 | 1.0305 | 0 | no base cost | 0 | 0 | 1898 | Illinois 2018 Statewide TRM, Section 4.4.17 | 0 | 0 | 1898 | motor (10 hp) |  | 1898
Nonequipment | Chilled Water System - Variable Speed Drives | 10HP Chilled Water Pump with VFD Control | 0 | Commercial | Existing | Warehouse | FL Zone 2 | Per End Use Consumption | 73.99% | 36489.1304 | 27461.7196 | 9027.4109 | 0.2474 | 13 | 1.0305 | 1.0305 | 0 | no base cost | 0 | 0 | 1898 | Illinois 2018 Statewide TRM, Section 4.4.17 | 0 | 0 | 1898 | motor (10 hp) |  | 1898
Nonequipment | Chilled Water System - Variable Speed Drives | 10HP Chilled Water Pump with VFD Control | 0 | Commercial | New | Assembly | FL Zone 2 | Per End Use Consumption | 73.99% | 36489.1304 | 27461.7196 | 9027.4109 | 0.2474 | 13 | 1.0305 | 1.0305 | 0 | no base cost | 0 | 0 | 1898 | Illinois 2018 Statewide TRM, Section 4.4.17 | 0 | 0 | 1898 | motor (10 hp) |  | 1898
Nonequipment | Chilled Water System - Variable Speed Drives | 10HP Chilled Water Pump with VFD Control | 0 | Commercial | New | College and University | FL Zone 2 | Per End Use Consumption | 73.99% | 36489.1304 | 27461.7196 | 9027.4109 | 0.2474 | 13 | 1.0305 | 1.0305 | 0 | no base cost | 0 | 0 | 1898 | Illinois 2018 Statewide TRM, Section 4.4.17 | 0 | 0 | 1898 | motor (10 hp) |  | 1898
Nonequipment | Chilled Water System - Variable Speed Drives | 10HP Chilled Water Pump with VFD Control | 0 | Commercial | New | Grocery | FL Zone 2 | Per End Use Consumption | 74.38% | 36489.1304 | 27461.7196 | 9027.4109 | 0.2474 | 13 | 1.0305 | 1.0305 | 0 | no base cost | 0 | 0 | 1898 | Illinois 2018 Statewide TRM, Section 4.4.17 | 0 | 0 | 1898 | motor (10 hp) |  | 1898
Nonequipment | Chilled Water System - Variable Speed Drives | 10HP Chilled Water Pump with VFD Control | 0 | Commercial | New | Healthcare | FL Zone 2 | Per End Use Consumption | 73.99% | 36489.1304 | 27461.7196 | 9027.4109 | 0.2474 | 13 | 1.0305 | 1.0305 | 0 | no base cost | 0 | 0 | 1898 | Illinois 2018 Statewide TRM, Section 4.4.17 | 0 | 0 | 1898 | motor (10 hp) |  | 1898
Nonequipment | Chilled Water System - Variable Speed Drives | 10HP Chilled Water Pump with VFD Control | 0 | Commercial | New | Hospitals | FL Zone 2 | Per End Use Consumption | 73.99% | 36489.1304 | 27461.7196 | 9027.4109 | 0.2474 | 13 | 1.0305 | 1.0305 | 0 | no base cost | 0 | 0 | 1898 | Illinois 2018 Statewide TRM, Section 4.4.17 | 0 | 0 | 1898 | motor (10 hp) |  | 1898
Nonequipment | Chilled Water System - Variable Speed Drives | 10HP Chilled Water Pump with VFD Control | 0 | Commercial | New | Institutional | FL Zone 2 | Per End Use Consumption | 73.99% | 36489.1304 | 27461.7196 | 9027.4109 | 0.2474 | 13 | 1.0305 | 1.0305 | 0 | no base cost | 0 | 0 | 1898 | Illinois 2018 Statewide TRM, Section 4.4.17 | 0 | 0 | 1898 | motor (10 hp) |  | 1898
Nonequipment | Chilled Water System - Variable Speed Drives | 10HP Chilled Water Pump with VFD Control | 0 | Commercial | New | Lodging/Hospitality | FL Zone 2 | Per End Use Consumption | 73.99% | 36489.1304 | 27461.7196 | 9027.4109 | 0.2474 | 13 | 1.0305 | 1.0305 | 0 | no base cost | 0 | 0 | 1898 | Illinois 2018 Statewide TRM, Section 4.4.17 | 0 | 0 | 1898 | motor (10 hp) |  | 1898
Nonequipment | Chilled Water System - Variable Speed Drives | 10HP Chilled Water Pump with VFD Control | 0 | Commercial | New | Miscellaneous | FL Zone 2 | Per End Use Consumption | 74.38% | 36489.1304 | 27461.7196 | 9027.4109 | 0.2474 | 13 | 1.0305 | 1.0305 | 0 | no base cost | 0 | 0 | 1898 | Illinois 2018 Statewide TRM, Section 4.4.17 | 0 | 0 | 1898 | motor (10 hp) |  | 1898
Nonequipment | Chilled Water System - Variable Speed Drives | 10HP Chilled Water Pump with VFD Control | 0 | Commercial | New | Offices | FL Zone 2 | Per End Use Consumption | 73.99% | 36489.1304 | 27461.7196 | 9027.4109 | 0.2474 | 13 | 1.0305 | 1.0305 | 0 | no base cost | 0 | 0 | 1898 | Illinois 2018 Statewide TRM, Section 4.4.17 | 0 | 0 | 1898 | motor (10 hp) |  | 1898
Nonequipment | Chilled Water System - Variable Speed Drives | 10HP Chilled Water Pump with VFD Control | 0 | Commercial | New | Restaurants | FL Zone 2 | Per End Use Consumption | 73.99% | 36489.1304 | 27461.7196 | 9027.4109 | 0.2474 | 13 | 1.0305 | 1.0305 | 0 | no base cost | 0 | 0 | 1898 | Illinois 2018 Statewide TRM, Section 4.4.17 | 0 | 0 | 1898 | motor (10 hp) |  | 1898
Nonequipment | Chilled Water System - Variable Speed Drives | 10HP Chilled Water Pump with VFD Control | 0 | Commercial | New | Retail | FL Zone 2 | Per End Use Consumption | 73.99% | 36489.1304 | 27461.7196 | 9027.4109 | 0.2474 | 13 | 1.0305 | 1.0305 | 0 | no base cost | 0 | 0 | 1898 | Illinois 2018 Statewide TRM, Section 4.4.17 | 0 | 0 | 1898 | motor (10 hp) |  | 1898
Nonequipment | Chilled Water System - Variable Speed Drives | 10HP Chilled Water Pump with VFD Control | 0 | Commercial | New | Schools K-12 | FL Zone 2 | Per End Use Consumption | 73.99% | 36489.1304 | 27461.7196 | 9027.4109 | 0.2474 | 13 | 1.0305 | 1.0305 | 0 | no base cost | 0 | 0 | 1898 | Illinois 2018 Statewide TRM, Section 4.4.17 | 0 | 0 | 1898 | motor (10 hp) |  | 1898
Nonequipment | Chilled Water System - Variable Speed Drives | 10HP Chilled Water Pump with VFD Control | 0 | Commercial | New | Warehouse | FL Zone 2 | Per End Use Consumption | 73.99% | 36489.1304 | 27461.7196 | 9027.4109 | 0.2474 | 13 | 1.0305 | 1.0305 | 0 | no base cost | 0 | 0 | 1898 | Illinois 2018 Statewide TRM, Section 4.4.17 | 0 | 0 | 1898 | motor (10 hp) |  | 1898
Nonequipment | Cool Roof | Cool Roof - Includes both DX and chiller cooling systems | Market Average Existing Ceiling Insulation | Commercial | Existing | Assembly | FL Zone 2 | Square feet | 72.74% | 3.7877 | 3.6095 | 0.17819 | 0.047044 | 15 | 7.5697e-05 | 0 | 3.5 | includes labor and materials for single-ply membrane (https://westroofingsystems.com/cost-of-single-ply-membrane-commercial-roofing/) | 0 | 0 | 4.885 | Average for single ply meeting 0.65 SR: https://www.coolrooftoolkit.org/wp-content/uploads/2012/07/CEC-Non-Res-Cool-Roof-Cost-summary.pdf | 0.20791 | FPL contractor estimate on O&M costs to maintain reflectivity (occurs every 3 years) - PV of cost over measure life | 1.5929 | sq ft |  | 1.5929
Nonequipment | Cool Roof | Cool Roof - Includes both DX and chiller cooling systems | Market Average Existing Ceiling Insulation | Commercial | Existing | College and University | FL Zone 2 | Square feet | 72.68% | 11.0507 | 10.8725 | 0.17819 | 0.016125 | 15 | 7.5697e-05 | 0 | 3.5 | includes labor and materials for single-ply membrane (https://westroofingsystems.com/cost-of-single-ply-membrane-commercial-roofing/) | 0 | 0 | 4.885 | Average for single ply meeting 0.65 SR: https://www.coolrooftoolkit.org/wp-content/uploads/2012/07/CEC-Non-Res-Cool-Roof-Cost-summary.pdf | 0.20791 | FPL contractor estimate on O&M costs to maintain reflectivity (occurs every 3 years) - PV of cost over measure life | 1.5929 | sq ft |  | 1.5929
Nonequipment | Cool Roof | Cool Roof - Includes both DX and chiller cooling systems | Market Average Existing Ceiling Insulation | Commercial | Existing | Grocery | FL Zone 2 | Square feet | 72.71% | 31.0105 | 30.8323 | 0.17819 | 0.005746 | 15 | 7.5697e-05 | 0 | 3.5 | includes labor and materials for single-ply membrane (https://westroofingsystems.com/cost-of-single-ply-membrane-commercial-roofing/) | 0 | 0 | 4.885 | Average for single ply meeting 0.65 SR: https://www.coolrooftoolkit.org/wp-content/uploads/2012/07/CEC-Non-Res-Cool-Roof-Cost-summary.pdf | 0.20791 | FPL contractor estimate on O&M costs to maintain reflectivity (occurs every 3 years) - PV of cost over measure life | 1.5929 | sq ft |  | 1.5929
Nonequipment | Cool Roof | Cool Roof - Includes both DX and chiller cooling systems | Market Average Existing Ceiling Insulation | Commercial | Existing | Healthcare | FL Zone 2 | Square feet | 72.71% | 15.0829 | 14.9048 | 0.17819 | 0.011814 | 15 | 7.5697e-05 | 0 | 3.5 | includes labor and materials for single-ply membrane (https://westroofingsystems.com/cost-of-single-ply-membrane-commercial-roofing/) | 0 | 0 | 4.885 | Average for single ply meeting 0.65 SR: https://www.coolrooftoolkit.org/wp-content/uploads/2012/07/CEC-Non-Res-Cool-Roof-Cost-summary.pdf | 0.20791 | FPL contractor estimate on O&M costs to maintain reflectivity (occurs every 3 years) - PV of cost over measure life | 1.5929 | sq ft |  | 1.5929
Nonequipment | Cool Roof | Cool Roof - Includes both DX and chiller cooling systems | Market Average Existing Ceiling Insulation | Commercial | Existing | Hospitals | FL Zone 2 | Square feet | 72.74% | 81.2975 | 81.1193 | 0.17819 | 0.0021918 | 15 | 7.5697e-05 | 0 | 3.5 | includes labor and materials for single-ply membrane (https://westroofingsystems.com/cost-of-single-ply-membrane-commercial-roofing/) | 0 | 0 | 4.885 | Average for single ply meeting 0.65 SR: https://www.coolrooftoolkit.org/wp-content/uploads/2012/07/CEC-Non-Res-Cool-Roof-Cost-summary.pdf | 0.20791 | FPL contractor estimate on O&M costs to maintain reflectivity (occurs every 3 years) - PV of cost over measure life | 1.5929 | sq ft |  | 1.5929
Nonequipment | Cool Roof | Cool Roof - Includes both DX and chiller cooling systems | Market Average Existing Ceiling Insulation | Commercial | Existing | Institutional | FL Zone 2 | Square feet | 72.74% | 56.2721 | 56.0939 | 0.17819 | 0.0031665 | 15 | 7.5697e-05 | 0 | 3.5 | includes labor and materials for single-ply membrane (https://westroofingsystems.com/cost-of-single-ply-membrane-commercial-roofing/) | 0 | 0 | 4.885 | Average for single ply meeting 0.65 SR: https://www.coolrooftoolkit.org/wp-content/uploads/2012/07/CEC-Non-Res-Cool-Roof-Cost-summary.pdf | 0.20791 | FPL contractor estimate on O&M costs to maintain reflectivity (occurs every 3 years) - PV of cost over measure life | 1.5929 | sq ft |  | 1.5929
Nonequipment | Cool Roof | Cool Roof - Includes both DX and chiller cooling systems | Market Average Existing Ceiling Insulation | Commercial | Existing | Lodging/Hospitality | FL Zone 2 | Square feet | 72.68% | 34.7257 | 34.5475 | 0.17819 | 0.0051313 | 15 | 0.00010041 | 0 | 3.5 | includes labor and materials for single-ply membrane (https://westroofingsystems.com/cost-of-single-ply-membrane-commercial-roofing/) | 0 | 0 | 4.885 | Average for single ply meeting 0.65 SR: https://www.coolrooftoolkit.org/wp-content/uploads/2012/07/CEC-Non-Res-Cool-Roof-Cost-summary.pdf | 0.20791 | FPL contractor estimate on O&M costs to maintain reflectivity (occurs every 3 years) - PV of cost over measure life | 1.5929 | sq ft |  | 1.5929
Nonequipment | Cool Roof | Cool Roof - Includes both DX and chiller cooling systems | Market Average Existing Ceiling Insulation | Commercial | Existing | Miscellaneous | FL Zone 2 | Square feet | 72.47% | 107.2344 | 107.0562 | 0.17819 | 0.0016617 | 15 | 2.2991e-05 | 0 | 3.5 | includes labor and materials for single-ply membrane (https://westroofingsystems.com/cost-of-single-ply-membrane-commercial-roofing/) | 0 | 0 | 4.885 | Average for single ply meeting 0.65 SR: https://www.coolrooftoolkit.org/wp-content/uploads/2012/07/CEC-Non-Res-Cool-Roof-Cost-summary.pdf | 0.20791 | FPL contractor estimate on O&M costs to maintain reflectivity (occurs every 3 years) - PV of cost over measure life | 1.5929 | sq ft |  | 1.5929
Nonequipment | Cool Roof | Cool Roof - Includes both DX and chiller cooling systems | Market Average Existing Ceiling Insulation | Commercial | Existing | Offices | FL Zone 2 | Square feet | 72.74% | 58.1979 | 58.0197 | 0.17819 | 0.0030617 | 15 | 7.5697e-05 | 0 | 3.5 | includes labor and materials for single-ply membrane (https://westroofingsystems.com/cost-of-single-ply-membrane-commercial-roofing/) | 0 | 0 | 4.885 | Average for single ply meeting 0.65 SR: https://www.coolrooftoolkit.org/wp-content/uploads/2012/07/CEC-Non-Res-Cool-Roof-Cost-summary.pdf | 0.20791 | FPL contractor estimate on O&M costs to maintain reflectivity (occurs every 3 years) - PV of cost over measure life | 1.5929 | sq ft |  | 1.5929
Nonequipment | Cool Roof | Cool Roof - Includes both DX and chiller cooling systems | Market Average Existing Ceiling Insulation | Commercial | Existing | Restaurants | FL Zone 2 | Square feet | 72.71% | 31.354 | 31.1758 | 0.17819 | 0.0056831 | 15 | 7.5697e-05 | 0 | 3.5 | includes labor and materials for single-ply membrane (https://westroofingsystems.com/cost-of-single-ply-membrane-commercial-roofing/) | 0 | 0 | 4.885 | Average for single ply meeting 0.65 SR: https://www.coolrooftoolkit.org/wp-content/uploads/2012/07/CEC-Non-Res-Cool-Roof-Cost-summary.pdf | 0.20791 | FPL contractor estimate on O&M costs to maintain reflectivity (occurs every 3 years) - PV of cost over measure life | 1.5929 | sq ft |  | 1.5929
Nonequipment | Cool Roof | Cool Roof - Includes both DX and chiller cooling systems | Market Average Existing Ceiling Insulation | Commercial | Existing | Retail | FL Zone 2 | Square feet | 72.75% | 5.9824 | 5.8042 | 0.17819 | 0.029785 | 15 | 7.5697e-05 | 0 | 3.5 | includes labor and materials for single-ply membrane (https://westroofingsystems.com/cost-of-single-ply-membrane-commercial-roofing/) | 0 | 0 | 4.885 | Average for single ply meeting 0.65 SR: https://www.coolrooftoolkit.org/wp-content/uploads/2012/07/CEC-Non-Res-Cool-Roof-Cost-summary.pdf | 0.20791 | FPL contractor estimate on O&M costs to maintain reflectivity (occurs every 3 years) - PV of cost over measure life | 1.5929 | sq ft |  | 1.5929
Nonequipment | Cool Roof | Cool Roof - Includes both DX and chiller cooling systems | Market Average Existing Ceiling Insulation | Commercial | Existing | Schools K-12 | FL Zone 2 | Square feet | 72.68% | 5.1058 | 4.9276 | 0.17819 | 0.034899 | 15 | 7.5697e-05 | 0 | 3.5 | includes labor and materials for single-ply membrane (https://westroofingsystems.com/cost-of-single-ply-membrane-commercial-roofing/) | 0 | 0 | 4.885 | Average for single ply meeting 0.65 SR: https://www.coolrooftoolkit.org/wp-content/uploads/2012/07/CEC-Non-Res-Cool-Roof-Cost-summary.pdf | 0.20791 | FPL contractor estimate on O&M costs to maintain reflectivity (occurs every 3 years) - PV of cost over measure life | 1.5929 | sq ft |  | 1.5929
Nonequipment | Cool Roof | Cool Roof - Includes both DX and chiller cooling systems | Market Average Existing Ceiling Insulation | Commercial | Existing | Warehouse | FL Zone 2 | Square feet | 72.75% | 1.4026 | 1.2244 | 0.17819 | 0.12704 | 15 | 2.2991e-05 | 0 | 3.5 | includes labor and materials for single-ply membrane (https://westroofingsystems.com/cost-of-single-ply-membrane-commercial-roofing/) | 0 | 0 | 4.885 | Average for single ply meeting 0.65 SR: https://www.coolrooftoolkit.org/wp-content/uploads/2012/07/CEC-Non-Res-Cool-Roof-Cost-summary.pdf | 0.20791 | FPL contractor estimate on O&M costs to maintain reflectivity (occurs every 3 years) - PV of cost over measure life | 1.5929 | sq ft |  | 1.5929
Nonequipment | Cool Roof | Cool Roof - Includes both DX and chiller cooling systems | Code-Compliant Ceiling Insulation | Commercial | New | Assembly | FL Zone 2 | Square feet | 72.49% | 3.7877 | 3.6099 | 0.17775 | 0.046929 | 15 | 7.5512e-05 | 0 | 3.5 | includes labor and materials for single-ply membrane (https://westroofingsystems.com/cost-of-single-ply-membrane-commercial-roofing/) | 0 | 0 | 4.885 | Average for single ply meeting 0.65 SR: https://www.coolrooftoolkit.org/wp-content/uploads/2012/07/CEC-Non-Res-Cool-Roof-Cost-summary.pdf | 0.20791 | FPL contractor estimate on O&M costs to maintain reflectivity (occurs every 3 years) - PV of cost over measure life | 1.5929 | sq ft |  | 1.5929
Nonequipment | Cool Roof | Cool Roof - Includes both DX and chiller cooling systems | Code-Compliant Ceiling Insulation | Commercial | New | College and University | FL Zone 2 | Square feet | 72.18% | 11.0507 | 10.8729 | 0.17775 | 0.016085 | 15 | 7.5512e-05 | 0 | 3.5 | includes labor and materials for single-ply membrane (https://westroofingsystems.com/cost-of-single-ply-membrane-commercial-roofing/) | 0 | 0 | 4.885 | Average for single ply meeting 0.65 SR: https://www.coolrooftoolkit.org/wp-content/uploads/2012/07/CEC-Non-Res-Cool-Roof-Cost-summary.pdf | 0.20791 | FPL contractor estimate on O&M costs to maintain reflectivity (occurs every 3 years) - PV of cost over measure life | 1.5929 | sq ft |  | 1.5929
Nonequipment | Cool Roof | Cool Roof - Includes both DX and chiller cooling systems | Code-Compliant Ceiling Insulation | Commercial | New | Grocery | FL Zone 2 | Square feet | 72.32% | 31.0105 | 30.8327 | 0.17775 | 0.005732 | 15 | 7.5512e-05 | 0 | 3.5 | includes labor and materials for single-ply membrane (https://westroofingsystems.com/cost-of-single-ply-membrane-commercial-roofing/) | 0 | 0 | 4.885 | Average for single ply meeting 0.65 SR: https://www.coolrooftoolkit.org/wp-content/uploads/2012/07/CEC-Non-Res-Cool-Roof-Cost-summary.pdf | 0.20791 | FPL contractor estimate on O&M costs to maintain reflectivity (occurs every 3 years) - PV of cost over measure life | 1.5929 | sq ft |  | 1.5929
Nonequipment | Cool Roof | Cool Roof - Includes both DX and chiller cooling systems | Code-Compliant Ceiling Insulation | Commercial | New | Healthcare | FL Zone 2 | Square feet | 72.32% | 15.0829 | 14.9052 | 0.17775 | 0.011785 | 15 | 7.5512e-05 | 0 | 3.5 | includes labor and materials for single-ply membrane (https://westroofingsystems.com/cost-of-single-ply-membrane-commercial-roofing/) | 0 | 0 | 4.885 | Average for single ply meeting 0.65 SR: https://www.coolrooftoolkit.org/wp-content/uploads/2012/07/CEC-Non-Res-Cool-Roof-Cost-summary.pdf | 0.20791 | FPL contractor estimate on O&M costs to maintain reflectivity (occurs every 3 years) - PV of cost over measure life | 1.5929 | sq ft |  | 1.5929
Nonequipment | Cool Roof | Cool Roof - Includes both DX and chiller cooling systems | Code-Compliant Ceiling Insulation | Commercial | New | Hospitals | FL Zone 2 | Square feet | 72.49% | 81.2975 | 81.1197 | 0.17775 | 0.0021864 | 15 | 7.5512e-05 | 0 | 3.5 | includes labor and materials for single-ply membrane (https://westroofingsystems.com/cost-of-single-ply-membrane-commercial-roofing/) | 0 | 0 | 4.885 | Average for single ply meeting 0.65 SR: https://www.coolrooftoolkit.org/wp-content/uploads/2012/07/CEC-Non-Res-Cool-Roof-Cost-summary.pdf | 0.20791 | FPL contractor estimate on O&M costs to maintain reflectivity (occurs every 3 years) - PV of cost over measure life | 1.5929 | sq ft |  | 1.5929
Nonequipment | Cool Roof | Cool Roof - Includes both DX and chiller cooling systems | Code-Compliant Ceiling Insulation | Commercial | New | Institutional | FL Zone 2 | Square feet | 72.49% | 56.2721 | 56.0944 | 0.17775 | 0.0031588 | 15 | 7.5512e-05 | 0 | 3.5 | includes labor and materials for single-ply membrane (https://westroofingsystems.com/cost-of-single-ply-membrane-commercial-roofing/) | 0 | 0 | 4.885 | Average for single ply meeting 0.65 SR: https://www.coolrooftoolkit.org/wp-content/uploads/2012/07/CEC-Non-Res-Cool-Roof-Cost-summary.pdf | 0.20791 | FPL contractor estimate on O&M costs to maintain reflectivity (occurs every 3 years) - PV of cost over measure life | 1.5929 | sq ft |  | 1.5929
Nonequipment | Cool Roof | Cool Roof - Includes both DX and chiller cooling systems | Code-Compliant Ceiling Insulation | Commercial | New | Lodging/Hospitality | FL Zone 2 | Square feet | 72.18% | 34.7257 | 34.548 | 0.17775 | 0.0051187 | 15 | 0.00010016 | 0 | 3.5 | includes labor and materials for single-ply membrane (https://westroofingsystems.com/cost-of-single-ply-membrane-commercial-roofing/) | 0 | 0 | 4.885 | Average for single ply meeting 0.65 SR: https://www.coolrooftoolkit.org/wp-content/uploads/2012/07/CEC-Non-Res-Cool-Roof-Cost-summary.pdf | 0.20791 | FPL contractor estimate on O&M costs to maintain reflectivity (occurs every 3 years) - PV of cost over measure life | 1.5929 | sq ft |  | 1.5929
Nonequipment | Cool Roof | Cool Roof - Includes both DX and chiller cooling systems | Code-Compliant Ceiling Insulation | Commercial | New | Miscellaneous | FL Zone 2 | Square feet | 72.47% | 107.2344 | 107.0567 | 0.17775 | 0.0016576 | 15 | 2.2935e-05 | 0 | 3.5 | includes labor and materials for single-ply membrane (https://westroofingsystems.com/cost-of-single-ply-membrane-commercial-roofing/) | 0 | 0 | 4.885 | Average for single ply meeting 0.65 SR: https://www.coolrooftoolkit.org/wp-content/uploads/2012/07/CEC-Non-Res-Cool-Roof-Cost-summary.pdf | 0.20791 | FPL contractor estimate on O&M costs to maintain reflectivity (occurs every 3 years) - PV of cost over measure life | 1.5929 | sq ft |  | 1.5929
Nonequipment | Cool Roof | Cool Roof - Includes both DX and chiller cooling systems | Code-Compliant Ceiling Insulation | Commercial | New | Offices | FL Zone 2 | Square feet | 72.49% | 58.1979 | 58.0201 | 0.17775 | 0.0030543 | 15 | 7.5512e-05 | 0 | 3.5 | includes labor and materials for single-ply membrane (https://westroofingsystems.com/cost-of-single-ply-membrane-commercial-roofing/) | 0 | 0 | 4.885 | Average for single ply meeting 0.65 SR: https://www.coolrooftoolkit.org/wp-content/uploads/2012/07/CEC-Non-Res-Cool-Roof-Cost-summary.pdf | 0.20791 | FPL contractor estimate on O&M costs to maintain reflectivity (occurs every 3 years) - PV of cost over measure life | 1.5929 | sq ft |  | 1.5929
Nonequipment | Cool Roof | Cool Roof - Includes both DX and chiller cooling systems | Code-Compliant Ceiling Insulation | Commercial | New | Restaurants | FL Zone 2 | Square feet | 72.32% | 31.354 | 31.1762 | 0.17775 | 0.0056692 | 15 | 7.5512e-05 | 0 | 3.5 | includes labor and materials for single-ply membrane (https://westroofingsystems.com/cost-of-single-ply-membrane-commercial-roofing/) | 0 | 0 | 4.885 | Average for single ply meeting 0.65 SR: https://www.coolrooftoolkit.org/wp-content/uploads/2012/07/CEC-Non-Res-Cool-Roof-Cost-summary.pdf | 0.20791 | FPL contractor estimate on O&M costs to maintain reflectivity (occurs every 3 years) - PV of cost over measure life | 1.5929 | sq ft |  | 1.5929
Nonequipment | Cool Roof | Cool Roof - Includes both DX and chiller cooling systems | Code-Compliant Ceiling Insulation | Commercial | New | Retail | FL Zone 2 | Square feet | 72.51% | 5.9824 | 5.8046 | 0.17775 | 0.029713 | 15 | 7.5512e-05 | 0 | 3.5 | includes labor and materials for single-ply membrane (https://westroofingsystems.com/cost-of-single-ply-membrane-commercial-roofing/) | 0 | 0 | 4.885 | Average for single ply meeting 0.65 SR: https://www.coolrooftoolkit.org/wp-content/uploads/2012/07/CEC-Non-Res-Cool-Roof-Cost-summary.pdf | 0.20791 | FPL contractor estimate on O&M costs to maintain reflectivity (occurs every 3 years) - PV of cost over measure life | 1.5929 | sq ft |  | 1.5929
Nonequipment | Cool Roof | Cool Roof - Includes both DX and chiller cooling systems | Code-Compliant Ceiling Insulation | Commercial | New | Schools K-12 | FL Zone 2 | Square feet | 72.18% | 5.1058 | 4.928 | 0.17775 | 0.034814 | 15 | 7.5512e-05 | 0 | 3.5 | includes labor and materials for single-ply membrane (https://westroofingsystems.com/cost-of-single-ply-membrane-commercial-roofing/) | 0 | 0 | 4.885 | Average for single ply meeting 0.65 SR: https://www.coolrooftoolkit.org/wp-content/uploads/2012/07/CEC-Non-Res-Cool-Roof-Cost-summary.pdf | 0.20791 | FPL contractor estimate on O&M costs to maintain reflectivity (occurs every 3 years) - PV of cost over measure life | 1.5929 | sq ft |  | 1.5929
Nonequipment | Cool Roof | Cool Roof - Includes both DX and chiller cooling systems | Code-Compliant Ceiling Insulation | Commercial | New | Warehouse | FL Zone 2 | Square feet | 72.51% | 1.4026 | 1.2248 | 0.17775 | 0.12673 | 15 | 2.2935e-05 | 0 | 3.5 | includes labor and materials for single-ply membrane (https://westroofingsystems.com/cost-of-single-ply-membrane-commercial-roofing/) | 0 | 0 | 4.885 | Average for single ply meeting 0.65 SR: https://www.coolrooftoolkit.org/wp-content/uploads/2012/07/CEC-Non-Res-Cool-Roof-Cost-summary.pdf | 0.20791 | FPL contractor estimate on O&M costs to maintain reflectivity (occurs every 3 years) - PV of cost over measure life | 1.5929 | sq ft |  | 1.5929
Nonequipment | Dedicated Outdoor Air System on VRF unit | Code-Compliant New Construction PTHP, 4 Tons, 10.1 SEER, 0.825 COP Utilizing Dedicated Outdoor Air System | 0 | Commercial | Existing | Assembly | FL Zone 2 | Per Unit | 58.91% | 4707.2054 | 3907.0747 | 800.1307 | 0.16998 | 15 | 0.24347 | 0.24609 | 7147 | Mid-Atlantic TRM v7.0, 2017 (average for 24kBtu across efficiency types) | 0 | 0 | 8147.58 | Mid-Atlantic TRM v7.0, 2017 (average for 24kBtu across efficiency types) plus additional 14% cost of DOAS system, based on cost increase for integrated DOAS: https://www.osti.gov/servlets/purl/920385 | 0 | 0 | 1000.58 | unit (4 tons) |  | 1000.58
Nonequipment | Dedicated Outdoor Air System on VRF unit | Code-Compliant New Construction PTHP, 4 Tons, 10.1 SEER, 0.825 COP Utilizing Dedicated Outdoor Air System | 0 | Commercial | Existing | College and University | FL Zone 2 | Per Unit | 58.91% | 5187.7528 | 4303.5263 | 884.2265 | 0.17044 | 15 | 0.1876 | 0.13783 | 7147 | Mid-Atlantic TRM v7.0, 2017 (average for 24kBtu across efficiency types) | 0 | 0 | 8147.58 | Mid-Atlantic TRM v7.0, 2017 (average for 24kBtu across efficiency types) plus additional 14% cost of DOAS system, based on cost increase for integrated DOAS: https://www.osti.gov/servlets/purl/920385 | 0 | 0 | 1000.58 | unit (4 tons) |  | 1000.58
Nonequipment | Dedicated Outdoor Air System on VRF unit | Code-Compliant New Construction PTHP, 4 Tons, 10.1 SEER, 0.825 COP Utilizing Dedicated Outdoor Air System | 0 | Commercial | Existing | Grocery | FL Zone 2 | Per Unit | 58.91% | 2968.1801 | 2489.3926 | 478.7875 | 0.16131 | 15 | 0.14569 | 0.14726 | 7147 | Mid-Atlantic TRM v7.0, 2017 (average for 24kBtu across efficiency types) | 0 | 0 | 8147.58 | Mid-Atlantic TRM v7.0, 2017 (average for 24kBtu across efficiency types) plus additional 14% cost of DOAS system, based on cost increase for integrated DOAS: https://www.osti.gov/servlets/purl/920385 | 0 | 0 | 1000.58 | unit (4 tons) |  | 1000.58
Nonequipment | Dedicated Outdoor Air System on VRF unit | Code-Compliant New Construction PTHP, 4 Tons, 10.1 SEER, 0.825 COP Utilizing Dedicated Outdoor Air System | 0 | Commercial | Existing | Healthcare | FL Zone 2 | Per Unit | 58.91% | 10051.209 | 8329.2996 | 1721.9094 | 0.17131 | 15 | 0.52396 | 0.52959 | 7147 | Mid-Atlantic TRM v7.0, 2017 (average for 24kBtu across efficiency types) | 0 | 0 | 8147.58 | Mid-Atlantic TRM v7.0, 2017 (average for 24kBtu across efficiency types) plus additional 14% cost of DOAS system, based on cost increase for integrated DOAS: https://www.osti.gov/servlets/purl/920385 | 0 | 0 | 1000.58 | unit (4 tons) |  | 1000.58
Nonequipment | Dedicated Outdoor Air System on VRF unit | Code-Compliant New Construction PTHP, 4 Tons, 10.1 SEER, 0.825 COP Utilizing Dedicated Outdoor Air System | 0 | Commercial | Existing | Hospitals | FL Zone 2 | Per Unit | 58.91% | 9615.1934 | 7974.6909 | 1640.5025 | 0.17062 | 15 | 0.49919 | 0.50455 | 7147 | Mid-Atlantic TRM v7.0, 2017 (average for 24kBtu across efficiency types) | 0 | 0 | 8147.58 | Mid-Atlantic TRM v7.0, 2017 (average for 24kBtu across efficiency types) plus additional 14% cost of DOAS system, based on cost increase for integrated DOAS: https://www.osti.gov/servlets/purl/920385 | 0 | 0 | 1000.58 | unit (4 tons) |  | 1000.58
Nonequipment | Dedicated Outdoor Air System on VRF unit | Code-Compliant New Construction PTHP, 4 Tons, 10.1 SEER, 0.825 COP Utilizing Dedicated Outdoor Air System | 0 | Commercial | Existing | Institutional | FL Zone 2 | Per Unit | 58.91% | 2647.2334 | 2204.5731 | 442.6603 | 0.16722 | 15 | 0.1347 | 0.13614 | 7147 | Mid-Atlantic TRM v7.0, 2017 (average for 24kBtu across efficiency types) | 0 | 0 | 8147.58 | Mid-Atlantic TRM v7.0, 2017 (average for 24kBtu across efficiency types) plus additional 14% cost of DOAS system, based on cost increase for integrated DOAS: https://www.osti.gov/servlets/purl/920385 | 0 | 0 | 1000.58 | unit (4 tons) |  | 1000.58
Nonequipment | Dedicated Outdoor Air System on VRF unit | Code-Compliant New Construction PTHP, 4 Tons, 10.1 SEER, 0.825 COP Utilizing Dedicated Outdoor Air System | 0 | Commercial | Existing | Lodging/Hospitality | FL Zone 2 | Per Unit | 58.91% | 7587.9706 | 6285.0293 | 1302.9413 | 0.17171 | 15 | 0.27644 | 0.2031 | 7147 | Mid-Atlantic TRM v7.0, 2017 (average for 24kBtu across efficiency types) | 0 | 0 | 8147.58 | Mid-Atlantic TRM v7.0, 2017 (average for 24kBtu across efficiency types) plus additional 14% cost of DOAS system, based on cost increase for integrated DOAS: https://www.osti.gov/servlets/purl/920385 | 0 | 0 | 1000.58 | unit (4 tons) |  | 1000.58
Nonequipment | Dedicated Outdoor Air System on VRF unit | Code-Compliant New Construction PTHP, 4 Tons, 10.1 SEER, 0.825 COP Utilizing Dedicated Outdoor Air System | 0 | Commercial | Existing | Miscellaneous | FL Zone 2 | Per Unit | 58.91% | 2627.0624 | 2180.3703 | 446.692 | 0.17003 | 15 | 0.13592 | 0.13738 | 7147 | Mid-Atlantic TRM v7.0, 2017 (average for 24kBtu across efficiency types) | 0 | 0 | 8147.58 | Mid-Atlantic TRM v7.0, 2017 (average for 24kBtu across efficiency types) plus additional 14% cost of DOAS system, based on cost increase for integrated DOAS: https://www.osti.gov/servlets/purl/920385 | 0 | 0 | 1000.58 | unit (4 tons) |  | 1000.58
Nonequipment | Dedicated Outdoor Air System on VRF unit | Code-Compliant New Construction PTHP, 4 Tons, 10.1 SEER, 0.825 COP Utilizing Dedicated Outdoor Air System | 0 | Commercial | Existing | Offices | FL Zone 2 | Per Unit | 58.91% | 5127.2536 | 4243.7843 | 883.4693 | 0.17231 | 15 | 0.26883 | 0.27172 | 7147 | Mid-Atlantic TRM v7.0, 2017 (average for 24kBtu across efficiency types) | 0 | 0 | 8147.58 | Mid-Atlantic TRM v7.0, 2017 (average for 24kBtu across efficiency types) plus additional 14% cost of DOAS system, based on cost increase for integrated DOAS: https://www.osti.gov/servlets/purl/920385 | 0 | 0 | 1000.58 | unit (4 tons) |  | 1000.58
Nonequipment | Dedicated Outdoor Air System on VRF unit | Code-Compliant New Construction PTHP, 4 Tons, 10.1 SEER, 0.825 COP Utilizing Dedicated Outdoor Air System | 0 | Commercial | Existing | Restaurants | FL Zone 2 | Per Unit | 58.91% | 8279.455 | 6917.6987 | 1361.7563 | 0.16447 | 15 | 0.41437 | 0.41882 | 7147 | Mid-Atlantic TRM v7.0, 2017 (average for 24kBtu across efficiency types) | 0 | 0 | 8147.58 | Mid-Atlantic TRM v7.0, 2017 (average for 24kBtu across efficiency types) plus additional 14% cost of DOAS system, based on cost increase for integrated DOAS: https://www.osti.gov/servlets/purl/920385 | 0 | 0 | 1000.58 | unit (4 tons) |  | 1000.58
Nonequipment | Dedicated Outdoor Air System on VRF unit | Code-Compliant New Construction PTHP, 4 Tons, 10.1 SEER, 0.825 COP Utilizing Dedicated Outdoor Air System | 0 | Commercial | Existing | Retail | FL Zone 2 | Per Unit | 58.91% | 6306.8233 | 5257.7623 | 1049.061 | 0.16634 | 15 | 0.31922 | 0.32265 | 7147 | Mid-Atlantic TRM v7.0, 2017 (average for 24kBtu across efficiency types) | 0 | 0 | 8147.58 | Mid-Atlantic TRM v7.0, 2017 (average for 24kBtu across efficiency types) plus additional 14% cost of DOAS system, based on cost increase for integrated DOAS: https://www.osti.gov/servlets/purl/920385 | 0 | 0 | 1000.58 | unit (4 tons) |  | 1000.58
Nonequipment | Dedicated Outdoor Air System on VRF unit | Code-Compliant New Construction PTHP, 4 Tons, 10.1 SEER, 0.825 COP Utilizing Dedicated Outdoor Air System | 0 | Commercial | Existing | Schools K-12 | FL Zone 2 | Per Unit | 58.91% | 5519.6282 | 4603.9784 | 915.6498 | 0.16589 | 15 | 0.27862 | 0.28162 | 7147 | Mid-Atlantic TRM v7.0, 2017 (average for 24kBtu across efficiency types) | 0 | 0 | 8147.58 | Mid-Atlantic TRM v7.0, 2017 (average for 24kBtu across efficiency types) plus additional 14% cost of DOAS system, based on cost increase for integrated DOAS: https://www.osti.gov/servlets/purl/920385 | 0 | 0 | 1000.58 | unit (4 tons) |  | 1000.58
Nonequipment | Dedicated Outdoor Air System on VRF unit | Code-Compliant New Construction PTHP, 4 Tons, 10.1 SEER, 0.825 COP Utilizing Dedicated Outdoor Air System | 0 | Commercial | Existing | Warehouse | FL Zone 2 | Per Unit | 58.91% | 1239.1878 | 1035.3739 | 203.814 | 0.16447 | 15 | 0.062019 | 0.062685 | 7147 | Mid-Atlantic TRM v7.0, 2017 (average for 24kBtu across efficiency types) | 0 | 0 | 8147.58 | Mid-Atlantic TRM v7.0, 2017 (average for 24kBtu across efficiency types) plus additional 14% cost of DOAS system, based on cost increase for integrated DOAS: https://www.osti.gov/servlets/purl/920385 | 0 | 0 | 1000.58 | unit (4 tons) |  | 1000.58
Nonequipment | Dedicated Outdoor Air System on VRF unit | Code-Compliant New Construction PTHP, 4 Tons, 10.1 SEER, 0.825 COP Utilizing Dedicated Outdoor Air System | Code-Compliant New Construction PTHP, 4 Tons, 10.1 SEER, 0.825 COP | Commercial | New | Assembly | FL Zone 2 | Per Unit | 58.91% | 4707.2054 | 3907.0747 | 800.1307 | 0.16998 | 15 | 0.24347 | 0.24609 | 7147 | Mid-Atlantic TRM v7.0, 2017 (average for 24kBtu across efficiency types) | 0 | 0 | 8147.58 | Mid-Atlantic TRM v7.0, 2017 (average for 24kBtu across efficiency types) plus additional 14% cost of DOAS system, based on cost increase for integrated DOAS: https://www.osti.gov/servlets/purl/920385 | 0 | 0 | 1000.58 | unit (4 tons) |  | 1000.58
Nonequipment | Dedicated Outdoor Air System on VRF unit | Code-Compliant New Construction PTHP, 4 Tons, 10.1 SEER, 0.825 COP Utilizing Dedicated Outdoor Air System | Code-Compliant New Construction PTHP, 4 Tons, 10.1 SEER, 0.825 COP | Commercial | New | College and University | FL Zone 2 | Per Unit | 58.91% | 5187.7528 | 4303.5263 | 884.2265 | 0.17044 | 15 | 0.1876 | 0.13783 | 7147 | Mid-Atlantic TRM v7.0, 2017 (average for 24kBtu across efficiency types) | 0 | 0 | 8147.58 | Mid-Atlantic TRM v7.0, 2017 (average for 24kBtu across efficiency types) plus additional 14% cost of DOAS system, based on cost increase for integrated DOAS: https://www.osti.gov/servlets/purl/920385 | 0 | 0 | 1000.58 | unit (4 tons) |  | 1000.58
Nonequipment | Dedicated Outdoor Air System on VRF unit | Code-Compliant New Construction PTHP, 4 Tons, 10.1 SEER, 0.825 COP Utilizing Dedicated Outdoor Air System | Code-Compliant New Construction PTHP, 4 Tons, 10.1 SEER, 0.825 COP | Commercial | New | Grocery | FL Zone 2 | Per Unit | 58.91% | 2968.1801 | 2489.3926 | 478.7875 | 0.16131 | 15 | 0.14569 | 0.14726 | 7147 | Mid-Atlantic TRM v7.0, 2017 (average for 24kBtu across efficiency types) | 0 | 0 | 8147.58 | Mid-Atlantic TRM v7.0, 2017 (average for 24kBtu across efficiency types) plus additional 14% cost of DOAS system, based on cost increase for integrated DOAS: https://www.osti.gov/servlets/purl/920385 | 0 | 0 | 1000.58 | unit (4 tons) |  | 1000.58
Nonequipment | Dedicated Outdoor Air System on VRF unit | Code-Compliant New Construction PTHP, 4 Tons, 10.1 SEER, 0.825 COP Utilizing Dedicated Outdoor Air System | Code-Compliant New Construction PTHP, 4 Tons, 10.1 SEER, 0.825 COP | Commercial | New | Healthcare | FL Zone 2 | Per Unit | 58.91% | 10051.209 | 8329.2996 | 1721.9094 | 0.17131 | 15 | 0.52396 | 0.52959 | 7147 | Mid-Atlantic TRM v7.0, 2017 (average for 24kBtu across efficiency types) | 0 | 0 | 8147.58 | Mid-Atlantic TRM v7.0, 2017 (average for 24kBtu across efficiency types) plus additional 14% cost of DOAS system, based on cost increase for integrated DOAS: https://www.osti.gov/servlets/purl/920385 | 0 | 0 | 1000.58 | unit (4 tons) |  | 1000.58
Nonequipment | Dedicated Outdoor Air System on VRF unit | Code-Compliant New Construction PTHP, 4 Tons, 10.1 SEER, 0.825 COP Utilizing Dedicated Outdoor Air System | Code-Compliant New Construction PTHP, 4 Tons, 10.1 SEER, 0.825 COP | Commercial | New | Hospitals | FL Zone 2 | Per Unit | 58.91% | 9615.1934 | 7974.6909 | 1640.5025 | 0.17062 | 15 | 0.49919 | 0.50455 | 7147 | Mid-Atlantic TRM v7.0, 2017 (average for 24kBtu across efficiency types) | 0 | 0 | 8147.58 | Mid-Atlantic TRM v7.0, 2017 (average for 24kBtu across efficiency types) plus additional 14% cost of DOAS system, based on cost increase for integrated DOAS: https://www.osti.gov/servlets/purl/920385 | 0 | 0 | 1000.58 | unit (4 tons) |  | 1000.58
Nonequipment | Dedicated Outdoor Air System on VRF unit | Code-Compliant New Construction PTHP, 4 Tons, 10.1 SEER, 0.825 COP Utilizing Dedicated Outdoor Air System | Code-Compliant New Construction PTHP, 4 Tons, 10.1 SEER, 0.825 COP | Commercial | New | Institutional | FL Zone 2 | Per Unit | 58.91% | 2647.2334 | 2204.5731 | 442.6603 | 0.16722 | 15 | 0.1347 | 0.13614 | 7147 | Mid-Atlantic TRM v7.0, 2017 (average for 24kBtu across efficiency types) | 0 | 0 | 8147.58 | Mid-Atlantic TRM v7.0, 2017 (average for 24kBtu across efficiency types) plus additional 14% cost of DOAS system, based on cost increase for integrated DOAS: https://www.osti.gov/servlets/purl/920385 | 0 | 0 | 1000.58 | unit (4 tons) |  | 1000.58
Nonequipment | Dedicated Outdoor Air System on VRF unit | Code-Compliant New Construction PTHP, 4 Tons, 10.1 SEER, 0.825 COP Utilizing Dedicated Outdoor Air System | Code-Compliant New Construction PTHP, 4 Tons, 10.1 SEER, 0.825 COP | Commercial | New | Lodging/Hospitality | FL Zone 2 | Per Unit | 58.91% | 7587.9706 | 6285.0293 | 1302.9413 | 0.17171 | 15 | 0.27644 | 0.2031 | 7147 | Mid-Atlantic TRM v7.0, 2017 (average for 24kBtu across efficiency types) | 0 | 0 | 8147.58 | Mid-Atlantic TRM v7.0, 2017 (average for 24kBtu across efficiency types) plus additional 14% cost of DOAS system, based on cost increase for integrated DOAS: https://www.osti.gov/servlets/purl/920385 | 0 | 0 | 1000.58 | unit (4 tons) |  | 1000.58
Nonequipment | Dedicated Outdoor Air System on VRF unit | Code-Compliant New Construction PTHP, 4 Tons, 10.1 SEER, 0.825 COP Utilizing Dedicated Outdoor Air System | Code-Compliant New Construction PTHP, 4 Tons, 10.1 SEER, 0.825 COP | Commercial | New | Miscellaneous | FL Zone 2 | Per Unit | 58.91% | 2627.0624 | 2180.3703 | 446.692 | 0.17003 | 15 | 0.13592 | 0.13738 | 7147 | Mid-Atlantic TRM v7.0, 2017 (average for 24kBtu across efficiency types) | 0 | 0 | 8147.58 | Mid-Atlantic TRM v7.0, 2017 (average for 24kBtu across efficiency types) plus additional 14% cost of DOAS system, based on cost increase for integrated DOAS: https://www.osti.gov/servlets/purl/920385 | 0 | 0 | 1000.58 | unit (4 tons) |  | 1000.58
Nonequipment | Dedicated Outdoor Air System on VRF unit | Code-Compliant New Construction PTHP, 4 Tons, 10.1 SEER, 0.825 COP Utilizing Dedicated Outdoor Air System | Code-Compliant New Construction PTHP, 4 Tons, 10.1 SEER, 0.825 COP | Commercial | New | Offices | FL Zone 2 | Per Unit | 58.91% | 5127.2536 | 4243.7843 | 883.4693 | 0.17231 | 15 | 0.26883 | 0.27172 | 7147 | Mid-Atlantic TRM v7.0, 2017 (average for 24kBtu across efficiency types) | 0 | 0 | 8147.58 | Mid-Atlantic TRM v7.0, 2017 (average for 24kBtu across efficiency types) plus additional 14% cost of DOAS system, based on cost increase for integrated DOAS: https://www.osti.gov/servlets/purl/920385 | 0 | 0 | 1000.58 | unit (4 tons) |  | 1000.58
Nonequipment | Dedicated Outdoor Air System on VRF unit | Code-Compliant New Construction PTHP, 4 Tons, 10.1 SEER, 0.825 COP Utilizing Dedicated Outdoor Air System | Code-Compliant New Construction PTHP, 4 Tons, 10.1 SEER, 0.825 COP | Commercial | New | Restaurants | FL Zone 2 | Per Unit | 58.91% | 8279.455 | 6917.6987 | 1361.7563 | 0.16447 | 15 | 0.41437 | 0.41882 | 7147 | Mid-Atlantic TRM v7.0, 2017 (average for 24kBtu across efficiency types) | 0 | 0 | 8147.58 | Mid-Atlantic TRM v7.0, 2017 (average for 24kBtu across efficiency types) plus additional 14% cost of DOAS system, based on cost increase for integrated DOAS: https://www.osti.gov/servlets/purl/920385 | 0 | 0 | 1000.58 | unit (4 tons) |  | 1000.58
Nonequipment | Dedicated Outdoor Air System on VRF unit | Code-Compliant New Construction PTHP, 4 Tons, 10.1 SEER, 0.825 COP Utilizing Dedicated Outdoor Air System | Code-Compliant New Construction PTHP, 4 Tons, 10.1 SEER, 0.825 COP | Commercial | New | Retail | FL Zone 2 | Per Unit | 58.91% | 6306.8233 | 5257.7623 | 1049.061 | 0.16634 | 15 | 0.31922 | 0.32265 | 7147 | Mid-Atlantic TRM v7.0, 2017 (average for 24kBtu across efficiency types) | 0 | 0 | 8147.58 | Mid-Atlantic TRM v7.0, 2017 (average for 24kBtu across efficiency types) plus additional 14% cost of DOAS system, based on cost increase for integrated DOAS: https://www.osti.gov/servlets/purl/920385 | 0 | 0 | 1000.58 | unit (4 tons) |  | 1000.58
Nonequipment | Dedicated Outdoor Air System on VRF unit | Code-Compliant New Construction PTHP, 4 Tons, 10.1 SEER, 0.825 COP Utilizing Dedicated Outdoor Air System | Code-Compliant New Construction PTHP, 4 Tons, 10.1 SEER, 0.825 COP | Commercial | New | Schools K-12 | FL Zone 2 | Per Unit | 58.91% | 5519.6282 | 4603.9784 | 915.6498 | 0.16589 | 15 | 0.27862 | 0.28162 | 7147 | Mid-Atlantic TRM v7.0, 2017 (average for 24kBtu across efficiency types) | 0 | 0 | 8147.58 | Mid-Atlantic TRM v7.0, 2017 (average for 24kBtu across efficiency types) plus additional 14% cost of DOAS system, based on cost increase for integrated DOAS: https://www.osti.gov/servlets/purl/920385 | 0 | 0 | 1000.58 | unit (4 tons) |  | 1000.58
Nonequipment | Dedicated Outdoor Air System on VRF unit | Code-Compliant New Construction PTHP, 4 Tons, 10.1 SEER, 0.825 COP Utilizing Dedicated Outdoor Air System | Code-Compliant New Construction PTHP, 4 Tons, 10.1 SEER, 0.825 COP | Commercial | New | Warehouse | FL Zone 2 | Per Unit | 58.91% | 1239.1878 | 1035.3739 | 203.814 | 0.16447 | 15 | 0.062019 | 0.062685 | 7147 | Mid-Atlantic TRM v7.0, 2017 (average for 24kBtu across efficiency types) | 0 | 0 | 8147.58 | Mid-Atlantic TRM v7.0, 2017 (average for 24kBtu across efficiency types) plus additional 14% cost of DOAS system, based on cost increase for integrated DOAS: https://www.osti.gov/servlets/purl/920385 | 0 | 0 | 1000.58 | unit (4 tons) |  | 1000.58
Nonequipment | Destratification Fans | Destratification Fans improve temperature distribution by circulating warmer air from the ceiling back down to the floor level | 0 | Commercial | Existing | Assembly | FL Zone 2 | Square feet | 0% | 1956.3868 | 1673.3141 | 283.0728 | 0.14469 | 10 | 0 | 0.057314 | 0 | 0 | 0 | 0 | 6800 | Illinois 2018 Statewide TRM, Section 4.4.34 | 0 | 0 | 6800 | unit |  | 6800
Nonequipment | Destratification Fans | Destratification Fans improve temperature distribution by circulating warmer air from the ceiling back down to the floor level | 0 | Commercial | Existing | College and University | FL Zone 2 | Square feet | 0% | 3298.4457 | 2783.4994 | 514.9463 | 0.15612 | 10 | 0 | 0.10426 | 0 | 0 | 0 | 0 | 6800 | Illinois 2018 Statewide TRM, Section 4.4.34 | 0 | 0 | 6800 | unit |  | 6800
Nonequipment | Destratification Fans | Destratification Fans improve temperature distribution by circulating warmer air from the ceiling back down to the floor level | 0 | Commercial | Existing | Grocery | FL Zone 2 | Square feet | 0% | 1478.9409 | 1293.4751 | 185.4658 | 0.1254 | 10 | 0 | 0.037551 | 0 | 0 | 0 | 0 | 6800 | Illinois 2018 Statewide TRM, Section 4.4.34 | 0 | 0 | 6800 | unit |  | 6800
Nonequipment | Destratification Fans | Destratification Fans improve temperature distribution by circulating warmer air from the ceiling back down to the floor level | 0 | Commercial | Existing | Healthcare | FL Zone 2 | Square feet | 0% | 3186.9671 | 2723.0913 | 463.8758 | 0.14555 | 10 | 0 | 0.093921 | 0 | 0 | 0 | 0 | 6800 | Illinois 2018 Statewide TRM, Section 4.4.34 | 0 | 0 | 6800 | unit |  | 6800
Nonequipment | Destratification Fans | Destratification Fans improve temperature distribution by circulating warmer air from the ceiling back down to the floor level | 0 | Commercial | Existing | Hospitals | FL Zone 2 | Square feet | 0% | 5869.3109 | 4953.3237 | 915.9872 | 0.15606 | 10 | 0 | 0.18546 | 0 | 0 | 0 | 0 | 6800 | Illinois 2018 Statewide TRM, Section 4.4.34 | 0 | 0 | 6800 | unit |  | 6800
Nonequipment | Destratification Fans | Destratification Fans improve temperature distribution by circulating warmer air from the ceiling back down to the floor level | 0 | Commercial | Existing | Institutional | FL Zone 2 | Square feet | 0% | 802.5955 | 700.6307 | 101.9648 | 0.12704 | 10 | 0 | 0.020645 | 0 | 0 | 0 | 0 | 6800 | Illinois 2018 Statewide TRM, Section 4.4.34 | 0 | 0 | 6800 | unit |  | 6800
Nonequipment | Destratification Fans | Destratification Fans improve temperature distribution by circulating warmer air from the ceiling back down to the floor level | 0 | Commercial | Existing | Lodging/Hospitality | FL Zone 2 | Square feet | 0% | 1169.948 | 1016.1305 | 153.8175 | 0.13147 | 10 | 0 | 0.031143 | 0 | 0 | 0 | 0 | 6800 | Illinois 2018 Statewide TRM, Section 4.4.34 | 0 | 0 | 6800 | unit |  | 6800
Nonequipment | Destratification Fans | Destratification Fans improve temperature distribution by circulating warmer air from the ceiling back down to the floor level | 0 | Commercial | Existing | Miscellaneous | FL Zone 2 | Square feet | 0% | 1540.8491 | 1305.7738 | 235.0753 | 0.15256 | 10 | 0 | 0.047596 | 0 | 0 | 0 | 0 | 6800 | Illinois 2018 Statewide TRM, Section 4.4.34 | 0 | 0 | 6800 | unit |  | 6800
Nonequipment | Destratification Fans | Destratification Fans improve temperature distribution by circulating warmer air from the ceiling back down to the floor level | 0 | Commercial | Existing | Offices | FL Zone 2 | Square feet | 0% | 424.3767 | 372.8921 | 51.4847 | 0.12132 | 10 | 0 | 0.010424 | 0 | 0 | 0 | 0 | 6800 | Illinois 2018 Statewide TRM, Section 4.4.34 | 0 | 0 | 6800 | unit |  | 6800
Nonequipment | Destratification Fans | Destratification Fans improve temperature distribution by circulating warmer air from the ceiling back down to the floor level | 0 | Commercial | Existing | Restaurants | FL Zone 2 | Square feet | 0% | 3232.8013 | 2825.8913 | 406.91 | 0.12587 | 10 | 0 | 0.082387 | 0 | 0 | 0 | 0 | 6800 | Illinois 2018 Statewide TRM, Section 4.4.34 | 0 | 0 | 6800 | unit |  | 6800
Nonequipment | Destratification Fans | Destratification Fans improve temperature distribution by circulating warmer air from the ceiling back down to the floor level | 0 | Commercial | Existing | Retail | FL Zone 2 | Square feet | 0% | 3506.8426 | 3019.9041 | 486.9386 | 0.13885 | 10 | 0 | 0.09859 | 0 | 0 | 0 | 0 | 6800 | Illinois 2018 Statewide TRM, Section 4.4.34 | 0 | 0 | 6800 | unit |  | 6800
Nonequipment | Destratification Fans | Destratification Fans improve temperature distribution by circulating warmer air from the ceiling back down to the floor level | 0 | Commercial | Existing | Schools K-12 | FL Zone 2 | Square feet | 0% | 9488.1945 | 7948.5483 | 1539.6462 | 0.16227 | 10 | 0 | 0.31173 | 0 | 0 | 0 | 0 | 6800 | Illinois 2018 Statewide TRM, Section 4.4.34 | 0 | 0 | 6800 | unit |  | 6800
Nonequipment | Destratification Fans | Destratification Fans improve temperature distribution by circulating warmer air from the ceiling back down to the floor level | 0 | Commercial | Existing | Warehouse | FL Zone 2 | Square feet | 74.65% | 1154.4476 | 985.6711 | 168.7765 | 0.1462 | 10 | 0 | 0.034172 | 0 | 0 | 0 | 0 | 6800 | Illinois 2018 Statewide TRM, Section 4.4.34 | 0 | 0 | 6800 | unit |  | 6800
Nonequipment | Destratification Fans | Destratification Fans improve temperature distribution by circulating warmer air from the ceiling back down to the floor level | No fan (e.g. temperature stratification at ceiling of high bay ceilings) | Commercial | New | Assembly | FL Zone 2 | Square feet | 0% | 1956.3868 | 1673.3141 | 283.0728 | 0.14469 | 10 | 0 | 0.057314 | 0 | 0 | 0 | 0 | 6800 | Illinois 2018 Statewide TRM, Section 4.4.34 | 0 | 0 | 6800 | unit |  | 6800
Nonequipment | Destratification Fans | Destratification Fans improve temperature distribution by circulating warmer air from the ceiling back down to the floor level | No fan (e.g. temperature stratification at ceiling of high bay ceilings) | Commercial | New | College and University | FL Zone 2 | Square feet | 0% | 3298.4457 | 2783.4994 | 514.9463 | 0.15612 | 10 | 0 | 0.10426 | 0 | 0 | 0 | 0 | 6800 | Illinois 2018 Statewide TRM, Section 4.4.34 | 0 | 0 | 6800 | unit |  | 6800
Nonequipment | Destratification Fans | Destratification Fans improve temperature distribution by circulating warmer air from the ceiling back down to the floor level | No fan (e.g. temperature stratification at ceiling of high bay ceilings) | Commercial | New | Grocery | FL Zone 2 | Square feet | 0% | 1478.9409 | 1293.4751 | 185.4658 | 0.1254 | 10 | 0 | 0.037551 | 0 | 0 | 0 | 0 | 6800 | Illinois 2018 Statewide TRM, Section 4.4.34 | 0 | 0 | 6800 | unit |  | 6800
Nonequipment | Destratification Fans | Destratification Fans improve temperature distribution by circulating warmer air from the ceiling back down to the floor level | No fan (e.g. temperature stratification at ceiling of high bay ceilings) | Commercial | New | Healthcare | FL Zone 2 | Square feet | 0% | 3186.9671 | 2723.0913 | 463.8758 | 0.14555 | 10 | 0 | 0.093921 | 0 | 0 | 0 | 0 | 6800 | Illinois 2018 Statewide TRM, Section 4.4.34 | 0 | 0 | 6800 | unit |  | 6800
Nonequipment | Destratification Fans | Destratification Fans improve temperature distribution by circulating warmer air from the ceiling back down to the floor level | No fan (e.g. temperature stratification at ceiling of high bay ceilings) | Commercial | New | Hospitals | FL Zone 2 | Square feet | 0% | 5869.3109 | 4953.3237 | 915.9872 | 0.15606 | 10 | 0 | 0.18546 | 0 | 0 | 0 | 0 | 6800 | Illinois 2018 Statewide TRM, Section 4.4.34 | 0 | 0 | 6800 | unit |  | 6800
Nonequipment | Destratification Fans | Destratification Fans improve temperature distribution by circulating warmer air from the ceiling back down to the floor level | No fan (e.g. temperature stratification at ceiling of high bay ceilings) | Commercial | New | Institutional | FL Zone 2 | Square feet | 0% | 802.5955 | 700.6307 | 101.9648 | 0.12704 | 10 | 0 | 0.020645 | 0 | 0 | 0 | 0 | 6800 | Illinois 2018 Statewide TRM, Section 4.4.34 | 0 | 0 | 6800 | unit |  | 6800
Nonequipment | Destratification Fans | Destratification Fans improve temperature distribution by circulating warmer air from the ceiling back down to the floor level | No fan (e.g. temperature stratification at ceiling of high bay ceilings) | Commercial | New | Lodging/Hospitality | FL Zone 2 | Square feet | 0% | 1169.948 | 1016.1305 | 153.8175 | 0.13147 | 10 | 0 | 0.031143 | 0 | 0 | 0 | 0 | 6800 | Illinois 2018 Statewide TRM, Section 4.4.34 | 0 | 0 | 6800 | unit |  | 6800
Nonequipment | Destratification Fans | Destratification Fans improve temperature distribution by circulating warmer air from the ceiling back down to the floor level | No fan (e.g. temperature stratification at ceiling of high bay ceilings) | Commercial | New | Miscellaneous | FL Zone 2 | Square feet | 0% | 1540.8491 | 1305.7738 | 235.0753 | 0.15256 | 10 | 0 | 0.047596 | 0 | 0 | 0 | 0 | 6800 | Illinois 2018 Statewide TRM, Section 4.4.34 | 0 | 0 | 6800 | unit |  | 6800
Nonequipment | Destratification Fans | Destratification Fans improve temperature distribution by circulating warmer air from the ceiling back down to the floor level | No fan (e.g. temperature stratification at ceiling of high bay ceilings) | Commercial | New | Offices | FL Zone 2 | Square feet | 0% | 424.3767 | 372.8921 | 51.4847 | 0.12132 | 10 | 0 | 0.010424 | 0 | 0 | 0 | 0 | 6800 | Illinois 2018 Statewide TRM, Section 4.4.34 | 0 | 0 | 6800 | unit |  | 6800
Nonequipment | Destratification Fans | Destratification Fans improve temperature distribution by circulating warmer air from the ceiling back down to the floor level | No fan (e.g. temperature stratification at ceiling of high bay ceilings) | Commercial | New | Restaurants | FL Zone 2 | Square feet | 0% | 3232.8013 | 2825.8913 | 406.91 | 0.12587 | 10 | 0 | 0.082387 | 0 | 0 | 0 | 0 | 6800 | Illinois 2018 Statewide TRM, Section 4.4.34 | 0 | 0 | 6800 | unit |  | 6800
Nonequipment | Destratification Fans | Destratification Fans improve temperature distribution by circulating warmer air from the ceiling back down to the floor level | No fan (e.g. temperature stratification at ceiling of high bay ceilings) | Commercial | New | Retail | FL Zone 2 | Square feet | 0% | 3506.8426 | 3019.9041 | 486.9386 | 0.13885 | 10 | 0 | 0.09859 | 0 | 0 | 0 | 0 | 6800 | Illinois 2018 Statewide TRM, Section 4.4.34 | 0 | 0 | 6800 | unit |  | 6800
Nonequipment | Destratification Fans | Destratification Fans improve temperature distribution by circulating warmer air from the ceiling back down to the floor level | No fan (e.g. temperature stratification at ceiling of high bay ceilings) | Commercial | New | Schools K-12 | FL Zone 2 | Square feet | 0% | 9488.1945 | 7948.5483 | 1539.6462 | 0.16227 | 10 | 0 | 0.31173 | 0 | 0 | 0 | 0 | 6800 | Illinois 2018 Statewide TRM, Section 4.4.34 | 0 | 0 | 6800 | unit |  | 6800
Nonequipment | Destratification Fans | Destratification Fans improve temperature distribution by circulating warmer air from the ceiling back down to the floor level | No fan (e.g. temperature stratification at ceiling of high bay ceilings) | Commercial | New | Warehouse | FL Zone 2 | Square feet | 74.65% | 1154.4476 | 985.6711 | 168.7765 | 0.1462 | 10 | 0 | 0.034172 | 0 | 0 | 0 | 0 | 6800 | Illinois 2018 Statewide TRM, Section 4.4.34 | 0 | 0 | 6800 | unit |  | 6800
Nonequipment | Duct Insulation | Standard Electric Heating and Central AC with Insulated Ductwork (R-8) | Standard Electric Heating and Central AC with Uninsulated Ductwork (R-4) | Commercial | Existing | Assembly | FL Zone 2 | Per End Use Consumption | 0% | 48078.2351 | 47094.915 | 983.3201 | 0.020453 | 15 | 0.26713 | 0.57411 | 0 | no base cost | 0 | 0 | 0.37 | rate at $0.37/sq.ft, reference: https://www.homewyse.com/costs/cost_of_duct_insulation.html | 0.59125 | rate at $53.75/per labor hour and 0.011 hr/sq.ft, reference: https://www.homewyse.com/costs/cost_of_duct_insulation.html | 0.96125 | sq ft | 19267.2533 | 18520.6472
Nonequipment | Duct Insulation | Standard Electric Heating and Central AC with Insulated Ductwork (R-8) | Standard Electric Heating and Central AC with Uninsulated Ductwork (R-4) | Commercial | Existing | College and University | FL Zone 2 | Per End Use Consumption | 0% | 287152.3197 | 281279.3369 | 5872.9828 | 0.020453 | 15 | 1.5955 | 3.429 | 0 | no base cost | 0 | 0 | 0.37 | rate at $0.37/sq.ft, reference: https://www.homewyse.com/costs/cost_of_duct_insulation.html | 0.59125 | rate at $53.75/per labor hour and 0.011 hr/sq.ft, reference: https://www.homewyse.com/costs/cost_of_duct_insulation.html | 0.96125 | sq ft | 75933.2099 | 72990.798
Nonequipment | Duct Insulation | Standard Electric Heating and Central AC with Insulated Ductwork (R-8) | Standard Electric Heating and Central AC with Uninsulated Ductwork (R-4) | Commercial | Existing | Grocery | FL Zone 2 | Per End Use Consumption | 0% | 115753.0083 | 113385.5699 | 2367.4384 | 0.020453 | 15 | 0.64315 | 1.3822 | 0 | no base cost | 0 | 0 | 0.37 | rate at $0.37/sq.ft, reference: https://www.homewyse.com/costs/cost_of_duct_insulation.html | 0.59125 | rate at $53.75/per labor hour and 0.011 hr/sq.ft, reference: https://www.homewyse.com/costs/cost_of_duct_insulation.html | 0.96125 | sq ft | 4711.6968 | 4529.1185
Nonequipment | Duct Insulation | Standard Electric Heating and Central AC with Insulated Ductwork (R-8) | Standard Electric Heating and Central AC with Uninsulated Ductwork (R-4) | Commercial | Existing | Healthcare | FL Zone 2 | Per End Use Consumption | 0% | 202047.3819 | 197915.0078 | 4132.3741 | 0.020453 | 15 | 1.1226 | 2.4127 | 0 | no base cost | 0 | 0 | 0.37 | rate at $0.37/sq.ft, reference: https://www.homewyse.com/costs/cost_of_duct_insulation.html | 0.59125 | rate at $53.75/per labor hour and 0.011 hr/sq.ft, reference: https://www.homewyse.com/costs/cost_of_duct_insulation.html | 0.96125 | sq ft | 20120.7655 | 19341.0859
Nonequipment | Duct Insulation | Standard Electric Heating and Central AC with Insulated Ductwork (R-8) | Standard Electric Heating and Central AC with Uninsulated Ductwork (R-4) | Commercial | Existing | Hospitals | FL Zone 2 | Per End Use Consumption | 0% | 2105301.9288 | 2062243.2411 | 43058.6877 | 0.020453 | 15 | 11.6976 | 25.1399 | 0 | no base cost | 0 | 0 | 0.37 | rate at $0.37/sq.ft, reference: https://www.homewyse.com/costs/cost_of_duct_insulation.html | 0.59125 | rate at $53.75/per labor hour and 0.011 hr/sq.ft, reference: https://www.homewyse.com/costs/cost_of_duct_insulation.html | 0.96125 | sq ft | 209655.211 | 201531.0716
Nonequipment | Duct Insulation | Standard Electric Heating and Central AC with Insulated Ductwork (R-8) | Standard Electric Heating and Central AC with Uninsulated Ductwork (R-4) | Commercial | Existing | Institutional | FL Zone 2 | Per End Use Consumption | 0% | 233568.925 | 228791.8566 | 4777.0684 | 0.020453 | 15 | 1.2978 | 2.7891 | 0 | no base cost | 0 | 0 | 0.37 | rate at $0.37/sq.ft, reference: https://www.homewyse.com/costs/cost_of_duct_insulation.html | 0.59125 | rate at $53.75/per labor hour and 0.011 hr/sq.ft, reference: https://www.homewyse.com/costs/cost_of_duct_insulation.html | 0.96125 | sq ft | 20630.2862 | 19830.8626
Nonequipment | Duct Insulation | Standard Electric Heating and Central AC with Insulated Ductwork (R-8) | Standard Electric Heating and Central AC with Uninsulated Ductwork (R-4) | Commercial | Existing | Lodging/Hospitality | FL Zone 2 | Per End Use Consumption | 0% | 191602.1762 | 187683.4327 | 3918.7435 | 0.020453 | 15 | 1.0646 | 2.288 | 0 | no base cost | 0 | 0 | 0.37 | rate at $0.37/sq.ft, reference: https://www.homewyse.com/costs/cost_of_duct_insulation.html | 0.59125 | rate at $53.75/per labor hour and 0.011 hr/sq.ft, reference: https://www.homewyse.com/costs/cost_of_duct_insulation.html | 0.96125 | sq ft | 33805.3353 | 32495.3786
Nonequipment | Duct Insulation | Standard Electric Heating and Central AC with Insulated Ductwork (R-8) | Standard Electric Heating and Central AC with Uninsulated Ductwork (R-4) | Commercial | Existing | Miscellaneous | FL Zone 2 | Per End Use Consumption | 0% | 2226772.3297 | 2181229.2686 | 45543.0611 | 0.020453 | 15 | 12.3725 | 26.5904 | 0 | no base cost | 0 | 0 | 0.37 | rate at $0.37/sq.ft, reference: https://www.homewyse.com/costs/cost_of_duct_insulation.html | 0.59125 | rate at $53.75/per labor hour and 0.011 hr/sq.ft, reference: https://www.homewyse.com/costs/cost_of_duct_insulation.html | 0.96125 | sq ft | 288693.3416 | 277506.4746
Nonequipment | Duct Insulation | Standard Electric Heating and Central AC with Insulated Ductwork (R-8) | Standard Electric Heating and Central AC with Uninsulated Ductwork (R-4) | Commercial | Existing | Offices | FL Zone 2 | Per End Use Consumption | 30.55% | 166452.0881 | 163047.7267 | 3404.3613 | 0.020453 | 15 | 0.92485 | 1.9876 | 0 | no base cost | 0 | 0 | 0.37 | rate at $0.37/sq.ft, reference: https://www.homewyse.com/costs/cost_of_duct_insulation.html | 0.59125 | rate at $53.75/per labor hour and 0.011 hr/sq.ft, reference: https://www.homewyse.com/costs/cost_of_duct_insulation.html | 0.96125 | sq ft | 16065.0328 | 15442.5127
Nonequipment | Duct Insulation | Standard Electric Heating and Central AC with Insulated Ductwork (R-8) | Standard Electric Heating and Central AC with Uninsulated Ductwork (R-4) | Commercial | Existing | Restaurants | FL Zone 2 | Per End Use Consumption | 30.55% | 120615.3416 | 118148.4563 | 2466.8853 | 0.020453 | 15 | 0.67017 | 1.4403 | 0 | no base cost | 0 | 0 | 0.37 | rate at $0.37/sq.ft, reference: https://www.homewyse.com/costs/cost_of_duct_insulation.html | 0.59125 | rate at $53.75/per labor hour and 0.011 hr/sq.ft, reference: https://www.homewyse.com/costs/cost_of_duct_insulation.html | 0.96125 | sq ft | 5079.7893 | 4882.9475
Nonequipment | Duct Insulation | Standard Electric Heating and Central AC with Insulated Ductwork (R-8) | Standard Electric Heating and Central AC with Uninsulated Ductwork (R-4) | Commercial | Existing | Retail | FL Zone 2 | Per End Use Consumption | 30.55% | 52681.844 | 51604.3686 | 1077.4754 | 0.020453 | 15 | 0.29271 | 0.62909 | 0 | no base cost | 0 | 0 | 0.37 | rate at $0.37/sq.ft, reference: https://www.homewyse.com/costs/cost_of_duct_insulation.html | 0.59125 | rate at $53.75/per labor hour and 0.011 hr/sq.ft, reference: https://www.homewyse.com/costs/cost_of_duct_insulation.html | 0.96125 | sq ft | 11443.846 | 11000.3969
Nonequipment | Duct Insulation | Standard Electric Heating and Central AC with Insulated Ductwork (R-8) | Standard Electric Heating and Central AC with Uninsulated Ductwork (R-4) | Commercial | Existing | Schools K-12 | FL Zone 2 | Per End Use Consumption | 0% | 196876.9732 | 192850.3469 | 4026.6263 | 0.020453 | 15 | 1.0939 | 2.351 | 0 | no base cost | 0 | 0 | 0.37 | rate at $0.37/sq.ft, reference: https://www.homewyse.com/costs/cost_of_duct_insulation.html | 0.59125 | rate at $53.75/per labor hour and 0.011 hr/sq.ft, reference: https://www.homewyse.com/costs/cost_of_duct_insulation.html | 0.96125 | sq ft | 52061.2215 | 50043.8492
Nonequipment | Duct Insulation | Standard Electric Heating and Central AC with Insulated Ductwork (R-8) | Standard Electric Heating and Central AC with Uninsulated Ductwork (R-4) | Commercial | Existing | Warehouse | FL Zone 2 | Per End Use Consumption | 0% | 19557.8341 | 19157.8275 | 400.0066 | 0.020453 | 15 | 0.10867 | 0.23354 | 0 | no base cost | 0 | 0 | 0.37 | rate at $0.37/sq.ft, reference: https://www.homewyse.com/costs/cost_of_duct_insulation.html | 0.59125 | rate at $53.75/per labor hour and 0.011 hr/sq.ft, reference: https://www.homewyse.com/costs/cost_of_duct_insulation.html | 0.96125 | sq ft | 16063.9925 | 15441.5127
Nonequipment | Duct Insulation | Standard Electric Heating and Central AC with Insulated Ductwork (R-8) | 0 | Commercial | New | Assembly | FL Zone 2 | Per End Use Consumption | 0% | 48078.2351 | 47094.915 | 983.3201 | 0.020453 | 15 | 0.26713 | 0.57411 | 0 | no base cost | 0 | 0 | 0.37 | rate at $0.37/sq.ft, reference: https://www.homewyse.com/costs/cost_of_duct_insulation.html | 0.59125 | rate at $53.75/per labor hour and 0.011 hr/sq.ft, reference: https://www.homewyse.com/costs/cost_of_duct_insulation.html | 0.96125 | sq ft | 19267.2533 | 18520.6472
Nonequipment | Duct Insulation | Standard Electric Heating and Central AC with Insulated Ductwork (R-8) | 0 | Commercial | New | College and University | FL Zone 2 | Per End Use Consumption | 0% | 287152.3197 | 281279.3369 | 5872.9828 | 0.020453 | 15 | 1.5955 | 3.429 | 0 | no base cost | 0 | 0 | 0.37 | rate at $0.37/sq.ft, reference: https://www.homewyse.com/costs/cost_of_duct_insulation.html | 0.59125 | rate at $53.75/per labor hour and 0.011 hr/sq.ft, reference: https://www.homewyse.com/costs/cost_of_duct_insulation.html | 0.96125 | sq ft | 75933.2099 | 72990.798
Nonequipment | Duct Insulation | Standard Electric Heating and Central AC with Insulated Ductwork (R-8) | 0 | Commercial | New | Grocery | FL Zone 2 | Per End Use Consumption | 0% | 115753.0083 | 113385.5699 | 2367.4384 | 0.020453 | 15 | 0.64315 | 1.3822 | 0 | no base cost | 0 | 0 | 0.37 | rate at $0.37/sq.ft, reference: https://www.homewyse.com/costs/cost_of_duct_insulation.html | 0.59125 | rate at $53.75/per labor hour and 0.011 hr/sq.ft, reference: https://www.homewyse.com/costs/cost_of_duct_insulation.html | 0.96125 | sq ft | 4711.6968 | 4529.1185
Nonequipment | Duct Insulation | Standard Electric Heating and Central AC with Insulated Ductwork (R-8) | 0 | Commercial | New | Healthcare | FL Zone 2 | Per End Use Consumption | 0% | 202047.3819 | 197915.0078 | 4132.3741 | 0.020453 | 15 | 1.1226 | 2.4127 | 0 | no base cost | 0 | 0 | 0.37 | rate at $0.37/sq.ft, reference: https://www.homewyse.com/costs/cost_of_duct_insulation.html | 0.59125 | rate at $53.75/per labor hour and 0.011 hr/sq.ft, reference: https://www.homewyse.com/costs/cost_of_duct_insulation.html | 0.96125 | sq ft | 20120.7655 | 19341.0859
Nonequipment | Duct Insulation | Standard Electric Heating and Central AC with Insulated Ductwork (R-8) | 0 | Commercial | New | Hospitals | FL Zone 2 | Per End Use Consumption | 0% | 2105301.9288 | 2062243.2411 | 43058.6877 | 0.020453 | 15 | 11.6976 | 25.1399 | 0 | no base cost | 0 | 0 | 0.37 | rate at $0.37/sq.ft, reference: https://www.homewyse.com/costs/cost_of_duct_insulation.html | 0.59125 | rate at $53.75/per labor hour and 0.011 hr/sq.ft, reference: https://www.homewyse.com/costs/cost_of_duct_insulation.html | 0.96125 | sq ft | 209655.211 | 201531.0716
Nonequipment | Duct Insulation | Standard Electric Heating and Central AC with Insulated Ductwork (R-8) | 0 | Commercial | New | Institutional | FL Zone 2 | Per End Use Consumption | 0% | 233568.925 | 228791.8566 | 4777.0684 | 0.020453 | 15 | 1.2978 | 2.7891 | 0 | no base cost | 0 | 0 | 0.37 | rate at $0.37/sq.ft, reference: https://www.homewyse.com/costs/cost_of_duct_insulation.html | 0.59125 | rate at $53.75/per labor hour and 0.011 hr/sq.ft, reference: https://www.homewyse.com/costs/cost_of_duct_insulation.html | 0.96125 | sq ft | 20630.2862 | 19830.8626
Nonequipment | Duct Insulation | Standard Electric Heating and Central AC with Insulated Ductwork (R-8) | 0 | Commercial | New | Lodging/Hospitality | FL Zone 2 | Per End Use Consumption | 0% | 191602.1762 | 187683.4327 | 3918.7435 | 0.020453 | 15 | 1.0646 | 2.288 | 0 | no base cost | 0 | 0 | 0.37 | rate at $0.37/sq.ft, reference: https://www.homewyse.com/costs/cost_of_duct_insulation.html | 0.59125 | rate at $53.75/per labor hour and 0.011 hr/sq.ft, reference: https://www.homewyse.com/costs/cost_of_duct_insulation.html | 0.96125 | sq ft | 33805.3353 | 32495.3786
Nonequipment | Duct Insulation | Standard Electric Heating and Central AC with Insulated Ductwork (R-8) | 0 | Commercial | New | Miscellaneous | FL Zone 2 | Per End Use Consumption | 0% | 2226772.3297 | 2181229.2686 | 45543.0611 | 0.020453 | 15 | 12.3725 | 26.5904 | 0 | no base cost | 0 | 0 | 0.37 | rate at $0.37/sq.ft, reference: https://www.homewyse.com/costs/cost_of_duct_insulation.html | 0.59125 | rate at $53.75/per labor hour and 0.011 hr/sq.ft, reference: https://www.homewyse.com/costs/cost_of_duct_insulation.html | 0.96125 | sq ft | 288693.3416 | 277506.4746
Nonequipment | Duct Insulation | Standard Electric Heating and Central AC with Insulated Ductwork (R-8) | 0 | Commercial | New | Offices | FL Zone 2 | Per End Use Consumption | 0% | 166452.0881 | 163047.7267 | 3404.3613 | 0.020453 | 15 | 0.92485 | 1.9876 | 0 | no base cost | 0 | 0 | 0.37 | rate at $0.37/sq.ft, reference: https://www.homewyse.com/costs/cost_of_duct_insulation.html | 0.59125 | rate at $53.75/per labor hour and 0.011 hr/sq.ft, reference: https://www.homewyse.com/costs/cost_of_duct_insulation.html | 0.96125 | sq ft | 16065.0328 | 15442.5127
Nonequipment | Duct Insulation | Standard Electric Heating and Central AC with Insulated Ductwork (R-8) | 0 | Commercial | New | Restaurants | FL Zone 2 | Per End Use Consumption | 0% | 120615.3416 | 118148.4563 | 2466.8853 | 0.020453 | 15 | 0.67017 | 1.4403 | 0 | no base cost | 0 | 0 | 0.37 | rate at $0.37/sq.ft, reference: https://www.homewyse.com/costs/cost_of_duct_insulation.html | 0.59125 | rate at $53.75/per labor hour and 0.011 hr/sq.ft, reference: https://www.homewyse.com/costs/cost_of_duct_insulation.html | 0.96125 | sq ft | 5079.7893 | 4882.9475
Nonequipment | Duct Insulation | Standard Electric Heating and Central AC with Insulated Ductwork (R-8) | 0 | Commercial | New | Retail | FL Zone 2 | Per End Use Consumption | 0% | 52681.844 | 51604.3686 | 1077.4754 | 0.020453 | 15 | 0.29271 | 0.62909 | 0 | no base cost | 0 | 0 | 0.37 | rate at $0.37/sq.ft, reference: https://www.homewyse.com/costs/cost_of_duct_insulation.html | 0.59125 | rate at $53.75/per labor hour and 0.011 hr/sq.ft, reference: https://www.homewyse.com/costs/cost_of_duct_insulation.html | 0.96125 | sq ft | 11443.846 | 11000.3969
Nonequipment | Duct Insulation | Standard Electric Heating and Central AC with Insulated Ductwork (R-8) | 0 | Commercial | New | Schools K-12 | FL Zone 2 | Per End Use Consumption | 0% | 196876.9732 | 192850.3469 | 4026.6263 | 0.020453 | 15 | 1.0939 | 2.351 | 0 | no base cost | 0 | 0 | 0.37 | rate at $0.37/sq.ft, reference: https://www.homewyse.com/costs/cost_of_duct_insulation.html | 0.59125 | rate at $53.75/per labor hour and 0.011 hr/sq.ft, reference: https://www.homewyse.com/costs/cost_of_duct_insulation.html | 0.96125 | sq ft | 52061.2215 | 50043.8492
Nonequipment | Duct Insulation | Standard Electric Heating and Central AC with Insulated Ductwork (R-8) | 0 | Commercial | New | Warehouse | FL Zone 2 | Per End Use Consumption | 0% | 19557.8341 | 19157.8275 | 400.0066 | 0.020453 | 15 | 0.10867 | 0.23354 | 0 | no base cost | 0 | 0 | 0.37 | rate at $0.37/sq.ft, reference: https://www.homewyse.com/costs/cost_of_duct_insulation.html | 0.59125 | rate at $53.75/per labor hour and 0.011 hr/sq.ft, reference: https://www.homewyse.com/costs/cost_of_duct_insulation.html | 0.96125 | sq ft | 16063.9925 | 15441.5127
Nonequipment | Duct Sealing Repair | Standard Electric Heating and Central AC with Improved Duct Sealing | Standard Electric Heating and Central AC, Standard Duct Sealing | Commercial | Existing | Assembly | FL Zone 2 | Per End Use Consumption | 0% | 48078.2351 | 42308.8469 | 5769.3882 | 0.12 | 15 | 1.1367 | 4.0258 | 0 | 0 | 0 | 0 | 0.11 | https://www.fixr.com/costs/air-leaks-sealing | 0 | included in total equipment cost, per reference | 0.11 | sq ft | 19267.2533 | 2119.3979
Nonequipment | Duct Sealing Repair | Standard Electric Heating and Central AC with Improved Duct Sealing | Standard Electric Heating and Central AC, Standard Duct Sealing | Commercial | Existing | College and University | FL Zone 2 | Per End Use Consumption | 0% | 287152.3197 | 252694.0413 | 34458.2784 | 0.12 | 15 | 6.789 | 24.0448 | 0 | 0 | 0 | 0 | 0.11 | https://www.fixr.com/costs/air-leaks-sealing | 0 | included in total equipment cost, per reference | 0.11 | sq ft | 75933.2099 | 8352.6531
Nonequipment | Duct Sealing Repair | Standard Electric Heating and Central AC with Improved Duct Sealing | Standard Electric Heating and Central AC, Standard Duct Sealing | Commercial | Existing | Grocery | FL Zone 2 | Per End Use Consumption | 0% | 115753.0083 | 101862.6473 | 13890.361 | 0.12 | 15 | 2.7367 | 9.6926 | 0 | 0 | 0 | 0 | 0.11 | https://www.fixr.com/costs/air-leaks-sealing | 0 | included in total equipment cost, per reference | 0.11 | sq ft | 4711.6968 | 518.2866
Nonequipment | Duct Sealing Repair | Standard Electric Heating and Central AC with Improved Duct Sealing | Standard Electric Heating and Central AC, Standard Duct Sealing | Commercial | Existing | Healthcare | FL Zone 2 | Per End Use Consumption | 0% | 202047.3819 | 177801.6961 | 24245.6858 | 0.12 | 15 | 4.7769 | 16.9185 | 0 | 0 | 0 | 0 | 0.11 | https://www.fixr.com/costs/air-leaks-sealing | 0 | included in total equipment cost, per reference | 0.11 | sq ft | 20120.7655 | 2213.2842
Nonequipment | Duct Sealing Repair | Standard Electric Heating and Central AC with Improved Duct Sealing | Standard Electric Heating and Central AC, Standard Duct Sealing | Commercial | Existing | Hospitals | FL Zone 2 | Per End Use Consumption | 0% | 2105301.9288 | 1852665.6973 | 252636.2315 | 0.12 | 15 | 49.7747 | 176.288 | 0 | 0 | 0 | 0 | 0.11 | https://www.fixr.com/costs/air-leaks-sealing | 0 | included in total equipment cost, per reference | 0.11 | sq ft | 209655.211 | 23062.0732
Nonequipment | Duct Sealing Repair | Standard Electric Heating and Central AC with Improved Duct Sealing | Standard Electric Heating and Central AC, Standard Duct Sealing | Commercial | Existing | Institutional | FL Zone 2 | Per End Use Consumption | 0% | 233568.925 | 205540.654 | 28028.271 | 0.12 | 15 | 5.5222 | 19.558 | 0 | 0 | 0 | 0 | 0.11 | https://www.fixr.com/costs/air-leaks-sealing | 0 | included in total equipment cost, per reference | 0.11 | sq ft | 20630.2862 | 2269.3315
Nonequipment | Duct Sealing Repair | Standard Electric Heating and Central AC with Improved Duct Sealing | Standard Electric Heating and Central AC, Standard Duct Sealing | Commercial | Existing | Lodging/Hospitality | FL Zone 2 | Per End Use Consumption | 0% | 191602.1762 | 168609.915 | 22992.2611 | 0.12 | 15 | 4.53 | 16.0439 | 0 | 0 | 0 | 0 | 0.11 | https://www.fixr.com/costs/air-leaks-sealing | 0 | included in total equipment cost, per reference | 0.11 | sq ft | 33805.3353 | 3718.5869
Nonequipment | Duct Sealing Repair | Standard Electric Heating and Central AC with Improved Duct Sealing | Standard Electric Heating and Central AC, Standard Duct Sealing | Commercial | Existing | Miscellaneous | FL Zone 2 | Per End Use Consumption | 0% | 2226772.3297 | 1959559.6501 | 267212.6796 | 0.12 | 15 | 52.6466 | 186.4593 | 0 | 0 | 0 | 0 | 0.11 | https://www.fixr.com/costs/air-leaks-sealing | 0 | included in total equipment cost, per reference | 0.11 | sq ft | 288693.3416 | 31756.2676
Nonequipment | Duct Sealing Repair | Standard Electric Heating and Central AC with Improved Duct Sealing | Standard Electric Heating and Central AC, Standard Duct Sealing | Commercial | Existing | Offices | FL Zone 2 | Per End Use Consumption | 30.55% | 166452.0881 | 146477.8375 | 19974.2506 | 0.12 | 15 | 3.9354 | 13.9379 | 0 | 0 | 0 | 0 | 0.11 | https://www.fixr.com/costs/air-leaks-sealing | 0 | included in total equipment cost, per reference | 0.11 | sq ft | 16065.0328 | 1767.1536
Nonequipment | Duct Sealing Repair | Standard Electric Heating and Central AC with Improved Duct Sealing | Standard Electric Heating and Central AC, Standard Duct Sealing | Commercial | Existing | Restaurants | FL Zone 2 | Per End Use Consumption | 30.55% | 120615.3416 | 106141.5006 | 14473.841 | 0.12 | 15 | 2.8517 | 10.0998 | 0 | 0 | 0 | 0 | 0.11 | https://www.fixr.com/costs/air-leaks-sealing | 0 | included in total equipment cost, per reference | 0.11 | sq ft | 5079.7893 | 558.7768
Nonequipment | Duct Sealing Repair | Standard Electric Heating and Central AC with Improved Duct Sealing | Standard Electric Heating and Central AC, Standard Duct Sealing | Commercial | Existing | Retail | FL Zone 2 | Per End Use Consumption | 30.55% | 52681.844 | 46360.0227 | 6321.8213 | 0.12 | 15 | 1.2455 | 4.4113 | 0 | 0 | 0 | 0 | 0.11 | https://www.fixr.com/costs/air-leaks-sealing | 0 | included in total equipment cost, per reference | 0.11 | sq ft | 11443.846 | 1258.8231
Nonequipment | Duct Sealing Repair | Standard Electric Heating and Central AC with Improved Duct Sealing | Standard Electric Heating and Central AC, Standard Duct Sealing | Commercial | Existing | Schools K-12 | FL Zone 2 | Per End Use Consumption | 0% | 196876.9732 | 173251.7364 | 23625.2368 | 0.12 | 15 | 4.6547 | 16.4855 | 0 | 0 | 0 | 0 | 0.11 | https://www.fixr.com/costs/air-leaks-sealing | 0 | included in total equipment cost, per reference | 0.11 | sq ft | 52061.2215 | 5726.7344
Nonequipment | Duct Sealing Repair | Standard Electric Heating and Central AC with Improved Duct Sealing | Standard Electric Heating and Central AC, Standard Duct Sealing | Commercial | Existing | Warehouse | FL Zone 2 | Per End Use Consumption | 0% | 19557.8341 | 17210.894 | 2346.9401 | 0.12 | 15 | 0.4624 | 1.6377 | 0 | 0 | 0 | 0 | 0.11 | https://www.fixr.com/costs/air-leaks-sealing | 0 | included in total equipment cost, per reference | 0.11 | sq ft | 16063.9925 | 1767.0392
Nonequipment | Duct Sealing Repair | Standard Electric Heating and Central AC with Improved Duct Sealing | N/A - Retrofit Only | Commercial | New | Assembly | FL Zone 2 | Per End Use Consumption | 0% | 48078.2351 | 42308.8469 | 5769.3882 | 0.12 | 15 | 1.1367 | 4.0258 | 0 | 0 | 0 | 0 | 0.11 | https://www.fixr.com/costs/air-leaks-sealing | 0 | included in total equipment cost, per reference | 0.11 | sq ft | 19267.2533 | 2119.3979
Nonequipment | Duct Sealing Repair | Standard Electric Heating and Central AC with Improved Duct Sealing | N/A - Retrofit Only | Commercial | New | College and University | FL Zone 2 | Per End Use Consumption | 0% | 287152.3197 | 252694.0413 | 34458.2784 | 0.12 | 15 | 6.789 | 24.0448 | 0 | 0 | 0 | 0 | 0.11 | https://www.fixr.com/costs/air-leaks-sealing | 0 | included in total equipment cost, per reference | 0.11 | sq ft | 75933.2099 | 8352.6531
Nonequipment | Duct Sealing Repair | Standard Electric Heating and Central AC with Improved Duct Sealing | N/A - Retrofit Only | Commercial | New | Grocery | FL Zone 2 | Per End Use Consumption | 0% | 115753.0083 | 101862.6473 | 13890.361 | 0.12 | 15 | 2.7367 | 9.6926 | 0 | 0 | 0 | 0 | 0.11 | https://www.fixr.com/costs/air-leaks-sealing | 0 | included in total equipment cost, per reference | 0.11 | sq ft | 4711.6968 | 518.2866
Nonequipment | Duct Sealing Repair | Standard Electric Heating and Central AC with Improved Duct Sealing | N/A - Retrofit Only | Commercial | New | Healthcare | FL Zone 2 | Per End Use Consumption | 0% | 202047.3819 | 177801.6961 | 24245.6858 | 0.12 | 15 | 4.7769 | 16.9185 | 0 | 0 | 0 | 0 | 0.11 | https://www.fixr.com/costs/air-leaks-sealing | 0 | included in total equipment cost, per reference | 0.11 | sq ft | 20120.7655 | 2213.2842
Nonequipment | Duct Sealing Repair | Standard Electric Heating and Central AC with Improved Duct Sealing | N/A - Retrofit Only | Commercial | New | Hospitals | FL Zone 2 | Per End Use Consumption | 0% | 2105301.9288 | 1852665.6973 | 252636.2315 | 0.12 | 15 | 49.7747 | 176.288 | 0 | 0 | 0 | 0 | 0.11 | https://www.fixr.com/costs/air-leaks-sealing | 0 | included in total equipment cost, per reference | 0.11 | sq ft | 209655.211 | 23062.0732
Nonequipment | Duct Sealing Repair | Standard Electric Heating and Central AC with Improved Duct Sealing | N/A - Retrofit Only | Commercial | New | Institutional | FL Zone 2 | Per End Use Consumption | 0% | 233568.925 | 205540.654 | 28028.271 | 0.12 | 15 | 5.5222 | 19.558 | 0 | 0 | 0 | 0 | 0.11 | https://www.fixr.com/costs/air-leaks-sealing | 0 | included in total equipment cost, per reference | 0.11 | sq ft | 20630.2862 | 2269.3315
Nonequipment | Duct Sealing Repair | Standard Electric Heating and Central AC with Improved Duct Sealing | N/A - Retrofit Only | Commercial | New | Lodging/Hospitality | FL Zone 2 | Per End Use Consumption | 0% | 191602.1762 | 168609.915 | 22992.2611 | 0.12 | 15 | 4.53 | 16.0439 | 0 | 0 | 0 | 0 | 0.11 | https://www.fixr.com/costs/air-leaks-sealing | 0 | included in total equipment cost, per reference | 0.11 | sq ft | 33805.3353 | 3718.5869
Nonequipment | Duct Sealing Repair | Standard Electric Heating and Central AC with Improved Duct Sealing | N/A - Retrofit Only | Commercial | New | Miscellaneous | FL Zone 2 | Per End Use Consumption | 0% | 2226772.3297 | 1959559.6501 | 267212.6796 | 0.12 | 15 | 52.6466 | 186.4593 | 0 | 0 | 0 | 0 | 0.11 | https://www.fixr.com/costs/air-leaks-sealing | 0 | included in total equipment cost, per reference | 0.11 | sq ft | 288693.3416 | 31756.2676
Nonequipment | Duct Sealing Repair | Standard Electric Heating and Central AC with Improved Duct Sealing | N/A - Retrofit Only | Commercial | New | Offices | FL Zone 2 | Per End Use Consumption | 0% | 166452.0881 | 146477.8375 | 19974.2506 | 0.12 | 15 | 3.9354 | 13.9379 | 0 | 0 | 0 | 0 | 0.11 | https://www.fixr.com/costs/air-leaks-sealing | 0 | included in total equipment cost, per reference | 0.11 | sq ft | 16065.0328 | 1767.1536
Nonequipment | Duct Sealing Repair | Standard Electric Heating and Central AC with Improved Duct Sealing | N/A - Retrofit Only | Commercial | New | Restaurants | FL Zone 2 | Per End Use Consumption | 0% | 120615.3416 | 106141.5006 | 14473.841 | 0.12 | 15 | 2.8517 | 10.0998 | 0 | 0 | 0 | 0 | 0.11 | https://www.fixr.com/costs/air-leaks-sealing | 0 | included in total equipment cost, per reference | 0.11 | sq ft | 5079.7893 | 558.7768
Nonequipment | Duct Sealing Repair | Standard Electric Heating and Central AC with Improved Duct Sealing | N/A - Retrofit Only | Commercial | New | Retail | FL Zone 2 | Per End Use Consumption | 0% | 52681.844 | 46360.0227 | 6321.8213 | 0.12 | 15 | 1.2455 | 4.4113 | 0 | 0 | 0 | 0 | 0.11 | https://www.fixr.com/costs/air-leaks-sealing | 0 | included in total equipment cost, per reference | 0.11 | sq ft | 11443.846 | 1258.8231
Nonequipment | Duct Sealing Repair | Standard Electric Heating and Central AC with Improved Duct Sealing | N/A - Retrofit Only | Commercial | New | Schools K-12 | FL Zone 2 | Per End Use Consumption | 0% | 196876.9732 | 173251.7364 | 23625.2368 | 0.12 | 15 | 4.6547 | 16.4855 | 0 | 0 | 0 | 0 | 0.11 | https://www.fixr.com/costs/air-leaks-sealing | 0 | included in total equipment cost, per reference | 0.11 | sq ft | 52061.2215 | 5726.7344
Nonequipment | Duct Sealing Repair | Standard Electric Heating and Central AC with Improved Duct Sealing | N/A - Retrofit Only | Commercial | New | Warehouse | FL Zone 2 | Per End Use Consumption | 0% | 19557.8341 | 17210.894 | 2346.9401 | 0.12 | 15 | 0.4624 | 1.6377 | 0 | 0 | 0 | 0 | 0.11 | https://www.fixr.com/costs/air-leaks-sealing | 0 | included in total equipment cost, per reference | 0.11 | sq ft | 16063.9925 | 1767.0392
Nonequipment | ECM Motors on Furnaces | ECM motors on furnaces | 0 | Commercial | Existing | Assembly | FL Zone 2 | Per Unit | 47.78% | 10439.6762 | 10261.5351 | 178.1411 | 0.017064 | 15 | 0 | 0 | 0 | no base cost | 0 | 0 | 287 | Mid-Atlantic TRM, v7.0, 2017, retrofit cost | 0 | 0 | 287 | furnace |  | 287
Nonequipment | ECM Motors on Furnaces | ECM motors on furnaces | 0 | Commercial | Existing | College and University | FL Zone 2 | Per Unit | 47.78% | 10439.6762 | 10261.5351 | 178.1411 | 0.017064 | 15 | 0 | 0.027183 | 0 | no base cost | 0 | 0 | 287 | Mid-Atlantic TRM, v7.0, 2017, retrofit cost | 0 | 0 | 287 | furnace |  | 287
Nonequipment | ECM Motors on Furnaces | ECM motors on furnaces | 0 | Commercial | Existing | Grocery | FL Zone 2 | Per Unit | 47.78% | 17956.2431 | 17649.8404 | 306.4028 | 0.017064 | 15 | 0 | 0.034977 | 0 | no base cost | 0 | 0 | 287 | Mid-Atlantic TRM, v7.0, 2017, retrofit cost | 0 | 0 | 287 | furnace |  | 287
Nonequipment | ECM Motors on Furnaces | ECM motors on furnaces | 0 | Commercial | Existing | Healthcare | FL Zone 2 | Per Unit | 47.78% | 16369.4124 | 16090.0871 | 279.3253 | 0.017064 | 15 | 0 | 0 | 0 | no base cost | 0 | 0 | 287 | Mid-Atlantic TRM, v7.0, 2017, retrofit cost | 0 | 0 | 287 | furnace |  | 287
Nonequipment | ECM Motors on Furnaces | ECM motors on furnaces | 0 | Commercial | Existing | Hospitals | FL Zone 2 | Per Unit | 47.78% | 18624.3824 | 18306.5786 | 317.8038 | 0.017064 | 15 | 0 | 0.048494 | 0 | no base cost | 0 | 0 | 287 | Mid-Atlantic TRM, v7.0, 2017, retrofit cost | 0 | 0 | 287 | furnace |  | 287
Nonequipment | ECM Motors on Furnaces | ECM motors on furnaces | 0 | Commercial | Existing | Institutional | FL Zone 2 | Per Unit | 47.78% | 9103.3977 | 8948.0586 | 155.3391 | 0.017064 | 15 | 0 | 0 | 0 | no base cost | 0 | 0 | 287 | Mid-Atlantic TRM, v7.0, 2017, retrofit cost | 0 | 0 | 287 | furnace |  | 287
Nonequipment | ECM Motors on Furnaces | ECM motors on furnaces | 0 | Commercial | Existing | Lodging/Hospitality | FL Zone 2 | Per Unit | 47.78% | 11024.2981 | 10836.1811 | 188.117 | 0.017064 | 15 | 0 | 0.021475 | 0 | no base cost | 0 | 0 | 287 | Mid-Atlantic TRM, v7.0, 2017, retrofit cost | 0 | 0 | 287 | furnace |  | 287
Nonequipment | ECM Motors on Furnaces | ECM motors on furnaces | 0 | Commercial | Existing | Miscellaneous | FL Zone 2 | Per Unit | 47.78% | 5762.7013 | 5664.3674 | 98.3339 | 0.017064 | 15 | 0 | 0 | 0 | no base cost | 0 | 0 | 287 | Mid-Atlantic TRM, v7.0, 2017, retrofit cost | 0 | 0 | 287 | furnace |  | 287
Nonequipment | ECM Motors on Furnaces | ECM motors on furnaces | 0 | Commercial | Existing | Offices | FL Zone 2 | Per Unit | 47.78% | 6096.7709 | 5992.7365 | 104.0344 | 0.017064 | 15 | 0 | 0 | 0 | no base cost | 0 | 0 | 287 | Mid-Atlantic TRM, v7.0, 2017, retrofit cost | 0 | 0 | 287 | furnace |  | 287
Nonequipment | ECM Motors on Furnaces | ECM motors on furnaces | 0 | Commercial | Existing | Restaurants | FL Zone 2 | Per Unit | 47.78% | 38501.526 | 37844.5415 | 656.9845 | 0.017064 | 15 | 0 | 0.074998 | 0 | no base cost | 0 | 0 | 287 | Mid-Atlantic TRM, v7.0, 2017, retrofit cost | 0 | 0 | 287 | furnace |  | 287
Nonequipment | ECM Motors on Furnaces | ECM motors on furnaces | 0 | Commercial | Existing | Retail | FL Zone 2 | Per Unit | 47.78% | 24136.5315 | 23724.6692 | 411.8623 | 0.017064 | 15 | 0 | 0.047016 | 0 | no base cost | 0 | 0 | 287 | Mid-Atlantic TRM, v7.0, 2017, retrofit cost | 0 | 0 | 287 | furnace |  | 287
Nonequipment | ECM Motors on Furnaces | ECM motors on furnaces | 0 | Commercial | Existing | Schools K-12 | FL Zone 2 | Per Unit | 47.78% | 22215.6311 | 21836.5467 | 379.0843 | 0.017064 | 15 | 0 | 0 | 0 | no base cost | 0 | 0 | 287 | Mid-Atlantic TRM, v7.0, 2017, retrofit cost | 0 | 0 | 287 | furnace |  | 287
Nonequipment | ECM Motors on Furnaces | ECM motors on furnaces | 0 | Commercial | Existing | Warehouse | FL Zone 2 | Per Unit | 47.78% | 5762.7013 | 5664.3674 | 98.3339 | 0.017064 | 15 | 0 | 0 | 0 | no base cost | 0 | 0 | 287 | Mid-Atlantic TRM, v7.0, 2017, retrofit cost | 0 | 0 | 287 | furnace |  | 287
Nonequipment | ECM Motors on Furnaces | ECM motors on furnaces | 0 | Commercial | New | Assembly | FL Zone 2 | Per Unit | 47.78% | 10439.6762 | 10261.5351 | 178.1411 | 0.017064 | 15 | 0 | 0 | 0 | no base cost | 0 | 0 | 287 | Mid-Atlantic TRM, v7.0, 2017, retrofit cost | 0 | 0 | 287 | furnace |  | 287
Nonequipment | ECM Motors on Furnaces | ECM motors on furnaces | 0 | Commercial | New | College and University | FL Zone 2 | Per Unit | 47.78% | 10439.6762 | 10261.5351 | 178.1411 | 0.017064 | 15 | 0 | 0.027183 | 0 | no base cost | 0 | 0 | 287 | Mid-Atlantic TRM, v7.0, 2017, retrofit cost | 0 | 0 | 287 | furnace |  | 287
Nonequipment | ECM Motors on Furnaces | ECM motors on furnaces | 0 | Commercial | New | Grocery | FL Zone 2 | Per Unit | 47.78% | 17956.2431 | 17649.8404 | 306.4028 | 0.017064 | 15 | 0 | 0.034977 | 0 | no base cost | 0 | 0 | 287 | Mid-Atlantic TRM, v7.0, 2017, retrofit cost | 0 | 0 | 287 | furnace |  | 287
Nonequipment | ECM Motors on Furnaces | ECM motors on furnaces | 0 | Commercial | New | Healthcare | FL Zone 2 | Per Unit | 47.78% | 16369.4124 | 16090.0871 | 279.3253 | 0.017064 | 15 | 0 | 0 | 0 | no base cost | 0 | 0 | 287 | Mid-Atlantic TRM, v7.0, 2017, retrofit cost | 0 | 0 | 287 | furnace |  | 287
Nonequipment | ECM Motors on Furnaces | ECM motors on furnaces | 0 | Commercial | New | Hospitals | FL Zone 2 | Per Unit | 47.78% | 18624.3824 | 18306.5786 | 317.8038 | 0.017064 | 15 | 0 | 0.048494 | 0 | no base cost | 0 | 0 | 287 | Mid-Atlantic TRM, v7.0, 2017, retrofit cost | 0 | 0 | 287 | furnace |  | 287
Nonequipment | ECM Motors on Furnaces | ECM motors on furnaces | 0 | Commercial | New | Institutional | FL Zone 2 | Per Unit | 47.78% | 9103.3977 | 8948.0586 | 155.3391 | 0.017064 | 15 | 0 | 0 | 0 | no base cost | 0 | 0 | 287 | Mid-Atlantic TRM, v7.0, 2017, retrofit cost | 0 | 0 | 287 | furnace |  | 287
Nonequipment | ECM Motors on Furnaces | ECM motors on furnaces | 0 | Commercial | New | Lodging/Hospitality | FL Zone 2 | Per Unit | 47.78% | 11024.2981 | 10836.1811 | 188.117 | 0.017064 | 15 | 0 | 0.021475 | 0 | no base cost | 0 | 0 | 287 | Mid-Atlantic TRM, v7.0, 2017, retrofit cost | 0 | 0 | 287 | furnace |  | 287
Nonequipment | ECM Motors on Furnaces | ECM motors on furnaces | 0 | Commercial | New | Miscellaneous | FL Zone 2 | Per Unit | 47.78% | 5762.7013 | 5664.3674 | 98.3339 | 0.017064 | 15 | 0 | 0 | 0 | no base cost | 0 | 0 | 287 | Mid-Atlantic TRM, v7.0, 2017, retrofit cost | 0 | 0 | 287 | furnace |  | 287
Nonequipment | ECM Motors on Furnaces | ECM motors on furnaces | 0 | Commercial | New | Offices | FL Zone 2 | Per Unit | 47.78% | 6096.7709 | 5992.7365 | 104.0344 | 0.017064 | 15 | 0 | 0 | 0 | no base cost | 0 | 0 | 287 | Mid-Atlantic TRM, v7.0, 2017, retrofit cost | 0 | 0 | 287 | furnace |  | 287
Nonequipment | ECM Motors on Furnaces | ECM motors on furnaces | 0 | Commercial | New | Restaurants | FL Zone 2 | Per Unit | 47.78% | 38501.526 | 37844.5415 | 656.9845 | 0.017064 | 15 | 0 | 0.074998 | 0 | no base cost | 0 | 0 | 287 | Mid-Atlantic TRM, v7.0, 2017, retrofit cost | 0 | 0 | 287 | furnace |  | 287
Nonequipment | ECM Motors on Furnaces | ECM motors on furnaces | 0 | Commercial | New | Retail | FL Zone 2 | Per Unit | 47.78% | 24136.5315 | 23724.6692 | 411.8623 | 0.017064 | 15 | 0 | 0.047016 | 0 | no base cost | 0 | 0 | 287 | Mid-Atlantic TRM, v7.0, 2017, retrofit cost | 0 | 0 | 287 | furnace |  | 287
Nonequipment | ECM Motors on Furnaces | ECM motors on furnaces | 0 | Commercial | New | Schools K-12 | FL Zone 2 | Per Unit | 47.78% | 22215.6311 | 21836.5467 | 379.0843 | 0.017064 | 15 | 0 | 0 | 0 | no base cost | 0 | 0 | 287 | Mid-Atlantic TRM, v7.0, 2017, retrofit cost | 0 | 0 | 287 | furnace |  | 287
Nonequipment | ECM Motors on Furnaces | ECM motors on furnaces | 0 | Commercial | New | Warehouse | FL Zone 2 | Per Unit | 47.78% | 5762.7013 | 5664.3674 | 98.3339 | 0.017064 | 15 | 0 | 0 | 0 | no base cost | 0 | 0 | 287 | Mid-Atlantic TRM, v7.0, 2017, retrofit cost | 0 | 0 | 287 | furnace |  | 287
Nonequipment | Energy Recovery Ventilation System (ERV) | Unitary Cooling Equipment that Incorporates Energy Recovery | Current Market Packaged or Split DX Unit, 7.5 tons, 10.9 EER | Commercial | Existing | Assembly | FL Zone 2 | Per End Use Consumption | 53.67% | 40558.1631 | 33160.3541 | 7397.8089 | 0.1824 | 15 | 13.3127 | 11.3508 | 0 | no base cost | 0 | 0 | 6 | Illinois 2018 Statewide TRM, Section 4.4.27 | 0 | 0 | 6 | CFM | 19267.2533 | 115603.5198
Nonequipment | Energy Recovery Ventilation System (ERV) | Unitary Cooling Equipment that Incorporates Energy Recovery | Current Market Packaged or Split DX Unit, 7.5 tons, 10.9 EER | Commercial | Existing | College and University | FL Zone 2 | Per End Use Consumption | 34.81% | 242237.8979 | 217432.7372 | 24805.1607 | 0.1024 | 15 | 44.638 | 38.0597 | 0 | no base cost | 0 | 0 | 6 | Illinois 2018 Statewide TRM, Section 4.4.27 | 0 | 0 | 6 | CFM | 75933.2099 | 455599.2594
Nonequipment | Energy Recovery Ventilation System (ERV) | Unitary Cooling Equipment that Incorporates Energy Recovery | Current Market Packaged or Split DX Unit, 7.5 tons, 10.9 EER | Commercial | Existing | Grocery | FL Zone 2 | Per End Use Consumption | 48.99% | 97647.7064 | 87946.4068 | 9701.2996 | 0.09935 | 15 | 17.4579 | 14.8851 | 0 | no base cost | 0 | 0 | 6 | Illinois 2018 Statewide TRM, Section 4.4.27 | 0 | 0 | 6 | CFM | 4711.6968 | 28270.1807
Nonequipment | Energy Recovery Ventilation System (ERV) | Unitary Cooling Equipment that Incorporates Energy Recovery | Current Market Packaged or Split DX Unit, 7.5 tons, 10.9 EER | Commercial | Existing | Healthcare | FL Zone 2 | Per End Use Consumption | 34.81% | 170444.4983 | 153510.8374 | 16933.6609 | 0.09935 | 15 | 30.4729 | 25.9821 | 0 | no base cost | 0 | 0 | 6 | Illinois 2018 Statewide TRM, Section 4.4.27 | 0 | 0 | 6 | CFM | 20120.7655 | 120724.5932
Nonequipment | Energy Recovery Ventilation System (ERV) | Unitary Cooling Equipment that Incorporates Energy Recovery | Current Market Packaged or Split DX Unit, 7.5 tons, 10.9 EER | Commercial | Existing | Hospitals | FL Zone 2 | Per End Use Consumption | 38.35% | 1776004.8545 | 1599558.7722 | 176446.0823 | 0.09935 | 15 | 317.5226 | 270.7292 | 0 | no base cost | 0 | 0 | 6 | Illinois 2018 Statewide TRM, Section 4.4.27 | 0 | 0 | 6 | CFM | 209655.211 | 1257931.2662
Nonequipment | Energy Recovery Ventilation System (ERV) | Unitary Cooling Equipment that Incorporates Energy Recovery | Current Market Packaged or Split DX Unit, 7.5 tons, 10.9 EER | Commercial | Existing | Institutional | FL Zone 2 | Per End Use Consumption | 38.35% | 197035.6551 | 177460.1628 | 19575.4923 | 0.09935 | 15 | 35.227 | 30.0356 | 0 | no base cost | 0 | 0 | 6 | Illinois 2018 Statewide TRM, Section 4.4.27 | 0 | 0 | 6 | CFM | 20630.2862 | 123781.7172
Nonequipment | Energy Recovery Ventilation System (ERV) | Unitary Cooling Equipment that Incorporates Energy Recovery | Current Market Packaged or Split DX Unit, 7.5 tons, 10.9 EER | Commercial | Existing | Lodging/Hospitality | FL Zone 2 | Per End Use Consumption | 48.99% | 161633.0609 | 145574.8163 | 16058.2446 | 0.09935 | 15 | 28.8975 | 24.6389 | 0 | no base cost | 0 | 0 | 6 | Illinois 2018 Statewide TRM, Section 4.4.27 | 0 | 0 | 6 | CFM | 33805.3353 | 202832.0121
Nonequipment | Energy Recovery Ventilation System (ERV) | Unitary Cooling Equipment that Incorporates Energy Recovery | Current Market Packaged or Split DX Unit, 7.5 tons, 10.9 EER | Commercial | Existing | Miscellaneous | FL Zone 2 | Per End Use Consumption | 48.99% | 1878475.6776 | 1691849.1191 | 186626.5586 | 0.09935 | 15 | 335.8429 | 286.3496 | 0 | no base cost | 0 | 0 | 6 | Illinois 2018 Statewide TRM, Section 4.4.27 | 0 | 0 | 6 | CFM | 288596.2277 | 1731577.3664
Nonequipment | Energy Recovery Ventilation System (ERV) | Unitary Cooling Equipment that Incorporates Energy Recovery | Current Market Packaged or Split DX Unit, 7.5 tons, 10.9 EER | Commercial | Existing | Offices | FL Zone 2 | Per End Use Consumption | 38.35% | 140416.7794 | 131823.2725 | 8593.5069 | 0.0612 | 15 | 15.4644 | 13.1854 | 0 | no base cost | 0 | 0 | 6 | Illinois 2018 Statewide TRM, Section 4.4.27 | 0 | 0 | 6 | CFM | 16065.0328 | 96390.1965
Nonequipment | Energy Recovery Ventilation System (ERV) | Unitary Cooling Equipment that Incorporates Energy Recovery | Current Market Packaged or Split DX Unit, 7.5 tons, 10.9 EER | Commercial | Existing | Restaurants | FL Zone 2 | Per End Use Consumption | 48.99% | 101749.5064 | 90658.8102 | 11090.6962 | 0.109 | 15 | 19.9582 | 17.017 | 0 | no base cost | 0 | 0 | 6 | Illinois 2018 Statewide TRM, Section 4.4.27 | 0 | 0 | 6 | CFM | 5079.7893 | 30478.736
Nonequipment | Energy Recovery Ventilation System (ERV) | Unitary Cooling Equipment that Incorporates Energy Recovery | Current Market Packaged or Split DX Unit, 7.5 tons, 10.9 EER | Commercial | Existing | Retail | FL Zone 2 | Per End Use Consumption | 48.99% | 44441.7066 | 38895.3816 | 5546.325 | 0.1248 | 15 | 9.9809 | 8.51 | 0 | no base cost | 0 | 0 | 6 | Illinois 2018 Statewide TRM, Section 4.4.27 | 0 | 0 | 6 | CFM | 11443.846 | 68663.0757
Nonequipment | Energy Recovery Ventilation System (ERV) | Unitary Cooling Equipment that Incorporates Energy Recovery | Current Market Packaged or Split DX Unit, 7.5 tons, 10.9 EER | Commercial | Existing | Schools K-12 | FL Zone 2 | Per End Use Consumption | 34.81% | 166082.8099 | 149075.9302 | 17006.8797 | 0.1024 | 15 | 30.6046 | 26.0944 | 0 | no base cost | 0 | 0 | 6 | Illinois 2018 Statewide TRM, Section 4.4.27 | 0 | 0 | 6 | CFM | 52061.2215 | 312367.3292
Nonequipment | Energy Recovery Ventilation System (ERV) | Unitary Cooling Equipment that Incorporates Energy Recovery | Current Market Packaged or Split DX Unit, 7.5 tons, 10.9 EER | Commercial | Existing | Warehouse | FL Zone 2 | Per End Use Consumption | 48.99% | 16498.7301 | 14859.5813 | 1639.1488 | 0.09935 | 15 | 2.9497 | 2.515 | 0 | no base cost | 0 | 0 | 6 | Illinois 2018 Statewide TRM, Section 4.4.27 | 0 | 0 | 6 | CFM | 16063.9925 | 96383.9547
Nonequipment | Energy Recovery Ventilation System (ERV) | Unitary Cooling Equipment that Incorporates Energy Recovery | Code-Compliant Packaged or Split DX Unit, 7.5 Tons, 11.2 EER | Commercial | New | Assembly | FL Zone 2 | Per End Use Consumption | 54.84% | 40558.1631 | 33160.3541 | 7397.8089 | 0.1824 | 15 | 13.3127 | 11.3508 | 0 | no base cost | 0 | 0 | 6 | Illinois 2018 Statewide TRM, Section 4.4.27 | 0 | 0 | 6 | CFM | 19267.2533 | 115603.5198
Nonequipment | Energy Recovery Ventilation System (ERV) | Unitary Cooling Equipment that Incorporates Energy Recovery | Code-Compliant Packaged or Split DX Unit, 7.5 Tons, 11.2 EER | Commercial | New | College and University | FL Zone 2 | Per End Use Consumption | 34.81% | 242237.8979 | 217432.7372 | 24805.1607 | 0.1024 | 15 | 44.638 | 38.0597 | 0 | no base cost | 0 | 0 | 6 | Illinois 2018 Statewide TRM, Section 4.4.27 | 0 | 0 | 6 | CFM | 75933.2099 | 455599.2594
Nonequipment | Energy Recovery Ventilation System (ERV) | Unitary Cooling Equipment that Incorporates Energy Recovery | Code-Compliant Packaged or Split DX Unit, 7.5 Tons, 11.2 EER | Commercial | New | Grocery | FL Zone 2 | Per End Use Consumption | 48.99% | 97647.7064 | 87946.4068 | 9701.2996 | 0.09935 | 15 | 17.4579 | 14.8851 | 0 | no base cost | 0 | 0 | 6 | Illinois 2018 Statewide TRM, Section 4.4.27 | 0 | 0 | 6 | CFM | 4711.6968 | 28270.1807
Nonequipment | Energy Recovery Ventilation System (ERV) | Unitary Cooling Equipment that Incorporates Energy Recovery | Code-Compliant Packaged or Split DX Unit, 7.5 Tons, 11.2 EER | Commercial | New | Healthcare | FL Zone 2 | Per End Use Consumption | 34.81% | 170444.4983 | 153510.8374 | 16933.6609 | 0.09935 | 15 | 30.4729 | 25.9821 | 0 | no base cost | 0 | 0 | 6 | Illinois 2018 Statewide TRM, Section 4.4.27 | 0 | 0 | 6 | CFM | 20120.7655 | 120724.5932
Nonequipment | Energy Recovery Ventilation System (ERV) | Unitary Cooling Equipment that Incorporates Energy Recovery | Code-Compliant Packaged or Split DX Unit, 7.5 Tons, 11.2 EER | Commercial | New | Hospitals | FL Zone 2 | Per End Use Consumption | 38.88% | 1776004.8545 | 1599558.7722 | 176446.0823 | 0.09935 | 15 | 317.5226 | 270.7292 | 0 | no base cost | 0 | 0 | 6 | Illinois 2018 Statewide TRM, Section 4.4.27 | 0 | 0 | 6 | CFM | 209655.211 | 1257931.2662
Nonequipment | Energy Recovery Ventilation System (ERV) | Unitary Cooling Equipment that Incorporates Energy Recovery | Code-Compliant Packaged or Split DX Unit, 7.5 Tons, 11.2 EER | Commercial | New | Institutional | FL Zone 2 | Per End Use Consumption | 38.88% | 197035.6551 | 177460.1628 | 19575.4923 | 0.09935 | 15 | 35.227 | 30.0356 | 0 | no base cost | 0 | 0 | 6 | Illinois 2018 Statewide TRM, Section 4.4.27 | 0 | 0 | 6 | CFM | 20630.2862 | 123781.7172
Nonequipment | Energy Recovery Ventilation System (ERV) | Unitary Cooling Equipment that Incorporates Energy Recovery | Code-Compliant Packaged or Split DX Unit, 7.5 Tons, 11.2 EER | Commercial | New | Lodging/Hospitality | FL Zone 2 | Per End Use Consumption | 48.99% | 161633.0609 | 145574.8163 | 16058.2446 | 0.09935 | 15 | 28.8975 | 24.6389 | 0 | no base cost | 0 | 0 | 6 | Illinois 2018 Statewide TRM, Section 4.4.27 | 0 | 0 | 6 | CFM | 33805.3353 | 202832.0121
Nonequipment | Energy Recovery Ventilation System (ERV) | Unitary Cooling Equipment that Incorporates Energy Recovery | Code-Compliant Packaged or Split DX Unit, 7.5 Tons, 11.2 EER | Commercial | New | Miscellaneous | FL Zone 2 | Per End Use Consumption | 48.99% | 1878475.6776 | 1691849.1191 | 186626.5586 | 0.09935 | 15 | 335.8429 | 286.3496 | 0 | no base cost | 0 | 0 | 6 | Illinois 2018 Statewide TRM, Section 4.4.27 | 0 | 0 | 6 | CFM | 288596.2277 | 1731577.3664
Nonequipment | Energy Recovery Ventilation System (ERV) | Unitary Cooling Equipment that Incorporates Energy Recovery | Code-Compliant Packaged or Split DX Unit, 7.5 Tons, 11.2 EER | Commercial | New | Offices | FL Zone 2 | Per End Use Consumption | 38.88% | 140416.7794 | 131823.2725 | 8593.5069 | 0.0612 | 15 | 15.4644 | 13.1854 | 0 | no base cost | 0 | 0 | 6 | Illinois 2018 Statewide TRM, Section 4.4.27 | 0 | 0 | 6 | CFM | 16065.0328 | 96390.1965
Nonequipment | Energy Recovery Ventilation System (ERV) | Unitary Cooling Equipment that Incorporates Energy Recovery | Code-Compliant Packaged or Split DX Unit, 7.5 Tons, 11.2 EER | Commercial | New | Restaurants | FL Zone 2 | Per End Use Consumption | 48.99% | 101749.5064 | 90658.8102 | 11090.6962 | 0.109 | 15 | 19.9582 | 17.017 | 0 | no base cost | 0 | 0 | 6 | Illinois 2018 Statewide TRM, Section 4.4.27 | 0 | 0 | 6 | CFM | 5079.7893 | 30478.736
Nonequipment | Energy Recovery Ventilation System (ERV) | Unitary Cooling Equipment that Incorporates Energy Recovery | Code-Compliant Packaged or Split DX Unit, 7.5 Tons, 11.2 EER | Commercial | New | Retail | FL Zone 2 | Per End Use Consumption | 48.99% | 44441.7066 | 38895.3816 | 5546.325 | 0.1248 | 15 | 9.9809 | 8.51 | 0 | no base cost | 0 | 0 | 6 | Illinois 2018 Statewide TRM, Section 4.4.27 | 0 | 0 | 6 | CFM | 11443.846 | 68663.0757
Nonequipment | Energy Recovery Ventilation System (ERV) | Unitary Cooling Equipment that Incorporates Energy Recovery | Code-Compliant Packaged or Split DX Unit, 7.5 Tons, 11.2 EER | Commercial | New | Schools K-12 | FL Zone 2 | Per End Use Consumption | 34.81% | 166082.8099 | 149075.9302 | 17006.8797 | 0.1024 | 15 | 30.6046 | 26.0944 | 0 | no base cost | 0 | 0 | 6 | Illinois 2018 Statewide TRM, Section 4.4.27 | 0 | 0 | 6 | CFM | 52061.2215 | 312367.3292
Nonequipment | Energy Recovery Ventilation System (ERV) | Unitary Cooling Equipment that Incorporates Energy Recovery | Code-Compliant Packaged or Split DX Unit, 7.5 Tons, 11.2 EER | Commercial | New | Warehouse | FL Zone 2 | Per End Use Consumption | 48.99% | 16498.7301 | 14859.5813 | 1639.1488 | 0.09935 | 15 | 2.9497 | 2.515 | 0 | no base cost | 0 | 0 | 6 | Illinois 2018 Statewide TRM, Section 4.4.27 | 0 | 0 | 6 | CFM | 16063.9925 | 96383.9547
Nonequipment | Facility Commissioning | Perform facility commissioning | N/A - New Construction Only | Commercial | Existing | Assembly | FL Zone 2 | Per end use consumption | 54.64% | 0 | 0 | 0 | 0 | 10 | 0 | 0 | 0 | no base cost | 0 | 0 | 1.16 | Lawrence Berkeley National Laboratory: A Golden Opportunity for Reducing Energy Costs and Greenhouse Gas Emissions. July, 2009. | 0 | 0 | 1.16 | sq ft | 19267.2533 | 22350.0138
Nonequipment | Facility Commissioning | Perform facility commissioning | N/A - New Construction Only | Commercial | Existing | College and University | FL Zone 2 | Per end use consumption | 54.64% | 0 | 0 | 0 | 0 | 10 | 0 | 0 | 0 | no base cost | 0 | 0 | 1.16 | Lawrence Berkeley National Laboratory: A Golden Opportunity for Reducing Energy Costs and Greenhouse Gas Emissions. July, 2009. | 0 | 0 | 1.16 | sq ft | 75933.2099 | 88082.5235
Nonequipment | Facility Commissioning | Perform facility commissioning | N/A - New Construction Only | Commercial | Existing | Grocery | FL Zone 2 | Per end use consumption | 53.41% | 0 | 0 | 0 | 0 | 10 | 0 | 0 | 0 | no base cost | 0 | 0 | 1.16 | Lawrence Berkeley National Laboratory: A Golden Opportunity for Reducing Energy Costs and Greenhouse Gas Emissions. July, 2009. | 0 | 0 | 1.16 | sq ft | 4711.6968 | 5465.5683
Nonequipment | Facility Commissioning | Perform facility commissioning | N/A - New Construction Only | Commercial | Existing | Healthcare | FL Zone 2 | Per end use consumption | 54.64% | 0 | 0 | 0 | 0 | 10 | 0 | 0 | 0 | no base cost | 0 | 0 | 1.16 | Lawrence Berkeley National Laboratory: A Golden Opportunity for Reducing Energy Costs and Greenhouse Gas Emissions. July, 2009. | 0 | 0 | 1.16 | sq ft | 20120.7655 | 23340.088
Nonequipment | Facility Commissioning | Perform facility commissioning | N/A - New Construction Only | Commercial | Existing | Hospitals | FL Zone 2 | Per end use consumption | 54.64% | 0 | 0 | 0 | 0 | 10 | 0 | 0 | 0 | no base cost | 0 | 0 | 1.16 | Lawrence Berkeley National Laboratory: A Golden Opportunity for Reducing Energy Costs and Greenhouse Gas Emissions. July, 2009. | 0 | 0 | 1.16 | sq ft | 209655.211 | 243200.0448
Nonequipment | Facility Commissioning | Perform facility commissioning | N/A - New Construction Only | Commercial | Existing | Institutional | FL Zone 2 | Per end use consumption | 54.64% | 0 | 0 | 0 | 0 | 10 | 0 | 0 | 0 | no base cost | 0 | 0 | 1.16 | Lawrence Berkeley National Laboratory: A Golden Opportunity for Reducing Energy Costs and Greenhouse Gas Emissions. July, 2009. | 0 | 0 | 1.16 | sq ft | 20630.2862 | 23931.132
Nonequipment | Facility Commissioning | Perform facility commissioning | N/A - New Construction Only | Commercial | Existing | Lodging/Hospitality | FL Zone 2 | Per end use consumption | 54.64% | 0 | 0 | 0 | 0 | 10 | 0 | 0 | 0 | no base cost | 0 | 0 | 1.16 | Lawrence Berkeley National Laboratory: A Golden Opportunity for Reducing Energy Costs and Greenhouse Gas Emissions. July, 2009. | 0 | 0 | 1.16 | sq ft | 33805.3353 | 39214.189
Nonequipment | Facility Commissioning | Perform facility commissioning | N/A - New Construction Only | Commercial | Existing | Miscellaneous | FL Zone 2 | Per end use consumption | 53.41% | 0 | 0 | 0 | 0 | 10 | 0 | 0 | 0 | no base cost | 0 | 0 | 1.16 | Lawrence Berkeley National Laboratory: A Golden Opportunity for Reducing Energy Costs and Greenhouse Gas Emissions. July, 2009. | 0 | 0 | 1.16 | sq ft | 287978.9268 | 334055.5551
Nonequipment | Facility Commissioning | Perform facility commissioning | N/A - New Construction Only | Commercial | Existing | Offices | FL Zone 2 | Per end use consumption | 54.64% | 0 | 0 | 0 | 0 | 10 | 0 | 0 | 0 | no base cost | 0 | 0 | 1.16 | Lawrence Berkeley National Laboratory: A Golden Opportunity for Reducing Energy Costs and Greenhouse Gas Emissions. July, 2009. | 0 | 0 | 1.16 | sq ft | 16065.0328 | 18635.438
Nonequipment | Facility Commissioning | Perform facility commissioning | N/A - New Construction Only | Commercial | Existing | Restaurants | FL Zone 2 | Per end use consumption | 54.64% | 0 | 0 | 0 | 0 | 10 | 0 | 0 | 0 | no base cost | 0 | 0 | 1.16 | Lawrence Berkeley National Laboratory: A Golden Opportunity for Reducing Energy Costs and Greenhouse Gas Emissions. July, 2009. | 0 | 0 | 1.16 | sq ft | 5079.7893 | 5892.5556
Nonequipment | Facility Commissioning | Perform facility commissioning | N/A - New Construction Only | Commercial | Existing | Retail | FL Zone 2 | Per end use consumption | 53.41% | 0 | 0 | 0 | 0 | 10 | 0 | 0 | 0 | no base cost | 0 | 0 | 1.16 | Lawrence Berkeley National Laboratory: A Golden Opportunity for Reducing Energy Costs and Greenhouse Gas Emissions. July, 2009. | 0 | 0 | 1.16 | sq ft | 11443.846 | 13274.8613
Nonequipment | Facility Commissioning | Perform facility commissioning | N/A - New Construction Only | Commercial | Existing | Schools K-12 | FL Zone 2 | Per end use consumption | 54.64% | 0 | 0 | 0 | 0 | 10 | 0 | 0 | 0 | no base cost | 0 | 0 | 1.16 | Lawrence Berkeley National Laboratory: A Golden Opportunity for Reducing Energy Costs and Greenhouse Gas Emissions. July, 2009. | 0 | 0 | 1.16 | sq ft | 52061.2215 | 60391.017
Nonequipment | Facility Commissioning | Perform facility commissioning | N/A - New Construction Only | Commercial | Existing | Warehouse | FL Zone 2 | Per end use consumption | 53.41% | 0 | 0 | 0 | 0 | 10 | 0 | 0 | 0 | no base cost | 0 | 0 | 1.16 | Lawrence Berkeley National Laboratory: A Golden Opportunity for Reducing Energy Costs and Greenhouse Gas Emissions. July, 2009. | 0 | 0 | 1.16 | sq ft | 16063.9925 | 18634.2312
Nonequipment | Facility Commissioning | Perform facility commissioning | Comparable facility, no commissioning | Commercial | New | Assembly | FL Zone 2 | Per end use consumption | 35.83% | 40558.1631 | 34068.857 | 6489.3061 | 0.16 | 10 | 1.3944 | 0.13997 | 0 | no base cost | 0 | 0 | 1.16 | Lawrence Berkeley National Laboratory: A Golden Opportunity for Reducing Energy Costs and Greenhouse Gas Emissions. July, 2009. | 0 | 0 | 1.16 | sq ft | 19267.2533 | 22350.0138
Nonequipment | Facility Commissioning | Perform facility commissioning | Comparable facility, no commissioning | Commercial | New | College and University | FL Zone 2 | Per end use consumption | 71.67% | 242237.8979 | 203479.8343 | 38758.0637 | 0.16 | 10 | 7.1769 | 5.9242 | 0 | no base cost | 0 | 0 | 1.16 | Lawrence Berkeley National Laboratory: A Golden Opportunity for Reducing Energy Costs and Greenhouse Gas Emissions. July, 2009. | 0 | 0 | 1.16 | sq ft | 75933.2099 | 88082.5235
Nonequipment | Facility Commissioning | Perform facility commissioning | Comparable facility, no commissioning | Commercial | New | Grocery | FL Zone 2 | Per end use consumption | 53.41% | 97647.7064 | 82024.0734 | 15623.633 | 0.16 | 10 | 3.3572 | 0.33698 | 0 | no base cost | 0 | 0 | 1.16 | Lawrence Berkeley National Laboratory: A Golden Opportunity for Reducing Energy Costs and Greenhouse Gas Emissions. July, 2009. | 0 | 0 | 1.16 | sq ft | 4711.6968 | 5465.5683
Nonequipment | Facility Commissioning | Perform facility commissioning | Comparable facility, no commissioning | Commercial | New | Healthcare | FL Zone 2 | Per end use consumption | 71.67% | 170444.4983 | 143173.3786 | 27271.1197 | 0.16 | 10 | 5.8599 | 0.5882 | 0 | no base cost | 0 | 0 | 1.16 | Lawrence Berkeley National Laboratory: A Golden Opportunity for Reducing Energy Costs and Greenhouse Gas Emissions. July, 2009. | 0 | 0 | 1.16 | sq ft | 20120.7655 | 23340.088
Nonequipment | Facility Commissioning | Perform facility commissioning | Comparable facility, no commissioning | Commercial | New | Hospitals | FL Zone 2 | Per end use consumption | 35.83% | 1776004.8545 | 1491844.0777 | 284160.7767 | 0.16 | 10 | 52.6188 | 43.4343 | 0 | no base cost | 0 | 0 | 1.16 | Lawrence Berkeley National Laboratory: A Golden Opportunity for Reducing Energy Costs and Greenhouse Gas Emissions. July, 2009. | 0 | 0 | 1.16 | sq ft | 209655.211 | 243200.0448
Nonequipment | Facility Commissioning | Perform facility commissioning | Comparable facility, no commissioning | Commercial | New | Institutional | FL Zone 2 | Per end use consumption | 35.83% | 197035.6551 | 165509.9503 | 31525.7048 | 0.16 | 10 | 6.7742 | 0.67996 | 0 | no base cost | 0 | 0 | 1.16 | Lawrence Berkeley National Laboratory: A Golden Opportunity for Reducing Energy Costs and Greenhouse Gas Emissions. July, 2009. | 0 | 0 | 1.16 | sq ft | 20630.2862 | 23931.132
Nonequipment | Facility Commissioning | Perform facility commissioning | Comparable facility, no commissioning | Commercial | New | Lodging/Hospitality | FL Zone 2 | Per end use consumption | 71.67% | 161633.0609 | 135771.7712 | 25861.2898 | 0.16 | 10 | 5.557 | 0.55779 | 0 | no base cost | 0 | 0 | 1.16 | Lawrence Berkeley National Laboratory: A Golden Opportunity for Reducing Energy Costs and Greenhouse Gas Emissions. July, 2009. | 0 | 0 | 1.16 | sq ft | 33805.3353 | 39214.189
Nonequipment | Facility Commissioning | Perform facility commissioning | Comparable facility, no commissioning | Commercial | New | Miscellaneous | FL Zone 2 | Per end use consumption | 53.41% | 1878475.6776 | 1577919.5692 | 300556.1084 | 0.16 | 10 | 64.5827 | 6.4826 | 0 | no base cost | 0 | 0 | 1.16 | Lawrence Berkeley National Laboratory: A Golden Opportunity for Reducing Energy Costs and Greenhouse Gas Emissions. July, 2009. | 0 | 0 | 1.16 | sq ft | 287978.9268 | 334055.5551
Nonequipment | Facility Commissioning | Perform facility commissioning | Comparable facility, no commissioning | Commercial | New | Offices | FL Zone 2 | Per end use consumption | 35.83% | 140416.7794 | 117950.0947 | 22466.6847 | 0.16 | 10 | 4.8276 | 0.48457 | 0 | no base cost | 0 | 0 | 1.16 | Lawrence Berkeley National Laboratory: A Golden Opportunity for Reducing Energy Costs and Greenhouse Gas Emissions. July, 2009. | 0 | 0 | 1.16 | sq ft | 16065.0328 | 18635.438
Nonequipment | Facility Commissioning | Perform facility commissioning | Comparable facility, no commissioning | Commercial | New | Restaurants | FL Zone 2 | Per end use consumption | 71.67% | 101749.5064 | 85469.5854 | 16279.921 | 0.16 | 10 | 3.4982 | 0.35113 | 0 | no base cost | 0 | 0 | 1.16 | Lawrence Berkeley National Laboratory: A Golden Opportunity for Reducing Energy Costs and Greenhouse Gas Emissions. July, 2009. | 0 | 0 | 1.16 | sq ft | 5079.7893 | 5892.5556
Nonequipment | Facility Commissioning | Perform facility commissioning | Comparable facility, no commissioning | Commercial | New | Retail | FL Zone 2 | Per end use consumption | 53.41% | 44441.7066 | 37331.0336 | 7110.6731 | 0.16 | 10 | 1.5279 | 0.15337 | 0 | no base cost | 0 | 0 | 1.16 | Lawrence Berkeley National Laboratory: A Golden Opportunity for Reducing Energy Costs and Greenhouse Gas Emissions. July, 2009. | 0 | 0 | 1.16 | sq ft | 11443.846 | 13274.8613
Nonequipment | Facility Commissioning | Perform facility commissioning | Comparable facility, no commissioning | Commercial | New | Schools K-12 | FL Zone 2 | Per end use consumption | 71.67% | 166082.8099 | 139509.5603 | 26573.2496 | 0.16 | 10 | 5.71 | 0.57315 | 0 | no base cost | 0 | 0 | 1.16 | Lawrence Berkeley National Laboratory: A Golden Opportunity for Reducing Energy Costs and Greenhouse Gas Emissions. July, 2009. | 0 | 0 | 1.16 | sq ft | 52061.2215 | 60391.017
Nonequipment | Facility Commissioning | Perform facility commissioning | Comparable facility, no commissioning | Commercial | New | Warehouse | FL Zone 2 | Per end use consumption | 53.41% | 16498.7301 | 13858.9333 | 2639.7968 | 0.16 | 10 | 0.56723 | 0.056937 | 0 | no base cost | 0 | 0 | 1.16 | Lawrence Berkeley National Laboratory: A Golden Opportunity for Reducing Energy Costs and Greenhouse Gas Emissions. July, 2009. | 0 | 0 | 1.16 | sq ft | 16063.9925 | 18634.2312
Nonequipment | Facility Energy Management System | Energy Management System deployed to automatically control HVAC and lighting, etc to save energy | 0 | Commercial | Existing | Assembly | FL Zone 2 | Per End Use Consumption | 5.375% | 84673.1356 | 66274.7124 | 18398.4231 | 0.21729 | 15 | 3.8562 | 0.3316 | 0 | no base cost | 0 | 0 | 0.75 | https://blogs.intel.com/iot/2016/06/20/costs-savings-roi-smart-building-implementation/ | 0 | 0 | 0.75 | sq ft | 19267.2533 | 14450.44
Nonequipment | Facility Energy Management System | Energy Management System deployed to automatically control HVAC and lighting, etc to save energy | 0 | Commercial | Existing | College and University | FL Zone 2 | Per End Use Consumption | 0.7167% | 505719.2146 | 395832.6959 | 109886.5187 | 0.21729 | 15 | 16.2679 | 14.0526 | 0 | no base cost | 0 | 0 | 0.75 | https://blogs.intel.com/iot/2016/06/20/costs-savings-roi-smart-building-implementation/ | 0 | 0 | 0.75 | sq ft | 75933.2099 | 56949.9074
Nonequipment | Facility Energy Management System | Energy Management System deployed to automatically control HVAC and lighting, etc to save energy | 0 | Commercial | Existing | Grocery | FL Zone 2 | Per End Use Consumption | 7.167% | 203858.7761 | 159562.7902 | 44295.9859 | 0.21729 | 15 | 11.5595 | 5.3149 | 0 | no base cost | 0 | 0 | 0.75 | https://blogs.intel.com/iot/2016/06/20/costs-savings-roi-smart-building-implementation/ | 0 | 0 | 0.75 | sq ft | 4711.6968 | 3533.7726
Nonequipment | Facility Energy Management System | Energy Management System deployed to automatically control HVAC and lighting, etc to save energy | 0 | Commercial | Existing | Healthcare | FL Zone 2 | Per End Use Consumption | 0.5043% | 355836.3846 | 278517.5476 | 77318.837 | 0.21729 | 15 | 16.2055 | 1.3935 | 0 | no base cost | 0 | 0 | 0.75 | https://blogs.intel.com/iot/2016/06/20/costs-savings-roi-smart-building-implementation/ | 0 | 0 | 0.75 | sq ft | 20120.7655 | 15090.5742
Nonequipment | Facility Energy Management System | Energy Management System deployed to automatically control HVAC and lighting, etc to save energy | 0 | Commercial | Existing | Hospitals | FL Zone 2 | Per End Use Consumption | 5.375% | 3707759.1401 | 2902109.0236 | 805650.1165 | 0.21729 | 15 | 119.2704 | 103.029 | 0 | no base cost | 0 | 0 | 0.75 | https://blogs.intel.com/iot/2016/06/20/costs-savings-roi-smart-building-implementation/ | 0 | 0 | 0.75 | sq ft | 209655.211 | 157241.4083
Nonequipment | Facility Energy Management System | Energy Management System deployed to automatically control HVAC and lighting, etc to save energy | 0 | Commercial | Existing | Institutional | FL Zone 2 | Per End Use Consumption | 5.375% | 411350.6499 | 321969.2509 | 89381.399 | 0.21729 | 15 | 18.7338 | 1.6109 | 0 | no base cost | 0 | 0 | 0.75 | https://blogs.intel.com/iot/2016/06/20/costs-savings-roi-smart-building-implementation/ | 0 | 0 | 0.75 | sq ft | 20630.2862 | 15472.7147
Nonequipment | Facility Energy Management System | Energy Management System deployed to automatically control HVAC and lighting, etc to save energy | 0 | Commercial | Existing | Lodging/Hospitality | FL Zone 2 | Per End Use Consumption | 0.7167% | 337440.7776 | 264119.078 | 73321.6996 | 0.21729 | 15 | 19.134 | 8.7976 | 0 | no base cost | 0 | 0 | 0.75 | https://blogs.intel.com/iot/2016/06/20/costs-savings-roi-smart-building-implementation/ | 0 | 0 | 0.75 | sq ft | 33805.3353 | 25354.0015
Nonequipment | Facility Energy Management System | Energy Management System deployed to automatically control HVAC and lighting, etc to save energy | 0 | Commercial | Existing | Miscellaneous | FL Zone 2 | Per End Use Consumption | 6.861% | 3921687.1201 | 3069553.1045 | 852134.0156 | 0.21729 | 15 | 178.6019 | 15.3582 | 0 | no base cost | 0 | 0 | 0.75 | https://blogs.intel.com/iot/2016/06/20/costs-savings-roi-smart-building-implementation/ | 0 | 0 | 0.75 | sq ft | 288693.3416 | 216520.0062
Nonequipment | Facility Energy Management System | Energy Management System deployed to automatically control HVAC and lighting, etc to save energy | 0 | Commercial | Existing | Offices | FL Zone 2 | Per End Use Consumption | 2.99% | 293147.6205 | 229450.2751 | 63697.3454 | 0.21729 | 15 | 13.3506 | 1.148 | 0 | no base cost | 0 | 0 | 0.75 | https://blogs.intel.com/iot/2016/06/20/costs-savings-roi-smart-building-implementation/ | 0 | 0 | 0.75 | sq ft | 16065.0328 | 12048.7746
Nonequipment | Facility Energy Management System | Energy Management System deployed to automatically control HVAC and lighting, etc to save energy | 0 | Commercial | Existing | Restaurants | FL Zone 2 | Per End Use Consumption | 0.5043% | 212422.0897 | 166265.4018 | 46156.6879 | 0.21729 | 15 | 12.0451 | 5.5382 | 0 | no base cost | 0 | 0 | 0.75 | https://blogs.intel.com/iot/2016/06/20/costs-savings-roi-smart-building-implementation/ | 0 | 0 | 0.75 | sq ft | 5079.7893 | 3809.842
Nonequipment | Facility Energy Management System | Energy Management System deployed to automatically control HVAC and lighting, etc to save energy | 0 | Commercial | Existing | Retail | FL Zone 2 | Per End Use Consumption | 4.3% | 92780.7959 | 72620.6786 | 20160.1173 | 0.21729 | 15 | 5.261 | 2.419 | 0 | no base cost | 0 | 0 | 0.75 | https://blogs.intel.com/iot/2016/06/20/costs-savings-roi-smart-building-implementation/ | 0 | 0 | 0.75 | sq ft | 11443.846 | 8582.8845
Nonequipment | Facility Energy Management System | Energy Management System deployed to automatically control HVAC and lighting, etc to save energy | 0 | Commercial | Existing | Schools K-12 | FL Zone 2 | Per End Use Consumption | 0.7167% | 346730.503 | 271390.2612 | 75340.2418 | 0.21729 | 15 | 15.7908 | 1.3579 | 0 | no base cost | 0 | 0 | 0.75 | https://blogs.intel.com/iot/2016/06/20/costs-savings-roi-smart-building-implementation/ | 0 | 0 | 0.75 | sq ft | 52061.2215 | 39045.9161
Nonequipment | Facility Energy Management System | Energy Management System deployed to automatically control HVAC and lighting, etc to save energy | 0 | Commercial | Existing | Warehouse | FL Zone 2 | Per End Use Consumption | 4.3% | 34444.3413 | 26960.0128 | 7484.3286 | 0.21729 | 15 | 1.5687 | 0.13489 | 0 | no base cost | 0 | 0 | 0.75 | https://blogs.intel.com/iot/2016/06/20/costs-savings-roi-smart-building-implementation/ | 0 | 0 | 0.75 | sq ft | 16063.9925 | 12047.9943
Nonequipment | Facility Energy Management System | Energy Management System deployed to automatically control HVAC and lighting, etc to save energy | No Energy Management System | Commercial | New | Assembly | FL Zone 2 | Per End Use Consumption | 4.276% | 84673.1356 | 66274.7124 | 18398.4231 | 0.21729 | 15 | 3.8562 | 0.3316 | 0 | no base cost | 0 | 0 | 0.75 | https://blogs.intel.com/iot/2016/06/20/costs-savings-roi-smart-building-implementation/ | 0 | 0 | 0.75 | sq ft | 19267.2533 | 14450.44
Nonequipment | Facility Energy Management System | Energy Management System deployed to automatically control HVAC and lighting, etc to save energy | No Energy Management System | Commercial | New | College and University | FL Zone 2 | Per End Use Consumption | 4.276% | 505719.2146 | 395832.6959 | 109886.5187 | 0.21729 | 15 | 16.2679 | 14.0526 | 0 | no base cost | 0 | 0 | 0.75 | https://blogs.intel.com/iot/2016/06/20/costs-savings-roi-smart-building-implementation/ | 0 | 0 | 0.75 | sq ft | 75933.2099 | 56949.9074
Nonequipment | Facility Energy Management System | Energy Management System deployed to automatically control HVAC and lighting, etc to save energy | No Energy Management System | Commercial | New | Grocery | FL Zone 2 | Per End Use Consumption | 4.276% | 203858.7761 | 159562.7902 | 44295.9859 | 0.21729 | 15 | 11.5595 | 5.3149 | 0 | no base cost | 0 | 0 | 0.75 | https://blogs.intel.com/iot/2016/06/20/costs-savings-roi-smart-building-implementation/ | 0 | 0 | 0.75 | sq ft | 4711.6968 | 3533.7726
Nonequipment | Facility Energy Management System | Energy Management System deployed to automatically control HVAC and lighting, etc to save energy | No Energy Management System | Commercial | New | Healthcare | FL Zone 2 | Per End Use Consumption | 4.276% | 355836.3846 | 278517.5476 | 77318.837 | 0.21729 | 15 | 16.2055 | 1.3935 | 0 | no base cost | 0 | 0 | 0.75 | https://blogs.intel.com/iot/2016/06/20/costs-savings-roi-smart-building-implementation/ | 0 | 0 | 0.75 | sq ft | 20120.7655 | 15090.5742
Nonequipment | Facility Energy Management System | Energy Management System deployed to automatically control HVAC and lighting, etc to save energy | No Energy Management System | Commercial | New | Hospitals | FL Zone 2 | Per End Use Consumption | 4.276% | 3707759.1401 | 2902109.0236 | 805650.1165 | 0.21729 | 15 | 119.2704 | 103.029 | 0 | no base cost | 0 | 0 | 0.75 | https://blogs.intel.com/iot/2016/06/20/costs-savings-roi-smart-building-implementation/ | 0 | 0 | 0.75 | sq ft | 209655.211 | 157241.4083
Nonequipment | Facility Energy Management System | Energy Management System deployed to automatically control HVAC and lighting, etc to save energy | No Energy Management System | Commercial | New | Institutional | FL Zone 2 | Per End Use Consumption | 1.982% | 411350.6499 | 321969.2509 | 89381.399 | 0.21729 | 15 | 18.7338 | 1.6109 | 0 | no base cost | 0 | 0 | 0.75 | https://blogs.intel.com/iot/2016/06/20/costs-savings-roi-smart-building-implementation/ | 0 | 0 | 0.75 | sq ft | 20630.2862 | 15472.7147
Nonequipment | Facility Energy Management System | Energy Management System deployed to automatically control HVAC and lighting, etc to save energy | No Energy Management System | Commercial | New | Lodging/Hospitality | FL Zone 2 | Per End Use Consumption | 4.276% | 337440.7776 | 264119.078 | 73321.6996 | 0.21729 | 15 | 19.134 | 8.7976 | 0 | no base cost | 0 | 0 | 0.75 | https://blogs.intel.com/iot/2016/06/20/costs-savings-roi-smart-building-implementation/ | 0 | 0 | 0.75 | sq ft | 33805.3353 | 25354.0015
Nonequipment | Facility Energy Management System | Energy Management System deployed to automatically control HVAC and lighting, etc to save energy | No Energy Management System | Commercial | New | Miscellaneous | FL Zone 2 | Per End Use Consumption | 6.861% | 3921687.1201 | 3069553.1045 | 852134.0156 | 0.21729 | 15 | 178.6019 | 15.3582 | 0 | no base cost | 0 | 0 | 0.75 | https://blogs.intel.com/iot/2016/06/20/costs-savings-roi-smart-building-implementation/ | 0 | 0 | 0.75 | sq ft | 288693.3416 | 216520.0062
Nonequipment | Facility Energy Management System | Energy Management System deployed to automatically control HVAC and lighting, etc to save energy | No Energy Management System | Commercial | New | Offices | FL Zone 2 | Per End Use Consumption | 1.982% | 293147.6205 | 229450.2751 | 63697.3454 | 0.21729 | 15 | 13.3506 | 1.148 | 0 | no base cost | 0 | 0 | 0.75 | https://blogs.intel.com/iot/2016/06/20/costs-savings-roi-smart-building-implementation/ | 0 | 0 | 0.75 | sq ft | 16065.0328 | 12048.7746
Nonequipment | Facility Energy Management System | Energy Management System deployed to automatically control HVAC and lighting, etc to save energy | No Energy Management System | Commercial | New | Restaurants | FL Zone 2 | Per End Use Consumption | 4.276% | 212422.0897 | 166265.4018 | 46156.6879 | 0.21729 | 15 | 12.0451 | 5.5382 | 0 | no base cost | 0 | 0 | 0.75 | https://blogs.intel.com/iot/2016/06/20/costs-savings-roi-smart-building-implementation/ | 0 | 0 | 0.75 | sq ft | 5079.7893 | 3809.842
Nonequipment | Facility Energy Management System | Energy Management System deployed to automatically control HVAC and lighting, etc to save energy | No Energy Management System | Commercial | New | Retail | FL Zone 2 | Per End Use Consumption | 4.276% | 92780.7959 | 72620.6786 | 20160.1173 | 0.21729 | 15 | 5.261 | 2.419 | 0 | no base cost | 0 | 0 | 0.75 | https://blogs.intel.com/iot/2016/06/20/costs-savings-roi-smart-building-implementation/ | 0 | 0 | 0.75 | sq ft | 11443.846 | 8582.8845
Nonequipment | Facility Energy Management System | Energy Management System deployed to automatically control HVAC and lighting, etc to save energy | No Energy Management System | Commercial | New | Schools K-12 | FL Zone 2 | Per End Use Consumption | 4.276% | 346730.503 | 271390.2612 | 75340.2418 | 0.21729 | 15 | 15.7908 | 1.3579 | 0 | no base cost | 0 | 0 | 0.75 | https://blogs.intel.com/iot/2016/06/20/costs-savings-roi-smart-building-implementation/ | 0 | 0 | 0.75 | sq ft | 52061.2215 | 39045.9161
Nonequipment | Facility Energy Management System | Energy Management System deployed to automatically control HVAC and lighting, etc to save energy | No Energy Management System | Commercial | New | Warehouse | FL Zone 2 | Per End Use Consumption | 4.276% | 34444.3413 | 26960.0128 | 7484.3286 | 0.21729 | 15 | 1.5687 | 0.13489 | 0 | no base cost | 0 | 0 | 0.75 | https://blogs.intel.com/iot/2016/06/20/costs-savings-roi-smart-building-implementation/ | 0 | 0 | 0.75 | sq ft | 16063.9925 | 12047.9943
Nonequipment | Floor Insulation | Increased Floor Insulation (R-19) | Market Average Existing Floor Insulation | Commercial | Existing | Assembly | FL Zone 2 | Square feet | 12.82% | 3.7877 | 3.722 | 0.065643 | 0.017331 | 20 | 1.3135e-06 | 2.961e-05 | 0 | no base cost | 0 | 0 | 0.73 | rate at $0.73/sq.ft, reference: https://www.homewyse.com/costs/cost_of_floor_insulation.html | 0.6658 | rate at $53.92/per labor hour and 0.012 hr/sq.ft, referenrce: https://www.homewyse.com/costs/cost_of_floor_insulation.html | 1.3958 | sq ft |  | 1.3958
Nonequipment | Floor Insulation | Increased Floor Insulation (R-19) | Market Average Existing Floor Insulation | Commercial | Existing | College and University | FL Zone 2 | Square feet | 6.749% | 11.0507 | 10.985 | 0.065643 | 0.0059402 | 20 | 2.7149e-05 | 1.5991e-05 | 0 | no base cost | 0 | 0 | 0.73 | rate at $0.73/sq.ft, reference: https://www.homewyse.com/costs/cost_of_floor_insulation.html | 0.6658 | rate at $53.92/per labor hour and 0.012 hr/sq.ft, referenrce: https://www.homewyse.com/costs/cost_of_floor_insulation.html | 1.3958 | sq ft |  | 1.3958
Nonequipment | Floor Insulation | Increased Floor Insulation (R-19) | Market Average Existing Floor Insulation | Commercial | Existing | Grocery | FL Zone 2 | Square feet | 19.95% | 31.0105 | 30.9448 | 0.065643 | 0.0021168 | 20 | 1.3396e-05 | 3.0636e-05 | 0 | no base cost | 0 | 0 | 0.73 | rate at $0.73/sq.ft, reference: https://www.homewyse.com/costs/cost_of_floor_insulation.html | 0.6658 | rate at $53.92/per labor hour and 0.012 hr/sq.ft, referenrce: https://www.homewyse.com/costs/cost_of_floor_insulation.html | 1.3958 | sq ft |  | 1.3958
Nonequipment | Floor Insulation | Increased Floor Insulation (R-19) | Market Average Existing Floor Insulation | Commercial | Existing | Healthcare | FL Zone 2 | Square feet | 5.25% | 15.0829 | 15.0173 | 0.065643 | 0.0043521 | 20 | 1.3135e-06 | 2.961e-05 | 0 | no base cost | 0 | 0 | 0.73 | rate at $0.73/sq.ft, reference: https://www.homewyse.com/costs/cost_of_floor_insulation.html | 0.6658 | rate at $53.92/per labor hour and 0.012 hr/sq.ft, referenrce: https://www.homewyse.com/costs/cost_of_floor_insulation.html | 1.3958 | sq ft |  | 1.3958
Nonequipment | Floor Insulation | Increased Floor Insulation (R-19) | Market Average Existing Floor Insulation | Commercial | Existing | Hospitals | FL Zone 2 | Square feet | 12.82% | 81.2975 | 81.2318 | 0.065643 | 0.00080744 | 20 | 2.7149e-05 | 1.5991e-05 | 0 | no base cost | 0 | 0 | 0.73 | rate at $0.73/sq.ft, reference: https://www.homewyse.com/costs/cost_of_floor_insulation.html | 0.6658 | rate at $53.92/per labor hour and 0.012 hr/sq.ft, referenrce: https://www.homewyse.com/costs/cost_of_floor_insulation.html | 1.3958 | sq ft |  | 1.3958
Nonequipment | Floor Insulation | Increased Floor Insulation (R-19) | Market Average Existing Floor Insulation | Commercial | Existing | Institutional | FL Zone 2 | Square feet | 11.97% | 56.2721 | 56.2065 | 0.065643 | 0.0011665 | 20 | 1.3135e-06 | 2.961e-05 | 0 | no base cost | 0 | 0 | 0.73 | rate at $0.73/sq.ft, reference: https://www.homewyse.com/costs/cost_of_floor_insulation.html | 0.6658 | rate at $53.92/per labor hour and 0.012 hr/sq.ft, referenrce: https://www.homewyse.com/costs/cost_of_floor_insulation.html | 1.3958 | sq ft |  | 1.3958
Nonequipment | Floor Insulation | Increased Floor Insulation (R-19) | Market Average Existing Floor Insulation | Commercial | Existing | Lodging/Hospitality | FL Zone 2 | Square feet | 12.15% | 34.7257 | 34.6601 | 0.065643 | 0.0018903 | 20 | 2.7149e-05 | 1.5991e-05 | 0 | no base cost | 0 | 0 | 0.73 | rate at $0.73/sq.ft, reference: https://www.homewyse.com/costs/cost_of_floor_insulation.html | 0.6658 | rate at $53.92/per labor hour and 0.012 hr/sq.ft, referenrce: https://www.homewyse.com/costs/cost_of_floor_insulation.html | 1.3958 | sq ft |  | 1.3958
Nonequipment | Floor Insulation | Increased Floor Insulation (R-19) | Market Average Existing Floor Insulation | Commercial | Existing | Miscellaneous | FL Zone 2 | Square feet | 24.19% | 107.2344 | 107.1688 | 0.065643 | 0.00061214 | 20 | 1.3135e-06 | 2.961e-05 | 0 | no base cost | 0 | 0 | 0.73 | rate at $0.73/sq.ft, reference: https://www.homewyse.com/costs/cost_of_floor_insulation.html | 0.6658 | rate at $53.92/per labor hour and 0.012 hr/sq.ft, referenrce: https://www.homewyse.com/costs/cost_of_floor_insulation.html | 1.3958 | sq ft |  | 1.3958
Nonequipment | Floor Insulation | Increased Floor Insulation (R-19) | Market Average Existing Floor Insulation | Commercial | Existing | Offices | FL Zone 2 | Square feet | 3.375% | 58.1979 | 58.1322 | 0.065643 | 0.0011279 | 20 | 1.3135e-06 | 2.961e-05 | 0 | no base cost | 0 | 0 | 0.73 | rate at $0.73/sq.ft, reference: https://www.homewyse.com/costs/cost_of_floor_insulation.html | 0.6658 | rate at $53.92/per labor hour and 0.012 hr/sq.ft, referenrce: https://www.homewyse.com/costs/cost_of_floor_insulation.html | 1.3958 | sq ft |  | 1.3958
Nonequipment | Floor Insulation | Increased Floor Insulation (R-19) | Market Average Existing Floor Insulation | Commercial | Existing | Restaurants | FL Zone 2 | Square feet | 6.749% | 31.354 | 31.2883 | 0.065643 | 0.0020936 | 20 | 1.3396e-05 | 3.0636e-05 | 0 | no base cost | 0 | 0 | 0.73 | rate at $0.73/sq.ft, reference: https://www.homewyse.com/costs/cost_of_floor_insulation.html | 0.6658 | rate at $53.92/per labor hour and 0.012 hr/sq.ft, referenrce: https://www.homewyse.com/costs/cost_of_floor_insulation.html | 1.3958 | sq ft |  | 1.3958
Nonequipment | Floor Insulation | Increased Floor Insulation (R-19) | Market Average Existing Floor Insulation | Commercial | Existing | Retail | FL Zone 2 | Square feet | 11.97% | 5.9824 | 5.9167 | 0.065643 | 0.010973 | 20 | 1.3396e-05 | 3.0636e-05 | 0 | no base cost | 0 | 0 | 0.73 | rate at $0.73/sq.ft, reference: https://www.homewyse.com/costs/cost_of_floor_insulation.html | 0.6658 | rate at $53.92/per labor hour and 0.012 hr/sq.ft, referenrce: https://www.homewyse.com/costs/cost_of_floor_insulation.html | 1.3958 | sq ft |  | 1.3958
Nonequipment | Floor Insulation | Increased Floor Insulation (R-19) | Market Average Existing Floor Insulation | Commercial | Existing | Schools K-12 | FL Zone 2 | Square feet | 6.749% | 5.1058 | 5.0401 | 0.065643 | 0.012857 | 20 | 1.3135e-06 | 2.961e-05 | 0 | no base cost | 0 | 0 | 0.73 | rate at $0.73/sq.ft, reference: https://www.homewyse.com/costs/cost_of_floor_insulation.html | 0.6658 | rate at $53.92/per labor hour and 0.012 hr/sq.ft, referenrce: https://www.homewyse.com/costs/cost_of_floor_insulation.html | 1.3958 | sq ft |  | 1.3958
Nonequipment | Floor Insulation | Increased Floor Insulation (R-19) | Market Average Existing Floor Insulation | Commercial | Existing | Warehouse | FL Zone 2 | Square feet | 19.95% | 1.4026 | 1.3369 | 0.065643 | 0.046802 | 20 | 7.449e-06 | 1.3291e-05 | 0 | no base cost | 0 | 0 | 0.73 | rate at $0.73/sq.ft, reference: https://www.homewyse.com/costs/cost_of_floor_insulation.html | 0.6658 | rate at $53.92/per labor hour and 0.012 hr/sq.ft, referenrce: https://www.homewyse.com/costs/cost_of_floor_insulation.html | 1.3958 | sq ft |  | 1.3958
Nonequipment | Floor Insulation | Increased Floor Insulation (R-19) | Code-Compliant Floor Insulation (Zone 1 & 2: Floor R-Value: 13) | Commercial | New | Assembly | FL Zone 2 | Square feet | 32.06% | 3.7877 | 3.7224 | 0.065231 | 0.017222 | 20 | 1.3053e-06 | 2.9424e-05 | 0 | no base cost | 0 | 0 | 0.73 | rate at $0.73/sq.ft, reference: https://www.homewyse.com/costs/cost_of_floor_insulation.html | 0.6658 | rate at $53.92/per labor hour and 0.012 hr/sq.ft, referenrce: https://www.homewyse.com/costs/cost_of_floor_insulation.html | 1.3958 | sq ft |  | 1.3958
Nonequipment | Floor Insulation | Increased Floor Insulation (R-19) | Code-Compliant Floor Insulation (Zone 1 & 2: Floor R-Value: 13) | Commercial | New | College and University | FL Zone 2 | Square feet | 16.87% | 11.0507 | 10.9854 | 0.065231 | 0.0059029 | 20 | 2.6978e-05 | 1.5891e-05 | 0 | no base cost | 0 | 0 | 0.73 | rate at $0.73/sq.ft, reference: https://www.homewyse.com/costs/cost_of_floor_insulation.html | 0.6658 | rate at $53.92/per labor hour and 0.012 hr/sq.ft, referenrce: https://www.homewyse.com/costs/cost_of_floor_insulation.html | 1.3958 | sq ft |  | 1.3958
Nonequipment | Floor Insulation | Increased Floor Insulation (R-19) | Code-Compliant Floor Insulation (Zone 1 & 2: Floor R-Value: 13) | Commercial | New | Grocery | FL Zone 2 | Square feet | 49.87% | 31.0105 | 30.9453 | 0.065231 | 0.0021035 | 20 | 1.3312e-05 | 3.0444e-05 | 0 | no base cost | 0 | 0 | 0.73 | rate at $0.73/sq.ft, reference: https://www.homewyse.com/costs/cost_of_floor_insulation.html | 0.6658 | rate at $53.92/per labor hour and 0.012 hr/sq.ft, referenrce: https://www.homewyse.com/costs/cost_of_floor_insulation.html | 1.3958 | sq ft |  | 1.3958
Nonequipment | Floor Insulation | Increased Floor Insulation (R-19) | Code-Compliant Floor Insulation (Zone 1 & 2: Floor R-Value: 13) | Commercial | New | Healthcare | FL Zone 2 | Square feet | 13.12% | 15.0829 | 15.0177 | 0.065231 | 0.0043248 | 20 | 1.3053e-06 | 2.9424e-05 | 0 | no base cost | 0 | 0 | 0.73 | rate at $0.73/sq.ft, reference: https://www.homewyse.com/costs/cost_of_floor_insulation.html | 0.6658 | rate at $53.92/per labor hour and 0.012 hr/sq.ft, referenrce: https://www.homewyse.com/costs/cost_of_floor_insulation.html | 1.3958 | sq ft |  | 1.3958
Nonequipment | Floor Insulation | Increased Floor Insulation (R-19) | Code-Compliant Floor Insulation (Zone 1 & 2: Floor R-Value: 13) | Commercial | New | Hospitals | FL Zone 2 | Square feet | 32.06% | 81.2975 | 81.2322 | 0.065231 | 0.00080238 | 20 | 2.6978e-05 | 1.5891e-05 | 0 | no base cost | 0 | 0 | 0.73 | rate at $0.73/sq.ft, reference: https://www.homewyse.com/costs/cost_of_floor_insulation.html | 0.6658 | rate at $53.92/per labor hour and 0.012 hr/sq.ft, referenrce: https://www.homewyse.com/costs/cost_of_floor_insulation.html | 1.3958 | sq ft |  | 1.3958
Nonequipment | Floor Insulation | Increased Floor Insulation (R-19) | Code-Compliant Floor Insulation (Zone 1 & 2: Floor R-Value: 13) | Commercial | New | Institutional | FL Zone 2 | Square feet | 29.92% | 56.2721 | 56.2069 | 0.065231 | 0.0011592 | 20 | 1.3053e-06 | 2.9424e-05 | 0 | no base cost | 0 | 0 | 0.73 | rate at $0.73/sq.ft, reference: https://www.homewyse.com/costs/cost_of_floor_insulation.html | 0.6658 | rate at $53.92/per labor hour and 0.012 hr/sq.ft, referenrce: https://www.homewyse.com/costs/cost_of_floor_insulation.html | 1.3958 | sq ft |  | 1.3958
Nonequipment | Floor Insulation | Increased Floor Insulation (R-19) | Code-Compliant Floor Insulation (Zone 1 & 2: Floor R-Value: 13) | Commercial | New | Lodging/Hospitality | FL Zone 2 | Square feet | 16.87% | 34.7257 | 34.6605 | 0.065231 | 0.0018785 | 20 | 2.6978e-05 | 1.5891e-05 | 0 | no base cost | 0 | 0 | 0.73 | rate at $0.73/sq.ft, reference: https://www.homewyse.com/costs/cost_of_floor_insulation.html | 0.6658 | rate at $53.92/per labor hour and 0.012 hr/sq.ft, referenrce: https://www.homewyse.com/costs/cost_of_floor_insulation.html | 1.3958 | sq ft |  | 1.3958
Nonequipment | Floor Insulation | Increased Floor Insulation (R-19) | Code-Compliant Floor Insulation (Zone 1 & 2: Floor R-Value: 13) | Commercial | New | Miscellaneous | FL Zone 2 | Square feet | 24.19% | 107.2344 | 107.1692 | 0.065231 | 0.00060831 | 20 | 1.3053e-06 | 2.9424e-05 | 0 | no base cost | 0 | 0 | 0.73 | rate at $0.73/sq.ft, reference: https://www.homewyse.com/costs/cost_of_floor_insulation.html | 0.6658 | rate at $53.92/per labor hour and 0.012 hr/sq.ft, referenrce: https://www.homewyse.com/costs/cost_of_floor_insulation.html | 1.3958 | sq ft |  | 1.3958
Nonequipment | Floor Insulation | Increased Floor Insulation (R-19) | Code-Compliant Floor Insulation (Zone 1 & 2: Floor R-Value: 13) | Commercial | New | Offices | FL Zone 2 | Square feet | 8.437% | 58.1979 | 58.1327 | 0.065231 | 0.0011209 | 20 | 1.3053e-06 | 2.9424e-05 | 0 | no base cost | 0 | 0 | 0.73 | rate at $0.73/sq.ft, reference: https://www.homewyse.com/costs/cost_of_floor_insulation.html | 0.6658 | rate at $53.92/per labor hour and 0.012 hr/sq.ft, referenrce: https://www.homewyse.com/costs/cost_of_floor_insulation.html | 1.3958 | sq ft |  | 1.3958
Nonequipment | Floor Insulation | Increased Floor Insulation (R-19) | Code-Compliant Floor Insulation (Zone 1 & 2: Floor R-Value: 13) | Commercial | New | Restaurants | FL Zone 2 | Square feet | 16.87% | 31.354 | 31.2887 | 0.065231 | 0.0020805 | 20 | 1.3312e-05 | 3.0444e-05 | 0 | no base cost | 0 | 0 | 0.73 | rate at $0.73/sq.ft, reference: https://www.homewyse.com/costs/cost_of_floor_insulation.html | 0.6658 | rate at $53.92/per labor hour and 0.012 hr/sq.ft, referenrce: https://www.homewyse.com/costs/cost_of_floor_insulation.html | 1.3958 | sq ft |  | 1.3958
Nonequipment | Floor Insulation | Increased Floor Insulation (R-19) | Code-Compliant Floor Insulation (Zone 1 & 2: Floor R-Value: 13) | Commercial | New | Retail | FL Zone 2 | Square feet | 29.92% | 5.9824 | 5.9171 | 0.065231 | 0.010904 | 20 | 1.3312e-05 | 3.0444e-05 | 0 | no base cost | 0 | 0 | 0.73 | rate at $0.73/sq.ft, reference: https://www.homewyse.com/costs/cost_of_floor_insulation.html | 0.6658 | rate at $53.92/per labor hour and 0.012 hr/sq.ft, referenrce: https://www.homewyse.com/costs/cost_of_floor_insulation.html | 1.3958 | sq ft |  | 1.3958
Nonequipment | Floor Insulation | Increased Floor Insulation (R-19) | Code-Compliant Floor Insulation (Zone 1 & 2: Floor R-Value: 13) | Commercial | New | Schools K-12 | FL Zone 2 | Square feet | 16.87% | 5.1058 | 5.0405 | 0.065231 | 0.012776 | 20 | 1.3053e-06 | 2.9424e-05 | 0 | no base cost | 0 | 0 | 0.73 | rate at $0.73/sq.ft, reference: https://www.homewyse.com/costs/cost_of_floor_insulation.html | 0.6658 | rate at $53.92/per labor hour and 0.012 hr/sq.ft, referenrce: https://www.homewyse.com/costs/cost_of_floor_insulation.html | 1.3958 | sq ft |  | 1.3958
Nonequipment | Floor Insulation | Increased Floor Insulation (R-19) | Code-Compliant Floor Insulation (Zone 1 & 2: Floor R-Value: 13) | Commercial | New | Warehouse | FL Zone 2 | Square feet | 49.87% | 1.4026 | 1.3373 | 0.065231 | 0.046509 | 20 | 7.4023e-06 | 1.3207e-05 | 0 | no base cost | 0 | 0 | 0.73 | rate at $0.73/sq.ft, reference: https://www.homewyse.com/costs/cost_of_floor_insulation.html | 0.6658 | rate at $53.92/per labor hour and 0.012 hr/sq.ft, referenrce: https://www.homewyse.com/costs/cost_of_floor_insulation.html | 1.3958 | sq ft |  | 1.3958
Nonequipment | Green Roof | Green Roof | Market Average Existing Ceiling Insulation | Commercial | Existing | Assembly | FL Zone 2 | Square feet | 0.063% | 3.7877 | 3.6394 | 0.14824 | 0.039138 | 15 | 6.2976e-05 | 0 | 1.22 | RS Means Green Building Cost Data 2014 (Table 7.21.16.20) | 2.3725 | rate at $69.60/ per labor hour (same rate as baseline), assume .0349 hrs/sq ft | 17 | Reducing Urban Heat Islands: Green Roofs (EPA 2014) (/sqft) | 2.6448 | rate at $69.60/ per labor hour (same rate as baseline), assume .038 hrs/sq ft (consistent with Res assumption) | 16.0523 | sq ft |  | 16.0523
Nonequipment | Green Roof | Green Roof | Market Average Existing Ceiling Insulation | Commercial | Existing | College and University | FL Zone 2 | Square feet | 0.126% | 11.0507 | 10.9024 | 0.14824 | 0.013415 | 15 | 6.2976e-05 | 0 | 1.22 | RS Means Green Building Cost Data 2014 (Table 7.21.16.20) | 2.3725 | rate at $69.60/ per labor hour (same rate as baseline), assume .0349 hrs/sq ft | 17 | Reducing Urban Heat Islands: Green Roofs (EPA 2014) (/sqft) | 2.6448 | rate at $69.60/ per labor hour (same rate as baseline), assume .038 hrs/sq ft (consistent with Res assumption) | 16.0523 | sq ft |  | 16.0523
Nonequipment | Green Roof | Green Roof | Market Average Existing Ceiling Insulation | Commercial | Existing | Grocery | FL Zone 2 | Square feet | 0.098% | 31.0105 | 30.8622 | 0.14824 | 0.0047804 | 15 | 6.2976e-05 | 0 | 1.22 | RS Means Green Building Cost Data 2014 (Table 7.21.16.20) | 2.3725 | rate at $69.60/ per labor hour (same rate as baseline), assume .0349 hrs/sq ft | 17 | Reducing Urban Heat Islands: Green Roofs (EPA 2014) (/sqft) | 2.6448 | rate at $69.60/ per labor hour (same rate as baseline), assume .038 hrs/sq ft (consistent with Res assumption) | 16.0523 | sq ft |  | 16.0523
Nonequipment | Green Roof | Green Roof | Market Average Existing Ceiling Insulation | Commercial | Existing | Healthcare | FL Zone 2 | Square feet | 0.098% | 15.0829 | 14.9347 | 0.14824 | 0.0098285 | 15 | 6.2976e-05 | 0 | 1.22 | RS Means Green Building Cost Data 2014 (Table 7.21.16.20) | 2.3725 | rate at $69.60/ per labor hour (same rate as baseline), assume .0349 hrs/sq ft | 17 | Reducing Urban Heat Islands: Green Roofs (EPA 2014) (/sqft) | 2.6448 | rate at $69.60/ per labor hour (same rate as baseline), assume .038 hrs/sq ft (consistent with Res assumption) | 16.0523 | sq ft |  | 16.0523
Nonequipment | Green Roof | Green Roof | Market Average Existing Ceiling Insulation | Commercial | Existing | Hospitals | FL Zone 2 | Square feet | 0.063% | 81.2975 | 81.1492 | 0.14824 | 0.0018235 | 15 | 6.2976e-05 | 0 | 1.22 | RS Means Green Building Cost Data 2014 (Table 7.21.16.20) | 2.3725 | rate at $69.60/ per labor hour (same rate as baseline), assume .0349 hrs/sq ft | 17 | Reducing Urban Heat Islands: Green Roofs (EPA 2014) (/sqft) | 2.6448 | rate at $69.60/ per labor hour (same rate as baseline), assume .038 hrs/sq ft (consistent with Res assumption) | 16.0523 | sq ft |  | 16.0523
Nonequipment | Green Roof | Green Roof | Market Average Existing Ceiling Insulation | Commercial | Existing | Institutional | FL Zone 2 | Square feet | 0.063% | 56.2721 | 56.1239 | 0.14824 | 0.0026344 | 15 | 6.2976e-05 | 0 | 1.22 | RS Means Green Building Cost Data 2014 (Table 7.21.16.20) | 2.3725 | rate at $69.60/ per labor hour (same rate as baseline), assume .0349 hrs/sq ft | 17 | Reducing Urban Heat Islands: Green Roofs (EPA 2014) (/sqft) | 2.6448 | rate at $69.60/ per labor hour (same rate as baseline), assume .038 hrs/sq ft (consistent with Res assumption) | 16.0523 | sq ft |  | 16.0523
Nonequipment | Green Roof | Green Roof | Market Average Existing Ceiling Insulation | Commercial | Existing | Lodging/Hospitality | FL Zone 2 | Square feet | 0.126% | 34.7257 | 34.5775 | 0.14824 | 0.004269 | 15 | 8.3535e-05 | 0 | 1.22 | RS Means Green Building Cost Data 2014 (Table 7.21.16.20) | 2.3725 | rate at $69.60/ per labor hour (same rate as baseline), assume .0349 hrs/sq ft | 17 | Reducing Urban Heat Islands: Green Roofs (EPA 2014) (/sqft) | 2.6448 | rate at $69.60/ per labor hour (same rate as baseline), assume .038 hrs/sq ft (consistent with Res assumption) | 16.0523 | sq ft |  | 16.0523
Nonequipment | Green Roof | Green Roof | Market Average Existing Ceiling Insulation | Commercial | Existing | Miscellaneous | FL Zone 2 | Square feet | 0.3341% | 107.2344 | 107.0862 | 0.14824 | 0.0013824 | 15 | 1.9127e-05 | 0 | 1.22 | RS Means Green Building Cost Data 2014 (Table 7.21.16.20) | 2.3725 | rate at $69.60/ per labor hour (same rate as baseline), assume .0349 hrs/sq ft | 17 | Reducing Urban Heat Islands: Green Roofs (EPA 2014) (/sqft) | 2.6448 | rate at $69.60/ per labor hour (same rate as baseline), assume .038 hrs/sq ft (consistent with Res assumption) | 16.0523 | sq ft |  | 16.0523
Nonequipment | Green Roof | Green Roof | Market Average Existing Ceiling Insulation | Commercial | Existing | Offices | FL Zone 2 | Square feet | 0.063% | 58.1979 | 58.0496 | 0.14824 | 0.0025472 | 15 | 6.2976e-05 | 0 | 1.22 | RS Means Green Building Cost Data 2014 (Table 7.21.16.20) | 2.3725 | rate at $69.60/ per labor hour (same rate as baseline), assume .0349 hrs/sq ft | 17 | Reducing Urban Heat Islands: Green Roofs (EPA 2014) (/sqft) | 2.6448 | rate at $69.60/ per labor hour (same rate as baseline), assume .038 hrs/sq ft (consistent with Res assumption) | 16.0523 | sq ft |  | 16.0523
Nonequipment | Green Roof | Green Roof | Market Average Existing Ceiling Insulation | Commercial | Existing | Restaurants | FL Zone 2 | Square feet | 0.098% | 31.354 | 31.2057 | 0.14824 | 0.004728 | 15 | 6.2976e-05 | 0 | 1.22 | RS Means Green Building Cost Data 2014 (Table 7.21.16.20) | 2.3725 | rate at $69.60/ per labor hour (same rate as baseline), assume .0349 hrs/sq ft | 17 | Reducing Urban Heat Islands: Green Roofs (EPA 2014) (/sqft) | 2.6448 | rate at $69.60/ per labor hour (same rate as baseline), assume .038 hrs/sq ft (consistent with Res assumption) | 16.0523 | sq ft |  | 16.0523
Nonequipment | Green Roof | Green Roof | Market Average Existing Ceiling Insulation | Commercial | Existing | Retail | FL Zone 2 | Square feet | 0.0588% | 5.9824 | 5.8341 | 0.14824 | 0.02478 | 15 | 6.2976e-05 | 0 | 1.22 | RS Means Green Building Cost Data 2014 (Table 7.21.16.20) | 2.3725 | rate at $69.60/ per labor hour (same rate as baseline), assume .0349 hrs/sq ft | 17 | Reducing Urban Heat Islands: Green Roofs (EPA 2014) (/sqft) | 2.6448 | rate at $69.60/ per labor hour (same rate as baseline), assume .038 hrs/sq ft (consistent with Res assumption) | 16.0523 | sq ft |  | 16.0523
Nonequipment | Green Roof | Green Roof | Market Average Existing Ceiling Insulation | Commercial | Existing | Schools K-12 | FL Zone 2 | Square feet | 0.126% | 5.1058 | 4.9575 | 0.14824 | 0.029034 | 15 | 6.2976e-05 | 0 | 1.22 | RS Means Green Building Cost Data 2014 (Table 7.21.16.20) | 2.3725 | rate at $69.60/ per labor hour (same rate as baseline), assume .0349 hrs/sq ft | 17 | Reducing Urban Heat Islands: Green Roofs (EPA 2014) (/sqft) | 2.6448 | rate at $69.60/ per labor hour (same rate as baseline), assume .038 hrs/sq ft (consistent with Res assumption) | 16.0523 | sq ft |  | 16.0523
Nonequipment | Green Roof | Green Roof | Market Average Existing Ceiling Insulation | Commercial | Existing | Warehouse | FL Zone 2 | Square feet | 0.0588% | 1.4026 | 1.2543 | 0.14824 | 0.10569 | 15 | 1.9127e-05 | 0 | 1.22 | RS Means Green Building Cost Data 2014 (Table 7.21.16.20) | 2.3725 | rate at $69.60/ per labor hour (same rate as baseline), assume .0349 hrs/sq ft | 17 | Reducing Urban Heat Islands: Green Roofs (EPA 2014) (/sqft) | 2.6448 | rate at $69.60/ per labor hour (same rate as baseline), assume .038 hrs/sq ft (consistent with Res assumption) | 16.0523 | sq ft |  | 16.0523
Nonequipment | Green Roof | Green Roof | Code-Compliant Ceiling Insulation | Commercial | New | Assembly | FL Zone 2 | Square feet | 0.315% | 3.7877 | 3.6406 | 0.14703 | 0.038818 | 15 | 6.2461e-05 | 0 | 1.22 | RS Means Green Building Cost Data 2014 (Table 7.21.16.20) | 2.3725 | rate at $69.60/ per labor hour (same rate as baseline), assume .0349 hrs/sq ft | 17 | Reducing Urban Heat Islands: Green Roofs (EPA 2014) (/sqft) | 2.6448 | rate at $69.60/ per labor hour (same rate as baseline), assume .038 hrs/sq ft (consistent with Res assumption) | 16.0523 | sq ft |  | 16.0523
Nonequipment | Green Roof | Green Roof | Code-Compliant Ceiling Insulation | Commercial | New | College and University | FL Zone 2 | Square feet | 0.63% | 11.0507 | 10.9036 | 0.14703 | 0.013305 | 15 | 6.2461e-05 | 0 | 1.22 | RS Means Green Building Cost Data 2014 (Table 7.21.16.20) | 2.3725 | rate at $69.60/ per labor hour (same rate as baseline), assume .0349 hrs/sq ft | 17 | Reducing Urban Heat Islands: Green Roofs (EPA 2014) (/sqft) | 2.6448 | rate at $69.60/ per labor hour (same rate as baseline), assume .038 hrs/sq ft (consistent with Res assumption) | 16.0523 | sq ft |  | 16.0523
Nonequipment | Green Roof | Green Roof | Code-Compliant Ceiling Insulation | Commercial | New | Grocery | FL Zone 2 | Square feet | 0.49% | 31.0105 | 30.8635 | 0.14703 | 0.0047413 | 15 | 6.2461e-05 | 0 | 1.22 | RS Means Green Building Cost Data 2014 (Table 7.21.16.20) | 2.3725 | rate at $69.60/ per labor hour (same rate as baseline), assume .0349 hrs/sq ft | 17 | Reducing Urban Heat Islands: Green Roofs (EPA 2014) (/sqft) | 2.6448 | rate at $69.60/ per labor hour (same rate as baseline), assume .038 hrs/sq ft (consistent with Res assumption) | 16.0523 | sq ft |  | 16.0523
Nonequipment | Green Roof | Green Roof | Code-Compliant Ceiling Insulation | Commercial | New | Healthcare | FL Zone 2 | Square feet | 0.49% | 15.0829 | 14.9359 | 0.14703 | 0.0097481 | 15 | 6.2461e-05 | 0 | 1.22 | RS Means Green Building Cost Data 2014 (Table 7.21.16.20) | 2.3725 | rate at $69.60/ per labor hour (same rate as baseline), assume .0349 hrs/sq ft | 17 | Reducing Urban Heat Islands: Green Roofs (EPA 2014) (/sqft) | 2.6448 | rate at $69.60/ per labor hour (same rate as baseline), assume .038 hrs/sq ft (consistent with Res assumption) | 16.0523 | sq ft |  | 16.0523
Nonequipment | Green Roof | Green Roof | Code-Compliant Ceiling Insulation | Commercial | New | Hospitals | FL Zone 2 | Square feet | 0.315% | 81.2975 | 81.1504 | 0.14703 | 0.0018085 | 15 | 6.2461e-05 | 0 | 1.22 | RS Means Green Building Cost Data 2014 (Table 7.21.16.20) | 2.3725 | rate at $69.60/ per labor hour (same rate as baseline), assume .0349 hrs/sq ft | 17 | Reducing Urban Heat Islands: Green Roofs (EPA 2014) (/sqft) | 2.6448 | rate at $69.60/ per labor hour (same rate as baseline), assume .038 hrs/sq ft (consistent with Res assumption) | 16.0523 | sq ft |  | 16.0523
Nonequipment | Green Roof | Green Roof | Code-Compliant Ceiling Insulation | Commercial | New | Institutional | FL Zone 2 | Square feet | 0.315% | 56.2721 | 56.1251 | 0.14703 | 0.0026128 | 15 | 6.2461e-05 | 0 | 1.22 | RS Means Green Building Cost Data 2014 (Table 7.21.16.20) | 2.3725 | rate at $69.60/ per labor hour (same rate as baseline), assume .0349 hrs/sq ft | 17 | Reducing Urban Heat Islands: Green Roofs (EPA 2014) (/sqft) | 2.6448 | rate at $69.60/ per labor hour (same rate as baseline), assume .038 hrs/sq ft (consistent with Res assumption) | 16.0523 | sq ft |  | 16.0523
Nonequipment | Green Roof | Green Roof | Code-Compliant Ceiling Insulation | Commercial | New | Lodging/Hospitality | FL Zone 2 | Square feet | 0.63% | 34.7257 | 34.5787 | 0.14703 | 0.004234 | 15 | 8.2852e-05 | 0 | 1.22 | RS Means Green Building Cost Data 2014 (Table 7.21.16.20) | 2.3725 | rate at $69.60/ per labor hour (same rate as baseline), assume .0349 hrs/sq ft | 17 | Reducing Urban Heat Islands: Green Roofs (EPA 2014) (/sqft) | 2.6448 | rate at $69.60/ per labor hour (same rate as baseline), assume .038 hrs/sq ft (consistent with Res assumption) | 16.0523 | sq ft |  | 16.0523
Nonequipment | Green Roof | Green Roof | Code-Compliant Ceiling Insulation | Commercial | New | Miscellaneous | FL Zone 2 | Square feet | 0.3341% | 107.2344 | 107.0874 | 0.14703 | 0.0013711 | 15 | 1.8971e-05 | 0 | 1.22 | RS Means Green Building Cost Data 2014 (Table 7.21.16.20) | 2.3725 | rate at $69.60/ per labor hour (same rate as baseline), assume .0349 hrs/sq ft | 17 | Reducing Urban Heat Islands: Green Roofs (EPA 2014) (/sqft) | 2.6448 | rate at $69.60/ per labor hour (same rate as baseline), assume .038 hrs/sq ft (consistent with Res assumption) | 16.0523 | sq ft |  | 16.0523
Nonequipment | Green Roof | Green Roof | Code-Compliant Ceiling Insulation | Commercial | New | Offices | FL Zone 2 | Square feet | 0.315% | 58.1979 | 58.0509 | 0.14703 | 0.0025264 | 15 | 6.2461e-05 | 0 | 1.22 | RS Means Green Building Cost Data 2014 (Table 7.21.16.20) | 2.3725 | rate at $69.60/ per labor hour (same rate as baseline), assume .0349 hrs/sq ft | 17 | Reducing Urban Heat Islands: Green Roofs (EPA 2014) (/sqft) | 2.6448 | rate at $69.60/ per labor hour (same rate as baseline), assume .038 hrs/sq ft (consistent with Res assumption) | 16.0523 | sq ft |  | 16.0523
Nonequipment | Green Roof | Green Roof | Code-Compliant Ceiling Insulation | Commercial | New | Restaurants | FL Zone 2 | Square feet | 0.49% | 31.354 | 31.2069 | 0.14703 | 0.0046894 | 15 | 6.2461e-05 | 0 | 1.22 | RS Means Green Building Cost Data 2014 (Table 7.21.16.20) | 2.3725 | rate at $69.60/ per labor hour (same rate as baseline), assume .0349 hrs/sq ft | 17 | Reducing Urban Heat Islands: Green Roofs (EPA 2014) (/sqft) | 2.6448 | rate at $69.60/ per labor hour (same rate as baseline), assume .038 hrs/sq ft (consistent with Res assumption) | 16.0523 | sq ft |  | 16.0523
Nonequipment | Green Roof | Green Roof | Code-Compliant Ceiling Insulation | Commercial | New | Retail | FL Zone 2 | Square feet | 0.294% | 5.9824 | 5.8353 | 0.14703 | 0.024577 | 15 | 6.2461e-05 | 0 | 1.22 | RS Means Green Building Cost Data 2014 (Table 7.21.16.20) | 2.3725 | rate at $69.60/ per labor hour (same rate as baseline), assume .0349 hrs/sq ft | 17 | Reducing Urban Heat Islands: Green Roofs (EPA 2014) (/sqft) | 2.6448 | rate at $69.60/ per labor hour (same rate as baseline), assume .038 hrs/sq ft (consistent with Res assumption) | 16.0523 | sq ft |  | 16.0523
Nonequipment | Green Roof | Green Roof | Code-Compliant Ceiling Insulation | Commercial | New | Schools K-12 | FL Zone 2 | Square feet | 0.63% | 5.1058 | 4.9587 | 0.14703 | 0.028797 | 15 | 6.2461e-05 | 0 | 1.22 | RS Means Green Building Cost Data 2014 (Table 7.21.16.20) | 2.3725 | rate at $69.60/ per labor hour (same rate as baseline), assume .0349 hrs/sq ft | 17 | Reducing Urban Heat Islands: Green Roofs (EPA 2014) (/sqft) | 2.6448 | rate at $69.60/ per labor hour (same rate as baseline), assume .038 hrs/sq ft (consistent with Res assumption) | 16.0523 | sq ft |  | 16.0523
Nonequipment | Green Roof | Green Roof | Code-Compliant Ceiling Insulation | Commercial | New | Warehouse | FL Zone 2 | Square feet | 0.294% | 1.4026 | 1.2555 | 0.14703 | 0.10483 | 15 | 1.8971e-05 | 0 | 1.22 | RS Means Green Building Cost Data 2014 (Table 7.21.16.20) | 2.3725 | rate at $69.60/ per labor hour (same rate as baseline), assume .0349 hrs/sq ft | 17 | Reducing Urban Heat Islands: Green Roofs (EPA 2014) (/sqft) | 2.6448 | rate at $69.60/ per labor hour (same rate as baseline), assume .038 hrs/sq ft (consistent with Res assumption) | 16.0523 | sq ft |  | 16.0523
Nonequipment | Hotel Card Energy Control Systems | 3-Ton Guest Room HVAC Unit Controlled by Hotel-Key-Card Activated Energy Control System | 3-Ton Guest Room HVAC Unit, Manually Controlled by Guest | Commercial | Existing | Assembly | FL Zone 2 | Per end use consumption | 0% | 0 | 0 | 0 | 0 | 15 | 0 | 0 | 0 | no base cost | 0 | 0 | 260 | Illinois 2018 Statewide TRM, Section 4.4.8 | 0 | 0 | 260 | guest room |  | 260
Nonequipment | Hotel Card Energy Control Systems | 3-Ton Guest Room HVAC Unit Controlled by Hotel-Key-Card Activated Energy Control System | 3-Ton Guest Room HVAC Unit, Manually Controlled by Guest | Commercial | Existing | College and University | FL Zone 2 | Per end use consumption | 0% | 0 | 0 | 0 | 0 | 15 | 0 | 0 | 0 | no base cost | 0 | 0 | 260 | Illinois 2018 Statewide TRM, Section 4.4.8 | 0 | 0 | 260 | guest room |  | 260
Nonequipment | Hotel Card Energy Control Systems | 3-Ton Guest Room HVAC Unit Controlled by Hotel-Key-Card Activated Energy Control System | 3-Ton Guest Room HVAC Unit, Manually Controlled by Guest | Commercial | Existing | Grocery | FL Zone 2 | Per end use consumption | 0% | 0 | 0 | 0 | 0 | 15 | 0 | 0 | 0 | no base cost | 0 | 0 | 260 | Illinois 2018 Statewide TRM, Section 4.4.8 | 0 | 0 | 260 | guest room |  | 260
Nonequipment | Hotel Card Energy Control Systems | 3-Ton Guest Room HVAC Unit Controlled by Hotel-Key-Card Activated Energy Control System | 3-Ton Guest Room HVAC Unit, Manually Controlled by Guest | Commercial | Existing | Healthcare | FL Zone 2 | Per end use consumption | 0% | 0 | 0 | 0 | 0 | 15 | 0 | 0 | 0 | no base cost | 0 | 0 | 260 | Illinois 2018 Statewide TRM, Section 4.4.8 | 0 | 0 | 260 | guest room |  | 260
Nonequipment | Hotel Card Energy Control Systems | 3-Ton Guest Room HVAC Unit Controlled by Hotel-Key-Card Activated Energy Control System | 3-Ton Guest Room HVAC Unit, Manually Controlled by Guest | Commercial | Existing | Hospitals | FL Zone 2 | Per end use consumption | 0% | 0 | 0 | 0 | 0 | 15 | 0 | 0 | 0 | no base cost | 0 | 0 | 260 | Illinois 2018 Statewide TRM, Section 4.4.8 | 0 | 0 | 260 | guest room |  | 260
Nonequipment | Hotel Card Energy Control Systems | 3-Ton Guest Room HVAC Unit Controlled by Hotel-Key-Card Activated Energy Control System | 3-Ton Guest Room HVAC Unit, Manually Controlled by Guest | Commercial | Existing | Institutional | FL Zone 2 | Per end use consumption | 0% | 0 | 0 | 0 | 0 | 15 | 0 | 0 | 0 | no base cost | 0 | 0 | 260 | Illinois 2018 Statewide TRM, Section 4.4.8 | 0 | 0 | 260 | guest room |  | 260
Nonequipment | Hotel Card Energy Control Systems | 3-Ton Guest Room HVAC Unit Controlled by Hotel-Key-Card Activated Energy Control System | 3-Ton Guest Room HVAC Unit, Manually Controlled by Guest | Commercial | Existing | Lodging/Hospitality | FL Zone 2 | Per end use consumption | 41.26% | 11558.6995 | 10997.2795 | 561.42 | 0.048571 | 15 | 0.0044883 | -0.016893 | 0 | no base cost | 0 | 0 | 260 | Illinois 2018 Statewide TRM, Section 4.4.8 | 0 | 0 | 260 | guest room |  | 260
Nonequipment | Hotel Card Energy Control Systems | 3-Ton Guest Room HVAC Unit Controlled by Hotel-Key-Card Activated Energy Control System | 3-Ton Guest Room HVAC Unit, Manually Controlled by Guest | Commercial | Existing | Miscellaneous | FL Zone 2 | Per end use consumption | 0% | 0 | 0 | 0 | 0 | 15 | 0 | 0 | 0 | no base cost | 0 | 0 | 260 | Illinois 2018 Statewide TRM, Section 4.4.8 | 0 | 0 | 260 | guest room |  | 260
Nonequipment | Hotel Card Energy Control Systems | 3-Ton Guest Room HVAC Unit Controlled by Hotel-Key-Card Activated Energy Control System | 3-Ton Guest Room HVAC Unit, Manually Controlled by Guest | Commercial | Existing | Offices | FL Zone 2 | Per end use consumption | 0% | 0 | 0 | 0 | 0 | 15 | 0 | 0 | 0 | no base cost | 0 | 0 | 260 | Illinois 2018 Statewide TRM, Section 4.4.8 | 0 | 0 | 260 | guest room |  | 260
Nonequipment | Hotel Card Energy Control Systems | 3-Ton Guest Room HVAC Unit Controlled by Hotel-Key-Card Activated Energy Control System | 3-Ton Guest Room HVAC Unit, Manually Controlled by Guest | Commercial | Existing | Restaurants | FL Zone 2 | Per end use consumption | 0% | 0 | 0 | 0 | 0 | 15 | 0 | 0 | 0 | no base cost | 0 | 0 | 260 | Illinois 2018 Statewide TRM, Section 4.4.8 | 0 | 0 | 260 | guest room |  | 260
Nonequipment | Hotel Card Energy Control Systems | 3-Ton Guest Room HVAC Unit Controlled by Hotel-Key-Card Activated Energy Control System | 3-Ton Guest Room HVAC Unit, Manually Controlled by Guest | Commercial | Existing | Retail | FL Zone 2 | Per end use consumption | 0% | 0 | 0 | 0 | 0 | 15 | 0 | 0 | 0 | no base cost | 0 | 0 | 260 | Illinois 2018 Statewide TRM, Section 4.4.8 | 0 | 0 | 260 | guest room |  | 260
Nonequipment | Hotel Card Energy Control Systems | 3-Ton Guest Room HVAC Unit Controlled by Hotel-Key-Card Activated Energy Control System | 3-Ton Guest Room HVAC Unit, Manually Controlled by Guest | Commercial | Existing | Schools K-12 | FL Zone 2 | Per end use consumption | 0% | 0 | 0 | 0 | 0 | 15 | 0 | 0 | 0 | no base cost | 0 | 0 | 260 | Illinois 2018 Statewide TRM, Section 4.4.8 | 0 | 0 | 260 | guest room |  | 260
Nonequipment | Hotel Card Energy Control Systems | 3-Ton Guest Room HVAC Unit Controlled by Hotel-Key-Card Activated Energy Control System | 3-Ton Guest Room HVAC Unit, Manually Controlled by Guest | Commercial | Existing | Warehouse | FL Zone 2 | Per end use consumption | 0% | 0 | 0 | 0 | 0 | 15 | 0 | 0 | 0 | no base cost | 0 | 0 | 260 | Illinois 2018 Statewide TRM, Section 4.4.8 | 0 | 0 | 260 | guest room |  | 260
Nonequipment | Hotel Card Energy Control Systems | 3-Ton Guest Room HVAC Unit Controlled by Hotel-Key-Card Activated Energy Control System | 3-Ton Guest Room HVAC Unit, Manually Controlled by Guest | Commercial | New | Assembly | FL Zone 2 | Per end use consumption | 0% | 0 | 0 | 0 | 0 | 15 | 0 | 0 | 0 | no base cost | 0 | 0 | 260 | Illinois 2018 Statewide TRM, Section 4.4.8 | 0 | 0 | 260 | guest room |  | 260
Nonequipment | Hotel Card Energy Control Systems | 3-Ton Guest Room HVAC Unit Controlled by Hotel-Key-Card Activated Energy Control System | 3-Ton Guest Room HVAC Unit, Manually Controlled by Guest | Commercial | New | College and University | FL Zone 2 | Per end use consumption | 0% | 0 | 0 | 0 | 0 | 15 | 0 | 0 | 0 | no base cost | 0 | 0 | 260 | Illinois 2018 Statewide TRM, Section 4.4.8 | 0 | 0 | 260 | guest room |  | 260
Nonequipment | Hotel Card Energy Control Systems | 3-Ton Guest Room HVAC Unit Controlled by Hotel-Key-Card Activated Energy Control System | 3-Ton Guest Room HVAC Unit, Manually Controlled by Guest | Commercial | New | Grocery | FL Zone 2 | Per end use consumption | 0% | 0 | 0 | 0 | 0 | 15 | 0 | 0 | 0 | no base cost | 0 | 0 | 260 | Illinois 2018 Statewide TRM, Section 4.4.8 | 0 | 0 | 260 | guest room |  | 260
Nonequipment | Hotel Card Energy Control Systems | 3-Ton Guest Room HVAC Unit Controlled by Hotel-Key-Card Activated Energy Control System | 3-Ton Guest Room HVAC Unit, Manually Controlled by Guest | Commercial | New | Healthcare | FL Zone 2 | Per end use consumption | 0% | 0 | 0 | 0 | 0 | 15 | 0 | 0 | 0 | no base cost | 0 | 0 | 260 | Illinois 2018 Statewide TRM, Section 4.4.8 | 0 | 0 | 260 | guest room |  | 260
Nonequipment | Hotel Card Energy Control Systems | 3-Ton Guest Room HVAC Unit Controlled by Hotel-Key-Card Activated Energy Control System | 3-Ton Guest Room HVAC Unit, Manually Controlled by Guest | Commercial | New | Hospitals | FL Zone 2 | Per end use consumption | 0% | 0 | 0 | 0 | 0 | 15 | 0 | 0 | 0 | no base cost | 0 | 0 | 260 | Illinois 2018 Statewide TRM, Section 4.4.8 | 0 | 0 | 260 | guest room |  | 260
Nonequipment | Hotel Card Energy Control Systems | 3-Ton Guest Room HVAC Unit Controlled by Hotel-Key-Card Activated Energy Control System | 3-Ton Guest Room HVAC Unit, Manually Controlled by Guest | Commercial | New | Institutional | FL Zone 2 | Per end use consumption | 0% | 0 | 0 | 0 | 0 | 15 | 0 | 0 | 0 | no base cost | 0 | 0 | 260 | Illinois 2018 Statewide TRM, Section 4.4.8 | 0 | 0 | 260 | guest room |  | 260
Nonequipment | Hotel Card Energy Control Systems | 3-Ton Guest Room HVAC Unit Controlled by Hotel-Key-Card Activated Energy Control System | 3-Ton Guest Room HVAC Unit, Manually Controlled by Guest | Commercial | New | Lodging/Hospitality | FL Zone 2 | Per end use consumption | 41.26% | 11558.6995 | 10997.2795 | 561.42 | 0.048571 | 15 | 0.0044883 | -0.016893 | 0 | no base cost | 0 | 0 | 260 | Illinois 2018 Statewide TRM, Section 4.4.8 | 0 | 0 | 260 | guest room |  | 260
Nonequipment | Hotel Card Energy Control Systems | 3-Ton Guest Room HVAC Unit Controlled by Hotel-Key-Card Activated Energy Control System | 3-Ton Guest Room HVAC Unit, Manually Controlled by Guest | Commercial | New | Miscellaneous | FL Zone 2 | Per end use consumption | 0% | 0 | 0 | 0 | 0 | 15 | 0 | 0 | 0 | no base cost | 0 | 0 | 260 | Illinois 2018 Statewide TRM, Section 4.4.8 | 0 | 0 | 260 | guest room |  | 260
Nonequipment | Hotel Card Energy Control Systems | 3-Ton Guest Room HVAC Unit Controlled by Hotel-Key-Card Activated Energy Control System | 3-Ton Guest Room HVAC Unit, Manually Controlled by Guest | Commercial | New | Offices | FL Zone 2 | Per end use consumption | 0% | 0 | 0 | 0 | 0 | 15 | 0 | 0 | 0 | no base cost | 0 | 0 | 260 | Illinois 2018 Statewide TRM, Section 4.4.8 | 0 | 0 | 260 | guest room |  | 260
Nonequipment | Hotel Card Energy Control Systems | 3-Ton Guest Room HVAC Unit Controlled by Hotel-Key-Card Activated Energy Control System | 3-Ton Guest Room HVAC Unit, Manually Controlled by Guest | Commercial | New | Restaurants | FL Zone 2 | Per end use consumption | 0% | 0 | 0 | 0 | 0 | 15 | 0 | 0 | 0 | no base cost | 0 | 0 | 260 | Illinois 2018 Statewide TRM, Section 4.4.8 | 0 | 0 | 260 | guest room |  | 260
Nonequipment | Hotel Card Energy Control Systems | 3-Ton Guest Room HVAC Unit Controlled by Hotel-Key-Card Activated Energy Control System | 3-Ton Guest Room HVAC Unit, Manually Controlled by Guest | Commercial | New | Retail | FL Zone 2 | Per end use consumption | 0% | 0 | 0 | 0 | 0 | 15 | 0 | 0 | 0 | no base cost | 0 | 0 | 260 | Illinois 2018 Statewide TRM, Section 4.4.8 | 0 | 0 | 260 | guest room |  | 260
Nonequipment | Hotel Card Energy Control Systems | 3-Ton Guest Room HVAC Unit Controlled by Hotel-Key-Card Activated Energy Control System | 3-Ton Guest Room HVAC Unit, Manually Controlled by Guest | Commercial | New | Schools K-12 | FL Zone 2 | Per end use consumption | 0% | 0 | 0 | 0 | 0 | 15 | 0 | 0 | 0 | no base cost | 0 | 0 | 260 | Illinois 2018 Statewide TRM, Section 4.4.8 | 0 | 0 | 260 | guest room |  | 260
Nonequipment | Hotel Card Energy Control Systems | 3-Ton Guest Room HVAC Unit Controlled by Hotel-Key-Card Activated Energy Control System | 3-Ton Guest Room HVAC Unit, Manually Controlled by Guest | Commercial | New | Warehouse | FL Zone 2 | Per end use consumption | 0% | 0 | 0 | 0 | 0 | 15 | 0 | 0 | 0 | no base cost | 0 | 0 | 260 | Illinois 2018 Statewide TRM, Section 4.4.8 | 0 | 0 | 260 | guest room |  | 260
Nonequipment | HVAC tune-up | HVAC tune-up | Code-Compliant Retrofit PTAC, 1.5 Tons, 7.1 SEER | Commercial | Existing | Assembly | FL Zone 2 | Per Unit | 0% | 3475.6431 | 3301.861 | 173.7822 | 0.05 | 5 | 0.034502 | 0.0062807 | 0 | no base cost | 0 | 0 | 52.5 | Illinois 2018 Statewide TRM, Section 4.4.1 (for 1.5 ton unit) | 0 | 0 | 52.5 | unit (1.5 ton) |  | 52.5
Nonequipment | HVAC tune-up | HVAC tune-up | Code-Compliant Retrofit PTAC, 1.5 Tons, 7.1 SEER | Commercial | Existing | College and University | FL Zone 2 | Per Unit | 0% | 3855.9163 | 3663.1205 | 192.7958 | 0.05 | 5 | 0.072865 | 0.024629 | 0 | no base cost | 0 | 0 | 52.5 | Illinois 2018 Statewide TRM, Section 4.4.1 (for 1.5 ton unit) | 0 | 0 | 52.5 | unit (1.5 ton) |  | 52.5
Nonequipment | HVAC tune-up | HVAC tune-up | Code-Compliant Retrofit PTAC, 1.5 Tons, 7.1 SEER | Commercial | Existing | Grocery | FL Zone 2 | Per Unit | 0% | 1919.9804 | 1823.9814 | 95.999 | 0.05 | 5 | 0.019059 | 0.0034695 | 0 | no base cost | 0 | 0 | 52.5 | Illinois 2018 Statewide TRM, Section 4.4.1 (for 1.5 ton unit) | 0 | 0 | 52.5 | unit (1.5 ton) |  | 52.5
Nonequipment | HVAC tune-up | HVAC tune-up | Code-Compliant Retrofit PTAC, 1.5 Tons, 7.1 SEER | Commercial | Existing | Healthcare | FL Zone 2 | Per Unit | 0% | 7562.9144 | 7184.7687 | 378.1457 | 0.05 | 5 | 0.13282 | 0.016126 | 0 | no base cost | 0 | 0 | 52.5 | Illinois 2018 Statewide TRM, Section 4.4.1 (for 1.5 ton unit) | 0 | 0 | 52.5 | unit (1.5 ton) |  | 52.5
Nonequipment | HVAC tune-up | HVAC tune-up | Code-Compliant Retrofit PTAC, 1.5 Tons, 7.1 SEER | Commercial | Existing | Hospitals | FL Zone 2 | Per Unit | 0% | 7164.0265 | 6805.8252 | 358.2013 | 0.05 | 5 | 0.13538 | 0.045758 | 0 | no base cost | 0 | 0 | 52.5 | Illinois 2018 Statewide TRM, Section 4.4.1 (for 1.5 ton unit) | 0 | 0 | 52.5 | unit (1.5 ton) |  | 52.5
Nonequipment | HVAC tune-up | HVAC tune-up | Code-Compliant Retrofit PTAC, 1.5 Tons, 7.1 SEER | Commercial | Existing | Institutional | FL Zone 2 | Per Unit | 0% | 1877.4323 | 1783.5607 | 93.8716 | 0.05 | 5 | 0.018637 | 0.0033926 | 0 | no base cost | 0 | 0 | 52.5 | Illinois 2018 Statewide TRM, Section 4.4.1 (for 1.5 ton unit) | 0 | 0 | 52.5 | unit (1.5 ton) |  | 52.5
Nonequipment | HVAC tune-up | HVAC tune-up | Code-Compliant Retrofit PTAC, 1.5 Tons, 7.1 SEER | Commercial | Existing | Lodging/Hospitality | FL Zone 2 | Per Unit | 0% | 5741.3264 | 5454.26 | 287.0663 | 0.05 | 5 | 0.10083 | 0.012242 | 0 | no base cost | 0 | 0 | 52.5 | Illinois 2018 Statewide TRM, Section 4.4.1 (for 1.5 ton unit) | 0 | 0 | 52.5 | unit (1.5 ton) |  | 52.5
Nonequipment | HVAC tune-up | HVAC tune-up | Code-Compliant Retrofit PTAC, 1.5 Tons, 7.1 SEER | Commercial | Existing | Miscellaneous | FL Zone 2 | Per Unit | 0% | 1941.2544 | 1844.1917 | 97.0627 | 0.05 | 5 | 0.01927 | 0.003508 | 0 | no base cost | 0 | 0 | 52.5 | Illinois 2018 Statewide TRM, Section 4.4.1 (for 1.5 ton unit) | 0 | 0 | 52.5 | unit (1.5 ton) |  | 52.5
Nonequipment | HVAC tune-up | HVAC tune-up | Code-Compliant Retrofit PTAC, 1.5 Tons, 7.1 SEER | Commercial | Existing | Offices | FL Zone 2 | Per Unit | 0% | 3911.7606 | 3716.1725 | 195.588 | 0.05 | 5 | 0.038831 | 0.0070688 | 0 | no base cost | 0 | 0 | 52.5 | Illinois 2018 Statewide TRM, Section 4.4.1 (for 1.5 ton unit) | 0 | 0 | 52.5 | unit (1.5 ton) |  | 52.5
Nonequipment | HVAC tune-up | HVAC tune-up | Code-Compliant Retrofit PTAC, 1.5 Tons, 7.1 SEER | Commercial | Existing | Restaurants | FL Zone 2 | Per Unit | 0% | 5632.297 | 5350.6821 | 281.6148 | 0.05 | 5 | 0.05591 | 0.010178 | 0 | no base cost | 0 | 0 | 52.5 | Illinois 2018 Statewide TRM, Section 4.4.1 (for 1.5 ton unit) | 0 | 0 | 52.5 | unit (1.5 ton) |  | 52.5
Nonequipment | HVAC tune-up | HVAC tune-up | Code-Compliant Retrofit PTAC, 1.5 Tons, 7.1 SEER | Commercial | Existing | Retail | FL Zone 2 | Per Unit | 0% | 4414.3593 | 4193.6413 | 220.718 | 0.05 | 5 | 0.04382 | 0.007977 | 0 | no base cost | 0 | 0 | 52.5 | Illinois 2018 Statewide TRM, Section 4.4.1 (for 1.5 ton unit) | 0 | 0 | 52.5 | unit (1.5 ton) |  | 52.5
Nonequipment | HVAC tune-up | HVAC tune-up | Code-Compliant Retrofit PTAC, 1.5 Tons, 7.1 SEER | Commercial | Existing | Schools K-12 | FL Zone 2 | Per Unit | 0% | 3837.3015 | 3645.4364 | 191.8651 | 0.05 | 5 | 0.038092 | 0.0069343 | 0 | no base cost | 0 | 0 | 52.5 | Illinois 2018 Statewide TRM, Section 4.4.1 (for 1.5 ton unit) | 0 | 0 | 52.5 | unit (1.5 ton) |  | 52.5
Nonequipment | HVAC tune-up | HVAC tune-up | Code-Compliant Retrofit PTAC, 1.5 Tons, 7.1 SEER | Commercial | Existing | Warehouse | FL Zone 2 | Per Unit | 0% | 842.9831 | 800.8339 | 42.1492 | 0.05 | 5 | 0.008368 | 0.0015233 | 0 | no base cost | 0 | 0 | 52.5 | Illinois 2018 Statewide TRM, Section 4.4.1 (for 1.5 ton unit) | 0 | 0 | 52.5 | unit (1.5 ton) |  | 52.5
Nonequipment | HVAC tune-up | HVAC tune-up | Code-Compliant New Construction PTAC, 1.5 Tons, 11 SEER | Commercial | New | Assembly | FL Zone 2 | Per Unit | 0% | 3475.6431 | 3301.861 | 173.7822 | 0.05 | 5 | 0.034502 | 0.0062807 | 0 | no base cost | 0 | 0 | 52.5 | Illinois 2018 Statewide TRM, Section 4.4.1 (for 1.5 ton unit) | 0 | 0 | 52.5 | unit (1.5 ton) |  | 52.5
Nonequipment | HVAC tune-up | HVAC tune-up | Code-Compliant New Construction PTAC, 1.5 Tons, 11 SEER | Commercial | New | College and University | FL Zone 2 | Per Unit | 0% | 3855.9163 | 3663.1205 | 192.7958 | 0.05 | 5 | 0.072865 | 0.024629 | 0 | no base cost | 0 | 0 | 52.5 | Illinois 2018 Statewide TRM, Section 4.4.1 (for 1.5 ton unit) | 0 | 0 | 52.5 | unit (1.5 ton) |  | 52.5
Nonequipment | HVAC tune-up | HVAC tune-up | Code-Compliant New Construction PTAC, 1.5 Tons, 11 SEER | Commercial | New | Grocery | FL Zone 2 | Per Unit | 0% | 1919.9804 | 1823.9814 | 95.999 | 0.05 | 5 | 0.019059 | 0.0034695 | 0 | no base cost | 0 | 0 | 52.5 | Illinois 2018 Statewide TRM, Section 4.4.1 (for 1.5 ton unit) | 0 | 0 | 52.5 | unit (1.5 ton) |  | 52.5
Nonequipment | HVAC tune-up | HVAC tune-up | Code-Compliant New Construction PTAC, 1.5 Tons, 11 SEER | Commercial | New | Healthcare | FL Zone 2 | Per Unit | 0% | 7562.9144 | 7184.7687 | 378.1457 | 0.05 | 5 | 0.13282 | 0.016126 | 0 | no base cost | 0 | 0 | 52.5 | Illinois 2018 Statewide TRM, Section 4.4.1 (for 1.5 ton unit) | 0 | 0 | 52.5 | unit (1.5 ton) |  | 52.5
Nonequipment | HVAC tune-up | HVAC tune-up | Code-Compliant New Construction PTAC, 1.5 Tons, 11 SEER | Commercial | New | Hospitals | FL Zone 2 | Per Unit | 0% | 7164.0265 | 6805.8252 | 358.2013 | 0.05 | 5 | 0.13538 | 0.045758 | 0 | no base cost | 0 | 0 | 52.5 | Illinois 2018 Statewide TRM, Section 4.4.1 (for 1.5 ton unit) | 0 | 0 | 52.5 | unit (1.5 ton) |  | 52.5
Nonequipment | HVAC tune-up | HVAC tune-up | Code-Compliant New Construction PTAC, 1.5 Tons, 11 SEER | Commercial | New | Institutional | FL Zone 2 | Per Unit | 0% | 1877.4323 | 1783.5607 | 93.8716 | 0.05 | 5 | 0.018637 | 0.0033926 | 0 | no base cost | 0 | 0 | 52.5 | Illinois 2018 Statewide TRM, Section 4.4.1 (for 1.5 ton unit) | 0 | 0 | 52.5 | unit (1.5 ton) |  | 52.5
Nonequipment | HVAC tune-up | HVAC tune-up | Code-Compliant New Construction PTAC, 1.5 Tons, 11 SEER | Commercial | New | Lodging/Hospitality | FL Zone 2 | Per Unit | 0% | 5741.3264 | 5454.26 | 287.0663 | 0.05 | 5 | 0.10083 | 0.012242 | 0 | no base cost | 0 | 0 | 52.5 | Illinois 2018 Statewide TRM, Section 4.4.1 (for 1.5 ton unit) | 0 | 0 | 52.5 | unit (1.5 ton) |  | 52.5
Nonequipment | HVAC tune-up | HVAC tune-up | Code-Compliant New Construction PTAC, 1.5 Tons, 11 SEER | Commercial | New | Miscellaneous | FL Zone 2 | Per Unit | 0% | 1941.2544 | 1844.1917 | 97.0627 | 0.05 | 5 | 0.01927 | 0.003508 | 0 | no base cost | 0 | 0 | 52.5 | Illinois 2018 Statewide TRM, Section 4.4.1 (for 1.5 ton unit) | 0 | 0 | 52.5 | unit (1.5 ton) |  | 52.5
Nonequipment | HVAC tune-up | HVAC tune-up | Code-Compliant New Construction PTAC, 1.5 Tons, 11 SEER | Commercial | New | Offices | FL Zone 2 | Per Unit | 0% | 3911.7606 | 3716.1725 | 195.588 | 0.05 | 5 | 0.038831 | 0.0070688 | 0 | no base cost | 0 | 0 | 52.5 | Illinois 2018 Statewide TRM, Section 4.4.1 (for 1.5 ton unit) | 0 | 0 | 52.5 | unit (1.5 ton) |  | 52.5
Nonequipment | HVAC tune-up | HVAC tune-up | Code-Compliant New Construction PTAC, 1.5 Tons, 11 SEER | Commercial | New | Restaurants | FL Zone 2 | Per Unit | 0% | 5632.297 | 5350.6821 | 281.6148 | 0.05 | 5 | 0.05591 | 0.010178 | 0 | no base cost | 0 | 0 | 52.5 | Illinois 2018 Statewide TRM, Section 4.4.1 (for 1.5 ton unit) | 0 | 0 | 52.5 | unit (1.5 ton) |  | 52.5
Nonequipment | HVAC tune-up | HVAC tune-up | Code-Compliant New Construction PTAC, 1.5 Tons, 11 SEER | Commercial | New | Retail | FL Zone 2 | Per Unit | 0% | 4414.3593 | 4193.6413 | 220.718 | 0.05 | 5 | 0.04382 | 0.007977 | 0 | no base cost | 0 | 0 | 52.5 | Illinois 2018 Statewide TRM, Section 4.4.1 (for 1.5 ton unit) | 0 | 0 | 52.5 | unit (1.5 ton) |  | 52.5
Nonequipment | HVAC tune-up | HVAC tune-up | Code-Compliant New Construction PTAC, 1.5 Tons, 11 SEER | Commercial | New | Schools K-12 | FL Zone 2 | Per Unit | 0% | 3837.3015 | 3645.4364 | 191.8651 | 0.05 | 5 | 0.038092 | 0.0069343 | 0 | no base cost | 0 | 0 | 52.5 | Illinois 2018 Statewide TRM, Section 4.4.1 (for 1.5 ton unit) | 0 | 0 | 52.5 | unit (1.5 ton) |  | 52.5
Nonequipment | HVAC tune-up | HVAC tune-up | Code-Compliant New Construction PTAC, 1.5 Tons, 11 SEER | Commercial | New | Warehouse | FL Zone 2 | Per Unit | 0% | 842.9831 | 800.8339 | 42.1492 | 0.05 | 5 | 0.008368 | 0.0015233 | 0 | no base cost | 0 | 0 | 52.5 | Illinois 2018 Statewide TRM, Section 4.4.1 (for 1.5 ton unit) | 0 | 0 | 52.5 | unit (1.5 ton) |  | 52.5
Nonequipment | HVAC tune-up_RTU | HVAC tune-up_RTU | Code-Compliant Retrofit PTAC, 1.5 Tons, 7.1 SEER | Commercial | Existing | Assembly | FL Zone 2 | Per Unit | 0% | 15686.1986 | 14901.8887 | 784.3099 | 0.05 | 5 | 0.15571 | 0.028346 | 0 | no base cost | 0 | 0 | 350 | Illinois 2018 Statewide TRM, Section 4.4.1 (for 10 ton unit) | 0 | 0 | 350 | unit (10 ton) |  | 350
Nonequipment | HVAC tune-up_RTU | HVAC tune-up_RTU | Code-Compliant Retrofit PTAC, 1.5 Tons, 7.1 SEER | Commercial | Existing | College and University | FL Zone 2 | Per Unit | 0% | 17402.4392 | 16532.3172 | 870.122 | 0.05 | 5 | 0.32885 | 0.11115 | 0 | no base cost | 0 | 0 | 350 | Illinois 2018 Statewide TRM, Section 4.4.1 (for 10 ton unit) | 0 | 0 | 350 | unit (10 ton) |  | 350
Nonequipment | HVAC tune-up_RTU | HVAC tune-up_RTU | Code-Compliant Retrofit PTAC, 1.5 Tons, 7.1 SEER | Commercial | Existing | Grocery | FL Zone 2 | Per Unit | 0% | 8665.2145 | 8231.9538 | 433.2607 | 0.05 | 5 | 0.086017 | 0.015659 | 0 | no base cost | 0 | 0 | 350 | Illinois 2018 Statewide TRM, Section 4.4.1 (for 10 ton unit) | 0 | 0 | 350 | unit (10 ton) |  | 350
Nonequipment | HVAC tune-up_RTU | HVAC tune-up_RTU | Code-Compliant Retrofit PTAC, 1.5 Tons, 7.1 SEER | Commercial | Existing | Healthcare | FL Zone 2 | Per Unit | 0% | 34132.7841 | 32426.1449 | 1706.6392 | 0.05 | 5 | 0.59942 | 0.072781 | 0 | no base cost | 0 | 0 | 350 | Illinois 2018 Statewide TRM, Section 4.4.1 (for 10 ton unit) | 0 | 0 | 350 | unit (10 ton) |  | 350
Nonequipment | HVAC tune-up_RTU | HVAC tune-up_RTU | Code-Compliant Retrofit PTAC, 1.5 Tons, 7.1 SEER | Commercial | Existing | Hospitals | FL Zone 2 | Per Unit | 0% | 32332.5318 | 30715.9052 | 1616.6266 | 0.05 | 5 | 0.61098 | 0.20652 | 0 | no base cost | 0 | 0 | 350 | Illinois 2018 Statewide TRM, Section 4.4.1 (for 10 ton unit) | 0 | 0 | 350 | unit (10 ton) |  | 350
Nonequipment | HVAC tune-up_RTU | HVAC tune-up_RTU | Code-Compliant Retrofit PTAC, 1.5 Tons, 7.1 SEER | Commercial | Existing | Institutional | FL Zone 2 | Per Unit | 0% | 8473.1876 | 8049.5282 | 423.6594 | 0.05 | 5 | 0.084111 | 0.015312 | 0 | no base cost | 0 | 0 | 350 | Illinois 2018 Statewide TRM, Section 4.4.1 (for 10 ton unit) | 0 | 0 | 350 | unit (10 ton) |  | 350
Nonequipment | HVAC tune-up_RTU | HVAC tune-up_RTU | Code-Compliant Retrofit PTAC, 1.5 Tons, 7.1 SEER | Commercial | Existing | Lodging/Hospitality | FL Zone 2 | Per Unit | 0% | 25911.6318 | 24616.0502 | 1295.5816 | 0.05 | 5 | 0.45505 | 0.055251 | 0 | no base cost | 0 | 0 | 350 | Illinois 2018 Statewide TRM, Section 4.4.1 (for 10 ton unit) | 0 | 0 | 350 | unit (10 ton) |  | 350
Nonequipment | HVAC tune-up_RTU | HVAC tune-up_RTU | Code-Compliant Retrofit PTAC, 1.5 Tons, 7.1 SEER | Commercial | Existing | Miscellaneous | FL Zone 2 | Per Unit | 0% | 8761.228 | 8323.1666 | 438.0614 | 0.05 | 5 | 0.08697 | 0.015832 | 0 | no base cost | 0 | 0 | 350 | Illinois 2018 Statewide TRM, Section 4.4.1 (for 10 ton unit) | 0 | 0 | 350 | unit (10 ton) |  | 350
Nonequipment | HVAC tune-up_RTU | HVAC tune-up_RTU | Code-Compliant Retrofit PTAC, 1.5 Tons, 7.1 SEER | Commercial | Existing | Offices | FL Zone 2 | Per Unit | 0% | 17654.4745 | 16771.7508 | 882.7237 | 0.05 | 5 | 0.17525 | 0.031903 | 0 | no base cost | 0 | 0 | 350 | Illinois 2018 Statewide TRM, Section 4.4.1 (for 10 ton unit) | 0 | 0 | 350 | unit (10 ton) |  | 350
Nonequipment | HVAC tune-up_RTU | HVAC tune-up_RTU | Code-Compliant Retrofit PTAC, 1.5 Tons, 7.1 SEER | Commercial | Existing | Restaurants | FL Zone 2 | Per Unit | 0% | 25419.5629 | 24148.5847 | 1270.9781 | 0.05 | 5 | 0.25233 | 0.045935 | 0 | no base cost | 0 | 0 | 350 | Illinois 2018 Statewide TRM, Section 4.4.1 (for 10 ton unit) | 0 | 0 | 350 | unit (10 ton) |  | 350
Nonequipment | HVAC tune-up_RTU | HVAC tune-up_RTU | Code-Compliant Retrofit PTAC, 1.5 Tons, 7.1 SEER | Commercial | Existing | Retail | FL Zone 2 | Per Unit | 0% | 19922.7924 | 18926.6528 | 996.1396 | 0.05 | 5 | 0.19777 | 0.036002 | 0 | no base cost | 0 | 0 | 350 | Illinois 2018 Statewide TRM, Section 4.4.1 (for 10 ton unit) | 0 | 0 | 350 | unit (10 ton) |  | 350
Nonequipment | HVAC tune-up_RTU | HVAC tune-up_RTU | Code-Compliant Retrofit PTAC, 1.5 Tons, 7.1 SEER | Commercial | Existing | Schools K-12 | FL Zone 2 | Per Unit | 0% | 17318.4274 | 16452.506 | 865.9214 | 0.05 | 5 | 0.17191 | 0.031296 | 0 | no base cost | 0 | 0 | 350 | Illinois 2018 Statewide TRM, Section 4.4.1 (for 10 ton unit) | 0 | 0 | 350 | unit (10 ton) |  | 350
Nonequipment | HVAC tune-up_RTU | HVAC tune-up_RTU | Code-Compliant Retrofit PTAC, 1.5 Tons, 7.1 SEER | Commercial | Existing | Warehouse | FL Zone 2 | Per Unit | 0% | 3804.5333 | 3614.3066 | 190.2267 | 0.05 | 5 | 0.037766 | 0.006875 | 0 | no base cost | 0 | 0 | 350 | Illinois 2018 Statewide TRM, Section 4.4.1 (for 10 ton unit) | 0 | 0 | 350 | unit (10 ton) |  | 350
Nonequipment | HVAC tune-up_RTU | HVAC tune-up_RTU | Code-Compliant New Construction PTAC, 1.5 Tons, 11 SEER | Commercial | New | Assembly | FL Zone 2 | Per Unit | 0% | 15686.1986 | 14901.8887 | 784.3099 | 0.05 | 5 | 0.15571 | 0.028346 | 0 | no base cost | 0 | 0 | 350 | Illinois 2018 Statewide TRM, Section 4.4.1 (for 10 ton unit) | 0 | 0 | 350 | unit (10 ton) |  | 350
Nonequipment | HVAC tune-up_RTU | HVAC tune-up_RTU | Code-Compliant New Construction PTAC, 1.5 Tons, 11 SEER | Commercial | New | College and University | FL Zone 2 | Per Unit | 0% | 17402.4392 | 16532.3172 | 870.122 | 0.05 | 5 | 0.32885 | 0.11115 | 0 | no base cost | 0 | 0 | 350 | Illinois 2018 Statewide TRM, Section 4.4.1 (for 10 ton unit) | 0 | 0 | 350 | unit (10 ton) |  | 350
Nonequipment | HVAC tune-up_RTU | HVAC tune-up_RTU | Code-Compliant New Construction PTAC, 1.5 Tons, 11 SEER | Commercial | New | Grocery | FL Zone 2 | Per Unit | 0% | 8665.2145 | 8231.9538 | 433.2607 | 0.05 | 5 | 0.086017 | 0.015659 | 0 | no base cost | 0 | 0 | 350 | Illinois 2018 Statewide TRM, Section 4.4.1 (for 10 ton unit) | 0 | 0 | 350 | unit (10 ton) |  | 350
Nonequipment | HVAC tune-up_RTU | HVAC tune-up_RTU | Code-Compliant New Construction PTAC, 1.5 Tons, 11 SEER | Commercial | New | Healthcare | FL Zone 2 | Per Unit | 0% | 34132.7841 | 32426.1449 | 1706.6392 | 0.05 | 5 | 0.59942 | 0.072781 | 0 | no base cost | 0 | 0 | 350 | Illinois 2018 Statewide TRM, Section 4.4.1 (for 10 ton unit) | 0 | 0 | 350 | unit (10 ton) |  | 350
Nonequipment | HVAC tune-up_RTU | HVAC tune-up_RTU | Code-Compliant New Construction PTAC, 1.5 Tons, 11 SEER | Commercial | New | Hospitals | FL Zone 2 | Per Unit | 0% | 32332.5318 | 30715.9052 | 1616.6266 | 0.05 | 5 | 0.61098 | 0.20652 | 0 | no base cost | 0 | 0 | 350 | Illinois 2018 Statewide TRM, Section 4.4.1 (for 10 ton unit) | 0 | 0 | 350 | unit (10 ton) |  | 350
Nonequipment | HVAC tune-up_RTU | HVAC tune-up_RTU | Code-Compliant New Construction PTAC, 1.5 Tons, 11 SEER | Commercial | New | Institutional | FL Zone 2 | Per Unit | 0% | 8473.1876 | 8049.5282 | 423.6594 | 0.05 | 5 | 0.084111 | 0.015312 | 0 | no base cost | 0 | 0 | 350 | Illinois 2018 Statewide TRM, Section 4.4.1 (for 10 ton unit) | 0 | 0 | 350 | unit (10 ton) |  | 350
Nonequipment | HVAC tune-up_RTU | HVAC tune-up_RTU | Code-Compliant New Construction PTAC, 1.5 Tons, 11 SEER | Commercial | New | Lodging/Hospitality | FL Zone 2 | Per Unit | 0% | 25911.6318 | 24616.0502 | 1295.5816 | 0.05 | 5 | 0.45505 | 0.055251 | 0 | no base cost | 0 | 0 | 350 | Illinois 2018 Statewide TRM, Section 4.4.1 (for 10 ton unit) | 0 | 0 | 350 | unit (10 ton) |  | 350
Nonequipment | HVAC tune-up_RTU | HVAC tune-up_RTU | Code-Compliant New Construction PTAC, 1.5 Tons, 11 SEER | Commercial | New | Miscellaneous | FL Zone 2 | Per Unit | 0% | 8761.228 | 8323.1666 | 438.0614 | 0.05 | 5 | 0.08697 | 0.015832 | 0 | no base cost | 0 | 0 | 350 | Illinois 2018 Statewide TRM, Section 4.4.1 (for 10 ton unit) | 0 | 0 | 350 | unit (10 ton) |  | 350
Nonequipment | HVAC tune-up_RTU | HVAC tune-up_RTU | Code-Compliant New Construction PTAC, 1.5 Tons, 11 SEER | Commercial | New | Offices | FL Zone 2 | Per Unit | 0% | 17654.4745 | 16771.7508 | 882.7237 | 0.05 | 5 | 0.17525 | 0.031903 | 0 | no base cost | 0 | 0 | 350 | Illinois 2018 Statewide TRM, Section 4.4.1 (for 10 ton unit) | 0 | 0 | 350 | unit (10 ton) |  | 350
Nonequipment | HVAC tune-up_RTU | HVAC tune-up_RTU | Code-Compliant New Construction PTAC, 1.5 Tons, 11 SEER | Commercial | New | Restaurants | FL Zone 2 | Per Unit | 0% | 25419.5629 | 24148.5847 | 1270.9781 | 0.05 | 5 | 0.25233 | 0.045935 | 0 | no base cost | 0 | 0 | 350 | Illinois 2018 Statewide TRM, Section 4.4.1 (for 10 ton unit) | 0 | 0 | 350 | unit (10 ton) |  | 350
Nonequipment | HVAC tune-up_RTU | HVAC tune-up_RTU | Code-Compliant New Construction PTAC, 1.5 Tons, 11 SEER | Commercial | New | Retail | FL Zone 2 | Per Unit | 0% | 19922.7924 | 18926.6528 | 996.1396 | 0.05 | 5 | 0.19777 | 0.036002 | 0 | no base cost | 0 | 0 | 350 | Illinois 2018 Statewide TRM, Section 4.4.1 (for 10 ton unit) | 0 | 0 | 350 | unit (10 ton) |  | 350
Nonequipment | HVAC tune-up_RTU | HVAC tune-up_RTU | Code-Compliant New Construction PTAC, 1.5 Tons, 11 SEER | Commercial | New | Schools K-12 | FL Zone 2 | Per Unit | 0% | 17318.4274 | 16452.506 | 865.9214 | 0.05 | 5 | 0.17191 | 0.031296 | 0 | no base cost | 0 | 0 | 350 | Illinois 2018 Statewide TRM, Section 4.4.1 (for 10 ton unit) | 0 | 0 | 350 | unit (10 ton) |  | 350
Nonequipment | HVAC tune-up_RTU | HVAC tune-up_RTU | Code-Compliant New Construction PTAC, 1.5 Tons, 11 SEER | Commercial | New | Warehouse | FL Zone 2 | Per Unit | 0% | 3804.5333 | 3614.3066 | 190.2267 | 0.05 | 5 | 0.037766 | 0.006875 | 0 | no base cost | 0 | 0 | 350 | Illinois 2018 Statewide TRM, Section 4.4.1 (for 10 ton unit) | 0 | 0 | 350 | unit (10 ton) |  | 350
Nonequipment | Infiltration Reduction - Air Sealing | Reduced leakage through caulking, weather-stripping | 0 | Commercial | Existing | Assembly | FL Zone 2 | Square feet | 0% | 3.7877 | 3.7557 | 0.031934 | 0.0084309 | 11 | 7.0636e-06 | 2.0975e-05 | 0 | no base cost | 0 | 0 | 0.094 | rate at $0.094/sq.ft, based on reference: https://www.fixr.com/costs/air-leaks-sealing#sQ1 | 0.168 | assume one energy audit rate at $0.125/sq.ft, sealing rate at $53.75/per labor hour (same as duct insulation) and 0.0016 hr/sq.ft, reference: https://www.fixr.com/costs/air-leaks-sealing#sQ1 | 0.262 | sq ft |  | 0.262
Nonequipment | Infiltration Reduction - Air Sealing | Reduced leakage through caulking, weather-stripping | 0 | Commercial | Existing | College and University | FL Zone 2 | Square feet | 0% | 11.0507 | 11.0351 | 0.015599 | 0.0014116 | 11 | 3.4505e-06 | 1.0246e-05 | 0 | no base cost | 0 | 0 | 0.094 | rate at $0.094/sq.ft, based on reference: https://www.fixr.com/costs/air-leaks-sealing#sQ1 | 0.168 | assume one energy audit rate at $0.125/sq.ft, sealing rate at $53.75/per labor hour (same as duct insulation) and 0.0016 hr/sq.ft, reference: https://www.fixr.com/costs/air-leaks-sealing#sQ1 | 0.262 | sq ft |  | 0.262
Nonequipment | Infiltration Reduction - Air Sealing | Reduced leakage through caulking, weather-stripping | 0 | Commercial | Existing | Grocery | FL Zone 2 | Square feet | 0% | 31.0105 | 30.9019 | 0.10859 | 0.0035018 | 11 | 2.402e-05 | 7.1327e-05 | 0 | no base cost | 0 | 0 | 0.094 | rate at $0.094/sq.ft, based on reference: https://www.fixr.com/costs/air-leaks-sealing#sQ1 | 0.168 | assume one energy audit rate at $0.125/sq.ft, sealing rate at $53.75/per labor hour (same as duct insulation) and 0.0016 hr/sq.ft, reference: https://www.fixr.com/costs/air-leaks-sealing#sQ1 | 0.262 | sq ft |  | 0.262
Nonequipment | Infiltration Reduction - Air Sealing | Reduced leakage through caulking, weather-stripping | 0 | Commercial | Existing | Healthcare | FL Zone 2 | Square feet | 44.79% | 15.0829 | 15.0527 | 0.030259 | 0.0020062 | 11 | 6.6932e-06 | 1.9875e-05 | 0 | no base cost | 0 | 0 | 0.094 | rate at $0.094/sq.ft, based on reference: https://www.fixr.com/costs/air-leaks-sealing#sQ1 | 0.168 | assume one energy audit rate at $0.125/sq.ft, sealing rate at $53.75/per labor hour (same as duct insulation) and 0.0016 hr/sq.ft, reference: https://www.fixr.com/costs/air-leaks-sealing#sQ1 | 0.262 | sq ft |  | 0.262
Nonequipment | Infiltration Reduction - Air Sealing | Reduced leakage through caulking, weather-stripping | 0 | Commercial | Existing | Hospitals | FL Zone 2 | Square feet | 0% | 81.2975 | 81.2818 | 0.015653 | 0.00019253 | 11 | 3.4623e-06 | 1.0281e-05 | 0 | no base cost | 0 | 0 | 0.094 | rate at $0.094/sq.ft, based on reference: https://www.fixr.com/costs/air-leaks-sealing#sQ1 | 0.168 | assume one energy audit rate at $0.125/sq.ft, sealing rate at $53.75/per labor hour (same as duct insulation) and 0.0016 hr/sq.ft, reference: https://www.fixr.com/costs/air-leaks-sealing#sQ1 | 0.262 | sq ft |  | 0.262
Nonequipment | Infiltration Reduction - Air Sealing | Reduced leakage through caulking, weather-stripping | 0 | Commercial | Existing | Institutional | FL Zone 2 | Square feet | 0% | 56.2721 | 56.1745 | 0.097657 | 0.0017354 | 11 | 2.1601e-05 | 6.4144e-05 | 0 | no base cost | 0 | 0 | 0.094 | rate at $0.094/sq.ft, based on reference: https://www.fixr.com/costs/air-leaks-sealing#sQ1 | 0.168 | assume one energy audit rate at $0.125/sq.ft, sealing rate at $53.75/per labor hour (same as duct insulation) and 0.0016 hr/sq.ft, reference: https://www.fixr.com/costs/air-leaks-sealing#sQ1 | 0.262 | sq ft |  | 0.262
Nonequipment | Infiltration Reduction - Air Sealing | Reduced leakage through caulking, weather-stripping | 0 | Commercial | Existing | Lodging/Hospitality | FL Zone 2 | Square feet | 0% | 34.7257 | 34.6522 | 0.073464 | 0.0021155 | 11 | 1.625e-05 | 4.8254e-05 | 0 | no base cost | 0 | 0 | 0.094 | rate at $0.094/sq.ft, based on reference: https://www.fixr.com/costs/air-leaks-sealing#sQ1 | 0.168 | assume one energy audit rate at $0.125/sq.ft, sealing rate at $53.75/per labor hour (same as duct insulation) and 0.0016 hr/sq.ft, reference: https://www.fixr.com/costs/air-leaks-sealing#sQ1 | 0.262 | sq ft |  | 0.262
Nonequipment | Infiltration Reduction - Air Sealing | Reduced leakage through caulking, weather-stripping | 0 | Commercial | Existing | Miscellaneous | FL Zone 2 | Square feet | 0% | 107.2344 | 107.2149 | 0.01952 | 0.00018203 | 11 | 4.3178e-06 | 1.2821e-05 | 0 | no base cost | 0 | 0 | 0.094 | rate at $0.094/sq.ft, based on reference: https://www.fixr.com/costs/air-leaks-sealing#sQ1 | 0.168 | assume one energy audit rate at $0.125/sq.ft, sealing rate at $53.75/per labor hour (same as duct insulation) and 0.0016 hr/sq.ft, reference: https://www.fixr.com/costs/air-leaks-sealing#sQ1 | 0.262 | sq ft |  | 0.262
Nonequipment | Infiltration Reduction - Air Sealing | Reduced leakage through caulking, weather-stripping | 0 | Commercial | Existing | Offices | FL Zone 2 | Square feet | 44.79% | 58.1979 | 58.0562 | 0.14172 | 0.0024352 | 11 | 3.1349e-05 | 9.3089e-05 | 0 | no base cost | 0 | 0 | 0.094 | rate at $0.094/sq.ft, based on reference: https://www.fixr.com/costs/air-leaks-sealing#sQ1 | 0.168 | assume one energy audit rate at $0.125/sq.ft, sealing rate at $53.75/per labor hour (same as duct insulation) and 0.0016 hr/sq.ft, reference: https://www.fixr.com/costs/air-leaks-sealing#sQ1 | 0.262 | sq ft |  | 0.262
Nonequipment | Infiltration Reduction - Air Sealing | Reduced leakage through caulking, weather-stripping | 0 | Commercial | Existing | Restaurants | FL Zone 2 | Square feet | 0% | 31.354 | 31.2486 | 0.10537 | 0.0033606 | 11 | 2.3307e-05 | 6.921e-05 | 0 | no base cost | 0 | 0 | 0.094 | rate at $0.094/sq.ft, based on reference: https://www.fixr.com/costs/air-leaks-sealing#sQ1 | 0.168 | assume one energy audit rate at $0.125/sq.ft, sealing rate at $53.75/per labor hour (same as duct insulation) and 0.0016 hr/sq.ft, reference: https://www.fixr.com/costs/air-leaks-sealing#sQ1 | 0.262 | sq ft |  | 0.262
Nonequipment | Infiltration Reduction - Air Sealing | Reduced leakage through caulking, weather-stripping | 0 | Commercial | Existing | Retail | FL Zone 2 | Square feet | 44.79% | 5.9824 | 5.9363 | 0.046029 | 0.0076942 | 11 | 1.0182e-05 | 3.0234e-05 | 0 | no base cost | 0 | 0 | 0.094 | rate at $0.094/sq.ft, based on reference: https://www.fixr.com/costs/air-leaks-sealing#sQ1 | 0.168 | assume one energy audit rate at $0.125/sq.ft, sealing rate at $53.75/per labor hour (same as duct insulation) and 0.0016 hr/sq.ft, reference: https://www.fixr.com/costs/air-leaks-sealing#sQ1 | 0.262 | sq ft |  | 0.262
Nonequipment | Infiltration Reduction - Air Sealing | Reduced leakage through caulking, weather-stripping | 0 | Commercial | Existing | Schools K-12 | FL Zone 2 | Square feet | 0% | 5.1058 | 5.0952 | 0.010512 | 0.0020589 | 11 | 2.3252e-06 | 6.9047e-06 | 0 | no base cost | 0 | 0 | 0.094 | rate at $0.094/sq.ft, based on reference: https://www.fixr.com/costs/air-leaks-sealing#sQ1 | 0.168 | assume one energy audit rate at $0.125/sq.ft, sealing rate at $53.75/per labor hour (same as duct insulation) and 0.0016 hr/sq.ft, reference: https://www.fixr.com/costs/air-leaks-sealing#sQ1 | 0.262 | sq ft |  | 0.262
Nonequipment | Infiltration Reduction - Air Sealing | Reduced leakage through caulking, weather-stripping | 0 | Commercial | Existing | Warehouse | FL Zone 2 | Square feet | 0% | 1.4026 | 1.3735 | 0.029069 | 0.020725 | 11 | 6.4299e-06 | 1.9093e-05 | 0 | no base cost | 0 | 0 | 0.094 | rate at $0.094/sq.ft, based on reference: https://www.fixr.com/costs/air-leaks-sealing#sQ1 | 0.168 | assume one energy audit rate at $0.125/sq.ft, sealing rate at $53.75/per labor hour (same as duct insulation) and 0.0016 hr/sq.ft, reference: https://www.fixr.com/costs/air-leaks-sealing#sQ1 | 0.262 | sq ft |  | 0.262
Nonequipment | Infiltration Reduction - Air Sealing | Reduced leakage through caulking, weather-stripping | 0 | Commercial | New | Assembly | FL Zone 2 | Square feet | 0% | 3.7877 | 3.7559 | 0.031733 | 0.0083781 | 11 | 7.0193e-06 | 2.0844e-05 | 0 | no base cost | 0 | 0 | 0.094 | rate at $0.094/sq.ft, based on reference: https://www.fixr.com/costs/air-leaks-sealing#sQ1 | 0.168 | assume one energy audit rate at $0.125/sq.ft, sealing rate at $53.75/per labor hour (same as duct insulation) and 0.0016 hr/sq.ft, reference: https://www.fixr.com/costs/air-leaks-sealing#sQ1 | 0.262 | sq ft |  | 0.262
Nonequipment | Infiltration Reduction - Air Sealing | Reduced leakage through caulking, weather-stripping | 0 | Commercial | New | College and University | FL Zone 2 | Square feet | 0% | 11.0507 | 11.0352 | 0.015501 | 0.0014027 | 11 | 3.4288e-06 | 1.0182e-05 | 0 | no base cost | 0 | 0 | 0.094 | rate at $0.094/sq.ft, based on reference: https://www.fixr.com/costs/air-leaks-sealing#sQ1 | 0.168 | assume one energy audit rate at $0.125/sq.ft, sealing rate at $53.75/per labor hour (same as duct insulation) and 0.0016 hr/sq.ft, reference: https://www.fixr.com/costs/air-leaks-sealing#sQ1 | 0.262 | sq ft |  | 0.262
Nonequipment | Infiltration Reduction - Air Sealing | Reduced leakage through caulking, weather-stripping | 0 | Commercial | New | Grocery | FL Zone 2 | Square feet | 0% | 31.0105 | 30.9026 | 0.10791 | 0.0034798 | 11 | 2.387e-05 | 7.088e-05 | 0 | no base cost | 0 | 0 | 0.094 | rate at $0.094/sq.ft, based on reference: https://www.fixr.com/costs/air-leaks-sealing#sQ1 | 0.168 | assume one energy audit rate at $0.125/sq.ft, sealing rate at $53.75/per labor hour (same as duct insulation) and 0.0016 hr/sq.ft, reference: https://www.fixr.com/costs/air-leaks-sealing#sQ1 | 0.262 | sq ft |  | 0.262
Nonequipment | Infiltration Reduction - Air Sealing | Reduced leakage through caulking, weather-stripping | 0 | Commercial | New | Healthcare | FL Zone 2 | Square feet | 0% | 15.0829 | 15.0529 | 0.030069 | 0.0019936 | 11 | 6.6513e-06 | 1.9751e-05 | 0 | no base cost | 0 | 0 | 0.094 | rate at $0.094/sq.ft, based on reference: https://www.fixr.com/costs/air-leaks-sealing#sQ1 | 0.168 | assume one energy audit rate at $0.125/sq.ft, sealing rate at $53.75/per labor hour (same as duct insulation) and 0.0016 hr/sq.ft, reference: https://www.fixr.com/costs/air-leaks-sealing#sQ1 | 0.262 | sq ft |  | 0.262
Nonequipment | Infiltration Reduction - Air Sealing | Reduced leakage through caulking, weather-stripping | 0 | Commercial | New | Hospitals | FL Zone 2 | Square feet | 0% | 81.2975 | 81.2819 | 0.015554 | 0.00019133 | 11 | 3.4406e-06 | 1.0217e-05 | 0 | no base cost | 0 | 0 | 0.094 | rate at $0.094/sq.ft, based on reference: https://www.fixr.com/costs/air-leaks-sealing#sQ1 | 0.168 | assume one energy audit rate at $0.125/sq.ft, sealing rate at $53.75/per labor hour (same as duct insulation) and 0.0016 hr/sq.ft, reference: https://www.fixr.com/costs/air-leaks-sealing#sQ1 | 0.262 | sq ft |  | 0.262
Nonequipment | Infiltration Reduction - Air Sealing | Reduced leakage through caulking, weather-stripping | 0 | Commercial | New | Institutional | FL Zone 2 | Square feet | 0% | 56.2721 | 56.1751 | 0.097044 | 0.0017246 | 11 | 2.1466e-05 | 6.3742e-05 | 0 | no base cost | 0 | 0 | 0.094 | rate at $0.094/sq.ft, based on reference: https://www.fixr.com/costs/air-leaks-sealing#sQ1 | 0.168 | assume one energy audit rate at $0.125/sq.ft, sealing rate at $53.75/per labor hour (same as duct insulation) and 0.0016 hr/sq.ft, reference: https://www.fixr.com/costs/air-leaks-sealing#sQ1 | 0.262 | sq ft |  | 0.262
Nonequipment | Infiltration Reduction - Air Sealing | Reduced leakage through caulking, weather-stripping | 0 | Commercial | New | Lodging/Hospitality | FL Zone 2 | Square feet | 0% | 34.7257 | 34.6527 | 0.073003 | 0.0021023 | 11 | 1.6148e-05 | 4.7951e-05 | 0 | no base cost | 0 | 0 | 0.094 | rate at $0.094/sq.ft, based on reference: https://www.fixr.com/costs/air-leaks-sealing#sQ1 | 0.168 | assume one energy audit rate at $0.125/sq.ft, sealing rate at $53.75/per labor hour (same as duct insulation) and 0.0016 hr/sq.ft, reference: https://www.fixr.com/costs/air-leaks-sealing#sQ1 | 0.262 | sq ft |  | 0.262
Nonequipment | Infiltration Reduction - Air Sealing | Reduced leakage through caulking, weather-stripping | 0 | Commercial | New | Miscellaneous | FL Zone 2 | Square feet | 0% | 107.2344 | 107.215 | 0.019398 | 0.00018089 | 11 | 4.2907e-06 | 1.2741e-05 | 0 | no base cost | 0 | 0 | 0.094 | rate at $0.094/sq.ft, based on reference: https://www.fixr.com/costs/air-leaks-sealing#sQ1 | 0.168 | assume one energy audit rate at $0.125/sq.ft, sealing rate at $53.75/per labor hour (same as duct insulation) and 0.0016 hr/sq.ft, reference: https://www.fixr.com/costs/air-leaks-sealing#sQ1 | 0.262 | sq ft |  | 0.262
Nonequipment | Infiltration Reduction - Air Sealing | Reduced leakage through caulking, weather-stripping | 0 | Commercial | New | Offices | FL Zone 2 | Square feet | 0% | 58.1979 | 58.0571 | 0.14083 | 0.0024199 | 11 | 3.1152e-05 | 9.2505e-05 | 0 | no base cost | 0 | 0 | 0.094 | rate at $0.094/sq.ft, based on reference: https://www.fixr.com/costs/air-leaks-sealing#sQ1 | 0.168 | assume one energy audit rate at $0.125/sq.ft, sealing rate at $53.75/per labor hour (same as duct insulation) and 0.0016 hr/sq.ft, reference: https://www.fixr.com/costs/air-leaks-sealing#sQ1 | 0.262 | sq ft |  | 0.262
Nonequipment | Infiltration Reduction - Air Sealing | Reduced leakage through caulking, weather-stripping | 0 | Commercial | New | Restaurants | FL Zone 2 | Square feet | 0% | 31.354 | 31.2493 | 0.10471 | 0.0033396 | 11 | 2.3161e-05 | 6.8776e-05 | 0 | no base cost | 0 | 0 | 0.094 | rate at $0.094/sq.ft, based on reference: https://www.fixr.com/costs/air-leaks-sealing#sQ1 | 0.168 | assume one energy audit rate at $0.125/sq.ft, sealing rate at $53.75/per labor hour (same as duct insulation) and 0.0016 hr/sq.ft, reference: https://www.fixr.com/costs/air-leaks-sealing#sQ1 | 0.262 | sq ft |  | 0.262
Nonequipment | Infiltration Reduction - Air Sealing | Reduced leakage through caulking, weather-stripping | 0 | Commercial | New | Retail | FL Zone 2 | Square feet | 0% | 5.9824 | 5.9366 | 0.045741 | 0.0076459 | 11 | 1.0118e-05 | 3.0044e-05 | 0 | no base cost | 0 | 0 | 0.094 | rate at $0.094/sq.ft, based on reference: https://www.fixr.com/costs/air-leaks-sealing#sQ1 | 0.168 | assume one energy audit rate at $0.125/sq.ft, sealing rate at $53.75/per labor hour (same as duct insulation) and 0.0016 hr/sq.ft, reference: https://www.fixr.com/costs/air-leaks-sealing#sQ1 | 0.262 | sq ft |  | 0.262
Nonequipment | Infiltration Reduction - Air Sealing | Reduced leakage through caulking, weather-stripping | 0 | Commercial | New | Schools K-12 | FL Zone 2 | Square feet | 0% | 5.1058 | 5.0953 | 0.010446 | 0.002046 | 11 | 2.3107e-06 | 6.8614e-06 | 0 | no base cost | 0 | 0 | 0.094 | rate at $0.094/sq.ft, based on reference: https://www.fixr.com/costs/air-leaks-sealing#sQ1 | 0.168 | assume one energy audit rate at $0.125/sq.ft, sealing rate at $53.75/per labor hour (same as duct insulation) and 0.0016 hr/sq.ft, reference: https://www.fixr.com/costs/air-leaks-sealing#sQ1 | 0.262 | sq ft |  | 0.262
Nonequipment | Infiltration Reduction - Air Sealing | Reduced leakage through caulking, weather-stripping | 0 | Commercial | New | Warehouse | FL Zone 2 | Square feet | 0% | 1.4026 | 1.3737 | 0.028886 | 0.020595 | 11 | 6.3896e-06 | 1.8973e-05 | 0 | no base cost | 0 | 0 | 0.094 | rate at $0.094/sq.ft, based on reference: https://www.fixr.com/costs/air-leaks-sealing#sQ1 | 0.168 | assume one energy audit rate at $0.125/sq.ft, sealing rate at $53.75/per labor hour (same as duct insulation) and 0.0016 hr/sq.ft, reference: https://www.fixr.com/costs/air-leaks-sealing#sQ1 | 0.262 | sq ft |  | 0.262
Nonequipment | Low U-Value Windows | 100ft2 of Window meeting Energy Star Version 6.0 Requirements (R-Value: 0.27, SHGC: 0.21) | 100ft2 of Window meeting Energy Star Version 5.0 Requirements (R-Value: 0.3, SHGC: 0.21) | Commercial | Existing | Assembly | FL Zone 2 | Per 100 S.F. | 5.375% | 732.8582 | 395.7434 | 337.1148 | 0.46 | 20 | 0.12531 | 0.0014011 | 0 | No equipment cost | 0 | No Labor Cost | 360 | Incremental cost equivalent to estimated window efficiency (U-factor = 0.27) https://www.energystar.gov/sites/default/files/ESWDS-ReviewOfCost_EffectivenessAnalysis.pdf | 0 | 0 | 360 | 100 sq ft |  | 360
Nonequipment | Low U-Value Windows | 100ft2 of Window meeting Energy Star Version 6.0 Requirements (R-Value: 0.27, SHGC: 0.21) | 100ft2 of Window meeting Energy Star Version 5.0 Requirements (R-Value: 0.3, SHGC: 0.21) | Commercial | Existing | College and University | FL Zone 2 | Per 100 S.F. | 10.75% | 732.8582 | 395.7434 | 337.1148 | 0.46 | 20 | 0.12531 | 0.0014011 | 0 | No equipment cost | 0 | No Labor Cost | 360 | Incremental cost equivalent to estimated window efficiency (U-factor = 0.27) https://www.energystar.gov/sites/default/files/ESWDS-ReviewOfCost_EffectivenessAnalysis.pdf | 0 | 0 | 360 | 100 sq ft |  | 360
Nonequipment | Low U-Value Windows | 100ft2 of Window meeting Energy Star Version 6.0 Requirements (R-Value: 0.27, SHGC: 0.21) | 100ft2 of Window meeting Energy Star Version 5.0 Requirements (R-Value: 0.3, SHGC: 0.21) | Commercial | Existing | Grocery | FL Zone 2 | Per 100 S.F. | 8.361% | 732.8582 | 395.7434 | 337.1148 | 0.46 | 20 | 0.12531 | 0.0014011 | 0 | No equipment cost | 0 | No Labor Cost | 360 | Incremental cost equivalent to estimated window efficiency (U-factor = 0.27) https://www.energystar.gov/sites/default/files/ESWDS-ReviewOfCost_EffectivenessAnalysis.pdf | 0 | 0 | 360 | 100 sq ft |  | 360
Nonequipment | Low U-Value Windows | 100ft2 of Window meeting Energy Star Version 6.0 Requirements (R-Value: 0.27, SHGC: 0.21) | 100ft2 of Window meeting Energy Star Version 5.0 Requirements (R-Value: 0.3, SHGC: 0.21) | Commercial | Existing | Healthcare | FL Zone 2 | Per 100 S.F. | 8.361% | 732.8582 | 395.7434 | 337.1148 | 0.46 | 20 | 0.12531 | 0.0014011 | 0 | No equipment cost | 0 | No Labor Cost | 360 | Incremental cost equivalent to estimated window efficiency (U-factor = 0.27) https://www.energystar.gov/sites/default/files/ESWDS-ReviewOfCost_EffectivenessAnalysis.pdf | 0 | 0 | 360 | 100 sq ft |  | 360
Nonequipment | Low U-Value Windows | 100ft2 of Window meeting Energy Star Version 6.0 Requirements (R-Value: 0.27, SHGC: 0.21) | 100ft2 of Window meeting Energy Star Version 5.0 Requirements (R-Value: 0.3, SHGC: 0.21) | Commercial | Existing | Hospitals | FL Zone 2 | Per 100 S.F. | 5.375% | 732.8582 | 395.7434 | 337.1148 | 0.46 | 20 | 0.12531 | 0.0014011 | 0 | No equipment cost | 0 | No Labor Cost | 360 | Incremental cost equivalent to estimated window efficiency (U-factor = 0.27) https://www.energystar.gov/sites/default/files/ESWDS-ReviewOfCost_EffectivenessAnalysis.pdf | 0 | 0 | 360 | 100 sq ft |  | 360
Nonequipment | Low U-Value Windows | 100ft2 of Window meeting Energy Star Version 6.0 Requirements (R-Value: 0.27, SHGC: 0.21) | 100ft2 of Window meeting Energy Star Version 5.0 Requirements (R-Value: 0.3, SHGC: 0.21) | Commercial | Existing | Institutional | FL Zone 2 | Per 100 S.F. | 5.017% | 732.8582 | 395.7434 | 337.1148 | 0.46 | 20 | 0.12531 | 0.0014011 | 0 | No equipment cost | 0 | No Labor Cost | 360 | Incremental cost equivalent to estimated window efficiency (U-factor = 0.27) https://www.energystar.gov/sites/default/files/ESWDS-ReviewOfCost_EffectivenessAnalysis.pdf | 0 | 0 | 360 | 100 sq ft |  | 360
Nonequipment | Low U-Value Windows | 100ft2 of Window meeting Energy Star Version 6.0 Requirements (R-Value: 0.27, SHGC: 0.21) | 100ft2 of Window meeting Energy Star Version 5.0 Requirements (R-Value: 0.3, SHGC: 0.21) | Commercial | Existing | Lodging/Hospitality | FL Zone 2 | Per 100 S.F. | 10.75% | 732.8582 | 395.7434 | 337.1148 | 0.46 | 20 | 0.14876 | -0.033477 | 0 | No equipment cost | 0 | No Labor Cost | 360 | Incremental cost equivalent to estimated window efficiency (U-factor = 0.27) https://www.energystar.gov/sites/default/files/ESWDS-ReviewOfCost_EffectivenessAnalysis.pdf | 0 | 0 | 360 | 100 sq ft |  | 360
Nonequipment | Low U-Value Windows | 100ft2 of Window meeting Energy Star Version 6.0 Requirements (R-Value: 0.27, SHGC: 0.21) | 100ft2 of Window meeting Energy Star Version 5.0 Requirements (R-Value: 0.3, SHGC: 0.21) | Commercial | Existing | Miscellaneous | FL Zone 2 | Per 100 S.F. | 14.46% | 732.8582 | 395.7434 | 337.1148 | 0.46 | 20 | 0.11606 | -0.019598 | 0 | No equipment cost | 0 | No Labor Cost | 360 | Incremental cost equivalent to estimated window efficiency (U-factor = 0.27) https://www.energystar.gov/sites/default/files/ESWDS-ReviewOfCost_EffectivenessAnalysis.pdf | 0 | 0 | 360 | 100 sq ft |  | 360
Nonequipment | Low U-Value Windows | 100ft2 of Window meeting Energy Star Version 6.0 Requirements (R-Value: 0.27, SHGC: 0.21) | 100ft2 of Window meeting Energy Star Version 5.0 Requirements (R-Value: 0.3, SHGC: 0.21) | Commercial | Existing | Offices | FL Zone 2 | Per 100 S.F. | 5.375% | 732.8582 | 395.7434 | 337.1148 | 0.46 | 20 | 0.12531 | 0.0014011 | 0 | No equipment cost | 0 | No Labor Cost | 360 | Incremental cost equivalent to estimated window efficiency (U-factor = 0.27) https://www.energystar.gov/sites/default/files/ESWDS-ReviewOfCost_EffectivenessAnalysis.pdf | 0 | 0 | 360 | 100 sq ft |  | 360
Nonequipment | Low U-Value Windows | 100ft2 of Window meeting Energy Star Version 6.0 Requirements (R-Value: 0.27, SHGC: 0.21) | 100ft2 of Window meeting Energy Star Version 5.0 Requirements (R-Value: 0.3, SHGC: 0.21) | Commercial | Existing | Restaurants | FL Zone 2 | Per 100 S.F. | 10.75% | 732.8582 | 395.7434 | 337.1148 | 0.46 | 20 | 0.12531 | 0.0014011 | 0 | No equipment cost | 0 | No Labor Cost | 360 | Incremental cost equivalent to estimated window efficiency (U-factor = 0.27) https://www.energystar.gov/sites/default/files/ESWDS-ReviewOfCost_EffectivenessAnalysis.pdf | 0 | 0 | 360 | 100 sq ft |  | 360
Nonequipment | Low U-Value Windows | 100ft2 of Window meeting Energy Star Version 6.0 Requirements (R-Value: 0.27, SHGC: 0.21) | 100ft2 of Window meeting Energy Star Version 5.0 Requirements (R-Value: 0.3, SHGC: 0.21) | Commercial | Existing | Retail | FL Zone 2 | Per 100 S.F. | 5.017% | 732.8582 | 395.7434 | 337.1148 | 0.46 | 20 | 0.12531 | 0.0014011 | 0 | No equipment cost | 0 | No Labor Cost | 360 | Incremental cost equivalent to estimated window efficiency (U-factor = 0.27) https://www.energystar.gov/sites/default/files/ESWDS-ReviewOfCost_EffectivenessAnalysis.pdf | 0 | 0 | 360 | 100 sq ft |  | 360
Nonequipment | Low U-Value Windows | 100ft2 of Window meeting Energy Star Version 6.0 Requirements (R-Value: 0.27, SHGC: 0.21) | 100ft2 of Window meeting Energy Star Version 5.0 Requirements (R-Value: 0.3, SHGC: 0.21) | Commercial | Existing | Schools K-12 | FL Zone 2 | Per 100 S.F. | 10.75% | 732.8582 | 395.7434 | 337.1148 | 0.46 | 20 | 0.12531 | 0.0014011 | 0 | No equipment cost | 0 | No Labor Cost | 360 | Incremental cost equivalent to estimated window efficiency (U-factor = 0.27) https://www.energystar.gov/sites/default/files/ESWDS-ReviewOfCost_EffectivenessAnalysis.pdf | 0 | 0 | 360 | 100 sq ft |  | 360
Nonequipment | Low U-Value Windows | 100ft2 of Window meeting Energy Star Version 6.0 Requirements (R-Value: 0.27, SHGC: 0.21) | 100ft2 of Window meeting Energy Star Version 5.0 Requirements (R-Value: 0.3, SHGC: 0.21) | Commercial | Existing | Warehouse | FL Zone 2 | Per 100 S.F. | 5.017% | 732.8582 | 395.7434 | 337.1148 | 0.46 | 20 | 0.11606 | -0.019598 | 0 | No equipment cost | 0 | No Labor Cost | 360 | Incremental cost equivalent to estimated window efficiency (U-factor = 0.27) https://www.energystar.gov/sites/default/files/ESWDS-ReviewOfCost_EffectivenessAnalysis.pdf | 0 | 0 | 360 | 100 sq ft |  | 360
Nonequipment | Low U-Value Windows | 100ft2 of Window meeting Energy Star Version 6.0 Requirements (R-Value: 0.27, SHGC: 0.21) | 100ft2 of Code-Compliant Window (R-Value and SHGC values per IECC) | Commercial | New | Assembly | FL Zone 2 | Per 100 S.F. | 13.44% | 439.7149 | 395.7434 | 43.9715 | 0.1 | 20 | 0.016344 | 0.00018275 | 0 | No equipment cost | 0 | No Labor Cost | 360 | Incremental cost equivalent to estimated window efficiency (U-factor = 0.27) https://www.energystar.gov/sites/default/files/ESWDS-ReviewOfCost_EffectivenessAnalysis.pdf | 0 | 0 | 360 | 100 sq ft |  | 360
Nonequipment | Low U-Value Windows | 100ft2 of Window meeting Energy Star Version 6.0 Requirements (R-Value: 0.27, SHGC: 0.21) | 100ft2 of Code-Compliant Window (R-Value and SHGC values per IECC) | Commercial | New | College and University | FL Zone 2 | Per 100 S.F. | 26.88% | 439.7149 | 395.7434 | 43.9715 | 0.1 | 20 | 0.016344 | 0.00018275 | 0 | No equipment cost | 0 | No Labor Cost | 360 | Incremental cost equivalent to estimated window efficiency (U-factor = 0.27) https://www.energystar.gov/sites/default/files/ESWDS-ReviewOfCost_EffectivenessAnalysis.pdf | 0 | 0 | 360 | 100 sq ft |  | 360
Nonequipment | Low U-Value Windows | 100ft2 of Window meeting Energy Star Version 6.0 Requirements (R-Value: 0.27, SHGC: 0.21) | 100ft2 of Code-Compliant Window (R-Value and SHGC values per IECC) | Commercial | New | Grocery | FL Zone 2 | Per 100 S.F. | 20.9% | 439.7149 | 395.7434 | 43.9715 | 0.1 | 20 | 0.016344 | 0.00018275 | 0 | No equipment cost | 0 | No Labor Cost | 360 | Incremental cost equivalent to estimated window efficiency (U-factor = 0.27) https://www.energystar.gov/sites/default/files/ESWDS-ReviewOfCost_EffectivenessAnalysis.pdf | 0 | 0 | 360 | 100 sq ft |  | 360
Nonequipment | Low U-Value Windows | 100ft2 of Window meeting Energy Star Version 6.0 Requirements (R-Value: 0.27, SHGC: 0.21) | 100ft2 of Code-Compliant Window (R-Value and SHGC values per IECC) | Commercial | New | Healthcare | FL Zone 2 | Per 100 S.F. | 20.9% | 439.7149 | 395.7434 | 43.9715 | 0.1 | 20 | 0.016344 | 0.00018275 | 0 | No equipment cost | 0 | No Labor Cost | 360 | Incremental cost equivalent to estimated window efficiency (U-factor = 0.27) https://www.energystar.gov/sites/default/files/ESWDS-ReviewOfCost_EffectivenessAnalysis.pdf | 0 | 0 | 360 | 100 sq ft |  | 360
Nonequipment | Low U-Value Windows | 100ft2 of Window meeting Energy Star Version 6.0 Requirements (R-Value: 0.27, SHGC: 0.21) | 100ft2 of Code-Compliant Window (R-Value and SHGC values per IECC) | Commercial | New | Hospitals | FL Zone 2 | Per 100 S.F. | 13.44% | 439.7149 | 395.7434 | 43.9715 | 0.1 | 20 | 0.016344 | 0.00018275 | 0 | No equipment cost | 0 | No Labor Cost | 360 | Incremental cost equivalent to estimated window efficiency (U-factor = 0.27) https://www.energystar.gov/sites/default/files/ESWDS-ReviewOfCost_EffectivenessAnalysis.pdf | 0 | 0 | 360 | 100 sq ft |  | 360
Nonequipment | Low U-Value Windows | 100ft2 of Window meeting Energy Star Version 6.0 Requirements (R-Value: 0.27, SHGC: 0.21) | 100ft2 of Code-Compliant Window (R-Value and SHGC values per IECC) | Commercial | New | Institutional | FL Zone 2 | Per 100 S.F. | 12.54% | 439.7149 | 395.7434 | 43.9715 | 0.1 | 20 | 0.016344 | 0.00018275 | 0 | No equipment cost | 0 | No Labor Cost | 360 | Incremental cost equivalent to estimated window efficiency (U-factor = 0.27) https://www.energystar.gov/sites/default/files/ESWDS-ReviewOfCost_EffectivenessAnalysis.pdf | 0 | 0 | 360 | 100 sq ft |  | 360
Nonequipment | Low U-Value Windows | 100ft2 of Window meeting Energy Star Version 6.0 Requirements (R-Value: 0.27, SHGC: 0.21) | 100ft2 of Code-Compliant Window (R-Value and SHGC values per IECC) | Commercial | New | Lodging/Hospitality | FL Zone 2 | Per 100 S.F. | 26.88% | 439.7149 | 395.7434 | 43.9715 | 0.1 | 20 | 0.019403 | -0.0043666 | 0 | No equipment cost | 0 | No Labor Cost | 360 | Incremental cost equivalent to estimated window efficiency (U-factor = 0.27) https://www.energystar.gov/sites/default/files/ESWDS-ReviewOfCost_EffectivenessAnalysis.pdf | 0 | 0 | 360 | 100 sq ft |  | 360
Nonequipment | Low U-Value Windows | 100ft2 of Window meeting Energy Star Version 6.0 Requirements (R-Value: 0.27, SHGC: 0.21) | 100ft2 of Code-Compliant Window (R-Value and SHGC values per IECC) | Commercial | New | Miscellaneous | FL Zone 2 | Per 100 S.F. | 14.46% | 439.7149 | 395.7434 | 43.9715 | 0.1 | 20 | 0.015138 | -0.0025562 | 0 | No equipment cost | 0 | No Labor Cost | 360 | Incremental cost equivalent to estimated window efficiency (U-factor = 0.27) https://www.energystar.gov/sites/default/files/ESWDS-ReviewOfCost_EffectivenessAnalysis.pdf | 0 | 0 | 360 | 100 sq ft |  | 360
Nonequipment | Low U-Value Windows | 100ft2 of Window meeting Energy Star Version 6.0 Requirements (R-Value: 0.27, SHGC: 0.21) | 100ft2 of Code-Compliant Window (R-Value and SHGC values per IECC) | Commercial | New | Offices | FL Zone 2 | Per 100 S.F. | 13.44% | 439.7149 | 395.7434 | 43.9715 | 0.1 | 20 | 0.016344 | 0.00018275 | 0 | No equipment cost | 0 | No Labor Cost | 360 | Incremental cost equivalent to estimated window efficiency (U-factor = 0.27) https://www.energystar.gov/sites/default/files/ESWDS-ReviewOfCost_EffectivenessAnalysis.pdf | 0 | 0 | 360 | 100 sq ft |  | 360
Nonequipment | Low U-Value Windows | 100ft2 of Window meeting Energy Star Version 6.0 Requirements (R-Value: 0.27, SHGC: 0.21) | 100ft2 of Code-Compliant Window (R-Value and SHGC values per IECC) | Commercial | New | Restaurants | FL Zone 2 | Per 100 S.F. | 26.88% | 439.7149 | 395.7434 | 43.9715 | 0.1 | 20 | 0.016344 | 0.00018275 | 0 | No equipment cost | 0 | No Labor Cost | 360 | Incremental cost equivalent to estimated window efficiency (U-factor = 0.27) https://www.energystar.gov/sites/default/files/ESWDS-ReviewOfCost_EffectivenessAnalysis.pdf | 0 | 0 | 360 | 100 sq ft |  | 360
Nonequipment | Low U-Value Windows | 100ft2 of Window meeting Energy Star Version 6.0 Requirements (R-Value: 0.27, SHGC: 0.21) | 100ft2 of Code-Compliant Window (R-Value and SHGC values per IECC) | Commercial | New | Retail | FL Zone 2 | Per 100 S.F. | 12.54% | 439.7149 | 395.7434 | 43.9715 | 0.1 | 20 | 0.016344 | 0.00018275 | 0 | No equipment cost | 0 | No Labor Cost | 360 | Incremental cost equivalent to estimated window efficiency (U-factor = 0.27) https://www.energystar.gov/sites/default/files/ESWDS-ReviewOfCost_EffectivenessAnalysis.pdf | 0 | 0 | 360 | 100 sq ft |  | 360
Nonequipment | Low U-Value Windows | 100ft2 of Window meeting Energy Star Version 6.0 Requirements (R-Value: 0.27, SHGC: 0.21) | 100ft2 of Code-Compliant Window (R-Value and SHGC values per IECC) | Commercial | New | Schools K-12 | FL Zone 2 | Per 100 S.F. | 26.88% | 439.7149 | 395.7434 | 43.9715 | 0.1 | 20 | 0.016344 | 0.00018275 | 0 | No equipment cost | 0 | No Labor Cost | 360 | Incremental cost equivalent to estimated window efficiency (U-factor = 0.27) https://www.energystar.gov/sites/default/files/ESWDS-ReviewOfCost_EffectivenessAnalysis.pdf | 0 | 0 | 360 | 100 sq ft |  | 360
Nonequipment | Low U-Value Windows | 100ft2 of Window meeting Energy Star Version 6.0 Requirements (R-Value: 0.27, SHGC: 0.21) | 100ft2 of Code-Compliant Window (R-Value and SHGC values per IECC) | Commercial | New | Warehouse | FL Zone 2 | Per 100 S.F. | 12.54% | 439.7149 | 395.7434 | 43.9715 | 0.1 | 20 | 0.015138 | -0.0025562 | 0 | No equipment cost | 0 | No Labor Cost | 360 | Incremental cost equivalent to estimated window efficiency (U-factor = 0.27) https://www.energystar.gov/sites/default/files/ESWDS-ReviewOfCost_EffectivenessAnalysis.pdf | 0 | 0 | 360 | 100 sq ft |  | 360
Nonequipment | Programmable Thermostat | Standard Heating and Cooling System with Programmable Thermostat | Standard Heating and Cooling System with Manual Thermostat | Commercial | Existing | Assembly | FL Zone 2 | Per End Use Consumption | 0% | 48078.2351 | 46347.4186 | 1730.8165 | 0.036 | 11 | 0.020551 | -0.2844 | 0 | no base cost | 0 | 0 | 69.99 | https://www.honeywellstore.com/store/products/honeywell-programmable-thermostat-rth6360d.htm | 105 | rate at $70/per labor hour, assume 1.5. hours work, reference: https://www.fixr.com/costs/thermostat-installation | 174.99 | thermostat | 16 | 2799.84
Nonequipment | Programmable Thermostat | Standard Heating and Cooling System with Programmable Thermostat | Standard Heating and Cooling System with Manual Thermostat | Commercial | Existing | College and University | FL Zone 2 | Per End Use Consumption | 0% | 287152.3197 | 276814.8362 | 10337.4835 | 0.036 | 11 | 0.86408 | 0.25527 | 0 | no base cost | 0 | 0 | 69.99 | https://www.honeywellstore.com/store/products/honeywell-programmable-thermostat-rth6360d.htm | 105 | rate at $70/per labor hour, assume 1.5. hours work, reference: https://www.fixr.com/costs/thermostat-installation | 174.99 | thermostat | 61 | 10674.39
Nonequipment | Programmable Thermostat | Standard Heating and Cooling System with Programmable Thermostat | Standard Heating and Cooling System with Manual Thermostat | Commercial | Existing | Grocery | FL Zone 2 | Per End Use Consumption | 0% | 115753.0083 | 111585.9 | 4167.1083 | 0.036 | 11 | 1.5442 | -0.0029304 | 0 | no base cost | 0 | 0 | 69.99 | https://www.honeywellstore.com/store/products/honeywell-programmable-thermostat-rth6360d.htm | 105 | rate at $70/per labor hour, assume 1.5. hours work, reference: https://www.fixr.com/costs/thermostat-installation | 174.99 | thermostat | 4 | 699.96
Nonequipment | Programmable Thermostat | Standard Heating and Cooling System with Programmable Thermostat | Standard Heating and Cooling System with Manual Thermostat | Commercial | Existing | Healthcare | FL Zone 2 | Per End Use Consumption | 0% | 202047.3819 | 194773.6761 | 7273.7057 | 0.036 | 11 | 0.086367 | -1.1952 | 0 | no base cost | 0 | 0 | 69.99 | https://www.honeywellstore.com/store/products/honeywell-programmable-thermostat-rth6360d.htm | 105 | rate at $70/per labor hour, assume 1.5. hours work, reference: https://www.fixr.com/costs/thermostat-installation | 174.99 | thermostat | 17 | 2974.83
Nonequipment | Programmable Thermostat | Standard Heating and Cooling System with Programmable Thermostat | Standard Heating and Cooling System with Manual Thermostat | Commercial | Existing | Hospitals | FL Zone 2 | Per End Use Consumption | 0% | 2105301.9288 | 2029511.0593 | 75790.8694 | 0.036 | 11 | 6.3351 | 1.8716 | 0 | no base cost | 0 | 0 | 69.99 | https://www.honeywellstore.com/store/products/honeywell-programmable-thermostat-rth6360d.htm | 105 | rate at $70/per labor hour, assume 1.5. hours work, reference: https://www.fixr.com/costs/thermostat-installation | 174.99 | thermostat | 168 | 29398.32
Nonequipment | Programmable Thermostat | Standard Heating and Cooling System with Programmable Thermostat | Standard Heating and Cooling System with Manual Thermostat | Commercial | Existing | Institutional | FL Zone 2 | Per End Use Consumption | 0% | 233568.925 | 225160.4437 | 8408.4813 | 0.036 | 11 | 0.099841 | -1.3816 | 0 | no base cost | 0 | 0 | 69.99 | https://www.honeywellstore.com/store/products/honeywell-programmable-thermostat-rth6360d.htm | 105 | rate at $70/per labor hour, assume 1.5. hours work, reference: https://www.fixr.com/costs/thermostat-installation | 174.99 | thermostat | 17 | 2974.83
Nonequipment | Programmable Thermostat | Standard Heating and Cooling System with Programmable Thermostat | Standard Heating and Cooling System with Manual Thermostat | Commercial | Existing | Lodging/Hospitality | FL Zone 2 | Per End Use Consumption | 0% | 191602.1762 | 184704.4978 | 6897.6783 | 0.036 | 11 | -0.22094 | 20.6086 | 0 | no base cost | 0 | 0 | 69.99 | https://www.honeywellstore.com/store/products/honeywell-programmable-thermostat-rth6360d.htm | 105 | rate at $70/per labor hour, assume 1.5. hours work, reference: https://www.fixr.com/costs/thermostat-installation | 174.99 | thermostat | 27 | 4724.73
Nonequipment | Programmable Thermostat | Standard Heating and Cooling System with Programmable Thermostat | Standard Heating and Cooling System with Manual Thermostat | Commercial | Existing | Miscellaneous | FL Zone 2 | Per End Use Consumption | 0% | 2226772.3297 | 2146608.5258 | 80163.8039 | 0.036 | 11 | 0.95185 | -13.172 | 0 | no base cost | 0 | 0 | 69.99 | https://www.honeywellstore.com/store/products/honeywell-programmable-thermostat-rth6360d.htm | 105 | rate at $70/per labor hour, assume 1.5. hours work, reference: https://www.fixr.com/costs/thermostat-installation | 174.99 | thermostat | 231 | 40422.69
Nonequipment | Programmable Thermostat | Standard Heating and Cooling System with Programmable Thermostat | Standard Heating and Cooling System with Manual Thermostat | Commercial | Existing | Offices | FL Zone 2 | Per End Use Consumption | 0% | 166452.0881 | 160459.8129 | 5992.2752 | 0.036 | 11 | 0.071151 | -0.98461 | 0 | no base cost | 0 | 0 | 69.99 | https://www.honeywellstore.com/store/products/honeywell-programmable-thermostat-rth6360d.htm | 105 | rate at $70/per labor hour, assume 1.5. hours work, reference: https://www.fixr.com/costs/thermostat-installation | 174.99 | thermostat | 13 | 2274.87
Nonequipment | Programmable Thermostat | Standard Heating and Cooling System with Programmable Thermostat | Standard Heating and Cooling System with Manual Thermostat | Commercial | Existing | Restaurants | FL Zone 2 | Per End Use Consumption | 0% | 120615.3416 | 116273.1893 | 4342.1523 | 0.036 | 11 | 1.6091 | -0.0030535 | 0 | no base cost | 0 | 0 | 69.99 | https://www.honeywellstore.com/store/products/honeywell-programmable-thermostat-rth6360d.htm | 105 | rate at $70/per labor hour, assume 1.5. hours work, reference: https://www.fixr.com/costs/thermostat-installation | 174.99 | thermostat | 5 | 874.95
Nonequipment | Programmable Thermostat | Standard Heating and Cooling System with Programmable Thermostat | Standard Heating and Cooling System with Manual Thermostat | Commercial | Existing | Retail | FL Zone 2 | Per End Use Consumption | 0% | 52681.844 | 50785.2976 | 1896.5464 | 0.036 | 11 | 0.70282 | -0.0013337 | 0 | no base cost | 0 | 0 | 69.99 | https://www.honeywellstore.com/store/products/honeywell-programmable-thermostat-rth6360d.htm | 105 | rate at $70/per labor hour, assume 1.5. hours work, reference: https://www.fixr.com/costs/thermostat-installation | 174.99 | thermostat | 10 | 1749.9
Nonequipment | Programmable Thermostat | Standard Heating and Cooling System with Programmable Thermostat | Standard Heating and Cooling System with Manual Thermostat | Commercial | Existing | Schools K-12 | FL Zone 2 | Per End Use Consumption | 0% | 196876.9732 | 189789.4021 | 7087.571 | 0.036 | 11 | 0.084157 | -1.1646 | 0 | no base cost | 0 | 0 | 69.99 | https://www.honeywellstore.com/store/products/honeywell-programmable-thermostat-rth6360d.htm | 105 | rate at $70/per labor hour, assume 1.5. hours work, reference: https://www.fixr.com/costs/thermostat-installation | 174.99 | thermostat | 42 | 7349.58
Nonequipment | Programmable Thermostat | Standard Heating and Cooling System with Programmable Thermostat | Standard Heating and Cooling System with Manual Thermostat | Commercial | Existing | Warehouse | FL Zone 2 | Per End Use Consumption | 0% | 19557.8341 | 18853.7521 | 704.082 | 0.036 | 11 | 0.0083602 | -0.11569 | 0 | no base cost | 0 | 0 | 69.99 | https://www.honeywellstore.com/store/products/honeywell-programmable-thermostat-rth6360d.htm | 105 | rate at $70/per labor hour, assume 1.5. hours work, reference: https://www.fixr.com/costs/thermostat-installation | 174.99 | thermostat | 13 | 2274.87
Nonequipment | Programmable Thermostat | Standard Heating and Cooling System with Programmable Thermostat | Standard Heating and Cooling System with Manual Thermostat | Commercial | New | Assembly | FL Zone 2 | Per End Use Consumption | 0% | 48078.2351 | 46347.4186 | 1730.8165 | 0.036 | 11 | 0.020551 | -0.2844 | 0 | no base cost | 0 | 0 | 69.99 | https://www.honeywellstore.com/store/products/honeywell-programmable-thermostat-rth6360d.htm | 105 | rate at $70/per labor hour, assume 1.5. hours work, reference: https://www.fixr.com/costs/thermostat-installation | 174.99 | thermostat | 16 | 2799.84
Nonequipment | Programmable Thermostat | Standard Heating and Cooling System with Programmable Thermostat | Standard Heating and Cooling System with Manual Thermostat | Commercial | New | College and University | FL Zone 2 | Per End Use Consumption | 0% | 287152.3197 | 276814.8362 | 10337.4835 | 0.036 | 11 | 0.86408 | 0.25527 | 0 | no base cost | 0 | 0 | 69.99 | https://www.honeywellstore.com/store/products/honeywell-programmable-thermostat-rth6360d.htm | 105 | rate at $70/per labor hour, assume 1.5. hours work, reference: https://www.fixr.com/costs/thermostat-installation | 174.99 | thermostat | 61 | 10674.39
Nonequipment | Programmable Thermostat | Standard Heating and Cooling System with Programmable Thermostat | Standard Heating and Cooling System with Manual Thermostat | Commercial | New | Grocery | FL Zone 2 | Per End Use Consumption | 0% | 115753.0083 | 111585.9 | 4167.1083 | 0.036 | 11 | 1.5442 | -0.0029304 | 0 | no base cost | 0 | 0 | 69.99 | https://www.honeywellstore.com/store/products/honeywell-programmable-thermostat-rth6360d.htm | 105 | rate at $70/per labor hour, assume 1.5. hours work, reference: https://www.fixr.com/costs/thermostat-installation | 174.99 | thermostat | 4 | 699.96
Nonequipment | Programmable Thermostat | Standard Heating and Cooling System with Programmable Thermostat | Standard Heating and Cooling System with Manual Thermostat | Commercial | New | Healthcare | FL Zone 2 | Per End Use Consumption | 0% | 202047.3819 | 194773.6761 | 7273.7057 | 0.036 | 11 | 0.086367 | -1.1952 | 0 | no base cost | 0 | 0 | 69.99 | https://www.honeywellstore.com/store/products/honeywell-programmable-thermostat-rth6360d.htm | 105 | rate at $70/per labor hour, assume 1.5. hours work, reference: https://www.fixr.com/costs/thermostat-installation | 174.99 | thermostat | 17 | 2974.83
Nonequipment | Programmable Thermostat | Standard Heating and Cooling System with Programmable Thermostat | Standard Heating and Cooling System with Manual Thermostat | Commercial | New | Hospitals | FL Zone 2 | Per End Use Consumption | 0% | 2105301.9288 | 2029511.0593 | 75790.8694 | 0.036 | 11 | 6.3351 | 1.8716 | 0 | no base cost | 0 | 0 | 69.99 | https://www.honeywellstore.com/store/products/honeywell-programmable-thermostat-rth6360d.htm | 105 | rate at $70/per labor hour, assume 1.5. hours work, reference: https://www.fixr.com/costs/thermostat-installation | 174.99 | thermostat | 168 | 29398.32
Nonequipment | Programmable Thermostat | Standard Heating and Cooling System with Programmable Thermostat | Standard Heating and Cooling System with Manual Thermostat | Commercial | New | Institutional | FL Zone 2 | Per End Use Consumption | 0% | 233568.925 | 225160.4437 | 8408.4813 | 0.036 | 11 | 0.099841 | -1.3816 | 0 | no base cost | 0 | 0 | 69.99 | https://www.honeywellstore.com/store/products/honeywell-programmable-thermostat-rth6360d.htm | 105 | rate at $70/per labor hour, assume 1.5. hours work, reference: https://www.fixr.com/costs/thermostat-installation | 174.99 | thermostat | 17 | 2974.83
Nonequipment | Programmable Thermostat | Standard Heating and Cooling System with Programmable Thermostat | Standard Heating and Cooling System with Manual Thermostat | Commercial | New | Lodging/Hospitality | FL Zone 2 | Per End Use Consumption | 0% | 191602.1762 | 184704.4978 | 6897.6783 | 0.036 | 11 | -0.22094 | 20.6086 | 0 | no base cost | 0 | 0 | 69.99 | https://www.honeywellstore.com/store/products/honeywell-programmable-thermostat-rth6360d.htm | 105 | rate at $70/per labor hour, assume 1.5. hours work, reference: https://www.fixr.com/costs/thermostat-installation | 174.99 | thermostat | 27 | 4724.73
Nonequipment | Programmable Thermostat | Standard Heating and Cooling System with Programmable Thermostat | Standard Heating and Cooling System with Manual Thermostat | Commercial | New | Miscellaneous | FL Zone 2 | Per End Use Consumption | 0% | 2226772.3297 | 2146608.5258 | 80163.8039 | 0.036 | 11 | 0.95185 | -13.172 | 0 | no base cost | 0 | 0 | 69.99 | https://www.honeywellstore.com/store/products/honeywell-programmable-thermostat-rth6360d.htm | 105 | rate at $70/per labor hour, assume 1.5. hours work, reference: https://www.fixr.com/costs/thermostat-installation | 174.99 | thermostat | 231 | 40422.69
Nonequipment | Programmable Thermostat | Standard Heating and Cooling System with Programmable Thermostat | Standard Heating and Cooling System with Manual Thermostat | Commercial | New | Offices | FL Zone 2 | Per End Use Consumption | 0% | 166452.0881 | 160459.8129 | 5992.2752 | 0.036 | 11 | 0.071151 | -0.98461 | 0 | no base cost | 0 | 0 | 69.99 | https://www.honeywellstore.com/store/products/honeywell-programmable-thermostat-rth6360d.htm | 105 | rate at $70/per labor hour, assume 1.5. hours work, reference: https://www.fixr.com/costs/thermostat-installation | 174.99 | thermostat | 13 | 2274.87
Nonequipment | Programmable Thermostat | Standard Heating and Cooling System with Programmable Thermostat | Standard Heating and Cooling System with Manual Thermostat | Commercial | New | Restaurants | FL Zone 2 | Per End Use Consumption | 0% | 120615.3416 | 116273.1893 | 4342.1523 | 0.036 | 11 | 1.6091 | -0.0030535 | 0 | no base cost | 0 | 0 | 69.99 | https://www.honeywellstore.com/store/products/honeywell-programmable-thermostat-rth6360d.htm | 105 | rate at $70/per labor hour, assume 1.5. hours work, reference: https://www.fixr.com/costs/thermostat-installation | 174.99 | thermostat | 5 | 874.95
Nonequipment | Programmable Thermostat | Standard Heating and Cooling System with Programmable Thermostat | Standard Heating and Cooling System with Manual Thermostat | Commercial | New | Retail | FL Zone 2 | Per End Use Consumption | 0% | 52681.844 | 50785.2976 | 1896.5464 | 0.036 | 11 | 0.70282 | -0.0013337 | 0 | no base cost | 0 | 0 | 69.99 | https://www.honeywellstore.com/store/products/honeywell-programmable-thermostat-rth6360d.htm | 105 | rate at $70/per labor hour, assume 1.5. hours work, reference: https://www.fixr.com/costs/thermostat-installation | 174.99 | thermostat | 10 | 1749.9
Nonequipment | Programmable Thermostat | Standard Heating and Cooling System with Programmable Thermostat | Standard Heating and Cooling System with Manual Thermostat | Commercial | New | Schools K-12 | FL Zone 2 | Per End Use Consumption | 0% | 196876.9732 | 189789.4021 | 7087.571 | 0.036 | 11 | 0.084157 | -1.1646 | 0 | no base cost | 0 | 0 | 69.99 | https://www.honeywellstore.com/store/products/honeywell-programmable-thermostat-rth6360d.htm | 105 | rate at $70/per labor hour, assume 1.5. hours work, reference: https://www.fixr.com/costs/thermostat-installation | 174.99 | thermostat | 42 | 7349.58
Nonequipment | Programmable Thermostat | Standard Heating and Cooling System with Programmable Thermostat | Standard Heating and Cooling System with Manual Thermostat | Commercial | New | Warehouse | FL Zone 2 | Per End Use Consumption | 0% | 19557.8341 | 18853.7521 | 704.082 | 0.036 | 11 | 0.0083602 | -0.11569 | 0 | no base cost | 0 | 0 | 69.99 | https://www.honeywellstore.com/store/products/honeywell-programmable-thermostat-rth6360d.htm | 105 | rate at $70/per labor hour, assume 1.5. hours work, reference: https://www.fixr.com/costs/thermostat-installation | 174.99 | thermostat | 13 | 2274.87
Nonequipment | Roof Insulation | Roof Insulation (built-up roof applicable to flat/low slope roofs) | Code-Compliant Flat Roof | Commercial | Existing | Assembly | FL Zone 2 | Square feet | 58.5% | 3.7877 | 3.5375 | 0.25021 | 0.06606 | 20 | 5.0069e-06 | 0.00011287 | 1.22 | RS Means Green Building Cost Data 2014 (Table 7.21.16.20) | 0 | 0 | 1.9 | RS Means Green Building Cost Data 2014 (Table 7.21.16.20) | 0 | 0 | 0.68 | sq ft |  | 0.68
Nonequipment | Roof Insulation | Roof Insulation (built-up roof applicable to flat/low slope roofs) | Code-Compliant Flat Roof | Commercial | Existing | College and University | FL Zone 2 | Square feet | 37.5% | 11.0507 | 10.8004 | 0.25021 | 0.022642 | 20 | 0.00010348 | 6.0955e-05 | 1.22 | RS Means Green Building Cost Data 2014 (Table 7.21.16.20) | 0 | 0 | 1.9 | RS Means Green Building Cost Data 2014 (Table 7.21.16.20) | 0 | 0 | 0.68 | sq ft |  | 0.68
Nonequipment | Roof Insulation | Roof Insulation (built-up roof applicable to flat/low slope roofs) | Code-Compliant Flat Roof | Commercial | Existing | Grocery | FL Zone 2 | Square feet | 58.5% | 31.0105 | 30.7603 | 0.25021 | 0.0080687 | 20 | 5.1061e-05 | 0.00011677 | 1.22 | RS Means Green Building Cost Data 2014 (Table 7.21.16.20) | 0 | 0 | 1.9 | RS Means Green Building Cost Data 2014 (Table 7.21.16.20) | 0 | 0 | 0.68 | sq ft |  | 0.68
Nonequipment | Roof Insulation | Roof Insulation (built-up roof applicable to flat/low slope roofs) | Code-Compliant Flat Roof | Commercial | Existing | Healthcare | FL Zone 2 | Square feet | 37.5% | 15.0829 | 14.8327 | 0.25021 | 0.016589 | 20 | 5.0069e-06 | 0.00011287 | 1.22 | RS Means Green Building Cost Data 2014 (Table 7.21.16.20) | 0 | 0 | 1.9 | RS Means Green Building Cost Data 2014 (Table 7.21.16.20) | 0 | 0 | 0.68 | sq ft |  | 0.68
Nonequipment | Roof Insulation | Roof Insulation (built-up roof applicable to flat/low slope roofs) | Code-Compliant Flat Roof | Commercial | Existing | Hospitals | FL Zone 2 | Square feet | 58.5% | 81.2975 | 81.0473 | 0.25021 | 0.0030777 | 20 | 0.00010348 | 6.0955e-05 | 1.22 | RS Means Green Building Cost Data 2014 (Table 7.21.16.20) | 0 | 0 | 1.9 | RS Means Green Building Cost Data 2014 (Table 7.21.16.20) | 0 | 0 | 0.68 | sq ft |  | 0.68
Nonequipment | Roof Insulation | Roof Insulation (built-up roof applicable to flat/low slope roofs) | Code-Compliant Flat Roof | Commercial | Existing | Institutional | FL Zone 2 | Square feet | 58.5% | 56.2721 | 56.0219 | 0.25021 | 0.0044465 | 20 | 5.0069e-06 | 0.00011287 | 1.22 | RS Means Green Building Cost Data 2014 (Table 7.21.16.20) | 0 | 0 | 1.9 | RS Means Green Building Cost Data 2014 (Table 7.21.16.20) | 0 | 0 | 0.68 | sq ft |  | 0.68
Nonequipment | Roof Insulation | Roof Insulation (built-up roof applicable to flat/low slope roofs) | Code-Compliant Flat Roof | Commercial | Existing | Lodging/Hospitality | FL Zone 2 | Square feet | 43.5% | 34.7257 | 34.4755 | 0.25021 | 0.0072054 | 20 | 0.00010348 | 6.0955e-05 | 1.22 | RS Means Green Building Cost Data 2014 (Table 7.21.16.20) | 0 | 0 | 1.9 | RS Means Green Building Cost Data 2014 (Table 7.21.16.20) | 0 | 0 | 0.68 | sq ft |  | 0.68
Nonequipment | Roof Insulation | Roof Insulation (built-up roof applicable to flat/low slope roofs) | Code-Compliant Flat Roof | Commercial | Existing | Miscellaneous | FL Zone 2 | Square feet | 49.96% | 107.2344 | 106.9842 | 0.25021 | 0.0023333 | 20 | 5.0069e-06 | 0.00011287 | 1.22 | RS Means Green Building Cost Data 2014 (Table 7.21.16.20) | 0 | 0 | 1.9 | RS Means Green Building Cost Data 2014 (Table 7.21.16.20) | 0 | 0 | 0.68 | sq ft |  | 0.68
Nonequipment | Roof Insulation | Roof Insulation (built-up roof applicable to flat/low slope roofs) | Code-Compliant Flat Roof | Commercial | Existing | Offices | FL Zone 2 | Square feet | 37.5% | 58.1979 | 57.9477 | 0.25021 | 0.0042993 | 20 | 5.0069e-06 | 0.00011287 | 1.22 | RS Means Green Building Cost Data 2014 (Table 7.21.16.20) | 0 | 0 | 1.9 | RS Means Green Building Cost Data 2014 (Table 7.21.16.20) | 0 | 0 | 0.68 | sq ft |  | 0.68
Nonequipment | Roof Insulation | Roof Insulation (built-up roof applicable to flat/low slope roofs) | Code-Compliant Flat Roof | Commercial | Existing | Restaurants | FL Zone 2 | Square feet | 37.5% | 31.354 | 31.1038 | 0.25021 | 0.0079803 | 20 | 5.1061e-05 | 0.00011677 | 1.22 | RS Means Green Building Cost Data 2014 (Table 7.21.16.20) | 0 | 0 | 1.9 | RS Means Green Building Cost Data 2014 (Table 7.21.16.20) | 0 | 0 | 0.68 | sq ft |  | 0.68
Nonequipment | Roof Insulation | Roof Insulation (built-up roof applicable to flat/low slope roofs) | Code-Compliant Flat Roof | Commercial | Existing | Retail | FL Zone 2 | Square feet | 58.5% | 5.9824 | 5.7321 | 0.25021 | 0.041825 | 20 | 5.1061e-05 | 0.00011677 | 1.22 | RS Means Green Building Cost Data 2014 (Table 7.21.16.20) | 0 | 0 | 1.9 | RS Means Green Building Cost Data 2014 (Table 7.21.16.20) | 0 | 0 | 0.68 | sq ft |  | 0.68
Nonequipment | Roof Insulation | Roof Insulation (built-up roof applicable to flat/low slope roofs) | Code-Compliant Flat Roof | Commercial | Existing | Schools K-12 | FL Zone 2 | Square feet | 37.5% | 5.1058 | 4.8555 | 0.25021 | 0.049006 | 20 | 5.0069e-06 | 0.00011287 | 1.22 | RS Means Green Building Cost Data 2014 (Table 7.21.16.20) | 0 | 0 | 1.9 | RS Means Green Building Cost Data 2014 (Table 7.21.16.20) | 0 | 0 | 0.68 | sq ft |  | 0.68
Nonequipment | Roof Insulation | Roof Insulation (built-up roof applicable to flat/low slope roofs) | Code-Compliant Flat Roof | Commercial | Existing | Warehouse | FL Zone 2 | Square feet | 58.5% | 1.4026 | 1.1523 | 0.25021 | 0.1784 | 20 | 2.8393e-05 | 5.0661e-05 | 1.22 | RS Means Green Building Cost Data 2014 (Table 7.21.16.20) | 0 | 0 | 1.9 | RS Means Green Building Cost Data 2014 (Table 7.21.16.20) | 0 | 0 | 0.68 | sq ft |  | 0.68
Nonequipment | Roof Insulation | Roof Insulation (built-up roof applicable to flat/low slope roofs) | Code-Compliant Flat Roof | Commercial | New | Assembly | FL Zone 2 | Square feet | 58.5% | 3.7877 | 3.6634 | 0.12432 | 0.032823 | 20 | 2.4877e-06 | 5.6079e-05 | 1.22 | RS Means Green Building Cost Data 2014 (Table 7.21.16.20) | 0 | 0 | 1.9 | RS Means Green Building Cost Data 2014 (Table 7.21.16.20) | 0 | 0 | 0.68 | sq ft |  | 0.68
Nonequipment | Roof Insulation | Roof Insulation (built-up roof applicable to flat/low slope roofs) | Code-Compliant Flat Roof | Commercial | New | College and University | FL Zone 2 | Square feet | 37.5% | 11.0507 | 10.9263 | 0.12432 | 0.01125 | 20 | 5.1417e-05 | 3.0286e-05 | 1.22 | RS Means Green Building Cost Data 2014 (Table 7.21.16.20) | 0 | 0 | 1.9 | RS Means Green Building Cost Data 2014 (Table 7.21.16.20) | 0 | 0 | 0.68 | sq ft |  | 0.68
Nonequipment | Roof Insulation | Roof Insulation (built-up roof applicable to flat/low slope roofs) | Code-Compliant Flat Roof | Commercial | New | Grocery | FL Zone 2 | Square feet | 58.5% | 31.0105 | 30.8862 | 0.12432 | 0.004009 | 20 | 2.537e-05 | 5.8021e-05 | 1.22 | RS Means Green Building Cost Data 2014 (Table 7.21.16.20) | 0 | 0 | 1.9 | RS Means Green Building Cost Data 2014 (Table 7.21.16.20) | 0 | 0 | 0.68 | sq ft |  | 0.68
Nonequipment | Roof Insulation | Roof Insulation (built-up roof applicable to flat/low slope roofs) | Code-Compliant Flat Roof | Commercial | New | Healthcare | FL Zone 2 | Square feet | 37.5% | 15.0829 | 14.9586 | 0.12432 | 0.0082426 | 20 | 2.4877e-06 | 5.6079e-05 | 1.22 | RS Means Green Building Cost Data 2014 (Table 7.21.16.20) | 0 | 0 | 1.9 | RS Means Green Building Cost Data 2014 (Table 7.21.16.20) | 0 | 0 | 0.68 | sq ft |  | 0.68
Nonequipment | Roof Insulation | Roof Insulation (built-up roof applicable to flat/low slope roofs) | Code-Compliant Flat Roof | Commercial | New | Hospitals | FL Zone 2 | Square feet | 58.5% | 81.2975 | 81.1732 | 0.12432 | 0.0015292 | 20 | 5.1417e-05 | 3.0286e-05 | 1.22 | RS Means Green Building Cost Data 2014 (Table 7.21.16.20) | 0 | 0 | 1.9 | RS Means Green Building Cost Data 2014 (Table 7.21.16.20) | 0 | 0 | 0.68 | sq ft |  | 0.68
Nonequipment | Roof Insulation | Roof Insulation (built-up roof applicable to flat/low slope roofs) | Code-Compliant Flat Roof | Commercial | New | Institutional | FL Zone 2 | Square feet | 58.5% | 56.2721 | 56.1478 | 0.12432 | 0.0022093 | 20 | 2.4877e-06 | 5.6079e-05 | 1.22 | RS Means Green Building Cost Data 2014 (Table 7.21.16.20) | 0 | 0 | 1.9 | RS Means Green Building Cost Data 2014 (Table 7.21.16.20) | 0 | 0 | 0.68 | sq ft |  | 0.68
Nonequipment | Roof Insulation | Roof Insulation (built-up roof applicable to flat/low slope roofs) | Code-Compliant Flat Roof | Commercial | New | Lodging/Hospitality | FL Zone 2 | Square feet | 37.5% | 34.7257 | 34.6014 | 0.12432 | 0.0035801 | 20 | 5.1417e-05 | 3.0286e-05 | 1.22 | RS Means Green Building Cost Data 2014 (Table 7.21.16.20) | 0 | 0 | 1.9 | RS Means Green Building Cost Data 2014 (Table 7.21.16.20) | 0 | 0 | 0.68 | sq ft |  | 0.68
Nonequipment | Roof Insulation | Roof Insulation (built-up roof applicable to flat/low slope roofs) | Code-Compliant Flat Roof | Commercial | New | Miscellaneous | FL Zone 2 | Square feet | 49.96% | 107.2344 | 107.1101 | 0.12432 | 0.0011593 | 20 | 2.4877e-06 | 5.6079e-05 | 1.22 | RS Means Green Building Cost Data 2014 (Table 7.21.16.20) | 0 | 0 | 1.9 | RS Means Green Building Cost Data 2014 (Table 7.21.16.20) | 0 | 0 | 0.68 | sq ft |  | 0.68
Nonequipment | Roof Insulation | Roof Insulation (built-up roof applicable to flat/low slope roofs) | Code-Compliant Flat Roof | Commercial | New | Offices | FL Zone 2 | Square feet | 37.5% | 58.1979 | 58.0736 | 0.12432 | 0.0021362 | 20 | 2.4877e-06 | 5.6079e-05 | 1.22 | RS Means Green Building Cost Data 2014 (Table 7.21.16.20) | 0 | 0 | 1.9 | RS Means Green Building Cost Data 2014 (Table 7.21.16.20) | 0 | 0 | 0.68 | sq ft |  | 0.68
Nonequipment | Roof Insulation | Roof Insulation (built-up roof applicable to flat/low slope roofs) | Code-Compliant Flat Roof | Commercial | New | Restaurants | FL Zone 2 | Square feet | 37.5% | 31.354 | 31.2297 | 0.12432 | 0.0039651 | 20 | 2.537e-05 | 5.8021e-05 | 1.22 | RS Means Green Building Cost Data 2014 (Table 7.21.16.20) | 0 | 0 | 1.9 | RS Means Green Building Cost Data 2014 (Table 7.21.16.20) | 0 | 0 | 0.68 | sq ft |  | 0.68
Nonequipment | Roof Insulation | Roof Insulation (built-up roof applicable to flat/low slope roofs) | Code-Compliant Flat Roof | Commercial | New | Retail | FL Zone 2 | Square feet | 58.5% | 5.9824 | 5.858 | 0.12432 | 0.020781 | 20 | 2.537e-05 | 5.8021e-05 | 1.22 | RS Means Green Building Cost Data 2014 (Table 7.21.16.20) | 0 | 0 | 1.9 | RS Means Green Building Cost Data 2014 (Table 7.21.16.20) | 0 | 0 | 0.68 | sq ft |  | 0.68
Nonequipment | Roof Insulation | Roof Insulation (built-up roof applicable to flat/low slope roofs) | Code-Compliant Flat Roof | Commercial | New | Schools K-12 | FL Zone 2 | Square feet | 37.5% | 5.1058 | 4.9814 | 0.12432 | 0.024349 | 20 | 2.4877e-06 | 5.6079e-05 | 1.22 | RS Means Green Building Cost Data 2014 (Table 7.21.16.20) | 0 | 0 | 1.9 | RS Means Green Building Cost Data 2014 (Table 7.21.16.20) | 0 | 0 | 0.68 | sq ft |  | 0.68
Nonequipment | Roof Insulation | Roof Insulation (built-up roof applicable to flat/low slope roofs) | Code-Compliant Flat Roof | Commercial | New | Warehouse | FL Zone 2 | Square feet | 58.5% | 1.4026 | 1.2782 | 0.12432 | 0.088639 | 20 | 1.4108e-05 | 2.5171e-05 | 1.22 | RS Means Green Building Cost Data 2014 (Table 7.21.16.20) | 0 | 0 | 1.9 | RS Means Green Building Cost Data 2014 (Table 7.21.16.20) | 0 | 0 | 0.68 | sq ft |  | 0.68
Nonequipment | Smart Thermostat | Standard Heating and Cooling System with Smart Thermostat | Standard Heating and Cooling System with Manual Thermostat | Commercial | Existing | Assembly | FL Zone 2 | Per End Use Consumption | 31.48% | 48078.2351 | 43270.4116 | 4807.8235 | 0.1 | 11 | 0.057087 | -0.78999 | 0 | no base cost | 0 | 0 | 169 | https://www.homedepot.com/p/ecobee-3-lite-7-Day-Programmable-Smart-Thermostat-with-Touchscreen-EB-STATE3LT-02/301500584 | 105 | rate at $70/per labor hour, assume 1.5. hours work, reference: https://www.fixr.com/costs/thermostat-installation | 274 | unit | 16 | 4384
Nonequipment | Smart Thermostat | Standard Heating and Cooling System with Smart Thermostat | Standard Heating and Cooling System with Manual Thermostat | Commercial | Existing | College and University | FL Zone 2 | Per End Use Consumption | 45.33% | 287152.3197 | 258437.0877 | 28715.232 | 0.1 | 11 | 2.4002 | 0.70909 | 0 | no base cost | 0 | 0 | 169 | https://www.homedepot.com/p/ecobee-3-lite-7-Day-Programmable-Smart-Thermostat-with-Touchscreen-EB-STATE3LT-02/301500584 | 105 | rate at $70/per labor hour, assume 1.5. hours work, reference: https://www.fixr.com/costs/thermostat-installation | 274 | unit | 61 | 16714
Nonequipment | Smart Thermostat | Standard Heating and Cooling System with Smart Thermostat | Standard Heating and Cooling System with Manual Thermostat | Commercial | Existing | Grocery | FL Zone 2 | Per End Use Consumption | 31.48% | 115753.0083 | 104177.7075 | 11575.3008 | 0.1 | 11 | 4.2896 | -0.0081399 | 0 | no base cost | 0 | 0 | 169 | https://www.homedepot.com/p/ecobee-3-lite-7-Day-Programmable-Smart-Thermostat-with-Touchscreen-EB-STATE3LT-02/301500584 | 105 | rate at $70/per labor hour, assume 1.5. hours work, reference: https://www.fixr.com/costs/thermostat-installation | 274 | unit | 4 | 1096
Nonequipment | Smart Thermostat | Standard Heating and Cooling System with Smart Thermostat | Standard Heating and Cooling System with Manual Thermostat | Commercial | Existing | Healthcare | FL Zone 2 | Per End Use Consumption | 45.33% | 202047.3819 | 181842.6437 | 20204.7382 | 0.1 | 11 | 0.23991 | -3.3199 | 0 | no base cost | 0 | 0 | 169 | https://www.homedepot.com/p/ecobee-3-lite-7-Day-Programmable-Smart-Thermostat-with-Touchscreen-EB-STATE3LT-02/301500584 | 105 | rate at $70/per labor hour, assume 1.5. hours work, reference: https://www.fixr.com/costs/thermostat-installation | 274 | unit | 17 | 4658
Nonequipment | Smart Thermostat | Standard Heating and Cooling System with Smart Thermostat | Standard Heating and Cooling System with Manual Thermostat | Commercial | Existing | Hospitals | FL Zone 2 | Per End Use Consumption | 31.48% | 2105301.9288 | 1894771.7359 | 210530.1929 | 0.1 | 11 | 17.5975 | 5.1988 | 0 | no base cost | 0 | 0 | 169 | https://www.homedepot.com/p/ecobee-3-lite-7-Day-Programmable-Smart-Thermostat-with-Touchscreen-EB-STATE3LT-02/301500584 | 105 | rate at $70/per labor hour, assume 1.5. hours work, reference: https://www.fixr.com/costs/thermostat-installation | 274 | unit | 168 | 46032
Nonequipment | Smart Thermostat | Standard Heating and Cooling System with Smart Thermostat | Standard Heating and Cooling System with Manual Thermostat | Commercial | Existing | Institutional | FL Zone 2 | Per End Use Consumption | 31.48% | 233568.925 | 210212.0325 | 23356.8925 | 0.1 | 11 | 0.27734 | -3.8379 | 0 | no base cost | 0 | 0 | 169 | https://www.homedepot.com/p/ecobee-3-lite-7-Day-Programmable-Smart-Thermostat-with-Touchscreen-EB-STATE3LT-02/301500584 | 105 | rate at $70/per labor hour, assume 1.5. hours work, reference: https://www.fixr.com/costs/thermostat-installation | 274 | unit | 17 | 4658
Nonequipment | Smart Thermostat | Standard Heating and Cooling System with Smart Thermostat | Standard Heating and Cooling System with Manual Thermostat | Commercial | Existing | Lodging/Hospitality | FL Zone 2 | Per End Use Consumption | 45.33% | 191602.1762 | 172441.9586 | 19160.2176 | 0.1 | 11 | -0.61374 | 57.2461 | 0 | no base cost | 0 | 0 | 169 | https://www.homedepot.com/p/ecobee-3-lite-7-Day-Programmable-Smart-Thermostat-with-Touchscreen-EB-STATE3LT-02/301500584 | 105 | rate at $70/per labor hour, assume 1.5. hours work, reference: https://www.fixr.com/costs/thermostat-installation | 274 | unit | 27 | 7398
Nonequipment | Smart Thermostat | Standard Heating and Cooling System with Smart Thermostat | Standard Heating and Cooling System with Manual Thermostat | Commercial | Existing | Miscellaneous | FL Zone 2 | Per End Use Consumption | 22.46% | 2226772.3297 | 2004095.0967 | 222677.233 | 0.1 | 11 | 2.644 | -36.5889 | 0 | no base cost | 0 | 0 | 169 | https://www.homedepot.com/p/ecobee-3-lite-7-Day-Programmable-Smart-Thermostat-with-Touchscreen-EB-STATE3LT-02/301500584 | 105 | rate at $70/per labor hour, assume 1.5. hours work, reference: https://www.fixr.com/costs/thermostat-installation | 274 | unit | 231 | 63294
Nonequipment | Smart Thermostat | Standard Heating and Cooling System with Smart Thermostat | Standard Heating and Cooling System with Manual Thermostat | Commercial | Existing | Offices | FL Zone 2 | Per End Use Consumption | 45.33% | 166452.0881 | 149806.8793 | 16645.2088 | 0.1 | 11 | 0.19764 | -2.735 | 0 | no base cost | 0 | 0 | 169 | https://www.homedepot.com/p/ecobee-3-lite-7-Day-Programmable-Smart-Thermostat-with-Touchscreen-EB-STATE3LT-02/301500584 | 105 | rate at $70/per labor hour, assume 1.5. hours work, reference: https://www.fixr.com/costs/thermostat-installation | 274 | unit | 13 | 3562
Nonequipment | Smart Thermostat | Standard Heating and Cooling System with Smart Thermostat | Standard Heating and Cooling System with Manual Thermostat | Commercial | Existing | Restaurants | FL Zone 2 | Per End Use Consumption | 45.33% | 120615.3416 | 108553.8074 | 12061.5342 | 0.1 | 11 | 4.4698 | -0.0084818 | 0 | no base cost | 0 | 0 | 169 | https://www.homedepot.com/p/ecobee-3-lite-7-Day-Programmable-Smart-Thermostat-with-Touchscreen-EB-STATE3LT-02/301500584 | 105 | rate at $70/per labor hour, assume 1.5. hours work, reference: https://www.fixr.com/costs/thermostat-installation | 274 | unit | 5 | 1370
Nonequipment | Smart Thermostat | Standard Heating and Cooling System with Smart Thermostat | Standard Heating and Cooling System with Manual Thermostat | Commercial | Existing | Retail | FL Zone 2 | Per End Use Consumption | 31.48% | 52681.844 | 47413.6596 | 5268.1844 | 0.1 | 11 | 1.9523 | -0.0037047 | 0 | no base cost | 0 | 0 | 169 | https://www.homedepot.com/p/ecobee-3-lite-7-Day-Programmable-Smart-Thermostat-with-Touchscreen-EB-STATE3LT-02/301500584 | 105 | rate at $70/per labor hour, assume 1.5. hours work, reference: https://www.fixr.com/costs/thermostat-installation | 274 | unit | 10 | 2740
Nonequipment | Smart Thermostat | Standard Heating and Cooling System with Smart Thermostat | Standard Heating and Cooling System with Manual Thermostat | Commercial | Existing | Schools K-12 | FL Zone 2 | Per End Use Consumption | 45.33% | 196876.9732 | 177189.2758 | 19687.6973 | 0.1 | 11 | 0.23377 | -3.235 | 0 | no base cost | 0 | 0 | 169 | https://www.homedepot.com/p/ecobee-3-lite-7-Day-Programmable-Smart-Thermostat-with-Touchscreen-EB-STATE3LT-02/301500584 | 105 | rate at $70/per labor hour, assume 1.5. hours work, reference: https://www.fixr.com/costs/thermostat-installation | 274 | unit | 42 | 11508
Nonequipment | Smart Thermostat | Standard Heating and Cooling System with Smart Thermostat | Standard Heating and Cooling System with Manual Thermostat | Commercial | Existing | Warehouse | FL Zone 2 | Per End Use Consumption | 31.48% | 19557.8341 | 17602.0507 | 1955.7834 | 0.1 | 11 | 0.023223 | -0.32136 | 0 | no base cost | 0 | 0 | 169 | https://www.homedepot.com/p/ecobee-3-lite-7-Day-Programmable-Smart-Thermostat-with-Touchscreen-EB-STATE3LT-02/301500584 | 105 | rate at $70/per labor hour, assume 1.5. hours work, reference: https://www.fixr.com/costs/thermostat-installation | 274 | unit | 13 | 3562
Nonequipment | Smart Thermostat | Standard Heating and Cooling System with Smart Thermostat | Standard Heating and Cooling System with Manual Thermostat | Commercial | New | Assembly | FL Zone 2 | Per End Use Consumption | 31.48% | 48078.2351 | 43270.4116 | 4807.8235 | 0.1 | 11 | 0.057087 | -0.78999 | 0 | no base cost | 0 | 0 | 169 | https://www.homedepot.com/p/ecobee-3-lite-7-Day-Programmable-Smart-Thermostat-with-Touchscreen-EB-STATE3LT-02/301500584 | 105 | rate at $70/per labor hour, assume 1.5. hours work, reference: https://www.fixr.com/costs/thermostat-installation | 274 | unit | 16 | 4384
Nonequipment | Smart Thermostat | Standard Heating and Cooling System with Smart Thermostat | Standard Heating and Cooling System with Manual Thermostat | Commercial | New | College and University | FL Zone 2 | Per End Use Consumption | 45.33% | 287152.3197 | 258437.0877 | 28715.232 | 0.1 | 11 | 2.4002 | 0.70909 | 0 | no base cost | 0 | 0 | 169 | https://www.homedepot.com/p/ecobee-3-lite-7-Day-Programmable-Smart-Thermostat-with-Touchscreen-EB-STATE3LT-02/301500584 | 105 | rate at $70/per labor hour, assume 1.5. hours work, reference: https://www.fixr.com/costs/thermostat-installation | 274 | unit | 61 | 16714
Nonequipment | Smart Thermostat | Standard Heating and Cooling System with Smart Thermostat | Standard Heating and Cooling System with Manual Thermostat | Commercial | New | Grocery | FL Zone 2 | Per End Use Consumption | 31.48% | 115753.0083 | 104177.7075 | 11575.3008 | 0.1 | 11 | 4.2896 | -0.0081399 | 0 | no base cost | 0 | 0 | 169 | https://www.homedepot.com/p/ecobee-3-lite-7-Day-Programmable-Smart-Thermostat-with-Touchscreen-EB-STATE3LT-02/301500584 | 105 | rate at $70/per labor hour, assume 1.5. hours work, reference: https://www.fixr.com/costs/thermostat-installation | 274 | unit | 4 | 1096
Nonequipment | Smart Thermostat | Standard Heating and Cooling System with Smart Thermostat | Standard Heating and Cooling System with Manual Thermostat | Commercial | New | Healthcare | FL Zone 2 | Per End Use Consumption | 45.33% | 202047.3819 | 181842.6437 | 20204.7382 | 0.1 | 11 | 0.23991 | -3.3199 | 0 | no base cost | 0 | 0 | 169 | https://www.homedepot.com/p/ecobee-3-lite-7-Day-Programmable-Smart-Thermostat-with-Touchscreen-EB-STATE3LT-02/301500584 | 105 | rate at $70/per labor hour, assume 1.5. hours work, reference: https://www.fixr.com/costs/thermostat-installation | 274 | unit | 17 | 4658
Nonequipment | Smart Thermostat | Standard Heating and Cooling System with Smart Thermostat | Standard Heating and Cooling System with Manual Thermostat | Commercial | New | Hospitals | FL Zone 2 | Per End Use Consumption | 31.48% | 2105301.9288 | 1894771.7359 | 210530.1929 | 0.1 | 11 | 17.5975 | 5.1988 | 0 | no base cost | 0 | 0 | 169 | https://www.homedepot.com/p/ecobee-3-lite-7-Day-Programmable-Smart-Thermostat-with-Touchscreen-EB-STATE3LT-02/301500584 | 105 | rate at $70/per labor hour, assume 1.5. hours work, reference: https://www.fixr.com/costs/thermostat-installation | 274 | unit | 168 | 46032
Nonequipment | Smart Thermostat | Standard Heating and Cooling System with Smart Thermostat | Standard Heating and Cooling System with Manual Thermostat | Commercial | New | Institutional | FL Zone 2 | Per End Use Consumption | 31.48% | 233568.925 | 210212.0325 | 23356.8925 | 0.1 | 11 | 0.27734 | -3.8379 | 0 | no base cost | 0 | 0 | 169 | https://www.homedepot.com/p/ecobee-3-lite-7-Day-Programmable-Smart-Thermostat-with-Touchscreen-EB-STATE3LT-02/301500584 | 105 | rate at $70/per labor hour, assume 1.5. hours work, reference: https://www.fixr.com/costs/thermostat-installation | 274 | unit | 17 | 4658
Nonequipment | Smart Thermostat | Standard Heating and Cooling System with Smart Thermostat | Standard Heating and Cooling System with Manual Thermostat | Commercial | New | Lodging/Hospitality | FL Zone 2 | Per End Use Consumption | 45.33% | 191602.1762 | 172441.9586 | 19160.2176 | 0.1 | 11 | -0.61374 | 57.2461 | 0 | no base cost | 0 | 0 | 169 | https://www.homedepot.com/p/ecobee-3-lite-7-Day-Programmable-Smart-Thermostat-with-Touchscreen-EB-STATE3LT-02/301500584 | 105 | rate at $70/per labor hour, assume 1.5. hours work, reference: https://www.fixr.com/costs/thermostat-installation | 274 | unit | 27 | 7398
Nonequipment | Smart Thermostat | Standard Heating and Cooling System with Smart Thermostat | Standard Heating and Cooling System with Manual Thermostat | Commercial | New | Miscellaneous | FL Zone 2 | Per End Use Consumption | 22.46% | 2226772.3297 | 2004095.0967 | 222677.233 | 0.1 | 11 | 2.644 | -36.5889 | 0 | no base cost | 0 | 0 | 169 | https://www.homedepot.com/p/ecobee-3-lite-7-Day-Programmable-Smart-Thermostat-with-Touchscreen-EB-STATE3LT-02/301500584 | 105 | rate at $70/per labor hour, assume 1.5. hours work, reference: https://www.fixr.com/costs/thermostat-installation | 274 | unit | 231 | 63294
Nonequipment | Smart Thermostat | Standard Heating and Cooling System with Smart Thermostat | Standard Heating and Cooling System with Manual Thermostat | Commercial | New | Offices | FL Zone 2 | Per End Use Consumption | 45.33% | 166452.0881 | 149806.8793 | 16645.2088 | 0.1 | 11 | 0.19764 | -2.735 | 0 | no base cost | 0 | 0 | 169 | https://www.homedepot.com/p/ecobee-3-lite-7-Day-Programmable-Smart-Thermostat-with-Touchscreen-EB-STATE3LT-02/301500584 | 105 | rate at $70/per labor hour, assume 1.5. hours work, reference: https://www.fixr.com/costs/thermostat-installation | 274 | unit | 13 | 3562
Nonequipment | Smart Thermostat | Standard Heating and Cooling System with Smart Thermostat | Standard Heating and Cooling System with Manual Thermostat | Commercial | New | Restaurants | FL Zone 2 | Per End Use Consumption | 45.33% | 120615.3416 | 108553.8074 | 12061.5342 | 0.1 | 11 | 4.4698 | -0.0084818 | 0 | no base cost | 0 | 0 | 169 | https://www.homedepot.com/p/ecobee-3-lite-7-Day-Programmable-Smart-Thermostat-with-Touchscreen-EB-STATE3LT-02/301500584 | 105 | rate at $70/per labor hour, assume 1.5. hours work, reference: https://www.fixr.com/costs/thermostat-installation | 274 | unit | 5 | 1370
Nonequipment | Smart Thermostat | Standard Heating and Cooling System with Smart Thermostat | Standard Heating and Cooling System with Manual Thermostat | Commercial | New | Retail | FL Zone 2 | Per End Use Consumption | 31.48% | 52681.844 | 47413.6596 | 5268.1844 | 0.1 | 11 | 1.9523 | -0.0037047 | 0 | no base cost | 0 | 0 | 169 | https://www.homedepot.com/p/ecobee-3-lite-7-Day-Programmable-Smart-Thermostat-with-Touchscreen-EB-STATE3LT-02/301500584 | 105 | rate at $70/per labor hour, assume 1.5. hours work, reference: https://www.fixr.com/costs/thermostat-installation | 274 | unit | 10 | 2740
Nonequipment | Smart Thermostat | Standard Heating and Cooling System with Smart Thermostat | Standard Heating and Cooling System with Manual Thermostat | Commercial | New | Schools K-12 | FL Zone 2 | Per End Use Consumption | 45.33% | 196876.9732 | 177189.2758 | 19687.6973 | 0.1 | 11 | 0.23377 | -3.235 | 0 | no base cost | 0 | 0 | 169 | https://www.homedepot.com/p/ecobee-3-lite-7-Day-Programmable-Smart-Thermostat-with-Touchscreen-EB-STATE3LT-02/301500584 | 105 | rate at $70/per labor hour, assume 1.5. hours work, reference: https://www.fixr.com/costs/thermostat-installation | 274 | unit | 42 | 11508
Nonequipment | Smart Thermostat | Standard Heating and Cooling System with Smart Thermostat | Standard Heating and Cooling System with Manual Thermostat | Commercial | New | Warehouse | FL Zone 2 | Per End Use Consumption | 31.48% | 19557.8341 | 17602.0507 | 1955.7834 | 0.1 | 11 | 0.023223 | -0.32136 | 0 | no base cost | 0 | 0 | 169 | https://www.homedepot.com/p/ecobee-3-lite-7-Day-Programmable-Smart-Thermostat-with-Touchscreen-EB-STATE3LT-02/301500584 | 105 | rate at $70/per labor hour, assume 1.5. hours work, reference: https://www.fixr.com/costs/thermostat-installation | 274 | unit | 13 | 3562
Nonequipment | Thermal Energy Storage | Deploy thermal energy storage technology (ice harvester, etc) to shift load | 0 | Commercial | Existing | Assembly | FL Zone 2 | Per End Use Consumption | 50% | 40558.1631 | 41191.9419 | -633.7788 | -0.015626 | 20 | 3.9872 | 1.1505 | 0 | no base cost | 0 | 0 | 1128.84 | FPL program cost (average program cost per summer kW) | 71.687 | FPL contractor estimate on O&M costs for system | 1200.527 | kW | 3.9872 | 4786.7959
Nonequipment | Thermal Energy Storage | Deploy thermal energy storage technology (ice harvester, etc) to shift load | 0 | Commercial | Existing | College and University | FL Zone 2 | Per End Use Consumption | 66.67% | 242237.8979 | 246023.2086 | -3785.3107 | -0.015626 | 20 | 23.8142 | 6.8715 | 0 | no base cost | 0 | 0 | 1128.84 | FPL program cost (average program cost per summer kW) | 71.687 | FPL contractor estimate on O&M costs for system | 1200.527 | kW | 23.8142 | 28589.6422
Nonequipment | Thermal Energy Storage | Deploy thermal energy storage technology (ice harvester, etc) to shift load | 0 | Commercial | Existing | Grocery | FL Zone 2 | Per End Use Consumption | 33.33% | 97647.7064 | 99173.5903 | -1525.8839 | -0.015626 | 20 | 9.5997 | 2.77 | 0 | no base cost | 0 | 0 | 1128.84 | FPL program cost (average program cost per summer kW) | 71.687 | FPL contractor estimate on O&M costs for system | 1200.527 | kW | 9.5997 | 11524.6747
Nonequipment | Thermal Energy Storage | Deploy thermal energy storage technology (ice harvester, etc) to shift load | 0 | Commercial | Existing | Healthcare | FL Zone 2 | Per End Use Consumption | 20% | 170444.4983 | 173107.9353 | -2663.437 | -0.015626 | 20 | 16.7563 | 4.835 | 0 | no base cost | 0 | 0 | 1128.84 | FPL program cost (average program cost per summer kW) | 71.687 | FPL contractor estimate on O&M costs for system | 1200.527 | kW | 16.7563 | 20116.3701
Nonequipment | Thermal Energy Storage | Deploy thermal energy storage technology (ice harvester, etc) to shift load | 0 | Commercial | Existing | Hospitals | FL Zone 2 | Per End Use Consumption | 66.67% | 1776004.8545 | 1803757.4489 | -27752.5944 | -0.015626 | 20 | 174.5978 | 50.3796 | 0 | no base cost | 0 | 0 | 1128.84 | FPL program cost (average program cost per summer kW) | 71.687 | FPL contractor estimate on O&M costs for system | 1200.527 | kW | 174.5978 | 209609.4116
Nonequipment | Thermal Energy Storage | Deploy thermal energy storage technology (ice harvester, etc) to shift load | 0 | Commercial | Existing | Institutional | FL Zone 2 | Per End Use Consumption | 33.33% | 197035.6551 | 200114.6166 | -3078.9615 | -0.015626 | 20 | 19.3704 | 5.5893 | 0 | no base cost | 0 | 0 | 1128.84 | FPL program cost (average program cost per summer kW) | 71.687 | FPL contractor estimate on O&M costs for system | 1200.527 | kW | 19.3704 | 23254.7381
Nonequipment | Thermal Energy Storage | Deploy thermal energy storage technology (ice harvester, etc) to shift load | 0 | Commercial | Existing | Lodging/Hospitality | FL Zone 2 | Per End Use Consumption | 33.33% | 161633.0609 | 164158.8067 | -2525.7458 | -0.015626 | 20 | 15.89 | 4.585 | 0 | no base cost | 0 | 0 | 1128.84 | FPL program cost (average program cost per summer kW) | 71.687 | FPL contractor estimate on O&M costs for system | 1200.527 | kW | 15.89 | 19076.4179
Nonequipment | Thermal Energy Storage | Deploy thermal energy storage technology (ice harvester, etc) to shift load | 0 | Commercial | Existing | Miscellaneous | FL Zone 2 | Per End Use Consumption | 50% | 1878475.6776 | 1907829.524 | -29353.8464 | -0.015626 | 20 | 184.6717 | 53.2863 | 0 | no base cost | 0 | 0 | 1128.84 | FPL program cost (average program cost per summer kW) | 71.687 | FPL contractor estimate on O&M costs for system | 1200.527 | kW | 184.6717 | 221703.325
Nonequipment | Thermal Energy Storage | Deploy thermal energy storage technology (ice harvester, etc) to shift load | 0 | Commercial | Existing | Offices | FL Zone 2 | Per End Use Consumption | 33.33% | 140416.7794 | 142610.9907 | -2194.2113 | -0.015626 | 20 | 13.8043 | 3.9832 | 0 | no base cost | 0 | 0 | 1128.84 | FPL program cost (average program cost per summer kW) | 71.687 | FPL contractor estimate on O&M costs for system | 1200.527 | kW | 13.8043 | 16572.4088
Nonequipment | Thermal Energy Storage | Deploy thermal energy storage technology (ice harvester, etc) to shift load | 0 | Commercial | Existing | Restaurants | FL Zone 2 | Per End Use Consumption | 0% | 101749.5064 | 103339.4868 | -1589.9803 | -0.015626 | 20 | 10.0029 | 2.8863 | 0 | no base cost | 0 | 0 | 1128.84 | FPL program cost (average program cost per summer kW) | 71.687 | FPL contractor estimate on O&M costs for system | 1200.527 | kW | 10.0029 | 12008.7815
Nonequipment | Thermal Energy Storage | Deploy thermal energy storage technology (ice harvester, etc) to shift load | 0 | Commercial | Existing | Retail | FL Zone 2 | Per End Use Consumption | 20% | 44441.7066 | 45136.1713 | -694.4647 | -0.015626 | 20 | 4.369 | 1.2607 | 0 | no base cost | 0 | 0 | 1128.84 | FPL program cost (average program cost per summer kW) | 71.687 | FPL contractor estimate on O&M costs for system | 1200.527 | kW | 4.369 | 5245.1433
Nonequipment | Thermal Energy Storage | Deploy thermal energy storage technology (ice harvester, etc) to shift load | 0 | Commercial | Existing | Schools K-12 | FL Zone 2 | Per End Use Consumption | 33.33% | 166082.8099 | 168678.0894 | -2595.2794 | -0.015626 | 20 | 16.3275 | 4.7112 | 0 | no base cost | 0 | 0 | 1128.84 | FPL program cost (average program cost per summer kW) | 71.687 | FPL contractor estimate on O&M costs for system | 1200.527 | kW | 16.3275 | 19601.5906
Nonequipment | Thermal Energy Storage | Deploy thermal energy storage technology (ice harvester, etc) to shift load | 0 | Commercial | Existing | Warehouse | FL Zone 2 | Per End Use Consumption | 0% | 16498.7301 | 16756.5462 | -257.8161 | -0.015626 | 20 | 1.622 | 0.46802 | 0 | no base cost | 0 | 0 | 1128.84 | FPL program cost (average program cost per summer kW) | 71.687 | FPL contractor estimate on O&M costs for system | 1200.527 | kW | 1.622 | 1947.2295
Nonequipment | Thermal Energy Storage | Deploy thermal energy storage technology (ice harvester, etc) to shift load | 0 | Commercial | New | Assembly | FL Zone 2 | Per End Use Consumption | 50% | 40558.1631 | 41191.9419 | -633.7788 | -0.015626 | 20 | 3.9872 | 1.1505 | 0 | no base cost | 0 | 0 | 1128.84 | FPL program cost (average program cost per summer kW) | 71.687 | FPL contractor estimate on O&M costs for system | 1200.527 | kW | 3.9872 | 4786.7959
Nonequipment | Thermal Energy Storage | Deploy thermal energy storage technology (ice harvester, etc) to shift load | 0 | Commercial | New | College and University | FL Zone 2 | Per End Use Consumption | 66.67% | 242237.8979 | 246023.2086 | -3785.3107 | -0.015626 | 20 | 23.8142 | 6.8715 | 0 | no base cost | 0 | 0 | 1128.84 | FPL program cost (average program cost per summer kW) | 71.687 | FPL contractor estimate on O&M costs for system | 1200.527 | kW | 23.8142 | 28589.6422
Nonequipment | Thermal Energy Storage | Deploy thermal energy storage technology (ice harvester, etc) to shift load | 0 | Commercial | New | Grocery | FL Zone 2 | Per End Use Consumption | 33.33% | 97647.7064 | 99173.5903 | -1525.8839 | -0.015626 | 20 | 9.5997 | 2.77 | 0 | no base cost | 0 | 0 | 1128.84 | FPL program cost (average program cost per summer kW) | 71.687 | FPL contractor estimate on O&M costs for system | 1200.527 | kW | 9.5997 | 11524.6747
Nonequipment | Thermal Energy Storage | Deploy thermal energy storage technology (ice harvester, etc) to shift load | 0 | Commercial | New | Healthcare | FL Zone 2 | Per End Use Consumption | 20% | 170444.4983 | 173107.9353 | -2663.437 | -0.015626 | 20 | 16.7563 | 4.835 | 0 | no base cost | 0 | 0 | 1128.84 | FPL program cost (average program cost per summer kW) | 71.687 | FPL contractor estimate on O&M costs for system | 1200.527 | kW | 16.7563 | 20116.3701
Nonequipment | Thermal Energy Storage | Deploy thermal energy storage technology (ice harvester, etc) to shift load | 0 | Commercial | New | Hospitals | FL Zone 2 | Per End Use Consumption | 66.67% | 1776004.8545 | 1803757.4489 | -27752.5944 | -0.015626 | 20 | 174.5978 | 50.3796 | 0 | no base cost | 0 | 0 | 1128.84 | FPL program cost (average program cost per summer kW) | 71.687 | FPL contractor estimate on O&M costs for system | 1200.527 | kW | 174.5978 | 209609.4116
Nonequipment | Thermal Energy Storage | Deploy thermal energy storage technology (ice harvester, etc) to shift load | 0 | Commercial | New | Institutional | FL Zone 2 | Per End Use Consumption | 33.33% | 197035.6551 | 200114.6166 | -3078.9615 | -0.015626 | 20 | 19.3704 | 5.5893 | 0 | no base cost | 0 | 0 | 1128.84 | FPL program cost (average program cost per summer kW) | 71.687 | FPL contractor estimate on O&M costs for system | 1200.527 | kW | 19.3704 | 23254.7381
Nonequipment | Thermal Energy Storage | Deploy thermal energy storage technology (ice harvester, etc) to shift load | 0 | Commercial | New | Lodging/Hospitality | FL Zone 2 | Per End Use Consumption | 33.33% | 161633.0609 | 164158.8067 | -2525.7458 | -0.015626 | 20 | 15.89 | 4.585 | 0 | no base cost | 0 | 0 | 1128.84 | FPL program cost (average program cost per summer kW) | 71.687 | FPL contractor estimate on O&M costs for system | 1200.527 | kW | 15.89 | 19076.4179
Nonequipment | Thermal Energy Storage | Deploy thermal energy storage technology (ice harvester, etc) to shift load | 0 | Commercial | New | Miscellaneous | FL Zone 2 | Per End Use Consumption | 50% | 1878475.6776 | 1907829.524 | -29353.8464 | -0.015626 | 20 | 184.6717 | 53.2863 | 0 | no base cost | 0 | 0 | 1128.84 | FPL program cost (average program cost per summer kW) | 71.687 | FPL contractor estimate on O&M costs for system | 1200.527 | kW | 184.6717 | 221703.325
Nonequipment | Thermal Energy Storage | Deploy thermal energy storage technology (ice harvester, etc) to shift load | 0 | Commercial | New | Offices | FL Zone 2 | Per End Use Consumption | 33.33% | 140416.7794 | 142610.9907 | -2194.2113 | -0.015626 | 20 | 13.8043 | 3.9832 | 0 | no base cost | 0 | 0 | 1128.84 | FPL program cost (average program cost per summer kW) | 71.687 | FPL contractor estimate on O&M costs for system | 1200.527 | kW | 13.8043 | 16572.4088
Nonequipment | Thermal Energy Storage | Deploy thermal energy storage technology (ice harvester, etc) to shift load | 0 | Commercial | New | Restaurants | FL Zone 2 | Per End Use Consumption | 0% | 101749.5064 | 103339.4868 | -1589.9803 | -0.015626 | 20 | 10.0029 | 2.8863 | 0 | no base cost | 0 | 0 | 1128.84 | FPL program cost (average program cost per summer kW) | 71.687 | FPL contractor estimate on O&M costs for system | 1200.527 | kW | 10.0029 | 12008.7815
Nonequipment | Thermal Energy Storage | Deploy thermal energy storage technology (ice harvester, etc) to shift load | 0 | Commercial | New | Retail | FL Zone 2 | Per End Use Consumption | 20% | 44441.7066 | 45136.1713 | -694.4647 | -0.015626 | 20 | 4.369 | 1.2607 | 0 | no base cost | 0 | 0 | 1128.84 | FPL program cost (average program cost per summer kW) | 71.687 | FPL contractor estimate on O&M costs for system | 1200.527 | kW | 4.369 | 5245.1433
Nonequipment | Thermal Energy Storage | Deploy thermal energy storage technology (ice harvester, etc) to shift load | 0 | Commercial | New | Schools K-12 | FL Zone 2 | Per End Use Consumption | 33.33% | 166082.8099 | 168678.0894 | -2595.2794 | -0.015626 | 20 | 16.3275 | 4.7112 | 0 | no base cost | 0 | 0 | 1128.84 | FPL program cost (average program cost per summer kW) | 71.687 | FPL contractor estimate on O&M costs for system | 1200.527 | kW | 16.3275 | 19601.5906
Nonequipment | Thermal Energy Storage | Deploy thermal energy storage technology (ice harvester, etc) to shift load | 0 | Commercial | New | Warehouse | FL Zone 2 | Per End Use Consumption | 0% | 16498.7301 | 16756.5462 | -257.8161 | -0.015626 | 20 | 1.622 | 0.46802 | 0 | no base cost | 0 | 0 | 1128.84 | FPL program cost (average program cost per summer kW) | 71.687 | FPL contractor estimate on O&M costs for system | 1200.527 | kW | 1.622 | 1947.2295
Nonequipment | Wall Insulation | Increased Exterior Above-Grade Wall Insulation (R-See Table Below) | Market Average Existing Exterior Above-Grade Wall Insulation | Commercial | Existing | Assembly | FL Zone 2 | Per Square Foot | 0% | 12.0311 | 10.1463 | 1.8848 | 0.15666 | 20 | 3.7715e-05 | 0.00085018 | 0 | no base cost | 0 | 0 | 0.4058 | rate at $0.4058/sq.ft, reference: https://www.homewyse.com/costs/cost_of_wall_insulation.html | 0.5361 | rate at $53.61/per labor hour and 0.01 hr/sq.ft, referenrce: https://www.homewyse.com/costs/cost_of_wall_insulation.html | 0.9419 | sq ft |  | 0.9419
Nonequipment | Wall Insulation | Increased Exterior Above-Grade Wall Insulation (R-See Table Below) | Market Average Existing Exterior Above-Grade Wall Insulation | Commercial | Existing | College and University | FL Zone 2 | Per Square Foot | 0% | 18.8018 | 16.9712 | 1.8306 | 0.097361 | 20 | 0.00075709 | 0.00044595 | 0 | no base cost | 0 | 0 | 0.4058 | rate at $0.4058/sq.ft, reference: https://www.homewyse.com/costs/cost_of_wall_insulation.html | 0.5361 | rate at $53.61/per labor hour and 0.01 hr/sq.ft, referenrce: https://www.homewyse.com/costs/cost_of_wall_insulation.html | 0.9419 | sq ft |  | 0.9419
Nonequipment | Wall Insulation | Increased Exterior Above-Grade Wall Insulation (R-See Table Below) | Market Average Existing Exterior Above-Grade Wall Insulation | Commercial | Existing | Grocery | FL Zone 2 | Per Square Foot | 0% | 70.4368 | 68.5795 | 1.8573 | 0.026369 | 20 | 0.00037902 | 0.00086681 | 0 | no base cost | 0 | 0 | 0.4058 | rate at $0.4058/sq.ft, reference: https://www.homewyse.com/costs/cost_of_wall_insulation.html | 0.5361 | rate at $53.61/per labor hour and 0.01 hr/sq.ft, referenrce: https://www.homewyse.com/costs/cost_of_wall_insulation.html | 0.9419 | sq ft |  | 0.9419
Nonequipment | Wall Insulation | Increased Exterior Above-Grade Wall Insulation (R-See Table Below) | Market Average Existing Exterior Above-Grade Wall Insulation | Commercial | Existing | Healthcare | FL Zone 2 | Per Square Foot | 26.6% | 49.9992 | 48.1948 | 1.8045 | 0.03609 | 20 | 3.6108e-05 | 0.00081396 | 0 | no base cost | 0 | 0 | 0.4058 | rate at $0.4058/sq.ft, reference: https://www.homewyse.com/costs/cost_of_wall_insulation.html | 0.5361 | rate at $53.61/per labor hour and 0.01 hr/sq.ft, referenrce: https://www.homewyse.com/costs/cost_of_wall_insulation.html | 0.9419 | sq ft |  | 0.9419
Nonequipment | Wall Insulation | Increased Exterior Above-Grade Wall Insulation (R-See Table Below) | Market Average Existing Exterior Above-Grade Wall Insulation | Commercial | Existing | Hospitals | FL Zone 2 | Per Square Foot | 0% | 29.9435 | 28.0862 | 1.8573 | 0.062027 | 20 | 0.00076815 | 0.00045247 | 0 | no base cost | 0 | 0 | 0.4058 | rate at $0.4058/sq.ft, reference: https://www.homewyse.com/costs/cost_of_wall_insulation.html | 0.5361 | rate at $53.61/per labor hour and 0.01 hr/sq.ft, referenrce: https://www.homewyse.com/costs/cost_of_wall_insulation.html | 0.9419 | sq ft |  | 0.9419
Nonequipment | Wall Insulation | Increased Exterior Above-Grade Wall Insulation (R-See Table Below) | Market Average Existing Exterior Above-Grade Wall Insulation | Commercial | Existing | Institutional | FL Zone 2 | Per Square Foot | 0% | 17.25 | 15.4194 | 1.8306 | 0.10612 | 20 | 3.663e-05 | 0.00082573 | 0 | no base cost | 0 | 0 | 0.4058 | rate at $0.4058/sq.ft, reference: https://www.homewyse.com/costs/cost_of_wall_insulation.html | 0.5361 | rate at $53.61/per labor hour and 0.01 hr/sq.ft, referenrce: https://www.homewyse.com/costs/cost_of_wall_insulation.html | 0.9419 | sq ft |  | 0.9419
Nonequipment | Wall Insulation | Increased Exterior Above-Grade Wall Insulation (R-See Table Below) | Market Average Existing Exterior Above-Grade Wall Insulation | Commercial | Existing | Lodging/Hospitality | FL Zone 2 | Per Square Foot | 0% | 8.9677 | 7.1372 | 1.8306 | 0.20413 | 20 | 0.00075709 | 0.00044595 | 0 | no base cost | 0 | 0 | 0.4058 | rate at $0.4058/sq.ft, reference: https://www.homewyse.com/costs/cost_of_wall_insulation.html | 0.5361 | rate at $53.61/per labor hour and 0.01 hr/sq.ft, referenrce: https://www.homewyse.com/costs/cost_of_wall_insulation.html | 0.9419 | sq ft |  | 0.9419
Nonequipment | Wall Insulation | Increased Exterior Above-Grade Wall Insulation (R-See Table Below) | Market Average Existing Exterior Above-Grade Wall Insulation | Commercial | Existing | Miscellaneous | FL Zone 2 | Per Square Foot | 0% | 453.9659 | 452.1086 | 1.8573 | 0.0040913 | 20 | 3.7166e-05 | 0.0008378 | 0 | no base cost | 0 | 0 | 0.4058 | rate at $0.4058/sq.ft, reference: https://www.homewyse.com/costs/cost_of_wall_insulation.html | 0.5361 | rate at $53.61/per labor hour and 0.01 hr/sq.ft, referenrce: https://www.homewyse.com/costs/cost_of_wall_insulation.html | 0.9419 | sq ft |  | 0.9419
Nonequipment | Wall Insulation | Increased Exterior Above-Grade Wall Insulation (R-See Table Below) | Market Average Existing Exterior Above-Grade Wall Insulation | Commercial | Existing | Offices | FL Zone 2 | Per Square Foot | 17.1% | 12.327 | 10.4697 | 1.8573 | 0.15067 | 20 | 3.7166e-05 | 0.0008378 | 0 | no base cost | 0 | 0 | 0.4058 | rate at $0.4058/sq.ft, reference: https://www.homewyse.com/costs/cost_of_wall_insulation.html | 0.5361 | rate at $53.61/per labor hour and 0.01 hr/sq.ft, referenrce: https://www.homewyse.com/costs/cost_of_wall_insulation.html | 0.9419 | sq ft |  | 0.9419
Nonequipment | Wall Insulation | Increased Exterior Above-Grade Wall Insulation (R-See Table Below) | Market Average Existing Exterior Above-Grade Wall Insulation | Commercial | Existing | Restaurants | FL Zone 2 | Per Square Foot | 0% | 67.57 | 65.6852 | 1.8848 | 0.027894 | 20 | 0.00038463 | 0.00087962 | 0 | no base cost | 0 | 0 | 0.4058 | rate at $0.4058/sq.ft, reference: https://www.homewyse.com/costs/cost_of_wall_insulation.html | 0.5361 | rate at $53.61/per labor hour and 0.01 hr/sq.ft, referenrce: https://www.homewyse.com/costs/cost_of_wall_insulation.html | 0.9419 | sq ft |  | 0.9419
Nonequipment | Wall Insulation | Increased Exterior Above-Grade Wall Insulation (R-See Table Below) | Market Average Existing Exterior Above-Grade Wall Insulation | Commercial | Existing | Retail | FL Zone 2 | Per Square Foot | 15.96% | 19.9803 | 18.1229 | 1.8573 | 0.092958 | 20 | 0.00037902 | 0.00086681 | 0 | no base cost | 0 | 0 | 0.4058 | rate at $0.4058/sq.ft, reference: https://www.homewyse.com/costs/cost_of_wall_insulation.html | 0.5361 | rate at $53.61/per labor hour and 0.01 hr/sq.ft, referenrce: https://www.homewyse.com/costs/cost_of_wall_insulation.html | 0.9419 | sq ft |  | 0.9419
Nonequipment | Wall Insulation | Increased Exterior Above-Grade Wall Insulation (R-See Table Below) | Market Average Existing Exterior Above-Grade Wall Insulation | Commercial | Existing | Schools K-12 | FL Zone 2 | Per Square Foot | 0% | 33.6952 | 31.7822 | 1.9129 | 0.056772 | 20 | 3.8279e-05 | 0.00086289 | 0 | no base cost | 0 | 0 | 0.4058 | rate at $0.4058/sq.ft, reference: https://www.homewyse.com/costs/cost_of_wall_insulation.html | 0.5361 | rate at $53.61/per labor hour and 0.01 hr/sq.ft, referenrce: https://www.homewyse.com/costs/cost_of_wall_insulation.html | 0.9419 | sq ft |  | 0.9419
Nonequipment | Wall Insulation | Increased Exterior Above-Grade Wall Insulation (R-See Table Below) | Market Average Existing Exterior Above-Grade Wall Insulation | Commercial | Existing | Warehouse | FL Zone 2 | Per Square Foot | 0% | 7.0624 | 5.1776 | 1.8848 | 0.26688 | 20 | 0.00021388 | 0.00038161 | 0 | no base cost | 0 | 0 | 0.4058 | rate at $0.4058/sq.ft, reference: https://www.homewyse.com/costs/cost_of_wall_insulation.html | 0.5361 | rate at $53.61/per labor hour and 0.01 hr/sq.ft, referenrce: https://www.homewyse.com/costs/cost_of_wall_insulation.html | 0.9419 | sq ft |  | 0.9419
Nonequipment | Wall Insulation | Increased Exterior Above-Grade Wall Insulation (R-See Table Below) | Code-Compliant Exterior Above-Grade Wall Insulation | Commercial | New | Assembly | FL Zone 2 | Per Square Foot | 0% | 12.0311 | 12.0311 | 0 | 0 | 20 | 0 | 0 | 0 | no base cost | 0 | 0 | 0.4058 | rate at $0.4058/sq.ft, reference: https://www.homewyse.com/costs/cost_of_wall_insulation.html | 0.5361 | rate at $53.61/per labor hour and 0.01 hr/sq.ft, referenrce: https://www.homewyse.com/costs/cost_of_wall_insulation.html | 0.9419 | sq ft |  | 0.9419
Nonequipment | Wall Insulation | Increased Exterior Above-Grade Wall Insulation (R-See Table Below) | Code-Compliant Exterior Above-Grade Wall Insulation | Commercial | New | College and University | FL Zone 2 | Per Square Foot | 0% | 18.8018 | 18.8018 | 0 | 0 | 20 | 0 | 0 | 0 | no base cost | 0 | 0 | 0.4058 | rate at $0.4058/sq.ft, reference: https://www.homewyse.com/costs/cost_of_wall_insulation.html | 0.5361 | rate at $53.61/per labor hour and 0.01 hr/sq.ft, referenrce: https://www.homewyse.com/costs/cost_of_wall_insulation.html | 0.9419 | sq ft |  | 0.9419
Nonequipment | Wall Insulation | Increased Exterior Above-Grade Wall Insulation (R-See Table Below) | Code-Compliant Exterior Above-Grade Wall Insulation | Commercial | New | Grocery | FL Zone 2 | Per Square Foot | 0% | 70.4368 | 70.4368 | 0 | 0 | 20 | 0 | 0 | 0 | no base cost | 0 | 0 | 0.4058 | rate at $0.4058/sq.ft, reference: https://www.homewyse.com/costs/cost_of_wall_insulation.html | 0.5361 | rate at $53.61/per labor hour and 0.01 hr/sq.ft, referenrce: https://www.homewyse.com/costs/cost_of_wall_insulation.html | 0.9419 | sq ft |  | 0.9419
Nonequipment | Wall Insulation | Increased Exterior Above-Grade Wall Insulation (R-See Table Below) | Code-Compliant Exterior Above-Grade Wall Insulation | Commercial | New | Healthcare | FL Zone 2 | Per Square Foot | 57% | 49.9992 | 49.9992 | 0 | 0 | 20 | 0 | 0 | 0 | no base cost | 0 | 0 | 0.4058 | rate at $0.4058/sq.ft, reference: https://www.homewyse.com/costs/cost_of_wall_insulation.html | 0.5361 | rate at $53.61/per labor hour and 0.01 hr/sq.ft, referenrce: https://www.homewyse.com/costs/cost_of_wall_insulation.html | 0.9419 | sq ft |  | 0.9419
Nonequipment | Wall Insulation | Increased Exterior Above-Grade Wall Insulation (R-See Table Below) | Code-Compliant Exterior Above-Grade Wall Insulation | Commercial | New | Hospitals | FL Zone 2 | Per Square Foot | 0% | 29.9435 | 29.9435 | 0 | 0 | 20 | 0 | 0 | 0 | no base cost | 0 | 0 | 0.4058 | rate at $0.4058/sq.ft, reference: https://www.homewyse.com/costs/cost_of_wall_insulation.html | 0.5361 | rate at $53.61/per labor hour and 0.01 hr/sq.ft, referenrce: https://www.homewyse.com/costs/cost_of_wall_insulation.html | 0.9419 | sq ft |  | 0.9419
Nonequipment | Wall Insulation | Increased Exterior Above-Grade Wall Insulation (R-See Table Below) | Code-Compliant Exterior Above-Grade Wall Insulation | Commercial | New | Institutional | FL Zone 2 | Per Square Foot | 0% | 17.25 | 17.25 | 0 | 0 | 20 | 0 | 0 | 0 | no base cost | 0 | 0 | 0.4058 | rate at $0.4058/sq.ft, reference: https://www.homewyse.com/costs/cost_of_wall_insulation.html | 0.5361 | rate at $53.61/per labor hour and 0.01 hr/sq.ft, referenrce: https://www.homewyse.com/costs/cost_of_wall_insulation.html | 0.9419 | sq ft |  | 0.9419
Nonequipment | Wall Insulation | Increased Exterior Above-Grade Wall Insulation (R-See Table Below) | Code-Compliant Exterior Above-Grade Wall Insulation | Commercial | New | Lodging/Hospitality | FL Zone 2 | Per Square Foot | 0% | 8.9677 | 8.9677 | 0 | 0 | 20 | 0 | 0 | 0 | no base cost | 0 | 0 | 0.4058 | rate at $0.4058/sq.ft, reference: https://www.homewyse.com/costs/cost_of_wall_insulation.html | 0.5361 | rate at $53.61/per labor hour and 0.01 hr/sq.ft, referenrce: https://www.homewyse.com/costs/cost_of_wall_insulation.html | 0.9419 | sq ft |  | 0.9419
Nonequipment | Wall Insulation | Increased Exterior Above-Grade Wall Insulation (R-See Table Below) | Code-Compliant Exterior Above-Grade Wall Insulation | Commercial | New | Miscellaneous | FL Zone 2 | Per Square Foot | 0% | 453.9659 | 453.9659 | 0 | 0 | 20 | 0 | 0 | 0 | no base cost | 0 | 0 | 0.4058 | rate at $0.4058/sq.ft, reference: https://www.homewyse.com/costs/cost_of_wall_insulation.html | 0.5361 | rate at $53.61/per labor hour and 0.01 hr/sq.ft, referenrce: https://www.homewyse.com/costs/cost_of_wall_insulation.html | 0.9419 | sq ft |  | 0.9419
Nonequipment | Wall Insulation | Increased Exterior Above-Grade Wall Insulation (R-See Table Below) | Code-Compliant Exterior Above-Grade Wall Insulation | Commercial | New | Offices | FL Zone 2 | Per Square Foot | 42.75% | 12.327 | 12.327 | 0 | 0 | 20 | 0 | 0 | 0 | no base cost | 0 | 0 | 0.4058 | rate at $0.4058/sq.ft, reference: https://www.homewyse.com/costs/cost_of_wall_insulation.html | 0.5361 | rate at $53.61/per labor hour and 0.01 hr/sq.ft, referenrce: https://www.homewyse.com/costs/cost_of_wall_insulation.html | 0.9419 | sq ft |  | 0.9419
Nonequipment | Wall Insulation | Increased Exterior Above-Grade Wall Insulation (R-See Table Below) | Code-Compliant Exterior Above-Grade Wall Insulation | Commercial | New | Restaurants | FL Zone 2 | Per Square Foot | 0% | 67.57 | 67.57 | 0 | 0 | 20 | 0 | 0 | 0 | no base cost | 0 | 0 | 0.4058 | rate at $0.4058/sq.ft, reference: https://www.homewyse.com/costs/cost_of_wall_insulation.html | 0.5361 | rate at $53.61/per labor hour and 0.01 hr/sq.ft, referenrce: https://www.homewyse.com/costs/cost_of_wall_insulation.html | 0.9419 | sq ft |  | 0.9419
Nonequipment | Wall Insulation | Increased Exterior Above-Grade Wall Insulation (R-See Table Below) | Code-Compliant Exterior Above-Grade Wall Insulation | Commercial | New | Retail | FL Zone 2 | Per Square Foot | 39.9% | 19.9803 | 19.9803 | 0 | 0 | 20 | 0 | 0 | 0 | no base cost | 0 | 0 | 0.4058 | rate at $0.4058/sq.ft, reference: https://www.homewyse.com/costs/cost_of_wall_insulation.html | 0.5361 | rate at $53.61/per labor hour and 0.01 hr/sq.ft, referenrce: https://www.homewyse.com/costs/cost_of_wall_insulation.html | 0.9419 | sq ft |  | 0.9419
Nonequipment | Wall Insulation | Increased Exterior Above-Grade Wall Insulation (R-See Table Below) | Code-Compliant Exterior Above-Grade Wall Insulation | Commercial | New | Schools K-12 | FL Zone 2 | Per Square Foot | 0% | 33.6952 | 33.6952 | 0 | 0 | 20 | 0 | 0 | 0 | no base cost | 0 | 0 | 0.4058 | rate at $0.4058/sq.ft, reference: https://www.homewyse.com/costs/cost_of_wall_insulation.html | 0.5361 | rate at $53.61/per labor hour and 0.01 hr/sq.ft, referenrce: https://www.homewyse.com/costs/cost_of_wall_insulation.html | 0.9419 | sq ft |  | 0.9419
Nonequipment | Wall Insulation | Increased Exterior Above-Grade Wall Insulation (R-See Table Below) | Code-Compliant Exterior Above-Grade Wall Insulation | Commercial | New | Warehouse | FL Zone 2 | Per Square Foot | 0% | 7.0624 | 7.0624 | 0 | 0 | 20 | 0 | 0 | 0 | no base cost | 0 | 0 | 0.4058 | rate at $0.4058/sq.ft, reference: https://www.homewyse.com/costs/cost_of_wall_insulation.html | 0.5361 | rate at $53.61/per labor hour and 0.01 hr/sq.ft, referenrce: https://www.homewyse.com/costs/cost_of_wall_insulation.html | 0.9419 | sq ft |  | 0.9419
Nonequipment | Warehouse Loading Dock Seals | Warehouse Loading Dock Seals | 0 | Commercial | Existing | Assembly | FL Zone 2 | Square feet | 0% | 3.7877 | 3.7238 | 0.063867 | 0.016862 | 18 | 7.2475e-06 | 1.2931e-05 | 0 | no base cost | 0 | 0 | 0.2857 | Cost: Minnesota 2016 Statewide TRM, assume 1 dock per 10,000 sq ft facility space: http://courses.washington.edu/cee320ag/warehousing/WarehouseClassification.pdf | 0 | 0 | 0.2857 | facility sq ft |  | 0.2857
Nonequipment | Warehouse Loading Dock Seals | Warehouse Loading Dock Seals | 0 | Commercial | Existing | College and University | FL Zone 2 | Square feet | 0% | 11.0507 | 11.0195 | 0.031198 | 0.0028232 | 18 | 3.5403e-06 | 6.3167e-06 | 0 | no base cost | 0 | 0 | 0.2857 | Cost: Minnesota 2016 Statewide TRM, assume 1 dock per 10,000 sq ft facility space: http://courses.washington.edu/cee320ag/warehousing/WarehouseClassification.pdf | 0 | 0 | 0.2857 | facility sq ft |  | 0.2857
Nonequipment | Warehouse Loading Dock Seals | Warehouse Loading Dock Seals | 0 | Commercial | Existing | Grocery | FL Zone 2 | Square feet | 0% | 31.0105 | 30.7933 | 0.21719 | 0.0070036 | 18 | 2.4646e-05 | 4.3973e-05 | 0 | no base cost | 0 | 0 | 0.2857 | Cost: Minnesota 2016 Statewide TRM, assume 1 dock per 10,000 sq ft facility space: http://courses.washington.edu/cee320ag/warehousing/WarehouseClassification.pdf | 0 | 0 | 0.2857 | facility sq ft |  | 0.2857
Nonequipment | Warehouse Loading Dock Seals | Warehouse Loading Dock Seals | 0 | Commercial | Existing | Healthcare | FL Zone 2 | Square feet | 0% | 15.0829 | 15.0224 | 0.060518 | 0.0040124 | 18 | 6.8675e-06 | 1.2253e-05 | 0 | no base cost | 0 | 0 | 0.2857 | Cost: Minnesota 2016 Statewide TRM, assume 1 dock per 10,000 sq ft facility space: http://courses.washington.edu/cee320ag/warehousing/WarehouseClassification.pdf | 0 | 0 | 0.2857 | facility sq ft |  | 0.2857
Nonequipment | Warehouse Loading Dock Seals | Warehouse Loading Dock Seals | 0 | Commercial | Existing | Hospitals | FL Zone 2 | Square feet | 0% | 81.2975 | 81.2662 | 0.031305 | 0.00038507 | 18 | 3.5524e-06 | 6.3384e-06 | 0 | no base cost | 0 | 0 | 0.2857 | Cost: Minnesota 2016 Statewide TRM, assume 1 dock per 10,000 sq ft facility space: http://courses.washington.edu/cee320ag/warehousing/WarehouseClassification.pdf | 0 | 0 | 0.2857 | facility sq ft |  | 0.2857
Nonequipment | Warehouse Loading Dock Seals | Warehouse Loading Dock Seals | 0 | Commercial | Existing | Institutional | FL Zone 2 | Square feet | 0% | 56.2721 | 56.0768 | 0.19531 | 0.0034709 | 18 | 2.2164e-05 | 3.9545e-05 | 0 | no base cost | 0 | 0 | 0.2857 | Cost: Minnesota 2016 Statewide TRM, assume 1 dock per 10,000 sq ft facility space: http://courses.washington.edu/cee320ag/warehousing/WarehouseClassification.pdf | 0 | 0 | 0.2857 | facility sq ft |  | 0.2857
Nonequipment | Warehouse Loading Dock Seals | Warehouse Loading Dock Seals | 0 | Commercial | Existing | Lodging/Hospitality | FL Zone 2 | Square feet | 0% | 34.7257 | 34.5788 | 0.14693 | 0.0042311 | 18 | 1.6673e-05 | 2.9748e-05 | 0 | no base cost | 0 | 0 | 0.2857 | Cost: Minnesota 2016 Statewide TRM, assume 1 dock per 10,000 sq ft facility space: http://courses.washington.edu/cee320ag/warehousing/WarehouseClassification.pdf | 0 | 0 | 0.2857 | facility sq ft |  | 0.2857
Nonequipment | Warehouse Loading Dock Seals | Warehouse Loading Dock Seals | 0 | Commercial | Existing | Miscellaneous | FL Zone 2 | Square feet | 0% | 107.2344 | 107.1954 | 0.03904 | 0.00036406 | 18 | 4.4302e-06 | 7.9045e-06 | 0 | no base cost | 0 | 0 | 0.2857 | Cost: Minnesota 2016 Statewide TRM, assume 1 dock per 10,000 sq ft facility space: http://courses.washington.edu/cee320ag/warehousing/WarehouseClassification.pdf | 0 | 0 | 0.2857 | facility sq ft |  | 0.2857
Nonequipment | Warehouse Loading Dock Seals | Warehouse Loading Dock Seals | 0 | Commercial | Existing | Offices | FL Zone 2 | Square feet | 0% | 58.1979 | 57.9144 | 0.28345 | 0.0048704 | 18 | 3.2165e-05 | 5.7389e-05 | 0 | no base cost | 0 | 0 | 0.2857 | Cost: Minnesota 2016 Statewide TRM, assume 1 dock per 10,000 sq ft facility space: http://courses.washington.edu/cee320ag/warehousing/WarehouseClassification.pdf | 0 | 0 | 0.2857 | facility sq ft |  | 0.2857
Nonequipment | Warehouse Loading Dock Seals | Warehouse Loading Dock Seals | 0 | Commercial | Existing | Restaurants | FL Zone 2 | Square feet | 0% | 31.354 | 31.1432 | 0.21074 | 0.0067213 | 18 | 2.3914e-05 | 4.2668e-05 | 0 | no base cost | 0 | 0 | 0.2857 | Cost: Minnesota 2016 Statewide TRM, assume 1 dock per 10,000 sq ft facility space: http://courses.washington.edu/cee320ag/warehousing/WarehouseClassification.pdf | 0 | 0 | 0.2857 | facility sq ft |  | 0.2857
Nonequipment | Warehouse Loading Dock Seals | Warehouse Loading Dock Seals | 0 | Commercial | Existing | Retail | FL Zone 2 | Square feet | 0% | 5.9824 | 5.8903 | 0.092059 | 0.015388 | 18 | 1.0447e-05 | 1.8639e-05 | 0 | no base cost | 0 | 0 | 0.2857 | Cost: Minnesota 2016 Statewide TRM, assume 1 dock per 10,000 sq ft facility space: http://courses.washington.edu/cee320ag/warehousing/WarehouseClassification.pdf | 0 | 0 | 0.2857 | facility sq ft |  | 0.2857
Nonequipment | Warehouse Loading Dock Seals | Warehouse Loading Dock Seals | 0 | Commercial | Existing | Schools K-12 | FL Zone 2 | Square feet | 0% | 5.1058 | 5.0847 | 0.021024 | 0.0041177 | 18 | 2.3858e-06 | 4.2568e-06 | 0 | no base cost | 0 | 0 | 0.2857 | Cost: Minnesota 2016 Statewide TRM, assume 1 dock per 10,000 sq ft facility space: http://courses.washington.edu/cee320ag/warehousing/WarehouseClassification.pdf | 0 | 0 | 0.2857 | facility sq ft |  | 0.2857
Nonequipment | Warehouse Loading Dock Seals | Warehouse Loading Dock Seals | 0 | Commercial | Existing | Warehouse | FL Zone 2 | Square feet | 24.61% | 1.4026 | 1.3444 | 0.058137 | 0.041451 | 18 | 6.5973e-06 | 1.1771e-05 | 0 | no base cost | 0 | 0 | 0.2857 | Cost: Minnesota 2016 Statewide TRM, assume 1 dock per 10,000 sq ft facility space: http://courses.washington.edu/cee320ag/warehousing/WarehouseClassification.pdf | 0 | 0 | 0.2857 | facility sq ft |  | 0.2857
Nonequipment | Warehouse Loading Dock Seals | Warehouse Loading Dock Seals | 0 | Commercial | New | Assembly | FL Zone 2 | Square feet | 0% | 3.7877 | 3.7242 | 0.063467 | 0.016756 | 18 | 7.202e-06 | 1.285e-05 | 0 | no base cost | 0 | 0 | 0.2857 | Cost: Minnesota 2016 Statewide TRM, assume 1 dock per 10,000 sq ft facility space: http://courses.washington.edu/cee320ag/warehousing/WarehouseClassification.pdf | 0 | 0 | 0.2857 | facility sq ft |  | 0.2857
Nonequipment | Warehouse Loading Dock Seals | Warehouse Loading Dock Seals | 0 | Commercial | New | College and University | FL Zone 2 | Square feet | 0% | 11.0507 | 11.0197 | 0.031003 | 0.0028055 | 18 | 3.5181e-06 | 6.2771e-06 | 0 | no base cost | 0 | 0 | 0.2857 | Cost: Minnesota 2016 Statewide TRM, assume 1 dock per 10,000 sq ft facility space: http://courses.washington.edu/cee320ag/warehousing/WarehouseClassification.pdf | 0 | 0 | 0.2857 | facility sq ft |  | 0.2857
Nonequipment | Warehouse Loading Dock Seals | Warehouse Loading Dock Seals | 0 | Commercial | New | Grocery | FL Zone 2 | Square feet | 0% | 31.0105 | 30.7947 | 0.21582 | 0.0069597 | 18 | 2.4491e-05 | 4.3698e-05 | 0 | no base cost | 0 | 0 | 0.2857 | Cost: Minnesota 2016 Statewide TRM, assume 1 dock per 10,000 sq ft facility space: http://courses.washington.edu/cee320ag/warehousing/WarehouseClassification.pdf | 0 | 0 | 0.2857 | facility sq ft |  | 0.2857
Nonequipment | Warehouse Loading Dock Seals | Warehouse Loading Dock Seals | 0 | Commercial | New | Healthcare | FL Zone 2 | Square feet | 0% | 15.0829 | 15.0228 | 0.060139 | 0.0039872 | 18 | 6.8244e-06 | 1.2176e-05 | 0 | no base cost | 0 | 0 | 0.2857 | Cost: Minnesota 2016 Statewide TRM, assume 1 dock per 10,000 sq ft facility space: http://courses.washington.edu/cee320ag/warehousing/WarehouseClassification.pdf | 0 | 0 | 0.2857 | facility sq ft |  | 0.2857
Nonequipment | Warehouse Loading Dock Seals | Warehouse Loading Dock Seals | 0 | Commercial | New | Hospitals | FL Zone 2 | Square feet | 0% | 81.2975 | 81.2664 | 0.031109 | 0.00038266 | 18 | 3.5302e-06 | 6.2986e-06 | 0 | no base cost | 0 | 0 | 0.2857 | Cost: Minnesota 2016 Statewide TRM, assume 1 dock per 10,000 sq ft facility space: http://courses.washington.edu/cee320ag/warehousing/WarehouseClassification.pdf | 0 | 0 | 0.2857 | facility sq ft |  | 0.2857
Nonequipment | Warehouse Loading Dock Seals | Warehouse Loading Dock Seals | 0 | Commercial | New | Institutional | FL Zone 2 | Square feet | 0% | 56.2721 | 56.078 | 0.19409 | 0.0034491 | 18 | 2.2025e-05 | 3.9297e-05 | 0 | no base cost | 0 | 0 | 0.2857 | Cost: Minnesota 2016 Statewide TRM, assume 1 dock per 10,000 sq ft facility space: http://courses.washington.edu/cee320ag/warehousing/WarehouseClassification.pdf | 0 | 0 | 0.2857 | facility sq ft |  | 0.2857
Nonequipment | Warehouse Loading Dock Seals | Warehouse Loading Dock Seals | 0 | Commercial | New | Lodging/Hospitality | FL Zone 2 | Square feet | 0% | 34.7257 | 34.5797 | 0.14601 | 0.0042046 | 18 | 1.6568e-05 | 2.9562e-05 | 0 | no base cost | 0 | 0 | 0.2857 | Cost: Minnesota 2016 Statewide TRM, assume 1 dock per 10,000 sq ft facility space: http://courses.washington.edu/cee320ag/warehousing/WarehouseClassification.pdf | 0 | 0 | 0.2857 | facility sq ft |  | 0.2857
Nonequipment | Warehouse Loading Dock Seals | Warehouse Loading Dock Seals | 0 | Commercial | New | Miscellaneous | FL Zone 2 | Square feet | 0% | 107.2344 | 107.1956 | 0.038795 | 0.00036178 | 18 | 4.4024e-06 | 7.8549e-06 | 0 | no base cost | 0 | 0 | 0.2857 | Cost: Minnesota 2016 Statewide TRM, assume 1 dock per 10,000 sq ft facility space: http://courses.washington.edu/cee320ag/warehousing/WarehouseClassification.pdf | 0 | 0 | 0.2857 | facility sq ft |  | 0.2857
Nonequipment | Warehouse Loading Dock Seals | Warehouse Loading Dock Seals | 0 | Commercial | New | Offices | FL Zone 2 | Square feet | 0% | 58.1979 | 57.9162 | 0.28167 | 0.0048399 | 18 | 3.1963e-05 | 5.703e-05 | 0 | no base cost | 0 | 0 | 0.2857 | Cost: Minnesota 2016 Statewide TRM, assume 1 dock per 10,000 sq ft facility space: http://courses.washington.edu/cee320ag/warehousing/WarehouseClassification.pdf | 0 | 0 | 0.2857 | facility sq ft |  | 0.2857
Nonequipment | Warehouse Loading Dock Seals | Warehouse Loading Dock Seals | 0 | Commercial | New | Restaurants | FL Zone 2 | Square feet | 0% | 31.354 | 31.1446 | 0.20942 | 0.0066791 | 18 | 2.3764e-05 | 4.2401e-05 | 0 | no base cost | 0 | 0 | 0.2857 | Cost: Minnesota 2016 Statewide TRM, assume 1 dock per 10,000 sq ft facility space: http://courses.washington.edu/cee320ag/warehousing/WarehouseClassification.pdf | 0 | 0 | 0.2857 | facility sq ft |  | 0.2857
Nonequipment | Warehouse Loading Dock Seals | Warehouse Loading Dock Seals | 0 | Commercial | New | Retail | FL Zone 2 | Square feet | 0% | 5.9824 | 5.8909 | 0.091482 | 0.015292 | 18 | 1.0381e-05 | 1.8522e-05 | 0 | no base cost | 0 | 0 | 0.2857 | Cost: Minnesota 2016 Statewide TRM, assume 1 dock per 10,000 sq ft facility space: http://courses.washington.edu/cee320ag/warehousing/WarehouseClassification.pdf | 0 | 0 | 0.2857 | facility sq ft |  | 0.2857
Nonequipment | Warehouse Loading Dock Seals | Warehouse Loading Dock Seals | 0 | Commercial | New | Schools K-12 | FL Zone 2 | Square feet | 0% | 5.1058 | 5.0849 | 0.020892 | 0.0040919 | 18 | 2.3708e-06 | 4.2301e-06 | 0 | no base cost | 0 | 0 | 0.2857 | Cost: Minnesota 2016 Statewide TRM, assume 1 dock per 10,000 sq ft facility space: http://courses.washington.edu/cee320ag/warehousing/WarehouseClassification.pdf | 0 | 0 | 0.2857 | facility sq ft |  | 0.2857
Nonequipment | Warehouse Loading Dock Seals | Warehouse Loading Dock Seals | 0 | Commercial | New | Warehouse | FL Zone 2 | Square feet | 16.55% | 1.4026 | 1.3448 | 0.057773 | 0.041191 | 18 | 6.5559e-06 | 1.1697e-05 | 0 | no base cost | 0 | 0 | 0.2857 | Cost: Minnesota 2016 Statewide TRM, assume 1 dock per 10,000 sq ft facility space: http://courses.washington.edu/cee320ag/warehousing/WarehouseClassification.pdf | 0 | 0 | 0.2857 | facility sq ft |  | 0.2857
Nonequipment | Water Cooled Refrigeration Heat Recovery | The heat reclaim system transfers waste heat from refrigeration system to space heating or hot water | 0 | Commercial | Existing | Assembly | FL Zone 2 | Per End Use Consumption | 0% | 7520.072 | 6768.0648 | 752.0072 | 0.1 | 20 | 0 | 0.050273 | 0 | no base cost | 0 | 0 | 254 | Michigan 2018 Statewide Master Measure Database, Water-Cooled Condenser Heat Recovery DWH - HVAC Electric | 0 | 0 | 254 | ton | 48.1681 | 12234.7058
Nonequipment | Water Cooled Refrigeration Heat Recovery | The heat reclaim system transfers waste heat from refrigeration system to space heating or hot water | 0 | Commercial | Existing | College and University | FL Zone 2 | Per End Use Consumption | 55.99% | 44914.4217 | 40422.9796 | 4491.4422 | 0.1 | 20 | 0 | 0.48778 | 0 | no base cost | 0 | 0 | 254 | Michigan 2018 Statewide Master Measure Database, Water-Cooled Condenser Heat Recovery DWH - HVAC Electric | 0 | 0 | 254 | ton | 189.833 | 48217.5883
Nonequipment | Water Cooled Refrigeration Heat Recovery | The heat reclaim system transfers waste heat from refrigeration system to space heating or hot water | 0 | Commercial | Existing | Grocery | FL Zone 2 | Per End Use Consumption | 0% | 18105.3019 | 16294.7717 | 1810.5302 | 0.1 | 20 | 0 | 0.12104 | 0 | no base cost | 0 | 0 | 254 | Michigan 2018 Statewide Master Measure Database, Water-Cooled Condenser Heat Recovery DWH - HVAC Electric | 0 | 0 | 254 | ton | 11.7792 | 2991.9275
Nonequipment | Water Cooled Refrigeration Heat Recovery | The heat reclaim system transfers waste heat from refrigeration system to space heating or hot water | 0 | Commercial | Existing | Healthcare | FL Zone 2 | Per End Use Consumption | 0% | 31602.8836 | 28442.5952 | 3160.2884 | 0.1 | 20 | 0 | 0.34321 | 0 | no base cost | 0 | 0 | 254 | Michigan 2018 Statewide Master Measure Database, Water-Cooled Condenser Heat Recovery DWH - HVAC Electric | 0 | 0 | 254 | ton | 50.3019 | 12776.6861
Nonequipment | Water Cooled Refrigeration Heat Recovery | The heat reclaim system transfers waste heat from refrigeration system to space heating or hot water | 0 | Commercial | Existing | Hospitals | FL Zone 2 | Per End Use Consumption | 55.99% | 329297.0743 | 296367.3669 | 32929.7074 | 0.1 | 20 | 0 | 3.5762 | 0 | no base cost | 0 | 0 | 254 | Michigan 2018 Statewide Master Measure Database, Water-Cooled Condenser Heat Recovery DWH - HVAC Electric | 0 | 0 | 254 | ton | 524.138 | 133131.059
Nonequipment | Water Cooled Refrigeration Heat Recovery | The heat reclaim system transfers waste heat from refrigeration system to space heating or hot water | 0 | Commercial | Existing | Institutional | FL Zone 2 | Per End Use Consumption | 15.4% | 36533.2699 | 32879.943 | 3653.327 | 0.1 | 20 | 0 | 0.24423 | 0 | no base cost | 0 | 0 | 254 | Michigan 2018 Statewide Master Measure Database, Water-Cooled Condenser Heat Recovery DWH - HVAC Electric | 0 | 0 | 254 | ton | 51.5757 | 13100.2317
Nonequipment | Water Cooled Refrigeration Heat Recovery | The heat reclaim system transfers waste heat from refrigeration system to space heating or hot water | 0 | Commercial | Existing | Lodging/Hospitality | FL Zone 2 | Per End Use Consumption | 0% | 29969.1152 | 26972.2037 | 2996.9115 | 0.1 | 20 | 0 | 0.32547 | 0 | no base cost | 0 | 0 | 254 | Michigan 2018 Statewide Master Measure Database, Water-Cooled Condenser Heat Recovery DWH - HVAC Electric | 0 | 0 | 254 | ton | 84.5133 | 21466.3879
Nonequipment | Water Cooled Refrigeration Heat Recovery | The heat reclaim system transfers waste heat from refrigeration system to space heating or hot water | 0 | Commercial | Existing | Miscellaneous | FL Zone 2 | Per End Use Consumption | 0% | 348296.6521 | 313466.9869 | 34829.6652 | 0.1 | 20 | 0 | 2.3284 | 0 | no base cost | 0 | 0 | 254 | Michigan 2018 Statewide Master Measure Database, Water-Cooled Condenser Heat Recovery DWH - HVAC Electric | 0 | 0 | 254 | ton | 76.6672 | 19473.4566
Nonequipment | Water Cooled Refrigeration Heat Recovery | The heat reclaim system transfers waste heat from refrigeration system to space heating or hot water | 0 | Commercial | Existing | Offices | FL Zone 2 | Per End Use Consumption | 15.4% | 26035.3087 | 23431.7778 | 2603.5309 | 0.1 | 20 | 0 | 0.17405 | 0 | no base cost | 0 | 0 | 254 | Michigan 2018 Statewide Master Measure Database, Water-Cooled Condenser Heat Recovery DWH - HVAC Electric | 0 | 0 | 254 | ton | 40.1626 | 10201.2958
Nonequipment | Water Cooled Refrigeration Heat Recovery | The heat reclaim system transfers waste heat from refrigeration system to space heating or hot water | 0 | Commercial | Existing | Restaurants | FL Zone 2 | Per End Use Consumption | 0% | 18865.8351 | 16979.2516 | 1886.5835 | 0.1 | 20 | 0 | 0.20489 | 0 | no base cost | 0 | 0 | 254 | Michigan 2018 Statewide Master Measure Database, Water-Cooled Condenser Heat Recovery DWH - HVAC Electric | 0 | 0 | 254 | ton | 12.6995 | 3225.6662
Nonequipment | Water Cooled Refrigeration Heat Recovery | The heat reclaim system transfers waste heat from refrigeration system to space heating or hot water | 0 | Commercial | Existing | Retail | FL Zone 2 | Per End Use Consumption | 0% | 8240.1374 | 7416.1236 | 824.0137 | 0.1 | 20 | 0 | 0.055087 | 0 | no base cost | 0 | 0 | 254 | Michigan 2018 Statewide Master Measure Database, Water-Cooled Condenser Heat Recovery DWH - HVAC Electric | 0 | 0 | 254 | ton | 28.6096 | 7266.8422
Nonequipment | Water Cooled Refrigeration Heat Recovery | The heat reclaim system transfers waste heat from refrigeration system to space heating or hot water | 0 | Commercial | Existing | Schools K-12 | FL Zone 2 | Per End Use Consumption | 0% | 30794.1632 | 27714.7469 | 3079.4163 | 0.1 | 20 | 0 | 0.33443 | 0 | no base cost | 0 | 0 | 254 | Michigan 2018 Statewide Master Measure Database, Water-Cooled Condenser Heat Recovery DWH - HVAC Electric | 0 | 0 | 254 | ton | 130.1531 | 33058.8757
Nonequipment | Water Cooled Refrigeration Heat Recovery | The heat reclaim system transfers waste heat from refrigeration system to space heating or hot water | 0 | Commercial | Existing | Warehouse | FL Zone 2 | Per End Use Consumption | 0% | 3059.104 | 2753.1936 | 305.9104 | 0.1 | 20 | 0 | 0.020451 | 0 | no base cost | 0 | 0 | 254 | Michigan 2018 Statewide Master Measure Database, Water-Cooled Condenser Heat Recovery DWH - HVAC Electric | 0 | 0 | 254 | ton | 40.16 | 10200.6352
Nonequipment | Water Cooled Refrigeration Heat Recovery | The heat reclaim system transfers waste heat from refrigeration system to space heating or hot water | 0 | Commercial | New | Assembly | FL Zone 2 | Per End Use Consumption | 0% | 7520.072 | 6768.0648 | 752.0072 | 0.1 | 20 | 0 | 0.050273 | 0 | no base cost | 0 | 0 | 254 | Michigan 2018 Statewide Master Measure Database, Water-Cooled Condenser Heat Recovery DWH - HVAC Electric | 0 | 0 | 254 | ton | 48.1681 | 12234.7058
Nonequipment | Water Cooled Refrigeration Heat Recovery | The heat reclaim system transfers waste heat from refrigeration system to space heating or hot water | 0 | Commercial | New | College and University | FL Zone 2 | Per End Use Consumption | 4.199% | 44914.4217 | 40422.9796 | 4491.4422 | 0.1 | 20 | 0 | 0.48778 | 0 | no base cost | 0 | 0 | 254 | Michigan 2018 Statewide Master Measure Database, Water-Cooled Condenser Heat Recovery DWH - HVAC Electric | 0 | 0 | 254 | ton | 189.833 | 48217.5883
Nonequipment | Water Cooled Refrigeration Heat Recovery | The heat reclaim system transfers waste heat from refrigeration system to space heating or hot water | 0 | Commercial | New | Grocery | FL Zone 2 | Per End Use Consumption | 0% | 18105.3019 | 16294.7717 | 1810.5302 | 0.1 | 20 | 0 | 0.12104 | 0 | no base cost | 0 | 0 | 254 | Michigan 2018 Statewide Master Measure Database, Water-Cooled Condenser Heat Recovery DWH - HVAC Electric | 0 | 0 | 254 | ton | 11.7792 | 2991.9275
Nonequipment | Water Cooled Refrigeration Heat Recovery | The heat reclaim system transfers waste heat from refrigeration system to space heating or hot water | 0 | Commercial | New | Healthcare | FL Zone 2 | Per End Use Consumption | 0% | 31602.8836 | 28442.5952 | 3160.2884 | 0.1 | 20 | 0 | 0.34321 | 0 | no base cost | 0 | 0 | 254 | Michigan 2018 Statewide Master Measure Database, Water-Cooled Condenser Heat Recovery DWH - HVAC Electric | 0 | 0 | 254 | ton | 50.3019 | 12776.6861
Nonequipment | Water Cooled Refrigeration Heat Recovery | The heat reclaim system transfers waste heat from refrigeration system to space heating or hot water | 0 | Commercial | New | Hospitals | FL Zone 2 | Per End Use Consumption | 4.199% | 329297.0743 | 296367.3669 | 32929.7074 | 0.1 | 20 | 0 | 3.5762 | 0 | no base cost | 0 | 0 | 254 | Michigan 2018 Statewide Master Measure Database, Water-Cooled Condenser Heat Recovery DWH - HVAC Electric | 0 | 0 | 254 | ton | 524.138 | 133131.059
Nonequipment | Water Cooled Refrigeration Heat Recovery | The heat reclaim system transfers waste heat from refrigeration system to space heating or hot water | 0 | Commercial | New | Institutional | FL Zone 2 | Per End Use Consumption | 15.4% | 36533.2699 | 32879.943 | 3653.327 | 0.1 | 20 | 0 | 0.24423 | 0 | no base cost | 0 | 0 | 254 | Michigan 2018 Statewide Master Measure Database, Water-Cooled Condenser Heat Recovery DWH - HVAC Electric | 0 | 0 | 254 | ton | 51.5757 | 13100.2317
Nonequipment | Water Cooled Refrigeration Heat Recovery | The heat reclaim system transfers waste heat from refrigeration system to space heating or hot water | 0 | Commercial | New | Lodging/Hospitality | FL Zone 2 | Per End Use Consumption | 0% | 29969.1152 | 26972.2037 | 2996.9115 | 0.1 | 20 | 0 | 0.32547 | 0 | no base cost | 0 | 0 | 254 | Michigan 2018 Statewide Master Measure Database, Water-Cooled Condenser Heat Recovery DWH - HVAC Electric | 0 | 0 | 254 | ton | 84.5133 | 21466.3879
Nonequipment | Water Cooled Refrigeration Heat Recovery | The heat reclaim system transfers waste heat from refrigeration system to space heating or hot water | 0 | Commercial | New | Miscellaneous | FL Zone 2 | Per End Use Consumption | 0% | 348296.6521 | 313466.9869 | 34829.6652 | 0.1 | 20 | 0 | 2.3284 | 0 | no base cost | 0 | 0 | 254 | Michigan 2018 Statewide Master Measure Database, Water-Cooled Condenser Heat Recovery DWH - HVAC Electric | 0 | 0 | 254 | ton | 76.6672 | 19473.4566
Nonequipment | Water Cooled Refrigeration Heat Recovery | The heat reclaim system transfers waste heat from refrigeration system to space heating or hot water | 0 | Commercial | New | Offices | FL Zone 2 | Per End Use Consumption | 15.4% | 26035.3087 | 23431.7778 | 2603.5309 | 0.1 | 20 | 0 | 0.17405 | 0 | no base cost | 0 | 0 | 254 | Michigan 2018 Statewide Master Measure Database, Water-Cooled Condenser Heat Recovery DWH - HVAC Electric | 0 | 0 | 254 | ton | 40.1626 | 10201.2958
Nonequipment | Water Cooled Refrigeration Heat Recovery | The heat reclaim system transfers waste heat from refrigeration system to space heating or hot water | 0 | Commercial | New | Restaurants | FL Zone 2 | Per End Use Consumption | 0% | 18865.8351 | 16979.2516 | 1886.5835 | 0.1 | 20 | 0 | 0.20489 | 0 | no base cost | 0 | 0 | 254 | Michigan 2018 Statewide Master Measure Database, Water-Cooled Condenser Heat Recovery DWH - HVAC Electric | 0 | 0 | 254 | ton | 12.6995 | 3225.6662
Nonequipment | Water Cooled Refrigeration Heat Recovery | The heat reclaim system transfers waste heat from refrigeration system to space heating or hot water | 0 | Commercial | New | Retail | FL Zone 2 | Per End Use Consumption | 0% | 8240.1374 | 7416.1236 | 824.0137 | 0.1 | 20 | 0 | 0.055087 | 0 | no base cost | 0 | 0 | 254 | Michigan 2018 Statewide Master Measure Database, Water-Cooled Condenser Heat Recovery DWH - HVAC Electric | 0 | 0 | 254 | ton | 28.6096 | 7266.8422
Nonequipment | Water Cooled Refrigeration Heat Recovery | The heat reclaim system transfers waste heat from refrigeration system to space heating or hot water | 0 | Commercial | New | Schools K-12 | FL Zone 2 | Per End Use Consumption | 0% | 30794.1632 | 27714.7469 | 3079.4163 | 0.1 | 20 | 0 | 0.33443 | 0 | no base cost | 0 | 0 | 254 | Michigan 2018 Statewide Master Measure Database, Water-Cooled Condenser Heat Recovery DWH - HVAC Electric | 0 | 0 | 254 | ton | 130.1531 | 33058.8757
Nonequipment | Water Cooled Refrigeration Heat Recovery | The heat reclaim system transfers waste heat from refrigeration system to space heating or hot water | 0 | Commercial | New | Warehouse | FL Zone 2 | Per End Use Consumption | 0% | 3059.104 | 2753.1936 | 305.9104 | 0.1 | 20 | 0 | 0.020451 | 0 | no base cost | 0 | 0 | 254 | Michigan 2018 Statewide Master Measure Database, Water-Cooled Condenser Heat Recovery DWH - HVAC Electric | 0 | 0 | 254 | ton | 40.16 | 10200.6352
Nonequipment | Waterside Economizer | Waterside Economizer | Water Cooled Centrifugal Chiller, 200 Tons, 0.596 kW/ton (IPLV) | Commercial | Existing | Assembly | FL Zone 2 | Per End Use Consumption | 0% | 193338.4426 | 182597.418 | 10741.0246 | 0.055556 | 20 | 4.3604 | 0 | 0 | no base cost | 0 | 0 | 7160.52 | RS Means 1800 GPM Plate heat exchanger D30406101040 | 0 | 0 | 7160.52 | economizer | 40 | 286420.8
Nonequipment | Waterside Economizer | Waterside Economizer | Water Cooled Centrifugal Chiller, 200 Tons, 0.596 kW/ton (IPLV) | Commercial | Existing | College and University | FL Zone 2 | Per End Use Consumption | 17.02% | 214491.7687 | 202575.5594 | 11916.2094 | 0.055556 | 20 | 4.8375 | 0 | 0 | no base cost | 0 | 0 | 7160.52 | RS Means 1800 GPM Plate heat exchanger D30406101040 | 0 | 0 | 7160.52 | economizer | 40 | 286420.8
Nonequipment | Waterside Economizer | Waterside Economizer | Water Cooled Centrifugal Chiller, 200 Tons, 0.596 kW/ton (IPLV) | Commercial | Existing | Grocery | FL Zone 2 | Per End Use Consumption | 0% | 106802.1083 | 100868.6578 | 5933.4505 | 0.055556 | 20 | 2.4088 | 0 | 0 | no base cost | 0 | 0 | 7160.52 | RS Means 1800 GPM Plate heat exchanger D30406101040 | 0 | 0 | 7160.52 | economizer | 40 | 286420.8
Nonequipment | Waterside Economizer | Waterside Economizer | Water Cooled Centrifugal Chiller, 200 Tons, 0.596 kW/ton (IPLV) | Commercial | Existing | Healthcare | FL Zone 2 | Per End Use Consumption | 0% | 420699.7175 | 397327.5109 | 23372.2065 | 0.055556 | 20 | 9.4882 | 0 | 0 | no base cost | 0 | 0 | 7160.52 | RS Means 1800 GPM Plate heat exchanger D30406101040 | 0 | 0 | 7160.52 | economizer | 40 | 286420.8
Nonequipment | Waterside Economizer | Waterside Economizer | Water Cooled Centrifugal Chiller, 200 Tons, 0.596 kW/ton (IPLV) | Commercial | Existing | Hospitals | FL Zone 2 | Per End Use Consumption | 12.77% | 398510.9138 | 376371.4186 | 22139.4952 | 0.055556 | 20 | 8.9878 | 0 | 0 | no base cost | 0 | 0 | 7160.52 | RS Means 1800 GPM Plate heat exchanger D30406101040 | 0 | 0 | 7160.52 | economizer | 40 | 286420.8
Nonequipment | Waterside Economizer | Waterside Economizer | Water Cooled Centrifugal Chiller, 200 Tons, 0.596 kW/ton (IPLV) | Commercial | Existing | Institutional | FL Zone 2 | Per End Use Consumption | 12.77% | 104435.3026 | 98633.3413 | 5801.9613 | 0.055556 | 20 | 2.3554 | 0 | 0 | no base cost | 0 | 0 | 7160.52 | RS Means 1800 GPM Plate heat exchanger D30406101040 | 0 | 0 | 7160.52 | economizer | 40 | 286420.8
Nonequipment | Waterside Economizer | Waterside Economizer | Water Cooled Centrifugal Chiller, 200 Tons, 0.596 kW/ton (IPLV) | Commercial | Existing | Lodging/Hospitality | FL Zone 2 | Per End Use Consumption | 0% | 319370.8474 | 301628.0225 | 17742.8249 | 0.055556 | 20 | 7.2029 | 0 | 0 | no base cost | 0 | 0 | 7160.52 | RS Means 1800 GPM Plate heat exchanger D30406101040 | 0 | 0 | 7160.52 | economizer | 40 | 286420.8
Nonequipment | Waterside Economizer | Waterside Economizer | Water Cooled Centrifugal Chiller, 200 Tons, 0.596 kW/ton (IPLV) | Commercial | Existing | Miscellaneous | FL Zone 2 | Per End Use Consumption | 0% | 107985.5112 | 101986.3161 | 5999.1951 | 0.055556 | 20 | 2.4354 | 0 | 0 | no base cost | 0 | 0 | 7160.52 | RS Means 1800 GPM Plate heat exchanger D30406101040 | 0 | 0 | 7160.52 | economizer | 40 | 286420.8
Nonequipment | Waterside Economizer | Waterside Economizer | Water Cooled Centrifugal Chiller, 200 Tons, 0.596 kW/ton (IPLV) | Commercial | Existing | Offices | FL Zone 2 | Per End Use Consumption | 0% | 217598.2013 | 205509.4123 | 12088.789 | 0.055556 | 20 | 4.9076 | 0 | 0 | no base cost | 0 | 0 | 7160.52 | RS Means 1800 GPM Plate heat exchanger D30406101040 | 0 | 0 | 7160.52 | economizer | 40 | 286420.8
Nonequipment | Waterside Economizer | Waterside Economizer | Water Cooled Centrifugal Chiller, 200 Tons, 0.596 kW/ton (IPLV) | Commercial | Existing | Restaurants | FL Zone 2 | Per End Use Consumption | 0% | 313305.9077 | 295900.024 | 17405.8838 | 0.055556 | 20 | 7.0661 | 0 | 0 | no base cost | 0 | 0 | 7160.52 | RS Means 1800 GPM Plate heat exchanger D30406101040 | 0 | 0 | 7160.52 | economizer | 40 | 286420.8
Nonequipment | Waterside Economizer | Waterside Economizer | Water Cooled Centrifugal Chiller, 200 Tons, 0.596 kW/ton (IPLV) | Commercial | Existing | Retail | FL Zone 2 | Per End Use Consumption | 0% | 245556.0939 | 231914.0887 | 13642.0052 | 0.055556 | 20 | 5.5381 | 0 | 0 | no base cost | 0 | 0 | 7160.52 | RS Means 1800 GPM Plate heat exchanger D30406101040 | 0 | 0 | 7160.52 | economizer | 40 | 286420.8
Nonequipment | Waterside Economizer | Waterside Economizer | Water Cooled Centrifugal Chiller, 200 Tons, 0.596 kW/ton (IPLV) | Commercial | Existing | Schools K-12 | FL Zone 2 | Per End Use Consumption | 0% | 213456.2912 | 201597.6084 | 11858.6828 | 0.055556 | 20 | 4.8142 | 0 | 0 | no base cost | 0 | 0 | 7160.52 | RS Means 1800 GPM Plate heat exchanger D30406101040 | 0 | 0 | 7160.52 | economizer | 40 | 286420.8
Nonequipment | Waterside Economizer | Waterside Economizer | Water Cooled Centrifugal Chiller, 200 Tons, 0.596 kW/ton (IPLV) | Commercial | Existing | Warehouse | FL Zone 2 | Per End Use Consumption | 0% | 46892.3384 | 44287.2085 | 2605.1299 | 0.055556 | 20 | 1.0576 | 0 | 0 | no base cost | 0 | 0 | 7160.52 | RS Means 1800 GPM Plate heat exchanger D30406101040 | 0 | 0 | 7160.52 | economizer | 40 | 286420.8
Nonequipment | Waterside Economizer | Waterside Economizer | Code-Compliant Water Cooled Centrifugal Chiller, 200 Tons, 0.596 kW/ton (IPLV) | Commercial | New | Assembly | FL Zone 2 | Per End Use Consumption | 0% | 193338.4426 | 182597.418 | 10741.0246 | 0.055556 | 20 | 4.3604 | 0 | 0 | no base cost | 0 | 0 | 7160.52 | RS Means 1800 GPM Plate heat exchanger D30406101040 | 0 | 0 | 7160.52 | economizer | 40 | 286420.8
Nonequipment | Waterside Economizer | Waterside Economizer | Code-Compliant Water Cooled Centrifugal Chiller, 200 Tons, 0.596 kW/ton (IPLV) | Commercial | New | College and University | FL Zone 2 | Per End Use Consumption | 17.02% | 214491.7687 | 202575.5594 | 11916.2094 | 0.055556 | 20 | 4.8375 | 0 | 0 | no base cost | 0 | 0 | 7160.52 | RS Means 1800 GPM Plate heat exchanger D30406101040 | 0 | 0 | 7160.52 | economizer | 40 | 286420.8
Nonequipment | Waterside Economizer | Waterside Economizer | Code-Compliant Water Cooled Centrifugal Chiller, 200 Tons, 0.596 kW/ton (IPLV) | Commercial | New | Grocery | FL Zone 2 | Per End Use Consumption | 0% | 106802.1083 | 100868.6578 | 5933.4505 | 0.055556 | 20 | 2.4088 | 0 | 0 | no base cost | 0 | 0 | 7160.52 | RS Means 1800 GPM Plate heat exchanger D30406101040 | 0 | 0 | 7160.52 | economizer | 40 | 286420.8
Nonequipment | Waterside Economizer | Waterside Economizer | Code-Compliant Water Cooled Centrifugal Chiller, 200 Tons, 0.596 kW/ton (IPLV) | Commercial | New | Healthcare | FL Zone 2 | Per End Use Consumption | 0% | 420699.7175 | 397327.5109 | 23372.2065 | 0.055556 | 20 | 9.4882 | 0 | 0 | no base cost | 0 | 0 | 7160.52 | RS Means 1800 GPM Plate heat exchanger D30406101040 | 0 | 0 | 7160.52 | economizer | 40 | 286420.8
Nonequipment | Waterside Economizer | Waterside Economizer | Code-Compliant Water Cooled Centrifugal Chiller, 200 Tons, 0.596 kW/ton (IPLV) | Commercial | New | Hospitals | FL Zone 2 | Per End Use Consumption | 19.15% | 398510.9138 | 376371.4186 | 22139.4952 | 0.055556 | 20 | 8.9878 | 0 | 0 | no base cost | 0 | 0 | 7160.52 | RS Means 1800 GPM Plate heat exchanger D30406101040 | 0 | 0 | 7160.52 | economizer | 40 | 286420.8
Nonequipment | Waterside Economizer | Waterside Economizer | Code-Compliant Water Cooled Centrifugal Chiller, 200 Tons, 0.596 kW/ton (IPLV) | Commercial | New | Institutional | FL Zone 2 | Per End Use Consumption | 19.15% | 104435.3026 | 98633.3413 | 5801.9613 | 0.055556 | 20 | 2.3554 | 0 | 0 | no base cost | 0 | 0 | 7160.52 | RS Means 1800 GPM Plate heat exchanger D30406101040 | 0 | 0 | 7160.52 | economizer | 40 | 286420.8
Nonequipment | Waterside Economizer | Waterside Economizer | Code-Compliant Water Cooled Centrifugal Chiller, 200 Tons, 0.596 kW/ton (IPLV) | Commercial | New | Lodging/Hospitality | FL Zone 2 | Per End Use Consumption | 0% | 319370.8474 | 301628.0225 | 17742.8249 | 0.055556 | 20 | 7.2029 | 0 | 0 | no base cost | 0 | 0 | 7160.52 | RS Means 1800 GPM Plate heat exchanger D30406101040 | 0 | 0 | 7160.52 | economizer | 40 | 286420.8
Nonequipment | Waterside Economizer | Waterside Economizer | Code-Compliant Water Cooled Centrifugal Chiller, 200 Tons, 0.596 kW/ton (IPLV) | Commercial | New | Miscellaneous | FL Zone 2 | Per End Use Consumption | 0% | 107985.5112 | 101986.3161 | 5999.1951 | 0.055556 | 20 | 2.4354 | 0 | 0 | no base cost | 0 | 0 | 7160.52 | RS Means 1800 GPM Plate heat exchanger D30406101040 | 0 | 0 | 7160.52 | economizer | 40 | 286420.8
Nonequipment | Waterside Economizer | Waterside Economizer | Code-Compliant Water Cooled Centrifugal Chiller, 200 Tons, 0.596 kW/ton (IPLV) | Commercial | New | Offices | FL Zone 2 | Per End Use Consumption | 0% | 217598.2013 | 205509.4123 | 12088.789 | 0.055556 | 20 | 4.9076 | 0 | 0 | no base cost | 0 | 0 | 7160.52 | RS Means 1800 GPM Plate heat exchanger D30406101040 | 0 | 0 | 7160.52 | economizer | 40 | 286420.8
Nonequipment | Waterside Economizer | Waterside Economizer | Code-Compliant Water Cooled Centrifugal Chiller, 200 Tons, 0.596 kW/ton (IPLV) | Commercial | New | Restaurants | FL Zone 2 | Per End Use Consumption | 0% | 313305.9077 | 295900.024 | 17405.8838 | 0.055556 | 20 | 7.0661 | 0 | 0 | no base cost | 0 | 0 | 7160.52 | RS Means 1800 GPM Plate heat exchanger D30406101040 | 0 | 0 | 7160.52 | economizer | 40 | 286420.8
Nonequipment | Waterside Economizer | Waterside Economizer | Code-Compliant Water Cooled Centrifugal Chiller, 200 Tons, 0.596 kW/ton (IPLV) | Commercial | New | Retail | FL Zone 2 | Per End Use Consumption | 0% | 245556.0939 | 231914.0887 | 13642.0052 | 0.055556 | 20 | 5.5381 | 0 | 0 | no base cost | 0 | 0 | 7160.52 | RS Means 1800 GPM Plate heat exchanger D30406101040 | 0 | 0 | 7160.52 | economizer | 40 | 286420.8
Nonequipment | Waterside Economizer | Waterside Economizer | Code-Compliant Water Cooled Centrifugal Chiller, 200 Tons, 0.596 kW/ton (IPLV) | Commercial | New | Schools K-12 | FL Zone 2 | Per End Use Consumption | 0% | 213456.2912 | 201597.6084 | 11858.6828 | 0.055556 | 20 | 4.8142 | 0 | 0 | no base cost | 0 | 0 | 7160.52 | RS Means 1800 GPM Plate heat exchanger D30406101040 | 0 | 0 | 7160.52 | economizer | 40 | 286420.8
Nonequipment | Waterside Economizer | Waterside Economizer | Code-Compliant Water Cooled Centrifugal Chiller, 200 Tons, 0.596 kW/ton (IPLV) | Commercial | New | Warehouse | FL Zone 2 | Per End Use Consumption | 0% | 46892.3384 | 44287.2085 | 2605.1299 | 0.055556 | 20 | 1.0576 | 0 | 0 | no base cost | 0 | 0 | 7160.52 | RS Means 1800 GPM Plate heat exchanger D30406101040 | 0 | 0 | 7160.52 | economizer | 40 | 286420.8
Nonequipment | Window Sun Protection | Window Sun Protection (Includes sunscreen, film, tinting or overhang to minimize heat gain through window) | Standard Window with below Code Required Minimum SHGC | Commercial | Existing | Assembly | FL Zone 2 | Per 100 S.F. | 7.839% | 694.9422 | 583.7515 | 111.1908 | 0.16 | 10 | 0.042491 | -0.010532 | 0 | no base cost | 0 | 0 | 3.5 | CMUA TRM, 2017, based on average incremental cost for Nonresidential reflective window film | 0 | 0 | 3.5 | sq ft | 100 | 350
Nonequipment | Window Sun Protection | Window Sun Protection (Includes sunscreen, film, tinting or overhang to minimize heat gain through window) | Standard Window with below Code Required Minimum SHGC | Commercial | Existing | College and University | FL Zone 2 | Per 100 S.F. | 15.68% | 694.9422 | 583.7515 | 111.1908 | 0.16 | 10 | 0.042491 | -0.010532 | 0 | no base cost | 0 | 0 | 3.5 | CMUA TRM, 2017, based on average incremental cost for Nonresidential reflective window film | 0 | 0 | 3.5 | sq ft | 100 | 350
Nonequipment | Window Sun Protection | Window Sun Protection (Includes sunscreen, film, tinting or overhang to minimize heat gain through window) | Standard Window with below Code Required Minimum SHGC | Commercial | Existing | Grocery | FL Zone 2 | Per 100 S.F. | 12.19% | 694.9422 | 583.7515 | 111.1908 | 0.16 | 10 | 0.042491 | -0.010532 | 0 | no base cost | 0 | 0 | 3.5 | CMUA TRM, 2017, based on average incremental cost for Nonresidential reflective window film | 0 | 0 | 3.5 | sq ft | 100 | 350
Nonequipment | Window Sun Protection | Window Sun Protection (Includes sunscreen, film, tinting or overhang to minimize heat gain through window) | Standard Window with below Code Required Minimum SHGC | Commercial | Existing | Healthcare | FL Zone 2 | Per 100 S.F. | 12.19% | 694.9422 | 583.7515 | 111.1908 | 0.16 | 10 | 0.042491 | -0.010532 | 0 | no base cost | 0 | 0 | 3.5 | CMUA TRM, 2017, based on average incremental cost for Nonresidential reflective window film | 0 | 0 | 3.5 | sq ft | 100 | 350
Nonequipment | Window Sun Protection | Window Sun Protection (Includes sunscreen, film, tinting or overhang to minimize heat gain through window) | Standard Window with below Code Required Minimum SHGC | Commercial | Existing | Hospitals | FL Zone 2 | Per 100 S.F. | 7.839% | 694.9422 | 583.7515 | 111.1908 | 0.16 | 10 | 0.042491 | -0.010532 | 0 | no base cost | 0 | 0 | 3.5 | CMUA TRM, 2017, based on average incremental cost for Nonresidential reflective window film | 0 | 0 | 3.5 | sq ft | 100 | 350
Nonequipment | Window Sun Protection | Window Sun Protection (Includes sunscreen, film, tinting or overhang to minimize heat gain through window) | Standard Window with below Code Required Minimum SHGC | Commercial | Existing | Institutional | FL Zone 2 | Per 100 S.F. | 6.178% | 694.9422 | 583.7515 | 111.1908 | 0.16 | 10 | 0.042491 | -0.010532 | 0 | no base cost | 0 | 0 | 3.5 | CMUA TRM, 2017, based on average incremental cost for Nonresidential reflective window film | 0 | 0 | 3.5 | sq ft | 100 | 350
Nonequipment | Window Sun Protection | Window Sun Protection (Includes sunscreen, film, tinting or overhang to minimize heat gain through window) | Standard Window with below Code Required Minimum SHGC | Commercial | Existing | Lodging/Hospitality | FL Zone 2 | Per 100 S.F. | 15.68% | 694.9422 | 583.7515 | 111.1908 | 0.16 | 10 | 0.049635 | -0.024541 | 0 | no base cost | 0 | 0 | 3.5 | CMUA TRM, 2017, based on average incremental cost for Nonresidential reflective window film | 0 | 0 | 3.5 | sq ft | 100 | 350
Nonequipment | Window Sun Protection | Window Sun Protection (Includes sunscreen, film, tinting or overhang to minimize heat gain through window) | Standard Window with below Code Required Minimum SHGC | Commercial | Existing | Miscellaneous | FL Zone 2 | Per 100 S.F. | 12.84% | 694.9422 | 583.7515 | 111.1908 | 0.16 | 10 | 0.058425 | -0.042841 | 0 | no base cost | 0 | 0 | 3.5 | CMUA TRM, 2017, based on average incremental cost for Nonresidential reflective window film | 0 | 0 | 3.5 | sq ft | 100 | 350
Nonequipment | Window Sun Protection | Window Sun Protection (Includes sunscreen, film, tinting or overhang to minimize heat gain through window) | Standard Window with below Code Required Minimum SHGC | Commercial | Existing | Offices | FL Zone 2 | Per 100 S.F. | 7.839% | 694.9422 | 583.7515 | 111.1908 | 0.16 | 10 | 0.042491 | -0.010532 | 0 | no base cost | 0 | 0 | 3.5 | CMUA TRM, 2017, based on average incremental cost for Nonresidential reflective window film | 0 | 0 | 3.5 | sq ft | 100 | 350
Nonequipment | Window Sun Protection | Window Sun Protection (Includes sunscreen, film, tinting or overhang to minimize heat gain through window) | Standard Window with below Code Required Minimum SHGC | Commercial | Existing | Restaurants | FL Zone 2 | Per 100 S.F. | 12.19% | 694.9422 | 583.7515 | 111.1908 | 0.16 | 10 | 0.042491 | -0.010532 | 0 | no base cost | 0 | 0 | 3.5 | CMUA TRM, 2017, based on average incremental cost for Nonresidential reflective window film | 0 | 0 | 3.5 | sq ft | 100 | 350
Nonequipment | Window Sun Protection | Window Sun Protection (Includes sunscreen, film, tinting or overhang to minimize heat gain through window) | Standard Window with below Code Required Minimum SHGC | Commercial | Existing | Retail | FL Zone 2 | Per 100 S.F. | 7.316% | 694.9422 | 583.7515 | 111.1908 | 0.16 | 10 | 0.042491 | -0.010532 | 0 | no base cost | 0 | 0 | 3.5 | CMUA TRM, 2017, based on average incremental cost for Nonresidential reflective window film | 0 | 0 | 3.5 | sq ft | 100 | 350
Nonequipment | Window Sun Protection | Window Sun Protection (Includes sunscreen, film, tinting or overhang to minimize heat gain through window) | Standard Window with below Code Required Minimum SHGC | Commercial | Existing | Schools K-12 | FL Zone 2 | Per 100 S.F. | 15.68% | 694.9422 | 583.7515 | 111.1908 | 0.16 | 10 | 0.042491 | -0.010532 | 0 | no base cost | 0 | 0 | 3.5 | CMUA TRM, 2017, based on average incremental cost for Nonresidential reflective window film | 0 | 0 | 3.5 | sq ft | 100 | 350
Nonequipment | Window Sun Protection | Window Sun Protection (Includes sunscreen, film, tinting or overhang to minimize heat gain through window) | Standard Window with below Code Required Minimum SHGC | Commercial | Existing | Warehouse | FL Zone 2 | Per 100 S.F. | 7.316% | 694.9422 | 583.7515 | 111.1908 | 0.16 | 10 | 0.058425 | -0.042841 | 0 | no base cost | 0 | 0 | 3.5 | CMUA TRM, 2017, based on average incremental cost for Nonresidential reflective window film | 0 | 0 | 3.5 | sq ft | 100 | 350
Nonequipment | Window Sun Protection | Window Sun Protection (Includes sunscreen, film, tinting or overhang to minimize heat gain through window) | Standard Window with below Code Required Minimum SHGC | Commercial | New | Assembly | FL Zone 2 | Per 100 S.F. | 15.35% | 416.9653 | 350.2509 | 66.7145 | 0.16 | 10 | 0.025494 | -0.0063194 | 0 | no base cost | 0 | 0 | 3.5 | CMUA TRM, 2017, based on average incremental cost for Nonresidential reflective window film | 0 | 0 | 3.5 | sq ft | 100 | 350
Nonequipment | Window Sun Protection | Window Sun Protection (Includes sunscreen, film, tinting or overhang to minimize heat gain through window) | Standard Window with below Code Required Minimum SHGC | Commercial | New | College and University | FL Zone 2 | Per 100 S.F. | 15.35% | 416.9653 | 350.2509 | 66.7145 | 0.16 | 10 | 0.025494 | -0.0063194 | 0 | no base cost | 0 | 0 | 3.5 | CMUA TRM, 2017, based on average incremental cost for Nonresidential reflective window film | 0 | 0 | 3.5 | sq ft | 100 | 350
Nonequipment | Window Sun Protection | Window Sun Protection (Includes sunscreen, film, tinting or overhang to minimize heat gain through window) | Standard Window with below Code Required Minimum SHGC | Commercial | New | Grocery | FL Zone 2 | Per 100 S.F. | 15.35% | 416.9653 | 350.2509 | 66.7145 | 0.16 | 10 | 0.025494 | -0.0063194 | 0 | no base cost | 0 | 0 | 3.5 | CMUA TRM, 2017, based on average incremental cost for Nonresidential reflective window film | 0 | 0 | 3.5 | sq ft | 100 | 350
Nonequipment | Window Sun Protection | Window Sun Protection (Includes sunscreen, film, tinting or overhang to minimize heat gain through window) | Standard Window with below Code Required Minimum SHGC | Commercial | New | Healthcare | FL Zone 2 | Per 100 S.F. | 15.35% | 416.9653 | 350.2509 | 66.7145 | 0.16 | 10 | 0.025494 | -0.0063194 | 0 | no base cost | 0 | 0 | 3.5 | CMUA TRM, 2017, based on average incremental cost for Nonresidential reflective window film | 0 | 0 | 3.5 | sq ft | 100 | 350
Nonequipment | Window Sun Protection | Window Sun Protection (Includes sunscreen, film, tinting or overhang to minimize heat gain through window) | Standard Window with below Code Required Minimum SHGC | Commercial | New | Hospitals | FL Zone 2 | Per 100 S.F. | 15.35% | 416.9653 | 350.2509 | 66.7145 | 0.16 | 10 | 0.025494 | -0.0063194 | 0 | no base cost | 0 | 0 | 3.5 | CMUA TRM, 2017, based on average incremental cost for Nonresidential reflective window film | 0 | 0 | 3.5 | sq ft | 100 | 350
Nonequipment | Window Sun Protection | Window Sun Protection (Includes sunscreen, film, tinting or overhang to minimize heat gain through window) | Standard Window with below Code Required Minimum SHGC | Commercial | New | Institutional | FL Zone 2 | Per 100 S.F. | 15.35% | 416.9653 | 350.2509 | 66.7145 | 0.16 | 10 | 0.025494 | -0.0063194 | 0 | no base cost | 0 | 0 | 3.5 | CMUA TRM, 2017, based on average incremental cost for Nonresidential reflective window film | 0 | 0 | 3.5 | sq ft | 100 | 350
Nonequipment | Window Sun Protection | Window Sun Protection (Includes sunscreen, film, tinting or overhang to minimize heat gain through window) | Standard Window with below Code Required Minimum SHGC | Commercial | New | Lodging/Hospitality | FL Zone 2 | Per 100 S.F. | 15.35% | 416.9653 | 350.2509 | 66.7145 | 0.16 | 10 | 0.029781 | -0.014724 | 0 | no base cost | 0 | 0 | 3.5 | CMUA TRM, 2017, based on average incremental cost for Nonresidential reflective window film | 0 | 0 | 3.5 | sq ft | 100 | 350
Nonequipment | Window Sun Protection | Window Sun Protection (Includes sunscreen, film, tinting or overhang to minimize heat gain through window) | Standard Window with below Code Required Minimum SHGC | Commercial | New | Miscellaneous | FL Zone 2 | Per 100 S.F. | 12.84% | 416.9653 | 350.2509 | 66.7145 | 0.16 | 10 | 0.035055 | -0.025705 | 0 | no base cost | 0 | 0 | 3.5 | CMUA TRM, 2017, based on average incremental cost for Nonresidential reflective window film | 0 | 0 | 3.5 | sq ft | 100 | 350
Nonequipment | Window Sun Protection | Window Sun Protection (Includes sunscreen, film, tinting or overhang to minimize heat gain through window) | Standard Window with below Code Required Minimum SHGC | Commercial | New | Offices | FL Zone 2 | Per 100 S.F. | 15.35% | 416.9653 | 350.2509 | 66.7145 | 0.16 | 10 | 0.025494 | -0.0063194 | 0 | no base cost | 0 | 0 | 3.5 | CMUA TRM, 2017, based on average incremental cost for Nonresidential reflective window film | 0 | 0 | 3.5 | sq ft | 100 | 350
Nonequipment | Window Sun Protection | Window Sun Protection (Includes sunscreen, film, tinting or overhang to minimize heat gain through window) | Standard Window with below Code Required Minimum SHGC | Commercial | New | Restaurants | FL Zone 2 | Per 100 S.F. | 15.35% | 416.9653 | 350.2509 | 66.7145 | 0.16 | 10 | 0.025494 | -0.0063194 | 0 | no base cost | 0 | 0 | 3.5 | CMUA TRM, 2017, based on average incremental cost for Nonresidential reflective window film | 0 | 0 | 3.5 | sq ft | 100 | 350
Nonequipment | Window Sun Protection | Window Sun Protection (Includes sunscreen, film, tinting or overhang to minimize heat gain through window) | Standard Window with below Code Required Minimum SHGC | Commercial | New | Retail | FL Zone 2 | Per 100 S.F. | 15.35% | 416.9653 | 350.2509 | 66.7145 | 0.16 | 10 | 0.025494 | -0.0063194 | 0 | no base cost | 0 | 0 | 3.5 | CMUA TRM, 2017, based on average incremental cost for Nonresidential reflective window film | 0 | 0 | 3.5 | sq ft | 100 | 350
Nonequipment | Window Sun Protection | Window Sun Protection (Includes sunscreen, film, tinting or overhang to minimize heat gain through window) | Standard Window with below Code Required Minimum SHGC | Commercial | New | Schools K-12 | FL Zone 2 | Per 100 S.F. | 15.35% | 416.9653 | 350.2509 | 66.7145 | 0.16 | 10 | 0.025494 | -0.0063194 | 0 | no base cost | 0 | 0 | 3.5 | CMUA TRM, 2017, based on average incremental cost for Nonresidential reflective window film | 0 | 0 | 3.5 | sq ft | 100 | 350
Nonequipment | Window Sun Protection | Window Sun Protection (Includes sunscreen, film, tinting or overhang to minimize heat gain through window) | Standard Window with below Code Required Minimum SHGC | Commercial | New | Warehouse | FL Zone 2 | Per 100 S.F. | 15.35% | 416.9653 | 350.2509 | 66.7145 | 0.16 | 10 | 0.035055 | -0.025705 | 0 | no base cost | 0 | 0 | 3.5 | CMUA TRM, 2017, based on average incremental cost for Nonresidential reflective window film | 0 | 0 | 3.5 | sq ft | 100 | 350
Nonequipment | Bi-Level Lighting Control (Interior) | Bi-Level Controls on Interior Lighting, 500 Watts Controlled | 500 Watts of Lighting, Manually Controlled | Commercial | Existing | Assembly | FL Zone 2 | Per 500W Controlled | 22.45% | 1438 | 992.22 | 445.78 | 0.31 | 8 | 0.0012256 | 0 | 0 | no equipment cost | 0 | 0 | 274 | Illinois 2018 Statewide TRM, Section 4.5.9 (inc. cost is capital cost only) | 99 | Michigan 2018 Statewide Master Measure Database, Exterior Lighting BiLevel Control w Override, and wattage assumed in measure workbook | 373 | unit |  | 373
Nonequipment | Bi-Level Lighting Control (Interior) | Bi-Level Controls on Interior Lighting, 500 Watts Controlled | 500 Watts of Lighting, Manually Controlled | Commercial | Existing | College and University | FL Zone 2 | Per 500W Controlled | 36% | 2204 | 1520.76 | 683.24 | 0.31 | 8 | 0.0018785 | 0 | 0 | no equipment cost | 0 | 0 | 274 | Illinois 2018 Statewide TRM, Section 4.5.9 (inc. cost is capital cost only) | 99 | Michigan 2018 Statewide Master Measure Database, Exterior Lighting BiLevel Control w Override, and wattage assumed in measure workbook | 373 | unit |  | 373
Nonequipment | Bi-Level Lighting Control (Interior) | Bi-Level Controls on Interior Lighting, 500 Watts Controlled | 500 Watts of Lighting, Manually Controlled | Commercial | Existing | Grocery | FL Zone 2 | Per 500W Controlled | 22.45% | 2772 | 1912.68 | 859.32 | 0.31 | 8 | 0.010616 | 0 | 0 | no equipment cost | 0 | 0 | 274 | Illinois 2018 Statewide TRM, Section 4.5.9 (inc. cost is capital cost only) | 99 | Michigan 2018 Statewide Master Measure Database, Exterior Lighting BiLevel Control w Override, and wattage assumed in measure workbook | 373 | unit |  | 373
Nonequipment | Bi-Level Lighting Control (Interior) | Bi-Level Controls on Interior Lighting, 500 Watts Controlled | 500 Watts of Lighting, Manually Controlled | Commercial | Existing | Healthcare | FL Zone 2 | Per 500W Controlled | 36% | 2514 | 1734.66 | 779.34 | 0.31 | 8 | 0.0021427 | 0 | 0 | no equipment cost | 0 | 0 | 274 | Illinois 2018 Statewide TRM, Section 4.5.9 (inc. cost is capital cost only) | 99 | Michigan 2018 Statewide Master Measure Database, Exterior Lighting BiLevel Control w Override, and wattage assumed in measure workbook | 373 | unit |  | 373
Nonequipment | Bi-Level Lighting Control (Interior) | Bi-Level Controls on Interior Lighting, 500 Watts Controlled | 500 Watts of Lighting, Manually Controlled | Commercial | Existing | Hospitals | FL Zone 2 | Per 500W Controlled | 36% | 3401 | 2346.69 | 1054.31 | 0.31 | 8 | 0.0028987 | 0 | 0 | no equipment cost | 0 | 0 | 274 | Illinois 2018 Statewide TRM, Section 4.5.9 (inc. cost is capital cost only) | 99 | Michigan 2018 Statewide Master Measure Database, Exterior Lighting BiLevel Control w Override, and wattage assumed in measure workbook | 373 | unit |  | 373
Nonequipment | Bi-Level Lighting Control (Interior) | Bi-Level Controls on Interior Lighting, 500 Watts Controlled | 500 Watts of Lighting, Manually Controlled | Commercial | Existing | Institutional | FL Zone 2 | Per 500W Controlled | 22.45% | 1649.5 | 1138.155 | 511.345 | 0.31 | 8 | 0.0014059 | 0 | 0 | no equipment cost | 0 | 0 | 274 | Illinois 2018 Statewide TRM, Section 4.5.9 (inc. cost is capital cost only) | 99 | Michigan 2018 Statewide Master Measure Database, Exterior Lighting BiLevel Control w Override, and wattage assumed in measure workbook | 373 | unit |  | 373
Nonequipment | Bi-Level Lighting Control (Interior) | Bi-Level Controls on Interior Lighting, 500 Watts Controlled | 500 Watts of Lighting, Manually Controlled | Commercial | Existing | Lodging/Hospitality | FL Zone 2 | Per 500W Controlled | 36% | 1877 | 1295.13 | 581.87 | 0.31 | 8 | 0.0071882 | 0 | 0 | no equipment cost | 0 | 0 | 274 | Illinois 2018 Statewide TRM, Section 4.5.9 (inc. cost is capital cost only) | 99 | Michigan 2018 Statewide Master Measure Database, Exterior Lighting BiLevel Control w Override, and wattage assumed in measure workbook | 373 | unit |  | 373
Nonequipment | Bi-Level Lighting Control (Interior) | Bi-Level Controls on Interior Lighting, 500 Watts Controlled | 500 Watts of Lighting, Manually Controlled | Commercial | Existing | Miscellaneous | FL Zone 2 | Per 500W Controlled | 22.45% | 2204 | 1520.76 | 683.24 | 0.31 | 8 | 0.0018785 | 0 | 0 | no equipment cost | 0 | 0 | 274 | Illinois 2018 Statewide TRM, Section 4.5.9 (inc. cost is capital cost only) | 99 | Michigan 2018 Statewide Master Measure Database, Exterior Lighting BiLevel Control w Override, and wattage assumed in measure workbook | 373 | unit |  | 373
Nonequipment | Bi-Level Lighting Control (Interior) | Bi-Level Controls on Interior Lighting, 500 Watts Controlled | 500 Watts of Lighting, Manually Controlled | Commercial | Existing | Offices | FL Zone 2 | Per 500W Controlled | 36% | 1626.5 | 1122.285 | 504.215 | 0.31 | 8 | 0.0013863 | 0 | 0 | no equipment cost | 0 | 0 | 274 | Illinois 2018 Statewide TRM, Section 4.5.9 (inc. cost is capital cost only) | 99 | Michigan 2018 Statewide Master Measure Database, Exterior Lighting BiLevel Control w Override, and wattage assumed in measure workbook | 373 | unit |  | 373
Nonequipment | Bi-Level Lighting Control (Interior) | Bi-Level Controls on Interior Lighting, 500 Watts Controlled | 500 Watts of Lighting, Manually Controlled | Commercial | Existing | Restaurants | FL Zone 2 | Per 500W Controlled | 9% | 1678.5 | 1158.165 | 520.335 | 0.31 | 8 | 0.006428 | 0 | 0 | no equipment cost | 0 | 0 | 274 | Illinois 2018 Statewide TRM, Section 4.5.9 (inc. cost is capital cost only) | 99 | Michigan 2018 Statewide Master Measure Database, Exterior Lighting BiLevel Control w Override, and wattage assumed in measure workbook | 373 | unit |  | 373
Nonequipment | Bi-Level Lighting Control (Interior) | Bi-Level Controls on Interior Lighting, 500 Watts Controlled | 500 Watts of Lighting, Manually Controlled | Commercial | Existing | Retail | FL Zone 2 | Per 500W Controlled | 36% | 2492 | 1719.48 | 772.52 | 0.31 | 8 | 0.0095434 | 0 | 0 | no equipment cost | 0 | 0 | 274 | Illinois 2018 Statewide TRM, Section 4.5.9 (inc. cost is capital cost only) | 99 | Michigan 2018 Statewide Master Measure Database, Exterior Lighting BiLevel Control w Override, and wattage assumed in measure workbook | 373 | unit |  | 373
Nonequipment | Bi-Level Lighting Control (Interior) | Bi-Level Controls on Interior Lighting, 500 Watts Controlled | 500 Watts of Lighting, Manually Controlled | Commercial | Existing | Schools K-12 | FL Zone 2 | Per 500W Controlled | 22.45% | 1189.5 | 820.755 | 368.745 | 0.31 | 8 | 0.0010138 | 0 | 0 | no equipment cost | 0 | 0 | 274 | Illinois 2018 Statewide TRM, Section 4.5.9 (inc. cost is capital cost only) | 99 | Michigan 2018 Statewide Master Measure Database, Exterior Lighting BiLevel Control w Override, and wattage assumed in measure workbook | 373 | unit |  | 373
Nonequipment | Bi-Level Lighting Control (Interior) | Bi-Level Controls on Interior Lighting, 500 Watts Controlled | 500 Watts of Lighting, Manually Controlled | Commercial | Existing | Warehouse | FL Zone 2 | Per 500W Controlled | 36% | 1912 | 1319.28 | 592.72 | 0.31 | 8 | 0.0016296 | 0 | 0 | no equipment cost | 0 | 0 | 274 | Illinois 2018 Statewide TRM, Section 4.5.9 (inc. cost is capital cost only) | 99 | Michigan 2018 Statewide Master Measure Database, Exterior Lighting BiLevel Control w Override, and wattage assumed in measure workbook | 373 | unit |  | 373
Nonequipment | Bi-Level Lighting Control (Interior) | Bi-Level Controls on Interior Lighting, 500 Watts Controlled | 500 Watts of Lighting, Controlled either Manually or by Sensor as Specified by Code | Commercial | New | Assembly | FL Zone 2 | Per 500W Controlled | 22.45% | 1438 | 992.22 | 445.78 | 0.31 | 8 | 0.0012256 | 0 | 0 | no equipment cost | 0 | 0 | 274 | Illinois 2018 Statewide TRM, Section 4.5.9 (inc. cost is capital cost only) | 99 | Michigan 2018 Statewide Master Measure Database, Exterior Lighting BiLevel Control w Override, and wattage assumed in measure workbook | 373 | unit |  | 373
Nonequipment | Bi-Level Lighting Control (Interior) | Bi-Level Controls on Interior Lighting, 500 Watts Controlled | 500 Watts of Lighting, Controlled either Manually or by Sensor as Specified by Code | Commercial | New | College and University | FL Zone 2 | Per 500W Controlled | 36% | 2204 | 1520.76 | 683.24 | 0.31 | 8 | 0.0018785 | 0 | 0 | no equipment cost | 0 | 0 | 274 | Illinois 2018 Statewide TRM, Section 4.5.9 (inc. cost is capital cost only) | 99 | Michigan 2018 Statewide Master Measure Database, Exterior Lighting BiLevel Control w Override, and wattage assumed in measure workbook | 373 | unit |  | 373
Nonequipment | Bi-Level Lighting Control (Interior) | Bi-Level Controls on Interior Lighting, 500 Watts Controlled | 500 Watts of Lighting, Controlled either Manually or by Sensor as Specified by Code | Commercial | New | Grocery | FL Zone 2 | Per 500W Controlled | 22.45% | 2772 | 1912.68 | 859.32 | 0.31 | 8 | 0.010616 | 0 | 0 | no equipment cost | 0 | 0 | 274 | Illinois 2018 Statewide TRM, Section 4.5.9 (inc. cost is capital cost only) | 99 | Michigan 2018 Statewide Master Measure Database, Exterior Lighting BiLevel Control w Override, and wattage assumed in measure workbook | 373 | unit |  | 373
Nonequipment | Bi-Level Lighting Control (Interior) | Bi-Level Controls on Interior Lighting, 500 Watts Controlled | 500 Watts of Lighting, Controlled either Manually or by Sensor as Specified by Code | Commercial | New | Healthcare | FL Zone 2 | Per 500W Controlled | 36% | 2514 | 1734.66 | 779.34 | 0.31 | 8 | 0.0021427 | 0 | 0 | no equipment cost | 0 | 0 | 274 | Illinois 2018 Statewide TRM, Section 4.5.9 (inc. cost is capital cost only) | 99 | Michigan 2018 Statewide Master Measure Database, Exterior Lighting BiLevel Control w Override, and wattage assumed in measure workbook | 373 | unit |  | 373
Nonequipment | Bi-Level Lighting Control (Interior) | Bi-Level Controls on Interior Lighting, 500 Watts Controlled | 500 Watts of Lighting, Controlled either Manually or by Sensor as Specified by Code | Commercial | New | Hospitals | FL Zone 2 | Per 500W Controlled | 36% | 3401 | 2346.69 | 1054.31 | 0.31 | 8 | 0.0028987 | 0 | 0 | no equipment cost | 0 | 0 | 274 | Illinois 2018 Statewide TRM, Section 4.5.9 (inc. cost is capital cost only) | 99 | Michigan 2018 Statewide Master Measure Database, Exterior Lighting BiLevel Control w Override, and wattage assumed in measure workbook | 373 | unit |  | 373
Nonequipment | Bi-Level Lighting Control (Interior) | Bi-Level Controls on Interior Lighting, 500 Watts Controlled | 500 Watts of Lighting, Controlled either Manually or by Sensor as Specified by Code | Commercial | New | Institutional | FL Zone 2 | Per 500W Controlled | 22.45% | 1649.5 | 1138.155 | 511.345 | 0.31 | 8 | 0.0014059 | 0 | 0 | no equipment cost | 0 | 0 | 274 | Illinois 2018 Statewide TRM, Section 4.5.9 (inc. cost is capital cost only) | 99 | Michigan 2018 Statewide Master Measure Database, Exterior Lighting BiLevel Control w Override, and wattage assumed in measure workbook | 373 | unit |  | 373
Nonequipment | Bi-Level Lighting Control (Interior) | Bi-Level Controls on Interior Lighting, 500 Watts Controlled | 500 Watts of Lighting, Controlled either Manually or by Sensor as Specified by Code | Commercial | New | Lodging/Hospitality | FL Zone 2 | Per 500W Controlled | 36% | 1877 | 1295.13 | 581.87 | 0.31 | 8 | 0.0071882 | 0 | 0 | no equipment cost | 0 | 0 | 274 | Illinois 2018 Statewide TRM, Section 4.5.9 (inc. cost is capital cost only) | 99 | Michigan 2018 Statewide Master Measure Database, Exterior Lighting BiLevel Control w Override, and wattage assumed in measure workbook | 373 | unit |  | 373
Nonequipment | Bi-Level Lighting Control (Interior) | Bi-Level Controls on Interior Lighting, 500 Watts Controlled | 500 Watts of Lighting, Controlled either Manually or by Sensor as Specified by Code | Commercial | New | Miscellaneous | FL Zone 2 | Per 500W Controlled | 22.45% | 2204 | 1520.76 | 683.24 | 0.31 | 8 | 0.0018785 | 0 | 0 | no equipment cost | 0 | 0 | 274 | Illinois 2018 Statewide TRM, Section 4.5.9 (inc. cost is capital cost only) | 99 | Michigan 2018 Statewide Master Measure Database, Exterior Lighting BiLevel Control w Override, and wattage assumed in measure workbook | 373 | unit |  | 373
Nonequipment | Bi-Level Lighting Control (Interior) | Bi-Level Controls on Interior Lighting, 500 Watts Controlled | 500 Watts of Lighting, Controlled either Manually or by Sensor as Specified by Code | Commercial | New | Offices | FL Zone 2 | Per 500W Controlled | 36% | 1626.5 | 1122.285 | 504.215 | 0.31 | 8 | 0.0013863 | 0 | 0 | no equipment cost | 0 | 0 | 274 | Illinois 2018 Statewide TRM, Section 4.5.9 (inc. cost is capital cost only) | 99 | Michigan 2018 Statewide Master Measure Database, Exterior Lighting BiLevel Control w Override, and wattage assumed in measure workbook | 373 | unit |  | 373
Nonequipment | Bi-Level Lighting Control (Interior) | Bi-Level Controls on Interior Lighting, 500 Watts Controlled | 500 Watts of Lighting, Controlled either Manually or by Sensor as Specified by Code | Commercial | New | Restaurants | FL Zone 2 | Per 500W Controlled | 9% | 1678.5 | 1158.165 | 520.335 | 0.31 | 8 | 0.006428 | 0 | 0 | no equipment cost | 0 | 0 | 274 | Illinois 2018 Statewide TRM, Section 4.5.9 (inc. cost is capital cost only) | 99 | Michigan 2018 Statewide Master Measure Database, Exterior Lighting BiLevel Control w Override, and wattage assumed in measure workbook | 373 | unit |  | 373
Nonequipment | Bi-Level Lighting Control (Interior) | Bi-Level Controls on Interior Lighting, 500 Watts Controlled | 500 Watts of Lighting, Controlled either Manually or by Sensor as Specified by Code | Commercial | New | Retail | FL Zone 2 | Per 500W Controlled | 36% | 2492 | 1719.48 | 772.52 | 0.31 | 8 | 0.0095434 | 0 | 0 | no equipment cost | 0 | 0 | 274 | Illinois 2018 Statewide TRM, Section 4.5.9 (inc. cost is capital cost only) | 99 | Michigan 2018 Statewide Master Measure Database, Exterior Lighting BiLevel Control w Override, and wattage assumed in measure workbook | 373 | unit |  | 373
Nonequipment | Bi-Level Lighting Control (Interior) | Bi-Level Controls on Interior Lighting, 500 Watts Controlled | 500 Watts of Lighting, Controlled either Manually or by Sensor as Specified by Code | Commercial | New | Schools K-12 | FL Zone 2 | Per 500W Controlled | 22.45% | 1189.5 | 820.755 | 368.745 | 0.31 | 8 | 0.0010138 | 0 | 0 | no equipment cost | 0 | 0 | 274 | Illinois 2018 Statewide TRM, Section 4.5.9 (inc. cost is capital cost only) | 99 | Michigan 2018 Statewide Master Measure Database, Exterior Lighting BiLevel Control w Override, and wattage assumed in measure workbook | 373 | unit |  | 373
Nonequipment | Bi-Level Lighting Control (Interior) | Bi-Level Controls on Interior Lighting, 500 Watts Controlled | 500 Watts of Lighting, Controlled either Manually or by Sensor as Specified by Code | Commercial | New | Warehouse | FL Zone 2 | Per 500W Controlled | 36% | 1912 | 1319.28 | 592.72 | 0.31 | 8 | 0.0016296 | 0 | 0 | no equipment cost | 0 | 0 | 274 | Illinois 2018 Statewide TRM, Section 4.5.9 (inc. cost is capital cost only) | 99 | Michigan 2018 Statewide Master Measure Database, Exterior Lighting BiLevel Control w Override, and wattage assumed in measure workbook | 373 | unit |  | 373
Nonequipment | Interior Lighting Controls | Install Interior Photocell Dimming Controls, 500 Watts Controlled | 500 Watts of Lighting, Manually Controlled | Commercial | Existing | Assembly | FL Zone 2 | Per End Use Consumption | 15.09% | 1438 | 1035.36 | 402.64 | 0.28 | 8 | 0 | 0 | 0 | no equipment cost | 0 | 0 | 115 | Mid-Atlantic TRM, v7.0, 2017, average of occupancy sensor and photocell control costs | 41.3796 | rate at $82.76/per labor hour assume 0.5 hours work, https://www.homewyse.com/services/cost_to_install_lighting_control_system.html | 156.3796 | unit |  | 156.3796
Nonequipment | Interior Lighting Controls | Install Interior Photocell Dimming Controls, 500 Watts Controlled | 500 Watts of Lighting, Manually Controlled | Commercial | Existing | College and University | FL Zone 2 | Per End Use Consumption | 37.72% | 2204 | 1586.88 | 617.12 | 0.28 | 8 | 0 | 0 | 0 | no equipment cost | 0 | 0 | 115 | Mid-Atlantic TRM, v7.0, 2017, average of occupancy sensor and photocell control costs | 41.3796 | rate at $82.76/per labor hour assume 0.5 hours work, https://www.homewyse.com/services/cost_to_install_lighting_control_system.html | 156.3796 | unit |  | 156.3796
Nonequipment | Interior Lighting Controls | Install Interior Photocell Dimming Controls, 500 Watts Controlled | 500 Watts of Lighting, Manually Controlled | Commercial | Existing | Grocery | FL Zone 2 | Per End Use Consumption | 7.543% | 2772 | 1995.84 | 776.16 | 0.28 | 8 | 0 | 0 | 0 | no equipment cost | 0 | 0 | 115 | Mid-Atlantic TRM, v7.0, 2017, average of occupancy sensor and photocell control costs | 41.3796 | rate at $82.76/per labor hour assume 0.5 hours work, https://www.homewyse.com/services/cost_to_install_lighting_control_system.html | 156.3796 | unit |  | 156.3796
Nonequipment | Interior Lighting Controls | Install Interior Photocell Dimming Controls, 500 Watts Controlled | 500 Watts of Lighting, Manually Controlled | Commercial | Existing | Healthcare | FL Zone 2 | Per End Use Consumption | 37.72% | 2514 | 1810.08 | 703.92 | 0.28 | 8 | 0 | 0 | 0 | no equipment cost | 0 | 0 | 115 | Mid-Atlantic TRM, v7.0, 2017, average of occupancy sensor and photocell control costs | 41.3796 | rate at $82.76/per labor hour assume 0.5 hours work, https://www.homewyse.com/services/cost_to_install_lighting_control_system.html | 156.3796 | unit |  | 156.3796
Nonequipment | Interior Lighting Controls | Install Interior Photocell Dimming Controls, 500 Watts Controlled | 500 Watts of Lighting, Manually Controlled | Commercial | Existing | Hospitals | FL Zone 2 | Per End Use Consumption | 37.72% | 3401 | 2448.72 | 952.28 | 0.28 | 8 | 0 | 0 | 0 | no equipment cost | 0 | 0 | 115 | Mid-Atlantic TRM, v7.0, 2017, average of occupancy sensor and photocell control costs | 41.3796 | rate at $82.76/per labor hour assume 0.5 hours work, https://www.homewyse.com/services/cost_to_install_lighting_control_system.html | 156.3796 | unit |  | 156.3796
Nonequipment | Interior Lighting Controls | Install Interior Photocell Dimming Controls, 500 Watts Controlled | 500 Watts of Lighting, Manually Controlled | Commercial | Existing | Institutional | FL Zone 2 | Per End Use Consumption | 15.09% | 1649.5 | 1187.64 | 461.86 | 0.28 | 8 | 0 | 0 | 0 | no equipment cost | 0 | 0 | 115 | Mid-Atlantic TRM, v7.0, 2017, average of occupancy sensor and photocell control costs | 41.3796 | rate at $82.76/per labor hour assume 0.5 hours work, https://www.homewyse.com/services/cost_to_install_lighting_control_system.html | 156.3796 | unit |  | 156.3796
Nonequipment | Interior Lighting Controls | Install Interior Photocell Dimming Controls, 500 Watts Controlled | 500 Watts of Lighting, Manually Controlled | Commercial | Existing | Lodging/Hospitality | FL Zone 2 | Per End Use Consumption | 15.09% | 1877 | 1351.44 | 525.56 | 0.28 | 8 | 0 | 0 | 0 | no equipment cost | 0 | 0 | 115 | Mid-Atlantic TRM, v7.0, 2017, average of occupancy sensor and photocell control costs | 41.3796 | rate at $82.76/per labor hour assume 0.5 hours work, https://www.homewyse.com/services/cost_to_install_lighting_control_system.html | 156.3796 | unit |  | 156.3796
Nonequipment | Interior Lighting Controls | Install Interior Photocell Dimming Controls, 500 Watts Controlled | 500 Watts of Lighting, Manually Controlled | Commercial | Existing | Miscellaneous | FL Zone 2 | Per End Use Consumption | 15.09% | 2204 | 1586.88 | 617.12 | 0.28 | 8 | 0 | 0 | 0 | no equipment cost | 0 | 0 | 115 | Mid-Atlantic TRM, v7.0, 2017, average of occupancy sensor and photocell control costs | 41.3796 | rate at $82.76/per labor hour assume 0.5 hours work, https://www.homewyse.com/services/cost_to_install_lighting_control_system.html | 156.3796 | unit |  | 156.3796
Nonequipment | Interior Lighting Controls | Install Interior Photocell Dimming Controls, 500 Watts Controlled | 500 Watts of Lighting, Manually Controlled | Commercial | Existing | Offices | FL Zone 2 | Per End Use Consumption | 30.17% | 1626.5 | 1171.08 | 455.42 | 0.28 | 8 | 0 | 0 | 0 | no equipment cost | 0 | 0 | 115 | Mid-Atlantic TRM, v7.0, 2017, average of occupancy sensor and photocell control costs | 41.3796 | rate at $82.76/per labor hour assume 0.5 hours work, https://www.homewyse.com/services/cost_to_install_lighting_control_system.html | 156.3796 | unit |  | 156.3796
Nonequipment | Interior Lighting Controls | Install Interior Photocell Dimming Controls, 500 Watts Controlled | 500 Watts of Lighting, Manually Controlled | Commercial | Existing | Restaurants | FL Zone 2 | Per End Use Consumption | 7.543% | 1678.5 | 1208.52 | 469.98 | 0.28 | 8 | 0 | 0 | 0 | no equipment cost | 0 | 0 | 115 | Mid-Atlantic TRM, v7.0, 2017, average of occupancy sensor and photocell control costs | 41.3796 | rate at $82.76/per labor hour assume 0.5 hours work, https://www.homewyse.com/services/cost_to_install_lighting_control_system.html | 156.3796 | unit |  | 156.3796
Nonequipment | Interior Lighting Controls | Install Interior Photocell Dimming Controls, 500 Watts Controlled | 500 Watts of Lighting, Manually Controlled | Commercial | Existing | Retail | FL Zone 2 | Per End Use Consumption | 7.543% | 2492 | 1794.24 | 697.76 | 0.28 | 8 | 0 | 0 | 0 | no equipment cost | 0 | 0 | 115 | Mid-Atlantic TRM, v7.0, 2017, average of occupancy sensor and photocell control costs | 41.3796 | rate at $82.76/per labor hour assume 0.5 hours work, https://www.homewyse.com/services/cost_to_install_lighting_control_system.html | 156.3796 | unit |  | 156.3796
Nonequipment | Interior Lighting Controls | Install Interior Photocell Dimming Controls, 500 Watts Controlled | 500 Watts of Lighting, Manually Controlled | Commercial | Existing | Schools K-12 | FL Zone 2 | Per End Use Consumption | 37.72% | 1189.5 | 856.44 | 333.06 | 0.28 | 8 | 0 | 0 | 0 | no equipment cost | 0 | 0 | 115 | Mid-Atlantic TRM, v7.0, 2017, average of occupancy sensor and photocell control costs | 41.3796 | rate at $82.76/per labor hour assume 0.5 hours work, https://www.homewyse.com/services/cost_to_install_lighting_control_system.html | 156.3796 | unit |  | 156.3796
Nonequipment | Interior Lighting Controls | Install Interior Photocell Dimming Controls, 500 Watts Controlled | 500 Watts of Lighting, Manually Controlled | Commercial | Existing | Warehouse | FL Zone 2 | Per End Use Consumption | 37.72% | 1912 | 1376.64 | 535.36 | 0.28 | 8 | 0 | 0 | 0 | no equipment cost | 0 | 0 | 115 | Mid-Atlantic TRM, v7.0, 2017, average of occupancy sensor and photocell control costs | 41.3796 | rate at $82.76/per labor hour assume 0.5 hours work, https://www.homewyse.com/services/cost_to_install_lighting_control_system.html | 156.3796 | unit |  | 156.3796
Nonequipment | Interior Lighting Controls | Install Interior Photocell Dimming Controls, 500 Watts Controlled | 500 Watts of Lighting, Manually Controlled | Commercial | New | Assembly | FL Zone 2 | Per End Use Consumption | 15.09% | 1438 | 1035.36 | 402.64 | 0.28 | 8 | 0 | 0 | 0 | no equipment cost | 0 | 0 | 115 | Mid-Atlantic TRM, v7.0, 2017, average of occupancy sensor and photocell control costs | 41.3796 | rate at $82.76/per labor hour assume 0.5 hours work, https://www.homewyse.com/services/cost_to_install_lighting_control_system.html | 156.3796 | unit |  | 156.3796
Nonequipment | Interior Lighting Controls | Install Interior Photocell Dimming Controls, 500 Watts Controlled | 500 Watts of Lighting, Manually Controlled | Commercial | New | College and University | FL Zone 2 | Per End Use Consumption | 37.72% | 2204 | 1586.88 | 617.12 | 0.28 | 8 | 0 | 0 | 0 | no equipment cost | 0 | 0 | 115 | Mid-Atlantic TRM, v7.0, 2017, average of occupancy sensor and photocell control costs | 41.3796 | rate at $82.76/per labor hour assume 0.5 hours work, https://www.homewyse.com/services/cost_to_install_lighting_control_system.html | 156.3796 | unit |  | 156.3796
Nonequipment | Interior Lighting Controls | Install Interior Photocell Dimming Controls, 500 Watts Controlled | 500 Watts of Lighting, Manually Controlled | Commercial | New | Grocery | FL Zone 2 | Per End Use Consumption | 7.543% | 2772 | 1995.84 | 776.16 | 0.28 | 8 | 0 | 0 | 0 | no equipment cost | 0 | 0 | 115 | Mid-Atlantic TRM, v7.0, 2017, average of occupancy sensor and photocell control costs | 41.3796 | rate at $82.76/per labor hour assume 0.5 hours work, https://www.homewyse.com/services/cost_to_install_lighting_control_system.html | 156.3796 | unit |  | 156.3796
Nonequipment | Interior Lighting Controls | Install Interior Photocell Dimming Controls, 500 Watts Controlled | 500 Watts of Lighting, Manually Controlled | Commercial | New | Healthcare | FL Zone 2 | Per End Use Consumption | 37.72% | 2514 | 1810.08 | 703.92 | 0.28 | 8 | 0 | 0 | 0 | no equipment cost | 0 | 0 | 115 | Mid-Atlantic TRM, v7.0, 2017, average of occupancy sensor and photocell control costs | 41.3796 | rate at $82.76/per labor hour assume 0.5 hours work, https://www.homewyse.com/services/cost_to_install_lighting_control_system.html | 156.3796 | unit |  | 156.3796
Nonequipment | Interior Lighting Controls | Install Interior Photocell Dimming Controls, 500 Watts Controlled | 500 Watts of Lighting, Manually Controlled | Commercial | New | Hospitals | FL Zone 2 | Per End Use Consumption | 37.72% | 3401 | 2448.72 | 952.28 | 0.28 | 8 | 0 | 0 | 0 | no equipment cost | 0 | 0 | 115 | Mid-Atlantic TRM, v7.0, 2017, average of occupancy sensor and photocell control costs | 41.3796 | rate at $82.76/per labor hour assume 0.5 hours work, https://www.homewyse.com/services/cost_to_install_lighting_control_system.html | 156.3796 | unit |  | 156.3796
Nonequipment | Interior Lighting Controls | Install Interior Photocell Dimming Controls, 500 Watts Controlled | 500 Watts of Lighting, Manually Controlled | Commercial | New | Institutional | FL Zone 2 | Per End Use Consumption | 15.09% | 1649.5 | 1187.64 | 461.86 | 0.28 | 8 | 0 | 0 | 0 | no equipment cost | 0 | 0 | 115 | Mid-Atlantic TRM, v7.0, 2017, average of occupancy sensor and photocell control costs | 41.3796 | rate at $82.76/per labor hour assume 0.5 hours work, https://www.homewyse.com/services/cost_to_install_lighting_control_system.html | 156.3796 | unit |  | 156.3796
Nonequipment | Interior Lighting Controls | Install Interior Photocell Dimming Controls, 500 Watts Controlled | 500 Watts of Lighting, Manually Controlled | Commercial | New | Lodging/Hospitality | FL Zone 2 | Per End Use Consumption | 15.09% | 1877 | 1351.44 | 525.56 | 0.28 | 8 | 0 | 0 | 0 | no equipment cost | 0 | 0 | 115 | Mid-Atlantic TRM, v7.0, 2017, average of occupancy sensor and photocell control costs | 41.3796 | rate at $82.76/per labor hour assume 0.5 hours work, https://www.homewyse.com/services/cost_to_install_lighting_control_system.html | 156.3796 | unit |  | 156.3796
Nonequipment | Interior Lighting Controls | Install Interior Photocell Dimming Controls, 500 Watts Controlled | 500 Watts of Lighting, Manually Controlled | Commercial | New | Miscellaneous | FL Zone 2 | Per End Use Consumption | 15.09% | 2204 | 1586.88 | 617.12 | 0.28 | 8 | 0 | 0 | 0 | no equipment cost | 0 | 0 | 115 | Mid-Atlantic TRM, v7.0, 2017, average of occupancy sensor and photocell control costs | 41.3796 | rate at $82.76/per labor hour assume 0.5 hours work, https://www.homewyse.com/services/cost_to_install_lighting_control_system.html | 156.3796 | unit |  | 156.3796
Nonequipment | Interior Lighting Controls | Install Interior Photocell Dimming Controls, 500 Watts Controlled | 500 Watts of Lighting, Manually Controlled | Commercial | New | Offices | FL Zone 2 | Per End Use Consumption | 30.17% | 1626.5 | 1171.08 | 455.42 | 0.28 | 8 | 0 | 0 | 0 | no equipment cost | 0 | 0 | 115 | Mid-Atlantic TRM, v7.0, 2017, average of occupancy sensor and photocell control costs | 41.3796 | rate at $82.76/per labor hour assume 0.5 hours work, https://www.homewyse.com/services/cost_to_install_lighting_control_system.html | 156.3796 | unit |  | 156.3796
Nonequipment | Interior Lighting Controls | Install Interior Photocell Dimming Controls, 500 Watts Controlled | 500 Watts of Lighting, Manually Controlled | Commercial | New | Restaurants | FL Zone 2 | Per End Use Consumption | 7.543% | 1678.5 | 1208.52 | 469.98 | 0.28 | 8 | 0 | 0 | 0 | no equipment cost | 0 | 0 | 115 | Mid-Atlantic TRM, v7.0, 2017, average of occupancy sensor and photocell control costs | 41.3796 | rate at $82.76/per labor hour assume 0.5 hours work, https://www.homewyse.com/services/cost_to_install_lighting_control_system.html | 156.3796 | unit |  | 156.3796
Nonequipment | Interior Lighting Controls | Install Interior Photocell Dimming Controls, 500 Watts Controlled | 500 Watts of Lighting, Manually Controlled | Commercial | New | Retail | FL Zone 2 | Per End Use Consumption | 7.543% | 2492 | 1794.24 | 697.76 | 0.28 | 8 | 0 | 0 | 0 | no equipment cost | 0 | 0 | 115 | Mid-Atlantic TRM, v7.0, 2017, average of occupancy sensor and photocell control costs | 41.3796 | rate at $82.76/per labor hour assume 0.5 hours work, https://www.homewyse.com/services/cost_to_install_lighting_control_system.html | 156.3796 | unit |  | 156.3796
Nonequipment | Interior Lighting Controls | Install Interior Photocell Dimming Controls, 500 Watts Controlled | 500 Watts of Lighting, Manually Controlled | Commercial | New | Schools K-12 | FL Zone 2 | Per End Use Consumption | 37.72% | 1189.5 | 856.44 | 333.06 | 0.28 | 8 | 0 | 0 | 0 | no equipment cost | 0 | 0 | 115 | Mid-Atlantic TRM, v7.0, 2017, average of occupancy sensor and photocell control costs | 41.3796 | rate at $82.76/per labor hour assume 0.5 hours work, https://www.homewyse.com/services/cost_to_install_lighting_control_system.html | 156.3796 | unit |  | 156.3796
Nonequipment | Interior Lighting Controls | Install Interior Photocell Dimming Controls, 500 Watts Controlled | 500 Watts of Lighting, Manually Controlled | Commercial | New | Warehouse | FL Zone 2 | Per End Use Consumption | 37.72% | 1912 | 1376.64 | 535.36 | 0.28 | 8 | 0 | 0 | 0 | no equipment cost | 0 | 0 | 115 | Mid-Atlantic TRM, v7.0, 2017, average of occupancy sensor and photocell control costs | 41.3796 | rate at $82.76/per labor hour assume 0.5 hours work, https://www.homewyse.com/services/cost_to_install_lighting_control_system.html | 156.3796 | unit |  | 156.3796
Nonequipment | Efficient Motor Belts | Synchronous belt, 98% efficiency | 0 | Commercial | Existing | Assembly | FL Zone 2 | Per Appliance | 4.793% | 8580.0419 | 8485.2348 | 94.8071 | 0.01105 | 10 | 0.012997 | 0.0032092 | 0 | no base cost | 0 | 0 | 246.51 | Illinois 2018 Statewide TRM, Section 4.4.30 | 150 | Illinois TRM, 2018, Section 4.4.30 | 396.51 | motor belt |  | 396.51
Nonequipment | Efficient Motor Belts | Synchronous belt, 98% efficiency | 0 | Commercial | Existing | College and University | FL Zone 2 | Per Appliance | 1.244% | 8580.0419 | 8485.2348 | 94.8071 | 0.01105 | 10 | 0.012292 | 0.010296 | 0 | no base cost | 0 | 0 | 246.51 | Illinois 2018 Statewide TRM, Section 4.4.30 | 150 | Illinois TRM, 2018, Section 4.4.30 | 396.51 | motor belt |  | 396.51
Nonequipment | Efficient Motor Belts | Synchronous belt, 98% efficiency | 0 | Commercial | Existing | Grocery | FL Zone 2 | Per Appliance | 9.954% | 8580.0419 | 8485.2348 | 94.8071 | 0.01105 | 10 | 0.012997 | 0.0032092 | 0 | no base cost | 0 | 0 | 246.51 | Illinois 2018 Statewide TRM, Section 4.4.30 | 150 | Illinois TRM, 2018, Section 4.4.30 | 396.51 | motor belt |  | 396.51
Nonequipment | Efficient Motor Belts | Synchronous belt, 98% efficiency | 0 | Commercial | Existing | Healthcare | FL Zone 2 | Per Appliance | 1.244% | 8580.0419 | 8485.2348 | 94.8071 | 0.01105 | 10 | 0.012292 | 0.010296 | 0 | no base cost | 0 | 0 | 246.51 | Illinois 2018 Statewide TRM, Section 4.4.30 | 150 | Illinois TRM, 2018, Section 4.4.30 | 396.51 | motor belt |  | 396.51
Nonequipment | Efficient Motor Belts | Synchronous belt, 98% efficiency | 0 | Commercial | Existing | Hospitals | FL Zone 2 | Per Appliance | 1.244% | 8580.0419 | 8485.2348 | 94.8071 | 0.01105 | 10 | 0.012292 | 0.010296 | 0 | no base cost | 0 | 0 | 246.51 | Illinois 2018 Statewide TRM, Section 4.4.30 | 150 | Illinois TRM, 2018, Section 4.4.30 | 396.51 | motor belt |  | 396.51
Nonequipment | Efficient Motor Belts | Synchronous belt, 98% efficiency | 0 | Commercial | Existing | Institutional | FL Zone 2 | Per Appliance | 4.793% | 8580.0419 | 8485.2348 | 94.8071 | 0.01105 | 10 | 0.012997 | 0.0032092 | 0 | no base cost | 0 | 0 | 246.51 | Illinois 2018 Statewide TRM, Section 4.4.30 | 150 | Illinois TRM, 2018, Section 4.4.30 | 396.51 | motor belt |  | 396.51
Nonequipment | Efficient Motor Belts | Synchronous belt, 98% efficiency | 0 | Commercial | Existing | Lodging/Hospitality | FL Zone 2 | Per Appliance | 1.244% | 8580.0419 | 8485.2348 | 94.8071 | 0.01105 | 10 | 0.012292 | 0.010296 | 0 | no base cost | 0 | 0 | 246.51 | Illinois 2018 Statewide TRM, Section 4.4.30 | 150 | Illinois TRM, 2018, Section 4.4.30 | 396.51 | motor belt |  | 396.51
Nonequipment | Efficient Motor Belts | Synchronous belt, 98% efficiency | 0 | Commercial | Existing | Miscellaneous | FL Zone 2 | Per Appliance | 4.793% | 8580.0419 | 8485.2348 | 94.8071 | 0.01105 | 10 | 0.012997 | 0.0032092 | 0 | no base cost | 0 | 0 | 246.51 | Illinois 2018 Statewide TRM, Section 4.4.30 | 150 | Illinois TRM, 2018, Section 4.4.30 | 396.51 | motor belt |  | 396.51
Nonequipment | Efficient Motor Belts | Synchronous belt, 98% efficiency | 0 | Commercial | Existing | Offices | FL Zone 2 | Per Appliance | 4.793% | 8580.0419 | 8485.2348 | 94.8071 | 0.01105 | 10 | 0.012997 | 0.0032092 | 0 | no base cost | 0 | 0 | 246.51 | Illinois 2018 Statewide TRM, Section 4.4.30 | 150 | Illinois TRM, 2018, Section 4.4.30 | 396.51 | motor belt |  | 396.51
Nonequipment | Efficient Motor Belts | Synchronous belt, 98% efficiency | 0 | Commercial | Existing | Restaurants | FL Zone 2 | Per Appliance | 1.244% | 8580.0419 | 8485.2348 | 94.8071 | 0.01105 | 10 | 0.012292 | 0.010296 | 0 | no base cost | 0 | 0 | 246.51 | Illinois 2018 Statewide TRM, Section 4.4.30 | 150 | Illinois TRM, 2018, Section 4.4.30 | 396.51 | motor belt |  | 396.51
Nonequipment | Efficient Motor Belts | Synchronous belt, 98% efficiency | 0 | Commercial | Existing | Retail | FL Zone 2 | Per Appliance | 1.244% | 8580.0419 | 8485.2348 | 94.8071 | 0.01105 | 10 | 0.012997 | 0.0032092 | 0 | no base cost | 0 | 0 | 246.51 | Illinois 2018 Statewide TRM, Section 4.4.30 | 150 | Illinois TRM, 2018, Section 4.4.30 | 396.51 | motor belt |  | 396.51
Nonequipment | Efficient Motor Belts | Synchronous belt, 98% efficiency | 0 | Commercial | Existing | Schools K-12 | FL Zone 2 | Per Appliance | 1.244% | 8580.0419 | 8485.2348 | 94.8071 | 0.01105 | 10 | 0.012292 | 0.010296 | 0 | no base cost | 0 | 0 | 246.51 | Illinois 2018 Statewide TRM, Section 4.4.30 | 150 | Illinois TRM, 2018, Section 4.4.30 | 396.51 | motor belt |  | 396.51
Nonequipment | Efficient Motor Belts | Synchronous belt, 98% efficiency | 0 | Commercial | Existing | Warehouse | FL Zone 2 | Per Appliance | 4.793% | 8580.0419 | 8485.2348 | 94.8071 | 0.01105 | 10 | 0.012997 | 0.0032092 | 0 | no base cost | 0 | 0 | 246.51 | Illinois 2018 Statewide TRM, Section 4.4.30 | 150 | Illinois TRM, 2018, Section 4.4.30 | 396.51 | motor belt |  | 396.51
Nonequipment | Efficient Motor Belts | Synchronous belt, 98% efficiency | Standard V-belt, 93% efficiency | Commercial | New | Assembly | FL Zone 2 | Per Appliance | 4.793% | 8580.0419 | 8485.2348 | 94.8071 | 0.01105 | 10 | 0.012997 | 0.0032092 | 0 | no base cost | 0 | 0 | 246.51 | Illinois 2018 Statewide TRM, Section 4.4.30 | 150 | Illinois TRM, 2018, Section 4.4.30 | 396.51 | motor belt |  | 396.51
Nonequipment | Efficient Motor Belts | Synchronous belt, 98% efficiency | Standard V-belt, 93% efficiency | Commercial | New | College and University | FL Zone 2 | Per Appliance | 4.977% | 8580.0419 | 8485.2348 | 94.8071 | 0.01105 | 10 | 0.012292 | 0.010296 | 0 | no base cost | 0 | 0 | 246.51 | Illinois 2018 Statewide TRM, Section 4.4.30 | 150 | Illinois TRM, 2018, Section 4.4.30 | 396.51 | motor belt |  | 396.51
Nonequipment | Efficient Motor Belts | Synchronous belt, 98% efficiency | Standard V-belt, 93% efficiency | Commercial | New | Grocery | FL Zone 2 | Per Appliance | 9.954% | 8580.0419 | 8485.2348 | 94.8071 | 0.01105 | 10 | 0.012997 | 0.0032092 | 0 | no base cost | 0 | 0 | 246.51 | Illinois 2018 Statewide TRM, Section 4.4.30 | 150 | Illinois TRM, 2018, Section 4.4.30 | 396.51 | motor belt |  | 396.51
Nonequipment | Efficient Motor Belts | Synchronous belt, 98% efficiency | Standard V-belt, 93% efficiency | Commercial | New | Healthcare | FL Zone 2 | Per Appliance | 4.977% | 8580.0419 | 8485.2348 | 94.8071 | 0.01105 | 10 | 0.012292 | 0.010296 | 0 | no base cost | 0 | 0 | 246.51 | Illinois 2018 Statewide TRM, Section 4.4.30 | 150 | Illinois TRM, 2018, Section 4.4.30 | 396.51 | motor belt |  | 396.51
Nonequipment | Efficient Motor Belts | Synchronous belt, 98% efficiency | Standard V-belt, 93% efficiency | Commercial | New | Hospitals | FL Zone 2 | Per Appliance | 4.977% | 8580.0419 | 8485.2348 | 94.8071 | 0.01105 | 10 | 0.012292 | 0.010296 | 0 | no base cost | 0 | 0 | 246.51 | Illinois 2018 Statewide TRM, Section 4.4.30 | 150 | Illinois TRM, 2018, Section 4.4.30 | 396.51 | motor belt |  | 396.51
Nonequipment | Efficient Motor Belts | Synchronous belt, 98% efficiency | Standard V-belt, 93% efficiency | Commercial | New | Institutional | FL Zone 2 | Per Appliance | 4.793% | 8580.0419 | 8485.2348 | 94.8071 | 0.01105 | 10 | 0.012997 | 0.0032092 | 0 | no base cost | 0 | 0 | 246.51 | Illinois 2018 Statewide TRM, Section 4.4.30 | 150 | Illinois TRM, 2018, Section 4.4.30 | 396.51 | motor belt |  | 396.51
Nonequipment | Efficient Motor Belts | Synchronous belt, 98% efficiency | Standard V-belt, 93% efficiency | Commercial | New | Lodging/Hospitality | FL Zone 2 | Per Appliance | 4.977% | 8580.0419 | 8485.2348 | 94.8071 | 0.01105 | 10 | 0.012292 | 0.010296 | 0 | no base cost | 0 | 0 | 246.51 | Illinois 2018 Statewide TRM, Section 4.4.30 | 150 | Illinois TRM, 2018, Section 4.4.30 | 396.51 | motor belt |  | 396.51
Nonequipment | Efficient Motor Belts | Synchronous belt, 98% efficiency | Standard V-belt, 93% efficiency | Commercial | New | Miscellaneous | FL Zone 2 | Per Appliance | 4.793% | 8580.0419 | 8485.2348 | 94.8071 | 0.01105 | 10 | 0.012997 | 0.0032092 | 0 | no base cost | 0 | 0 | 246.51 | Illinois 2018 Statewide TRM, Section 4.4.30 | 150 | Illinois TRM, 2018, Section 4.4.30 | 396.51 | motor belt |  | 396.51
Nonequipment | Efficient Motor Belts | Synchronous belt, 98% efficiency | Standard V-belt, 93% efficiency | Commercial | New | Offices | FL Zone 2 | Per Appliance | 4.793% | 8580.0419 | 8485.2348 | 94.8071 | 0.01105 | 10 | 0.012997 | 0.0032092 | 0 | no base cost | 0 | 0 | 246.51 | Illinois 2018 Statewide TRM, Section 4.4.30 | 150 | Illinois TRM, 2018, Section 4.4.30 | 396.51 | motor belt |  | 396.51
Nonequipment | Efficient Motor Belts | Synchronous belt, 98% efficiency | Standard V-belt, 93% efficiency | Commercial | New | Restaurants | FL Zone 2 | Per Appliance | 4.977% | 8580.0419 | 8485.2348 | 94.8071 | 0.01105 | 10 | 0.012292 | 0.010296 | 0 | no base cost | 0 | 0 | 246.51 | Illinois 2018 Statewide TRM, Section 4.4.30 | 150 | Illinois TRM, 2018, Section 4.4.30 | 396.51 | motor belt |  | 396.51
Nonequipment | Efficient Motor Belts | Synchronous belt, 98% efficiency | Standard V-belt, 93% efficiency | Commercial | New | Retail | FL Zone 2 | Per Appliance | 4.977% | 8580.0419 | 8485.2348 | 94.8071 | 0.01105 | 10 | 0.012997 | 0.0032092 | 0 | no base cost | 0 | 0 | 246.51 | Illinois 2018 Statewide TRM, Section 4.4.30 | 150 | Illinois TRM, 2018, Section 4.4.30 | 396.51 | motor belt |  | 396.51
Nonequipment | Efficient Motor Belts | Synchronous belt, 98% efficiency | Standard V-belt, 93% efficiency | Commercial | New | Schools K-12 | FL Zone 2 | Per Appliance | 4.977% | 8580.0419 | 8485.2348 | 94.8071 | 0.01105 | 10 | 0.012292 | 0.010296 | 0 | no base cost | 0 | 0 | 246.51 | Illinois 2018 Statewide TRM, Section 4.4.30 | 150 | Illinois TRM, 2018, Section 4.4.30 | 396.51 | motor belt |  | 396.51
Nonequipment | Efficient Motor Belts | Synchronous belt, 98% efficiency | Standard V-belt, 93% efficiency | Commercial | New | Warehouse | FL Zone 2 | Per Appliance | 4.793% | 8580.0419 | 8485.2348 | 94.8071 | 0.01105 | 10 | 0.012997 | 0.0032092 | 0 | no base cost | 0 | 0 | 246.51 | Illinois 2018 Statewide TRM, Section 4.4.30 | 150 | Illinois TRM, 2018, Section 4.4.30 | 396.51 | motor belt |  | 396.51
Nonequipment | Engine Block Timer | Plug-in timer that activates engine block timer to reduce unnecessary run time | 0 | Commercial | Existing | Assembly | FL Zone 2 | Per Appliance | 0% | 720 | 460.8 | 259.2 | 0.36 | 5 | 0 | 0 | 0 | no base cost | 0 | 0 | 42.99 | https://www.honeywellstore.com/store/products/aube-plug-in-timer-with-three-prong-outlet-honeywell-ti062u.htm?gclid=EAIaIQobChMIm4qDhaKq4AIV2x-tBh33RwCSEAYYAiABEgLbFvD_BwE | 35.5 | Assume 0.5 hr for install and testing, http://www.serviskey.net/support/rate-estimator?s4=FL (Domestic Services rate) | 78.49 | timer |  | 78.49
Nonequipment | Engine Block Timer | Plug-in timer that activates engine block timer to reduce unnecessary run time | 0 | Commercial | Existing | College and University | FL Zone 2 | Per Appliance | 1.244% | 720 | 460.8 | 259.2 | 0.36 | 5 | 0.032279 | 0.032279 | 0 | no base cost | 0 | 0 | 42.99 | https://www.honeywellstore.com/store/products/aube-plug-in-timer-with-three-prong-outlet-honeywell-ti062u.htm?gclid=EAIaIQobChMIm4qDhaKq4AIV2x-tBh33RwCSEAYYAiABEgLbFvD_BwE | 35.5 | Assume 0.5 hr for install and testing, http://www.serviskey.net/support/rate-estimator?s4=FL (Domestic Services rate) | 78.49 | timer |  | 78.49
Nonequipment | Engine Block Timer | Plug-in timer that activates engine block timer to reduce unnecessary run time | 0 | Commercial | Existing | Grocery | FL Zone 2 | Per Appliance | 0% | 720 | 460.8 | 259.2 | 0.36 | 5 | 0 | 0 | 0 | no base cost | 0 | 0 | 42.99 | https://www.honeywellstore.com/store/products/aube-plug-in-timer-with-three-prong-outlet-honeywell-ti062u.htm?gclid=EAIaIQobChMIm4qDhaKq4AIV2x-tBh33RwCSEAYYAiABEgLbFvD_BwE | 35.5 | Assume 0.5 hr for install and testing, http://www.serviskey.net/support/rate-estimator?s4=FL (Domestic Services rate) | 78.49 | timer |  | 78.49
Nonequipment | Engine Block Timer | Plug-in timer that activates engine block timer to reduce unnecessary run time | 0 | Commercial | Existing | Healthcare | FL Zone 2 | Per Appliance | 1.244% | 720 | 460.8 | 259.2 | 0.36 | 5 | 0 | 0 | 0 | no base cost | 0 | 0 | 42.99 | https://www.honeywellstore.com/store/products/aube-plug-in-timer-with-three-prong-outlet-honeywell-ti062u.htm?gclid=EAIaIQobChMIm4qDhaKq4AIV2x-tBh33RwCSEAYYAiABEgLbFvD_BwE | 35.5 | Assume 0.5 hr for install and testing, http://www.serviskey.net/support/rate-estimator?s4=FL (Domestic Services rate) | 78.49 | timer |  | 78.49
Nonequipment | Engine Block Timer | Plug-in timer that activates engine block timer to reduce unnecessary run time | 0 | Commercial | Existing | Hospitals | FL Zone 2 | Per Appliance | 1.244% | 720 | 460.8 | 259.2 | 0.36 | 5 | 0.032279 | 0.032279 | 0 | no base cost | 0 | 0 | 42.99 | https://www.honeywellstore.com/store/products/aube-plug-in-timer-with-three-prong-outlet-honeywell-ti062u.htm?gclid=EAIaIQobChMIm4qDhaKq4AIV2x-tBh33RwCSEAYYAiABEgLbFvD_BwE | 35.5 | Assume 0.5 hr for install and testing, http://www.serviskey.net/support/rate-estimator?s4=FL (Domestic Services rate) | 78.49 | timer |  | 78.49
Nonequipment | Engine Block Timer | Plug-in timer that activates engine block timer to reduce unnecessary run time | 0 | Commercial | Existing | Institutional | FL Zone 2 | Per Appliance | 4.793% | 720 | 460.8 | 259.2 | 0.36 | 5 | 0.012328 | 0.012951 | 0 | no base cost | 0 | 0 | 42.99 | https://www.honeywellstore.com/store/products/aube-plug-in-timer-with-three-prong-outlet-honeywell-ti062u.htm?gclid=EAIaIQobChMIm4qDhaKq4AIV2x-tBh33RwCSEAYYAiABEgLbFvD_BwE | 35.5 | Assume 0.5 hr for install and testing, http://www.serviskey.net/support/rate-estimator?s4=FL (Domestic Services rate) | 78.49 | timer |  | 78.49
Nonequipment | Engine Block Timer | Plug-in timer that activates engine block timer to reduce unnecessary run time | 0 | Commercial | Existing | Lodging/Hospitality | FL Zone 2 | Per Appliance | 1.244% | 720 | 460.8 | 259.2 | 0.36 | 5 | 0 | 0 | 0 | no base cost | 0 | 0 | 42.99 | https://www.honeywellstore.com/store/products/aube-plug-in-timer-with-three-prong-outlet-honeywell-ti062u.htm?gclid=EAIaIQobChMIm4qDhaKq4AIV2x-tBh33RwCSEAYYAiABEgLbFvD_BwE | 35.5 | Assume 0.5 hr for install and testing, http://www.serviskey.net/support/rate-estimator?s4=FL (Domestic Services rate) | 78.49 | timer |  | 78.49
Nonequipment | Engine Block Timer | Plug-in timer that activates engine block timer to reduce unnecessary run time | 0 | Commercial | Existing | Miscellaneous | FL Zone 2 | Per Appliance | 0% | 720 | 460.8 | 259.2 | 0.36 | 5 | 0.012328 | 0.012951 | 0 | no base cost | 0 | 0 | 42.99 | https://www.honeywellstore.com/store/products/aube-plug-in-timer-with-three-prong-outlet-honeywell-ti062u.htm?gclid=EAIaIQobChMIm4qDhaKq4AIV2x-tBh33RwCSEAYYAiABEgLbFvD_BwE | 35.5 | Assume 0.5 hr for install and testing, http://www.serviskey.net/support/rate-estimator?s4=FL (Domestic Services rate) | 78.49 | timer |  | 78.49
Nonequipment | Engine Block Timer | Plug-in timer that activates engine block timer to reduce unnecessary run time | 0 | Commercial | Existing | Offices | FL Zone 2 | Per Appliance | 4.793% | 720 | 460.8 | 259.2 | 0.36 | 5 | 0.012328 | 0.012951 | 0 | no base cost | 0 | 0 | 42.99 | https://www.honeywellstore.com/store/products/aube-plug-in-timer-with-three-prong-outlet-honeywell-ti062u.htm?gclid=EAIaIQobChMIm4qDhaKq4AIV2x-tBh33RwCSEAYYAiABEgLbFvD_BwE | 35.5 | Assume 0.5 hr for install and testing, http://www.serviskey.net/support/rate-estimator?s4=FL (Domestic Services rate) | 78.49 | timer |  | 78.49
Nonequipment | Engine Block Timer | Plug-in timer that activates engine block timer to reduce unnecessary run time | 0 | Commercial | Existing | Restaurants | FL Zone 2 | Per Appliance | 0% | 720 | 460.8 | 259.2 | 0.36 | 5 | 0.012328 | 0.012951 | 0 | no base cost | 0 | 0 | 42.99 | https://www.honeywellstore.com/store/products/aube-plug-in-timer-with-three-prong-outlet-honeywell-ti062u.htm?gclid=EAIaIQobChMIm4qDhaKq4AIV2x-tBh33RwCSEAYYAiABEgLbFvD_BwE | 35.5 | Assume 0.5 hr for install and testing, http://www.serviskey.net/support/rate-estimator?s4=FL (Domestic Services rate) | 78.49 | timer |  | 78.49
Nonequipment | Engine Block Timer | Plug-in timer that activates engine block timer to reduce unnecessary run time | 0 | Commercial | Existing | Retail | FL Zone 2 | Per Appliance | 0% | 720 | 460.8 | 259.2 | 0.36 | 5 | 0.012328 | 0.012951 | 0 | no base cost | 0 | 0 | 42.99 | https://www.honeywellstore.com/store/products/aube-plug-in-timer-with-three-prong-outlet-honeywell-ti062u.htm?gclid=EAIaIQobChMIm4qDhaKq4AIV2x-tBh33RwCSEAYYAiABEgLbFvD_BwE | 35.5 | Assume 0.5 hr for install and testing, http://www.serviskey.net/support/rate-estimator?s4=FL (Domestic Services rate) | 78.49 | timer |  | 78.49
Nonequipment | Engine Block Timer | Plug-in timer that activates engine block timer to reduce unnecessary run time | 0 | Commercial | Existing | Schools K-12 | FL Zone 2 | Per Appliance | 0% | 720 | 460.8 | 259.2 | 0.36 | 5 | 0.012328 | 0.012951 | 0 | no base cost | 0 | 0 | 42.99 | https://www.honeywellstore.com/store/products/aube-plug-in-timer-with-three-prong-outlet-honeywell-ti062u.htm?gclid=EAIaIQobChMIm4qDhaKq4AIV2x-tBh33RwCSEAYYAiABEgLbFvD_BwE | 35.5 | Assume 0.5 hr for install and testing, http://www.serviskey.net/support/rate-estimator?s4=FL (Domestic Services rate) | 78.49 | timer |  | 78.49
Nonequipment | Engine Block Timer | Plug-in timer that activates engine block timer to reduce unnecessary run time | 0 | Commercial | Existing | Warehouse | FL Zone 2 | Per Appliance | 0% | 720 | 460.8 | 259.2 | 0.36 | 5 | 0.012328 | 0.012951 | 0 | no base cost | 0 | 0 | 42.99 | https://www.honeywellstore.com/store/products/aube-plug-in-timer-with-three-prong-outlet-honeywell-ti062u.htm?gclid=EAIaIQobChMIm4qDhaKq4AIV2x-tBh33RwCSEAYYAiABEgLbFvD_BwE | 35.5 | Assume 0.5 hr for install and testing, http://www.serviskey.net/support/rate-estimator?s4=FL (Domestic Services rate) | 78.49 | timer |  | 78.49
Nonequipment | Engine Block Timer | Plug-in timer that activates engine block timer to reduce unnecessary run time | no timer | Commercial | New | Assembly | FL Zone 2 | Per Appliance | 0% | 720 | 460.8 | 259.2 | 0.36 | 5 | 0 | 0 | 0 | no base cost | 0 | 0 | 42.99 | https://www.honeywellstore.com/store/products/aube-plug-in-timer-with-three-prong-outlet-honeywell-ti062u.htm?gclid=EAIaIQobChMIm4qDhaKq4AIV2x-tBh33RwCSEAYYAiABEgLbFvD_BwE | 35.5 | Assume 0.5 hr for install and testing, http://www.serviskey.net/support/rate-estimator?s4=FL (Domestic Services rate) | 78.49 | timer |  | 78.49
Nonequipment | Engine Block Timer | Plug-in timer that activates engine block timer to reduce unnecessary run time | no timer | Commercial | New | College and University | FL Zone 2 | Per Appliance | 4.977% | 720 | 460.8 | 259.2 | 0.36 | 5 | 0.032279 | 0.032279 | 0 | no base cost | 0 | 0 | 42.99 | https://www.honeywellstore.com/store/products/aube-plug-in-timer-with-three-prong-outlet-honeywell-ti062u.htm?gclid=EAIaIQobChMIm4qDhaKq4AIV2x-tBh33RwCSEAYYAiABEgLbFvD_BwE | 35.5 | Assume 0.5 hr for install and testing, http://www.serviskey.net/support/rate-estimator?s4=FL (Domestic Services rate) | 78.49 | timer |  | 78.49
Nonequipment | Engine Block Timer | Plug-in timer that activates engine block timer to reduce unnecessary run time | no timer | Commercial | New | Grocery | FL Zone 2 | Per Appliance | 0% | 720 | 460.8 | 259.2 | 0.36 | 5 | 0 | 0 | 0 | no base cost | 0 | 0 | 42.99 | https://www.honeywellstore.com/store/products/aube-plug-in-timer-with-three-prong-outlet-honeywell-ti062u.htm?gclid=EAIaIQobChMIm4qDhaKq4AIV2x-tBh33RwCSEAYYAiABEgLbFvD_BwE | 35.5 | Assume 0.5 hr for install and testing, http://www.serviskey.net/support/rate-estimator?s4=FL (Domestic Services rate) | 78.49 | timer |  | 78.49
Nonequipment | Engine Block Timer | Plug-in timer that activates engine block timer to reduce unnecessary run time | no timer | Commercial | New | Healthcare | FL Zone 2 | Per Appliance | 4.977% | 720 | 460.8 | 259.2 | 0.36 | 5 | 0 | 0 | 0 | no base cost | 0 | 0 | 42.99 | https://www.honeywellstore.com/store/products/aube-plug-in-timer-with-three-prong-outlet-honeywell-ti062u.htm?gclid=EAIaIQobChMIm4qDhaKq4AIV2x-tBh33RwCSEAYYAiABEgLbFvD_BwE | 35.5 | Assume 0.5 hr for install and testing, http://www.serviskey.net/support/rate-estimator?s4=FL (Domestic Services rate) | 78.49 | timer |  | 78.49
Nonequipment | Engine Block Timer | Plug-in timer that activates engine block timer to reduce unnecessary run time | no timer | Commercial | New | Hospitals | FL Zone 2 | Per Appliance | 4.977% | 720 | 460.8 | 259.2 | 0.36 | 5 | 0.032279 | 0.032279 | 0 | no base cost | 0 | 0 | 42.99 | https://www.honeywellstore.com/store/products/aube-plug-in-timer-with-three-prong-outlet-honeywell-ti062u.htm?gclid=EAIaIQobChMIm4qDhaKq4AIV2x-tBh33RwCSEAYYAiABEgLbFvD_BwE | 35.5 | Assume 0.5 hr for install and testing, http://www.serviskey.net/support/rate-estimator?s4=FL (Domestic Services rate) | 78.49 | timer |  | 78.49
Nonequipment | Engine Block Timer | Plug-in timer that activates engine block timer to reduce unnecessary run time | no timer | Commercial | New | Institutional | FL Zone 2 | Per Appliance | 4.793% | 720 | 460.8 | 259.2 | 0.36 | 5 | 0.012328 | 0.012951 | 0 | no base cost | 0 | 0 | 42.99 | https://www.honeywellstore.com/store/products/aube-plug-in-timer-with-three-prong-outlet-honeywell-ti062u.htm?gclid=EAIaIQobChMIm4qDhaKq4AIV2x-tBh33RwCSEAYYAiABEgLbFvD_BwE | 35.5 | Assume 0.5 hr for install and testing, http://www.serviskey.net/support/rate-estimator?s4=FL (Domestic Services rate) | 78.49 | timer |  | 78.49
Nonequipment | Engine Block Timer | Plug-in timer that activates engine block timer to reduce unnecessary run time | no timer | Commercial | New | Lodging/Hospitality | FL Zone 2 | Per Appliance | 4.977% | 720 | 460.8 | 259.2 | 0.36 | 5 | 0 | 0 | 0 | no base cost | 0 | 0 | 42.99 | https://www.honeywellstore.com/store/products/aube-plug-in-timer-with-three-prong-outlet-honeywell-ti062u.htm?gclid=EAIaIQobChMIm4qDhaKq4AIV2x-tBh33RwCSEAYYAiABEgLbFvD_BwE | 35.5 | Assume 0.5 hr for install and testing, http://www.serviskey.net/support/rate-estimator?s4=FL (Domestic Services rate) | 78.49 | timer |  | 78.49
Nonequipment | Engine Block Timer | Plug-in timer that activates engine block timer to reduce unnecessary run time | no timer | Commercial | New | Miscellaneous | FL Zone 2 | Per Appliance | 0% | 720 | 460.8 | 259.2 | 0.36 | 5 | 0.012328 | 0.012951 | 0 | no base cost | 0 | 0 | 42.99 | https://www.honeywellstore.com/store/products/aube-plug-in-timer-with-three-prong-outlet-honeywell-ti062u.htm?gclid=EAIaIQobChMIm4qDhaKq4AIV2x-tBh33RwCSEAYYAiABEgLbFvD_BwE | 35.5 | Assume 0.5 hr for install and testing, http://www.serviskey.net/support/rate-estimator?s4=FL (Domestic Services rate) | 78.49 | timer |  | 78.49
Nonequipment | Engine Block Timer | Plug-in timer that activates engine block timer to reduce unnecessary run time | no timer | Commercial | New | Offices | FL Zone 2 | Per Appliance | 4.793% | 720 | 460.8 | 259.2 | 0.36 | 5 | 0.012328 | 0.012951 | 0 | no base cost | 0 | 0 | 42.99 | https://www.honeywellstore.com/store/products/aube-plug-in-timer-with-three-prong-outlet-honeywell-ti062u.htm?gclid=EAIaIQobChMIm4qDhaKq4AIV2x-tBh33RwCSEAYYAiABEgLbFvD_BwE | 35.5 | Assume 0.5 hr for install and testing, http://www.serviskey.net/support/rate-estimator?s4=FL (Domestic Services rate) | 78.49 | timer |  | 78.49
Nonequipment | Engine Block Timer | Plug-in timer that activates engine block timer to reduce unnecessary run time | no timer | Commercial | New | Restaurants | FL Zone 2 | Per Appliance | 0% | 720 | 460.8 | 259.2 | 0.36 | 5 | 0.012328 | 0.012951 | 0 | no base cost | 0 | 0 | 42.99 | https://www.honeywellstore.com/store/products/aube-plug-in-timer-with-three-prong-outlet-honeywell-ti062u.htm?gclid=EAIaIQobChMIm4qDhaKq4AIV2x-tBh33RwCSEAYYAiABEgLbFvD_BwE | 35.5 | Assume 0.5 hr for install and testing, http://www.serviskey.net/support/rate-estimator?s4=FL (Domestic Services rate) | 78.49 | timer |  | 78.49
Nonequipment | Engine Block Timer | Plug-in timer that activates engine block timer to reduce unnecessary run time | no timer | Commercial | New | Retail | FL Zone 2 | Per Appliance | 0% | 720 | 460.8 | 259.2 | 0.36 | 5 | 0.012328 | 0.012951 | 0 | no base cost | 0 | 0 | 42.99 | https://www.honeywellstore.com/store/products/aube-plug-in-timer-with-three-prong-outlet-honeywell-ti062u.htm?gclid=EAIaIQobChMIm4qDhaKq4AIV2x-tBh33RwCSEAYYAiABEgLbFvD_BwE | 35.5 | Assume 0.5 hr for install and testing, http://www.serviskey.net/support/rate-estimator?s4=FL (Domestic Services rate) | 78.49 | timer |  | 78.49
Nonequipment | Engine Block Timer | Plug-in timer that activates engine block timer to reduce unnecessary run time | no timer | Commercial | New | Schools K-12 | FL Zone 2 | Per Appliance | 0% | 720 | 460.8 | 259.2 | 0.36 | 5 | 0.012328 | 0.012951 | 0 | no base cost | 0 | 0 | 42.99 | https://www.honeywellstore.com/store/products/aube-plug-in-timer-with-three-prong-outlet-honeywell-ti062u.htm?gclid=EAIaIQobChMIm4qDhaKq4AIV2x-tBh33RwCSEAYYAiABEgLbFvD_BwE | 35.5 | Assume 0.5 hr for install and testing, http://www.serviskey.net/support/rate-estimator?s4=FL (Domestic Services rate) | 78.49 | timer |  | 78.49
Nonequipment | Engine Block Timer | Plug-in timer that activates engine block timer to reduce unnecessary run time | no timer | Commercial | New | Warehouse | FL Zone 2 | Per Appliance | 0% | 720 | 460.8 | 259.2 | 0.36 | 5 | 0.012328 | 0.012951 | 0 | no base cost | 0 | 0 | 42.99 | https://www.honeywellstore.com/store/products/aube-plug-in-timer-with-three-prong-outlet-honeywell-ti062u.htm?gclid=EAIaIQobChMIm4qDhaKq4AIV2x-tBh33RwCSEAYYAiABEgLbFvD_BwE | 35.5 | Assume 0.5 hr for install and testing, http://www.serviskey.net/support/rate-estimator?s4=FL (Domestic Services rate) | 78.49 | timer |  | 78.49
Nonequipment | Regenerative Drive Elevator Motor | Regenerative drive produced energy when motor in overhaul condition | 0 | Commercial | Existing | Assembly | FL Zone 2 | Per Appliance | 10.45% | 32653.1987 | 30625.2632 | 2027.9355 | 0.062105 | 13 | 0.28225 | 0.025857 | 225000 | https://www.mge.com/saving-energy/business/bea/article_detail.htm?nid=1789 | 0 | 0 | 235000 | https://www.mge.com/saving-energy/business/bea/article_detail.htm?nid=1789 | 0 | 0 | 10000 | elevator motor |  | 10000
Nonequipment | Regenerative Drive Elevator Motor | Regenerative drive produced energy when motor in overhaul condition | 0 | Commercial | Existing | College and University | FL Zone 2 | Per Appliance | 10.45% | 32653.1987 | 30625.2632 | 2027.9355 | 0.062105 | 13 | 0.26293 | 0.22024 | 225000 | https://www.mge.com/saving-energy/business/bea/article_detail.htm?nid=1789 | 0 | 0 | 235000 | https://www.mge.com/saving-energy/business/bea/article_detail.htm?nid=1789 | 0 | 0 | 10000 | elevator motor |  | 10000
Nonequipment | Regenerative Drive Elevator Motor | Regenerative drive produced energy when motor in overhaul condition | 0 | Commercial | Existing | Grocery | FL Zone 2 | Per Appliance | 0% | 32653.1987 | 30625.2632 | 2027.9355 | 0.062105 | 13 | 0.28225 | 0.025857 | 225000 | https://www.mge.com/saving-energy/business/bea/article_detail.htm?nid=1789 | 0 | 0 | 235000 | https://www.mge.com/saving-energy/business/bea/article_detail.htm?nid=1789 | 0 | 0 | 10000 | elevator motor |  | 10000
Nonequipment | Regenerative Drive Elevator Motor | Regenerative drive produced energy when motor in overhaul condition | 0 | Commercial | Existing | Healthcare | FL Zone 2 | Per Appliance | 10.45% | 32653.1987 | 30625.2632 | 2027.9355 | 0.062105 | 13 | 0.26293 | 0.22024 | 225000 | https://www.mge.com/saving-energy/business/bea/article_detail.htm?nid=1789 | 0 | 0 | 235000 | https://www.mge.com/saving-energy/business/bea/article_detail.htm?nid=1789 | 0 | 0 | 10000 | elevator motor |  | 10000
Nonequipment | Regenerative Drive Elevator Motor | Regenerative drive produced energy when motor in overhaul condition | 0 | Commercial | Existing | Hospitals | FL Zone 2 | Per Appliance | 10.45% | 32653.1987 | 30625.2632 | 2027.9355 | 0.062105 | 13 | 0.26293 | 0.22024 | 225000 | https://www.mge.com/saving-energy/business/bea/article_detail.htm?nid=1789 | 0 | 0 | 235000 | https://www.mge.com/saving-energy/business/bea/article_detail.htm?nid=1789 | 0 | 0 | 10000 | elevator motor |  | 10000
Nonequipment | Regenerative Drive Elevator Motor | Regenerative drive produced energy when motor in overhaul condition | 0 | Commercial | Existing | Institutional | FL Zone 2 | Per Appliance | 10.45% | 32653.1987 | 30625.2632 | 2027.9355 | 0.062105 | 13 | 0.28225 | 0.025857 | 225000 | https://www.mge.com/saving-energy/business/bea/article_detail.htm?nid=1789 | 0 | 0 | 235000 | https://www.mge.com/saving-energy/business/bea/article_detail.htm?nid=1789 | 0 | 0 | 10000 | elevator motor |  | 10000
Nonequipment | Regenerative Drive Elevator Motor | Regenerative drive produced energy when motor in overhaul condition | 0 | Commercial | Existing | Lodging/Hospitality | FL Zone 2 | Per Appliance | 10.45% | 32653.1987 | 30625.2632 | 2027.9355 | 0.062105 | 13 | 0.26293 | 0.22024 | 225000 | https://www.mge.com/saving-energy/business/bea/article_detail.htm?nid=1789 | 0 | 0 | 235000 | https://www.mge.com/saving-energy/business/bea/article_detail.htm?nid=1789 | 0 | 0 | 10000 | elevator motor |  | 10000
Nonequipment | Regenerative Drive Elevator Motor | Regenerative drive produced energy when motor in overhaul condition | 0 | Commercial | Existing | Miscellaneous | FL Zone 2 | Per Appliance | 0% | 32653.1987 | 30625.2632 | 2027.9355 | 0.062105 | 13 | 0.28225 | 0.025857 | 225000 | https://www.mge.com/saving-energy/business/bea/article_detail.htm?nid=1789 | 0 | 0 | 235000 | https://www.mge.com/saving-energy/business/bea/article_detail.htm?nid=1789 | 0 | 0 | 10000 | elevator motor |  | 10000
Nonequipment | Regenerative Drive Elevator Motor | Regenerative drive produced energy when motor in overhaul condition | 0 | Commercial | Existing | Offices | FL Zone 2 | Per Appliance | 10.45% | 32653.1987 | 30625.2632 | 2027.9355 | 0.062105 | 13 | 0.28225 | 0.025857 | 225000 | https://www.mge.com/saving-energy/business/bea/article_detail.htm?nid=1789 | 0 | 0 | 235000 | https://www.mge.com/saving-energy/business/bea/article_detail.htm?nid=1789 | 0 | 0 | 10000 | elevator motor |  | 10000
Nonequipment | Regenerative Drive Elevator Motor | Regenerative drive produced energy when motor in overhaul condition | 0 | Commercial | Existing | Restaurants | FL Zone 2 | Per Appliance | 2.24% | 32653.1987 | 30625.2632 | 2027.9355 | 0.062105 | 13 | 0.26293 | 0.22024 | 225000 | https://www.mge.com/saving-energy/business/bea/article_detail.htm?nid=1789 | 0 | 0 | 235000 | https://www.mge.com/saving-energy/business/bea/article_detail.htm?nid=1789 | 0 | 0 | 10000 | elevator motor |  | 10000
Nonequipment | Regenerative Drive Elevator Motor | Regenerative drive produced energy when motor in overhaul condition | 0 | Commercial | Existing | Retail | FL Zone 2 | Per Appliance | 2.24% | 32653.1987 | 30625.2632 | 2027.9355 | 0.062105 | 13 | 0.28225 | 0.025857 | 225000 | https://www.mge.com/saving-energy/business/bea/article_detail.htm?nid=1789 | 0 | 0 | 235000 | https://www.mge.com/saving-energy/business/bea/article_detail.htm?nid=1789 | 0 | 0 | 10000 | elevator motor |  | 10000
Nonequipment | Regenerative Drive Elevator Motor | Regenerative drive produced energy when motor in overhaul condition | 0 | Commercial | Existing | Schools K-12 | FL Zone 2 | Per Appliance | 10.45% | 32653.1987 | 30625.2632 | 2027.9355 | 0.062105 | 13 | 0.26293 | 0.22024 | 225000 | https://www.mge.com/saving-energy/business/bea/article_detail.htm?nid=1789 | 0 | 0 | 235000 | https://www.mge.com/saving-energy/business/bea/article_detail.htm?nid=1789 | 0 | 0 | 10000 | elevator motor |  | 10000
Nonequipment | Regenerative Drive Elevator Motor | Regenerative drive produced energy when motor in overhaul condition | 0 | Commercial | Existing | Warehouse | FL Zone 2 | Per Appliance | 2.24% | 32653.1987 | 30625.2632 | 2027.9355 | 0.062105 | 13 | 0.28225 | 0.025857 | 225000 | https://www.mge.com/saving-energy/business/bea/article_detail.htm?nid=1789 | 0 | 0 | 235000 | https://www.mge.com/saving-energy/business/bea/article_detail.htm?nid=1789 | 0 | 0 | 10000 | elevator motor |  | 10000
Nonequipment | Regenerative Drive Elevator Motor | Regenerative drive produced energy when motor in overhaul condition | Geared non-regenerative, variable voltage, variable frequency | Commercial | New | Assembly | FL Zone 2 | Per Appliance | 11.17% | 32653.1987 | 30625.2632 | 2027.9355 | 0.062105 | 13 | 0.28225 | 0.025857 | 225000 | https://www.mge.com/saving-energy/business/bea/article_detail.htm?nid=1789 | 0 | 0 | 235000 | https://www.mge.com/saving-energy/business/bea/article_detail.htm?nid=1789 | 0 | 0 | 10000 | elevator motor |  | 10000
Nonequipment | Regenerative Drive Elevator Motor | Regenerative drive produced energy when motor in overhaul condition | Geared non-regenerative, variable voltage, variable frequency | Commercial | New | College and University | FL Zone 2 | Per Appliance | 11.17% | 32653.1987 | 30625.2632 | 2027.9355 | 0.062105 | 13 | 0.26293 | 0.22024 | 225000 | https://www.mge.com/saving-energy/business/bea/article_detail.htm?nid=1789 | 0 | 0 | 235000 | https://www.mge.com/saving-energy/business/bea/article_detail.htm?nid=1789 | 0 | 0 | 10000 | elevator motor |  | 10000
Nonequipment | Regenerative Drive Elevator Motor | Regenerative drive produced energy when motor in overhaul condition | Geared non-regenerative, variable voltage, variable frequency | Commercial | New | Grocery | FL Zone 2 | Per Appliance | 0% | 32653.1987 | 30625.2632 | 2027.9355 | 0.062105 | 13 | 0.28225 | 0.025857 | 225000 | https://www.mge.com/saving-energy/business/bea/article_detail.htm?nid=1789 | 0 | 0 | 235000 | https://www.mge.com/saving-energy/business/bea/article_detail.htm?nid=1789 | 0 | 0 | 10000 | elevator motor |  | 10000
Nonequipment | Regenerative Drive Elevator Motor | Regenerative drive produced energy when motor in overhaul condition | Geared non-regenerative, variable voltage, variable frequency | Commercial | New | Healthcare | FL Zone 2 | Per Appliance | 11.17% | 32653.1987 | 30625.2632 | 2027.9355 | 0.062105 | 13 | 0.26293 | 0.22024 | 225000 | https://www.mge.com/saving-energy/business/bea/article_detail.htm?nid=1789 | 0 | 0 | 235000 | https://www.mge.com/saving-energy/business/bea/article_detail.htm?nid=1789 | 0 | 0 | 10000 | elevator motor |  | 10000
Nonequipment | Regenerative Drive Elevator Motor | Regenerative drive produced energy when motor in overhaul condition | Geared non-regenerative, variable voltage, variable frequency | Commercial | New | Hospitals | FL Zone 2 | Per Appliance | 11.17% | 32653.1987 | 30625.2632 | 2027.9355 | 0.062105 | 13 | 0.26293 | 0.22024 | 225000 | https://www.mge.com/saving-energy/business/bea/article_detail.htm?nid=1789 | 0 | 0 | 235000 | https://www.mge.com/saving-energy/business/bea/article_detail.htm?nid=1789 | 0 | 0 | 10000 | elevator motor |  | 10000
Nonequipment | Regenerative Drive Elevator Motor | Regenerative drive produced energy when motor in overhaul condition | Geared non-regenerative, variable voltage, variable frequency | Commercial | New | Institutional | FL Zone 2 | Per Appliance | 11.17% | 32653.1987 | 30625.2632 | 2027.9355 | 0.062105 | 13 | 0.28225 | 0.025857 | 225000 | https://www.mge.com/saving-energy/business/bea/article_detail.htm?nid=1789 | 0 | 0 | 235000 | https://www.mge.com/saving-energy/business/bea/article_detail.htm?nid=1789 | 0 | 0 | 10000 | elevator motor |  | 10000
Nonequipment | Regenerative Drive Elevator Motor | Regenerative drive produced energy when motor in overhaul condition | Geared non-regenerative, variable voltage, variable frequency | Commercial | New | Lodging/Hospitality | FL Zone 2 | Per Appliance | 11.17% | 32653.1987 | 30625.2632 | 2027.9355 | 0.062105 | 13 | 0.26293 | 0.22024 | 225000 | https://www.mge.com/saving-energy/business/bea/article_detail.htm?nid=1789 | 0 | 0 | 235000 | https://www.mge.com/saving-energy/business/bea/article_detail.htm?nid=1789 | 0 | 0 | 10000 | elevator motor |  | 10000
Nonequipment | Regenerative Drive Elevator Motor | Regenerative drive produced energy when motor in overhaul condition | Geared non-regenerative, variable voltage, variable frequency | Commercial | New | Miscellaneous | FL Zone 2 | Per Appliance | 0% | 32653.1987 | 30625.2632 | 2027.9355 | 0.062105 | 13 | 0.28225 | 0.025857 | 225000 | https://www.mge.com/saving-energy/business/bea/article_detail.htm?nid=1789 | 0 | 0 | 235000 | https://www.mge.com/saving-energy/business/bea/article_detail.htm?nid=1789 | 0 | 0 | 10000 | elevator motor |  | 10000
Nonequipment | Regenerative Drive Elevator Motor | Regenerative drive produced energy when motor in overhaul condition | Geared non-regenerative, variable voltage, variable frequency | Commercial | New | Offices | FL Zone 2 | Per Appliance | 11.17% | 32653.1987 | 30625.2632 | 2027.9355 | 0.062105 | 13 | 0.28225 | 0.025857 | 225000 | https://www.mge.com/saving-energy/business/bea/article_detail.htm?nid=1789 | 0 | 0 | 235000 | https://www.mge.com/saving-energy/business/bea/article_detail.htm?nid=1789 | 0 | 0 | 10000 | elevator motor |  | 10000
Nonequipment | Regenerative Drive Elevator Motor | Regenerative drive produced energy when motor in overhaul condition | Geared non-regenerative, variable voltage, variable frequency | Commercial | New | Restaurants | FL Zone 2 | Per Appliance | 11.17% | 32653.1987 | 30625.2632 | 2027.9355 | 0.062105 | 13 | 0.26293 | 0.22024 | 225000 | https://www.mge.com/saving-energy/business/bea/article_detail.htm?nid=1789 | 0 | 0 | 235000 | https://www.mge.com/saving-energy/business/bea/article_detail.htm?nid=1789 | 0 | 0 | 10000 | elevator motor |  | 10000
Nonequipment | Regenerative Drive Elevator Motor | Regenerative drive produced energy when motor in overhaul condition | Geared non-regenerative, variable voltage, variable frequency | Commercial | New | Retail | FL Zone 2 | Per Appliance | 11.17% | 32653.1987 | 30625.2632 | 2027.9355 | 0.062105 | 13 | 0.28225 | 0.025857 | 225000 | https://www.mge.com/saving-energy/business/bea/article_detail.htm?nid=1789 | 0 | 0 | 235000 | https://www.mge.com/saving-energy/business/bea/article_detail.htm?nid=1789 | 0 | 0 | 10000 | elevator motor |  | 10000
Nonequipment | Regenerative Drive Elevator Motor | Regenerative drive produced energy when motor in overhaul condition | Geared non-regenerative, variable voltage, variable frequency | Commercial | New | Schools K-12 | FL Zone 2 | Per Appliance | 11.17% | 32653.1987 | 30625.2632 | 2027.9355 | 0.062105 | 13 | 0.26293 | 0.22024 | 225000 | https://www.mge.com/saving-energy/business/bea/article_detail.htm?nid=1789 | 0 | 0 | 235000 | https://www.mge.com/saving-energy/business/bea/article_detail.htm?nid=1789 | 0 | 0 | 10000 | elevator motor |  | 10000
Nonequipment | Regenerative Drive Elevator Motor | Regenerative drive produced energy when motor in overhaul condition | Geared non-regenerative, variable voltage, variable frequency | Commercial | New | Warehouse | FL Zone 2 | Per Appliance | 11.17% | 32653.1987 | 30625.2632 | 2027.9355 | 0.062105 | 13 | 0.28225 | 0.025857 | 225000 | https://www.mge.com/saving-energy/business/bea/article_detail.htm?nid=1789 | 0 | 0 | 235000 | https://www.mge.com/saving-energy/business/bea/article_detail.htm?nid=1789 | 0 | 0 | 10000 | elevator motor |  | 10000
Nonequipment | VSD Controlled Compressor | Variable Speed Drive Control - includes all non-HVAC applications | 0 | Commercial | Existing | Assembly | FL Zone 2 | Per End Use Consumption | 5.549% | 63311.04 | 50150.88 | 13160.16 | 0.20787 | 15 | 1.9843 | 0.92875 | 0 | Reference source included incremental cost only | 0 | 0 | 3986 | Illinois 2018 Statewide TRM, Section 4.7.1 | 0 | 0 | 3986 | compressor (20hp) | 1 | 3986
Nonequipment | VSD Controlled Compressor | Variable Speed Drive Control - includes all non-HVAC applications | 0 | Commercial | Existing | College and University | FL Zone 2 | Per End Use Consumption | 7.399% | 63311.04 | 50150.88 | 13160.16 | 0.20787 | 15 | 1.7063 | 1.4292 | 0 | Reference source included incremental cost only | 0 | 0 | 3986 | Illinois 2018 Statewide TRM, Section 4.7.1 | 0 | 0 | 3986 | compressor (20hp) | 1 | 3986
Nonequipment | VSD Controlled Compressor | Variable Speed Drive Control - includes all non-HVAC applications | 0 | Commercial | Existing | Grocery | FL Zone 2 | Per End Use Consumption | 23.37% | 63311.04 | 50150.88 | 13160.16 | 0.20787 | 15 | 1.9843 | 0.92875 | 0 | Reference source included incremental cost only | 0 | 0 | 3986 | Illinois 2018 Statewide TRM, Section 4.7.1 | 0 | 0 | 3986 | compressor (20hp) | 1 | 3986
Nonequipment | VSD Controlled Compressor | Variable Speed Drive Control - includes all non-HVAC applications | 0 | Commercial | Existing | Healthcare | FL Zone 2 | Per End Use Consumption | 7.399% | 63311.04 | 50150.88 | 13160.16 | 0.20787 | 15 | 1.7063 | 1.4292 | 0 | Reference source included incremental cost only | 0 | 0 | 3986 | Illinois 2018 Statewide TRM, Section 4.7.1 | 0 | 0 | 3986 | compressor (20hp) | 1 | 3986
Nonequipment | VSD Controlled Compressor | Variable Speed Drive Control - includes all non-HVAC applications | 0 | Commercial | Existing | Hospitals | FL Zone 2 | Per End Use Consumption | 5.549% | 63311.04 | 50150.88 | 13160.16 | 0.20787 | 15 | 1.7063 | 1.4292 | 0 | Reference source included incremental cost only | 0 | 0 | 3986 | Illinois 2018 Statewide TRM, Section 4.7.1 | 0 | 0 | 3986 | compressor (20hp) | 1 | 3986
Nonequipment | VSD Controlled Compressor | Variable Speed Drive Control - includes all non-HVAC applications | 0 | Commercial | Existing | Institutional | FL Zone 2 | Per End Use Consumption | 5.549% | 63311.04 | 50150.88 | 13160.16 | 0.20787 | 15 | 1.9843 | 0.92875 | 0 | Reference source included incremental cost only | 0 | 0 | 3986 | Illinois 2018 Statewide TRM, Section 4.7.1 | 0 | 0 | 3986 | compressor (20hp) | 1 | 3986
Nonequipment | VSD Controlled Compressor | Variable Speed Drive Control - includes all non-HVAC applications | 0 | Commercial | Existing | Lodging/Hospitality | FL Zone 2 | Per End Use Consumption | 7.399% | 63311.04 | 50150.88 | 13160.16 | 0.20787 | 15 | 1.7063 | 1.4292 | 0 | Reference source included incremental cost only | 0 | 0 | 3986 | Illinois 2018 Statewide TRM, Section 4.7.1 | 0 | 0 | 3986 | compressor (20hp) | 1 | 3986
Nonequipment | VSD Controlled Compressor | Variable Speed Drive Control - includes all non-HVAC applications | 0 | Commercial | Existing | Miscellaneous | FL Zone 2 | Per End Use Consumption | 23.37% | 63311.04 | 50150.88 | 13160.16 | 0.20787 | 15 | 1.9843 | 0.92875 | 0 | Reference source included incremental cost only | 0 | 0 | 3986 | Illinois 2018 Statewide TRM, Section 4.7.1 | 0 | 0 | 3986 | compressor (20hp) | 1 | 3986
Nonequipment | VSD Controlled Compressor | Variable Speed Drive Control - includes all non-HVAC applications | 0 | Commercial | Existing | Offices | FL Zone 2 | Per End Use Consumption | 5.549% | 63311.04 | 50150.88 | 13160.16 | 0.20787 | 15 | 1.9843 | 0.92875 | 0 | Reference source included incremental cost only | 0 | 0 | 3986 | Illinois 2018 Statewide TRM, Section 4.7.1 | 0 | 0 | 3986 | compressor (20hp) | 1 | 3986
Nonequipment | VSD Controlled Compressor | Variable Speed Drive Control - includes all non-HVAC applications | 0 | Commercial | Existing | Restaurants | FL Zone 2 | Per End Use Consumption | 7.399% | 63311.04 | 50150.88 | 13160.16 | 0.20787 | 15 | 1.7063 | 1.4292 | 0 | Reference source included incremental cost only | 0 | 0 | 3986 | Illinois 2018 Statewide TRM, Section 4.7.1 | 0 | 0 | 3986 | compressor (20hp) | 1 | 3986
Nonequipment | VSD Controlled Compressor | Variable Speed Drive Control - includes all non-HVAC applications | 0 | Commercial | Existing | Retail | FL Zone 2 | Per End Use Consumption | 7.399% | 63311.04 | 50150.88 | 13160.16 | 0.20787 | 15 | 1.9843 | 0.92875 | 0 | Reference source included incremental cost only | 0 | 0 | 3986 | Illinois 2018 Statewide TRM, Section 4.7.1 | 0 | 0 | 3986 | compressor (20hp) | 1 | 3986
Nonequipment | VSD Controlled Compressor | Variable Speed Drive Control - includes all non-HVAC applications | 0 | Commercial | Existing | Schools K-12 | FL Zone 2 | Per End Use Consumption | 7.399% | 63311.04 | 50150.88 | 13160.16 | 0.20787 | 15 | 1.7063 | 1.4292 | 0 | Reference source included incremental cost only | 0 | 0 | 3986 | Illinois 2018 Statewide TRM, Section 4.7.1 | 0 | 0 | 3986 | compressor (20hp) | 1 | 3986
Nonequipment | VSD Controlled Compressor | Variable Speed Drive Control - includes all non-HVAC applications | 0 | Commercial | Existing | Warehouse | FL Zone 2 | Per End Use Consumption | 7.399% | 63311.04 | 50150.88 | 13160.16 | 0.20787 | 15 | 1.9843 | 0.92875 | 0 | Reference source included incremental cost only | 0 | 0 | 3986 | Illinois 2018 Statewide TRM, Section 4.7.1 | 0 | 0 | 3986 | compressor (20hp) | 1 | 3986
Nonequipment | VSD Controlled Compressor | Variable Speed Drive Control - includes all non-HVAC applications | Standard Control System | Commercial | New | Assembly | FL Zone 2 | Per End Use Consumption | 27.75% | 63311.04 | 50150.88 | 13160.16 | 0.20787 | 15 | 1.9843 | 0.92875 | 0 | Reference source included incremental cost only | 0 | 0 | 3986 | Illinois 2018 Statewide TRM, Section 4.7.1 | 0 | 0 | 3986 | compressor (20hp) | 1 | 3986
Nonequipment | VSD Controlled Compressor | Variable Speed Drive Control - includes all non-HVAC applications | Standard Control System | Commercial | New | College and University | FL Zone 2 | Per End Use Consumption | 36.99% | 63311.04 | 50150.88 | 13160.16 | 0.20787 | 15 | 1.7063 | 1.4292 | 0 | Reference source included incremental cost only | 0 | 0 | 3986 | Illinois 2018 Statewide TRM, Section 4.7.1 | 0 | 0 | 3986 | compressor (20hp) | 1 | 3986
Nonequipment | VSD Controlled Compressor | Variable Speed Drive Control - includes all non-HVAC applications | Standard Control System | Commercial | New | Grocery | FL Zone 2 | Per End Use Consumption | 23.37% | 63311.04 | 50150.88 | 13160.16 | 0.20787 | 15 | 1.9843 | 0.92875 | 0 | Reference source included incremental cost only | 0 | 0 | 3986 | Illinois 2018 Statewide TRM, Section 4.7.1 | 0 | 0 | 3986 | compressor (20hp) | 1 | 3986
Nonequipment | VSD Controlled Compressor | Variable Speed Drive Control - includes all non-HVAC applications | Standard Control System | Commercial | New | Healthcare | FL Zone 2 | Per End Use Consumption | 36.99% | 63311.04 | 50150.88 | 13160.16 | 0.20787 | 15 | 1.7063 | 1.4292 | 0 | Reference source included incremental cost only | 0 | 0 | 3986 | Illinois 2018 Statewide TRM, Section 4.7.1 | 0 | 0 | 3986 | compressor (20hp) | 1 | 3986
Nonequipment | VSD Controlled Compressor | Variable Speed Drive Control - includes all non-HVAC applications | Standard Control System | Commercial | New | Hospitals | FL Zone 2 | Per End Use Consumption | 27.75% | 63311.04 | 50150.88 | 13160.16 | 0.20787 | 15 | 1.7063 | 1.4292 | 0 | Reference source included incremental cost only | 0 | 0 | 3986 | Illinois 2018 Statewide TRM, Section 4.7.1 | 0 | 0 | 3986 | compressor (20hp) | 1 | 3986
Nonequipment | VSD Controlled Compressor | Variable Speed Drive Control - includes all non-HVAC applications | Standard Control System | Commercial | New | Institutional | FL Zone 2 | Per End Use Consumption | 27.75% | 63311.04 | 50150.88 | 13160.16 | 0.20787 | 15 | 1.9843 | 0.92875 | 0 | Reference source included incremental cost only | 0 | 0 | 3986 | Illinois 2018 Statewide TRM, Section 4.7.1 | 0 | 0 | 3986 | compressor (20hp) | 1 | 3986
Nonequipment | VSD Controlled Compressor | Variable Speed Drive Control - includes all non-HVAC applications | Standard Control System | Commercial | New | Lodging/Hospitality | FL Zone 2 | Per End Use Consumption | 36.99% | 63311.04 | 50150.88 | 13160.16 | 0.20787 | 15 | 1.7063 | 1.4292 | 0 | Reference source included incremental cost only | 0 | 0 | 3986 | Illinois 2018 Statewide TRM, Section 4.7.1 | 0 | 0 | 3986 | compressor (20hp) | 1 | 3986
Nonequipment | VSD Controlled Compressor | Variable Speed Drive Control - includes all non-HVAC applications | Standard Control System | Commercial | New | Miscellaneous | FL Zone 2 | Per End Use Consumption | 23.37% | 63311.04 | 50150.88 | 13160.16 | 0.20787 | 15 | 1.9843 | 0.92875 | 0 | Reference source included incremental cost only | 0 | 0 | 3986 | Illinois 2018 Statewide TRM, Section 4.7.1 | 0 | 0 | 3986 | compressor (20hp) | 1 | 3986
Nonequipment | VSD Controlled Compressor | Variable Speed Drive Control - includes all non-HVAC applications | Standard Control System | Commercial | New | Offices | FL Zone 2 | Per End Use Consumption | 27.75% | 63311.04 | 50150.88 | 13160.16 | 0.20787 | 15 | 1.9843 | 0.92875 | 0 | Reference source included incremental cost only | 0 | 0 | 3986 | Illinois 2018 Statewide TRM, Section 4.7.1 | 0 | 0 | 3986 | compressor (20hp) | 1 | 3986
Nonequipment | VSD Controlled Compressor | Variable Speed Drive Control - includes all non-HVAC applications | Standard Control System | Commercial | New | Restaurants | FL Zone 2 | Per End Use Consumption | 36.99% | 63311.04 | 50150.88 | 13160.16 | 0.20787 | 15 | 1.7063 | 1.4292 | 0 | Reference source included incremental cost only | 0 | 0 | 3986 | Illinois 2018 Statewide TRM, Section 4.7.1 | 0 | 0 | 3986 | compressor (20hp) | 1 | 3986
Nonequipment | VSD Controlled Compressor | Variable Speed Drive Control - includes all non-HVAC applications | Standard Control System | Commercial | New | Retail | FL Zone 2 | Per End Use Consumption | 36.99% | 63311.04 | 50150.88 | 13160.16 | 0.20787 | 15 | 1.9843 | 0.92875 | 0 | Reference source included incremental cost only | 0 | 0 | 3986 | Illinois 2018 Statewide TRM, Section 4.7.1 | 0 | 0 | 3986 | compressor (20hp) | 1 | 3986
Nonequipment | VSD Controlled Compressor | Variable Speed Drive Control - includes all non-HVAC applications | Standard Control System | Commercial | New | Schools K-12 | FL Zone 2 | Per End Use Consumption | 36.99% | 63311.04 | 50150.88 | 13160.16 | 0.20787 | 15 | 1.7063 | 1.4292 | 0 | Reference source included incremental cost only | 0 | 0 | 3986 | Illinois 2018 Statewide TRM, Section 4.7.1 | 0 | 0 | 3986 | compressor (20hp) | 1 | 3986
Nonequipment | VSD Controlled Compressor | Variable Speed Drive Control - includes all non-HVAC applications | Standard Control System | Commercial | New | Warehouse | FL Zone 2 | Per End Use Consumption | 36.99% | 63311.04 | 50150.88 | 13160.16 | 0.20787 | 15 | 1.9843 | 0.92875 | 0 | Reference source included incremental cost only | 0 | 0 | 3986 | Illinois 2018 Statewide TRM, Section 4.7.1 | 0 | 0 | 3986 | compressor (20hp) | 1 | 3986
Nonequipment | Network PC Power Management | One computer and monitor attached to centralized energy management system that controls when desktop computers and monitors plugged into a network power down to lower power states. | One computer and monitor, manually controlled | Commercial | Existing | Assembly | FL Zone 2 | Per Computer Connected | 0% | 4709.9802 | 2048.9767 | 2661.0035 | 0.56497 | 5 | 0.39582 | 0 | 0 | no base cost | 0 | 0 | 29 | Illinois 2018 Statewide TRM, Section 4.8.3 | 0 | 0 | 29 | computer | 22 | 638
Nonequipment | Network PC Power Management | One computer and monitor attached to centralized energy management system that controls when desktop computers and monitors plugged into a network power down to lower power states. | One computer and monitor, manually controlled | Commercial | Existing | College and University | FL Zone 2 | Per Computer Connected | 22.4% | 12376.3686 | 5384.0759 | 6992.2928 | 0.56497 | 5 | 0.93955 | 0.81114 | 0 | no base cost | 0 | 0 | 29 | Illinois 2018 Statewide TRM, Section 4.8.3 | 0 | 0 | 29 | computer | 57 | 1653
Nonequipment | Network PC Power Management | One computer and monitor attached to centralized energy management system that controls when desktop computers and monitors plugged into a network power down to lower power states. | One computer and monitor, manually controlled | Commercial | Existing | Grocery | FL Zone 2 | Per Computer Connected | 0% | 5993.5979 | 2607.3872 | 3386.2106 | 0.56497 | 5 | 0.5037 | 0.3508 | 0 | no base cost | 0 | 0 | 29 | Illinois 2018 Statewide TRM, Section 4.8.3 | 0 | 0 | 29 | computer | 28 | 812
Nonequipment | Network PC Power Management | One computer and monitor attached to centralized energy management system that controls when desktop computers and monitors plugged into a network power down to lower power states. | One computer and monitor, manually controlled | Commercial | Existing | Healthcare | FL Zone 2 | Per Computer Connected | 22.4% | 8423.3288 | 3664.39 | 4758.9388 | 0.56497 | 5 | 0.70789 | 0.49301 | 0 | no base cost | 0 | 0 | 29 | Illinois 2018 Statewide TRM, Section 4.8.3 | 0 | 0 | 29 | computer | 39 | 1131
Nonequipment | Network PC Power Management | One computer and monitor attached to centralized energy management system that controls when desktop computers and monitors plugged into a network power down to lower power states. | One computer and monitor, manually controlled | Commercial | Existing | Hospitals | FL Zone 2 | Per Computer Connected | 22.4% | 73884.6412 | 32141.9412 | 41742.7 | 0.56497 | 5 | 5.6089 | 4.8423 | 0 | no base cost | 0 | 0 | 29 | Illinois 2018 Statewide TRM, Section 4.8.3 | 0 | 0 | 29 | computer | 337 | 9773
Nonequipment | Network PC Power Management | One computer and monitor attached to centralized energy management system that controls when desktop computers and monitors plugged into a network power down to lower power states. | One computer and monitor, manually controlled | Commercial | Existing | Institutional | FL Zone 2 | Per Computer Connected | 22.4% | 7689.4506 | 3345.1319 | 4344.3187 | 0.56497 | 5 | 0.64622 | 0 | 0 | no base cost | 0 | 0 | 29 | Illinois 2018 Statewide TRM, Section 4.8.3 | 0 | 0 | 29 | computer | 36 | 1044
Nonequipment | Network PC Power Management | One computer and monitor attached to centralized energy management system that controls when desktop computers and monitors plugged into a network power down to lower power states. | One computer and monitor, manually controlled | Commercial | Existing | Lodging/Hospitality | FL Zone 2 | Per Computer Connected | 22.4% | 6916.3419 | 3008.8074 | 3907.5345 | 0.56497 | 5 | 0.58124 | 0.40481 | 0 | no base cost | 0 | 0 | 29 | Illinois 2018 Statewide TRM, Section 4.8.3 | 0 | 0 | 29 | computer | 32 | 928
Nonequipment | Network PC Power Management | One computer and monitor attached to centralized energy management system that controls when desktop computers and monitors plugged into a network power down to lower power states. | One computer and monitor, manually controlled | Commercial | Existing | Miscellaneous | FL Zone 2 | Per Computer Connected | 0% | 103245.1184 | 44914.5922 | 58330.5263 | 0.56497 | 5 | 8.6767 | 0 | 0 | no base cost | 0 | 0 | 29 | Illinois 2018 Statewide TRM, Section 4.8.3 | 0 | 0 | 29 | computer | 471 | 13659
Nonequipment | Network PC Power Management | One computer and monitor attached to centralized energy management system that controls when desktop computers and monitors plugged into a network power down to lower power states. | One computer and monitor, manually controlled | Commercial | Existing | Offices | FL Zone 2 | Per Computer Connected | 22.4% | 5845.5124 | 2542.9658 | 3302.5466 | 0.56497 | 5 | 0.49125 | 0.34213 | 0 | no base cost | 0 | 0 | 29 | Illinois 2018 Statewide TRM, Section 4.8.3 | 0 | 0 | 29 | computer | 27 | 783
Nonequipment | Network PC Power Management | One computer and monitor attached to centralized energy management system that controls when desktop computers and monitors plugged into a network power down to lower power states. | One computer and monitor, manually controlled | Commercial | Existing | Restaurants | FL Zone 2 | Per Computer Connected | 0% | 5635.3397 | 2451.5346 | 3183.805 | 0.56497 | 5 | 0.47359 | 0 | 0 | no base cost | 0 | 0 | 29 | Illinois 2018 Statewide TRM, Section 4.8.3 | 0 | 0 | 29 | computer | 26 | 754
Nonequipment | Network PC Power Management | One computer and monitor attached to centralized energy management system that controls when desktop computers and monitors plugged into a network power down to lower power states. | One computer and monitor, manually controlled | Commercial | Existing | Retail | FL Zone 2 | Per Computer Connected | 22.4% | 2549.8498 | 1109.2579 | 1440.5919 | 0.56497 | 5 | 0.21429 | 0.14924 | 0 | no base cost | 0 | 0 | 29 | Illinois 2018 Statewide TRM, Section 4.8.3 | 0 | 0 | 29 | computer | 12 | 348
Nonequipment | Network PC Power Management | One computer and monitor attached to centralized energy management system that controls when desktop computers and monitors plugged into a network power down to lower power states. | One computer and monitor, manually controlled | Commercial | Existing | Schools K-12 | FL Zone 2 | Per Computer Connected | 22.4% | 8485.4686 | 3691.4226 | 4794.046 | 0.56497 | 5 | 0.71311 | 0.49665 | 0 | no base cost | 0 | 0 | 29 | Illinois 2018 Statewide TRM, Section 4.8.3 | 0 | 0 | 29 | computer | 39 | 1131
Nonequipment | Network PC Power Management | One computer and monitor attached to centralized energy management system that controls when desktop computers and monitors plugged into a network power down to lower power states. | One computer and monitor, manually controlled | Commercial | Existing | Warehouse | FL Zone 2 | Per Computer Connected | 0% | 693.059 | 301.5006 | 391.5584 | 0.56497 | 5 | 0.058244 | 0 | 0 | no base cost | 0 | 0 | 29 | Illinois 2018 Statewide TRM, Section 4.8.3 | 0 | 0 | 29 | computer | 4 | 116
Nonequipment | Network PC Power Management | One computer and monitor attached to centralized energy management system that controls when desktop computers and monitors plugged into a network power down to lower power states. | One computer and monitor, manually controlled | Commercial | New | Assembly | FL Zone 2 | Per Computer Connected | 0% | 4709.9802 | 2048.9767 | 2661.0035 | 0.56497 | 5 | 0.39582 | 0 | 0 | no base cost | 0 | 0 | 29 | Illinois 2018 Statewide TRM, Section 4.8.3 | 0 | 0 | 29 | computer | 22 | 638
Nonequipment | Network PC Power Management | One computer and monitor attached to centralized energy management system that controls when desktop computers and monitors plugged into a network power down to lower power states. | One computer and monitor, manually controlled | Commercial | New | College and University | FL Zone 2 | Per Computer Connected | 22.4% | 12376.3686 | 5384.0759 | 6992.2928 | 0.56497 | 5 | 0.93955 | 0.81114 | 0 | no base cost | 0 | 0 | 29 | Illinois 2018 Statewide TRM, Section 4.8.3 | 0 | 0 | 29 | computer | 57 | 1653
Nonequipment | Network PC Power Management | One computer and monitor attached to centralized energy management system that controls when desktop computers and monitors plugged into a network power down to lower power states. | One computer and monitor, manually controlled | Commercial | New | Grocery | FL Zone 2 | Per Computer Connected | 0% | 5993.5979 | 2607.3872 | 3386.2106 | 0.56497 | 5 | 0.5037 | 0.3508 | 0 | no base cost | 0 | 0 | 29 | Illinois 2018 Statewide TRM, Section 4.8.3 | 0 | 0 | 29 | computer | 28 | 812
Nonequipment | Network PC Power Management | One computer and monitor attached to centralized energy management system that controls when desktop computers and monitors plugged into a network power down to lower power states. | One computer and monitor, manually controlled | Commercial | New | Healthcare | FL Zone 2 | Per Computer Connected | 22.4% | 8423.3288 | 3664.39 | 4758.9388 | 0.56497 | 5 | 0.70789 | 0.49301 | 0 | no base cost | 0 | 0 | 29 | Illinois 2018 Statewide TRM, Section 4.8.3 | 0 | 0 | 29 | computer | 39 | 1131
Nonequipment | Network PC Power Management | One computer and monitor attached to centralized energy management system that controls when desktop computers and monitors plugged into a network power down to lower power states. | One computer and monitor, manually controlled | Commercial | New | Hospitals | FL Zone 2 | Per Computer Connected | 22.4% | 73884.6412 | 32141.9412 | 41742.7 | 0.56497 | 5 | 5.6089 | 4.8423 | 0 | no base cost | 0 | 0 | 29 | Illinois 2018 Statewide TRM, Section 4.8.3 | 0 | 0 | 29 | computer | 337 | 9773
Nonequipment | Network PC Power Management | One computer and monitor attached to centralized energy management system that controls when desktop computers and monitors plugged into a network power down to lower power states. | One computer and monitor, manually controlled | Commercial | New | Institutional | FL Zone 2 | Per Computer Connected | 22.4% | 7689.4506 | 3345.1319 | 4344.3187 | 0.56497 | 5 | 0.64622 | 0 | 0 | no base cost | 0 | 0 | 29 | Illinois 2018 Statewide TRM, Section 4.8.3 | 0 | 0 | 29 | computer | 36 | 1044
Nonequipment | Network PC Power Management | One computer and monitor attached to centralized energy management system that controls when desktop computers and monitors plugged into a network power down to lower power states. | One computer and monitor, manually controlled | Commercial | New | Lodging/Hospitality | FL Zone 2 | Per Computer Connected | 22.4% | 6916.3419 | 3008.8074 | 3907.5345 | 0.56497 | 5 | 0.58124 | 0.40481 | 0 | no base cost | 0 | 0 | 29 | Illinois 2018 Statewide TRM, Section 4.8.3 | 0 | 0 | 29 | computer | 32 | 928
Nonequipment | Network PC Power Management | One computer and monitor attached to centralized energy management system that controls when desktop computers and monitors plugged into a network power down to lower power states. | One computer and monitor, manually controlled | Commercial | New | Miscellaneous | FL Zone 2 | Per Computer Connected | 0% | 103245.1184 | 44914.5922 | 58330.5263 | 0.56497 | 5 | 8.6767 | 0 | 0 | no base cost | 0 | 0 | 29 | Illinois 2018 Statewide TRM, Section 4.8.3 | 0 | 0 | 29 | computer | 471 | 13659
Nonequipment | Network PC Power Management | One computer and monitor attached to centralized energy management system that controls when desktop computers and monitors plugged into a network power down to lower power states. | One computer and monitor, manually controlled | Commercial | New | Offices | FL Zone 2 | Per Computer Connected | 22.4% | 5845.5124 | 2542.9658 | 3302.5466 | 0.56497 | 5 | 0.49125 | 0.34213 | 0 | no base cost | 0 | 0 | 29 | Illinois 2018 Statewide TRM, Section 4.8.3 | 0 | 0 | 29 | computer | 27 | 783
Nonequipment | Network PC Power Management | One computer and monitor attached to centralized energy management system that controls when desktop computers and monitors plugged into a network power down to lower power states. | One computer and monitor, manually controlled | Commercial | New | Restaurants | FL Zone 2 | Per Computer Connected | 0% | 5635.3397 | 2451.5346 | 3183.805 | 0.56497 | 5 | 0.47359 | 0 | 0 | no base cost | 0 | 0 | 29 | Illinois 2018 Statewide TRM, Section 4.8.3 | 0 | 0 | 29 | computer | 26 | 754
Nonequipment | Network PC Power Management | One computer and monitor attached to centralized energy management system that controls when desktop computers and monitors plugged into a network power down to lower power states. | One computer and monitor, manually controlled | Commercial | New | Retail | FL Zone 2 | Per Computer Connected | 22.4% | 2549.8498 | 1109.2579 | 1440.5919 | 0.56497 | 5 | 0.21429 | 0.14924 | 0 | no base cost | 0 | 0 | 29 | Illinois 2018 Statewide TRM, Section 4.8.3 | 0 | 0 | 29 | computer | 12 | 348
Nonequipment | Network PC Power Management | One computer and monitor attached to centralized energy management system that controls when desktop computers and monitors plugged into a network power down to lower power states. | One computer and monitor, manually controlled | Commercial | New | Schools K-12 | FL Zone 2 | Per Computer Connected | 22.4% | 8485.4686 | 3691.4226 | 4794.046 | 0.56497 | 5 | 0.71311 | 0.49665 | 0 | no base cost | 0 | 0 | 29 | Illinois 2018 Statewide TRM, Section 4.8.3 | 0 | 0 | 29 | computer | 39 | 1131
Nonequipment | Network PC Power Management | One computer and monitor attached to centralized energy management system that controls when desktop computers and monitors plugged into a network power down to lower power states. | One computer and monitor, manually controlled | Commercial | New | Warehouse | FL Zone 2 | Per Computer Connected | 0% | 693.059 | 301.5006 | 391.5584 | 0.56497 | 5 | 0.058244 | 0 | 0 | no base cost | 0 | 0 | 29 | Illinois 2018 Statewide TRM, Section 4.8.3 | 0 | 0 | 29 | computer | 4 | 116
Nonequipment | Smart Strip Plug Outlet | One Smart Strip Plug Outlet | One Standard plug strip/outlet | Commercial | Existing | Assembly | FL Zone 2 | Per End Use Consumption | 43.9% | 4709.9802 | 4654.0758 | 55.9044 | 0.011869 | 4 | 0.0083127 | 0 | 0 | reference source included incremental cost only | 0 | 0 | 10 | Illinois 2018 Statewide TRM, Section 5.2.1 | 0 | No Labor Cost | 10 | smart strip | 1 | 10
Nonequipment | Smart Strip Plug Outlet | One Smart Strip Plug Outlet | One Standard plug strip/outlet | Commercial | Existing | College and University | FL Zone 2 | Per End Use Consumption | 43.9% | 12376.3686 | 12229.4693 | 146.8994 | 0.011869 | 4 | 0.021843 | 0.015181 | 0 | reference source included incremental cost only | 0 | 0 | 10 | Illinois 2018 Statewide TRM, Section 5.2.1 | 0 | No Labor Cost | 10 | smart strip | 2 | 20
Nonequipment | Smart Strip Plug Outlet | One Smart Strip Plug Outlet | One Standard plug strip/outlet | Commercial | Existing | Grocery | FL Zone 2 | Per End Use Consumption | 43.9% | 5993.5979 | 5922.4578 | 71.1401 | 0.011869 | 4 | 0.010578 | 0.0073516 | 0 | reference source included incremental cost only | 0 | 0 | 10 | Illinois 2018 Statewide TRM, Section 5.2.1 | 0 | No Labor Cost | 10 | smart strip | 1 | 10
Nonequipment | Smart Strip Plug Outlet | One Smart Strip Plug Outlet | One Standard plug strip/outlet | Commercial | Existing | Healthcare | FL Zone 2 | Per End Use Consumption | 43.9% | 8423.3288 | 8323.3494 | 99.9794 | 0.011869 | 4 | 0.014866 | 0.010332 | 0 | reference source included incremental cost only | 0 | 0 | 10 | Illinois 2018 Statewide TRM, Section 5.2.1 | 0 | No Labor Cost | 10 | smart strip | 1 | 10
Nonequipment | Smart Strip Plug Outlet | One Smart Strip Plug Outlet | One Standard plug strip/outlet | Commercial | Existing | Hospitals | FL Zone 2 | Per End Use Consumption | 43.9% | 73884.6412 | 73007.6789 | 876.9623 | 0.011869 | 4 | 0.1304 | 0.090625 | 0 | reference source included incremental cost only | 0 | 0 | 10 | Illinois 2018 Statewide TRM, Section 5.2.1 | 0 | No Labor Cost | 10 | smart strip | 8 | 80
Nonequipment | Smart Strip Plug Outlet | One Smart Strip Plug Outlet | One Standard plug strip/outlet | Commercial | Existing | Institutional | FL Zone 2 | Per End Use Consumption | 43.9% | 7689.4506 | 7598.1818 | 91.2687 | 0.011869 | 4 | 0.013571 | 0 | 0 | reference source included incremental cost only | 0 | 0 | 10 | Illinois 2018 Statewide TRM, Section 5.2.1 | 0 | No Labor Cost | 10 | smart strip | 1 | 10
Nonequipment | Smart Strip Plug Outlet | One Smart Strip Plug Outlet | One Standard plug strip/outlet | Commercial | Existing | Lodging/Hospitality | FL Zone 2 | Per End Use Consumption | 43.9% | 6916.3419 | 6834.2494 | 82.0924 | 0.011869 | 4 | 0.012207 | 0.0084835 | 0 | reference source included incremental cost only | 0 | 0 | 10 | Illinois 2018 Statewide TRM, Section 5.2.1 | 0 | No Labor Cost | 10 | smart strip | 1 | 10
Nonequipment | Smart Strip Plug Outlet | One Smart Strip Plug Outlet | One Standard plug strip/outlet | Commercial | Existing | Miscellaneous | FL Zone 2 | Per End Use Consumption | 43.9% | 103245.1184 | 102019.6665 | 1225.4519 | 0.011869 | 4 | 0.18222 | 0 | 0 | reference source included incremental cost only | 0 | 0 | 10 | Illinois 2018 Statewide TRM, Section 5.2.1 | 0 | No Labor Cost | 10 | smart strip | 11 | 110
Nonequipment | Smart Strip Plug Outlet | One Smart Strip Plug Outlet | One Standard plug strip/outlet | Commercial | Existing | Offices | FL Zone 2 | Per End Use Consumption | 43.9% | 5845.5124 | 5776.13 | 69.3824 | 0.011869 | 4 | 0.010317 | 0.00717 | 0 | reference source included incremental cost only | 0 | 0 | 10 | Illinois 2018 Statewide TRM, Section 5.2.1 | 0 | No Labor Cost | 10 | smart strip | 1 | 10
Nonequipment | Smart Strip Plug Outlet | One Smart Strip Plug Outlet | One Standard plug strip/outlet | Commercial | Existing | Restaurants | FL Zone 2 | Per End Use Consumption | 43.9% | 5635.3397 | 5568.4519 | 66.8878 | 0.011869 | 4 | 0.0099458 | 0 | 0 | reference source included incremental cost only | 0 | 0 | 10 | Illinois 2018 Statewide TRM, Section 5.2.1 | 0 | No Labor Cost | 10 | smart strip | 1 | 10
Nonequipment | Smart Strip Plug Outlet | One Smart Strip Plug Outlet | One Standard plug strip/outlet | Commercial | Existing | Retail | FL Zone 2 | Per End Use Consumption | 43.9% | 2549.8498 | 2519.5847 | 30.265 | 0.011869 | 4 | 0.0045002 | 0.0031276 | 0 | reference source included incremental cost only | 0 | 0 | 10 | Illinois 2018 Statewide TRM, Section 5.2.1 | 0 | No Labor Cost | 10 | smart strip | 1 | 10
Nonequipment | Smart Strip Plug Outlet | One Smart Strip Plug Outlet | One Standard plug strip/outlet | Commercial | Existing | Schools K-12 | FL Zone 2 | Per End Use Consumption | 43.9% | 8485.4686 | 8384.7517 | 100.717 | 0.011869 | 4 | 0.014976 | 0.010408 | 0 | reference source included incremental cost only | 0 | 0 | 10 | Illinois 2018 Statewide TRM, Section 5.2.1 | 0 | No Labor Cost | 10 | smart strip | 1 | 10
Nonequipment | Smart Strip Plug Outlet | One Smart Strip Plug Outlet | One Standard plug strip/outlet | Commercial | Existing | Warehouse | FL Zone 2 | Per End Use Consumption | 43.9% | 693.059 | 684.8328 | 8.2262 | 0.011869 | 4 | 0.0012232 | 0 | 0 | reference source included incremental cost only | 0 | 0 | 10 | Illinois 2018 Statewide TRM, Section 5.2.1 | 0 | No Labor Cost | 10 | smart strip | 1 | 10
Nonequipment | Smart Strip Plug Outlet | One Smart Strip Plug Outlet | One Standard plug strip/outlet | Commercial | New | Assembly | FL Zone 2 | Per End Use Consumption | 43.9% | 4709.9802 | 4654.0758 | 55.9044 | 0.011869 | 4 | 0.0083127 | 0 | 0 | reference source included incremental cost only | 0 | 0 | 10 | Illinois 2018 Statewide TRM, Section 5.2.1 | 0 | No Labor Cost | 10 | smart strip | 1 | 10
Nonequipment | Smart Strip Plug Outlet | One Smart Strip Plug Outlet | One Standard plug strip/outlet | Commercial | New | College and University | FL Zone 2 | Per End Use Consumption | 43.9% | 12376.3686 | 12229.4693 | 146.8994 | 0.011869 | 4 | 0.021843 | 0.015181 | 0 | reference source included incremental cost only | 0 | 0 | 10 | Illinois 2018 Statewide TRM, Section 5.2.1 | 0 | No Labor Cost | 10 | smart strip | 2 | 20
Nonequipment | Smart Strip Plug Outlet | One Smart Strip Plug Outlet | One Standard plug strip/outlet | Commercial | New | Grocery | FL Zone 2 | Per End Use Consumption | 43.9% | 5993.5979 | 5922.4578 | 71.1401 | 0.011869 | 4 | 0.010578 | 0.0073516 | 0 | reference source included incremental cost only | 0 | 0 | 10 | Illinois 2018 Statewide TRM, Section 5.2.1 | 0 | No Labor Cost | 10 | smart strip | 1 | 10
Nonequipment | Smart Strip Plug Outlet | One Smart Strip Plug Outlet | One Standard plug strip/outlet | Commercial | New | Healthcare | FL Zone 2 | Per End Use Consumption | 43.9% | 8423.3288 | 8323.3494 | 99.9794 | 0.011869 | 4 | 0.014866 | 0.010332 | 0 | reference source included incremental cost only | 0 | 0 | 10 | Illinois 2018 Statewide TRM, Section 5.2.1 | 0 | No Labor Cost | 10 | smart strip | 1 | 10
Nonequipment | Smart Strip Plug Outlet | One Smart Strip Plug Outlet | One Standard plug strip/outlet | Commercial | New | Hospitals | FL Zone 2 | Per End Use Consumption | 43.9% | 73884.6412 | 73007.6789 | 876.9623 | 0.011869 | 4 | 0.1304 | 0.090625 | 0 | reference source included incremental cost only | 0 | 0 | 10 | Illinois 2018 Statewide TRM, Section 5.2.1 | 0 | No Labor Cost | 10 | smart strip | 8 | 80
Nonequipment | Smart Strip Plug Outlet | One Smart Strip Plug Outlet | One Standard plug strip/outlet | Commercial | New | Institutional | FL Zone 2 | Per End Use Consumption | 43.9% | 7689.4506 | 7598.1818 | 91.2687 | 0.011869 | 4 | 0.013571 | 0 | 0 | reference source included incremental cost only | 0 | 0 | 10 | Illinois 2018 Statewide TRM, Section 5.2.1 | 0 | No Labor Cost | 10 | smart strip | 1 | 10
Nonequipment | Smart Strip Plug Outlet | One Smart Strip Plug Outlet | One Standard plug strip/outlet | Commercial | New | Lodging/Hospitality | FL Zone 2 | Per End Use Consumption | 43.9% | 6916.3419 | 6834.2494 | 82.0924 | 0.011869 | 4 | 0.012207 | 0.0084835 | 0 | reference source included incremental cost only | 0 | 0 | 10 | Illinois 2018 Statewide TRM, Section 5.2.1 | 0 | No Labor Cost | 10 | smart strip | 1 | 10
Nonequipment | Smart Strip Plug Outlet | One Smart Strip Plug Outlet | One Standard plug strip/outlet | Commercial | New | Miscellaneous | FL Zone 2 | Per End Use Consumption | 43.9% | 103245.1184 | 102019.6665 | 1225.4519 | 0.011869 | 4 | 0.18222 | 0 | 0 | reference source included incremental cost only | 0 | 0 | 10 | Illinois 2018 Statewide TRM, Section 5.2.1 | 0 | No Labor Cost | 10 | smart strip | 11 | 110
Nonequipment | Smart Strip Plug Outlet | One Smart Strip Plug Outlet | One Standard plug strip/outlet | Commercial | New | Offices | FL Zone 2 | Per End Use Consumption | 43.9% | 5845.5124 | 5776.13 | 69.3824 | 0.011869 | 4 | 0.010317 | 0.00717 | 0 | reference source included incremental cost only | 0 | 0 | 10 | Illinois 2018 Statewide TRM, Section 5.2.1 | 0 | No Labor Cost | 10 | smart strip | 1 | 10
Nonequipment | Smart Strip Plug Outlet | One Smart Strip Plug Outlet | One Standard plug strip/outlet | Commercial | New | Restaurants | FL Zone 2 | Per End Use Consumption | 43.9% | 5635.3397 | 5568.4519 | 66.8878 | 0.011869 | 4 | 0.0099458 | 0 | 0 | reference source included incremental cost only | 0 | 0 | 10 | Illinois 2018 Statewide TRM, Section 5.2.1 | 0 | No Labor Cost | 10 | smart strip | 1 | 10
Nonequipment | Smart Strip Plug Outlet | One Smart Strip Plug Outlet | One Standard plug strip/outlet | Commercial | New | Retail | FL Zone 2 | Per End Use Consumption | 43.9% | 2549.8498 | 2519.5847 | 30.265 | 0.011869 | 4 | 0.0045002 | 0.0031276 | 0 | reference source included incremental cost only | 0 | 0 | 10 | Illinois 2018 Statewide TRM, Section 5.2.1 | 0 | No Labor Cost | 10 | smart strip | 1 | 10
Nonequipment | Smart Strip Plug Outlet | One Smart Strip Plug Outlet | One Standard plug strip/outlet | Commercial | New | Schools K-12 | FL Zone 2 | Per End Use Consumption | 43.9% | 8485.4686 | 8384.7517 | 100.717 | 0.011869 | 4 | 0.014976 | 0.010408 | 0 | reference source included incremental cost only | 0 | 0 | 10 | Illinois 2018 Statewide TRM, Section 5.2.1 | 0 | No Labor Cost | 10 | smart strip | 1 | 10
Nonequipment | Smart Strip Plug Outlet | One Smart Strip Plug Outlet | One Standard plug strip/outlet | Commercial | New | Warehouse | FL Zone 2 | Per End Use Consumption | 43.9% | 693.059 | 684.8328 | 8.2262 | 0.011869 | 4 | 0.0012232 | 0 | 0 | reference source included incremental cost only | 0 | 0 | 10 | Illinois 2018 Statewide TRM, Section 5.2.1 | 0 | No Labor Cost | 10 | smart strip | 1 | 10
Nonequipment | Anti-Sweat Controls | One Medium Temperature Reach-In Case with Anti-Sweat Heater Controls | One Medium Temperature Reach-In Case without Anti-Sweat Heater Controls | Commercial | Existing | Assembly | FL Zone 2 | Per Refrigerated Case | 9.21% | 1203.0984 | 180.4648 | 1022.6336 | 0.85 | 8 | 0.081727 | 0.082167 | 0 | 0 | 0 | 0 | 171 | Mid-Atlantic TRM v7.0, 2017 (average of cost for a cooler door and freezer door) | 0 | 0 | 171 | door |  | 171
Nonequipment | Anti-Sweat Controls | One Medium Temperature Reach-In Case with Anti-Sweat Heater Controls | One Medium Temperature Reach-In Case without Anti-Sweat Heater Controls | Commercial | Existing | College and University | FL Zone 2 | Per Refrigerated Case | 9.21% | 1203.0984 | 180.4648 | 1022.6336 | 0.85 | 8 | 0.13259 | 0.11106 | 0 | 0 | 0 | 0 | 171 | Mid-Atlantic TRM v7.0, 2017 (average of cost for a cooler door and freezer door) | 0 | 0 | 171 | door |  | 171
Nonequipment | Anti-Sweat Controls | One Medium Temperature Reach-In Case with Anti-Sweat Heater Controls | One Medium Temperature Reach-In Case without Anti-Sweat Heater Controls | Commercial | Existing | Grocery | FL Zone 2 | Per Refrigerated Case | 13.66% | 1203.0984 | 180.4648 | 1022.6336 | 0.85 | 8 | 0.081727 | 0.082167 | 0 | 0 | 0 | 0 | 171 | Mid-Atlantic TRM v7.0, 2017 (average of cost for a cooler door and freezer door) | 0 | 0 | 171 | door |  | 171
Nonequipment | Anti-Sweat Controls | One Medium Temperature Reach-In Case with Anti-Sweat Heater Controls | One Medium Temperature Reach-In Case without Anti-Sweat Heater Controls | Commercial | Existing | Healthcare | FL Zone 2 | Per Refrigerated Case | 9.21% | 1203.0984 | 180.4648 | 1022.6336 | 0.85 | 8 | 0.13259 | 0.11106 | 0 | 0 | 0 | 0 | 171 | Mid-Atlantic TRM v7.0, 2017 (average of cost for a cooler door and freezer door) | 0 | 0 | 171 | door |  | 171
Nonequipment | Anti-Sweat Controls | One Medium Temperature Reach-In Case with Anti-Sweat Heater Controls | One Medium Temperature Reach-In Case without Anti-Sweat Heater Controls | Commercial | Existing | Hospitals | FL Zone 2 | Per Refrigerated Case | 9.21% | 1203.0984 | 180.4648 | 1022.6336 | 0.85 | 8 | 0.13259 | 0.11106 | 0 | 0 | 0 | 0 | 171 | Mid-Atlantic TRM v7.0, 2017 (average of cost for a cooler door and freezer door) | 0 | 0 | 171 | door |  | 171
Nonequipment | Anti-Sweat Controls | One Medium Temperature Reach-In Case with Anti-Sweat Heater Controls | One Medium Temperature Reach-In Case without Anti-Sweat Heater Controls | Commercial | Existing | Institutional | FL Zone 2 | Per Refrigerated Case | 0% | 1203.0984 | 180.4648 | 1022.6336 | 0.85 | 8 | 0.081727 | 0.082167 | 0 | 0 | 0 | 0 | 171 | Mid-Atlantic TRM v7.0, 2017 (average of cost for a cooler door and freezer door) | 0 | 0 | 171 | door |  | 171
Nonequipment | Anti-Sweat Controls | One Medium Temperature Reach-In Case with Anti-Sweat Heater Controls | One Medium Temperature Reach-In Case without Anti-Sweat Heater Controls | Commercial | Existing | Lodging/Hospitality | FL Zone 2 | Per Refrigerated Case | 9.21% | 1203.0984 | 180.4648 | 1022.6336 | 0.85 | 8 | 0.13259 | 0.11106 | 0 | 0 | 0 | 0 | 171 | Mid-Atlantic TRM v7.0, 2017 (average of cost for a cooler door and freezer door) | 0 | 0 | 171 | door |  | 171
Nonequipment | Anti-Sweat Controls | One Medium Temperature Reach-In Case with Anti-Sweat Heater Controls | One Medium Temperature Reach-In Case without Anti-Sweat Heater Controls | Commercial | Existing | Miscellaneous | FL Zone 2 | Per Refrigerated Case | 0% | 1203.0984 | 180.4648 | 1022.6336 | 0.85 | 8 | 0.081727 | 0.082167 | 0 | 0 | 0 | 0 | 171 | Mid-Atlantic TRM v7.0, 2017 (average of cost for a cooler door and freezer door) | 0 | 0 | 171 | door |  | 171
Nonequipment | Anti-Sweat Controls | One Medium Temperature Reach-In Case with Anti-Sweat Heater Controls | One Medium Temperature Reach-In Case without Anti-Sweat Heater Controls | Commercial | Existing | Offices | FL Zone 2 | Per Refrigerated Case | 0% | 1203.0984 | 180.4648 | 1022.6336 | 0.85 | 8 | 0.081727 | 0.082167 | 0 | 0 | 0 | 0 | 171 | Mid-Atlantic TRM v7.0, 2017 (average of cost for a cooler door and freezer door) | 0 | 0 | 171 | door |  | 171
Nonequipment | Anti-Sweat Controls | One Medium Temperature Reach-In Case with Anti-Sweat Heater Controls | One Medium Temperature Reach-In Case without Anti-Sweat Heater Controls | Commercial | Existing | Restaurants | FL Zone 2 | Per Refrigerated Case | 9.21% | 1203.0984 | 180.4648 | 1022.6336 | 0.85 | 8 | 0.13259 | 0.11106 | 0 | 0 | 0 | 0 | 171 | Mid-Atlantic TRM v7.0, 2017 (average of cost for a cooler door and freezer door) | 0 | 0 | 171 | door |  | 171
Nonequipment | Anti-Sweat Controls | One Medium Temperature Reach-In Case with Anti-Sweat Heater Controls | One Medium Temperature Reach-In Case without Anti-Sweat Heater Controls | Commercial | Existing | Retail | FL Zone 2 | Per Refrigerated Case | 13.66% | 1203.0984 | 180.4648 | 1022.6336 | 0.85 | 8 | 0.081727 | 0.082167 | 0 | 0 | 0 | 0 | 171 | Mid-Atlantic TRM v7.0, 2017 (average of cost for a cooler door and freezer door) | 0 | 0 | 171 | door |  | 171
Nonequipment | Anti-Sweat Controls | One Medium Temperature Reach-In Case with Anti-Sweat Heater Controls | One Medium Temperature Reach-In Case without Anti-Sweat Heater Controls | Commercial | Existing | Schools K-12 | FL Zone 2 | Per Refrigerated Case | 9.21% | 1203.0984 | 180.4648 | 1022.6336 | 0.85 | 8 | 0.13259 | 0.11106 | 0 | 0 | 0 | 0 | 171 | Mid-Atlantic TRM v7.0, 2017 (average of cost for a cooler door and freezer door) | 0 | 0 | 171 | door |  | 171
Nonequipment | Anti-Sweat Controls | One Medium Temperature Reach-In Case with Anti-Sweat Heater Controls | One Medium Temperature Reach-In Case without Anti-Sweat Heater Controls | Commercial | Existing | Warehouse | FL Zone 2 | Per Refrigerated Case | 0% | 1203.0984 | 180.4648 | 1022.6336 | 0.85 | 8 | 0.081727 | 0.082167 | 0 | 0 | 0 | 0 | 171 | Mid-Atlantic TRM v7.0, 2017 (average of cost for a cooler door and freezer door) | 0 | 0 | 171 | door |  | 171
Nonequipment | Anti-Sweat Controls | One Medium Temperature Reach-In Case with Anti-Sweat Heater Controls | One Medium Temperature Reach-In Case without Anti-Sweat Heater Controls | Commercial | New | Assembly | FL Zone 2 | Per Refrigerated Case | 0% | 1203.0984 | 180.4648 | 1022.6336 | 0.85 | 8 | 0.081727 | 0.082167 | 0 | 0 | 0 | 0 | 171 | Mid-Atlantic TRM v7.0, 2017 (average of cost for a cooler door and freezer door) | 0 | 0 | 171 | door |  | 171
Nonequipment | Anti-Sweat Controls | One Medium Temperature Reach-In Case with Anti-Sweat Heater Controls | One Medium Temperature Reach-In Case without Anti-Sweat Heater Controls | Commercial | New | College and University | FL Zone 2 | Per Refrigerated Case | 0% | 1203.0984 | 180.4648 | 1022.6336 | 0.85 | 8 | 0.13259 | 0.11106 | 0 | 0 | 0 | 0 | 171 | Mid-Atlantic TRM v7.0, 2017 (average of cost for a cooler door and freezer door) | 0 | 0 | 171 | door |  | 171
Nonequipment | Anti-Sweat Controls | One Medium Temperature Reach-In Case with Anti-Sweat Heater Controls | One Medium Temperature Reach-In Case without Anti-Sweat Heater Controls | Commercial | New | Grocery | FL Zone 2 | Per Refrigerated Case | 0% | 1203.0984 | 180.4648 | 1022.6336 | 0.85 | 8 | 0.081727 | 0.082167 | 0 | 0 | 0 | 0 | 171 | Mid-Atlantic TRM v7.0, 2017 (average of cost for a cooler door and freezer door) | 0 | 0 | 171 | door |  | 171
Nonequipment | Anti-Sweat Controls | One Medium Temperature Reach-In Case with Anti-Sweat Heater Controls | One Medium Temperature Reach-In Case without Anti-Sweat Heater Controls | Commercial | New | Healthcare | FL Zone 2 | Per Refrigerated Case | 0% | 1203.0984 | 180.4648 | 1022.6336 | 0.85 | 8 | 0.13259 | 0.11106 | 0 | 0 | 0 | 0 | 171 | Mid-Atlantic TRM v7.0, 2017 (average of cost for a cooler door and freezer door) | 0 | 0 | 171 | door |  | 171
Nonequipment | Anti-Sweat Controls | One Medium Temperature Reach-In Case with Anti-Sweat Heater Controls | One Medium Temperature Reach-In Case without Anti-Sweat Heater Controls | Commercial | New | Hospitals | FL Zone 2 | Per Refrigerated Case | 0% | 1203.0984 | 180.4648 | 1022.6336 | 0.85 | 8 | 0.13259 | 0.11106 | 0 | 0 | 0 | 0 | 171 | Mid-Atlantic TRM v7.0, 2017 (average of cost for a cooler door and freezer door) | 0 | 0 | 171 | door |  | 171
Nonequipment | Anti-Sweat Controls | One Medium Temperature Reach-In Case with Anti-Sweat Heater Controls | One Medium Temperature Reach-In Case without Anti-Sweat Heater Controls | Commercial | New | Institutional | FL Zone 2 | Per Refrigerated Case | 0% | 1203.0984 | 180.4648 | 1022.6336 | 0.85 | 8 | 0.081727 | 0.082167 | 0 | 0 | 0 | 0 | 171 | Mid-Atlantic TRM v7.0, 2017 (average of cost for a cooler door and freezer door) | 0 | 0 | 171 | door |  | 171
Nonequipment | Anti-Sweat Controls | One Medium Temperature Reach-In Case with Anti-Sweat Heater Controls | One Medium Temperature Reach-In Case without Anti-Sweat Heater Controls | Commercial | New | Lodging/Hospitality | FL Zone 2 | Per Refrigerated Case | 0% | 1203.0984 | 180.4648 | 1022.6336 | 0.85 | 8 | 0.13259 | 0.11106 | 0 | 0 | 0 | 0 | 171 | Mid-Atlantic TRM v7.0, 2017 (average of cost for a cooler door and freezer door) | 0 | 0 | 171 | door |  | 171
Nonequipment | Anti-Sweat Controls | One Medium Temperature Reach-In Case with Anti-Sweat Heater Controls | One Medium Temperature Reach-In Case without Anti-Sweat Heater Controls | Commercial | New | Miscellaneous | FL Zone 2 | Per Refrigerated Case | 0% | 1203.0984 | 180.4648 | 1022.6336 | 0.85 | 8 | 0.081727 | 0.082167 | 0 | 0 | 0 | 0 | 171 | Mid-Atlantic TRM v7.0, 2017 (average of cost for a cooler door and freezer door) | 0 | 0 | 171 | door |  | 171
Nonequipment | Anti-Sweat Controls | One Medium Temperature Reach-In Case with Anti-Sweat Heater Controls | One Medium Temperature Reach-In Case without Anti-Sweat Heater Controls | Commercial | New | Offices | FL Zone 2 | Per Refrigerated Case | 0% | 1203.0984 | 180.4648 | 1022.6336 | 0.85 | 8 | 0.081727 | 0.082167 | 0 | 0 | 0 | 0 | 171 | Mid-Atlantic TRM v7.0, 2017 (average of cost for a cooler door and freezer door) | 0 | 0 | 171 | door |  | 171
Nonequipment | Anti-Sweat Controls | One Medium Temperature Reach-In Case with Anti-Sweat Heater Controls | One Medium Temperature Reach-In Case without Anti-Sweat Heater Controls | Commercial | New | Restaurants | FL Zone 2 | Per Refrigerated Case | 0% | 1203.0984 | 180.4648 | 1022.6336 | 0.85 | 8 | 0.13259 | 0.11106 | 0 | 0 | 0 | 0 | 171 | Mid-Atlantic TRM v7.0, 2017 (average of cost for a cooler door and freezer door) | 0 | 0 | 171 | door |  | 171
Nonequipment | Anti-Sweat Controls | One Medium Temperature Reach-In Case with Anti-Sweat Heater Controls | One Medium Temperature Reach-In Case without Anti-Sweat Heater Controls | Commercial | New | Retail | FL Zone 2 | Per Refrigerated Case | 0% | 1203.0984 | 180.4648 | 1022.6336 | 0.85 | 8 | 0.081727 | 0.082167 | 0 | 0 | 0 | 0 | 171 | Mid-Atlantic TRM v7.0, 2017 (average of cost for a cooler door and freezer door) | 0 | 0 | 171 | door |  | 171
Nonequipment | Anti-Sweat Controls | One Medium Temperature Reach-In Case with Anti-Sweat Heater Controls | One Medium Temperature Reach-In Case without Anti-Sweat Heater Controls | Commercial | New | Schools K-12 | FL Zone 2 | Per Refrigerated Case | 0% | 1203.0984 | 180.4648 | 1022.6336 | 0.85 | 8 | 0.13259 | 0.11106 | 0 | 0 | 0 | 0 | 171 | Mid-Atlantic TRM v7.0, 2017 (average of cost for a cooler door and freezer door) | 0 | 0 | 171 | door |  | 171
Nonequipment | Anti-Sweat Controls | One Medium Temperature Reach-In Case with Anti-Sweat Heater Controls | One Medium Temperature Reach-In Case without Anti-Sweat Heater Controls | Commercial | New | Warehouse | FL Zone 2 | Per Refrigerated Case | 0% | 1203.0984 | 180.4648 | 1022.6336 | 0.85 | 8 | 0.081727 | 0.082167 | 0 | 0 | 0 | 0 | 171 | Mid-Atlantic TRM v7.0, 2017 (average of cost for a cooler door and freezer door) | 0 | 0 | 171 | door |  | 171
Nonequipment | Automatic Door Closer for Walk-in Coolers and Freezers | One Medium Temperature Walk-In Refrigerator Door with Auto-Closer | One Medium Temperature Walk-In Refrigerator Door without Auto-Closer | Commercial | Existing | Assembly | FL Zone 2 | Per End Use Consumption | 55.99% | 1248.3532 | 1209.2703 | 39.0829 | 0.031308 | 8 | 0.0054303 | 0.0012106 | 0 | no base cost | 0 | 0 | 156.82 | Illinois 2018 Statewide TRM, Section 4.6.1 | 0 | 0 | 156.82 | cooler/freezer |  | 156.82
Nonequipment | Automatic Door Closer for Walk-in Coolers and Freezers | One Medium Temperature Walk-In Refrigerator Door with Auto-Closer | One Medium Temperature Walk-In Refrigerator Door without Auto-Closer | Commercial | Existing | College and University | FL Zone 2 | Per End Use Consumption | 55.99% | 1248.3532 | 1209.2703 | 39.0829 | 0.031308 | 8 | 0.0050673 | 0.0042445 | 0 | no base cost | 0 | 0 | 156.82 | Illinois 2018 Statewide TRM, Section 4.6.1 | 0 | 0 | 156.82 | cooler/freezer |  | 156.82
Nonequipment | Automatic Door Closer for Walk-in Coolers and Freezers | One Medium Temperature Walk-In Refrigerator Door with Auto-Closer | One Medium Temperature Walk-In Refrigerator Door without Auto-Closer | Commercial | Existing | Grocery | FL Zone 2 | Per End Use Consumption | 55.99% | 1248.3532 | 1209.2703 | 39.0829 | 0.031308 | 8 | 0.0054303 | 0.0012106 | 0 | no base cost | 0 | 0 | 156.82 | Illinois 2018 Statewide TRM, Section 4.6.1 | 0 | 0 | 156.82 | cooler/freezer |  | 156.82
Nonequipment | Automatic Door Closer for Walk-in Coolers and Freezers | One Medium Temperature Walk-In Refrigerator Door with Auto-Closer | One Medium Temperature Walk-In Refrigerator Door without Auto-Closer | Commercial | Existing | Healthcare | FL Zone 2 | Per End Use Consumption | 55.99% | 1248.3532 | 1209.2703 | 39.0829 | 0.031308 | 8 | 0.0050673 | 0.0042445 | 0 | no base cost | 0 | 0 | 156.82 | Illinois 2018 Statewide TRM, Section 4.6.1 | 0 | 0 | 156.82 | cooler/freezer |  | 156.82
Nonequipment | Automatic Door Closer for Walk-in Coolers and Freezers | One Medium Temperature Walk-In Refrigerator Door with Auto-Closer | One Medium Temperature Walk-In Refrigerator Door without Auto-Closer | Commercial | Existing | Hospitals | FL Zone 2 | Per End Use Consumption | 55.99% | 1248.3532 | 1209.2703 | 39.0829 | 0.031308 | 8 | 0.0050673 | 0.0042445 | 0 | no base cost | 0 | 0 | 156.82 | Illinois 2018 Statewide TRM, Section 4.6.1 | 0 | 0 | 156.82 | cooler/freezer |  | 156.82
Nonequipment | Automatic Door Closer for Walk-in Coolers and Freezers | One Medium Temperature Walk-In Refrigerator Door with Auto-Closer | One Medium Temperature Walk-In Refrigerator Door without Auto-Closer | Commercial | Existing | Institutional | FL Zone 2 | Per End Use Consumption | 0% | 1248.3532 | 1209.2703 | 39.0829 | 0.031308 | 8 | 0.0054303 | 0.0012106 | 0 | no base cost | 0 | 0 | 156.82 | Illinois 2018 Statewide TRM, Section 4.6.1 | 0 | 0 | 156.82 | cooler/freezer |  | 156.82
Nonequipment | Automatic Door Closer for Walk-in Coolers and Freezers | One Medium Temperature Walk-In Refrigerator Door with Auto-Closer | One Medium Temperature Walk-In Refrigerator Door without Auto-Closer | Commercial | Existing | Lodging/Hospitality | FL Zone 2 | Per End Use Consumption | 55.99% | 1248.3532 | 1209.2703 | 39.0829 | 0.031308 | 8 | 0.0050673 | 0.0042445 | 0 | no base cost | 0 | 0 | 156.82 | Illinois 2018 Statewide TRM, Section 4.6.1 | 0 | 0 | 156.82 | cooler/freezer |  | 156.82
Nonequipment | Automatic Door Closer for Walk-in Coolers and Freezers | One Medium Temperature Walk-In Refrigerator Door with Auto-Closer | One Medium Temperature Walk-In Refrigerator Door without Auto-Closer | Commercial | Existing | Miscellaneous | FL Zone 2 | Per End Use Consumption | 0% | 1248.3532 | 1209.2703 | 39.0829 | 0.031308 | 8 | 0.0054303 | 0.0012106 | 0 | no base cost | 0 | 0 | 156.82 | Illinois 2018 Statewide TRM, Section 4.6.1 | 0 | 0 | 156.82 | cooler/freezer |  | 156.82
Nonequipment | Automatic Door Closer for Walk-in Coolers and Freezers | One Medium Temperature Walk-In Refrigerator Door with Auto-Closer | One Medium Temperature Walk-In Refrigerator Door without Auto-Closer | Commercial | Existing | Offices | FL Zone 2 | Per End Use Consumption | 0% | 1248.3532 | 1209.2703 | 39.0829 | 0.031308 | 8 | 0.0054303 | 0.0012106 | 0 | no base cost | 0 | 0 | 156.82 | Illinois 2018 Statewide TRM, Section 4.6.1 | 0 | 0 | 156.82 | cooler/freezer |  | 156.82
Nonequipment | Automatic Door Closer for Walk-in Coolers and Freezers | One Medium Temperature Walk-In Refrigerator Door with Auto-Closer | One Medium Temperature Walk-In Refrigerator Door without Auto-Closer | Commercial | Existing | Restaurants | FL Zone 2 | Per End Use Consumption | 55.99% | 1248.3532 | 1209.2703 | 39.0829 | 0.031308 | 8 | 0.0050673 | 0.0042445 | 0 | no base cost | 0 | 0 | 156.82 | Illinois 2018 Statewide TRM, Section 4.6.1 | 0 | 0 | 156.82 | cooler/freezer |  | 156.82
Nonequipment | Automatic Door Closer for Walk-in Coolers and Freezers | One Medium Temperature Walk-In Refrigerator Door with Auto-Closer | One Medium Temperature Walk-In Refrigerator Door without Auto-Closer | Commercial | Existing | Retail | FL Zone 2 | Per End Use Consumption | 55.99% | 1248.3532 | 1209.2703 | 39.0829 | 0.031308 | 8 | 0.0054303 | 0.0012106 | 0 | no base cost | 0 | 0 | 156.82 | Illinois 2018 Statewide TRM, Section 4.6.1 | 0 | 0 | 156.82 | cooler/freezer |  | 156.82
Nonequipment | Automatic Door Closer for Walk-in Coolers and Freezers | One Medium Temperature Walk-In Refrigerator Door with Auto-Closer | One Medium Temperature Walk-In Refrigerator Door without Auto-Closer | Commercial | Existing | Schools K-12 | FL Zone 2 | Per End Use Consumption | 55.99% | 1248.3532 | 1209.2703 | 39.0829 | 0.031308 | 8 | 0.0050673 | 0.0042445 | 0 | no base cost | 0 | 0 | 156.82 | Illinois 2018 Statewide TRM, Section 4.6.1 | 0 | 0 | 156.82 | cooler/freezer |  | 156.82
Nonequipment | Automatic Door Closer for Walk-in Coolers and Freezers | One Medium Temperature Walk-In Refrigerator Door with Auto-Closer | One Medium Temperature Walk-In Refrigerator Door without Auto-Closer | Commercial | Existing | Warehouse | FL Zone 2 | Per End Use Consumption | 0% | 1248.3532 | 1209.2703 | 39.0829 | 0.031308 | 8 | 0.0054303 | 0.0012106 | 0 | no base cost | 0 | 0 | 156.82 | Illinois 2018 Statewide TRM, Section 4.6.1 | 0 | 0 | 156.82 | cooler/freezer |  | 156.82
Nonequipment | Automatic Door Closer for Walk-in Coolers and Freezers | One Medium Temperature Walk-In Refrigerator Door with Auto-Closer | One Medium Temperature Walk-In Refrigerator Door without Auto-Closer | Commercial | New | Assembly | FL Zone 2 | Per End Use Consumption | 55.99% | 1248.3532 | 1209.2703 | 39.0829 | 0.031308 | 8 | 0.0054303 | 0.0012106 | 0 | no base cost | 0 | 0 | 156.82 | Illinois 2018 Statewide TRM, Section 4.6.1 | 0 | 0 | 156.82 | cooler/freezer |  | 156.82
Nonequipment | Automatic Door Closer for Walk-in Coolers and Freezers | One Medium Temperature Walk-In Refrigerator Door with Auto-Closer | One Medium Temperature Walk-In Refrigerator Door without Auto-Closer | Commercial | New | College and University | FL Zone 2 | Per End Use Consumption | 55.99% | 1248.3532 | 1209.2703 | 39.0829 | 0.031308 | 8 | 0.0050673 | 0.0042445 | 0 | no base cost | 0 | 0 | 156.82 | Illinois 2018 Statewide TRM, Section 4.6.1 | 0 | 0 | 156.82 | cooler/freezer |  | 156.82
Nonequipment | Automatic Door Closer for Walk-in Coolers and Freezers | One Medium Temperature Walk-In Refrigerator Door with Auto-Closer | One Medium Temperature Walk-In Refrigerator Door without Auto-Closer | Commercial | New | Grocery | FL Zone 2 | Per End Use Consumption | 55.99% | 1248.3532 | 1209.2703 | 39.0829 | 0.031308 | 8 | 0.0054303 | 0.0012106 | 0 | no base cost | 0 | 0 | 156.82 | Illinois 2018 Statewide TRM, Section 4.6.1 | 0 | 0 | 156.82 | cooler/freezer |  | 156.82
Nonequipment | Automatic Door Closer for Walk-in Coolers and Freezers | One Medium Temperature Walk-In Refrigerator Door with Auto-Closer | One Medium Temperature Walk-In Refrigerator Door without Auto-Closer | Commercial | New | Healthcare | FL Zone 2 | Per End Use Consumption | 55.99% | 1248.3532 | 1209.2703 | 39.0829 | 0.031308 | 8 | 0.0050673 | 0.0042445 | 0 | no base cost | 0 | 0 | 156.82 | Illinois 2018 Statewide TRM, Section 4.6.1 | 0 | 0 | 156.82 | cooler/freezer |  | 156.82
Nonequipment | Automatic Door Closer for Walk-in Coolers and Freezers | One Medium Temperature Walk-In Refrigerator Door with Auto-Closer | One Medium Temperature Walk-In Refrigerator Door without Auto-Closer | Commercial | New | Hospitals | FL Zone 2 | Per End Use Consumption | 55.99% | 1248.3532 | 1209.2703 | 39.0829 | 0.031308 | 8 | 0.0050673 | 0.0042445 | 0 | no base cost | 0 | 0 | 156.82 | Illinois 2018 Statewide TRM, Section 4.6.1 | 0 | 0 | 156.82 | cooler/freezer |  | 156.82
Nonequipment | Automatic Door Closer for Walk-in Coolers and Freezers | One Medium Temperature Walk-In Refrigerator Door with Auto-Closer | One Medium Temperature Walk-In Refrigerator Door without Auto-Closer | Commercial | New | Institutional | FL Zone 2 | Per End Use Consumption | 0% | 1248.3532 | 1209.2703 | 39.0829 | 0.031308 | 8 | 0.0054303 | 0.0012106 | 0 | no base cost | 0 | 0 | 156.82 | Illinois 2018 Statewide TRM, Section 4.6.1 | 0 | 0 | 156.82 | cooler/freezer |  | 156.82
Nonequipment | Automatic Door Closer for Walk-in Coolers and Freezers | One Medium Temperature Walk-In Refrigerator Door with Auto-Closer | One Medium Temperature Walk-In Refrigerator Door without Auto-Closer | Commercial | New | Lodging/Hospitality | FL Zone 2 | Per End Use Consumption | 55.99% | 1248.3532 | 1209.2703 | 39.0829 | 0.031308 | 8 | 0.0050673 | 0.0042445 | 0 | no base cost | 0 | 0 | 156.82 | Illinois 2018 Statewide TRM, Section 4.6.1 | 0 | 0 | 156.82 | cooler/freezer |  | 156.82
Nonequipment | Automatic Door Closer for Walk-in Coolers and Freezers | One Medium Temperature Walk-In Refrigerator Door with Auto-Closer | One Medium Temperature Walk-In Refrigerator Door without Auto-Closer | Commercial | New | Miscellaneous | FL Zone 2 | Per End Use Consumption | 0% | 1248.3532 | 1209.2703 | 39.0829 | 0.031308 | 8 | 0.0054303 | 0.0012106 | 0 | no base cost | 0 | 0 | 156.82 | Illinois 2018 Statewide TRM, Section 4.6.1 | 0 | 0 | 156.82 | cooler/freezer |  | 156.82
Nonequipment | Automatic Door Closer for Walk-in Coolers and Freezers | One Medium Temperature Walk-In Refrigerator Door with Auto-Closer | One Medium Temperature Walk-In Refrigerator Door without Auto-Closer | Commercial | New | Offices | FL Zone 2 | Per End Use Consumption | 0% | 1248.3532 | 1209.2703 | 39.0829 | 0.031308 | 8 | 0.0054303 | 0.0012106 | 0 | no base cost | 0 | 0 | 156.82 | Illinois 2018 Statewide TRM, Section 4.6.1 | 0 | 0 | 156.82 | cooler/freezer |  | 156.82
Nonequipment | Automatic Door Closer for Walk-in Coolers and Freezers | One Medium Temperature Walk-In Refrigerator Door with Auto-Closer | One Medium Temperature Walk-In Refrigerator Door without Auto-Closer | Commercial | New | Restaurants | FL Zone 2 | Per End Use Consumption | 55.99% | 1248.3532 | 1209.2703 | 39.0829 | 0.031308 | 8 | 0.0050673 | 0.0042445 | 0 | no base cost | 0 | 0 | 156.82 | Illinois 2018 Statewide TRM, Section 4.6.1 | 0 | 0 | 156.82 | cooler/freezer |  | 156.82
Nonequipment | Automatic Door Closer for Walk-in Coolers and Freezers | One Medium Temperature Walk-In Refrigerator Door with Auto-Closer | One Medium Temperature Walk-In Refrigerator Door without Auto-Closer | Commercial | New | Retail | FL Zone 2 | Per End Use Consumption | 55.99% | 1248.3532 | 1209.2703 | 39.0829 | 0.031308 | 8 | 0.0054303 | 0.0012106 | 0 | no base cost | 0 | 0 | 156.82 | Illinois 2018 Statewide TRM, Section 4.6.1 | 0 | 0 | 156.82 | cooler/freezer |  | 156.82
Nonequipment | Automatic Door Closer for Walk-in Coolers and Freezers | One Medium Temperature Walk-In Refrigerator Door with Auto-Closer | One Medium Temperature Walk-In Refrigerator Door without Auto-Closer | Commercial | New | Schools K-12 | FL Zone 2 | Per End Use Consumption | 55.99% | 1248.3532 | 1209.2703 | 39.0829 | 0.031308 | 8 | 0.0050673 | 0.0042445 | 0 | no base cost | 0 | 0 | 156.82 | Illinois 2018 Statewide TRM, Section 4.6.1 | 0 | 0 | 156.82 | cooler/freezer |  | 156.82
Nonequipment | Automatic Door Closer for Walk-in Coolers and Freezers | One Medium Temperature Walk-In Refrigerator Door with Auto-Closer | One Medium Temperature Walk-In Refrigerator Door without Auto-Closer | Commercial | New | Warehouse | FL Zone 2 | Per End Use Consumption | 0% | 1248.3532 | 1209.2703 | 39.0829 | 0.031308 | 8 | 0.0054303 | 0.0012106 | 0 | no base cost | 0 | 0 | 156.82 | Illinois 2018 Statewide TRM, Section 4.6.1 | 0 | 0 | 156.82 | cooler/freezer |  | 156.82
Nonequipment | Demand Defrost | Walk-In Freezer System with Demand-Controlled Electric Defrost Cycle | Walk-In Freezer System with Timer-Controlled Electric Defrost Cycle | Commercial | Existing | Assembly | FL Zone 2 | Per Unit | 42.41% | 1314.9 | 920.43 | 394.47 | 0.3 | 10 | 0.054904 | 0.0050296 | 0 | 0 | 0 | 0 | 500 | Efficiency Vermont TRM, 2015 No. 2014-87, Measure Number I-E-15-a | 166.68 | Assume 2 hrs for Electrical contractor: http://www.serviskey.net/support/rate-estimator?s4=FL | 666.68 | freezer |  | 666.68
Nonequipment | Demand Defrost | Walk-In Freezer System with Demand-Controlled Electric Defrost Cycle | Walk-In Freezer System with Timer-Controlled Electric Defrost Cycle | Commercial | Existing | College and University | FL Zone 2 | Per Unit | 63.61% | 1314.9 | 920.43 | 394.47 | 0.3 | 10 | 0.051145 | 0.04284 | 0 | 0 | 0 | 0 | 500 | Efficiency Vermont TRM, 2015 No. 2014-87, Measure Number I-E-15-a | 166.68 | Assume 2 hrs for Electrical contractor: http://www.serviskey.net/support/rate-estimator?s4=FL | 666.68 | freezer |  | 666.68
Nonequipment | Demand Defrost | Walk-In Freezer System with Demand-Controlled Electric Defrost Cycle | Walk-In Freezer System with Timer-Controlled Electric Defrost Cycle | Commercial | Existing | Grocery | FL Zone 2 | Per Unit | 66.96% | 1314.9 | 920.43 | 394.47 | 0.3 | 10 | 0.054904 | 0.0050296 | 0 | 0 | 0 | 0 | 500 | Efficiency Vermont TRM, 2015 No. 2014-87, Measure Number I-E-15-a | 166.68 | Assume 2 hrs for Electrical contractor: http://www.serviskey.net/support/rate-estimator?s4=FL | 666.68 | freezer |  | 666.68
Nonequipment | Demand Defrost | Walk-In Freezer System with Demand-Controlled Electric Defrost Cycle | Walk-In Freezer System with Timer-Controlled Electric Defrost Cycle | Commercial | Existing | Healthcare | FL Zone 2 | Per Unit | 63.61% | 1314.9 | 920.43 | 394.47 | 0.3 | 10 | 0.051145 | 0.04284 | 0 | 0 | 0 | 0 | 500 | Efficiency Vermont TRM, 2015 No. 2014-87, Measure Number I-E-15-a | 166.68 | Assume 2 hrs for Electrical contractor: http://www.serviskey.net/support/rate-estimator?s4=FL | 666.68 | freezer |  | 666.68
Nonequipment | Demand Defrost | Walk-In Freezer System with Demand-Controlled Electric Defrost Cycle | Walk-In Freezer System with Timer-Controlled Electric Defrost Cycle | Commercial | Existing | Hospitals | FL Zone 2 | Per Unit | 63.61% | 1314.9 | 920.43 | 394.47 | 0.3 | 10 | 0.051145 | 0.04284 | 0 | 0 | 0 | 0 | 500 | Efficiency Vermont TRM, 2015 No. 2014-87, Measure Number I-E-15-a | 166.68 | Assume 2 hrs for Electrical contractor: http://www.serviskey.net/support/rate-estimator?s4=FL | 666.68 | freezer |  | 666.68
Nonequipment | Demand Defrost | Walk-In Freezer System with Demand-Controlled Electric Defrost Cycle | Walk-In Freezer System with Timer-Controlled Electric Defrost Cycle | Commercial | Existing | Institutional | FL Zone 2 | Per Unit | 0% | 1314.9 | 920.43 | 394.47 | 0.3 | 10 | 0.054904 | 0.0050296 | 0 | 0 | 0 | 0 | 500 | Efficiency Vermont TRM, 2015 No. 2014-87, Measure Number I-E-15-a | 166.68 | Assume 2 hrs for Electrical contractor: http://www.serviskey.net/support/rate-estimator?s4=FL | 666.68 | freezer |  | 666.68
Nonequipment | Demand Defrost | Walk-In Freezer System with Demand-Controlled Electric Defrost Cycle | Walk-In Freezer System with Timer-Controlled Electric Defrost Cycle | Commercial | Existing | Lodging/Hospitality | FL Zone 2 | Per Unit | 63.61% | 1314.9 | 920.43 | 394.47 | 0.3 | 10 | 0.051145 | 0.04284 | 0 | 0 | 0 | 0 | 500 | Efficiency Vermont TRM, 2015 No. 2014-87, Measure Number I-E-15-a | 166.68 | Assume 2 hrs for Electrical contractor: http://www.serviskey.net/support/rate-estimator?s4=FL | 666.68 | freezer |  | 666.68
Nonequipment | Demand Defrost | Walk-In Freezer System with Demand-Controlled Electric Defrost Cycle | Walk-In Freezer System with Timer-Controlled Electric Defrost Cycle | Commercial | Existing | Miscellaneous | FL Zone 2 | Per Unit | 0% | 1314.9 | 920.43 | 394.47 | 0.3 | 10 | 0.054904 | 0.0050296 | 0 | 0 | 0 | 0 | 500 | Efficiency Vermont TRM, 2015 No. 2014-87, Measure Number I-E-15-a | 166.68 | Assume 2 hrs for Electrical contractor: http://www.serviskey.net/support/rate-estimator?s4=FL | 666.68 | freezer |  | 666.68
Nonequipment | Demand Defrost | Walk-In Freezer System with Demand-Controlled Electric Defrost Cycle | Walk-In Freezer System with Timer-Controlled Electric Defrost Cycle | Commercial | Existing | Offices | FL Zone 2 | Per Unit | 0% | 1314.9 | 920.43 | 394.47 | 0.3 | 10 | 0.054904 | 0.0050296 | 0 | 0 | 0 | 0 | 500 | Efficiency Vermont TRM, 2015 No. 2014-87, Measure Number I-E-15-a | 166.68 | Assume 2 hrs for Electrical contractor: http://www.serviskey.net/support/rate-estimator?s4=FL | 666.68 | freezer |  | 666.68
Nonequipment | Demand Defrost | Walk-In Freezer System with Demand-Controlled Electric Defrost Cycle | Walk-In Freezer System with Timer-Controlled Electric Defrost Cycle | Commercial | Existing | Restaurants | FL Zone 2 | Per Unit | 63.61% | 1314.9 | 920.43 | 394.47 | 0.3 | 10 | 0.051145 | 0.04284 | 0 | 0 | 0 | 0 | 500 | Efficiency Vermont TRM, 2015 No. 2014-87, Measure Number I-E-15-a | 166.68 | Assume 2 hrs for Electrical contractor: http://www.serviskey.net/support/rate-estimator?s4=FL | 666.68 | freezer |  | 666.68
Nonequipment | Demand Defrost | Walk-In Freezer System with Demand-Controlled Electric Defrost Cycle | Walk-In Freezer System with Timer-Controlled Electric Defrost Cycle | Commercial | Existing | Retail | FL Zone 2 | Per Unit | 63.61% | 1314.9 | 920.43 | 394.47 | 0.3 | 10 | 0.054904 | 0.0050296 | 0 | 0 | 0 | 0 | 500 | Efficiency Vermont TRM, 2015 No. 2014-87, Measure Number I-E-15-a | 166.68 | Assume 2 hrs for Electrical contractor: http://www.serviskey.net/support/rate-estimator?s4=FL | 666.68 | freezer |  | 666.68
Nonequipment | Demand Defrost | Walk-In Freezer System with Demand-Controlled Electric Defrost Cycle | Walk-In Freezer System with Timer-Controlled Electric Defrost Cycle | Commercial | Existing | Schools K-12 | FL Zone 2 | Per Unit | 63.61% | 1314.9 | 920.43 | 394.47 | 0.3 | 10 | 0.051145 | 0.04284 | 0 | 0 | 0 | 0 | 500 | Efficiency Vermont TRM, 2015 No. 2014-87, Measure Number I-E-15-a | 166.68 | Assume 2 hrs for Electrical contractor: http://www.serviskey.net/support/rate-estimator?s4=FL | 666.68 | freezer |  | 666.68
Nonequipment | Demand Defrost | Walk-In Freezer System with Demand-Controlled Electric Defrost Cycle | Walk-In Freezer System with Timer-Controlled Electric Defrost Cycle | Commercial | Existing | Warehouse | FL Zone 2 | Per Unit | 0% | 1314.9 | 920.43 | 394.47 | 0.3 | 10 | 0.054904 | 0.0050296 | 0 | 0 | 0 | 0 | 500 | Efficiency Vermont TRM, 2015 No. 2014-87, Measure Number I-E-15-a | 166.68 | Assume 2 hrs for Electrical contractor: http://www.serviskey.net/support/rate-estimator?s4=FL | 666.68 | freezer |  | 666.68
Nonequipment | Demand Defrost | Walk-In Freezer System with Demand-Controlled Electric Defrost Cycle | Walk-In Freezer System with Timer-Controlled Electric Defrost Cycle | Commercial | New | Assembly | FL Zone 2 | Per Unit | 42.41% | 1314.9 | 920.43 | 394.47 | 0.3 | 10 | 0.054904 | 0.0050296 | 0 | 0 | 0 | 0 | 500 | Efficiency Vermont TRM, 2015 No. 2014-87, Measure Number I-E-15-a | 166.68 | Assume 2 hrs for Electrical contractor: http://www.serviskey.net/support/rate-estimator?s4=FL | 666.68 | freezer |  | 666.68
Nonequipment | Demand Defrost | Walk-In Freezer System with Demand-Controlled Electric Defrost Cycle | Walk-In Freezer System with Timer-Controlled Electric Defrost Cycle | Commercial | New | College and University | FL Zone 2 | Per Unit | 0% | 1314.9 | 920.43 | 394.47 | 0.3 | 10 | 0.051145 | 0.04284 | 0 | 0 | 0 | 0 | 500 | Efficiency Vermont TRM, 2015 No. 2014-87, Measure Number I-E-15-a | 166.68 | Assume 2 hrs for Electrical contractor: http://www.serviskey.net/support/rate-estimator?s4=FL | 666.68 | freezer |  | 666.68
Nonequipment | Demand Defrost | Walk-In Freezer System with Demand-Controlled Electric Defrost Cycle | Walk-In Freezer System with Timer-Controlled Electric Defrost Cycle | Commercial | New | Grocery | FL Zone 2 | Per Unit | 0% | 1314.9 | 920.43 | 394.47 | 0.3 | 10 | 0.054904 | 0.0050296 | 0 | 0 | 0 | 0 | 500 | Efficiency Vermont TRM, 2015 No. 2014-87, Measure Number I-E-15-a | 166.68 | Assume 2 hrs for Electrical contractor: http://www.serviskey.net/support/rate-estimator?s4=FL | 666.68 | freezer |  | 666.68
Nonequipment | Demand Defrost | Walk-In Freezer System with Demand-Controlled Electric Defrost Cycle | Walk-In Freezer System with Timer-Controlled Electric Defrost Cycle | Commercial | New | Healthcare | FL Zone 2 | Per Unit | 0% | 1314.9 | 920.43 | 394.47 | 0.3 | 10 | 0.051145 | 0.04284 | 0 | 0 | 0 | 0 | 500 | Efficiency Vermont TRM, 2015 No. 2014-87, Measure Number I-E-15-a | 166.68 | Assume 2 hrs for Electrical contractor: http://www.serviskey.net/support/rate-estimator?s4=FL | 666.68 | freezer |  | 666.68
Nonequipment | Demand Defrost | Walk-In Freezer System with Demand-Controlled Electric Defrost Cycle | Walk-In Freezer System with Timer-Controlled Electric Defrost Cycle | Commercial | New | Hospitals | FL Zone 2 | Per Unit | 0% | 1314.9 | 920.43 | 394.47 | 0.3 | 10 | 0.051145 | 0.04284 | 0 | 0 | 0 | 0 | 500 | Efficiency Vermont TRM, 2015 No. 2014-87, Measure Number I-E-15-a | 166.68 | Assume 2 hrs for Electrical contractor: http://www.serviskey.net/support/rate-estimator?s4=FL | 666.68 | freezer |  | 666.68
Nonequipment | Demand Defrost | Walk-In Freezer System with Demand-Controlled Electric Defrost Cycle | Walk-In Freezer System with Timer-Controlled Electric Defrost Cycle | Commercial | New | Institutional | FL Zone 2 | Per Unit | 0% | 1314.9 | 920.43 | 394.47 | 0.3 | 10 | 0.054904 | 0.0050296 | 0 | 0 | 0 | 0 | 500 | Efficiency Vermont TRM, 2015 No. 2014-87, Measure Number I-E-15-a | 166.68 | Assume 2 hrs for Electrical contractor: http://www.serviskey.net/support/rate-estimator?s4=FL | 666.68 | freezer |  | 666.68
Nonequipment | Demand Defrost | Walk-In Freezer System with Demand-Controlled Electric Defrost Cycle | Walk-In Freezer System with Timer-Controlled Electric Defrost Cycle | Commercial | New | Lodging/Hospitality | FL Zone 2 | Per Unit | 0% | 1314.9 | 920.43 | 394.47 | 0.3 | 10 | 0.051145 | 0.04284 | 0 | 0 | 0 | 0 | 500 | Efficiency Vermont TRM, 2015 No. 2014-87, Measure Number I-E-15-a | 166.68 | Assume 2 hrs for Electrical contractor: http://www.serviskey.net/support/rate-estimator?s4=FL | 666.68 | freezer |  | 666.68
Nonequipment | Demand Defrost | Walk-In Freezer System with Demand-Controlled Electric Defrost Cycle | Walk-In Freezer System with Timer-Controlled Electric Defrost Cycle | Commercial | New | Miscellaneous | FL Zone 2 | Per Unit | 0% | 1314.9 | 920.43 | 394.47 | 0.3 | 10 | 0.054904 | 0.0050296 | 0 | 0 | 0 | 0 | 500 | Efficiency Vermont TRM, 2015 No. 2014-87, Measure Number I-E-15-a | 166.68 | Assume 2 hrs for Electrical contractor: http://www.serviskey.net/support/rate-estimator?s4=FL | 666.68 | freezer |  | 666.68
Nonequipment | Demand Defrost | Walk-In Freezer System with Demand-Controlled Electric Defrost Cycle | Walk-In Freezer System with Timer-Controlled Electric Defrost Cycle | Commercial | New | Offices | FL Zone 2 | Per Unit | 0% | 1314.9 | 920.43 | 394.47 | 0.3 | 10 | 0.054904 | 0.0050296 | 0 | 0 | 0 | 0 | 500 | Efficiency Vermont TRM, 2015 No. 2014-87, Measure Number I-E-15-a | 166.68 | Assume 2 hrs for Electrical contractor: http://www.serviskey.net/support/rate-estimator?s4=FL | 666.68 | freezer |  | 666.68
Nonequipment | Demand Defrost | Walk-In Freezer System with Demand-Controlled Electric Defrost Cycle | Walk-In Freezer System with Timer-Controlled Electric Defrost Cycle | Commercial | New | Restaurants | FL Zone 2 | Per Unit | 0% | 1314.9 | 920.43 | 394.47 | 0.3 | 10 | 0.051145 | 0.04284 | 0 | 0 | 0 | 0 | 500 | Efficiency Vermont TRM, 2015 No. 2014-87, Measure Number I-E-15-a | 166.68 | Assume 2 hrs for Electrical contractor: http://www.serviskey.net/support/rate-estimator?s4=FL | 666.68 | freezer |  | 666.68
Nonequipment | Demand Defrost | Walk-In Freezer System with Demand-Controlled Electric Defrost Cycle | Walk-In Freezer System with Timer-Controlled Electric Defrost Cycle | Commercial | New | Retail | FL Zone 2 | Per Unit | 0% | 1314.9 | 920.43 | 394.47 | 0.3 | 10 | 0.054904 | 0.0050296 | 0 | 0 | 0 | 0 | 500 | Efficiency Vermont TRM, 2015 No. 2014-87, Measure Number I-E-15-a | 166.68 | Assume 2 hrs for Electrical contractor: http://www.serviskey.net/support/rate-estimator?s4=FL | 666.68 | freezer |  | 666.68
Nonequipment | Demand Defrost | Walk-In Freezer System with Demand-Controlled Electric Defrost Cycle | Walk-In Freezer System with Timer-Controlled Electric Defrost Cycle | Commercial | New | Schools K-12 | FL Zone 2 | Per Unit | 0% | 1314.9 | 920.43 | 394.47 | 0.3 | 10 | 0.051145 | 0.04284 | 0 | 0 | 0 | 0 | 500 | Efficiency Vermont TRM, 2015 No. 2014-87, Measure Number I-E-15-a | 166.68 | Assume 2 hrs for Electrical contractor: http://www.serviskey.net/support/rate-estimator?s4=FL | 666.68 | freezer |  | 666.68
Nonequipment | Demand Defrost | Walk-In Freezer System with Demand-Controlled Electric Defrost Cycle | Walk-In Freezer System with Timer-Controlled Electric Defrost Cycle | Commercial | New | Warehouse | FL Zone 2 | Per Unit | 0% | 1314.9 | 920.43 | 394.47 | 0.3 | 10 | 0.054904 | 0.0050296 | 0 | 0 | 0 | 0 | 500 | Efficiency Vermont TRM, 2015 No. 2014-87, Measure Number I-E-15-a | 166.68 | Assume 2 hrs for Electrical contractor: http://www.serviskey.net/support/rate-estimator?s4=FL | 666.68 | freezer |  | 666.68
Nonequipment | Floating Head Pressure Controls | Medium-Temperature Refrigeration System with 5HP Compressor and Adjustable Condenser Head Pressure Control Valve | Medium-Temperature Refrigeration System with 5 HP Compressor without Adjustable Condenser Head Pressure Control Valve | Commercial | Existing | Assembly | FL Zone 2 | Per End Use Consumption | 0% | 41710.92 | 39187.3486 | 2523.5714 | 0.060501 | 15 | 0.38051 | 0.1781 | 0 | 0 | 0 | 0 | 307 | Regional Technical Forum, Commercial: Grocery - Floating Head Pressure Controls for Single Compressor Systems V1.4 | 0 | 0 | 307 | unit |  | 307
Nonequipment | Floating Head Pressure Controls | Medium-Temperature Refrigeration System with 5HP Compressor and Adjustable Condenser Head Pressure Control Valve | Medium-Temperature Refrigeration System with 5 HP Compressor without Adjustable Condenser Head Pressure Control Valve | Commercial | Existing | College and University | FL Zone 2 | Per End Use Consumption | 27.37% | 41710.92 | 39187.3486 | 2523.5714 | 0.060501 | 15 | 0.32719 | 0.27407 | 0 | 0 | 0 | 0 | 307 | Regional Technical Forum, Commercial: Grocery - Floating Head Pressure Controls for Single Compressor Systems V1.4 | 0 | 0 | 307 | unit |  | 307
Nonequipment | Floating Head Pressure Controls | Medium-Temperature Refrigeration System with 5HP Compressor and Adjustable Condenser Head Pressure Control Valve | Medium-Temperature Refrigeration System with 5 HP Compressor without Adjustable Condenser Head Pressure Control Valve | Commercial | Existing | Grocery | FL Zone 2 | Per End Use Consumption | 0% | 41710.92 | 39187.3486 | 2523.5714 | 0.060501 | 15 | 0.38051 | 0.1781 | 0 | 0 | 0 | 0 | 307 | Regional Technical Forum, Commercial: Grocery - Floating Head Pressure Controls for Single Compressor Systems V1.4 | 0 | 0 | 307 | unit |  | 307
Nonequipment | Floating Head Pressure Controls | Medium-Temperature Refrigeration System with 5HP Compressor and Adjustable Condenser Head Pressure Control Valve | Medium-Temperature Refrigeration System with 5 HP Compressor without Adjustable Condenser Head Pressure Control Valve | Commercial | Existing | Healthcare | FL Zone 2 | Per End Use Consumption | 26.46% | 41710.92 | 39187.3486 | 2523.5714 | 0.060501 | 15 | 0.32719 | 0.27407 | 0 | 0 | 0 | 0 | 307 | Regional Technical Forum, Commercial: Grocery - Floating Head Pressure Controls for Single Compressor Systems V1.4 | 0 | 0 | 307 | unit |  | 307
Nonequipment | Floating Head Pressure Controls | Medium-Temperature Refrigeration System with 5HP Compressor and Adjustable Condenser Head Pressure Control Valve | Medium-Temperature Refrigeration System with 5 HP Compressor without Adjustable Condenser Head Pressure Control Valve | Commercial | Existing | Hospitals | FL Zone 2 | Per End Use Consumption | 24.64% | 41710.92 | 39187.3486 | 2523.5714 | 0.060501 | 15 | 0.32719 | 0.27407 | 0 | 0 | 0 | 0 | 307 | Regional Technical Forum, Commercial: Grocery - Floating Head Pressure Controls for Single Compressor Systems V1.4 | 0 | 0 | 307 | unit |  | 307
Nonequipment | Floating Head Pressure Controls | Medium-Temperature Refrigeration System with 5HP Compressor and Adjustable Condenser Head Pressure Control Valve | Medium-Temperature Refrigeration System with 5 HP Compressor without Adjustable Condenser Head Pressure Control Valve | Commercial | Existing | Institutional | FL Zone 2 | Per End Use Consumption | 0% | 41710.92 | 39187.3486 | 2523.5714 | 0.060501 | 15 | 0.38051 | 0.1781 | 0 | 0 | 0 | 0 | 307 | Regional Technical Forum, Commercial: Grocery - Floating Head Pressure Controls for Single Compressor Systems V1.4 | 0 | 0 | 307 | unit |  | 307
Nonequipment | Floating Head Pressure Controls | Medium-Temperature Refrigeration System with 5HP Compressor and Adjustable Condenser Head Pressure Control Valve | Medium-Temperature Refrigeration System with 5 HP Compressor without Adjustable Condenser Head Pressure Control Valve | Commercial | Existing | Lodging/Hospitality | FL Zone 2 | Per End Use Consumption | 27.37% | 41710.92 | 39187.3486 | 2523.5714 | 0.060501 | 15 | 0.32719 | 0.27407 | 0 | 0 | 0 | 0 | 307 | Regional Technical Forum, Commercial: Grocery - Floating Head Pressure Controls for Single Compressor Systems V1.4 | 0 | 0 | 307 | unit |  | 307
Nonequipment | Floating Head Pressure Controls | Medium-Temperature Refrigeration System with 5HP Compressor and Adjustable Condenser Head Pressure Control Valve | Medium-Temperature Refrigeration System with 5 HP Compressor without Adjustable Condenser Head Pressure Control Valve | Commercial | Existing | Miscellaneous | FL Zone 2 | Per End Use Consumption | 0% | 41710.92 | 39187.3486 | 2523.5714 | 0.060501 | 15 | 0.38051 | 0.1781 | 0 | 0 | 0 | 0 | 307 | Regional Technical Forum, Commercial: Grocery - Floating Head Pressure Controls for Single Compressor Systems V1.4 | 0 | 0 | 307 | unit |  | 307
Nonequipment | Floating Head Pressure Controls | Medium-Temperature Refrigeration System with 5HP Compressor and Adjustable Condenser Head Pressure Control Valve | Medium-Temperature Refrigeration System with 5 HP Compressor without Adjustable Condenser Head Pressure Control Valve | Commercial | Existing | Offices | FL Zone 2 | Per End Use Consumption | 0% | 41710.92 | 39187.3486 | 2523.5714 | 0.060501 | 15 | 0.38051 | 0.1781 | 0 | 0 | 0 | 0 | 307 | Regional Technical Forum, Commercial: Grocery - Floating Head Pressure Controls for Single Compressor Systems V1.4 | 0 | 0 | 307 | unit |  | 307
Nonequipment | Floating Head Pressure Controls | Medium-Temperature Refrigeration System with 5HP Compressor and Adjustable Condenser Head Pressure Control Valve | Medium-Temperature Refrigeration System with 5 HP Compressor without Adjustable Condenser Head Pressure Control Valve | Commercial | Existing | Restaurants | FL Zone 2 | Per End Use Consumption | 0% | 41710.92 | 39187.3486 | 2523.5714 | 0.060501 | 15 | 0.32719 | 0.27407 | 0 | 0 | 0 | 0 | 307 | Regional Technical Forum, Commercial: Grocery - Floating Head Pressure Controls for Single Compressor Systems V1.4 | 0 | 0 | 307 | unit |  | 307
Nonequipment | Floating Head Pressure Controls | Medium-Temperature Refrigeration System with 5HP Compressor and Adjustable Condenser Head Pressure Control Valve | Medium-Temperature Refrigeration System with 5 HP Compressor without Adjustable Condenser Head Pressure Control Valve | Commercial | Existing | Retail | FL Zone 2 | Per End Use Consumption | 0% | 41710.92 | 39187.3486 | 2523.5714 | 0.060501 | 15 | 0.38051 | 0.1781 | 0 | 0 | 0 | 0 | 307 | Regional Technical Forum, Commercial: Grocery - Floating Head Pressure Controls for Single Compressor Systems V1.4 | 0 | 0 | 307 | unit |  | 307
Nonequipment | Floating Head Pressure Controls | Medium-Temperature Refrigeration System with 5HP Compressor and Adjustable Condenser Head Pressure Control Valve | Medium-Temperature Refrigeration System with 5 HP Compressor without Adjustable Condenser Head Pressure Control Valve | Commercial | Existing | Schools K-12 | FL Zone 2 | Per End Use Consumption | 27.37% | 41710.92 | 39187.3486 | 2523.5714 | 0.060501 | 15 | 0.32719 | 0.27407 | 0 | 0 | 0 | 0 | 307 | Regional Technical Forum, Commercial: Grocery - Floating Head Pressure Controls for Single Compressor Systems V1.4 | 0 | 0 | 307 | unit |  | 307
Nonequipment | Floating Head Pressure Controls | Medium-Temperature Refrigeration System with 5HP Compressor and Adjustable Condenser Head Pressure Control Valve | Medium-Temperature Refrigeration System with 5 HP Compressor without Adjustable Condenser Head Pressure Control Valve | Commercial | Existing | Warehouse | FL Zone 2 | Per End Use Consumption | 0% | 41710.92 | 39187.3486 | 2523.5714 | 0.060501 | 15 | 0.38051 | 0.1781 | 0 | 0 | 0 | 0 | 307 | Regional Technical Forum, Commercial: Grocery - Floating Head Pressure Controls for Single Compressor Systems V1.4 | 0 | 0 | 307 | unit |  | 307
Nonequipment | Floating Head Pressure Controls | Medium-Temperature Refrigeration System with 5HP Compressor and Adjustable Condenser Head Pressure Control Valve | Medium-Temperature Refrigeration System with 5 HP Compressor without Adjustable Condenser Head Pressure Control Valve | Commercial | New | Assembly | FL Zone 2 | Per End Use Consumption | 0% | 41710.92 | 39187.3486 | 2523.5714 | 0.060501 | 15 | 0.38051 | 0.1781 | 0 | 0 | 0 | 0 | 307 | Regional Technical Forum, Commercial: Grocery - Floating Head Pressure Controls for Single Compressor Systems V1.4 | 0 | 0 | 307 | unit |  | 307
Nonequipment | Floating Head Pressure Controls | Medium-Temperature Refrigeration System with 5HP Compressor and Adjustable Condenser Head Pressure Control Valve | Medium-Temperature Refrigeration System with 5 HP Compressor without Adjustable Condenser Head Pressure Control Valve | Commercial | New | College and University | FL Zone 2 | Per End Use Consumption | 27.37% | 41710.92 | 39187.3486 | 2523.5714 | 0.060501 | 15 | 0.32719 | 0.27407 | 0 | 0 | 0 | 0 | 307 | Regional Technical Forum, Commercial: Grocery - Floating Head Pressure Controls for Single Compressor Systems V1.4 | 0 | 0 | 307 | unit |  | 307
Nonequipment | Floating Head Pressure Controls | Medium-Temperature Refrigeration System with 5HP Compressor and Adjustable Condenser Head Pressure Control Valve | Medium-Temperature Refrigeration System with 5 HP Compressor without Adjustable Condenser Head Pressure Control Valve | Commercial | New | Grocery | FL Zone 2 | Per End Use Consumption | 0% | 41710.92 | 39187.3486 | 2523.5714 | 0.060501 | 15 | 0.38051 | 0.1781 | 0 | 0 | 0 | 0 | 307 | Regional Technical Forum, Commercial: Grocery - Floating Head Pressure Controls for Single Compressor Systems V1.4 | 0 | 0 | 307 | unit |  | 307
Nonequipment | Floating Head Pressure Controls | Medium-Temperature Refrigeration System with 5HP Compressor and Adjustable Condenser Head Pressure Control Valve | Medium-Temperature Refrigeration System with 5 HP Compressor without Adjustable Condenser Head Pressure Control Valve | Commercial | New | Healthcare | FL Zone 2 | Per End Use Consumption | 26.46% | 41710.92 | 39187.3486 | 2523.5714 | 0.060501 | 15 | 0.32719 | 0.27407 | 0 | 0 | 0 | 0 | 307 | Regional Technical Forum, Commercial: Grocery - Floating Head Pressure Controls for Single Compressor Systems V1.4 | 0 | 0 | 307 | unit |  | 307
Nonequipment | Floating Head Pressure Controls | Medium-Temperature Refrigeration System with 5HP Compressor and Adjustable Condenser Head Pressure Control Valve | Medium-Temperature Refrigeration System with 5 HP Compressor without Adjustable Condenser Head Pressure Control Valve | Commercial | New | Hospitals | FL Zone 2 | Per End Use Consumption | 24.64% | 41710.92 | 39187.3486 | 2523.5714 | 0.060501 | 15 | 0.32719 | 0.27407 | 0 | 0 | 0 | 0 | 307 | Regional Technical Forum, Commercial: Grocery - Floating Head Pressure Controls for Single Compressor Systems V1.4 | 0 | 0 | 307 | unit |  | 307
Nonequipment | Floating Head Pressure Controls | Medium-Temperature Refrigeration System with 5HP Compressor and Adjustable Condenser Head Pressure Control Valve | Medium-Temperature Refrigeration System with 5 HP Compressor without Adjustable Condenser Head Pressure Control Valve | Commercial | New | Institutional | FL Zone 2 | Per End Use Consumption | 0% | 41710.92 | 39187.3486 | 2523.5714 | 0.060501 | 15 | 0.38051 | 0.1781 | 0 | 0 | 0 | 0 | 307 | Regional Technical Forum, Commercial: Grocery - Floating Head Pressure Controls for Single Compressor Systems V1.4 | 0 | 0 | 307 | unit |  | 307
Nonequipment | Floating Head Pressure Controls | Medium-Temperature Refrigeration System with 5HP Compressor and Adjustable Condenser Head Pressure Control Valve | Medium-Temperature Refrigeration System with 5 HP Compressor without Adjustable Condenser Head Pressure Control Valve | Commercial | New | Lodging/Hospitality | FL Zone 2 | Per End Use Consumption | 27.37% | 41710.92 | 39187.3486 | 2523.5714 | 0.060501 | 15 | 0.32719 | 0.27407 | 0 | 0 | 0 | 0 | 307 | Regional Technical Forum, Commercial: Grocery - Floating Head Pressure Controls for Single Compressor Systems V1.4 | 0 | 0 | 307 | unit |  | 307
Nonequipment | Floating Head Pressure Controls | Medium-Temperature Refrigeration System with 5HP Compressor and Adjustable Condenser Head Pressure Control Valve | Medium-Temperature Refrigeration System with 5 HP Compressor without Adjustable Condenser Head Pressure Control Valve | Commercial | New | Miscellaneous | FL Zone 2 | Per End Use Consumption | 0% | 41710.92 | 39187.3486 | 2523.5714 | 0.060501 | 15 | 0.38051 | 0.1781 | 0 | 0 | 0 | 0 | 307 | Regional Technical Forum, Commercial: Grocery - Floating Head Pressure Controls for Single Compressor Systems V1.4 | 0 | 0 | 307 | unit |  | 307
Nonequipment | Floating Head Pressure Controls | Medium-Temperature Refrigeration System with 5HP Compressor and Adjustable Condenser Head Pressure Control Valve | Medium-Temperature Refrigeration System with 5 HP Compressor without Adjustable Condenser Head Pressure Control Valve | Commercial | New | Offices | FL Zone 2 | Per End Use Consumption | 0% | 41710.92 | 39187.3486 | 2523.5714 | 0.060501 | 15 | 0.38051 | 0.1781 | 0 | 0 | 0 | 0 | 307 | Regional Technical Forum, Commercial: Grocery - Floating Head Pressure Controls for Single Compressor Systems V1.4 | 0 | 0 | 307 | unit |  | 307
Nonequipment | Floating Head Pressure Controls | Medium-Temperature Refrigeration System with 5HP Compressor and Adjustable Condenser Head Pressure Control Valve | Medium-Temperature Refrigeration System with 5 HP Compressor without Adjustable Condenser Head Pressure Control Valve | Commercial | New | Restaurants | FL Zone 2 | Per End Use Consumption | 0% | 41710.92 | 39187.3486 | 2523.5714 | 0.060501 | 15 | 0.32719 | 0.27407 | 0 | 0 | 0 | 0 | 307 | Regional Technical Forum, Commercial: Grocery - Floating Head Pressure Controls for Single Compressor Systems V1.4 | 0 | 0 | 307 | unit |  | 307
Nonequipment | Floating Head Pressure Controls | Medium-Temperature Refrigeration System with 5HP Compressor and Adjustable Condenser Head Pressure Control Valve | Medium-Temperature Refrigeration System with 5 HP Compressor without Adjustable Condenser Head Pressure Control Valve | Commercial | New | Retail | FL Zone 2 | Per End Use Consumption | 0% | 41710.92 | 39187.3486 | 2523.5714 | 0.060501 | 15 | 0.38051 | 0.1781 | 0 | 0 | 0 | 0 | 307 | Regional Technical Forum, Commercial: Grocery - Floating Head Pressure Controls for Single Compressor Systems V1.4 | 0 | 0 | 307 | unit |  | 307
Nonequipment | Floating Head Pressure Controls | Medium-Temperature Refrigeration System with 5HP Compressor and Adjustable Condenser Head Pressure Control Valve | Medium-Temperature Refrigeration System with 5 HP Compressor without Adjustable Condenser Head Pressure Control Valve | Commercial | New | Schools K-12 | FL Zone 2 | Per End Use Consumption | 27.37% | 41710.92 | 39187.3486 | 2523.5714 | 0.060501 | 15 | 0.32719 | 0.27407 | 0 | 0 | 0 | 0 | 307 | Regional Technical Forum, Commercial: Grocery - Floating Head Pressure Controls for Single Compressor Systems V1.4 | 0 | 0 | 307 | unit |  | 307
Nonequipment | Floating Head Pressure Controls | Medium-Temperature Refrigeration System with 5HP Compressor and Adjustable Condenser Head Pressure Control Valve | Medium-Temperature Refrigeration System with 5 HP Compressor without Adjustable Condenser Head Pressure Control Valve | Commercial | New | Warehouse | FL Zone 2 | Per End Use Consumption | 0% | 41710.92 | 39187.3486 | 2523.5714 | 0.060501 | 15 | 0.38051 | 0.1781 | 0 | 0 | 0 | 0 | 307 | Regional Technical Forum, Commercial: Grocery - Floating Head Pressure Controls for Single Compressor Systems V1.4 | 0 | 0 | 307 | unit |  | 307
Nonequipment | Freezer-Cooler Replacement Gaskets | New Door Gasket on One-Door Medium Temperature Reach-In Case | Worn or Damaged Door Gasket on One-Door Medium Temperature Reach-In Case | Commercial | Existing | Assembly | FL Zone 2 | Per Door | 42.41% | 4993.4129 | 4837.0814 | 156.3315 | 0.031308 | 4 | 0.022767 | 0.0074125 | 0 | 0 | 0 | 0 | 96.8 | Regional Technical Forum, Commercial: Grocery - Door Gasket Replacement V1.3 | 0 | 0 | 96.8 | unit |  | 96.8
Nonequipment | Freezer-Cooler Replacement Gaskets | New Door Gasket on One-Door Medium Temperature Reach-In Case | Worn or Damaged Door Gasket on One-Door Medium Temperature Reach-In Case | Commercial | Existing | College and University | FL Zone 2 | Per Door | 63.61% | 4993.4129 | 4837.0814 | 156.3315 | 0.031308 | 4 | 0.020269 | 0.016978 | 0 | 0 | 0 | 0 | 96.8 | Regional Technical Forum, Commercial: Grocery - Door Gasket Replacement V1.3 | 0 | 0 | 96.8 | unit |  | 96.8
Nonequipment | Freezer-Cooler Replacement Gaskets | New Door Gasket on One-Door Medium Temperature Reach-In Case | Worn or Damaged Door Gasket on One-Door Medium Temperature Reach-In Case | Commercial | Existing | Grocery | FL Zone 2 | Per Door | 66.96% | 4993.4129 | 4837.0814 | 156.3315 | 0.031308 | 4 | 0.022767 | 0.0074125 | 0 | 0 | 0 | 0 | 96.8 | Regional Technical Forum, Commercial: Grocery - Door Gasket Replacement V1.3 | 0 | 0 | 96.8 | unit |  | 96.8
Nonequipment | Freezer-Cooler Replacement Gaskets | New Door Gasket on One-Door Medium Temperature Reach-In Case | Worn or Damaged Door Gasket on One-Door Medium Temperature Reach-In Case | Commercial | Existing | Healthcare | FL Zone 2 | Per Door | 63.61% | 4993.4129 | 4837.0814 | 156.3315 | 0.031308 | 4 | 0.020269 | 0.016978 | 0 | 0 | 0 | 0 | 96.8 | Regional Technical Forum, Commercial: Grocery - Door Gasket Replacement V1.3 | 0 | 0 | 96.8 | unit |  | 96.8
Nonequipment | Freezer-Cooler Replacement Gaskets | New Door Gasket on One-Door Medium Temperature Reach-In Case | Worn or Damaged Door Gasket on One-Door Medium Temperature Reach-In Case | Commercial | Existing | Hospitals | FL Zone 2 | Per Door | 63.61% | 4993.4129 | 4837.0814 | 156.3315 | 0.031308 | 4 | 0.020269 | 0.016978 | 0 | 0 | 0 | 0 | 96.8 | Regional Technical Forum, Commercial: Grocery - Door Gasket Replacement V1.3 | 0 | 0 | 96.8 | unit |  | 96.8
Nonequipment | Freezer-Cooler Replacement Gaskets | New Door Gasket on One-Door Medium Temperature Reach-In Case | Worn or Damaged Door Gasket on One-Door Medium Temperature Reach-In Case | Commercial | Existing | Institutional | FL Zone 2 | Per Door | 0% | 4993.4129 | 4837.0814 | 156.3315 | 0.031308 | 4 | 0.022767 | 0.0074125 | 0 | 0 | 0 | 0 | 96.8 | Regional Technical Forum, Commercial: Grocery - Door Gasket Replacement V1.3 | 0 | 0 | 96.8 | unit |  | 96.8
Nonequipment | Freezer-Cooler Replacement Gaskets | New Door Gasket on One-Door Medium Temperature Reach-In Case | Worn or Damaged Door Gasket on One-Door Medium Temperature Reach-In Case | Commercial | Existing | Lodging/Hospitality | FL Zone 2 | Per Door | 63.61% | 4993.4129 | 4837.0814 | 156.3315 | 0.031308 | 4 | 0.020269 | 0.016978 | 0 | 0 | 0 | 0 | 96.8 | Regional Technical Forum, Commercial: Grocery - Door Gasket Replacement V1.3 | 0 | 0 | 96.8 | unit |  | 96.8
Nonequipment | Freezer-Cooler Replacement Gaskets | New Door Gasket on One-Door Medium Temperature Reach-In Case | Worn or Damaged Door Gasket on One-Door Medium Temperature Reach-In Case | Commercial | Existing | Miscellaneous | FL Zone 2 | Per Door | 0% | 4993.4129 | 4837.0814 | 156.3315 | 0.031308 | 4 | 0.022767 | 0.0074125 | 0 | 0 | 0 | 0 | 96.8 | Regional Technical Forum, Commercial: Grocery - Door Gasket Replacement V1.3 | 0 | 0 | 96.8 | unit |  | 96.8
Nonequipment | Freezer-Cooler Replacement Gaskets | New Door Gasket on One-Door Medium Temperature Reach-In Case | Worn or Damaged Door Gasket on One-Door Medium Temperature Reach-In Case | Commercial | Existing | Offices | FL Zone 2 | Per Door | 0% | 4993.4129 | 4837.0814 | 156.3315 | 0.031308 | 4 | 0.022767 | 0.0074125 | 0 | 0 | 0 | 0 | 96.8 | Regional Technical Forum, Commercial: Grocery - Door Gasket Replacement V1.3 | 0 | 0 | 96.8 | unit |  | 96.8
Nonequipment | Freezer-Cooler Replacement Gaskets | New Door Gasket on One-Door Medium Temperature Reach-In Case | Worn or Damaged Door Gasket on One-Door Medium Temperature Reach-In Case | Commercial | Existing | Restaurants | FL Zone 2 | Per Door | 63.61% | 4993.4129 | 4837.0814 | 156.3315 | 0.031308 | 4 | 0.020269 | 0.016978 | 0 | 0 | 0 | 0 | 96.8 | Regional Technical Forum, Commercial: Grocery - Door Gasket Replacement V1.3 | 0 | 0 | 96.8 | unit |  | 96.8
Nonequipment | Freezer-Cooler Replacement Gaskets | New Door Gasket on One-Door Medium Temperature Reach-In Case | Worn or Damaged Door Gasket on One-Door Medium Temperature Reach-In Case | Commercial | Existing | Retail | FL Zone 2 | Per Door | 63.61% | 4993.4129 | 4837.0814 | 156.3315 | 0.031308 | 4 | 0.022767 | 0.0074125 | 0 | 0 | 0 | 0 | 96.8 | Regional Technical Forum, Commercial: Grocery - Door Gasket Replacement V1.3 | 0 | 0 | 96.8 | unit |  | 96.8
Nonequipment | Freezer-Cooler Replacement Gaskets | New Door Gasket on One-Door Medium Temperature Reach-In Case | Worn or Damaged Door Gasket on One-Door Medium Temperature Reach-In Case | Commercial | Existing | Schools K-12 | FL Zone 2 | Per Door | 63.61% | 4993.4129 | 4837.0814 | 156.3315 | 0.031308 | 4 | 0.020269 | 0.016978 | 0 | 0 | 0 | 0 | 96.8 | Regional Technical Forum, Commercial: Grocery - Door Gasket Replacement V1.3 | 0 | 0 | 96.8 | unit |  | 96.8
Nonequipment | Freezer-Cooler Replacement Gaskets | New Door Gasket on One-Door Medium Temperature Reach-In Case | Worn or Damaged Door Gasket on One-Door Medium Temperature Reach-In Case | Commercial | Existing | Warehouse | FL Zone 2 | Per Door | 0% | 4993.4129 | 4837.0814 | 156.3315 | 0.031308 | 4 | 0.022767 | 0.0074125 | 0 | 0 | 0 | 0 | 96.8 | Regional Technical Forum, Commercial: Grocery - Door Gasket Replacement V1.3 | 0 | 0 | 96.8 | unit |  | 96.8
Nonequipment | Freezer-Cooler Replacement Gaskets | New Door Gasket on One-Door Medium Temperature Reach-In Case | N/A - Retrofit Only | Commercial | New | Assembly | FL Zone 2 | Per Door | 42.41% | 0 | 0 | 0 | 0 | 4 | 0 | 0 | 0 | 0 | 0 | 0 | 96.8 | Regional Technical Forum, Commercial: Grocery - Door Gasket Replacement V1.3 | 0 | 0 | 96.8 | unit |  | 96.8
Nonequipment | Freezer-Cooler Replacement Gaskets | New Door Gasket on One-Door Medium Temperature Reach-In Case | N/A - Retrofit Only | Commercial | New | College and University | FL Zone 2 | Per Door | 0% | 0 | 0 | 0 | 0 | 4 | 0 | 0 | 0 | 0 | 0 | 0 | 96.8 | Regional Technical Forum, Commercial: Grocery - Door Gasket Replacement V1.3 | 0 | 0 | 96.8 | unit |  | 96.8
Nonequipment | Freezer-Cooler Replacement Gaskets | New Door Gasket on One-Door Medium Temperature Reach-In Case | N/A - Retrofit Only | Commercial | New | Grocery | FL Zone 2 | Per Door | 0% | 0 | 0 | 0 | 0 | 4 | 0 | 0 | 0 | 0 | 0 | 0 | 96.8 | Regional Technical Forum, Commercial: Grocery - Door Gasket Replacement V1.3 | 0 | 0 | 96.8 | unit |  | 96.8
Nonequipment | Freezer-Cooler Replacement Gaskets | New Door Gasket on One-Door Medium Temperature Reach-In Case | N/A - Retrofit Only | Commercial | New | Healthcare | FL Zone 2 | Per Door | 0% | 0 | 0 | 0 | 0 | 4 | 0 | 0 | 0 | 0 | 0 | 0 | 96.8 | Regional Technical Forum, Commercial: Grocery - Door Gasket Replacement V1.3 | 0 | 0 | 96.8 | unit |  | 96.8
Nonequipment | Freezer-Cooler Replacement Gaskets | New Door Gasket on One-Door Medium Temperature Reach-In Case | N/A - Retrofit Only | Commercial | New | Hospitals | FL Zone 2 | Per Door | 0% | 0 | 0 | 0 | 0 | 4 | 0 | 0 | 0 | 0 | 0 | 0 | 96.8 | Regional Technical Forum, Commercial: Grocery - Door Gasket Replacement V1.3 | 0 | 0 | 96.8 | unit |  | 96.8
Nonequipment | Freezer-Cooler Replacement Gaskets | New Door Gasket on One-Door Medium Temperature Reach-In Case | N/A - Retrofit Only | Commercial | New | Institutional | FL Zone 2 | Per Door | 0% | 0 | 0 | 0 | 0 | 4 | 0 | 0 | 0 | 0 | 0 | 0 | 96.8 | Regional Technical Forum, Commercial: Grocery - Door Gasket Replacement V1.3 | 0 | 0 | 96.8 | unit |  | 96.8
Nonequipment | Freezer-Cooler Replacement Gaskets | New Door Gasket on One-Door Medium Temperature Reach-In Case | N/A - Retrofit Only | Commercial | New | Lodging/Hospitality | FL Zone 2 | Per Door | 0% | 0 | 0 | 0 | 0 | 4 | 0 | 0 | 0 | 0 | 0 | 0 | 96.8 | Regional Technical Forum, Commercial: Grocery - Door Gasket Replacement V1.3 | 0 | 0 | 96.8 | unit |  | 96.8
Nonequipment | Freezer-Cooler Replacement Gaskets | New Door Gasket on One-Door Medium Temperature Reach-In Case | N/A - Retrofit Only | Commercial | New | Miscellaneous | FL Zone 2 | Per Door | 0% | 0 | 0 | 0 | 0 | 4 | 0 | 0 | 0 | 0 | 0 | 0 | 96.8 | Regional Technical Forum, Commercial: Grocery - Door Gasket Replacement V1.3 | 0 | 0 | 96.8 | unit |  | 96.8
Nonequipment | Freezer-Cooler Replacement Gaskets | New Door Gasket on One-Door Medium Temperature Reach-In Case | N/A - Retrofit Only | Commercial | New | Offices | FL Zone 2 | Per Door | 0% | 0 | 0 | 0 | 0 | 4 | 0 | 0 | 0 | 0 | 0 | 0 | 96.8 | Regional Technical Forum, Commercial: Grocery - Door Gasket Replacement V1.3 | 0 | 0 | 96.8 | unit |  | 96.8
Nonequipment | Freezer-Cooler Replacement Gaskets | New Door Gasket on One-Door Medium Temperature Reach-In Case | N/A - Retrofit Only | Commercial | New | Restaurants | FL Zone 2 | Per Door | 0% | 0 | 0 | 0 | 0 | 4 | 0 | 0 | 0 | 0 | 0 | 0 | 96.8 | Regional Technical Forum, Commercial: Grocery - Door Gasket Replacement V1.3 | 0 | 0 | 96.8 | unit |  | 96.8
Nonequipment | Freezer-Cooler Replacement Gaskets | New Door Gasket on One-Door Medium Temperature Reach-In Case | N/A - Retrofit Only | Commercial | New | Retail | FL Zone 2 | Per Door | 0% | 0 | 0 | 0 | 0 | 4 | 0 | 0 | 0 | 0 | 0 | 0 | 96.8 | Regional Technical Forum, Commercial: Grocery - Door Gasket Replacement V1.3 | 0 | 0 | 96.8 | unit |  | 96.8
Nonequipment | Freezer-Cooler Replacement Gaskets | New Door Gasket on One-Door Medium Temperature Reach-In Case | N/A - Retrofit Only | Commercial | New | Schools K-12 | FL Zone 2 | Per Door | 0% | 0 | 0 | 0 | 0 | 4 | 0 | 0 | 0 | 0 | 0 | 0 | 96.8 | Regional Technical Forum, Commercial: Grocery - Door Gasket Replacement V1.3 | 0 | 0 | 96.8 | unit |  | 96.8
Nonequipment | Freezer-Cooler Replacement Gaskets | New Door Gasket on One-Door Medium Temperature Reach-In Case | N/A - Retrofit Only | Commercial | New | Warehouse | FL Zone 2 | Per Door | 0% | 0 | 0 | 0 | 0 | 4 | 0 | 0 | 0 | 0 | 0 | 0 | 96.8 | Regional Technical Forum, Commercial: Grocery - Door Gasket Replacement V1.3 | 0 | 0 | 96.8 | unit |  | 96.8
Nonequipment | High Efficiency Refrigeration Compressor | High Efficiency Refrigeration Compressors | Existing Compressor (Assume 10% less efficient) | Commercial | Existing | Assembly | FL Zone 2 | Per Unit | 15.4% | 1957.5 | 1822 | 135.5 | 0.069221 | 13 | 0.020431 | 0.0095627 | 0 | Reference source included incremental cost only | 0 | 0 | 221.64 | Efficiency Vermont TRM, 2015, average of all types/sizes | 0 | 0 | 221.64 | compressor |  | 221.64
Nonequipment | High Efficiency Refrigeration Compressor | High Efficiency Refrigeration Compressors | Existing Compressor (Assume 10% less efficient) | Commercial | Existing | College and University | FL Zone 2 | Per Unit | 14.15% | 1957.5 | 1822 | 135.5 | 0.069221 | 13 | 0.017568 | 0.014716 | 0 | Reference source included incremental cost only | 0 | 0 | 221.64 | Efficiency Vermont TRM, 2015, average of all types/sizes | 0 | 0 | 221.64 | compressor |  | 221.64
Nonequipment | High Efficiency Refrigeration Compressor | High Efficiency Refrigeration Compressors | Existing Compressor (Assume 10% less efficient) | Commercial | Existing | Grocery | FL Zone 2 | Per Unit | 74.65% | 1957.5 | 1822 | 135.5 | 0.069221 | 13 | 0.020431 | 0.0095627 | 0 | Reference source included incremental cost only | 0 | 0 | 221.64 | Efficiency Vermont TRM, 2015, average of all types/sizes | 0 | 0 | 221.64 | compressor |  | 221.64
Nonequipment | High Efficiency Refrigeration Compressor | High Efficiency Refrigeration Compressors | Existing Compressor (Assume 10% less efficient) | Commercial | Existing | Healthcare | FL Zone 2 | Per Unit | 14.15% | 1957.5 | 1822 | 135.5 | 0.069221 | 13 | 0.017568 | 0.014716 | 0 | Reference source included incremental cost only | 0 | 0 | 221.64 | Efficiency Vermont TRM, 2015, average of all types/sizes | 0 | 0 | 221.64 | compressor |  | 221.64
Nonequipment | High Efficiency Refrigeration Compressor | High Efficiency Refrigeration Compressors | Existing Compressor (Assume 10% less efficient) | Commercial | Existing | Hospitals | FL Zone 2 | Per Unit | 14.15% | 1957.5 | 1822 | 135.5 | 0.069221 | 13 | 0.017568 | 0.014716 | 0 | Reference source included incremental cost only | 0 | 0 | 221.64 | Efficiency Vermont TRM, 2015, average of all types/sizes | 0 | 0 | 221.64 | compressor |  | 221.64
Nonequipment | High Efficiency Refrigeration Compressor | High Efficiency Refrigeration Compressors | Existing Compressor (Assume 10% less efficient) | Commercial | Existing | Institutional | FL Zone 2 | Per Unit | 0% | 1957.5 | 1822 | 135.5 | 0.069221 | 13 | 0.020431 | 0.0095627 | 0 | Reference source included incremental cost only | 0 | 0 | 221.64 | Efficiency Vermont TRM, 2015, average of all types/sizes | 0 | 0 | 221.64 | compressor |  | 221.64
Nonequipment | High Efficiency Refrigeration Compressor | High Efficiency Refrigeration Compressors | Existing Compressor (Assume 10% less efficient) | Commercial | Existing | Lodging/Hospitality | FL Zone 2 | Per Unit | 14.15% | 1957.5 | 1822 | 135.5 | 0.069221 | 13 | 0.017568 | 0.014716 | 0 | Reference source included incremental cost only | 0 | 0 | 221.64 | Efficiency Vermont TRM, 2015, average of all types/sizes | 0 | 0 | 221.64 | compressor |  | 221.64
Nonequipment | High Efficiency Refrigeration Compressor | High Efficiency Refrigeration Compressors | Existing Compressor (Assume 10% less efficient) | Commercial | Existing | Miscellaneous | FL Zone 2 | Per Unit | 0% | 1957.5 | 1822 | 135.5 | 0.069221 | 13 | 0.020431 | 0.0095627 | 0 | Reference source included incremental cost only | 0 | 0 | 221.64 | Efficiency Vermont TRM, 2015, average of all types/sizes | 0 | 0 | 221.64 | compressor |  | 221.64
Nonequipment | High Efficiency Refrigeration Compressor | High Efficiency Refrigeration Compressors | Existing Compressor (Assume 10% less efficient) | Commercial | Existing | Offices | FL Zone 2 | Per Unit | 0% | 1957.5 | 1822 | 135.5 | 0.069221 | 13 | 0.020431 | 0.0095627 | 0 | Reference source included incremental cost only | 0 | 0 | 221.64 | Efficiency Vermont TRM, 2015, average of all types/sizes | 0 | 0 | 221.64 | compressor |  | 221.64
Nonequipment | High Efficiency Refrigeration Compressor | High Efficiency Refrigeration Compressors | Existing Compressor (Assume 10% less efficient) | Commercial | Existing | Restaurants | FL Zone 2 | Per Unit | 14.15% | 1957.5 | 1822 | 135.5 | 0.069221 | 13 | 0.017568 | 0.014716 | 0 | Reference source included incremental cost only | 0 | 0 | 221.64 | Efficiency Vermont TRM, 2015, average of all types/sizes | 0 | 0 | 221.64 | compressor |  | 221.64
Nonequipment | High Efficiency Refrigeration Compressor | High Efficiency Refrigeration Compressors | Existing Compressor (Assume 10% less efficient) | Commercial | Existing | Retail | FL Zone 2 | Per Unit | 14.15% | 1957.5 | 1822 | 135.5 | 0.069221 | 13 | 0.020431 | 0.0095627 | 0 | Reference source included incremental cost only | 0 | 0 | 221.64 | Efficiency Vermont TRM, 2015, average of all types/sizes | 0 | 0 | 221.64 | compressor |  | 221.64
Nonequipment | High Efficiency Refrigeration Compressor | High Efficiency Refrigeration Compressors | Existing Compressor (Assume 10% less efficient) | Commercial | Existing | Schools K-12 | FL Zone 2 | Per Unit | 14.15% | 1957.5 | 1822 | 135.5 | 0.069221 | 13 | 0.017568 | 0.014716 | 0 | Reference source included incremental cost only | 0 | 0 | 221.64 | Efficiency Vermont TRM, 2015, average of all types/sizes | 0 | 0 | 221.64 | compressor |  | 221.64
Nonequipment | High Efficiency Refrigeration Compressor | High Efficiency Refrigeration Compressors | Existing Compressor (Assume 10% less efficient) | Commercial | Existing | Warehouse | FL Zone 2 | Per Unit | 0% | 1957.5 | 1822 | 135.5 | 0.069221 | 13 | 0.020431 | 0.0095627 | 0 | Reference source included incremental cost only | 0 | 0 | 221.64 | Efficiency Vermont TRM, 2015, average of all types/sizes | 0 | 0 | 221.64 | compressor |  | 221.64
Nonequipment | High Efficiency Refrigeration Compressor | High Efficiency Refrigeration Compressors | Standard Compressor | Commercial | New | Assembly | FL Zone 2 | Per Unit | 15.4% | 1957.5 | 1822 | 135.5 | 0.069221 | 13 | 0.020431 | 0.0095627 | 0 | Reference source included incremental cost only | 0 | 0 | 221.64 | Efficiency Vermont TRM, 2015, average of all types/sizes | 0 | 0 | 221.64 | compressor |  | 221.64
Nonequipment | High Efficiency Refrigeration Compressor | High Efficiency Refrigeration Compressors | Standard Compressor | Commercial | New | College and University | FL Zone 2 | Per Unit | 4.199% | 1957.5 | 1822 | 135.5 | 0.069221 | 13 | 0.017568 | 0.014716 | 0 | Reference source included incremental cost only | 0 | 0 | 221.64 | Efficiency Vermont TRM, 2015, average of all types/sizes | 0 | 0 | 221.64 | compressor |  | 221.64
Nonequipment | High Efficiency Refrigeration Compressor | High Efficiency Refrigeration Compressors | Standard Compressor | Commercial | New | Grocery | FL Zone 2 | Per Unit | 37.79% | 1957.5 | 1822 | 135.5 | 0.069221 | 13 | 0.020431 | 0.0095627 | 0 | Reference source included incremental cost only | 0 | 0 | 221.64 | Efficiency Vermont TRM, 2015, average of all types/sizes | 0 | 0 | 221.64 | compressor |  | 221.64
Nonequipment | High Efficiency Refrigeration Compressor | High Efficiency Refrigeration Compressors | Standard Compressor | Commercial | New | Healthcare | FL Zone 2 | Per Unit | 4.199% | 1957.5 | 1822 | 135.5 | 0.069221 | 13 | 0.017568 | 0.014716 | 0 | Reference source included incremental cost only | 0 | 0 | 221.64 | Efficiency Vermont TRM, 2015, average of all types/sizes | 0 | 0 | 221.64 | compressor |  | 221.64
Nonequipment | High Efficiency Refrigeration Compressor | High Efficiency Refrigeration Compressors | Standard Compressor | Commercial | New | Hospitals | FL Zone 2 | Per Unit | 4.199% | 1957.5 | 1822 | 135.5 | 0.069221 | 13 | 0.017568 | 0.014716 | 0 | Reference source included incremental cost only | 0 | 0 | 221.64 | Efficiency Vermont TRM, 2015, average of all types/sizes | 0 | 0 | 221.64 | compressor |  | 221.64
Nonequipment | High Efficiency Refrigeration Compressor | High Efficiency Refrigeration Compressors | Standard Compressor | Commercial | New | Institutional | FL Zone 2 | Per Unit | 0% | 1957.5 | 1822 | 135.5 | 0.069221 | 13 | 0.020431 | 0.0095627 | 0 | Reference source included incremental cost only | 0 | 0 | 221.64 | Efficiency Vermont TRM, 2015, average of all types/sizes | 0 | 0 | 221.64 | compressor |  | 221.64
Nonequipment | High Efficiency Refrigeration Compressor | High Efficiency Refrigeration Compressors | Standard Compressor | Commercial | New | Lodging/Hospitality | FL Zone 2 | Per Unit | 4.199% | 1957.5 | 1822 | 135.5 | 0.069221 | 13 | 0.017568 | 0.014716 | 0 | Reference source included incremental cost only | 0 | 0 | 221.64 | Efficiency Vermont TRM, 2015, average of all types/sizes | 0 | 0 | 221.64 | compressor |  | 221.64
Nonequipment | High Efficiency Refrigeration Compressor | High Efficiency Refrigeration Compressors | Standard Compressor | Commercial | New | Miscellaneous | FL Zone 2 | Per Unit | 0% | 1957.5 | 1822 | 135.5 | 0.069221 | 13 | 0.020431 | 0.0095627 | 0 | Reference source included incremental cost only | 0 | 0 | 221.64 | Efficiency Vermont TRM, 2015, average of all types/sizes | 0 | 0 | 221.64 | compressor |  | 221.64
Nonequipment | High Efficiency Refrigeration Compressor | High Efficiency Refrigeration Compressors | Standard Compressor | Commercial | New | Offices | FL Zone 2 | Per Unit | 0% | 1957.5 | 1822 | 135.5 | 0.069221 | 13 | 0.020431 | 0.0095627 | 0 | Reference source included incremental cost only | 0 | 0 | 221.64 | Efficiency Vermont TRM, 2015, average of all types/sizes | 0 | 0 | 221.64 | compressor |  | 221.64
Nonequipment | High Efficiency Refrigeration Compressor | High Efficiency Refrigeration Compressors | Standard Compressor | Commercial | New | Restaurants | FL Zone 2 | Per Unit | 37.79% | 1957.5 | 1822 | 135.5 | 0.069221 | 13 | 0.017568 | 0.014716 | 0 | Reference source included incremental cost only | 0 | 0 | 221.64 | Efficiency Vermont TRM, 2015, average of all types/sizes | 0 | 0 | 221.64 | compressor |  | 221.64
Nonequipment | High Efficiency Refrigeration Compressor | High Efficiency Refrigeration Compressors | Standard Compressor | Commercial | New | Retail | FL Zone 2 | Per Unit | 4.199% | 1957.5 | 1822 | 135.5 | 0.069221 | 13 | 0.020431 | 0.0095627 | 0 | Reference source included incremental cost only | 0 | 0 | 221.64 | Efficiency Vermont TRM, 2015, average of all types/sizes | 0 | 0 | 221.64 | compressor |  | 221.64
Nonequipment | High Efficiency Refrigeration Compressor | High Efficiency Refrigeration Compressors | Standard Compressor | Commercial | New | Schools K-12 | FL Zone 2 | Per Unit | 4.199% | 1957.5 | 1822 | 135.5 | 0.069221 | 13 | 0.017568 | 0.014716 | 0 | Reference source included incremental cost only | 0 | 0 | 221.64 | Efficiency Vermont TRM, 2015, average of all types/sizes | 0 | 0 | 221.64 | compressor |  | 221.64
Nonequipment | High Efficiency Refrigeration Compressor | High Efficiency Refrigeration Compressors | Standard Compressor | Commercial | New | Warehouse | FL Zone 2 | Per Unit | 0% | 1957.5 | 1822 | 135.5 | 0.069221 | 13 | 0.020431 | 0.0095627 | 0 | Reference source included incremental cost only | 0 | 0 | 221.64 | Efficiency Vermont TRM, 2015, average of all types/sizes | 0 | 0 | 221.64 | compressor |  | 221.64
Nonequipment | High R-Value Glass Doors | Display Door with High R-Value, One-Door Medium Temperature Reach-In Case | Standard Door, One-Door Medium Temperature Reach-In Case | Commercial | Existing | Assembly | FL Zone 2 | Per Door | 0% | 735 | 560 | 175 | 0.2381 | 12 | 0.025557 | 0.0087903 | 2202 | Market Research 2018, https://www.anthonyintl.com/docs/default-source/2017augnewpricesheets/101-price-sheet-final.pdf?sfvrsn=2 | 0 | 0 | 2596 | Market Research 2018, https://www.anthonyintl.com/docs/default-source/2017augnewpricesheets/elm-price-sheet-final.pdf?sfvrsn=2 | 0 | 0 | 394 | door |  | 394
Nonequipment | High R-Value Glass Doors | Display Door with High R-Value, One-Door Medium Temperature Reach-In Case | Standard Door, One-Door Medium Temperature Reach-In Case | Commercial | Existing | College and University | FL Zone 2 | Per Door | 0% | 735 | 560 | 175 | 0.2381 | 12 | 0.02269 | 0.019005 | 2202 | Market Research 2018, https://www.anthonyintl.com/docs/default-source/2017augnewpricesheets/101-price-sheet-final.pdf?sfvrsn=2 | 0 | 0 | 2596 | Market Research 2018, https://www.anthonyintl.com/docs/default-source/2017augnewpricesheets/elm-price-sheet-final.pdf?sfvrsn=2 | 0 | 0 | 394 | door |  | 394
Nonequipment | High R-Value Glass Doors | Display Door with High R-Value, One-Door Medium Temperature Reach-In Case | Standard Door, One-Door Medium Temperature Reach-In Case | Commercial | Existing | Grocery | FL Zone 2 | Per Door | 76.15% | 735 | 560 | 175 | 0.2381 | 12 | 0.025557 | 0.0087903 | 2202 | Market Research 2018, https://www.anthonyintl.com/docs/default-source/2017augnewpricesheets/101-price-sheet-final.pdf?sfvrsn=2 | 0 | 0 | 2596 | Market Research 2018, https://www.anthonyintl.com/docs/default-source/2017augnewpricesheets/elm-price-sheet-final.pdf?sfvrsn=2 | 0 | 0 | 394 | door |  | 394
Nonequipment | High R-Value Glass Doors | Display Door with High R-Value, One-Door Medium Temperature Reach-In Case | Standard Door, One-Door Medium Temperature Reach-In Case | Commercial | Existing | Healthcare | FL Zone 2 | Per Door | 0% | 735 | 560 | 175 | 0.2381 | 12 | 0.02269 | 0.019005 | 2202 | Market Research 2018, https://www.anthonyintl.com/docs/default-source/2017augnewpricesheets/101-price-sheet-final.pdf?sfvrsn=2 | 0 | 0 | 2596 | Market Research 2018, https://www.anthonyintl.com/docs/default-source/2017augnewpricesheets/elm-price-sheet-final.pdf?sfvrsn=2 | 0 | 0 | 394 | door |  | 394
Nonequipment | High R-Value Glass Doors | Display Door with High R-Value, One-Door Medium Temperature Reach-In Case | Standard Door, One-Door Medium Temperature Reach-In Case | Commercial | Existing | Hospitals | FL Zone 2 | Per Door | 0% | 735 | 560 | 175 | 0.2381 | 12 | 0.02269 | 0.019005 | 2202 | Market Research 2018, https://www.anthonyintl.com/docs/default-source/2017augnewpricesheets/101-price-sheet-final.pdf?sfvrsn=2 | 0 | 0 | 2596 | Market Research 2018, https://www.anthonyintl.com/docs/default-source/2017augnewpricesheets/elm-price-sheet-final.pdf?sfvrsn=2 | 0 | 0 | 394 | door |  | 394
Nonequipment | High R-Value Glass Doors | Display Door with High R-Value, One-Door Medium Temperature Reach-In Case | Standard Door, One-Door Medium Temperature Reach-In Case | Commercial | Existing | Institutional | FL Zone 2 | Per Door | 0% | 735 | 560 | 175 | 0.2381 | 12 | 0.025557 | 0.0087903 | 2202 | Market Research 2018, https://www.anthonyintl.com/docs/default-source/2017augnewpricesheets/101-price-sheet-final.pdf?sfvrsn=2 | 0 | 0 | 2596 | Market Research 2018, https://www.anthonyintl.com/docs/default-source/2017augnewpricesheets/elm-price-sheet-final.pdf?sfvrsn=2 | 0 | 0 | 394 | door |  | 394
Nonequipment | High R-Value Glass Doors | Display Door with High R-Value, One-Door Medium Temperature Reach-In Case | Standard Door, One-Door Medium Temperature Reach-In Case | Commercial | Existing | Lodging/Hospitality | FL Zone 2 | Per Door | 0% | 735 | 560 | 175 | 0.2381 | 12 | 0.02269 | 0.019005 | 2202 | Market Research 2018, https://www.anthonyintl.com/docs/default-source/2017augnewpricesheets/101-price-sheet-final.pdf?sfvrsn=2 | 0 | 0 | 2596 | Market Research 2018, https://www.anthonyintl.com/docs/default-source/2017augnewpricesheets/elm-price-sheet-final.pdf?sfvrsn=2 | 0 | 0 | 394 | door |  | 394
Nonequipment | High R-Value Glass Doors | Display Door with High R-Value, One-Door Medium Temperature Reach-In Case | Standard Door, One-Door Medium Temperature Reach-In Case | Commercial | Existing | Miscellaneous | FL Zone 2 | Per Door | 0% | 735 | 560 | 175 | 0.2381 | 12 | 0.025557 | 0.0087903 | 2202 | Market Research 2018, https://www.anthonyintl.com/docs/default-source/2017augnewpricesheets/101-price-sheet-final.pdf?sfvrsn=2 | 0 | 0 | 2596 | Market Research 2018, https://www.anthonyintl.com/docs/default-source/2017augnewpricesheets/elm-price-sheet-final.pdf?sfvrsn=2 | 0 | 0 | 394 | door |  | 394
Nonequipment | High R-Value Glass Doors | Display Door with High R-Value, One-Door Medium Temperature Reach-In Case | Standard Door, One-Door Medium Temperature Reach-In Case | Commercial | Existing | Offices | FL Zone 2 | Per Door | 0% | 735 | 560 | 175 | 0.2381 | 12 | 0.025557 | 0.0087903 | 2202 | Market Research 2018, https://www.anthonyintl.com/docs/default-source/2017augnewpricesheets/101-price-sheet-final.pdf?sfvrsn=2 | 0 | 0 | 2596 | Market Research 2018, https://www.anthonyintl.com/docs/default-source/2017augnewpricesheets/elm-price-sheet-final.pdf?sfvrsn=2 | 0 | 0 | 394 | door |  | 394
Nonequipment | High R-Value Glass Doors | Display Door with High R-Value, One-Door Medium Temperature Reach-In Case | Standard Door, One-Door Medium Temperature Reach-In Case | Commercial | Existing | Restaurants | FL Zone 2 | Per Door | 0% | 735 | 560 | 175 | 0.2381 | 12 | 0.02269 | 0.019005 | 2202 | Market Research 2018, https://www.anthonyintl.com/docs/default-source/2017augnewpricesheets/101-price-sheet-final.pdf?sfvrsn=2 | 0 | 0 | 2596 | Market Research 2018, https://www.anthonyintl.com/docs/default-source/2017augnewpricesheets/elm-price-sheet-final.pdf?sfvrsn=2 | 0 | 0 | 394 | door |  | 394
Nonequipment | High R-Value Glass Doors | Display Door with High R-Value, One-Door Medium Temperature Reach-In Case | Standard Door, One-Door Medium Temperature Reach-In Case | Commercial | Existing | Retail | FL Zone 2 | Per Door | 36.17% | 735 | 560 | 175 | 0.2381 | 12 | 0.025557 | 0.0087903 | 2202 | Market Research 2018, https://www.anthonyintl.com/docs/default-source/2017augnewpricesheets/101-price-sheet-final.pdf?sfvrsn=2 | 0 | 0 | 2596 | Market Research 2018, https://www.anthonyintl.com/docs/default-source/2017augnewpricesheets/elm-price-sheet-final.pdf?sfvrsn=2 | 0 | 0 | 394 | door |  | 394
Nonequipment | High R-Value Glass Doors | Display Door with High R-Value, One-Door Medium Temperature Reach-In Case | Standard Door, One-Door Medium Temperature Reach-In Case | Commercial | Existing | Schools K-12 | FL Zone 2 | Per Door | 0% | 735 | 560 | 175 | 0.2381 | 12 | 0.02269 | 0.019005 | 2202 | Market Research 2018, https://www.anthonyintl.com/docs/default-source/2017augnewpricesheets/101-price-sheet-final.pdf?sfvrsn=2 | 0 | 0 | 2596 | Market Research 2018, https://www.anthonyintl.com/docs/default-source/2017augnewpricesheets/elm-price-sheet-final.pdf?sfvrsn=2 | 0 | 0 | 394 | door |  | 394
Nonequipment | High R-Value Glass Doors | Display Door with High R-Value, One-Door Medium Temperature Reach-In Case | Standard Door, One-Door Medium Temperature Reach-In Case | Commercial | Existing | Warehouse | FL Zone 2 | Per Door | 0% | 735 | 560 | 175 | 0.2381 | 12 | 0.025557 | 0.0087903 | 2202 | Market Research 2018, https://www.anthonyintl.com/docs/default-source/2017augnewpricesheets/101-price-sheet-final.pdf?sfvrsn=2 | 0 | 0 | 2596 | Market Research 2018, https://www.anthonyintl.com/docs/default-source/2017augnewpricesheets/elm-price-sheet-final.pdf?sfvrsn=2 | 0 | 0 | 394 | door |  | 394
Nonequipment | High R-Value Glass Doors | Display Door with High R-Value, One-Door Medium Temperature Reach-In Case | N/A - Retrofit Only | Commercial | New | Assembly | FL Zone 2 | Per Door | 0% | 0 | 0 | 0 | 0 | 12 | 0 | 0 | 2202 | Market Research 2018, https://www.anthonyintl.com/docs/default-source/2017augnewpricesheets/101-price-sheet-final.pdf?sfvrsn=2 | 0 | 0 | 2596 | Market Research 2018, https://www.anthonyintl.com/docs/default-source/2017augnewpricesheets/elm-price-sheet-final.pdf?sfvrsn=2 | 0 | 0 | 394 | door |  | 394
Nonequipment | High R-Value Glass Doors | Display Door with High R-Value, One-Door Medium Temperature Reach-In Case | N/A - Retrofit Only | Commercial | New | College and University | FL Zone 2 | Per Door | 0% | 0 | 0 | 0 | 0 | 12 | 0 | 0 | 2202 | Market Research 2018, https://www.anthonyintl.com/docs/default-source/2017augnewpricesheets/101-price-sheet-final.pdf?sfvrsn=2 | 0 | 0 | 2596 | Market Research 2018, https://www.anthonyintl.com/docs/default-source/2017augnewpricesheets/elm-price-sheet-final.pdf?sfvrsn=2 | 0 | 0 | 394 | door |  | 394
Nonequipment | High R-Value Glass Doors | Display Door with High R-Value, One-Door Medium Temperature Reach-In Case | N/A - Retrofit Only | Commercial | New | Grocery | FL Zone 2 | Per Door | 76.15% | 0 | 0 | 0 | 0 | 12 | 0 | 0 | 2202 | Market Research 2018, https://www.anthonyintl.com/docs/default-source/2017augnewpricesheets/101-price-sheet-final.pdf?sfvrsn=2 | 0 | 0 | 2596 | Market Research 2018, https://www.anthonyintl.com/docs/default-source/2017augnewpricesheets/elm-price-sheet-final.pdf?sfvrsn=2 | 0 | 0 | 394 | door |  | 394
Nonequipment | High R-Value Glass Doors | Display Door with High R-Value, One-Door Medium Temperature Reach-In Case | N/A - Retrofit Only | Commercial | New | Healthcare | FL Zone 2 | Per Door | 0% | 0 | 0 | 0 | 0 | 12 | 0 | 0 | 2202 | Market Research 2018, https://www.anthonyintl.com/docs/default-source/2017augnewpricesheets/101-price-sheet-final.pdf?sfvrsn=2 | 0 | 0 | 2596 | Market Research 2018, https://www.anthonyintl.com/docs/default-source/2017augnewpricesheets/elm-price-sheet-final.pdf?sfvrsn=2 | 0 | 0 | 394 | door |  | 394
Nonequipment | High R-Value Glass Doors | Display Door with High R-Value, One-Door Medium Temperature Reach-In Case | N/A - Retrofit Only | Commercial | New | Hospitals | FL Zone 2 | Per Door | 0% | 0 | 0 | 0 | 0 | 12 | 0 | 0 | 2202 | Market Research 2018, https://www.anthonyintl.com/docs/default-source/2017augnewpricesheets/101-price-sheet-final.pdf?sfvrsn=2 | 0 | 0 | 2596 | Market Research 2018, https://www.anthonyintl.com/docs/default-source/2017augnewpricesheets/elm-price-sheet-final.pdf?sfvrsn=2 | 0 | 0 | 394 | door |  | 394
Nonequipment | High R-Value Glass Doors | Display Door with High R-Value, One-Door Medium Temperature Reach-In Case | N/A - Retrofit Only | Commercial | New | Institutional | FL Zone 2 | Per Door | 0% | 0 | 0 | 0 | 0 | 12 | 0 | 0 | 2202 | Market Research 2018, https://www.anthonyintl.com/docs/default-source/2017augnewpricesheets/101-price-sheet-final.pdf?sfvrsn=2 | 0 | 0 | 2596 | Market Research 2018, https://www.anthonyintl.com/docs/default-source/2017augnewpricesheets/elm-price-sheet-final.pdf?sfvrsn=2 | 0 | 0 | 394 | door |  | 394
Nonequipment | High R-Value Glass Doors | Display Door with High R-Value, One-Door Medium Temperature Reach-In Case | N/A - Retrofit Only | Commercial | New | Lodging/Hospitality | FL Zone 2 | Per Door | 0% | 0 | 0 | 0 | 0 | 12 | 0 | 0 | 2202 | Market Research 2018, https://www.anthonyintl.com/docs/default-source/2017augnewpricesheets/101-price-sheet-final.pdf?sfvrsn=2 | 0 | 0 | 2596 | Market Research 2018, https://www.anthonyintl.com/docs/default-source/2017augnewpricesheets/elm-price-sheet-final.pdf?sfvrsn=2 | 0 | 0 | 394 | door |  | 394
Nonequipment | High R-Value Glass Doors | Display Door with High R-Value, One-Door Medium Temperature Reach-In Case | N/A - Retrofit Only | Commercial | New | Miscellaneous | FL Zone 2 | Per Door | 0% | 0 | 0 | 0 | 0 | 12 | 0 | 0 | 2202 | Market Research 2018, https://www.anthonyintl.com/docs/default-source/2017augnewpricesheets/101-price-sheet-final.pdf?sfvrsn=2 | 0 | 0 | 2596 | Market Research 2018, https://www.anthonyintl.com/docs/default-source/2017augnewpricesheets/elm-price-sheet-final.pdf?sfvrsn=2 | 0 | 0 | 394 | door |  | 394
Nonequipment | High R-Value Glass Doors | Display Door with High R-Value, One-Door Medium Temperature Reach-In Case | N/A - Retrofit Only | Commercial | New | Offices | FL Zone 2 | Per Door | 0% | 0 | 0 | 0 | 0 | 12 | 0 | 0 | 2202 | Market Research 2018, https://www.anthonyintl.com/docs/default-source/2017augnewpricesheets/101-price-sheet-final.pdf?sfvrsn=2 | 0 | 0 | 2596 | Market Research 2018, https://www.anthonyintl.com/docs/default-source/2017augnewpricesheets/elm-price-sheet-final.pdf?sfvrsn=2 | 0 | 0 | 394 | door |  | 394
Nonequipment | High R-Value Glass Doors | Display Door with High R-Value, One-Door Medium Temperature Reach-In Case | N/A - Retrofit Only | Commercial | New | Restaurants | FL Zone 2 | Per Door | 0% | 0 | 0 | 0 | 0 | 12 | 0 | 0 | 2202 | Market Research 2018, https://www.anthonyintl.com/docs/default-source/2017augnewpricesheets/101-price-sheet-final.pdf?sfvrsn=2 | 0 | 0 | 2596 | Market Research 2018, https://www.anthonyintl.com/docs/default-source/2017augnewpricesheets/elm-price-sheet-final.pdf?sfvrsn=2 | 0 | 0 | 394 | door |  | 394
Nonequipment | High R-Value Glass Doors | Display Door with High R-Value, One-Door Medium Temperature Reach-In Case | N/A - Retrofit Only | Commercial | New | Retail | FL Zone 2 | Per Door | 36.17% | 0 | 0 | 0 | 0 | 12 | 0 | 0 | 2202 | Market Research 2018, https://www.anthonyintl.com/docs/default-source/2017augnewpricesheets/101-price-sheet-final.pdf?sfvrsn=2 | 0 | 0 | 2596 | Market Research 2018, https://www.anthonyintl.com/docs/default-source/2017augnewpricesheets/elm-price-sheet-final.pdf?sfvrsn=2 | 0 | 0 | 394 | door |  | 394
Nonequipment | High R-Value Glass Doors | Display Door with High R-Value, One-Door Medium Temperature Reach-In Case | N/A - Retrofit Only | Commercial | New | Schools K-12 | FL Zone 2 | Per Door | 0% | 0 | 0 | 0 | 0 | 12 | 0 | 0 | 2202 | Market Research 2018, https://www.anthonyintl.com/docs/default-source/2017augnewpricesheets/101-price-sheet-final.pdf?sfvrsn=2 | 0 | 0 | 2596 | Market Research 2018, https://www.anthonyintl.com/docs/default-source/2017augnewpricesheets/elm-price-sheet-final.pdf?sfvrsn=2 | 0 | 0 | 394 | door |  | 394
Nonequipment | High R-Value Glass Doors | Display Door with High R-Value, One-Door Medium Temperature Reach-In Case | N/A - Retrofit Only | Commercial | New | Warehouse | FL Zone 2 | Per Door | 0% | 0 | 0 | 0 | 0 | 12 | 0 | 0 | 2202 | Market Research 2018, https://www.anthonyintl.com/docs/default-source/2017augnewpricesheets/101-price-sheet-final.pdf?sfvrsn=2 | 0 | 0 | 2596 | Market Research 2018, https://www.anthonyintl.com/docs/default-source/2017augnewpricesheets/elm-price-sheet-final.pdf?sfvrsn=2 | 0 | 0 | 394 | door |  | 394
Nonequipment | Night Covers for Display Cases | One Open Vertical Case with Night Covers | One Existing Open Vertical Case, No Night Covers | Commercial | Existing | Assembly | FL Zone 2 | Per End Use Consumption | 0% | 5505.4167 | 5402.1048 | 103.3118 | 0.018765 | 5 | 0.015518 | 0.0069353 | 0 | no base cost | 0 | 0 | 714 | Cost per linear foot: Illinois 2018 Statewide TRM, Section 4.6.9; Assumed average case size of 17 ln ft per RTF calculator for door gasket replacement | 0 | 0 | 714 | case |  | 714
Nonequipment | Night Covers for Display Cases | One Open Vertical Case with Night Covers | One Existing Open Vertical Case, No Night Covers | Commercial | Existing | College and University | FL Zone 2 | Per End Use Consumption | 0% | 5505.4167 | 5402.1048 | 103.3118 | 0.018765 | 5 | 0.015518 | 0.0069353 | 0 | no base cost | 0 | 0 | 714 | Cost per linear foot: Illinois 2018 Statewide TRM, Section 4.6.9; Assumed average case size of 17 ln ft per RTF calculator for door gasket replacement | 0 | 0 | 714 | case |  | 714
Nonequipment | Night Covers for Display Cases | One Open Vertical Case with Night Covers | One Existing Open Vertical Case, No Night Covers | Commercial | Existing | Grocery | FL Zone 2 | Per End Use Consumption | 42.3% | 5505.4167 | 5402.1048 | 103.3118 | 0.018765 | 5 | 0.015518 | 0.0069353 | 0 | no base cost | 0 | 0 | 714 | Cost per linear foot: Illinois 2018 Statewide TRM, Section 4.6.9; Assumed average case size of 17 ln ft per RTF calculator for door gasket replacement | 0 | 0 | 714 | case |  | 714
Nonequipment | Night Covers for Display Cases | One Open Vertical Case with Night Covers | One Existing Open Vertical Case, No Night Covers | Commercial | Existing | Healthcare | FL Zone 2 | Per End Use Consumption | 0% | 5505.4167 | 5402.1048 | 103.3118 | 0.018765 | 5 | 0.015518 | 0.0069353 | 0 | no base cost | 0 | 0 | 714 | Cost per linear foot: Illinois 2018 Statewide TRM, Section 4.6.9; Assumed average case size of 17 ln ft per RTF calculator for door gasket replacement | 0 | 0 | 714 | case |  | 714
Nonequipment | Night Covers for Display Cases | One Open Vertical Case with Night Covers | One Existing Open Vertical Case, No Night Covers | Commercial | Existing | Hospitals | FL Zone 2 | Per End Use Consumption | 0% | 5505.4167 | 5402.1048 | 103.3118 | 0.018765 | 5 | 0.015518 | 0.0069353 | 0 | no base cost | 0 | 0 | 714 | Cost per linear foot: Illinois 2018 Statewide TRM, Section 4.6.9; Assumed average case size of 17 ln ft per RTF calculator for door gasket replacement | 0 | 0 | 714 | case |  | 714
Nonequipment | Night Covers for Display Cases | One Open Vertical Case with Night Covers | One Existing Open Vertical Case, No Night Covers | Commercial | Existing | Institutional | FL Zone 2 | Per End Use Consumption | 0% | 5505.4167 | 5402.1048 | 103.3118 | 0.018765 | 5 | 0.015518 | 0.0069353 | 0 | no base cost | 0 | 0 | 714 | Cost per linear foot: Illinois 2018 Statewide TRM, Section 4.6.9; Assumed average case size of 17 ln ft per RTF calculator for door gasket replacement | 0 | 0 | 714 | case |  | 714
Nonequipment | Night Covers for Display Cases | One Open Vertical Case with Night Covers | One Existing Open Vertical Case, No Night Covers | Commercial | Existing | Lodging/Hospitality | FL Zone 2 | Per End Use Consumption | 0% | 5505.4167 | 5402.1048 | 103.3118 | 0.018765 | 5 | 0.015518 | 0.0069353 | 0 | no base cost | 0 | 0 | 714 | Cost per linear foot: Illinois 2018 Statewide TRM, Section 4.6.9; Assumed average case size of 17 ln ft per RTF calculator for door gasket replacement | 0 | 0 | 714 | case |  | 714
Nonequipment | Night Covers for Display Cases | One Open Vertical Case with Night Covers | One Existing Open Vertical Case, No Night Covers | Commercial | Existing | Miscellaneous | FL Zone 2 | Per End Use Consumption | 0% | 5505.4167 | 5402.1048 | 103.3118 | 0.018765 | 5 | 0.015518 | 0.0069353 | 0 | no base cost | 0 | 0 | 714 | Cost per linear foot: Illinois 2018 Statewide TRM, Section 4.6.9; Assumed average case size of 17 ln ft per RTF calculator for door gasket replacement | 0 | 0 | 714 | case |  | 714
Nonequipment | Night Covers for Display Cases | One Open Vertical Case with Night Covers | One Existing Open Vertical Case, No Night Covers | Commercial | Existing | Offices | FL Zone 2 | Per End Use Consumption | 0% | 5505.4167 | 5402.1048 | 103.3118 | 0.018765 | 5 | 0.015518 | 0.0069353 | 0 | no base cost | 0 | 0 | 714 | Cost per linear foot: Illinois 2018 Statewide TRM, Section 4.6.9; Assumed average case size of 17 ln ft per RTF calculator for door gasket replacement | 0 | 0 | 714 | case |  | 714
Nonequipment | Night Covers for Display Cases | One Open Vertical Case with Night Covers | One Existing Open Vertical Case, No Night Covers | Commercial | Existing | Restaurants | FL Zone 2 | Per End Use Consumption | 0% | 5505.4167 | 5402.1048 | 103.3118 | 0.018765 | 5 | 0.015518 | 0.0069353 | 0 | no base cost | 0 | 0 | 714 | Cost per linear foot: Illinois 2018 Statewide TRM, Section 4.6.9; Assumed average case size of 17 ln ft per RTF calculator for door gasket replacement | 0 | 0 | 714 | case |  | 714
Nonequipment | Night Covers for Display Cases | One Open Vertical Case with Night Covers | One Existing Open Vertical Case, No Night Covers | Commercial | Existing | Retail | FL Zone 2 | Per End Use Consumption | 33.84% | 5505.4167 | 5402.1048 | 103.3118 | 0.018765 | 5 | 0.015518 | 0.0069353 | 0 | no base cost | 0 | 0 | 714 | Cost per linear foot: Illinois 2018 Statewide TRM, Section 4.6.9; Assumed average case size of 17 ln ft per RTF calculator for door gasket replacement | 0 | 0 | 714 | case |  | 714
Nonequipment | Night Covers for Display Cases | One Open Vertical Case with Night Covers | One Existing Open Vertical Case, No Night Covers | Commercial | Existing | Schools K-12 | FL Zone 2 | Per End Use Consumption | 0% | 5505.4167 | 5402.1048 | 103.3118 | 0.018765 | 5 | 0.015518 | 0.0069353 | 0 | no base cost | 0 | 0 | 714 | Cost per linear foot: Illinois 2018 Statewide TRM, Section 4.6.9; Assumed average case size of 17 ln ft per RTF calculator for door gasket replacement | 0 | 0 | 714 | case |  | 714
Nonequipment | Night Covers for Display Cases | One Open Vertical Case with Night Covers | One Existing Open Vertical Case, No Night Covers | Commercial | Existing | Warehouse | FL Zone 2 | Per End Use Consumption | 0% | 5505.4167 | 5402.1048 | 103.3118 | 0.018765 | 5 | 0.015518 | 0.0069353 | 0 | no base cost | 0 | 0 | 714 | Cost per linear foot: Illinois 2018 Statewide TRM, Section 4.6.9; Assumed average case size of 17 ln ft per RTF calculator for door gasket replacement | 0 | 0 | 714 | case |  | 714
Nonequipment | Night Covers for Display Cases | One Open Vertical Case with Night Covers | N/A - Retrofit Only | Commercial | New | Assembly | FL Zone 2 | Per End Use Consumption | 0% | 5505.4167 | 5402.1048 | 103.3118 | 0.018765 | 5 | 0.015518 | 0.0069353 | 0 | no base cost | 0 | 0 | 714 | Cost per linear foot: Illinois 2018 Statewide TRM, Section 4.6.9; Assumed average case size of 17 ln ft per RTF calculator for door gasket replacement | 0 | 0 | 714 | case |  | 714
Nonequipment | Night Covers for Display Cases | One Open Vertical Case with Night Covers | N/A - Retrofit Only | Commercial | New | College and University | FL Zone 2 | Per End Use Consumption | 0% | 5505.4167 | 5402.1048 | 103.3118 | 0.018765 | 5 | 0.015518 | 0.0069353 | 0 | no base cost | 0 | 0 | 714 | Cost per linear foot: Illinois 2018 Statewide TRM, Section 4.6.9; Assumed average case size of 17 ln ft per RTF calculator for door gasket replacement | 0 | 0 | 714 | case |  | 714
Nonequipment | Night Covers for Display Cases | One Open Vertical Case with Night Covers | N/A - Retrofit Only | Commercial | New | Grocery | FL Zone 2 | Per End Use Consumption | 33.84% | 5505.4167 | 5402.1048 | 103.3118 | 0.018765 | 5 | 0.015518 | 0.0069353 | 0 | no base cost | 0 | 0 | 714 | Cost per linear foot: Illinois 2018 Statewide TRM, Section 4.6.9; Assumed average case size of 17 ln ft per RTF calculator for door gasket replacement | 0 | 0 | 714 | case |  | 714
Nonequipment | Night Covers for Display Cases | One Open Vertical Case with Night Covers | N/A - Retrofit Only | Commercial | New | Healthcare | FL Zone 2 | Per End Use Consumption | 0% | 5505.4167 | 5402.1048 | 103.3118 | 0.018765 | 5 | 0.015518 | 0.0069353 | 0 | no base cost | 0 | 0 | 714 | Cost per linear foot: Illinois 2018 Statewide TRM, Section 4.6.9; Assumed average case size of 17 ln ft per RTF calculator for door gasket replacement | 0 | 0 | 714 | case |  | 714
Nonequipment | Night Covers for Display Cases | One Open Vertical Case with Night Covers | N/A - Retrofit Only | Commercial | New | Hospitals | FL Zone 2 | Per End Use Consumption | 0% | 5505.4167 | 5402.1048 | 103.3118 | 0.018765 | 5 | 0.015518 | 0.0069353 | 0 | no base cost | 0 | 0 | 714 | Cost per linear foot: Illinois 2018 Statewide TRM, Section 4.6.9; Assumed average case size of 17 ln ft per RTF calculator for door gasket replacement | 0 | 0 | 714 | case |  | 714
Nonequipment | Night Covers for Display Cases | One Open Vertical Case with Night Covers | N/A - Retrofit Only | Commercial | New | Institutional | FL Zone 2 | Per End Use Consumption | 0% | 5505.4167 | 5402.1048 | 103.3118 | 0.018765 | 5 | 0.015518 | 0.0069353 | 0 | no base cost | 0 | 0 | 714 | Cost per linear foot: Illinois 2018 Statewide TRM, Section 4.6.9; Assumed average case size of 17 ln ft per RTF calculator for door gasket replacement | 0 | 0 | 714 | case |  | 714
Nonequipment | Night Covers for Display Cases | One Open Vertical Case with Night Covers | N/A - Retrofit Only | Commercial | New | Lodging/Hospitality | FL Zone 2 | Per End Use Consumption | 0% | 5505.4167 | 5402.1048 | 103.3118 | 0.018765 | 5 | 0.015518 | 0.0069353 | 0 | no base cost | 0 | 0 | 714 | Cost per linear foot: Illinois 2018 Statewide TRM, Section 4.6.9; Assumed average case size of 17 ln ft per RTF calculator for door gasket replacement | 0 | 0 | 714 | case |  | 714
Nonequipment | Night Covers for Display Cases | One Open Vertical Case with Night Covers | N/A - Retrofit Only | Commercial | New | Miscellaneous | FL Zone 2 | Per End Use Consumption | 0% | 5505.4167 | 5402.1048 | 103.3118 | 0.018765 | 5 | 0.015518 | 0.0069353 | 0 | no base cost | 0 | 0 | 714 | Cost per linear foot: Illinois 2018 Statewide TRM, Section 4.6.9; Assumed average case size of 17 ln ft per RTF calculator for door gasket replacement | 0 | 0 | 714 | case |  | 714
Nonequipment | Night Covers for Display Cases | One Open Vertical Case with Night Covers | N/A - Retrofit Only | Commercial | New | Offices | FL Zone 2 | Per End Use Consumption | 0% | 5505.4167 | 5402.1048 | 103.3118 | 0.018765 | 5 | 0.015518 | 0.0069353 | 0 | no base cost | 0 | 0 | 714 | Cost per linear foot: Illinois 2018 Statewide TRM, Section 4.6.9; Assumed average case size of 17 ln ft per RTF calculator for door gasket replacement | 0 | 0 | 714 | case |  | 714
Nonequipment | Night Covers for Display Cases | One Open Vertical Case with Night Covers | N/A - Retrofit Only | Commercial | New | Restaurants | FL Zone 2 | Per End Use Consumption | 0% | 5505.4167 | 5402.1048 | 103.3118 | 0.018765 | 5 | 0.015518 | 0.0069353 | 0 | no base cost | 0 | 0 | 714 | Cost per linear foot: Illinois 2018 Statewide TRM, Section 4.6.9; Assumed average case size of 17 ln ft per RTF calculator for door gasket replacement | 0 | 0 | 714 | case |  | 714
Nonequipment | Night Covers for Display Cases | One Open Vertical Case with Night Covers | N/A - Retrofit Only | Commercial | New | Retail | FL Zone 2 | Per End Use Consumption | 33.84% | 5505.4167 | 5402.1048 | 103.3118 | 0.018765 | 5 | 0.015518 | 0.0069353 | 0 | no base cost | 0 | 0 | 714 | Cost per linear foot: Illinois 2018 Statewide TRM, Section 4.6.9; Assumed average case size of 17 ln ft per RTF calculator for door gasket replacement | 0 | 0 | 714 | case |  | 714
Nonequipment | Night Covers for Display Cases | One Open Vertical Case with Night Covers | N/A - Retrofit Only | Commercial | New | Schools K-12 | FL Zone 2 | Per End Use Consumption | 0% | 5505.4167 | 5402.1048 | 103.3118 | 0.018765 | 5 | 0.015518 | 0.0069353 | 0 | no base cost | 0 | 0 | 714 | Cost per linear foot: Illinois 2018 Statewide TRM, Section 4.6.9; Assumed average case size of 17 ln ft per RTF calculator for door gasket replacement | 0 | 0 | 714 | case |  | 714
Nonequipment | Night Covers for Display Cases | One Open Vertical Case with Night Covers | N/A - Retrofit Only | Commercial | New | Warehouse | FL Zone 2 | Per End Use Consumption | 0% | 5505.4167 | 5402.1048 | 103.3118 | 0.018765 | 5 | 0.015518 | 0.0069353 | 0 | no base cost | 0 | 0 | 714 | Cost per linear foot: Illinois 2018 Statewide TRM, Section 4.6.9; Assumed average case size of 17 ln ft per RTF calculator for door gasket replacement | 0 | 0 | 714 | case |  | 714
Nonequipment | PSC to ECM Evaporator Fan Motor (Reach-In) | Medium Temperature Reach-In Case with 20W Electronically Commutated Evaporator Fan Motor | Medium Temperature Reach-In Case with 20W Permanent Split Capacitor Fan Motor | Commercial | Existing | Assembly | FL Zone 2 | Per Unit | 17.17% | 1343.8198 | 839.8873 | 503.9324 | 0.375 | 15 | 0.070139 | 0.0064253 | 0 | no base cost | 0 | 0 | 177 | Illinois 2018 Statewide TRM, Section 4.6.4 | 0 | 0 | 177 | motor |  | 177
Nonequipment | PSC to ECM Evaporator Fan Motor (Reach-In) | Medium Temperature Reach-In Case with 20W Electronically Commutated Evaporator Fan Motor | Medium Temperature Reach-In Case with 20W Permanent Split Capacitor Fan Motor | Commercial | Existing | College and University | FL Zone 2 | Per Unit | 17.17% | 1343.8198 | 839.8873 | 503.9324 | 0.375 | 15 | 0.065337 | 0.054728 | 0 | no base cost | 0 | 0 | 177 | Illinois 2018 Statewide TRM, Section 4.6.4 | 0 | 0 | 177 | motor |  | 177
Nonequipment | PSC to ECM Evaporator Fan Motor (Reach-In) | Medium Temperature Reach-In Case with 20W Electronically Commutated Evaporator Fan Motor | Medium Temperature Reach-In Case with 20W Permanent Split Capacitor Fan Motor | Commercial | Existing | Grocery | FL Zone 2 | Per Unit | 17.17% | 1343.8198 | 839.8873 | 503.9324 | 0.375 | 15 | 0.070139 | 0.0064253 | 0 | no base cost | 0 | 0 | 177 | Illinois 2018 Statewide TRM, Section 4.6.4 | 0 | 0 | 177 | motor |  | 177
Nonequipment | PSC to ECM Evaporator Fan Motor (Reach-In) | Medium Temperature Reach-In Case with 20W Electronically Commutated Evaporator Fan Motor | Medium Temperature Reach-In Case with 20W Permanent Split Capacitor Fan Motor | Commercial | Existing | Healthcare | FL Zone 2 | Per Unit | 17.17% | 1343.8198 | 839.8873 | 503.9324 | 0.375 | 15 | 0.065337 | 0.054728 | 0 | no base cost | 0 | 0 | 177 | Illinois 2018 Statewide TRM, Section 4.6.4 | 0 | 0 | 177 | motor |  | 177
Nonequipment | PSC to ECM Evaporator Fan Motor (Reach-In) | Medium Temperature Reach-In Case with 20W Electronically Commutated Evaporator Fan Motor | Medium Temperature Reach-In Case with 20W Permanent Split Capacitor Fan Motor | Commercial | Existing | Hospitals | FL Zone 2 | Per Unit | 17.17% | 1343.8198 | 839.8873 | 503.9324 | 0.375 | 15 | 0.065337 | 0.054728 | 0 | no base cost | 0 | 0 | 177 | Illinois 2018 Statewide TRM, Section 4.6.4 | 0 | 0 | 177 | motor |  | 177
Nonequipment | PSC to ECM Evaporator Fan Motor (Reach-In) | Medium Temperature Reach-In Case with 20W Electronically Commutated Evaporator Fan Motor | Medium Temperature Reach-In Case with 20W Permanent Split Capacitor Fan Motor | Commercial | Existing | Institutional | FL Zone 2 | Per Unit | 0% | 1343.8198 | 839.8873 | 503.9324 | 0.375 | 15 | 0.070139 | 0.0064253 | 0 | no base cost | 0 | 0 | 177 | Illinois 2018 Statewide TRM, Section 4.6.4 | 0 | 0 | 177 | motor |  | 177
Nonequipment | PSC to ECM Evaporator Fan Motor (Reach-In) | Medium Temperature Reach-In Case with 20W Electronically Commutated Evaporator Fan Motor | Medium Temperature Reach-In Case with 20W Permanent Split Capacitor Fan Motor | Commercial | Existing | Lodging/Hospitality | FL Zone 2 | Per Unit | 17.17% | 1343.8198 | 839.8873 | 503.9324 | 0.375 | 15 | 0.065337 | 0.054728 | 0 | no base cost | 0 | 0 | 177 | Illinois 2018 Statewide TRM, Section 4.6.4 | 0 | 0 | 177 | motor |  | 177
Nonequipment | PSC to ECM Evaporator Fan Motor (Reach-In) | Medium Temperature Reach-In Case with 20W Electronically Commutated Evaporator Fan Motor | Medium Temperature Reach-In Case with 20W Permanent Split Capacitor Fan Motor | Commercial | Existing | Miscellaneous | FL Zone 2 | Per Unit | 0% | 1343.8198 | 839.8873 | 503.9324 | 0.375 | 15 | 0.070139 | 0.0064253 | 0 | no base cost | 0 | 0 | 177 | Illinois 2018 Statewide TRM, Section 4.6.4 | 0 | 0 | 177 | motor |  | 177
Nonequipment | PSC to ECM Evaporator Fan Motor (Reach-In) | Medium Temperature Reach-In Case with 20W Electronically Commutated Evaporator Fan Motor | Medium Temperature Reach-In Case with 20W Permanent Split Capacitor Fan Motor | Commercial | Existing | Offices | FL Zone 2 | Per Unit | 0% | 1343.8198 | 839.8873 | 503.9324 | 0.375 | 15 | 0.070139 | 0.0064253 | 0 | no base cost | 0 | 0 | 177 | Illinois 2018 Statewide TRM, Section 4.6.4 | 0 | 0 | 177 | motor |  | 177
Nonequipment | PSC to ECM Evaporator Fan Motor (Reach-In) | Medium Temperature Reach-In Case with 20W Electronically Commutated Evaporator Fan Motor | Medium Temperature Reach-In Case with 20W Permanent Split Capacitor Fan Motor | Commercial | Existing | Restaurants | FL Zone 2 | Per Unit | 17.17% | 1343.8198 | 839.8873 | 503.9324 | 0.375 | 15 | 0.065337 | 0.054728 | 0 | no base cost | 0 | 0 | 177 | Illinois 2018 Statewide TRM, Section 4.6.4 | 0 | 0 | 177 | motor |  | 177
Nonequipment | PSC to ECM Evaporator Fan Motor (Reach-In) | Medium Temperature Reach-In Case with 20W Electronically Commutated Evaporator Fan Motor | Medium Temperature Reach-In Case with 20W Permanent Split Capacitor Fan Motor | Commercial | Existing | Retail | FL Zone 2 | Per Unit | 17.17% | 1343.8198 | 839.8873 | 503.9324 | 0.375 | 15 | 0.070139 | 0.0064253 | 0 | no base cost | 0 | 0 | 177 | Illinois 2018 Statewide TRM, Section 4.6.4 | 0 | 0 | 177 | motor |  | 177
Nonequipment | PSC to ECM Evaporator Fan Motor (Reach-In) | Medium Temperature Reach-In Case with 20W Electronically Commutated Evaporator Fan Motor | Medium Temperature Reach-In Case with 20W Permanent Split Capacitor Fan Motor | Commercial | Existing | Schools K-12 | FL Zone 2 | Per Unit | 17.17% | 1343.8198 | 839.8873 | 503.9324 | 0.375 | 15 | 0.065337 | 0.054728 | 0 | no base cost | 0 | 0 | 177 | Illinois 2018 Statewide TRM, Section 4.6.4 | 0 | 0 | 177 | motor |  | 177
Nonequipment | PSC to ECM Evaporator Fan Motor (Reach-In) | Medium Temperature Reach-In Case with 20W Electronically Commutated Evaporator Fan Motor | Medium Temperature Reach-In Case with 20W Permanent Split Capacitor Fan Motor | Commercial | Existing | Warehouse | FL Zone 2 | Per Unit | 0% | 1343.8198 | 839.8873 | 503.9324 | 0.375 | 15 | 0.070139 | 0.0064253 | 0 | no base cost | 0 | 0 | 177 | Illinois 2018 Statewide TRM, Section 4.6.4 | 0 | 0 | 177 | motor |  | 177
Nonequipment | PSC to ECM Evaporator Fan Motor (Reach-In) | Medium Temperature Reach-In Case with 20W Electronically Commutated Evaporator Fan Motor | Medium Temperature Reach-In Case with 20W Permanent Split Capacitor Fan Motor | Commercial | New | Assembly | FL Zone 2 | Per Unit | 68.68% | 1343.8198 | 839.8873 | 503.9324 | 0.375 | 15 | 0.070139 | 0.0064253 | 0 | no base cost | 0 | 0 | 177 | Illinois 2018 Statewide TRM, Section 4.6.4 | 0 | 0 | 177 | motor |  | 177
Nonequipment | PSC to ECM Evaporator Fan Motor (Reach-In) | Medium Temperature Reach-In Case with 20W Electronically Commutated Evaporator Fan Motor | Medium Temperature Reach-In Case with 20W Permanent Split Capacitor Fan Motor | Commercial | New | College and University | FL Zone 2 | Per Unit | 68.68% | 1343.8198 | 839.8873 | 503.9324 | 0.375 | 15 | 0.065337 | 0.054728 | 0 | no base cost | 0 | 0 | 177 | Illinois 2018 Statewide TRM, Section 4.6.4 | 0 | 0 | 177 | motor |  | 177
Nonequipment | PSC to ECM Evaporator Fan Motor (Reach-In) | Medium Temperature Reach-In Case with 20W Electronically Commutated Evaporator Fan Motor | Medium Temperature Reach-In Case with 20W Permanent Split Capacitor Fan Motor | Commercial | New | Grocery | FL Zone 2 | Per Unit | 68.68% | 1343.8198 | 839.8873 | 503.9324 | 0.375 | 15 | 0.070139 | 0.0064253 | 0 | no base cost | 0 | 0 | 177 | Illinois 2018 Statewide TRM, Section 4.6.4 | 0 | 0 | 177 | motor |  | 177
Nonequipment | PSC to ECM Evaporator Fan Motor (Reach-In) | Medium Temperature Reach-In Case with 20W Electronically Commutated Evaporator Fan Motor | Medium Temperature Reach-In Case with 20W Permanent Split Capacitor Fan Motor | Commercial | New | Healthcare | FL Zone 2 | Per Unit | 68.68% | 1343.8198 | 839.8873 | 503.9324 | 0.375 | 15 | 0.065337 | 0.054728 | 0 | no base cost | 0 | 0 | 177 | Illinois 2018 Statewide TRM, Section 4.6.4 | 0 | 0 | 177 | motor |  | 177
Nonequipment | PSC to ECM Evaporator Fan Motor (Reach-In) | Medium Temperature Reach-In Case with 20W Electronically Commutated Evaporator Fan Motor | Medium Temperature Reach-In Case with 20W Permanent Split Capacitor Fan Motor | Commercial | New | Hospitals | FL Zone 2 | Per Unit | 68.68% | 1343.8198 | 839.8873 | 503.9324 | 0.375 | 15 | 0.065337 | 0.054728 | 0 | no base cost | 0 | 0 | 177 | Illinois 2018 Statewide TRM, Section 4.6.4 | 0 | 0 | 177 | motor |  | 177
Nonequipment | PSC to ECM Evaporator Fan Motor (Reach-In) | Medium Temperature Reach-In Case with 20W Electronically Commutated Evaporator Fan Motor | Medium Temperature Reach-In Case with 20W Permanent Split Capacitor Fan Motor | Commercial | New | Institutional | FL Zone 2 | Per Unit | 0% | 1343.8198 | 839.8873 | 503.9324 | 0.375 | 15 | 0.070139 | 0.0064253 | 0 | no base cost | 0 | 0 | 177 | Illinois 2018 Statewide TRM, Section 4.6.4 | 0 | 0 | 177 | motor |  | 177
Nonequipment | PSC to ECM Evaporator Fan Motor (Reach-In) | Medium Temperature Reach-In Case with 20W Electronically Commutated Evaporator Fan Motor | Medium Temperature Reach-In Case with 20W Permanent Split Capacitor Fan Motor | Commercial | New | Lodging/Hospitality | FL Zone 2 | Per Unit | 68.68% | 1343.8198 | 839.8873 | 503.9324 | 0.375 | 15 | 0.065337 | 0.054728 | 0 | no base cost | 0 | 0 | 177 | Illinois 2018 Statewide TRM, Section 4.6.4 | 0 | 0 | 177 | motor |  | 177
Nonequipment | PSC to ECM Evaporator Fan Motor (Reach-In) | Medium Temperature Reach-In Case with 20W Electronically Commutated Evaporator Fan Motor | Medium Temperature Reach-In Case with 20W Permanent Split Capacitor Fan Motor | Commercial | New | Miscellaneous | FL Zone 2 | Per Unit | 0% | 1343.8198 | 839.8873 | 503.9324 | 0.375 | 15 | 0.070139 | 0.0064253 | 0 | no base cost | 0 | 0 | 177 | Illinois 2018 Statewide TRM, Section 4.6.4 | 0 | 0 | 177 | motor |  | 177
Nonequipment | PSC to ECM Evaporator Fan Motor (Reach-In) | Medium Temperature Reach-In Case with 20W Electronically Commutated Evaporator Fan Motor | Medium Temperature Reach-In Case with 20W Permanent Split Capacitor Fan Motor | Commercial | New | Offices | FL Zone 2 | Per Unit | 0% | 1343.8198 | 839.8873 | 503.9324 | 0.375 | 15 | 0.070139 | 0.0064253 | 0 | no base cost | 0 | 0 | 177 | Illinois 2018 Statewide TRM, Section 4.6.4 | 0 | 0 | 177 | motor |  | 177
Nonequipment | PSC to ECM Evaporator Fan Motor (Reach-In) | Medium Temperature Reach-In Case with 20W Electronically Commutated Evaporator Fan Motor | Medium Temperature Reach-In Case with 20W Permanent Split Capacitor Fan Motor | Commercial | New | Restaurants | FL Zone 2 | Per Unit | 68.68% | 1343.8198 | 839.8873 | 503.9324 | 0.375 | 15 | 0.065337 | 0.054728 | 0 | no base cost | 0 | 0 | 177 | Illinois 2018 Statewide TRM, Section 4.6.4 | 0 | 0 | 177 | motor |  | 177
Nonequipment | PSC to ECM Evaporator Fan Motor (Reach-In) | Medium Temperature Reach-In Case with 20W Electronically Commutated Evaporator Fan Motor | Medium Temperature Reach-In Case with 20W Permanent Split Capacitor Fan Motor | Commercial | New | Retail | FL Zone 2 | Per Unit | 68.68% | 1343.8198 | 839.8873 | 503.9324 | 0.375 | 15 | 0.070139 | 0.0064253 | 0 | no base cost | 0 | 0 | 177 | Illinois 2018 Statewide TRM, Section 4.6.4 | 0 | 0 | 177 | motor |  | 177
Nonequipment | PSC to ECM Evaporator Fan Motor (Reach-In) | Medium Temperature Reach-In Case with 20W Electronically Commutated Evaporator Fan Motor | Medium Temperature Reach-In Case with 20W Permanent Split Capacitor Fan Motor | Commercial | New | Schools K-12 | FL Zone 2 | Per Unit | 68.68% | 1343.8198 | 839.8873 | 503.9324 | 0.375 | 15 | 0.065337 | 0.054728 | 0 | no base cost | 0 | 0 | 177 | Illinois 2018 Statewide TRM, Section 4.6.4 | 0 | 0 | 177 | motor |  | 177
Nonequipment | PSC to ECM Evaporator Fan Motor (Reach-In) | Medium Temperature Reach-In Case with 20W Electronically Commutated Evaporator Fan Motor | Medium Temperature Reach-In Case with 20W Permanent Split Capacitor Fan Motor | Commercial | New | Warehouse | FL Zone 2 | Per Unit | 0% | 1343.8198 | 839.8873 | 503.9324 | 0.375 | 15 | 0.070139 | 0.0064253 | 0 | no base cost | 0 | 0 | 177 | Illinois 2018 Statewide TRM, Section 4.6.4 | 0 | 0 | 177 | motor |  | 177
Nonequipment | PSC to ECM Evaporator Fan Motor (Walk-In, Refrigerator) | Medium Temperature Walk-In Case with Electronically Commutated Evaporator Fan Motor | Medium Temperature Reach-In Case with Permanent Split Capacitor Evaporator Fan Motor | Commercial | Existing | Assembly | FL Zone 2 | Per Unit | 17.17% | 872.1376 | 545.086 | 327.0516 | 0.375 | 15 | 0.04552 | 0.00417 | 0 | no base cost | 0 | 0 | 177 | Illinois 2018 Statewide TRM, Section 4.6.4 | 0 | 0 | 177 | motor |  | 177
Nonequipment | PSC to ECM Evaporator Fan Motor (Walk-In, Refrigerator) | Medium Temperature Walk-In Case with Electronically Commutated Evaporator Fan Motor | Medium Temperature Reach-In Case with Permanent Split Capacitor Evaporator Fan Motor | Commercial | Existing | College and University | FL Zone 2 | Per Unit | 17.17% | 872.1376 | 545.086 | 327.0516 | 0.375 | 15 | 0.042404 | 0.035519 | 0 | no base cost | 0 | 0 | 177 | Illinois 2018 Statewide TRM, Section 4.6.4 | 0 | 0 | 177 | motor |  | 177
Nonequipment | PSC to ECM Evaporator Fan Motor (Walk-In, Refrigerator) | Medium Temperature Walk-In Case with Electronically Commutated Evaporator Fan Motor | Medium Temperature Reach-In Case with Permanent Split Capacitor Evaporator Fan Motor | Commercial | Existing | Grocery | FL Zone 2 | Per Unit | 17.17% | 872.1376 | 545.086 | 327.0516 | 0.375 | 15 | 0.04552 | 0.00417 | 0 | no base cost | 0 | 0 | 177 | Illinois 2018 Statewide TRM, Section 4.6.4 | 0 | 0 | 177 | motor |  | 177
Nonequipment | PSC to ECM Evaporator Fan Motor (Walk-In, Refrigerator) | Medium Temperature Walk-In Case with Electronically Commutated Evaporator Fan Motor | Medium Temperature Reach-In Case with Permanent Split Capacitor Evaporator Fan Motor | Commercial | Existing | Healthcare | FL Zone 2 | Per Unit | 17.17% | 872.1376 | 545.086 | 327.0516 | 0.375 | 15 | 0.042404 | 0.035519 | 0 | no base cost | 0 | 0 | 177 | Illinois 2018 Statewide TRM, Section 4.6.4 | 0 | 0 | 177 | motor |  | 177
Nonequipment | PSC to ECM Evaporator Fan Motor (Walk-In, Refrigerator) | Medium Temperature Walk-In Case with Electronically Commutated Evaporator Fan Motor | Medium Temperature Reach-In Case with Permanent Split Capacitor Evaporator Fan Motor | Commercial | Existing | Hospitals | FL Zone 2 | Per Unit | 17.17% | 872.1376 | 545.086 | 327.0516 | 0.375 | 15 | 0.042404 | 0.035519 | 0 | no base cost | 0 | 0 | 177 | Illinois 2018 Statewide TRM, Section 4.6.4 | 0 | 0 | 177 | motor |  | 177
Nonequipment | PSC to ECM Evaporator Fan Motor (Walk-In, Refrigerator) | Medium Temperature Walk-In Case with Electronically Commutated Evaporator Fan Motor | Medium Temperature Reach-In Case with Permanent Split Capacitor Evaporator Fan Motor | Commercial | Existing | Institutional | FL Zone 2 | Per Unit | 0% | 872.1376 | 545.086 | 327.0516 | 0.375 | 15 | 0.04552 | 0.00417 | 0 | no base cost | 0 | 0 | 177 | Illinois 2018 Statewide TRM, Section 4.6.4 | 0 | 0 | 177 | motor |  | 177
Nonequipment | PSC to ECM Evaporator Fan Motor (Walk-In, Refrigerator) | Medium Temperature Walk-In Case with Electronically Commutated Evaporator Fan Motor | Medium Temperature Reach-In Case with Permanent Split Capacitor Evaporator Fan Motor | Commercial | Existing | Lodging/Hospitality | FL Zone 2 | Per Unit | 17.17% | 872.1376 | 545.086 | 327.0516 | 0.375 | 15 | 0.042404 | 0.035519 | 0 | no base cost | 0 | 0 | 177 | Illinois 2018 Statewide TRM, Section 4.6.4 | 0 | 0 | 177 | motor |  | 177
Nonequipment | PSC to ECM Evaporator Fan Motor (Walk-In, Refrigerator) | Medium Temperature Walk-In Case with Electronically Commutated Evaporator Fan Motor | Medium Temperature Reach-In Case with Permanent Split Capacitor Evaporator Fan Motor | Commercial | Existing | Miscellaneous | FL Zone 2 | Per Unit | 0% | 872.1376 | 545.086 | 327.0516 | 0.375 | 15 | 0.04552 | 0.00417 | 0 | no base cost | 0 | 0 | 177 | Illinois 2018 Statewide TRM, Section 4.6.4 | 0 | 0 | 177 | motor |  | 177
Nonequipment | PSC to ECM Evaporator Fan Motor (Walk-In, Refrigerator) | Medium Temperature Walk-In Case with Electronically Commutated Evaporator Fan Motor | Medium Temperature Reach-In Case with Permanent Split Capacitor Evaporator Fan Motor | Commercial | Existing | Offices | FL Zone 2 | Per Unit | 0% | 872.1376 | 545.086 | 327.0516 | 0.375 | 15 | 0.04552 | 0.00417 | 0 | no base cost | 0 | 0 | 177 | Illinois 2018 Statewide TRM, Section 4.6.4 | 0 | 0 | 177 | motor |  | 177
Nonequipment | PSC to ECM Evaporator Fan Motor (Walk-In, Refrigerator) | Medium Temperature Walk-In Case with Electronically Commutated Evaporator Fan Motor | Medium Temperature Reach-In Case with Permanent Split Capacitor Evaporator Fan Motor | Commercial | Existing | Restaurants | FL Zone 2 | Per Unit | 17.17% | 872.1376 | 545.086 | 327.0516 | 0.375 | 15 | 0.042404 | 0.035519 | 0 | no base cost | 0 | 0 | 177 | Illinois 2018 Statewide TRM, Section 4.6.4 | 0 | 0 | 177 | motor |  | 177
Nonequipment | PSC to ECM Evaporator Fan Motor (Walk-In, Refrigerator) | Medium Temperature Walk-In Case with Electronically Commutated Evaporator Fan Motor | Medium Temperature Reach-In Case with Permanent Split Capacitor Evaporator Fan Motor | Commercial | Existing | Retail | FL Zone 2 | Per Unit | 17.17% | 872.1376 | 545.086 | 327.0516 | 0.375 | 15 | 0.04552 | 0.00417 | 0 | no base cost | 0 | 0 | 177 | Illinois 2018 Statewide TRM, Section 4.6.4 | 0 | 0 | 177 | motor |  | 177
Nonequipment | PSC to ECM Evaporator Fan Motor (Walk-In, Refrigerator) | Medium Temperature Walk-In Case with Electronically Commutated Evaporator Fan Motor | Medium Temperature Reach-In Case with Permanent Split Capacitor Evaporator Fan Motor | Commercial | Existing | Schools K-12 | FL Zone 2 | Per Unit | 17.17% | 872.1376 | 545.086 | 327.0516 | 0.375 | 15 | 0.042404 | 0.035519 | 0 | no base cost | 0 | 0 | 177 | Illinois 2018 Statewide TRM, Section 4.6.4 | 0 | 0 | 177 | motor |  | 177
Nonequipment | PSC to ECM Evaporator Fan Motor (Walk-In, Refrigerator) | Medium Temperature Walk-In Case with Electronically Commutated Evaporator Fan Motor | Medium Temperature Reach-In Case with Permanent Split Capacitor Evaporator Fan Motor | Commercial | Existing | Warehouse | FL Zone 2 | Per Unit | 0% | 872.1376 | 545.086 | 327.0516 | 0.375 | 15 | 0.04552 | 0.00417 | 0 | no base cost | 0 | 0 | 177 | Illinois 2018 Statewide TRM, Section 4.6.4 | 0 | 0 | 177 | motor |  | 177
Nonequipment | PSC to ECM Evaporator Fan Motor (Walk-In, Refrigerator) | Medium Temperature Walk-In Case with Electronically Commutated Evaporator Fan Motor | Medium Temperature Reach-In Case with Permanent Split Capacitor Evaporator Fan Motor | Commercial | New | Assembly | FL Zone 2 | Per Unit | 68.68% | 872.1376 | 545.086 | 327.0516 | 0.375 | 15 | 0.04552 | 0.00417 | 0 | no base cost | 0 | 0 | 177 | Illinois 2018 Statewide TRM, Section 4.6.4 | 0 | 0 | 177 | motor |  | 177
Nonequipment | PSC to ECM Evaporator Fan Motor (Walk-In, Refrigerator) | Medium Temperature Walk-In Case with Electronically Commutated Evaporator Fan Motor | Medium Temperature Reach-In Case with Permanent Split Capacitor Evaporator Fan Motor | Commercial | New | College and University | FL Zone 2 | Per Unit | 68.68% | 872.1376 | 545.086 | 327.0516 | 0.375 | 15 | 0.042404 | 0.035519 | 0 | no base cost | 0 | 0 | 177 | Illinois 2018 Statewide TRM, Section 4.6.4 | 0 | 0 | 177 | motor |  | 177
Nonequipment | PSC to ECM Evaporator Fan Motor (Walk-In, Refrigerator) | Medium Temperature Walk-In Case with Electronically Commutated Evaporator Fan Motor | Medium Temperature Reach-In Case with Permanent Split Capacitor Evaporator Fan Motor | Commercial | New | Grocery | FL Zone 2 | Per Unit | 68.68% | 872.1376 | 545.086 | 327.0516 | 0.375 | 15 | 0.04552 | 0.00417 | 0 | no base cost | 0 | 0 | 177 | Illinois 2018 Statewide TRM, Section 4.6.4 | 0 | 0 | 177 | motor |  | 177
Nonequipment | PSC to ECM Evaporator Fan Motor (Walk-In, Refrigerator) | Medium Temperature Walk-In Case with Electronically Commutated Evaporator Fan Motor | Medium Temperature Reach-In Case with Permanent Split Capacitor Evaporator Fan Motor | Commercial | New | Healthcare | FL Zone 2 | Per Unit | 68.68% | 872.1376 | 545.086 | 327.0516 | 0.375 | 15 | 0.042404 | 0.035519 | 0 | no base cost | 0 | 0 | 177 | Illinois 2018 Statewide TRM, Section 4.6.4 | 0 | 0 | 177 | motor |  | 177
Nonequipment | PSC to ECM Evaporator Fan Motor (Walk-In, Refrigerator) | Medium Temperature Walk-In Case with Electronically Commutated Evaporator Fan Motor | Medium Temperature Reach-In Case with Permanent Split Capacitor Evaporator Fan Motor | Commercial | New | Hospitals | FL Zone 2 | Per Unit | 68.68% | 872.1376 | 545.086 | 327.0516 | 0.375 | 15 | 0.042404 | 0.035519 | 0 | no base cost | 0 | 0 | 177 | Illinois 2018 Statewide TRM, Section 4.6.4 | 0 | 0 | 177 | motor |  | 177
Nonequipment | PSC to ECM Evaporator Fan Motor (Walk-In, Refrigerator) | Medium Temperature Walk-In Case with Electronically Commutated Evaporator Fan Motor | Medium Temperature Reach-In Case with Permanent Split Capacitor Evaporator Fan Motor | Commercial | New | Institutional | FL Zone 2 | Per Unit | 0% | 872.1376 | 545.086 | 327.0516 | 0.375 | 15 | 0.04552 | 0.00417 | 0 | no base cost | 0 | 0 | 177 | Illinois 2018 Statewide TRM, Section 4.6.4 | 0 | 0 | 177 | motor |  | 177
Nonequipment | PSC to ECM Evaporator Fan Motor (Walk-In, Refrigerator) | Medium Temperature Walk-In Case with Electronically Commutated Evaporator Fan Motor | Medium Temperature Reach-In Case with Permanent Split Capacitor Evaporator Fan Motor | Commercial | New | Lodging/Hospitality | FL Zone 2 | Per Unit | 68.68% | 872.1376 | 545.086 | 327.0516 | 0.375 | 15 | 0.042404 | 0.035519 | 0 | no base cost | 0 | 0 | 177 | Illinois 2018 Statewide TRM, Section 4.6.4 | 0 | 0 | 177 | motor |  | 177
Nonequipment | PSC to ECM Evaporator Fan Motor (Walk-In, Refrigerator) | Medium Temperature Walk-In Case with Electronically Commutated Evaporator Fan Motor | Medium Temperature Reach-In Case with Permanent Split Capacitor Evaporator Fan Motor | Commercial | New | Miscellaneous | FL Zone 2 | Per Unit | 0% | 872.1376 | 545.086 | 327.0516 | 0.375 | 15 | 0.04552 | 0.00417 | 0 | no base cost | 0 | 0 | 177 | Illinois 2018 Statewide TRM, Section 4.6.4 | 0 | 0 | 177 | motor |  | 177
Nonequipment | PSC to ECM Evaporator Fan Motor (Walk-In, Refrigerator) | Medium Temperature Walk-In Case with Electronically Commutated Evaporator Fan Motor | Medium Temperature Reach-In Case with Permanent Split Capacitor Evaporator Fan Motor | Commercial | New | Offices | FL Zone 2 | Per Unit | 0% | 872.1376 | 545.086 | 327.0516 | 0.375 | 15 | 0.04552 | 0.00417 | 0 | no base cost | 0 | 0 | 177 | Illinois 2018 Statewide TRM, Section 4.6.4 | 0 | 0 | 177 | motor |  | 177
Nonequipment | PSC to ECM Evaporator Fan Motor (Walk-In, Refrigerator) | Medium Temperature Walk-In Case with Electronically Commutated Evaporator Fan Motor | Medium Temperature Reach-In Case with Permanent Split Capacitor Evaporator Fan Motor | Commercial | New | Restaurants | FL Zone 2 | Per Unit | 68.68% | 872.1376 | 545.086 | 327.0516 | 0.375 | 15 | 0.042404 | 0.035519 | 0 | no base cost | 0 | 0 | 177 | Illinois 2018 Statewide TRM, Section 4.6.4 | 0 | 0 | 177 | motor |  | 177
Nonequipment | PSC to ECM Evaporator Fan Motor (Walk-In, Refrigerator) | Medium Temperature Walk-In Case with Electronically Commutated Evaporator Fan Motor | Medium Temperature Reach-In Case with Permanent Split Capacitor Evaporator Fan Motor | Commercial | New | Retail | FL Zone 2 | Per Unit | 68.68% | 872.1376 | 545.086 | 327.0516 | 0.375 | 15 | 0.04552 | 0.00417 | 0 | no base cost | 0 | 0 | 177 | Illinois 2018 Statewide TRM, Section 4.6.4 | 0 | 0 | 177 | motor |  | 177
Nonequipment | PSC to ECM Evaporator Fan Motor (Walk-In, Refrigerator) | Medium Temperature Walk-In Case with Electronically Commutated Evaporator Fan Motor | Medium Temperature Reach-In Case with Permanent Split Capacitor Evaporator Fan Motor | Commercial | New | Schools K-12 | FL Zone 2 | Per Unit | 68.68% | 872.1376 | 545.086 | 327.0516 | 0.375 | 15 | 0.042404 | 0.035519 | 0 | no base cost | 0 | 0 | 177 | Illinois 2018 Statewide TRM, Section 4.6.4 | 0 | 0 | 177 | motor |  | 177
Nonequipment | PSC to ECM Evaporator Fan Motor (Walk-In, Refrigerator) | Medium Temperature Walk-In Case with Electronically Commutated Evaporator Fan Motor | Medium Temperature Reach-In Case with Permanent Split Capacitor Evaporator Fan Motor | Commercial | New | Warehouse | FL Zone 2 | Per Unit | 0% | 872.1376 | 545.086 | 327.0516 | 0.375 | 15 | 0.04552 | 0.00417 | 0 | no base cost | 0 | 0 | 177 | Illinois 2018 Statewide TRM, Section 4.6.4 | 0 | 0 | 177 | motor |  | 177
Nonequipment | Refrigerated Display Case Lighting Controls | Occupancy Sensors for Refrigerated Case Lighting | Market-Share Weighted Existing Linear Fluorescent Fixture | Commercial | Existing | Assembly | FL Zone 2 | Per End Use Consumption | 0% | 2434.55 | 2373.1139 | 61.4361 | 0.025235 | 8 | 0.0084392 | 0.0078859 | 0 | no equipment cost | 0 | 0 | 68 | Efficiency Maine 2016 Commercial Technical Reference Manual V2016.1, Appendix E | 36.14 | Efficiency Maine 2016 Commercial Technical Reference Manual V2016.1, Appendix E | 104.14 | unit |  | 104.14
Nonequipment | Refrigerated Display Case Lighting Controls | Occupancy Sensors for Refrigerated Case Lighting | Market-Share Weighted Existing Linear Fluorescent Fixture | Commercial | Existing | College and University | FL Zone 2 | Per End Use Consumption | 0% | 2434.55 | 2373.1139 | 61.4361 | 0.025235 | 8 | 0.0084392 | 0.0078859 | 0 | no equipment cost | 0 | 0 | 68 | Efficiency Maine 2016 Commercial Technical Reference Manual V2016.1, Appendix E | 36.14 | Efficiency Maine 2016 Commercial Technical Reference Manual V2016.1, Appendix E | 104.14 | unit |  | 104.14
Nonequipment | Refrigerated Display Case Lighting Controls | Occupancy Sensors for Refrigerated Case Lighting | Market-Share Weighted Existing Linear Fluorescent Fixture | Commercial | Existing | Grocery | FL Zone 2 | Per End Use Consumption | 50% | 2434.55 | 2373.1139 | 61.4361 | 0.025235 | 8 | 0.0084392 | 0.0078859 | 0 | no equipment cost | 0 | 0 | 68 | Efficiency Maine 2016 Commercial Technical Reference Manual V2016.1, Appendix E | 36.14 | Efficiency Maine 2016 Commercial Technical Reference Manual V2016.1, Appendix E | 104.14 | unit |  | 104.14
Nonequipment | Refrigerated Display Case Lighting Controls | Occupancy Sensors for Refrigerated Case Lighting | Market-Share Weighted Existing Linear Fluorescent Fixture | Commercial | Existing | Healthcare | FL Zone 2 | Per End Use Consumption | 0% | 2434.55 | 2373.1139 | 61.4361 | 0.025235 | 8 | 0.0084392 | 0.0078859 | 0 | no equipment cost | 0 | 0 | 68 | Efficiency Maine 2016 Commercial Technical Reference Manual V2016.1, Appendix E | 36.14 | Efficiency Maine 2016 Commercial Technical Reference Manual V2016.1, Appendix E | 104.14 | unit |  | 104.14
Nonequipment | Refrigerated Display Case Lighting Controls | Occupancy Sensors for Refrigerated Case Lighting | Market-Share Weighted Existing Linear Fluorescent Fixture | Commercial | Existing | Hospitals | FL Zone 2 | Per End Use Consumption | 0% | 2434.55 | 2373.1139 | 61.4361 | 0.025235 | 8 | 0.0084392 | 0.0078859 | 0 | no equipment cost | 0 | 0 | 68 | Efficiency Maine 2016 Commercial Technical Reference Manual V2016.1, Appendix E | 36.14 | Efficiency Maine 2016 Commercial Technical Reference Manual V2016.1, Appendix E | 104.14 | unit |  | 104.14
Nonequipment | Refrigerated Display Case Lighting Controls | Occupancy Sensors for Refrigerated Case Lighting | Market-Share Weighted Existing Linear Fluorescent Fixture | Commercial | Existing | Institutional | FL Zone 2 | Per End Use Consumption | 0% | 2434.55 | 2373.1139 | 61.4361 | 0.025235 | 8 | 0.0084392 | 0.0078859 | 0 | no equipment cost | 0 | 0 | 68 | Efficiency Maine 2016 Commercial Technical Reference Manual V2016.1, Appendix E | 36.14 | Efficiency Maine 2016 Commercial Technical Reference Manual V2016.1, Appendix E | 104.14 | unit |  | 104.14
Nonequipment | Refrigerated Display Case Lighting Controls | Occupancy Sensors for Refrigerated Case Lighting | Market-Share Weighted Existing Linear Fluorescent Fixture | Commercial | Existing | Lodging/Hospitality | FL Zone 2 | Per End Use Consumption | 0% | 2434.55 | 2373.1139 | 61.4361 | 0.025235 | 8 | 0.0084392 | 0.0078859 | 0 | no equipment cost | 0 | 0 | 68 | Efficiency Maine 2016 Commercial Technical Reference Manual V2016.1, Appendix E | 36.14 | Efficiency Maine 2016 Commercial Technical Reference Manual V2016.1, Appendix E | 104.14 | unit |  | 104.14
Nonequipment | Refrigerated Display Case Lighting Controls | Occupancy Sensors for Refrigerated Case Lighting | Market-Share Weighted Existing Linear Fluorescent Fixture | Commercial | Existing | Miscellaneous | FL Zone 2 | Per End Use Consumption | 0% | 2434.55 | 2373.1139 | 61.4361 | 0.025235 | 8 | 0.0084392 | 0.0078859 | 0 | no equipment cost | 0 | 0 | 68 | Efficiency Maine 2016 Commercial Technical Reference Manual V2016.1, Appendix E | 36.14 | Efficiency Maine 2016 Commercial Technical Reference Manual V2016.1, Appendix E | 104.14 | unit |  | 104.14
Nonequipment | Refrigerated Display Case Lighting Controls | Occupancy Sensors for Refrigerated Case Lighting | Market-Share Weighted Existing Linear Fluorescent Fixture | Commercial | Existing | Offices | FL Zone 2 | Per End Use Consumption | 0% | 2434.55 | 2373.1139 | 61.4361 | 0.025235 | 8 | 0.0084392 | 0.0078859 | 0 | no equipment cost | 0 | 0 | 68 | Efficiency Maine 2016 Commercial Technical Reference Manual V2016.1, Appendix E | 36.14 | Efficiency Maine 2016 Commercial Technical Reference Manual V2016.1, Appendix E | 104.14 | unit |  | 104.14
Nonequipment | Refrigerated Display Case Lighting Controls | Occupancy Sensors for Refrigerated Case Lighting | Market-Share Weighted Existing Linear Fluorescent Fixture | Commercial | Existing | Restaurants | FL Zone 2 | Per End Use Consumption | 0% | 2434.55 | 2373.1139 | 61.4361 | 0.025235 | 8 | 0.0084392 | 0.0078859 | 0 | no equipment cost | 0 | 0 | 68 | Efficiency Maine 2016 Commercial Technical Reference Manual V2016.1, Appendix E | 36.14 | Efficiency Maine 2016 Commercial Technical Reference Manual V2016.1, Appendix E | 104.14 | unit |  | 104.14
Nonequipment | Refrigerated Display Case Lighting Controls | Occupancy Sensors for Refrigerated Case Lighting | Market-Share Weighted Existing Linear Fluorescent Fixture | Commercial | Existing | Retail | FL Zone 2 | Per End Use Consumption | 0% | 2434.55 | 2373.1139 | 61.4361 | 0.025235 | 8 | 0.0084392 | 0.0078859 | 0 | no equipment cost | 0 | 0 | 68 | Efficiency Maine 2016 Commercial Technical Reference Manual V2016.1, Appendix E | 36.14 | Efficiency Maine 2016 Commercial Technical Reference Manual V2016.1, Appendix E | 104.14 | unit |  | 104.14
Nonequipment | Refrigerated Display Case Lighting Controls | Occupancy Sensors for Refrigerated Case Lighting | Market-Share Weighted Existing Linear Fluorescent Fixture | Commercial | Existing | Schools K-12 | FL Zone 2 | Per End Use Consumption | 0% | 2434.55 | 2373.1139 | 61.4361 | 0.025235 | 8 | 0.0084392 | 0.0078859 | 0 | no equipment cost | 0 | 0 | 68 | Efficiency Maine 2016 Commercial Technical Reference Manual V2016.1, Appendix E | 36.14 | Efficiency Maine 2016 Commercial Technical Reference Manual V2016.1, Appendix E | 104.14 | unit |  | 104.14
Nonequipment | Refrigerated Display Case Lighting Controls | Occupancy Sensors for Refrigerated Case Lighting | Market-Share Weighted Existing Linear Fluorescent Fixture | Commercial | Existing | Warehouse | FL Zone 2 | Per End Use Consumption | 0% | 2434.55 | 2373.1139 | 61.4361 | 0.025235 | 8 | 0.0084392 | 0.0078859 | 0 | no equipment cost | 0 | 0 | 68 | Efficiency Maine 2016 Commercial Technical Reference Manual V2016.1, Appendix E | 36.14 | Efficiency Maine 2016 Commercial Technical Reference Manual V2016.1, Appendix E | 104.14 | unit |  | 104.14
Nonequipment | Refrigerated Display Case Lighting Controls | Occupancy Sensors for Refrigerated Case Lighting | LED Refrigerated Case Lighting Fixture | Commercial | New | Assembly | FL Zone 2 | Per End Use Consumption | 0% | 2434.55 | 2411.7515 | 22.7985 | 0.0093646 | 8 | 0.0031317 | 0.0029264 | 0 | no equipment cost | 0 | 0 | 68 | Efficiency Maine 2016 Commercial Technical Reference Manual V2016.1, Appendix E | 36.14 | Efficiency Maine 2016 Commercial Technical Reference Manual V2016.1, Appendix E | 104.14 | unit |  | 104.14
Nonequipment | Refrigerated Display Case Lighting Controls | Occupancy Sensors for Refrigerated Case Lighting | LED Refrigerated Case Lighting Fixture | Commercial | New | College and University | FL Zone 2 | Per End Use Consumption | 0% | 2434.55 | 2411.7515 | 22.7985 | 0.0093646 | 8 | 0.0031317 | 0.0029264 | 0 | no equipment cost | 0 | 0 | 68 | Efficiency Maine 2016 Commercial Technical Reference Manual V2016.1, Appendix E | 36.14 | Efficiency Maine 2016 Commercial Technical Reference Manual V2016.1, Appendix E | 104.14 | unit |  | 104.14
Nonequipment | Refrigerated Display Case Lighting Controls | Occupancy Sensors for Refrigerated Case Lighting | LED Refrigerated Case Lighting Fixture | Commercial | New | Grocery | FL Zone 2 | Per End Use Consumption | 50% | 2434.55 | 2411.7515 | 22.7985 | 0.0093646 | 8 | 0.0031317 | 0.0029264 | 0 | no equipment cost | 0 | 0 | 68 | Efficiency Maine 2016 Commercial Technical Reference Manual V2016.1, Appendix E | 36.14 | Efficiency Maine 2016 Commercial Technical Reference Manual V2016.1, Appendix E | 104.14 | unit |  | 104.14
Nonequipment | Refrigerated Display Case Lighting Controls | Occupancy Sensors for Refrigerated Case Lighting | LED Refrigerated Case Lighting Fixture | Commercial | New | Healthcare | FL Zone 2 | Per End Use Consumption | 0% | 2434.55 | 2411.7515 | 22.7985 | 0.0093646 | 8 | 0.0031317 | 0.0029264 | 0 | no equipment cost | 0 | 0 | 68 | Efficiency Maine 2016 Commercial Technical Reference Manual V2016.1, Appendix E | 36.14 | Efficiency Maine 2016 Commercial Technical Reference Manual V2016.1, Appendix E | 104.14 | unit |  | 104.14
Nonequipment | Refrigerated Display Case Lighting Controls | Occupancy Sensors for Refrigerated Case Lighting | LED Refrigerated Case Lighting Fixture | Commercial | New | Hospitals | FL Zone 2 | Per End Use Consumption | 0% | 2434.55 | 2411.7515 | 22.7985 | 0.0093646 | 8 | 0.0031317 | 0.0029264 | 0 | no equipment cost | 0 | 0 | 68 | Efficiency Maine 2016 Commercial Technical Reference Manual V2016.1, Appendix E | 36.14 | Efficiency Maine 2016 Commercial Technical Reference Manual V2016.1, Appendix E | 104.14 | unit |  | 104.14
Nonequipment | Refrigerated Display Case Lighting Controls | Occupancy Sensors for Refrigerated Case Lighting | LED Refrigerated Case Lighting Fixture | Commercial | New | Institutional | FL Zone 2 | Per End Use Consumption | 0% | 2434.55 | 2411.7515 | 22.7985 | 0.0093646 | 8 | 0.0031317 | 0.0029264 | 0 | no equipment cost | 0 | 0 | 68 | Efficiency Maine 2016 Commercial Technical Reference Manual V2016.1, Appendix E | 36.14 | Efficiency Maine 2016 Commercial Technical Reference Manual V2016.1, Appendix E | 104.14 | unit |  | 104.14
Nonequipment | Refrigerated Display Case Lighting Controls | Occupancy Sensors for Refrigerated Case Lighting | LED Refrigerated Case Lighting Fixture | Commercial | New | Lodging/Hospitality | FL Zone 2 | Per End Use Consumption | 0% | 2434.55 | 2411.7515 | 22.7985 | 0.0093646 | 8 | 0.0031317 | 0.0029264 | 0 | no equipment cost | 0 | 0 | 68 | Efficiency Maine 2016 Commercial Technical Reference Manual V2016.1, Appendix E | 36.14 | Efficiency Maine 2016 Commercial Technical Reference Manual V2016.1, Appendix E | 104.14 | unit |  | 104.14
Nonequipment | Refrigerated Display Case Lighting Controls | Occupancy Sensors for Refrigerated Case Lighting | LED Refrigerated Case Lighting Fixture | Commercial | New | Miscellaneous | FL Zone 2 | Per End Use Consumption | 0% | 2434.55 | 2411.7515 | 22.7985 | 0.0093646 | 8 | 0.0031317 | 0.0029264 | 0 | no equipment cost | 0 | 0 | 68 | Efficiency Maine 2016 Commercial Technical Reference Manual V2016.1, Appendix E | 36.14 | Efficiency Maine 2016 Commercial Technical Reference Manual V2016.1, Appendix E | 104.14 | unit |  | 104.14
Nonequipment | Refrigerated Display Case Lighting Controls | Occupancy Sensors for Refrigerated Case Lighting | LED Refrigerated Case Lighting Fixture | Commercial | New | Offices | FL Zone 2 | Per End Use Consumption | 0% | 2434.55 | 2411.7515 | 22.7985 | 0.0093646 | 8 | 0.0031317 | 0.0029264 | 0 | no equipment cost | 0 | 0 | 68 | Efficiency Maine 2016 Commercial Technical Reference Manual V2016.1, Appendix E | 36.14 | Efficiency Maine 2016 Commercial Technical Reference Manual V2016.1, Appendix E | 104.14 | unit |  | 104.14
Nonequipment | Refrigerated Display Case Lighting Controls | Occupancy Sensors for Refrigerated Case Lighting | LED Refrigerated Case Lighting Fixture | Commercial | New | Restaurants | FL Zone 2 | Per End Use Consumption | 0% | 2434.55 | 2411.7515 | 22.7985 | 0.0093646 | 8 | 0.0031317 | 0.0029264 | 0 | no equipment cost | 0 | 0 | 68 | Efficiency Maine 2016 Commercial Technical Reference Manual V2016.1, Appendix E | 36.14 | Efficiency Maine 2016 Commercial Technical Reference Manual V2016.1, Appendix E | 104.14 | unit |  | 104.14
Nonequipment | Refrigerated Display Case Lighting Controls | Occupancy Sensors for Refrigerated Case Lighting | LED Refrigerated Case Lighting Fixture | Commercial | New | Retail | FL Zone 2 | Per End Use Consumption | 0% | 2434.55 | 2411.7515 | 22.7985 | 0.0093646 | 8 | 0.0031317 | 0.0029264 | 0 | no equipment cost | 0 | 0 | 68 | Efficiency Maine 2016 Commercial Technical Reference Manual V2016.1, Appendix E | 36.14 | Efficiency Maine 2016 Commercial Technical Reference Manual V2016.1, Appendix E | 104.14 | unit |  | 104.14
Nonequipment | Refrigerated Display Case Lighting Controls | Occupancy Sensors for Refrigerated Case Lighting | LED Refrigerated Case Lighting Fixture | Commercial | New | Schools K-12 | FL Zone 2 | Per End Use Consumption | 0% | 2434.55 | 2411.7515 | 22.7985 | 0.0093646 | 8 | 0.0031317 | 0.0029264 | 0 | no equipment cost | 0 | 0 | 68 | Efficiency Maine 2016 Commercial Technical Reference Manual V2016.1, Appendix E | 36.14 | Efficiency Maine 2016 Commercial Technical Reference Manual V2016.1, Appendix E | 104.14 | unit |  | 104.14
Nonequipment | Refrigerated Display Case Lighting Controls | Occupancy Sensors for Refrigerated Case Lighting | LED Refrigerated Case Lighting Fixture | Commercial | New | Warehouse | FL Zone 2 | Per End Use Consumption | 0% | 2434.55 | 2411.7515 | 22.7985 | 0.0093646 | 8 | 0.0031317 | 0.0029264 | 0 | no equipment cost | 0 | 0 | 68 | Efficiency Maine 2016 Commercial Technical Reference Manual V2016.1, Appendix E | 36.14 | Efficiency Maine 2016 Commercial Technical Reference Manual V2016.1, Appendix E | 104.14 | unit |  | 104.14
Nonequipment | Strip Curtains for Walk-ins | Walk-in cooler with strip curtains at least 0.06 inches thick covering the entire area of the doorway | Walk-in cooler without strip curtains | Commercial | Existing | Assembly | FL Zone 2 | Per End Use Consumption | 3.76% | 19854.7304 | 19434.7304 | 420 | 0.021154 | 4 | 0.060723 | 0.016724 | 0 | No strip curtains | 0 | 0 | 10.22 | Illinois 2018 Statewide TRM, Section 4.6.7 | 0 | 0 | 10.22 | sq ft | 21 | 214.62
Nonequipment | Strip Curtains for Walk-ins | Walk-in cooler with strip curtains at least 0.06 inches thick covering the entire area of the doorway | Walk-in cooler without strip curtains | Commercial | Existing | College and University | FL Zone 2 | Per End Use Consumption | 3.76% | 19854.7304 | 19434.7304 | 420 | 0.021154 | 4 | 0.054455 | 0.045613 | 0 | No strip curtains | 0 | 0 | 10.22 | Illinois 2018 Statewide TRM, Section 4.6.7 | 0 | 0 | 10.22 | sq ft | 21 | 214.62
Nonequipment | Strip Curtains for Walk-ins | Walk-in cooler with strip curtains at least 0.06 inches thick covering the entire area of the doorway | Walk-in cooler without strip curtains | Commercial | Existing | Grocery | FL Zone 2 | Per End Use Consumption | 19.91% | 19854.7304 | 19434.7304 | 420 | 0.021154 | 4 | 0.060723 | 0.016724 | 0 | No strip curtains | 0 | 0 | 10.22 | Illinois 2018 Statewide TRM, Section 4.6.7 | 0 | 0 | 10.22 | sq ft | 21 | 214.62
Nonequipment | Strip Curtains for Walk-ins | Walk-in cooler with strip curtains at least 0.06 inches thick covering the entire area of the doorway | Walk-in cooler without strip curtains | Commercial | Existing | Healthcare | FL Zone 2 | Per End Use Consumption | 3.76% | 19854.7304 | 19434.7304 | 420 | 0.021154 | 4 | 0.054455 | 0.045613 | 0 | No strip curtains | 0 | 0 | 10.22 | Illinois 2018 Statewide TRM, Section 4.6.7 | 0 | 0 | 10.22 | sq ft | 21 | 214.62
Nonequipment | Strip Curtains for Walk-ins | Walk-in cooler with strip curtains at least 0.06 inches thick covering the entire area of the doorway | Walk-in cooler without strip curtains | Commercial | Existing | Hospitals | FL Zone 2 | Per End Use Consumption | 3.76% | 19854.7304 | 19434.7304 | 420 | 0.021154 | 4 | 0.054455 | 0.045613 | 0 | No strip curtains | 0 | 0 | 10.22 | Illinois 2018 Statewide TRM, Section 4.6.7 | 0 | 0 | 10.22 | sq ft | 21 | 214.62
Nonequipment | Strip Curtains for Walk-ins | Walk-in cooler with strip curtains at least 0.06 inches thick covering the entire area of the doorway | Walk-in cooler without strip curtains | Commercial | Existing | Institutional | FL Zone 2 | Per End Use Consumption | 0% | 19854.7304 | 19434.7304 | 420 | 0.021154 | 4 | 0.060723 | 0.016724 | 0 | No strip curtains | 0 | 0 | 10.22 | Illinois 2018 Statewide TRM, Section 4.6.7 | 0 | 0 | 10.22 | sq ft | 21 | 214.62
Nonequipment | Strip Curtains for Walk-ins | Walk-in cooler with strip curtains at least 0.06 inches thick covering the entire area of the doorway | Walk-in cooler without strip curtains | Commercial | Existing | Lodging/Hospitality | FL Zone 2 | Per End Use Consumption | 3.76% | 19854.7304 | 19434.7304 | 420 | 0.021154 | 4 | 0.054455 | 0.045613 | 0 | No strip curtains | 0 | 0 | 10.22 | Illinois 2018 Statewide TRM, Section 4.6.7 | 0 | 0 | 10.22 | sq ft | 21 | 214.62
Nonequipment | Strip Curtains for Walk-ins | Walk-in cooler with strip curtains at least 0.06 inches thick covering the entire area of the doorway | Walk-in cooler without strip curtains | Commercial | Existing | Miscellaneous | FL Zone 2 | Per End Use Consumption | 0% | 19854.7304 | 19434.7304 | 420 | 0.021154 | 4 | 0.060723 | 0.016724 | 0 | No strip curtains | 0 | 0 | 10.22 | Illinois 2018 Statewide TRM, Section 4.6.7 | 0 | 0 | 10.22 | sq ft | 21 | 214.62
Nonequipment | Strip Curtains for Walk-ins | Walk-in cooler with strip curtains at least 0.06 inches thick covering the entire area of the doorway | Walk-in cooler without strip curtains | Commercial | Existing | Offices | FL Zone 2 | Per End Use Consumption | 0% | 19854.7304 | 19434.7304 | 420 | 0.021154 | 4 | 0.060723 | 0.016724 | 0 | No strip curtains | 0 | 0 | 10.22 | Illinois 2018 Statewide TRM, Section 4.6.7 | 0 | 0 | 10.22 | sq ft | 21 | 214.62
Nonequipment | Strip Curtains for Walk-ins | Walk-in cooler with strip curtains at least 0.06 inches thick covering the entire area of the doorway | Walk-in cooler without strip curtains | Commercial | Existing | Restaurants | FL Zone 2 | Per End Use Consumption | 3.76% | 19854.7304 | 19434.7304 | 420 | 0.021154 | 4 | 0.054455 | 0.045613 | 0 | No strip curtains | 0 | 0 | 10.22 | Illinois 2018 Statewide TRM, Section 4.6.7 | 0 | 0 | 10.22 | sq ft | 21 | 214.62
Nonequipment | Strip Curtains for Walk-ins | Walk-in cooler with strip curtains at least 0.06 inches thick covering the entire area of the doorway | Walk-in cooler without strip curtains | Commercial | Existing | Retail | FL Zone 2 | Per End Use Consumption | 3.76% | 19854.7304 | 19434.7304 | 420 | 0.021154 | 4 | 0.060723 | 0.016724 | 0 | No strip curtains | 0 | 0 | 10.22 | Illinois 2018 Statewide TRM, Section 4.6.7 | 0 | 0 | 10.22 | sq ft | 21 | 214.62
Nonequipment | Strip Curtains for Walk-ins | Walk-in cooler with strip curtains at least 0.06 inches thick covering the entire area of the doorway | Walk-in cooler without strip curtains | Commercial | Existing | Schools K-12 | FL Zone 2 | Per End Use Consumption | 3.76% | 19854.7304 | 19434.7304 | 420 | 0.021154 | 4 | 0.054455 | 0.045613 | 0 | No strip curtains | 0 | 0 | 10.22 | Illinois 2018 Statewide TRM, Section 4.6.7 | 0 | 0 | 10.22 | sq ft | 21 | 214.62
Nonequipment | Strip Curtains for Walk-ins | Walk-in cooler with strip curtains at least 0.06 inches thick covering the entire area of the doorway | Walk-in cooler without strip curtains | Commercial | Existing | Warehouse | FL Zone 2 | Per End Use Consumption | 0% | 19854.7304 | 19434.7304 | 420 | 0.021154 | 4 | 0.060723 | 0.016724 | 0 | No strip curtains | 0 | 0 | 10.22 | Illinois 2018 Statewide TRM, Section 4.6.7 | 0 | 0 | 10.22 | sq ft | 21 | 214.62
Nonequipment | Strip Curtains for Walk-ins | Walk-in cooler with strip curtains at least 0.06 inches thick covering the entire area of the doorway | Walk-in cooler without strip curtains | Commercial | New | Assembly | FL Zone 2 | Per End Use Consumption | 3.76% | 19854.7304 | 19434.7304 | 420 | 0.021154 | 4 | 0.060723 | 0.016724 | 0 | No strip curtains | 0 | 0 | 10.22 | Illinois 2018 Statewide TRM, Section 4.6.7 | 0 | 0 | 10.22 | sq ft | 21 | 214.62
Nonequipment | Strip Curtains for Walk-ins | Walk-in cooler with strip curtains at least 0.06 inches thick covering the entire area of the doorway | Walk-in cooler without strip curtains | Commercial | New | College and University | FL Zone 2 | Per End Use Consumption | 3.76% | 19854.7304 | 19434.7304 | 420 | 0.021154 | 4 | 0.054455 | 0.045613 | 0 | No strip curtains | 0 | 0 | 10.22 | Illinois 2018 Statewide TRM, Section 4.6.7 | 0 | 0 | 10.22 | sq ft | 21 | 214.62
Nonequipment | Strip Curtains for Walk-ins | Walk-in cooler with strip curtains at least 0.06 inches thick covering the entire area of the doorway | Walk-in cooler without strip curtains | Commercial | New | Grocery | FL Zone 2 | Per End Use Consumption | 19.91% | 19854.7304 | 19434.7304 | 420 | 0.021154 | 4 | 0.060723 | 0.016724 | 0 | No strip curtains | 0 | 0 | 10.22 | Illinois 2018 Statewide TRM, Section 4.6.7 | 0 | 0 | 10.22 | sq ft | 21 | 214.62
Nonequipment | Strip Curtains for Walk-ins | Walk-in cooler with strip curtains at least 0.06 inches thick covering the entire area of the doorway | Walk-in cooler without strip curtains | Commercial | New | Healthcare | FL Zone 2 | Per End Use Consumption | 3.76% | 19854.7304 | 19434.7304 | 420 | 0.021154 | 4 | 0.054455 | 0.045613 | 0 | No strip curtains | 0 | 0 | 10.22 | Illinois 2018 Statewide TRM, Section 4.6.7 | 0 | 0 | 10.22 | sq ft | 21 | 214.62
Nonequipment | Strip Curtains for Walk-ins | Walk-in cooler with strip curtains at least 0.06 inches thick covering the entire area of the doorway | Walk-in cooler without strip curtains | Commercial | New | Hospitals | FL Zone 2 | Per End Use Consumption | 3.76% | 19854.7304 | 19434.7304 | 420 | 0.021154 | 4 | 0.054455 | 0.045613 | 0 | No strip curtains | 0 | 0 | 10.22 | Illinois 2018 Statewide TRM, Section 4.6.7 | 0 | 0 | 10.22 | sq ft | 21 | 214.62
Nonequipment | Strip Curtains for Walk-ins | Walk-in cooler with strip curtains at least 0.06 inches thick covering the entire area of the doorway | Walk-in cooler without strip curtains | Commercial | New | Institutional | FL Zone 2 | Per End Use Consumption | 0% | 19854.7304 | 19434.7304 | 420 | 0.021154 | 4 | 0.060723 | 0.016724 | 0 | No strip curtains | 0 | 0 | 10.22 | Illinois 2018 Statewide TRM, Section 4.6.7 | 0 | 0 | 10.22 | sq ft | 21 | 214.62
Nonequipment | Strip Curtains for Walk-ins | Walk-in cooler with strip curtains at least 0.06 inches thick covering the entire area of the doorway | Walk-in cooler without strip curtains | Commercial | New | Lodging/Hospitality | FL Zone 2 | Per End Use Consumption | 3.76% | 19854.7304 | 19434.7304 | 420 | 0.021154 | 4 | 0.054455 | 0.045613 | 0 | No strip curtains | 0 | 0 | 10.22 | Illinois 2018 Statewide TRM, Section 4.6.7 | 0 | 0 | 10.22 | sq ft | 21 | 214.62
Nonequipment | Strip Curtains for Walk-ins | Walk-in cooler with strip curtains at least 0.06 inches thick covering the entire area of the doorway | Walk-in cooler without strip curtains | Commercial | New | Miscellaneous | FL Zone 2 | Per End Use Consumption | 0% | 19854.7304 | 19434.7304 | 420 | 0.021154 | 4 | 0.060723 | 0.016724 | 0 | No strip curtains | 0 | 0 | 10.22 | Illinois 2018 Statewide TRM, Section 4.6.7 | 0 | 0 | 10.22 | sq ft | 21 | 214.62
Nonequipment | Strip Curtains for Walk-ins | Walk-in cooler with strip curtains at least 0.06 inches thick covering the entire area of the doorway | Walk-in cooler without strip curtains | Commercial | New | Offices | FL Zone 2 | Per End Use Consumption | 0% | 19854.7304 | 19434.7304 | 420 | 0.021154 | 4 | 0.060723 | 0.016724 | 0 | No strip curtains | 0 | 0 | 10.22 | Illinois 2018 Statewide TRM, Section 4.6.7 | 0 | 0 | 10.22 | sq ft | 21 | 214.62
Nonequipment | Strip Curtains for Walk-ins | Walk-in cooler with strip curtains at least 0.06 inches thick covering the entire area of the doorway | Walk-in cooler without strip curtains | Commercial | New | Restaurants | FL Zone 2 | Per End Use Consumption | 3.76% | 19854.7304 | 19434.7304 | 420 | 0.021154 | 4 | 0.054455 | 0.045613 | 0 | No strip curtains | 0 | 0 | 10.22 | Illinois 2018 Statewide TRM, Section 4.6.7 | 0 | 0 | 10.22 | sq ft | 21 | 214.62
Nonequipment | Strip Curtains for Walk-ins | Walk-in cooler with strip curtains at least 0.06 inches thick covering the entire area of the doorway | Walk-in cooler without strip curtains | Commercial | New | Retail | FL Zone 2 | Per End Use Consumption | 3.76% | 19854.7304 | 19434.7304 | 420 | 0.021154 | 4 | 0.060723 | 0.016724 | 0 | No strip curtains | 0 | 0 | 10.22 | Illinois 2018 Statewide TRM, Section 4.6.7 | 0 | 0 | 10.22 | sq ft | 21 | 214.62
Nonequipment | Strip Curtains for Walk-ins | Walk-in cooler with strip curtains at least 0.06 inches thick covering the entire area of the doorway | Walk-in cooler without strip curtains | Commercial | New | Schools K-12 | FL Zone 2 | Per End Use Consumption | 3.76% | 19854.7304 | 19434.7304 | 420 | 0.021154 | 4 | 0.054455 | 0.045613 | 0 | No strip curtains | 0 | 0 | 10.22 | Illinois 2018 Statewide TRM, Section 4.6.7 | 0 | 0 | 10.22 | sq ft | 21 | 214.62
Nonequipment | Strip Curtains for Walk-ins | Walk-in cooler with strip curtains at least 0.06 inches thick covering the entire area of the doorway | Walk-in cooler without strip curtains | Commercial | New | Warehouse | FL Zone 2 | Per End Use Consumption | 0% | 19854.7304 | 19434.7304 | 420 | 0.021154 | 4 | 0.060723 | 0.016724 | 0 | No strip curtains | 0 | 0 | 10.22 | Illinois 2018 Statewide TRM, Section 4.6.7 | 0 | 0 | 10.22 | sq ft | 21 | 214.62
Nonequipment | CO Sensors for Parking Garage Exhaust | Enclosed Parking Garage Exhaust with CO Control | Constant Volume Enclosed Parking Garage Exhaust | Commercial | Existing | Assembly | FL Zone 2 | Per 3 Hp | 0% | 15091.0062 | 10110.9741 | 4980.032 | 0.33 | 15 | 0.20046 | 0.20046 | 0 | no base cost | 0 | 0 | 607 | Wisconsin Focus on Energy 2017 TRM | 0 | 0 | 607 | exhaust fan system |  | 607
Nonequipment | CO Sensors for Parking Garage Exhaust | Enclosed Parking Garage Exhaust with CO Control | Constant Volume Enclosed Parking Garage Exhaust | Commercial | Existing | College and University | FL Zone 2 | Per 3 Hp | 59.72% | 15091.0062 | 10110.9741 | 4980.032 | 0.33 | 15 | 0.20046 | 0.20046 | 0 | no base cost | 0 | 0 | 607 | Wisconsin Focus on Energy 2017 TRM | 0 | 0 | 607 | exhaust fan system |  | 607
Nonequipment | CO Sensors for Parking Garage Exhaust | Enclosed Parking Garage Exhaust with CO Control | Constant Volume Enclosed Parking Garage Exhaust | Commercial | Existing | Grocery | FL Zone 2 | Per 3 Hp | 0% | 15091.0062 | 10110.9741 | 4980.032 | 0.33 | 15 | 0.20046 | 0.20046 | 0 | no base cost | 0 | 0 | 607 | Wisconsin Focus on Energy 2017 TRM | 0 | 0 | 607 | exhaust fan system |  | 607
Nonequipment | CO Sensors for Parking Garage Exhaust | Enclosed Parking Garage Exhaust with CO Control | Constant Volume Enclosed Parking Garage Exhaust | Commercial | Existing | Healthcare | FL Zone 2 | Per 3 Hp | 59.72% | 15091.0062 | 10110.9741 | 4980.032 | 0.33 | 15 | 0.20046 | 0.20046 | 0 | no base cost | 0 | 0 | 607 | Wisconsin Focus on Energy 2017 TRM | 0 | 0 | 607 | exhaust fan system |  | 607
Nonequipment | CO Sensors for Parking Garage Exhaust | Enclosed Parking Garage Exhaust with CO Control | Constant Volume Enclosed Parking Garage Exhaust | Commercial | Existing | Hospitals | FL Zone 2 | Per 3 Hp | 59.72% | 15091.0062 | 10110.9741 | 4980.032 | 0.33 | 15 | 0.20046 | 0.20046 | 0 | no base cost | 0 | 0 | 607 | Wisconsin Focus on Energy 2017 TRM | 0 | 0 | 607 | exhaust fan system |  | 607
Nonequipment | CO Sensors for Parking Garage Exhaust | Enclosed Parking Garage Exhaust with CO Control | Constant Volume Enclosed Parking Garage Exhaust | Commercial | Existing | Institutional | FL Zone 2 | Per 3 Hp | 59.72% | 15091.0062 | 10110.9741 | 4980.032 | 0.33 | 15 | 0.20046 | 0.20046 | 0 | no base cost | 0 | 0 | 607 | Wisconsin Focus on Energy 2017 TRM | 0 | 0 | 607 | exhaust fan system |  | 607
Nonequipment | CO Sensors for Parking Garage Exhaust | Enclosed Parking Garage Exhaust with CO Control | Constant Volume Enclosed Parking Garage Exhaust | Commercial | Existing | Lodging/Hospitality | FL Zone 2 | Per 3 Hp | 0% | 15091.0062 | 10110.9741 | 4980.032 | 0.33 | 15 | 0.20046 | 0.20046 | 0 | no base cost | 0 | 0 | 607 | Wisconsin Focus on Energy 2017 TRM | 0 | 0 | 607 | exhaust fan system |  | 607
Nonequipment | CO Sensors for Parking Garage Exhaust | Enclosed Parking Garage Exhaust with CO Control | Constant Volume Enclosed Parking Garage Exhaust | Commercial | Existing | Miscellaneous | FL Zone 2 | Per 3 Hp | 0% | 15091.0062 | 10110.9741 | 4980.032 | 0.33 | 15 | 0.20046 | 0.20046 | 0 | no base cost | 0 | 0 | 607 | Wisconsin Focus on Energy 2017 TRM | 0 | 0 | 607 | exhaust fan system |  | 607
Nonequipment | CO Sensors for Parking Garage Exhaust | Enclosed Parking Garage Exhaust with CO Control | Constant Volume Enclosed Parking Garage Exhaust | Commercial | Existing | Offices | FL Zone 2 | Per 3 Hp | 59.72% | 15091.0062 | 10110.9741 | 4980.032 | 0.33 | 15 | 0.20046 | 0.20046 | 0 | no base cost | 0 | 0 | 607 | Wisconsin Focus on Energy 2017 TRM | 0 | 0 | 607 | exhaust fan system |  | 607
Nonequipment | CO Sensors for Parking Garage Exhaust | Enclosed Parking Garage Exhaust with CO Control | Constant Volume Enclosed Parking Garage Exhaust | Commercial | Existing | Restaurants | FL Zone 2 | Per 3 Hp | 0% | 15091.0062 | 10110.9741 | 4980.032 | 0.33 | 15 | 0.20046 | 0.20046 | 0 | no base cost | 0 | 0 | 607 | Wisconsin Focus on Energy 2017 TRM | 0 | 0 | 607 | exhaust fan system |  | 607
Nonequipment | CO Sensors for Parking Garage Exhaust | Enclosed Parking Garage Exhaust with CO Control | Constant Volume Enclosed Parking Garage Exhaust | Commercial | Existing | Retail | FL Zone 2 | Per 3 Hp | 59.72% | 15091.0062 | 10110.9741 | 4980.032 | 0.33 | 15 | 0.20046 | 0.20046 | 0 | no base cost | 0 | 0 | 607 | Wisconsin Focus on Energy 2017 TRM | 0 | 0 | 607 | exhaust fan system |  | 607
Nonequipment | CO Sensors for Parking Garage Exhaust | Enclosed Parking Garage Exhaust with CO Control | Constant Volume Enclosed Parking Garage Exhaust | Commercial | Existing | Schools K-12 | FL Zone 2 | Per 3 Hp | 0% | 15091.0062 | 10110.9741 | 4980.032 | 0.33 | 15 | 0.20046 | 0.20046 | 0 | no base cost | 0 | 0 | 607 | Wisconsin Focus on Energy 2017 TRM | 0 | 0 | 607 | exhaust fan system |  | 607
Nonequipment | CO Sensors for Parking Garage Exhaust | Enclosed Parking Garage Exhaust with CO Control | Constant Volume Enclosed Parking Garage Exhaust | Commercial | Existing | Warehouse | FL Zone 2 | Per 3 Hp | 0% | 15091.0062 | 10110.9741 | 4980.032 | 0.33 | 15 | 0.20046 | 0.20046 | 0 | no base cost | 0 | 0 | 607 | Wisconsin Focus on Energy 2017 TRM | 0 | 0 | 607 | exhaust fan system |  | 607
Nonequipment | CO Sensors for Parking Garage Exhaust | Enclosed Parking Garage Exhaust with CO Control | Constant Volume Enclosed Parking Garage Exhaust | Commercial | New | Assembly | FL Zone 2 | Per 3 Hp | 0% | 15091.0062 | 10110.9741 | 4980.032 | 0.33 | 15 | 0.20046 | 0.20046 | 0 | no base cost | 0 | 0 | 607 | Wisconsin Focus on Energy 2017 TRM | 0 | 0 | 607 | exhaust fan system |  | 607
Nonequipment | CO Sensors for Parking Garage Exhaust | Enclosed Parking Garage Exhaust with CO Control | Constant Volume Enclosed Parking Garage Exhaust | Commercial | New | College and University | FL Zone 2 | Per 3 Hp | 59.72% | 15091.0062 | 10110.9741 | 4980.032 | 0.33 | 15 | 0.20046 | 0.20046 | 0 | no base cost | 0 | 0 | 607 | Wisconsin Focus on Energy 2017 TRM | 0 | 0 | 607 | exhaust fan system |  | 607
Nonequipment | CO Sensors for Parking Garage Exhaust | Enclosed Parking Garage Exhaust with CO Control | Constant Volume Enclosed Parking Garage Exhaust | Commercial | New | Grocery | FL Zone 2 | Per 3 Hp | 0% | 15091.0062 | 10110.9741 | 4980.032 | 0.33 | 15 | 0.20046 | 0.20046 | 0 | no base cost | 0 | 0 | 607 | Wisconsin Focus on Energy 2017 TRM | 0 | 0 | 607 | exhaust fan system |  | 607
Nonequipment | CO Sensors for Parking Garage Exhaust | Enclosed Parking Garage Exhaust with CO Control | Constant Volume Enclosed Parking Garage Exhaust | Commercial | New | Healthcare | FL Zone 2 | Per 3 Hp | 59.72% | 15091.0062 | 10110.9741 | 4980.032 | 0.33 | 15 | 0.20046 | 0.20046 | 0 | no base cost | 0 | 0 | 607 | Wisconsin Focus on Energy 2017 TRM | 0 | 0 | 607 | exhaust fan system |  | 607
Nonequipment | CO Sensors for Parking Garage Exhaust | Enclosed Parking Garage Exhaust with CO Control | Constant Volume Enclosed Parking Garage Exhaust | Commercial | New | Hospitals | FL Zone 2 | Per 3 Hp | 59.72% | 15091.0062 | 10110.9741 | 4980.032 | 0.33 | 15 | 0.20046 | 0.20046 | 0 | no base cost | 0 | 0 | 607 | Wisconsin Focus on Energy 2017 TRM | 0 | 0 | 607 | exhaust fan system |  | 607
Nonequipment | CO Sensors for Parking Garage Exhaust | Enclosed Parking Garage Exhaust with CO Control | Constant Volume Enclosed Parking Garage Exhaust | Commercial | New | Institutional | FL Zone 2 | Per 3 Hp | 59.72% | 15091.0062 | 10110.9741 | 4980.032 | 0.33 | 15 | 0.20046 | 0.20046 | 0 | no base cost | 0 | 0 | 607 | Wisconsin Focus on Energy 2017 TRM | 0 | 0 | 607 | exhaust fan system |  | 607
Nonequipment | CO Sensors for Parking Garage Exhaust | Enclosed Parking Garage Exhaust with CO Control | Constant Volume Enclosed Parking Garage Exhaust | Commercial | New | Lodging/Hospitality | FL Zone 2 | Per 3 Hp | 0% | 15091.0062 | 10110.9741 | 4980.032 | 0.33 | 15 | 0.20046 | 0.20046 | 0 | no base cost | 0 | 0 | 607 | Wisconsin Focus on Energy 2017 TRM | 0 | 0 | 607 | exhaust fan system |  | 607
Nonequipment | CO Sensors for Parking Garage Exhaust | Enclosed Parking Garage Exhaust with CO Control | Constant Volume Enclosed Parking Garage Exhaust | Commercial | New | Miscellaneous | FL Zone 2 | Per 3 Hp | 0% | 15091.0062 | 10110.9741 | 4980.032 | 0.33 | 15 | 0.20046 | 0.20046 | 0 | no base cost | 0 | 0 | 607 | Wisconsin Focus on Energy 2017 TRM | 0 | 0 | 607 | exhaust fan system |  | 607
Nonequipment | CO Sensors for Parking Garage Exhaust | Enclosed Parking Garage Exhaust with CO Control | Constant Volume Enclosed Parking Garage Exhaust | Commercial | New | Offices | FL Zone 2 | Per 3 Hp | 59.72% | 15091.0062 | 10110.9741 | 4980.032 | 0.33 | 15 | 0.20046 | 0.20046 | 0 | no base cost | 0 | 0 | 607 | Wisconsin Focus on Energy 2017 TRM | 0 | 0 | 607 | exhaust fan system |  | 607
Nonequipment | CO Sensors for Parking Garage Exhaust | Enclosed Parking Garage Exhaust with CO Control | Constant Volume Enclosed Parking Garage Exhaust | Commercial | New | Restaurants | FL Zone 2 | Per 3 Hp | 0% | 15091.0062 | 10110.9741 | 4980.032 | 0.33 | 15 | 0.20046 | 0.20046 | 0 | no base cost | 0 | 0 | 607 | Wisconsin Focus on Energy 2017 TRM | 0 | 0 | 607 | exhaust fan system |  | 607
Nonequipment | CO Sensors for Parking Garage Exhaust | Enclosed Parking Garage Exhaust with CO Control | Constant Volume Enclosed Parking Garage Exhaust | Commercial | New | Retail | FL Zone 2 | Per 3 Hp | 59.72% | 15091.0062 | 10110.9741 | 4980.032 | 0.33 | 15 | 0.20046 | 0.20046 | 0 | no base cost | 0 | 0 | 607 | Wisconsin Focus on Energy 2017 TRM | 0 | 0 | 607 | exhaust fan system |  | 607
Nonequipment | CO Sensors for Parking Garage Exhaust | Enclosed Parking Garage Exhaust with CO Control | Constant Volume Enclosed Parking Garage Exhaust | Commercial | New | Schools K-12 | FL Zone 2 | Per 3 Hp | 0% | 15091.0062 | 10110.9741 | 4980.032 | 0.33 | 15 | 0.20046 | 0.20046 | 0 | no base cost | 0 | 0 | 607 | Wisconsin Focus on Energy 2017 TRM | 0 | 0 | 607 | exhaust fan system |  | 607
Nonequipment | CO Sensors for Parking Garage Exhaust | Enclosed Parking Garage Exhaust with CO Control | Constant Volume Enclosed Parking Garage Exhaust | Commercial | New | Warehouse | FL Zone 2 | Per 3 Hp | 0% | 15091.0062 | 10110.9741 | 4980.032 | 0.33 | 15 | 0.20046 | 0.20046 | 0 | no base cost | 0 | 0 | 607 | Wisconsin Focus on Energy 2017 TRM | 0 | 0 | 607 | exhaust fan system |  | 607
Nonequipment | Demand Controlled Ventilation | Return Air System with CO2 Sensors | Standard Return Air System, No Sensors | Commercial | Existing | Assembly | FL Zone 2 | Per End Use Consumption | 18.71% | 9357.0704 | 4678.5352 | 4678.5352 | 0.5 | 10 | 0.4871 | 2.7424 | 0 | 0 | 0 | 0 | 500 | Illinois 2018 Statewide TRM, Section 4.4.19 | 1000 | Illinois 2018 Statewide TRM, Section 4.4.19 | 1500 | zone or individual space | 1 | 1500
Nonequipment | Demand Controlled Ventilation | Return Air System with CO2 Sensors | Standard Return Air System, No Sensors | Commercial | Existing | College and University | FL Zone 2 | Per End Use Consumption | 23.39% | 55886.0882 | 27943.0441 | 27943.0441 | 0.5 | 10 | 2.9093 | 16.3792 | 0 | 0 | 0 | 0 | 500 | Illinois 2018 Statewide TRM, Section 4.4.19 | 1000 | Illinois 2018 Statewide TRM, Section 4.4.19 | 1500 | zone or individual space | 3 | 4500
Nonequipment | Demand Controlled Ventilation | Return Air System with CO2 Sensors | Standard Return Air System, No Sensors | Commercial | Existing | Grocery | FL Zone 2 | Per End Use Consumption | 23.39% | 22528.0535 | 20402.7838 | 2125.2697 | 0.094339 | 10 | 0.22127 | 1.2458 | 0 | 0 | 0 | 0 | 500 | Illinois 2018 Statewide TRM, Section 4.4.19 | 1000 | Illinois 2018 Statewide TRM, Section 4.4.19 | 1500 | zone or individual space | 1 | 1500
Nonequipment | Demand Controlled Ventilation | Return Air System with CO2 Sensors | Standard Return Air System, No Sensors | Commercial | Existing | Healthcare | FL Zone 2 | Per End Use Consumption | 23.39% | 39322.8159 | 30247.0931 | 9075.7228 | 0.2308 | 10 | 0.94492 | 5.3199 | 0 | 0 | 0 | 0 | 500 | Illinois 2018 Statewide TRM, Section 4.4.19 | 1000 | Illinois 2018 Statewide TRM, Section 4.4.19 | 1500 | zone or individual space | 1 | 1500
Nonequipment | Demand Controlled Ventilation | Return Air System with CO2 Sensors | Standard Return Air System, No Sensors | Commercial | Existing | Hospitals | FL Zone 2 | Per End Use Consumption | 23.39% | 409737.5542 | 315169.9506 | 94567.6036 | 0.2308 | 10 | 9.8459 | 55.4323 | 0 | 0 | 0 | 0 | 500 | Illinois 2018 Statewide TRM, Section 4.4.19 | 1000 | Illinois 2018 Statewide TRM, Section 4.4.19 | 1500 | zone or individual space | 7 | 10500
Nonequipment | Demand Controlled Ventilation | Return Air System with CO2 Sensors | Standard Return Air System, No Sensors | Commercial | Existing | Institutional | FL Zone 2 | Per End Use Consumption | 23.39% | 45457.5939 | 36152.0454 | 9305.5485 | 0.20471 | 10 | 0.96884 | 5.4546 | 0 | 0 | 0 | 0 | 500 | Illinois 2018 Statewide TRM, Section 4.4.19 | 1000 | Illinois 2018 Statewide TRM, Section 4.4.19 | 1500 | zone or individual space | 1 | 1500
Nonequipment | Demand Controlled Ventilation | Return Air System with CO2 Sensors | Standard Return Air System, No Sensors | Commercial | Existing | Lodging/Hospitality | FL Zone 2 | Per End Use Consumption | 23.39% | 37289.9516 | 22041.6325 | 15248.3191 | 0.40891 | 10 | 1.5876 | 8.938 | 0 | 0 | 0 | 0 | 500 | Illinois 2018 Statewide TRM, Section 4.4.19 | 1000 | Illinois 2018 Statewide TRM, Section 4.4.19 | 1500 | zone or individual space | 2 | 3000
Nonequipment | Demand Controlled Ventilation | Return Air System with CO2 Sensors | Standard Return Air System, No Sensors | Commercial | Existing | Miscellaneous | FL Zone 2 | Per End Use Consumption | 23.39% | 433378.3365 | 419545.6656 | 13832.6709 | 0.031918 | 10 | 1.4402 | 8.1082 | 0 | 0 | 0 | 0 | 500 | Illinois 2018 Statewide TRM, Section 4.4.19 | 1000 | Illinois 2018 Statewide TRM, Section 4.4.19 | 1500 | zone or individual space | 2 | 3000
Nonequipment | Demand Controlled Ventilation | Return Air System with CO2 Sensors | Standard Return Air System, No Sensors | Commercial | Existing | Offices | FL Zone 2 | Per End Use Consumption | 23.39% | 32395.1974 | 25148.8635 | 7246.3338 | 0.22369 | 10 | 0.75445 | 4.2476 | 0 | 0 | 0 | 0 | 500 | Illinois 2018 Statewide TRM, Section 4.4.19 | 1000 | Illinois 2018 Statewide TRM, Section 4.4.19 | 1500 | zone or individual space | 1 | 1500
Nonequipment | Demand Controlled Ventilation | Return Air System with CO2 Sensors | Standard Return Air System, No Sensors | Commercial | Existing | Restaurants | FL Zone 2 | Per End Use Consumption | 23.39% | 23474.3693 | 21183.0669 | 2291.3025 | 0.097609 | 10 | 0.23856 | 1.3431 | 0 | 0 | 0 | 0 | 500 | Illinois 2018 Statewide TRM, Section 4.4.19 | 1000 | Illinois 2018 Statewide TRM, Section 4.4.19 | 1500 | zone or individual space | 1 | 1500
Nonequipment | Demand Controlled Ventilation | Return Air System with CO2 Sensors | Standard Return Air System, No Sensors | Commercial | Existing | Retail | FL Zone 2 | Per End Use Consumption | 23.39% | 10253.0329 | 5126.5164 | 5126.5164 | 0.5 | 10 | 0.53375 | 3.005 | 0 | 0 | 0 | 0 | 500 | Illinois 2018 Statewide TRM, Section 4.4.19 | 1000 | Illinois 2018 Statewide TRM, Section 4.4.19 | 1500 | zone or individual space | 1 | 1500
Nonequipment | Demand Controlled Ventilation | Return Air System with CO2 Sensors | Standard Return Air System, No Sensors | Commercial | Existing | Schools K-12 | FL Zone 2 | Per End Use Consumption | 23.39% | 38316.5419 | 19158.2709 | 19158.2709 | 0.5 | 10 | 1.9947 | 11.2299 | 0 | 0 | 0 | 0 | 500 | Illinois 2018 Statewide TRM, Section 4.4.19 | 1000 | Illinois 2018 Statewide TRM, Section 4.4.19 | 1500 | zone or individual space | 2 | 3000
Nonequipment | Demand Controlled Ventilation | Return Air System with CO2 Sensors | Standard Return Air System, No Sensors | Commercial | Existing | Warehouse | FL Zone 2 | Per End Use Consumption | 23.39% | 3806.38 | 1903.19 | 1903.19 | 0.5 | 10 | 0.19815 | 1.1156 | 0 | 0 | 0 | 0 | 500 | Illinois 2018 Statewide TRM, Section 4.4.19 | 1000 | Illinois 2018 Statewide TRM, Section 4.4.19 | 1500 | zone or individual space | 1 | 1500
Nonequipment | Demand Controlled Ventilation | Return Air System with CO2 Sensors | Standard Return Air System, No Sensors | Commercial | New | Assembly | FL Zone 2 | Per End Use Consumption | 17.54% | 9357.0704 | 4678.5352 | 4678.5352 | 0.5 | 10 | 0.4871 | 2.7424 | 0 | 0 | 0 | 0 | 500 | Illinois 2018 Statewide TRM, Section 4.4.19 | 1000 | Illinois 2018 Statewide TRM, Section 4.4.19 | 1500 | zone or individual space | 1 | 1500
Nonequipment | Demand Controlled Ventilation | Return Air System with CO2 Sensors | Standard Return Air System, No Sensors | Commercial | New | College and University | FL Zone 2 | Per End Use Consumption | 23.39% | 55886.0882 | 27943.0441 | 27943.0441 | 0.5 | 10 | 2.9093 | 16.3792 | 0 | 0 | 0 | 0 | 500 | Illinois 2018 Statewide TRM, Section 4.4.19 | 1000 | Illinois 2018 Statewide TRM, Section 4.4.19 | 1500 | zone or individual space | 3 | 4500
Nonequipment | Demand Controlled Ventilation | Return Air System with CO2 Sensors | Standard Return Air System, No Sensors | Commercial | New | Grocery | FL Zone 2 | Per End Use Consumption | 23.39% | 22528.0535 | 20402.7838 | 2125.2697 | 0.094339 | 10 | 0.22127 | 1.2458 | 0 | 0 | 0 | 0 | 500 | Illinois 2018 Statewide TRM, Section 4.4.19 | 1000 | Illinois 2018 Statewide TRM, Section 4.4.19 | 1500 | zone or individual space | 1 | 1500
Nonequipment | Demand Controlled Ventilation | Return Air System with CO2 Sensors | Standard Return Air System, No Sensors | Commercial | New | Healthcare | FL Zone 2 | Per End Use Consumption | 23.39% | 39322.8159 | 30247.0931 | 9075.7228 | 0.2308 | 10 | 0.94492 | 5.3199 | 0 | 0 | 0 | 0 | 500 | Illinois 2018 Statewide TRM, Section 4.4.19 | 1000 | Illinois 2018 Statewide TRM, Section 4.4.19 | 1500 | zone or individual space | 1 | 1500
Nonequipment | Demand Controlled Ventilation | Return Air System with CO2 Sensors | Standard Return Air System, No Sensors | Commercial | New | Hospitals | FL Zone 2 | Per End Use Consumption | 17.54% | 409737.5542 | 315169.9506 | 94567.6036 | 0.2308 | 10 | 9.8459 | 55.4323 | 0 | 0 | 0 | 0 | 500 | Illinois 2018 Statewide TRM, Section 4.4.19 | 1000 | Illinois 2018 Statewide TRM, Section 4.4.19 | 1500 | zone or individual space | 7 | 10500
Nonequipment | Demand Controlled Ventilation | Return Air System with CO2 Sensors | Standard Return Air System, No Sensors | Commercial | New | Institutional | FL Zone 2 | Per End Use Consumption | 17.54% | 45457.5939 | 36152.0454 | 9305.5485 | 0.20471 | 10 | 0.96884 | 5.4546 | 0 | 0 | 0 | 0 | 500 | Illinois 2018 Statewide TRM, Section 4.4.19 | 1000 | Illinois 2018 Statewide TRM, Section 4.4.19 | 1500 | zone or individual space | 1 | 1500
Nonequipment | Demand Controlled Ventilation | Return Air System with CO2 Sensors | Standard Return Air System, No Sensors | Commercial | New | Lodging/Hospitality | FL Zone 2 | Per End Use Consumption | 23.39% | 37289.9516 | 22041.6325 | 15248.3191 | 0.40891 | 10 | 1.5876 | 8.938 | 0 | 0 | 0 | 0 | 500 | Illinois 2018 Statewide TRM, Section 4.4.19 | 1000 | Illinois 2018 Statewide TRM, Section 4.4.19 | 1500 | zone or individual space | 2 | 3000
Nonequipment | Demand Controlled Ventilation | Return Air System with CO2 Sensors | Standard Return Air System, No Sensors | Commercial | New | Miscellaneous | FL Zone 2 | Per End Use Consumption | 23.39% | 433378.3365 | 419545.6656 | 13832.6709 | 0.031918 | 10 | 1.4402 | 8.1082 | 0 | 0 | 0 | 0 | 500 | Illinois 2018 Statewide TRM, Section 4.4.19 | 1000 | Illinois 2018 Statewide TRM, Section 4.4.19 | 1500 | zone or individual space | 2 | 3000
Nonequipment | Demand Controlled Ventilation | Return Air System with CO2 Sensors | Standard Return Air System, No Sensors | Commercial | New | Offices | FL Zone 2 | Per End Use Consumption | 17.54% | 32395.1974 | 25148.8635 | 7246.3338 | 0.22369 | 10 | 0.75445 | 4.2476 | 0 | 0 | 0 | 0 | 500 | Illinois 2018 Statewide TRM, Section 4.4.19 | 1000 | Illinois 2018 Statewide TRM, Section 4.4.19 | 1500 | zone or individual space | 1 | 1500
Nonequipment | Demand Controlled Ventilation | Return Air System with CO2 Sensors | Standard Return Air System, No Sensors | Commercial | New | Restaurants | FL Zone 2 | Per End Use Consumption | 23.39% | 23474.3693 | 21183.0669 | 2291.3025 | 0.097609 | 10 | 0.23856 | 1.3431 | 0 | 0 | 0 | 0 | 500 | Illinois 2018 Statewide TRM, Section 4.4.19 | 1000 | Illinois 2018 Statewide TRM, Section 4.4.19 | 1500 | zone or individual space | 1 | 1500
Nonequipment | Demand Controlled Ventilation | Return Air System with CO2 Sensors | Standard Return Air System, No Sensors | Commercial | New | Retail | FL Zone 2 | Per End Use Consumption | 23.39% | 10253.0329 | 5126.5164 | 5126.5164 | 0.5 | 10 | 0.53375 | 3.005 | 0 | 0 | 0 | 0 | 500 | Illinois 2018 Statewide TRM, Section 4.4.19 | 1000 | Illinois 2018 Statewide TRM, Section 4.4.19 | 1500 | zone or individual space | 1 | 1500
Nonequipment | Demand Controlled Ventilation | Return Air System with CO2 Sensors | Standard Return Air System, No Sensors | Commercial | New | Schools K-12 | FL Zone 2 | Per End Use Consumption | 23.39% | 38316.5419 | 19158.2709 | 19158.2709 | 0.5 | 10 | 1.9947 | 11.2299 | 0 | 0 | 0 | 0 | 500 | Illinois 2018 Statewide TRM, Section 4.4.19 | 1000 | Illinois 2018 Statewide TRM, Section 4.4.19 | 1500 | zone or individual space | 2 | 3000
Nonequipment | Demand Controlled Ventilation | Return Air System with CO2 Sensors | Standard Return Air System, No Sensors | Commercial | New | Warehouse | FL Zone 2 | Per End Use Consumption | 23.39% | 3806.38 | 1903.19 | 1903.19 | 0.5 | 10 | 0.19815 | 1.1156 | 0 | 0 | 0 | 0 | 500 | Illinois 2018 Statewide TRM, Section 4.4.19 | 1000 | Illinois 2018 Statewide TRM, Section 4.4.19 | 1500 | zone or individual space | 1 | 1500
Nonequipment | VAV System | Variable Air Volume Distribution System | Constant Air Volume Distribution System | Commercial | Existing | Assembly | FL Zone 2 | Per End Use Consumption | 0% | 232491.5231 | 162744.0662 | 69747.4569 | 0.3 | 10 | 19.8511 | 20.1456 | 0 | 0 | 0 | 0 | 0.26156 | Mid-Atlantic TRC, v7.0, 2017, VFD for HVAC, average cost per hp for 10hp motor, assume 1 hp per 1,250 CFM & 1 cfm/sq ft | 0 | 0 | 0.26156 | sq ft | 19267.2533 | 5039.4571
Nonequipment | VAV System | Variable Air Volume Distribution System | Constant Air Volume Distribution System | Commercial | Existing | College and University | FL Zone 2 | Per End Use Consumption | 14.18% | 916260.7327 | 641382.5129 | 274878.2198 | 0.3 | 10 | 78.2342 | 79.3948 | 0 | 0 | 0 | 0 | 0.26156 | Mid-Atlantic TRC, v7.0, 2017, VFD for HVAC, average cost per hp for 10hp motor, assume 1 hp per 1,250 CFM & 1 cfm/sq ft | 0 | 0 | 0.26156 | sq ft | 75933.2099 | 19860.7529
Nonequipment | VAV System | Variable Air Volume Distribution System | Constant Air Volume Distribution System | Commercial | Existing | Grocery | FL Zone 2 | Per End Use Consumption | 0% | 56854.4746 | 39798.1322 | 17056.3424 | 0.3 | 10 | 4.8545 | 4.9265 | 0 | 0 | 0 | 0 | 0.26156 | Mid-Atlantic TRC, v7.0, 2017, VFD for HVAC, average cost per hp for 10hp motor, assume 1 hp per 1,250 CFM & 1 cfm/sq ft | 0 | 0 | 0.26156 | sq ft | 4711.6968 | 1232.3705
Nonequipment | VAV System | Variable Air Volume Distribution System | Constant Air Volume Distribution System | Commercial | Existing | Healthcare | FL Zone 2 | Per End Use Consumption | 14.18% | 242790.5708 | 169953.3995 | 72837.1712 | 0.3 | 10 | 20.7305 | 21.038 | 0 | 0 | 0 | 0 | 0.26156 | Mid-Atlantic TRC, v7.0, 2017, VFD for HVAC, average cost per hp for 10hp motor, assume 1 hp per 1,250 CFM & 1 cfm/sq ft | 0 | 0 | 0.26156 | sq ft | 20120.7655 | 5262.698
Nonequipment | VAV System | Variable Air Volume Distribution System | Constant Air Volume Distribution System | Commercial | Existing | Hospitals | FL Zone 2 | Per End Use Consumption | 10.64% | 2529839.5464 | 1770887.6825 | 758951.8639 | 0.3 | 10 | 216.0084 | 219.2128 | 0 | 0 | 0 | 0 | 0.26156 | Mid-Atlantic TRC, v7.0, 2017, VFD for HVAC, average cost per hp for 10hp motor, assume 1 hp per 1,250 CFM & 1 cfm/sq ft | 0 | 0 | 0.26156 | sq ft | 209655.211 | 54836.4852
Nonequipment | VAV System | Variable Air Volume Distribution System | Constant Air Volume Distribution System | Commercial | Existing | Institutional | FL Zone 2 | Per End Use Consumption | 10.64% | 248938.7869 | 174257.1508 | 74681.6361 | 0.3 | 10 | 21.2554 | 21.5708 | 0 | 0 | 0 | 0 | 0.26156 | Mid-Atlantic TRC, v7.0, 2017, VFD for HVAC, average cost per hp for 10hp motor, assume 1 hp per 1,250 CFM & 1 cfm/sq ft | 0 | 0 | 0.26156 | sq ft | 20630.2862 | 5395.966
Nonequipment | VAV System | Variable Air Volume Distribution System | Constant Air Volume Distribution System | Commercial | Existing | Lodging/Hospitality | FL Zone 2 | Per End Use Consumption | 0% | 407917.7131 | 285542.3992 | 122375.3139 | 0.3 | 10 | 34.8297 | 35.3464 | 0 | 0 | 0 | 0 | 0.26156 | Mid-Atlantic TRC, v7.0, 2017, VFD for HVAC, average cost per hp for 10hp motor, assume 1 hp per 1,250 CFM & 1 cfm/sq ft | 0 | 0 | 0.26156 | sq ft | 33805.3353 | 8841.9733
Nonequipment | VAV System | Variable Air Volume Distribution System | Constant Air Volume Distribution System | Commercial | Existing | Miscellaneous | FL Zone 2 | Per End Use Consumption | 0% | 370046.7872 | 259032.751 | 111014.0362 | 0.3 | 10 | 31.5962 | 32.0649 | 0 | 0 | 0 | 0 | 0.26156 | Mid-Atlantic TRC, v7.0, 2017, VFD for HVAC, average cost per hp for 10hp motor, assume 1 hp per 1,250 CFM & 1 cfm/sq ft | 0 | 0 | 0.26156 | sq ft | 30666.8608 | 8021.0878
Nonequipment | VAV System | Variable Air Volume Distribution System | Constant Air Volume Distribution System | Commercial | Existing | Offices | FL Zone 2 | Per End Use Consumption | 10.64% | 193851.3953 | 135695.9767 | 58155.4186 | 0.3 | 10 | 16.5519 | 16.7974 | 0 | 0 | 0 | 0 | 0.26156 | Mid-Atlantic TRC, v7.0, 2017, VFD for HVAC, average cost per hp for 10hp motor, assume 1 hp per 1,250 CFM & 1 cfm/sq ft | 0 | 0 | 0.26156 | sq ft | 16065.0328 | 4201.8986
Nonequipment | VAV System | Variable Air Volume Distribution System | Constant Air Volume Distribution System | Commercial | Existing | Restaurants | FL Zone 2 | Per End Use Consumption | 0% | 61296.1247 | 42907.2873 | 18388.8374 | 0.3 | 10 | 5.2337 | 5.3114 | 0 | 0 | 0 | 0 | 0.26156 | Mid-Atlantic TRC, v7.0, 2017, VFD for HVAC, average cost per hp for 10hp motor, assume 1 hp per 1,250 CFM & 1 cfm/sq ft | 0 | 0 | 0.26156 | sq ft | 5079.7893 | 1328.6471
Nonequipment | VAV System | Variable Air Volume Distribution System | Constant Air Volume Distribution System | Commercial | Existing | Retail | FL Zone 2 | Per End Use Consumption | 0% | 138089.0745 | 96662.3522 | 41426.7224 | 0.3 | 10 | 11.7906 | 11.9655 | 0 | 0 | 0 | 0 | 0.26156 | Mid-Atlantic TRC, v7.0, 2017, VFD for HVAC, average cost per hp for 10hp motor, assume 1 hp per 1,250 CFM & 1 cfm/sq ft | 0 | 0 | 0.26156 | sq ft | 11443.846 | 2993.2015
Nonequipment | VAV System | Variable Air Volume Distribution System | Constant Air Volume Distribution System | Commercial | Existing | Schools K-12 | FL Zone 2 | Per End Use Consumption | 14.18% | 628205.4064 | 439743.7845 | 188461.6219 | 0.3 | 10 | 53.6388 | 54.4345 | 0 | 0 | 0 | 0 | 0.26156 | Mid-Atlantic TRC, v7.0, 2017, VFD for HVAC, average cost per hp for 10hp motor, assume 1 hp per 1,250 CFM & 1 cfm/sq ft | 0 | 0 | 0.26156 | sq ft | 52061.2215 | 13616.9017
Nonequipment | VAV System | Variable Air Volume Distribution System | Constant Air Volume Distribution System | Commercial | Existing | Warehouse | FL Zone 2 | Per End Use Consumption | 0% | 193838.8423 | 135687.1896 | 58151.6527 | 0.3 | 10 | 16.5508 | 16.7963 | 0 | 0 | 0 | 0 | 0.26156 | Mid-Atlantic TRC, v7.0, 2017, VFD for HVAC, average cost per hp for 10hp motor, assume 1 hp per 1,250 CFM & 1 cfm/sq ft | 0 | 0 | 0.26156 | sq ft | 16063.9925 | 4201.6265
Nonequipment | VAV System | Variable Air Volume Distribution System | Constant Air Volume Distribution System | Commercial | New | Assembly | FL Zone 2 | Per End Use Consumption | 0% | 232491.5231 | 162744.0662 | 69747.4569 | 0.3 | 10 | 19.8511 | 20.1456 | 0 | 0 | 0 | 0 | 0.26156 | Mid-Atlantic TRC, v7.0, 2017, VFD for HVAC, average cost per hp for 10hp motor, assume 1 hp per 1,250 CFM & 1 cfm/sq ft | 0 | 0 | 0.26156 | sq ft | 19267.2533 | 5039.4571
Nonequipment | VAV System | Variable Air Volume Distribution System | Constant Air Volume Distribution System | Commercial | New | College and University | FL Zone 2 | Per End Use Consumption | 14.18% | 916260.7327 | 641382.5129 | 274878.2198 | 0.3 | 10 | 78.2342 | 79.3948 | 0 | 0 | 0 | 0 | 0.26156 | Mid-Atlantic TRC, v7.0, 2017, VFD for HVAC, average cost per hp for 10hp motor, assume 1 hp per 1,250 CFM & 1 cfm/sq ft | 0 | 0 | 0.26156 | sq ft | 75933.2099 | 19860.7529
Nonequipment | VAV System | Variable Air Volume Distribution System | Constant Air Volume Distribution System | Commercial | New | Grocery | FL Zone 2 | Per End Use Consumption | 0% | 56854.4746 | 39798.1322 | 17056.3424 | 0.3 | 10 | 4.8545 | 4.9265 | 0 | 0 | 0 | 0 | 0.26156 | Mid-Atlantic TRC, v7.0, 2017, VFD for HVAC, average cost per hp for 10hp motor, assume 1 hp per 1,250 CFM & 1 cfm/sq ft | 0 | 0 | 0.26156 | sq ft | 4711.6968 | 1232.3705
Nonequipment | VAV System | Variable Air Volume Distribution System | Constant Air Volume Distribution System | Commercial | New | Healthcare | FL Zone 2 | Per End Use Consumption | 14.18% | 242790.5708 | 169953.3995 | 72837.1712 | 0.3 | 10 | 20.7305 | 21.038 | 0 | 0 | 0 | 0 | 0.26156 | Mid-Atlantic TRC, v7.0, 2017, VFD for HVAC, average cost per hp for 10hp motor, assume 1 hp per 1,250 CFM & 1 cfm/sq ft | 0 | 0 | 0.26156 | sq ft | 20120.7655 | 5262.698
Nonequipment | VAV System | Variable Air Volume Distribution System | Constant Air Volume Distribution System | Commercial | New | Hospitals | FL Zone 2 | Per End Use Consumption | 15.96% | 2529839.5464 | 1770887.6825 | 758951.8639 | 0.3 | 10 | 216.0084 | 219.2128 | 0 | 0 | 0 | 0 | 0.26156 | Mid-Atlantic TRC, v7.0, 2017, VFD for HVAC, average cost per hp for 10hp motor, assume 1 hp per 1,250 CFM & 1 cfm/sq ft | 0 | 0 | 0.26156 | sq ft | 209655.211 | 54836.4852
Nonequipment | VAV System | Variable Air Volume Distribution System | Constant Air Volume Distribution System | Commercial | New | Institutional | FL Zone 2 | Per End Use Consumption | 15.96% | 248938.7869 | 174257.1508 | 74681.6361 | 0.3 | 10 | 21.2554 | 21.5708 | 0 | 0 | 0 | 0 | 0.26156 | Mid-Atlantic TRC, v7.0, 2017, VFD for HVAC, average cost per hp for 10hp motor, assume 1 hp per 1,250 CFM & 1 cfm/sq ft | 0 | 0 | 0.26156 | sq ft | 20630.2862 | 5395.966
Nonequipment | VAV System | Variable Air Volume Distribution System | Constant Air Volume Distribution System | Commercial | New | Lodging/Hospitality | FL Zone 2 | Per End Use Consumption | 0% | 407917.7131 | 285542.3992 | 122375.3139 | 0.3 | 10 | 34.8297 | 35.3464 | 0 | 0 | 0 | 0 | 0.26156 | Mid-Atlantic TRC, v7.0, 2017, VFD for HVAC, average cost per hp for 10hp motor, assume 1 hp per 1,250 CFM & 1 cfm/sq ft | 0 | 0 | 0.26156 | sq ft | 33805.3353 | 8841.9733
Nonequipment | VAV System | Variable Air Volume Distribution System | Constant Air Volume Distribution System | Commercial | New | Miscellaneous | FL Zone 2 | Per End Use Consumption | 0% | 370046.7872 | 259032.751 | 111014.0362 | 0.3 | 10 | 31.5962 | 32.0649 | 0 | 0 | 0 | 0 | 0.26156 | Mid-Atlantic TRC, v7.0, 2017, VFD for HVAC, average cost per hp for 10hp motor, assume 1 hp per 1,250 CFM & 1 cfm/sq ft | 0 | 0 | 0.26156 | sq ft | 30666.8608 | 8021.0878
Nonequipment | VAV System | Variable Air Volume Distribution System | Constant Air Volume Distribution System | Commercial | New | Offices | FL Zone 2 | Per End Use Consumption | 15.96% | 193851.3953 | 135695.9767 | 58155.4186 | 0.3 | 10 | 16.5519 | 16.7974 | 0 | 0 | 0 | 0 | 0.26156 | Mid-Atlantic TRC, v7.0, 2017, VFD for HVAC, average cost per hp for 10hp motor, assume 1 hp per 1,250 CFM & 1 cfm/sq ft | 0 | 0 | 0.26156 | sq ft | 16065.0328 | 4201.8986
Nonequipment | VAV System | Variable Air Volume Distribution System | Constant Air Volume Distribution System | Commercial | New | Restaurants | FL Zone 2 | Per End Use Consumption | 0% | 61296.1247 | 42907.2873 | 18388.8374 | 0.3 | 10 | 5.2337 | 5.3114 | 0 | 0 | 0 | 0 | 0.26156 | Mid-Atlantic TRC, v7.0, 2017, VFD for HVAC, average cost per hp for 10hp motor, assume 1 hp per 1,250 CFM & 1 cfm/sq ft | 0 | 0 | 0.26156 | sq ft | 5079.7893 | 1328.6471
Nonequipment | VAV System | Variable Air Volume Distribution System | Constant Air Volume Distribution System | Commercial | New | Retail | FL Zone 2 | Per End Use Consumption | 0% | 138089.0745 | 96662.3522 | 41426.7224 | 0.3 | 10 | 11.7906 | 11.9655 | 0 | 0 | 0 | 0 | 0.26156 | Mid-Atlantic TRC, v7.0, 2017, VFD for HVAC, average cost per hp for 10hp motor, assume 1 hp per 1,250 CFM & 1 cfm/sq ft | 0 | 0 | 0.26156 | sq ft | 11443.846 | 2993.2015
Nonequipment | VAV System | Variable Air Volume Distribution System | Constant Air Volume Distribution System | Commercial | New | Schools K-12 | FL Zone 2 | Per End Use Consumption | 14.18% | 628205.4064 | 439743.7845 | 188461.6219 | 0.3 | 10 | 53.6388 | 54.4345 | 0 | 0 | 0 | 0 | 0.26156 | Mid-Atlantic TRC, v7.0, 2017, VFD for HVAC, average cost per hp for 10hp motor, assume 1 hp per 1,250 CFM & 1 cfm/sq ft | 0 | 0 | 0.26156 | sq ft | 52061.2215 | 13616.9017
Nonequipment | VAV System | Variable Air Volume Distribution System | Constant Air Volume Distribution System | Commercial | New | Warehouse | FL Zone 2 | Per End Use Consumption | 0% | 193838.8423 | 135687.1896 | 58151.6527 | 0.3 | 10 | 16.5508 | 16.7963 | 0 | 0 | 0 | 0 | 0.26156 | Mid-Atlantic TRC, v7.0, 2017, VFD for HVAC, average cost per hp for 10hp motor, assume 1 hp per 1,250 CFM & 1 cfm/sq ft | 0 | 0 | 0.26156 | sq ft | 16063.9925 | 4201.6265
Nonequipment | Retro-Commissioning | Perform facility retro-commissioning | Comparable facility, no retro-commissioning | Commercial | Existing | Assembly | FL Zone 2 | Per end use consumption | 0.21989 | 121290.27 | 101883.84 | 19406.44 | 0.16 | 5 | 3.2444 | 10.0589 | 0 | 0 | 0 | 0 | 0.3 | Lawrence Berkeley National Laboratory: A Golden Opportunity for Reducing Energy Costs and Greenhouse Gas Emissions. July, 2009. | 0 | 0 | 0.3 | sq ft | 19267.2533 | 5780.176
Nonequipment | Retro-Commissioning | Perform facility retro-commissioning | Comparable facility, no retro-commissioning | Commercial | Existing | College and University | FL Zone 2 | Per end use consumption | 0.21989 | 724419.02 | 608511.96 | 115907.03 | 0.16 | 5 | 48.8723 | 0.56148 | 0 | 0 | 0 | 0 | 0.3 | Lawrence Berkeley National Laboratory: A Golden Opportunity for Reducing Energy Costs and Greenhouse Gas Emissions. July, 2009. | 0 | 0 | 0.3 | sq ft | 75933.2099 | 22779.963
Nonequipment | Retro-Commissioning | Perform facility retro-commissioning | Comparable facility, no retro-commissioning | Commercial | Existing | Grocery | FL Zone 2 | Per end use consumption | 0.21989 | 292018.12 | 245295.21 | 46722.91 | 0.16 | 5 | 14.4255 | 27.951 | 0 | 0 | 0 | 0 | 0.3 | Lawrence Berkeley National Laboratory: A Golden Opportunity for Reducing Energy Costs and Greenhouse Gas Emissions. July, 2009. | 0 | 0 | 0.3 | sq ft | 4711.6968 | 1413.509
Nonequipment | Retro-Commissioning | Perform facility retro-commissioning | Comparable facility, no retro-commissioning | Commercial | Existing | Healthcare | FL Zone 2 | Per end use consumption | 0.21989 | 509718.9 | 428163.89 | 81555.02 | 0.16 | 5 | 13.6345 | 42.2724 | 0 | 0 | 0 | 0 | 0.3 | Lawrence Berkeley National Laboratory: A Golden Opportunity for Reducing Energy Costs and Greenhouse Gas Emissions. July, 2009. | 0 | 0 | 0.3 | sq ft | 20120.7655 | 6036.2297
Nonequipment | Retro-Commissioning | Perform facility retro-commissioning | Comparable facility, no retro-commissioning | Commercial | Existing | Hospitals | FL Zone 2 | Per end use consumption | 0.21989 | 5311190.8 | 4461400.3 | 849790.53 | 0.16 | 5 | 358.3151 | 4.1166 | 0 | 0 | 0 | 0 | 0.3 | Lawrence Berkeley National Laboratory: A Golden Opportunity for Reducing Energy Costs and Greenhouse Gas Emissions. July, 2009. | 0 | 0 | 0.3 | sq ft | 209655.211 | 62896.5633
Nonequipment | Retro-Commissioning | Perform facility retro-commissioning | Comparable facility, no retro-commissioning | Commercial | Existing | Institutional | FL Zone 2 | Per end use consumption | 0.21989 | 589240.49 | 494962.01 | 94278.48 | 0.16 | 5 | 15.7616 | 48.8673 | 0 | 0 | 0 | 0 | 0.3 | Lawrence Berkeley National Laboratory: A Golden Opportunity for Reducing Energy Costs and Greenhouse Gas Emissions. July, 2009. | 0 | 0 | 0.3 | sq ft | 20630.2862 | 6189.0859
Nonequipment | Retro-Commissioning | Perform facility retro-commissioning | Comparable facility, no retro-commissioning | Commercial | Existing | Lodging/Hospitality | FL Zone 2 | Per end use consumption | 0.21989 | 483368.07 | 406029.18 | 77338.89 | 0.16 | 5 | 23.8781 | 46.2663 | 0 | 0 | 0 | 0 | 0.3 | Lawrence Berkeley National Laboratory: A Golden Opportunity for Reducing Energy Costs and Greenhouse Gas Emissions. July, 2009. | 0 | 0 | 0.3 | sq ft | 33805.3353 | 10141.6006
Nonequipment | Retro-Commissioning | Perform facility retro-commissioning | Comparable facility, no retro-commissioning | Commercial | Existing | Miscellaneous | FL Zone 2 | Per end use consumption | 0.21989 | 5617632.7 | 4718811.46 | 898821.23 | 0.16 | 5 | 150.2665 | 465.8856 | 0 | 0 | 0 | 0 | 0.3 | Lawrence Berkeley National Laboratory: A Golden Opportunity for Reducing Energy Costs and Greenhouse Gas Emissions. July, 2009. | 0 | 0 | 0.3 | sq ft | 287978.9262 | 86393.6779
Nonequipment | Retro-Commissioning | Perform facility retro-commissioning | Comparable facility, no retro-commissioning | Commercial | Existing | Offices | FL Zone 2 | Per end use consumption | 0.21989 | 419920.21 | 352732.98 | 67187.23 | 0.16 | 5 | 11.2325 | 34.8251 | 0 | 0 | 0 | 0 | 0.3 | Lawrence Berkeley National Laboratory: A Golden Opportunity for Reducing Energy Costs and Greenhouse Gas Emissions. July, 2009. | 0 | 0 | 0.3 | sq ft | 16065.0328 | 4819.5098
Nonequipment | Retro-Commissioning | Perform facility retro-commissioning | Comparable facility, no retro-commissioning | Commercial | Existing | Restaurants | FL Zone 2 | Per end use consumption | 0.21989 | 304284.68 | 255599.11 | 48685.54 | 0.16 | 5 | 15.0315 | 29.1251 | 0 | 0 | 0 | 0 | 0.3 | Lawrence Berkeley National Laboratory: A Golden Opportunity for Reducing Energy Costs and Greenhouse Gas Emissions. July, 2009. | 0 | 0 | 0.3 | sq ft | 5079.7893 | 1523.9368
Nonequipment | Retro-Commissioning | Perform facility retro-commissioning | Comparable facility, no retro-commissioning | Commercial | Existing | Retail | FL Zone 2 | Per end use consumption | 0.21989 | 132904.13 | 111639.48 | 21264.66 | 0.16 | 5 | 6.5654 | 12.7211 | 0 | 0 | 0 | 0 | 0.3 | Lawrence Berkeley National Laboratory: A Golden Opportunity for Reducing Energy Costs and Greenhouse Gas Emissions. July, 2009. | 0 | 0 | 0.3 | sq ft | 11443.846 | 3433.1538
Nonequipment | Retro-Commissioning | Perform facility retro-commissioning | Comparable facility, no retro-commissioning | Commercial | Existing | Schools K-12 | FL Zone 2 | Per end use consumption | 0.21989 | 496675.16 | 417207.15 | 79468.03 | 0.16 | 5 | 13.2856 | 41.1906 | 0 | 0 | 0 | 0 | 0.3 | Lawrence Berkeley National Laboratory: A Golden Opportunity for Reducing Energy Costs and Greenhouse Gas Emissions. July, 2009. | 0 | 0 | 0.3 | sq ft | 52061.2215 | 15618.3665
Nonequipment | Retro-Commissioning | Perform facility retro-commissioning | Comparable facility, no retro-commissioning | Commercial | Existing | Warehouse | FL Zone 2 | Per end use consumption | 0.21989 | 49339.91 | 41445.53 | 7894.4 | 0.16 | 5 | 1.3198 | 4.0919 | 0 | 0 | 0 | 0 | 0.3 | Lawrence Berkeley National Laboratory: A Golden Opportunity for Reducing Energy Costs and Greenhouse Gas Emissions. July, 2009. | 0 | 0 | 0.3 | sq ft | 16063.9925 | 4819.1977
Nonequipment | Retro-Commissioning | Perform facility retro-commissioning | N/A - Retrofit Only | Commercial | New | Assembly | FL Zone 2 | Per end use consumption | 0 | 121290.27 | 101883.84 | 19406.44 | 0.16 | 5 | 3.2444 | 10.0589 | 0 | 0 | 0 | 0 | 0.3 | Lawrence Berkeley National Laboratory: A Golden Opportunity for Reducing Energy Costs and Greenhouse Gas Emissions. July, 2009. | 0 | 0 | 0.3 | sq ft | 19267.2533 | 5780.176
Nonequipment | Retro-Commissioning | Perform facility retro-commissioning | N/A - Retrofit Only | Commercial | New | College and University | FL Zone 2 | Per end use consumption | 0 | 724419.02 | 608511.96 | 115907.03 | 0.16 | 5 | 48.8723 | 0.56148 | 0 | 0 | 0 | 0 | 0.3 | Lawrence Berkeley National Laboratory: A Golden Opportunity for Reducing Energy Costs and Greenhouse Gas Emissions. July, 2009. | 0 | 0 | 0.3 | sq ft | 75933.2099 | 22779.963
Nonequipment | Retro-Commissioning | Perform facility retro-commissioning | N/A - Retrofit Only | Commercial | New | Grocery | FL Zone 2 | Per end use consumption | 0 | 292018.12 | 245295.21 | 46722.91 | 0.16 | 5 | 14.4255 | 27.951 | 0 | 0 | 0 | 0 | 0.3 | Lawrence Berkeley National Laboratory: A Golden Opportunity for Reducing Energy Costs and Greenhouse Gas Emissions. July, 2009. | 0 | 0 | 0.3 | sq ft | 4711.6968 | 1413.509
Nonequipment | Retro-Commissioning | Perform facility retro-commissioning | N/A - Retrofit Only | Commercial | New | Healthcare | FL Zone 2 | Per end use consumption | 0 | 509718.9 | 428163.89 | 81555.02 | 0.16 | 5 | 13.6345 | 42.2724 | 0 | 0 | 0 | 0 | 0.3 | Lawrence Berkeley National Laboratory: A Golden Opportunity for Reducing Energy Costs and Greenhouse Gas Emissions. July, 2009. | 0 | 0 | 0.3 | sq ft | 20120.7655 | 6036.2297
Nonequipment | Retro-Commissioning | Perform facility retro-commissioning | N/A - Retrofit Only | Commercial | New | Hospitals | FL Zone 2 | Per end use consumption | 0 | 5311190.8 | 4461400.3 | 849790.53 | 0.16 | 5 | 358.3151 | 4.1166 | 0 | 0 | 0 | 0 | 0.3 | Lawrence Berkeley National Laboratory: A Golden Opportunity for Reducing Energy Costs and Greenhouse Gas Emissions. July, 2009. | 0 | 0 | 0.3 | sq ft | 209655.211 | 62896.5633
Nonequipment | Retro-Commissioning | Perform facility retro-commissioning | N/A - Retrofit Only | Commercial | New | Institutional | FL Zone 2 | Per end use consumption | 0 | 589240.49 | 494962.01 | 94278.48 | 0.16 | 5 | 15.7616 | 48.8673 | 0 | 0 | 0 | 0 | 0.3 | Lawrence Berkeley National Laboratory: A Golden Opportunity for Reducing Energy Costs and Greenhouse Gas Emissions. July, 2009. | 0 | 0 | 0.3 | sq ft | 20630.2862 | 6189.0859
Nonequipment | Retro-Commissioning | Perform facility retro-commissioning | N/A - Retrofit Only | Commercial | New | Lodging/Hospitality | FL Zone 2 | Per end use consumption | 0 | 483368.07 | 406029.18 | 77338.89 | 0.16 | 5 | 23.8781 | 46.2663 | 0 | 0 | 0 | 0 | 0.3 | Lawrence Berkeley National Laboratory: A Golden Opportunity for Reducing Energy Costs and Greenhouse Gas Emissions. July, 2009. | 0 | 0 | 0.3 | sq ft | 33805.3353 | 10141.6006
Nonequipment | Retro-Commissioning | Perform facility retro-commissioning | N/A - Retrofit Only | Commercial | New | Miscellaneous | FL Zone 2 | Per end use consumption | 0 | 5617632.7 | 4718811.46 | 898821.23 | 0.16 | 5 | 150.2665 | 465.8856 | 0 | 0 | 0 | 0 | 0.3 | Lawrence Berkeley National Laboratory: A Golden Opportunity for Reducing Energy Costs and Greenhouse Gas Emissions. July, 2009. | 0 | 0 | 0.3 | sq ft | 287978.9262 | 86393.6779
Nonequipment | Retro-Commissioning | Perform facility retro-commissioning | N/A - Retrofit Only | Commercial | New | Offices | FL Zone 2 | Per end use consumption | 0 | 419920.21 | 352732.98 | 67187.23 | 0.16 | 5 | 11.2325 | 34.8251 | 0 | 0 | 0 | 0 | 0.3 | Lawrence Berkeley National Laboratory: A Golden Opportunity for Reducing Energy Costs and Greenhouse Gas Emissions. July, 2009. | 0 | 0 | 0.3 | sq ft | 16065.0328 | 4819.5098
Nonequipment | Retro-Commissioning | Perform facility retro-commissioning | N/A - Retrofit Only | Commercial | New | Restaurants | FL Zone 2 | Per end use consumption | 0 | 304284.68 | 255599.11 | 48685.54 | 0.16 | 5 | 15.0315 | 29.1251 | 0 | 0 | 0 | 0 | 0.3 | Lawrence Berkeley National Laboratory: A Golden Opportunity for Reducing Energy Costs and Greenhouse Gas Emissions. July, 2009. | 0 | 0 | 0.3 | sq ft | 5079.7893 | 1523.9368
Nonequipment | Retro-Commissioning | Perform facility retro-commissioning | N/A - Retrofit Only | Commercial | New | Retail | FL Zone 2 | Per end use consumption | 0 | 132904.13 | 111639.48 | 21264.66 | 0.16 | 5 | 6.5654 | 12.7211 | 0 | 0 | 0 | 0 | 0.3 | Lawrence Berkeley National Laboratory: A Golden Opportunity for Reducing Energy Costs and Greenhouse Gas Emissions. July, 2009. | 0 | 0 | 0.3 | sq ft | 11443.846 | 3433.1538
Nonequipment | Retro-Commissioning | Perform facility retro-commissioning | N/A - Retrofit Only | Commercial | New | Schools K-12 | FL Zone 2 | Per end use consumption | 0 | 496675.16 | 417207.15 | 79468.03 | 0.16 | 5 | 13.2856 | 41.1906 | 0 | 0 | 0 | 0 | 0.3 | Lawrence Berkeley National Laboratory: A Golden Opportunity for Reducing Energy Costs and Greenhouse Gas Emissions. July, 2009. | 0 | 0 | 0.3 | sq ft | 52061.2215 | 15618.3665
Nonequipment | Retro-Commissioning | Perform facility retro-commissioning | N/A - Retrofit Only | Commercial | New | Warehouse | FL Zone 2 | Per end use consumption | 0 | 49339.91 | 41445.53 | 7894.4 | 0.16 | 5 | 1.3198 | 4.0919 | 0 | 0 | 0 | 0 | 0.3 | Lawrence Berkeley National Laboratory: A Golden Opportunity for Reducing Energy Costs and Greenhouse Gas Emissions. July, 2009. | 0 | 0 | 0.3 | sq ft | 16063.9925 | 4819.1977

## Validate
|  |  | Input from Dashboard |  |  |  | Measure Stack |  |  |  | Validation (Match?)
Name | Vintage | Segment | Baseline EUI (kWh) | Measure EUI (kWh) | Savings EUI (kWh) | Energy Savings % | Baseline EUI (kWh) | Measure EUI (kWh) | Savings EUI (kWh) | Energy Savings % | Baseline EUI (kWh) | Measure EUI (kWh) | Savings EUI (kWh) | Energy Savings %
Efficient Exhaust Hood | Turnover | Assembly | 18980 | 10913.5 | 8066.5 | 42.5% | 18980 | 10913.5 | 8066.5 | 42.5% | Y | Y | Y | Y
Efficient Exhaust Hood | Turnover | College and University | 18980 | 10913.5 | 8066.5 | 42.5% | 18980 | 10913.5 | 8066.5 | 42.5% | Y | Y | Y | Y
Efficient Exhaust Hood | Turnover | Grocery | 18980 | 10913.5 | 8066.5 | 42.5% | 18980 | 10913.5 | 8066.5 | 42.5% | Y | Y | Y | Y
Efficient Exhaust Hood | Turnover | Healthcare | 18980 | 10913.5 | 8066.5 | 42.5% | 18980 | 10913.5 | 8066.5 | 42.5% | Y | Y | Y | Y
Efficient Exhaust Hood | Turnover | Hospitals | 18980 | 10913.5 | 8066.5 | 42.5% | 18980 | 10913.5 | 8066.5 | 42.5% | Y | Y | Y | Y
Efficient Exhaust Hood | Turnover | Institutional | 18980 | 10913.5 | 8066.5 | 42.5% | 18980 | 10913.5 | 8066.5 | 42.5% | Y | Y | Y | Y
Efficient Exhaust Hood | Turnover | Lodging/Hospitality | 18980 | 10913.5 | 8066.5 | 42.5% | 18980 | 10913.5 | 8066.5 | 42.5% | Y | Y | Y | Y
Efficient Exhaust Hood | Turnover | Miscellaneous | 18980 | 10913.5 | 8066.5 | 42.5% | 18980 | 10913.5 | 8066.5 | 42.5% | Y | Y | Y | Y
Efficient Exhaust Hood | Turnover | Offices | 18980 | 10913.5 | 8066.5 | 42.5% | 18980 | 10913.5 | 8066.5 | 42.5% | Y | Y | Y | Y
Efficient Exhaust Hood | Turnover | Restaurants | 18980 | 10913.5 | 8066.5 | 42.5% | 18980 | 10913.5 | 8066.5 | 42.5% | Y | Y | Y | Y
Efficient Exhaust Hood | Turnover | Retail | 18980 | 10913.5 | 8066.5 | 42.5% | 18980 | 10913.5 | 8066.5 | 42.5% | Y | Y | Y | Y
Efficient Exhaust Hood | Turnover | Schools K-12 | 18980 | 10913.5 | 8066.5 | 42.5% | 18980 | 10913.5 | 8066.5 | 42.5% | Y | Y | Y | Y
Efficient Exhaust Hood | Turnover | Warehouse | 18980 | 10913.5 | 8066.5 | 42.5% | 18980 | 10913.5 | 8066.5 | 42.5% | Y | Y | Y | Y
Efficient Exhaust Hood | New | Assembly | 18980 | 10913.5 | 8066.5 | 42.5% | 18980 | 10913.5 | 8066.5 | 42.5% | Y | Y | Y | Y
Efficient Exhaust Hood | New | College and University | 18980 | 10913.5 | 8066.5 | 42.5% | 18980 | 10913.5 | 8066.5 | 42.5% | Y | Y | Y | Y
Efficient Exhaust Hood | New | Grocery | 18980 | 10913.5 | 8066.5 | 42.5% | 18980 | 10913.5 | 8066.5 | 42.5% | Y | Y | Y | Y
Efficient Exhaust Hood | New | Healthcare | 18980 | 10913.5 | 8066.5 | 42.5% | 18980 | 10913.5 | 8066.5 | 42.5% | Y | Y | Y | Y
Efficient Exhaust Hood | New | Hospitals | 18980 | 10913.5 | 8066.5 | 42.5% | 18980 | 10913.5 | 8066.5 | 42.5% | Y | Y | Y | Y
Efficient Exhaust Hood | New | Institutional | 18980 | 10913.5 | 8066.5 | 42.5% | 18980 | 10913.5 | 8066.5 | 42.5% | Y | Y | Y | Y
Efficient Exhaust Hood | New | Lodging/Hospitality | 18980 | 10913.5 | 8066.5 | 42.5% | 18980 | 10913.5 | 8066.5 | 42.5% | Y | Y | Y | Y
Efficient Exhaust Hood | New | Miscellaneous | 18980 | 10913.5 | 8066.5 | 42.5% | 18980 | 10913.5 | 8066.5 | 42.5% | Y | Y | Y | Y
Efficient Exhaust Hood | New | Offices | 18980 | 10913.5 | 8066.5 | 42.5% | 18980 | 10913.5 | 8066.5 | 42.5% | Y | Y | Y | Y
Efficient Exhaust Hood | New | Restaurants | 18980 | 10913.5 | 8066.5 | 42.5% | 18980 | 10913.5 | 8066.5 | 42.5% | Y | Y | Y | Y
Efficient Exhaust Hood | New | Retail | 18980 | 10913.5 | 8066.5 | 42.5% | 18980 | 10913.5 | 8066.5 | 42.5% | Y | Y | Y | Y
Efficient Exhaust Hood | New | Schools K-12 | 18980 | 10913.5 | 8066.5 | 42.5% | 18980 | 10913.5 | 8066.5 | 42.5% | Y | Y | Y | Y
Efficient Exhaust Hood | New | Warehouse | 18980 | 10913.5 | 8066.5 | 42.5% | 18980 | 10913.5 | 8066.5 | 42.5% | Y | Y | Y | Y
Energy Star Commercial Oven | Turnover | Assembly | 18282 | 11914 | 6368 | 34.83% | 18282 | 11914 | 6368 | 34.83% | Y | Y | Y | Y
Energy Star Commercial Oven | Turnover | College and University | 18282 | 11914 | 6368 | 34.83% | 18282 | 11914 | 6368 | 34.83% | Y | Y | Y | Y
Energy Star Commercial Oven | Turnover | Grocery | 18282 | 11914 | 6368 | 34.83% | 18282 | 11914 | 6368 | 34.83% | Y | Y | Y | Y
Energy Star Commercial Oven | Turnover | Healthcare | 18282 | 11914 | 6368 | 34.83% | 18282 | 11914 | 6368 | 34.83% | Y | Y | Y | Y
Energy Star Commercial Oven | Turnover | Hospitals | 18282 | 11914 | 6368 | 34.83% | 18282 | 11914 | 6368 | 34.83% | Y | Y | Y | Y
Energy Star Commercial Oven | Turnover | Institutional | 18282 | 11914 | 6368 | 34.83% | 18282 | 11914 | 6368 | 34.83% | Y | Y | Y | Y
Energy Star Commercial Oven | Turnover | Lodging/Hospitality | 18282 | 11914 | 6368 | 34.83% | 18282 | 11914 | 6368 | 34.83% | Y | Y | Y | Y
Energy Star Commercial Oven | Turnover | Miscellaneous | 18282 | 11914 | 6368 | 34.83% | 18282 | 11914 | 6368 | 34.83% | Y | Y | Y | Y
Energy Star Commercial Oven | Turnover | Offices | 18282 | 11914 | 6368 | 34.83% | 18282 | 11914 | 6368 | 34.83% | Y | Y | Y | Y
Energy Star Commercial Oven | Turnover | Restaurants | 18282 | 11914 | 6368 | 34.83% | 18282 | 11914 | 6368 | 34.83% | Y | Y | Y | Y
Energy Star Commercial Oven | Turnover | Retail | 18282 | 11914 | 6368 | 34.83% | 18282 | 11914 | 6368 | 34.83% | Y | Y | Y | Y
Energy Star Commercial Oven | Turnover | Schools K-12 | 18282 | 11914 | 6368 | 34.83% | 18282 | 11914 | 6368 | 34.83% | Y | Y | Y | Y
Energy Star Commercial Oven | Turnover | Warehouse | 18282 | 11914 | 6368 | 34.83% | 18282 | 11914 | 6368 | 34.83% | Y | Y | Y | Y
Energy Star Commercial Oven | New | Assembly | 18282 | 11914 | 6368 | 34.83% | 18282 | 11914 | 6368 | 34.83% | Y | Y | Y | Y
Energy Star Commercial Oven | New | College and University | 18282 | 11914 | 6368 | 34.83% | 18282 | 11914 | 6368 | 34.83% | Y | Y | Y | Y
Energy Star Commercial Oven | New | Grocery | 18282 | 11914 | 6368 | 34.83% | 18282 | 11914 | 6368 | 34.83% | Y | Y | Y | Y
Energy Star Commercial Oven | New | Healthcare | 18282 | 11914 | 6368 | 34.83% | 18282 | 11914 | 6368 | 34.83% | Y | Y | Y | Y
Energy Star Commercial Oven | New | Hospitals | 18282 | 11914 | 6368 | 34.83% | 18282 | 11914 | 6368 | 34.83% | Y | Y | Y | Y
Energy Star Commercial Oven | New | Institutional | 18282 | 11914 | 6368 | 34.83% | 18282 | 11914 | 6368 | 34.83% | Y | Y | Y | Y
Energy Star Commercial Oven | New | Lodging/Hospitality | 18282 | 11914 | 6368 | 34.83% | 18282 | 11914 | 6368 | 34.83% | Y | Y | Y | Y
Energy Star Commercial Oven | New | Miscellaneous | 18282 | 11914 | 6368 | 34.83% | 18282 | 11914 | 6368 | 34.83% | Y | Y | Y | Y
Energy Star Commercial Oven | New | Offices | 18282 | 11914 | 6368 | 34.83% | 18282 | 11914 | 6368 | 34.83% | Y | Y | Y | Y
Energy Star Commercial Oven | New | Restaurants | 18282 | 11914 | 6368 | 34.83% | 18282 | 11914 | 6368 | 34.83% | Y | Y | Y | Y
Energy Star Commercial Oven | New | Retail | 18282 | 11914 | 6368 | 34.83% | 18282 | 11914 | 6368 | 34.83% | Y | Y | Y | Y
Energy Star Commercial Oven | New | Schools K-12 | 18282 | 11914 | 6368 | 34.83% | 18282 | 11914 | 6368 | 34.83% | Y | Y | Y | Y
Energy Star Commercial Oven | New | Warehouse | 18282 | 11914 | 6368 | 34.83% | 18282 | 11914 | 6368 | 34.83% | Y | Y | Y | Y
Energy Star Fryer | Turnover | Assembly | 5177.4536 | 4273.6313 | 903.8223 | 17.46% | 5177.4536 | 4273.6313 | 903.8223 | 17.46% | Y | Y | Y | Y
Energy Star Fryer | Turnover | College and University | 5177.4536 | 4273.6313 | 903.8223 | 17.46% | 5177.4536 | 4273.6313 | 903.8223 | 17.46% | Y | Y | Y | Y
Energy Star Fryer | Turnover | Grocery | 5177.4536 | 4273.6313 | 903.8223 | 17.46% | 5177.4536 | 4273.6313 | 903.8223 | 17.46% | Y | Y | Y | Y
Energy Star Fryer | Turnover | Healthcare | 5177.4536 | 4273.6313 | 903.8223 | 17.46% | 5177.4536 | 4273.6313 | 903.8223 | 17.46% | Y | Y | Y | Y
Energy Star Fryer | Turnover | Hospitals | 5177.4536 | 4273.6313 | 903.8223 | 17.46% | 5177.4536 | 4273.6313 | 903.8223 | 17.46% | Y | Y | Y | Y
Energy Star Fryer | Turnover | Institutional | 5177.4536 | 4273.6313 | 903.8223 | 17.46% | 5177.4536 | 4273.6313 | 903.8223 | 17.46% | Y | Y | Y | Y
Energy Star Fryer | Turnover | Lodging/Hospitality | 5177.4536 | 4273.6313 | 903.8223 | 17.46% | 5177.4536 | 4273.6313 | 903.8223 | 17.46% | Y | Y | Y | Y
Energy Star Fryer | Turnover | Miscellaneous | 5177.4536 | 4273.6313 | 903.8223 | 17.46% | 5177.4536 | 4273.6313 | 903.8223 | 17.46% | Y | Y | Y | Y
Energy Star Fryer | Turnover | Offices | 5177.4536 | 4273.6313 | 903.8223 | 17.46% | 5177.4536 | 4273.6313 | 903.8223 | 17.46% | Y | Y | Y | Y
Energy Star Fryer | Turnover | Restaurants | 5177.4536 | 4273.6313 | 903.8223 | 17.46% | 5177.4536 | 4273.6313 | 903.8223 | 17.46% | Y | Y | Y | Y
Energy Star Fryer | Turnover | Retail | 5177.4536 | 4273.6313 | 903.8223 | 17.46% | 5177.4536 | 4273.6313 | 903.8223 | 17.46% | Y | Y | Y | Y
Energy Star Fryer | Turnover | Schools K-12 | 5177.4536 | 4273.6313 | 903.8223 | 17.46% | 5177.4536 | 4273.6313 | 903.8223 | 17.46% | Y | Y | Y | Y
Energy Star Fryer | Turnover | Warehouse | 5177.4536 | 4273.6313 | 903.8223 | 17.46% | 5177.4536 | 4273.6313 | 903.8223 | 17.46% | Y | Y | Y | Y
Energy Star Fryer | New | Assembly | 5177.4536 | 4273.6313 | 903.8223 | 17.46% | 5177.4536 | 4273.6313 | 903.8223 | 17.46% | Y | Y | Y | Y
Energy Star Fryer | New | College and University | 5177.4536 | 4273.6313 | 903.8223 | 17.46% | 5177.4536 | 4273.6313 | 903.8223 | 17.46% | Y | Y | Y | Y
Energy Star Fryer | New | Grocery | 5177.4536 | 4273.6313 | 903.8223 | 17.46% | 5177.4536 | 4273.6313 | 903.8223 | 17.46% | Y | Y | Y | Y
Energy Star Fryer | New | Healthcare | 5177.4536 | 4273.6313 | 903.8223 | 17.46% | 5177.4536 | 4273.6313 | 903.8223 | 17.46% | Y | Y | Y | Y
Energy Star Fryer | New | Hospitals | 5177.4536 | 4273.6313 | 903.8223 | 17.46% | 5177.4536 | 4273.6313 | 903.8223 | 17.46% | Y | Y | Y | Y
Energy Star Fryer | New | Institutional | 5177.4536 | 4273.6313 | 903.8223 | 17.46% | 5177.4536 | 4273.6313 | 903.8223 | 17.46% | Y | Y | Y | Y
Energy Star Fryer | New | Lodging/Hospitality | 5177.4536 | 4273.6313 | 903.8223 | 17.46% | 5177.4536 | 4273.6313 | 903.8223 | 17.46% | Y | Y | Y | Y
Energy Star Fryer | New | Miscellaneous | 5177.4536 | 4273.6313 | 903.8223 | 17.46% | 5177.4536 | 4273.6313 | 903.8223 | 17.46% | Y | Y | Y | Y
Energy Star Fryer | New | Offices | 5177.4536 | 4273.6313 | 903.8223 | 17.46% | 5177.4536 | 4273.6313 | 903.8223 | 17.46% | Y | Y | Y | Y
Energy Star Fryer | New | Restaurants | 5177.4536 | 4273.6313 | 903.8223 | 17.46% | 5177.4536 | 4273.6313 | 903.8223 | 17.46% | Y | Y | Y | Y
Energy Star Fryer | New | Retail | 5177.4536 | 4273.6313 | 903.8223 | 17.46% | 5177.4536 | 4273.6313 | 903.8223 | 17.46% | Y | Y | Y | Y
Energy Star Fryer | New | Schools K-12 | 5177.4536 | 4273.6313 | 903.8223 | 17.46% | 5177.4536 | 4273.6313 | 903.8223 | 17.46% | Y | Y | Y | Y
Energy Star Fryer | New | Warehouse | 5177.4536 | 4273.6313 | 903.8223 | 17.46% | 5177.4536 | 4273.6313 | 903.8223 | 17.46% | Y | Y | Y | Y
Energy Star Griddle | Turnover | Assembly | 15815 | 13905 | 1910 | 12.08% | 15815 | 13905 | 1910 | 12.08% | Y | Y | Y | Y
Energy Star Griddle | Turnover | College and University | 15815 | 13905 | 1910 | 12.08% | 15815 | 13905 | 1910 | 12.08% | Y | Y | Y | Y
Energy Star Griddle | Turnover | Grocery | 15815 | 13905 | 1910 | 12.08% | 15815 | 13905 | 1910 | 12.08% | Y | Y | Y | Y
Energy Star Griddle | Turnover | Healthcare | 15815 | 13905 | 1910 | 12.08% | 15815 | 13905 | 1910 | 12.08% | Y | Y | Y | Y
Energy Star Griddle | Turnover | Hospitals | 15815 | 13905 | 1910 | 12.08% | 15815 | 13905 | 1910 | 12.08% | Y | Y | Y | Y
Energy Star Griddle | Turnover | Institutional | 15815 | 13905 | 1910 | 12.08% | 15815 | 13905 | 1910 | 12.08% | Y | Y | Y | Y
Energy Star Griddle | Turnover | Lodging/Hospitality | 15815 | 13905 | 1910 | 12.08% | 15815 | 13905 | 1910 | 12.08% | Y | Y | Y | Y
Energy Star Griddle | Turnover | Miscellaneous | 15815 | 13905 | 1910 | 12.08% | 15815 | 13905 | 1910 | 12.08% | Y | Y | Y | Y
Energy Star Griddle | Turnover | Offices | 15815 | 13905 | 1910 | 12.08% | 15815 | 13905 | 1910 | 12.08% | Y | Y | Y | Y
Energy Star Griddle | Turnover | Restaurants | 15815 | 13905 | 1910 | 12.08% | 15815 | 13905 | 1910 | 12.08% | Y | Y | Y | Y
Energy Star Griddle | Turnover | Retail | 15815 | 13905 | 1910 | 12.08% | 15815 | 13905 | 1910 | 12.08% | Y | Y | Y | Y
Energy Star Griddle | Turnover | Schools K-12 | 15815 | 13905 | 1910 | 12.08% | 15815 | 13905 | 1910 | 12.08% | Y | Y | Y | Y
Energy Star Griddle | Turnover | Warehouse | 15815 | 13905 | 1910 | 12.08% | 15815 | 13905 | 1910 | 12.08% | Y | Y | Y | Y
Energy Star Griddle | New | Assembly | 15815 | 13905 | 1910 | 12.08% | 15815 | 13905 | 1910 | 12.08% | Y | Y | Y | Y
Energy Star Griddle | New | College and University | 15815 | 13905 | 1910 | 12.08% | 15815 | 13905 | 1910 | 12.08% | Y | Y | Y | Y
Energy Star Griddle | New | Grocery | 15815 | 13905 | 1910 | 12.08% | 15815 | 13905 | 1910 | 12.08% | Y | Y | Y | Y
Energy Star Griddle | New | Healthcare | 15815 | 13905 | 1910 | 12.08% | 15815 | 13905 | 1910 | 12.08% | Y | Y | Y | Y
Energy Star Griddle | New | Hospitals | 15815 | 13905 | 1910 | 12.08% | 15815 | 13905 | 1910 | 12.08% | Y | Y | Y | Y
Energy Star Griddle | New | Institutional | 15815 | 13905 | 1910 | 12.08% | 15815 | 13905 | 1910 | 12.08% | Y | Y | Y | Y
Energy Star Griddle | New | Lodging/Hospitality | 15815 | 13905 | 1910 | 12.08% | 15815 | 13905 | 1910 | 12.08% | Y | Y | Y | Y
Energy Star Griddle | New | Miscellaneous | 15815 | 13905 | 1910 | 12.08% | 15815 | 13905 | 1910 | 12.08% | Y | Y | Y | Y
Energy Star Griddle | New | Offices | 15815 | 13905 | 1910 | 12.08% | 15815 | 13905 | 1910 | 12.08% | Y | Y | Y | Y
Energy Star Griddle | New | Restaurants | 15815 | 13905 | 1910 | 12.08% | 15815 | 13905 | 1910 | 12.08% | Y | Y | Y | Y
Energy Star Griddle | New | Retail | 15815 | 13905 | 1910 | 12.08% | 15815 | 13905 | 1910 | 12.08% | Y | Y | Y | Y
Energy Star Griddle | New | Schools K-12 | 15815 | 13905 | 1910 | 12.08% | 15815 | 13905 | 1910 | 12.08% | Y | Y | Y | Y
Energy Star Griddle | New | Warehouse | 15815 | 13905 | 1910 | 12.08% | 15815 | 13905 | 1910 | 12.08% | Y | Y | Y | Y
Energy Star Hot Food Holding Cabinet | Turnover | Assembly | 3285 | 1554.9 | 1730.1 | 52.67% | 3285 | 1554.9 | 1730.1 | 52.67% | Y | Y | Y | Y
Energy Star Hot Food Holding Cabinet | Turnover | College and University | 3285 | 1554.9 | 1730.1 | 52.67% | 3285 | 1554.9 | 1730.1 | 52.67% | Y | Y | Y | Y
Energy Star Hot Food Holding Cabinet | Turnover | Grocery | 3285 | 1554.9 | 1730.1 | 52.67% | 3285 | 1554.9 | 1730.1 | 52.67% | Y | Y | Y | Y
Energy Star Hot Food Holding Cabinet | Turnover | Healthcare | 3285 | 1554.9 | 1730.1 | 52.67% | 3285 | 1554.9 | 1730.1 | 52.67% | Y | Y | Y | Y
Energy Star Hot Food Holding Cabinet | Turnover | Hospitals | 3285 | 1554.9 | 1730.1 | 52.67% | 3285 | 1554.9 | 1730.1 | 52.67% | Y | Y | Y | Y
Energy Star Hot Food Holding Cabinet | Turnover | Institutional | 3285 | 1554.9 | 1730.1 | 52.67% | 3285 | 1554.9 | 1730.1 | 52.67% | Y | Y | Y | Y
Energy Star Hot Food Holding Cabinet | Turnover | Lodging/Hospitality | 3285 | 1554.9 | 1730.1 | 52.67% | 3285 | 1554.9 | 1730.1 | 52.67% | Y | Y | Y | Y
Energy Star Hot Food Holding Cabinet | Turnover | Miscellaneous | 3285 | 1554.9 | 1730.1 | 52.67% | 3285 | 1554.9 | 1730.1 | 52.67% | Y | Y | Y | Y
Energy Star Hot Food Holding Cabinet | Turnover | Offices | 3285 | 1554.9 | 1730.1 | 52.67% | 3285 | 1554.9 | 1730.1 | 52.67% | Y | Y | Y | Y
Energy Star Hot Food Holding Cabinet | Turnover | Restaurants | 3285 | 1554.9 | 1730.1 | 52.67% | 3285 | 1554.9 | 1730.1 | 52.67% | Y | Y | Y | Y
Energy Star Hot Food Holding Cabinet | Turnover | Retail | 3285 | 1554.9 | 1730.1 | 52.67% | 3285 | 1554.9 | 1730.1 | 52.67% | Y | Y | Y | Y
Energy Star Hot Food Holding Cabinet | Turnover | Schools K-12 | 3285 | 1554.9 | 1730.1 | 52.67% | 3285 | 1554.9 | 1730.1 | 52.67% | Y | Y | Y | Y
Energy Star Hot Food Holding Cabinet | Turnover | Warehouse | 3285 | 1554.9 | 1730.1 | 52.67% | 3285 | 1554.9 | 1730.1 | 52.67% | Y | Y | Y | Y
Energy Star Hot Food Holding Cabinet | New | Assembly | 3285 | 1554.9 | 1730.1 | 52.67% | 3285 | 1554.9 | 1730.1 | 52.67% | Y | Y | Y | Y
Energy Star Hot Food Holding Cabinet | New | College and University | 3285 | 1554.9 | 1730.1 | 52.67% | 3285 | 1554.9 | 1730.1 | 52.67% | Y | Y | Y | Y
Energy Star Hot Food Holding Cabinet | New | Grocery | 3285 | 1554.9 | 1730.1 | 52.67% | 3285 | 1554.9 | 1730.1 | 52.67% | Y | Y | Y | Y
Energy Star Hot Food Holding Cabinet | New | Healthcare | 3285 | 1554.9 | 1730.1 | 52.67% | 3285 | 1554.9 | 1730.1 | 52.67% | Y | Y | Y | Y
Energy Star Hot Food Holding Cabinet | New | Hospitals | 3285 | 1554.9 | 1730.1 | 52.67% | 3285 | 1554.9 | 1730.1 | 52.67% | Y | Y | Y | Y
Energy Star Hot Food Holding Cabinet | New | Institutional | 3285 | 1554.9 | 1730.1 | 52.67% | 3285 | 1554.9 | 1730.1 | 52.67% | Y | Y | Y | Y
Energy Star Hot Food Holding Cabinet | New | Lodging/Hospitality | 3285 | 1554.9 | 1730.1 | 52.67% | 3285 | 1554.9 | 1730.1 | 52.67% | Y | Y | Y | Y
Energy Star Hot Food Holding Cabinet | New | Miscellaneous | 3285 | 1554.9 | 1730.1 | 52.67% | 3285 | 1554.9 | 1730.1 | 52.67% | Y | Y | Y | Y
Energy Star Hot Food Holding Cabinet | New | Offices | 3285 | 1554.9 | 1730.1 | 52.67% | 3285 | 1554.9 | 1730.1 | 52.67% | Y | Y | Y | Y
Energy Star Hot Food Holding Cabinet | New | Restaurants | 3285 | 1554.9 | 1730.1 | 52.67% | 3285 | 1554.9 | 1730.1 | 52.67% | Y | Y | Y | Y
Energy Star Hot Food Holding Cabinet | New | Retail | 3285 | 1554.9 | 1730.1 | 52.67% | 3285 | 1554.9 | 1730.1 | 52.67% | Y | Y | Y | Y
Energy Star Hot Food Holding Cabinet | New | Schools K-12 | 3285 | 1554.9 | 1730.1 | 52.67% | 3285 | 1554.9 | 1730.1 | 52.67% | Y | Y | Y | Y
Energy Star Hot Food Holding Cabinet | New | Warehouse | 3285 | 1554.9 | 1730.1 | 52.67% | 3285 | 1554.9 | 1730.1 | 52.67% | Y | Y | Y | Y
Energy Star Steamer | Turnover | Assembly | 17599 | 7632 | 9967 | 56.63% | 17599 | 7632 | 9967 | 56.63% | Y | Y | Y | Y
Energy Star Steamer | Turnover | College and University | 17599 | 7632 | 9967 | 56.63% | 17599 | 7632 | 9967 | 56.63% | Y | Y | Y | Y
Energy Star Steamer | Turnover | Grocery | 17599 | 7632 | 9967 | 56.63% | 17599 | 7632 | 9967 | 56.63% | Y | Y | Y | Y
Energy Star Steamer | Turnover | Healthcare | 17599 | 7632 | 9967 | 56.63% | 17599 | 7632 | 9967 | 56.63% | Y | Y | Y | Y
Energy Star Steamer | Turnover | Hospitals | 17599 | 7632 | 9967 | 56.63% | 17599 | 7632 | 9967 | 56.63% | Y | Y | Y | Y
Energy Star Steamer | Turnover | Institutional | 17599 | 7632 | 9967 | 56.63% | 17599 | 7632 | 9967 | 56.63% | Y | Y | Y | Y
Energy Star Steamer | Turnover | Lodging/Hospitality | 17599 | 7632 | 9967 | 56.63% | 17599 | 7632 | 9967 | 56.63% | Y | Y | Y | Y
Energy Star Steamer | Turnover | Miscellaneous | 17599 | 7632 | 9967 | 56.63% | 17599 | 7632 | 9967 | 56.63% | Y | Y | Y | Y
Energy Star Steamer | Turnover | Offices | 17599 | 7632 | 9967 | 56.63% | 17599 | 7632 | 9967 | 56.63% | Y | Y | Y | Y
Energy Star Steamer | Turnover | Restaurants | 17599 | 7632 | 9967 | 56.63% | 17599 | 7632 | 9967 | 56.63% | Y | Y | Y | Y
Energy Star Steamer | Turnover | Retail | 17599 | 7632 | 9967 | 56.63% | 17599 | 7632 | 9967 | 56.63% | Y | Y | Y | Y
Energy Star Steamer | Turnover | Schools K-12 | 17599 | 7632 | 9967 | 56.63% | 17599 | 7632 | 9967 | 56.63% | Y | Y | Y | Y
Energy Star Steamer | Turnover | Warehouse | 17599 | 7632 | 9967 | 56.63% | 17599 | 7632 | 9967 | 56.63% | Y | Y | Y | Y
Energy Star Steamer | New | Assembly | 17599 | 7632 | 9967 | 56.63% | 17599 | 7632 | 9967 | 56.63% | Y | Y | Y | Y
Energy Star Steamer | New | College and University | 17599 | 7632 | 9967 | 56.63% | 17599 | 7632 | 9967 | 56.63% | Y | Y | Y | Y
Energy Star Steamer | New | Grocery | 17599 | 7632 | 9967 | 56.63% | 17599 | 7632 | 9967 | 56.63% | Y | Y | Y | Y
Energy Star Steamer | New | Healthcare | 17599 | 7632 | 9967 | 56.63% | 17599 | 7632 | 9967 | 56.63% | Y | Y | Y | Y
Energy Star Steamer | New | Hospitals | 17599 | 7632 | 9967 | 56.63% | 17599 | 7632 | 9967 | 56.63% | Y | Y | Y | Y
Energy Star Steamer | New | Institutional | 17599 | 7632 | 9967 | 56.63% | 17599 | 7632 | 9967 | 56.63% | Y | Y | Y | Y
Energy Star Steamer | New | Lodging/Hospitality | 17599 | 7632 | 9967 | 56.63% | 17599 | 7632 | 9967 | 56.63% | Y | Y | Y | Y
Energy Star Steamer | New | Miscellaneous | 17599 | 7632 | 9967 | 56.63% | 17599 | 7632 | 9967 | 56.63% | Y | Y | Y | Y
Energy Star Steamer | New | Offices | 17599 | 7632 | 9967 | 56.63% | 17599 | 7632 | 9967 | 56.63% | Y | Y | Y | Y
Energy Star Steamer | New | Restaurants | 17599 | 7632 | 9967 | 56.63% | 17599 | 7632 | 9967 | 56.63% | Y | Y | Y | Y
Energy Star Steamer | New | Retail | 17599 | 7632 | 9967 | 56.63% | 17599 | 7632 | 9967 | 56.63% | Y | Y | Y | Y
Energy Star Steamer | New | Schools K-12 | 17599 | 7632 | 9967 | 56.63% | 17599 | 7632 | 9967 | 56.63% | Y | Y | Y | Y
Energy Star Steamer | New | Warehouse | 17599 | 7632 | 9967 | 56.63% | 17599 | 7632 | 9967 | 56.63% | Y | Y | Y | Y
Induction Cooktops | Turnover | Assembly | 10488.15 | 8513.91 | 1974.24 | 18.82% | 10488.15 | 8513.91 | 1974.24 | 18.82% | Y | Y | Y | Y
Induction Cooktops | Turnover | College and University | 10488.15 | 8513.91 | 1974.24 | 18.82% | 10488.15 | 8513.91 | 1974.24 | 18.82% | Y | Y | Y | Y
Induction Cooktops | Turnover | Grocery | 10488.15 | 8513.91 | 1974.24 | 18.82% | 10488.15 | 8513.91 | 1974.24 | 18.82% | Y | Y | Y | Y
Induction Cooktops | Turnover | Healthcare | 10488.15 | 8513.91 | 1974.24 | 18.82% | 10488.15 | 8513.91 | 1974.24 | 18.82% | Y | Y | Y | Y
Induction Cooktops | Turnover | Hospitals | 10488.15 | 8513.91 | 1974.24 | 18.82% | 10488.15 | 8513.91 | 1974.24 | 18.82% | Y | Y | Y | Y
Induction Cooktops | Turnover | Institutional | 10488.15 | 8513.91 | 1974.24 | 18.82% | 10488.15 | 8513.91 | 1974.24 | 18.82% | Y | Y | Y | Y
Induction Cooktops | Turnover | Lodging/Hospitality | 10488.15 | 8513.91 | 1974.24 | 18.82% | 10488.15 | 8513.91 | 1974.24 | 18.82% | Y | Y | Y | Y
Induction Cooktops | Turnover | Miscellaneous | 10488.15 | 8513.91 | 1974.24 | 18.82% | 10488.15 | 8513.91 | 1974.24 | 18.82% | Y | Y | Y | Y
Induction Cooktops | Turnover | Offices | 10488.15 | 8513.91 | 1974.24 | 18.82% | 10488.15 | 8513.91 | 1974.24 | 18.82% | Y | Y | Y | Y
Induction Cooktops | Turnover | Restaurants | 10488.15 | 8513.91 | 1974.24 | 18.82% | 10488.15 | 8513.91 | 1974.24 | 18.82% | Y | Y | Y | Y
Induction Cooktops | Turnover | Retail | 10488.15 | 8513.91 | 1974.24 | 18.82% | 10488.15 | 8513.91 | 1974.24 | 18.82% | Y | Y | Y | Y
Induction Cooktops | Turnover | Schools K-12 | 10488.15 | 8513.91 | 1974.24 | 18.82% | 10488.15 | 8513.91 | 1974.24 | 18.82% | Y | Y | Y | Y
Induction Cooktops | Turnover | Warehouse | 10488.15 | 8513.91 | 1974.24 | 18.82% | 10488.15 | 8513.91 | 1974.24 | 18.82% | Y | Y | Y | Y
Induction Cooktops | New | Assembly | 10488.15 | 8513.91 | 1974.24 | 18.82% | 10488.15 | 8513.91 | 1974.24 | 18.82% | Y | Y | Y | Y
Induction Cooktops | New | College and University | 10488.15 | 8513.91 | 1974.24 | 18.82% | 10488.15 | 8513.91 | 1974.24 | 18.82% | Y | Y | Y | Y
Induction Cooktops | New | Grocery | 10488.15 | 8513.91 | 1974.24 | 18.82% | 10488.15 | 8513.91 | 1974.24 | 18.82% | Y | Y | Y | Y
Induction Cooktops | New | Healthcare | 10488.15 | 8513.91 | 1974.24 | 18.82% | 10488.15 | 8513.91 | 1974.24 | 18.82% | Y | Y | Y | Y
Induction Cooktops | New | Hospitals | 10488.15 | 8513.91 | 1974.24 | 18.82% | 10488.15 | 8513.91 | 1974.24 | 18.82% | Y | Y | Y | Y
Induction Cooktops | New | Institutional | 10488.15 | 8513.91 | 1974.24 | 18.82% | 10488.15 | 8513.91 | 1974.24 | 18.82% | Y | Y | Y | Y
Induction Cooktops | New | Lodging/Hospitality | 10488.15 | 8513.91 | 1974.24 | 18.82% | 10488.15 | 8513.91 | 1974.24 | 18.82% | Y | Y | Y | Y
Induction Cooktops | New | Miscellaneous | 10488.15 | 8513.91 | 1974.24 | 18.82% | 10488.15 | 8513.91 | 1974.24 | 18.82% | Y | Y | Y | Y
Induction Cooktops | New | Offices | 10488.15 | 8513.91 | 1974.24 | 18.82% | 10488.15 | 8513.91 | 1974.24 | 18.82% | Y | Y | Y | Y
Induction Cooktops | New | Restaurants | 10488.15 | 8513.91 | 1974.24 | 18.82% | 10488.15 | 8513.91 | 1974.24 | 18.82% | Y | Y | Y | Y
Induction Cooktops | New | Retail | 10488.15 | 8513.91 | 1974.24 | 18.82% | 10488.15 | 8513.91 | 1974.24 | 18.82% | Y | Y | Y | Y
Induction Cooktops | New | Schools K-12 | 10488.15 | 8513.91 | 1974.24 | 18.82% | 10488.15 | 8513.91 | 1974.24 | 18.82% | Y | Y | Y | Y
Induction Cooktops | New | Warehouse | 10488.15 | 8513.91 | 1974.24 | 18.82% | 10488.15 | 8513.91 | 1974.24 | 18.82% | Y | Y | Y | Y
Energy Star Commercial Dishwasher | Turnover | Assembly | 64581.259 | 45527.1321 | 19054.1268 | 29.5% | 64581.259 | 45527.1321 | 19054.1268 | 29.5% | Y | Y | Y | Y
Energy Star Commercial Dishwasher | Turnover | College and University | 64581.259 | 45527.1321 | 19054.1268 | 29.5% | 64581.259 | 45527.1321 | 19054.1268 | 29.5% | Y | Y | Y | Y
Energy Star Commercial Dishwasher | Turnover | Grocery | 64581.259 | 45527.1321 | 19054.1268 | 29.5% | 64581.259 | 45527.1321 | 19054.1268 | 29.5% | Y | Y | Y | Y
Energy Star Commercial Dishwasher | Turnover | Healthcare | 64581.259 | 45527.1321 | 19054.1268 | 29.5% | 64581.259 | 45527.1321 | 19054.1268 | 29.5% | Y | Y | Y | Y
Energy Star Commercial Dishwasher | Turnover | Hospitals | 64581.259 | 45527.1321 | 19054.1268 | 29.5% | 64581.259 | 45527.1321 | 19054.1268 | 29.5% | Y | Y | Y | Y
Energy Star Commercial Dishwasher | Turnover | Institutional | 64581.259 | 45527.1321 | 19054.1268 | 29.5% | 64581.259 | 45527.1321 | 19054.1268 | 29.5% | Y | Y | Y | Y
Energy Star Commercial Dishwasher | Turnover | Lodging/Hospitality | 64581.259 | 45527.1321 | 19054.1268 | 29.5% | 64581.259 | 45527.1321 | 19054.1268 | 29.5% | Y | Y | Y | Y
Energy Star Commercial Dishwasher | Turnover | Miscellaneous | 64581.259 | 45527.1321 | 19054.1268 | 29.5% | 64581.259 | 45527.1321 | 19054.1268 | 29.5% | Y | Y | Y | Y
Energy Star Commercial Dishwasher | Turnover | Offices | 64581.259 | 45527.1321 | 19054.1268 | 29.5% | 64581.259 | 45527.1321 | 19054.1268 | 29.5% | Y | Y | Y | Y
Energy Star Commercial Dishwasher | Turnover | Restaurants | 64581.259 | 45527.1321 | 19054.1268 | 29.5% | 64581.259 | 45527.1321 | 19054.1268 | 29.5% | Y | Y | Y | Y
Energy Star Commercial Dishwasher | Turnover | Retail | 64581.259 | 45527.1321 | 19054.1268 | 29.5% | 64581.259 | 45527.1321 | 19054.1268 | 29.5% | Y | Y | Y | Y
Energy Star Commercial Dishwasher | Turnover | Schools K-12 | 64581.259 | 45527.1321 | 19054.1268 | 29.5% | 64581.259 | 45527.1321 | 19054.1268 | 29.5% | Y | Y | Y | Y
Energy Star Commercial Dishwasher | Turnover | Warehouse | 64581.259 | 45527.1321 | 19054.1268 | 29.5% | 64581.259 | 45527.1321 | 19054.1268 | 29.5% | Y | Y | Y | Y
Energy Star Commercial Dishwasher | New | Assembly | 64581.259 | 45527.1321 | 19054.1268 | 29.5% | 64581.259 | 45527.1321 | 19054.1268 | 29.5% | Y | Y | Y | Y
Energy Star Commercial Dishwasher | New | College and University | 64581.259 | 45527.1321 | 19054.1268 | 29.5% | 64581.259 | 45527.1321 | 19054.1268 | 29.5% | Y | Y | Y | Y
Energy Star Commercial Dishwasher | New | Grocery | 64581.259 | 45527.1321 | 19054.1268 | 29.5% | 64581.259 | 45527.1321 | 19054.1268 | 29.5% | Y | Y | Y | Y
Energy Star Commercial Dishwasher | New | Healthcare | 64581.259 | 45527.1321 | 19054.1268 | 29.5% | 64581.259 | 45527.1321 | 19054.1268 | 29.5% | Y | Y | Y | Y
Energy Star Commercial Dishwasher | New | Hospitals | 64581.259 | 45527.1321 | 19054.1268 | 29.5% | 64581.259 | 45527.1321 | 19054.1268 | 29.5% | Y | Y | Y | Y
Energy Star Commercial Dishwasher | New | Institutional | 64581.259 | 45527.1321 | 19054.1268 | 29.5% | 64581.259 | 45527.1321 | 19054.1268 | 29.5% | Y | Y | Y | Y
Energy Star Commercial Dishwasher | New | Lodging/Hospitality | 64581.259 | 45527.1321 | 19054.1268 | 29.5% | 64581.259 | 45527.1321 | 19054.1268 | 29.5% | Y | Y | Y | Y
Energy Star Commercial Dishwasher | New | Miscellaneous | 64581.259 | 45527.1321 | 19054.1268 | 29.5% | 64581.259 | 45527.1321 | 19054.1268 | 29.5% | Y | Y | Y | Y
Energy Star Commercial Dishwasher | New | Offices | 64581.259 | 45527.1321 | 19054.1268 | 29.5% | 64581.259 | 45527.1321 | 19054.1268 | 29.5% | Y | Y | Y | Y
Energy Star Commercial Dishwasher | New | Restaurants | 64581.259 | 45527.1321 | 19054.1268 | 29.5% | 64581.259 | 45527.1321 | 19054.1268 | 29.5% | Y | Y | Y | Y
Energy Star Commercial Dishwasher | New | Retail | 64581.259 | 45527.1321 | 19054.1268 | 29.5% | 64581.259 | 45527.1321 | 19054.1268 | 29.5% | Y | Y | Y | Y
Energy Star Commercial Dishwasher | New | Schools K-12 | 64581.259 | 45527.1321 | 19054.1268 | 29.5% | 64581.259 | 45527.1321 | 19054.1268 | 29.5% | Y | Y | Y | Y
Energy Star Commercial Dishwasher | New | Warehouse | 64581.259 | 45527.1321 | 19054.1268 | 29.5% | 64581.259 | 45527.1321 | 19054.1268 | 29.5% | Y | Y | Y | Y
Heat Pump Water Heater | Turnover | Assembly | 7192.4897 | 2494.2763 | 4698.2135 | 65.32% | 7192.4897 | 2494.2763 | 4698.2135 | 65.32% | Y | Y | Y | Y
Heat Pump Water Heater | Turnover | College and University | 165427.2641 | 57368.354 | 108058.9101 | 65.32% | 165427.2641 | 57368.354 | 108058.9101 | 65.32% | Y | Y | Y | Y
Heat Pump Water Heater | Turnover | Grocery | 14384.9795 | 4988.5525 | 9396.427 | 65.32% | 14384.9795 | 4988.5525 | 9396.427 | 65.32% | Y | Y | Y | Y
Heat Pump Water Heater | Turnover | Healthcare | 9589.9863 | 3325.7017 | 6264.2846 | 65.32% | 9589.9863 | 3325.7017 | 6264.2846 | 65.32% | Y | Y | Y | Y
Heat Pump Water Heater | Turnover | Hospitals | 290097.0863 | 100602.4758 | 189494.6105 | 65.32% | 290097.0863 | 100602.4758 | 189494.6105 | 65.32% | Y | Y | Y | Y
Heat Pump Water Heater | Turnover | Institutional | 575399.1794 | 199542.1007 | 375857.0786 | 65.32% | 575399.1794 | 199542.1007 | 375857.0786 | 65.32% | Y | Y | Y | Y
Heat Pump Water Heater | Turnover | Lodging/Hospitality | 69047.9015 | 23945.0521 | 45102.8494 | 65.32% | 69047.9015 | 23945.0521 | 45102.8494 | 65.32% | Y | Y | Y | Y
Heat Pump Water Heater | Turnover | Miscellaneous | 431549.3845 | 149656.5756 | 281892.809 | 65.32% | 431549.3845 | 149656.5756 | 281892.809 | 65.32% | Y | Y | Y | Y
Heat Pump Water Heater | Turnover | Offices | 59937.4145 | 20785.6355 | 39151.779 | 65.32% | 59937.4145 | 20785.6355 | 39151.779 | 65.32% | Y | Y | Y | Y
Heat Pump Water Heater | Turnover | Restaurants | 23974.9658 | 8314.2542 | 15660.7116 | 65.32% | 23974.9658 | 8314.2542 | 15660.7116 | 65.32% | Y | Y | Y | Y
Heat Pump Water Heater | Turnover | Retail | 42723.3891 | 14816.001 | 27907.3881 | 65.32% | 42723.3891 | 14816.001 | 27907.3881 | 65.32% | Y | Y | Y | Y
Heat Pump Water Heater | Turnover | Schools K-12 | 2996.9364 | 1039.3046 | 1957.6319 | 65.32% | 2996.9364 | 1039.3046 | 1957.6319 | 65.32% | Y | Y | Y | Y
Heat Pump Water Heater | Turnover | Warehouse | 14384.9795 | 4988.5525 | 9396.427 | 65.32% | 14384.9795 | 4988.5525 | 9396.427 | 65.32% | Y | Y | Y | Y
Heat Pump Water Heater | New | Assembly | 7192.4897 | 2494.2763 | 4698.2135 | 65.32% | 7192.4897 | 2494.2763 | 4698.2135 | 65.32% | Y | Y | Y | Y
Heat Pump Water Heater | New | College and University | 165427.2641 | 57368.354 | 108058.9101 | 65.32% | 165427.2641 | 57368.354 | 108058.9101 | 65.32% | Y | Y | Y | Y
Heat Pump Water Heater | New | Grocery | 14384.9795 | 4988.5525 | 9396.427 | 65.32% | 14384.9795 | 4988.5525 | 9396.427 | 65.32% | Y | Y | Y | Y
Heat Pump Water Heater | New | Healthcare | 9589.9863 | 3325.7017 | 6264.2846 | 65.32% | 9589.9863 | 3325.7017 | 6264.2846 | 65.32% | Y | Y | Y | Y
Heat Pump Water Heater | New | Hospitals | 290097.0863 | 100602.4758 | 189494.6105 | 65.32% | 290097.0863 | 100602.4758 | 189494.6105 | 65.32% | Y | Y | Y | Y
Heat Pump Water Heater | New | Institutional | 575399.1794 | 199542.1007 | 375857.0786 | 65.32% | 575399.1794 | 199542.1007 | 375857.0786 | 65.32% | Y | Y | Y | Y
Heat Pump Water Heater | New | Lodging/Hospitality | 69047.9015 | 23945.0521 | 45102.8494 | 65.32% | 69047.9015 | 23945.0521 | 45102.8494 | 65.32% | Y | Y | Y | Y
Heat Pump Water Heater | New | Miscellaneous | 431549.3845 | 149656.5756 | 281892.809 | 65.32% | 431549.3845 | 149656.5756 | 281892.809 | 65.32% | Y | Y | Y | Y
Heat Pump Water Heater | New | Offices | 59937.4145 | 20785.6355 | 39151.779 | 65.32% | 59937.4145 | 20785.6355 | 39151.779 | 65.32% | Y | Y | Y | Y
Heat Pump Water Heater | New | Restaurants | 23974.9658 | 8314.2542 | 15660.7116 | 65.32% | 23974.9658 | 8314.2542 | 15660.7116 | 65.32% | Y | Y | Y | Y
Heat Pump Water Heater | New | Retail | 42723.3891 | 14816.001 | 27907.3881 | 65.32% | 42723.3891 | 14816.001 | 27907.3881 | 65.32% | Y | Y | Y | Y
Heat Pump Water Heater | New | Schools K-12 | 2996.9364 | 1039.3046 | 1957.6319 | 65.32% | 2996.9364 | 1039.3046 | 1957.6319 | 65.32% | Y | Y | Y | Y
Heat Pump Water Heater | New | Warehouse | 14384.9795 | 4988.5525 | 9396.427 | 65.32% | 14384.9795 | 4988.5525 | 9396.427 | 65.32% | Y | Y | Y | Y
Instantaneous Hot Water System | Turnover | Assembly | 6497.1371 | 6117.2534 | 379.8836 | 5.847% | 6497.1371 | 6117.2534 | 379.8836 | 5.847% | Y | Y | Y | Y
Instantaneous Hot Water System | Turnover | College and University | 149434.1526 | 140696.8292 | 8737.3234 | 5.847% | 149434.1526 | 140696.8292 | 8737.3234 | 5.847% | Y | Y | Y | Y
Instantaneous Hot Water System | Turnover | Grocery | 12994.2741 | 12234.5069 | 759.7673 | 5.847% | 12994.2741 | 12234.5069 | 759.7673 | 5.847% | Y | Y | Y | Y
Instantaneous Hot Water System | Turnover | Healthcare | 8662.8494 | 8156.3379 | 506.5115 | 5.847% | 8662.8494 | 8156.3379 | 506.5115 | 5.847% | Y | Y | Y | Y
Instantaneous Hot Water System | Turnover | Hospitals | 262051.1952 | 246729.2222 | 15321.9729 | 5.847% | 262051.1952 | 246729.2222 | 15321.9729 | 5.847% | Y | Y | Y | Y
Instantaneous Hot Water System | Turnover | Institutional | 519770.9656 | 489380.2755 | 30390.6901 | 5.847% | 519770.9656 | 489380.2755 | 30390.6901 | 5.847% | Y | Y | Y | Y
Instantaneous Hot Water System | Turnover | Lodging/Hospitality | 62372.5159 | 58725.6331 | 3646.8828 | 5.847% | 62372.5159 | 58725.6331 | 3646.8828 | 5.847% | Y | Y | Y | Y
Instantaneous Hot Water System | Turnover | Miscellaneous | 389828.2242 | 367035.2066 | 22793.0176 | 5.847% | 389828.2242 | 367035.2066 | 22793.0176 | 5.847% | Y | Y | Y | Y
Instantaneous Hot Water System | Turnover | Offices | 54142.8089 | 50977.112 | 3165.6969 | 5.847% | 54142.8089 | 50977.112 | 3165.6969 | 5.847% | Y | Y | Y | Y
Instantaneous Hot Water System | Turnover | Restaurants | 21657.1236 | 20390.8448 | 1266.2788 | 5.847% | 21657.1236 | 20390.8448 | 1266.2788 | 5.847% | Y | Y | Y | Y
Instantaneous Hot Water System | Turnover | Retail | 38592.9942 | 36336.4855 | 2256.5087 | 5.847% | 38592.9942 | 36336.4855 | 2256.5087 | 5.847% | Y | Y | Y | Y
Instantaneous Hot Water System | Turnover | Schools K-12 | 2707.1998 | 2548.9115 | 158.2883 | 5.847% | 2707.1998 | 2548.9115 | 158.2883 | 5.847% | Y | Y | Y | Y
Instantaneous Hot Water System | Turnover | Warehouse | 12994.2741 | 12234.5069 | 759.7673 | 5.847% | 12994.2741 | 12234.5069 | 759.7673 | 5.847% | Y | Y | Y | Y
Instantaneous Hot Water System | New | Assembly | 6497.1371 | 6117.2534 | 379.8836 | 5.847% | 6497.1371 | 6117.2534 | 379.8836 | 5.847% | Y | Y | Y | Y
Instantaneous Hot Water System | New | College and University | 149434.1526 | 140696.8292 | 8737.3234 | 5.847% | 149434.1526 | 140696.8292 | 8737.3234 | 5.847% | Y | Y | Y | Y
Instantaneous Hot Water System | New | Grocery | 12994.2741 | 12234.5069 | 759.7673 | 5.847% | 12994.2741 | 12234.5069 | 759.7673 | 5.847% | Y | Y | Y | Y
Instantaneous Hot Water System | New | Healthcare | 8662.8494 | 8156.3379 | 506.5115 | 5.847% | 8662.8494 | 8156.3379 | 506.5115 | 5.847% | Y | Y | Y | Y
Instantaneous Hot Water System | New | Hospitals | 262051.1952 | 246729.2222 | 15321.9729 | 5.847% | 262051.1952 | 246729.2222 | 15321.9729 | 5.847% | Y | Y | Y | Y
Instantaneous Hot Water System | New | Institutional | 519770.9656 | 489380.2755 | 30390.6901 | 5.847% | 519770.9656 | 489380.2755 | 30390.6901 | 5.847% | Y | Y | Y | Y
Instantaneous Hot Water System | New | Lodging/Hospitality | 62372.5159 | 58725.6331 | 3646.8828 | 5.847% | 62372.5159 | 58725.6331 | 3646.8828 | 5.847% | Y | Y | Y | Y
Instantaneous Hot Water System | New | Miscellaneous | 389828.2242 | 367035.2066 | 22793.0176 | 5.847% | 389828.2242 | 367035.2066 | 22793.0176 | 5.847% | Y | Y | Y | Y
Instantaneous Hot Water System | New | Offices | 54142.8089 | 50977.112 | 3165.6969 | 5.847% | 54142.8089 | 50977.112 | 3165.6969 | 5.847% | Y | Y | Y | Y
Instantaneous Hot Water System | New | Restaurants | 21657.1236 | 20390.8448 | 1266.2788 | 5.847% | 21657.1236 | 20390.8448 | 1266.2788 | 5.847% | Y | Y | Y | Y
Instantaneous Hot Water System | New | Retail | 38592.9942 | 36336.4855 | 2256.5087 | 5.847% | 38592.9942 | 36336.4855 | 2256.5087 | 5.847% | Y | Y | Y | Y
Instantaneous Hot Water System | New | Schools K-12 | 2707.1998 | 2548.9115 | 158.2883 | 5.847% | 2707.1998 | 2548.9115 | 158.2883 | 5.847% | Y | Y | Y | Y
Instantaneous Hot Water System | New | Warehouse | 12994.2741 | 12234.5069 | 759.7673 | 5.847% | 12994.2741 | 12234.5069 | 759.7673 | 5.847% | Y | Y | Y | Y
Solar Water Heater | Turnover | Assembly | 7192.4897 | 1678.2476 | 5514.2421 | 76.67% | 7192.4897 | 1678.2476 | 5514.2421 | 76.67% | Y | Y | Y | Y
Solar Water Heater | Turnover | College and University | 165427.2641 | 38599.6949 | 126827.5691 | 76.67% | 165427.2641 | 38599.6949 | 126827.5691 | 76.67% | Y | Y | Y | Y
Solar Water Heater | Turnover | Grocery | 14384.9795 | 3356.4952 | 11028.4843 | 76.67% | 14384.9795 | 3356.4952 | 11028.4843 | 76.67% | Y | Y | Y | Y
Solar Water Heater | Turnover | Healthcare | 9589.9863 | 2237.6635 | 7352.3228 | 76.67% | 9589.9863 | 2237.6635 | 7352.3228 | 76.67% | Y | Y | Y | Y
Solar Water Heater | Turnover | Hospitals | 290097.0863 | 67689.3201 | 222407.7661 | 76.67% | 290097.0863 | 67689.3201 | 222407.7661 | 76.67% | Y | Y | Y | Y
Solar Water Heater | Turnover | Institutional | 575399.1794 | 134259.8085 | 441139.3708 | 76.67% | 575399.1794 | 134259.8085 | 441139.3708 | 76.67% | Y | Y | Y | Y
Solar Water Heater | Turnover | Lodging/Hospitality | 69047.9015 | 16111.177 | 52936.7245 | 76.67% | 69047.9015 | 16111.177 | 52936.7245 | 76.67% | Y | Y | Y | Y
Solar Water Heater | Turnover | Miscellaneous | 431549.3845 | 100694.8564 | 330854.5281 | 76.67% | 431549.3845 | 100694.8564 | 330854.5281 | 76.67% | Y | Y | Y | Y
Solar Water Heater | Turnover | Offices | 59937.4145 | 13985.3967 | 45952.0178 | 76.67% | 59937.4145 | 13985.3967 | 45952.0178 | 76.67% | Y | Y | Y | Y
Solar Water Heater | Turnover | Restaurants | 23974.9658 | 5594.1587 | 18380.8071 | 76.67% | 23974.9658 | 5594.1587 | 18380.8071 | 76.67% | Y | Y | Y | Y
Solar Water Heater | Turnover | Retail | 42723.3891 | 9968.7908 | 32754.5983 | 76.67% | 42723.3891 | 9968.7908 | 32754.5983 | 76.67% | Y | Y | Y | Y
Solar Water Heater | Turnover | Schools K-12 | 2996.9364 | 699.2852 | 2297.6512 | 76.67% | 2996.9364 | 699.2852 | 2297.6512 | 76.67% | Y | Y | Y | Y
Solar Water Heater | Turnover | Warehouse | 14384.9795 | 3356.4952 | 11028.4843 | 76.67% | 14384.9795 | 3356.4952 | 11028.4843 | 76.67% | Y | Y | Y | Y
Solar Water Heater | New | Assembly | 7192.4897 | 1678.2476 | 5514.2421 | 76.67% | 7192.4897 | 1678.2476 | 5514.2421 | 76.67% | Y | Y | Y | Y
Solar Water Heater | New | College and University | 165427.2641 | 38599.6949 | 126827.5691 | 76.67% | 165427.2641 | 38599.6949 | 126827.5691 | 76.67% | Y | Y | Y | Y
Solar Water Heater | New | Grocery | 14384.9795 | 3356.4952 | 11028.4843 | 76.67% | 14384.9795 | 3356.4952 | 11028.4843 | 76.67% | Y | Y | Y | Y
Solar Water Heater | New | Healthcare | 9589.9863 | 2237.6635 | 7352.3228 | 76.67% | 9589.9863 | 2237.6635 | 7352.3228 | 76.67% | Y | Y | Y | Y
Solar Water Heater | New | Hospitals | 290097.0863 | 67689.3201 | 222407.7661 | 76.67% | 290097.0863 | 67689.3201 | 222407.7661 | 76.67% | Y | Y | Y | Y
Solar Water Heater | New | Institutional | 575399.1794 | 134259.8085 | 441139.3708 | 76.67% | 575399.1794 | 134259.8085 | 441139.3708 | 76.67% | Y | Y | Y | Y
Solar Water Heater | New | Lodging/Hospitality | 69047.9015 | 16111.177 | 52936.7245 | 76.67% | 69047.9015 | 16111.177 | 52936.7245 | 76.67% | Y | Y | Y | Y
Solar Water Heater | New | Miscellaneous | 431549.3845 | 100694.8564 | 330854.5281 | 76.67% | 431549.3845 | 100694.8564 | 330854.5281 | 76.67% | Y | Y | Y | Y
Solar Water Heater | New | Offices | 59937.4145 | 13985.3967 | 45952.0178 | 76.67% | 59937.4145 | 13985.3967 | 45952.0178 | 76.67% | Y | Y | Y | Y
Solar Water Heater | New | Restaurants | 23974.9658 | 5594.1587 | 18380.8071 | 76.67% | 23974.9658 | 5594.1587 | 18380.8071 | 76.67% | Y | Y | Y | Y
Solar Water Heater | New | Retail | 42723.3891 | 9968.7908 | 32754.5983 | 76.67% | 42723.3891 | 9968.7908 | 32754.5983 | 76.67% | Y | Y | Y | Y
Solar Water Heater | New | Schools K-12 | 2996.9364 | 699.2852 | 2297.6512 | 76.67% | 2996.9364 | 699.2852 | 2297.6512 | 76.67% | Y | Y | Y | Y
Solar Water Heater | New | Warehouse | 14384.9795 | 3356.4952 | 11028.4843 | 76.67% | 14384.9795 | 3356.4952 | 11028.4843 | 76.67% | Y | Y | Y | Y
CFL - 15W Flood | Turnover | Assembly | 261.17 | 60.27 | 200.9 | 76.92% | 261.17 | 60.27 | 200.9 | 76.92% | Y | Y | Y | Y
CFL - 15W Flood | Turnover | College and University | 261.17 | 60.27 | 200.9 | 76.92% | 261.17 | 60.27 | 200.9 | 76.92% | Y | Y | Y | Y
CFL - 15W Flood | Turnover | Grocery | 261.17 | 60.27 | 200.9 | 76.92% | 261.17 | 60.27 | 200.9 | 76.92% | Y | Y | Y | Y
CFL - 15W Flood | Turnover | Healthcare | 261.17 | 60.27 | 200.9 | 76.92% | 261.17 | 60.27 | 200.9 | 76.92% | Y | Y | Y | Y
CFL - 15W Flood | Turnover | Hospitals | 261.17 | 60.27 | 200.9 | 76.92% | 261.17 | 60.27 | 200.9 | 76.92% | Y | Y | Y | Y
CFL - 15W Flood | Turnover | Institutional | 261.17 | 60.27 | 200.9 | 76.92% | 261.17 | 60.27 | 200.9 | 76.92% | Y | Y | Y | Y
CFL - 15W Flood | Turnover | Lodging/Hospitality | 261.17 | 60.27 | 200.9 | 76.92% | 261.17 | 60.27 | 200.9 | 76.92% | Y | Y | Y | Y
CFL - 15W Flood | Turnover | Miscellaneous | 261.17 | 60.27 | 200.9 | 76.92% | 261.17 | 60.27 | 200.9 | 76.92% | Y | Y | Y | Y
CFL - 15W Flood | Turnover | Offices | 261.17 | 60.27 | 200.9 | 76.92% | 261.17 | 60.27 | 200.9 | 76.92% | Y | Y | Y | Y
CFL - 15W Flood | Turnover | Restaurants | 261.17 | 60.27 | 200.9 | 76.92% | 261.17 | 60.27 | 200.9 | 76.92% | Y | Y | Y | Y
CFL - 15W Flood | Turnover | Retail | 261.17 | 60.27 | 200.9 | 76.92% | 261.17 | 60.27 | 200.9 | 76.92% | Y | Y | Y | Y
CFL - 15W Flood | Turnover | Schools K-12 | 261.17 | 60.27 | 200.9 | 76.92% | 261.17 | 60.27 | 200.9 | 76.92% | Y | Y | Y | Y
CFL - 15W Flood | Turnover | Warehouse | 261.17 | 60.27 | 200.9 | 76.92% | 261.17 | 60.27 | 200.9 | 76.92% | Y | Y | Y | Y
CFL - 15W Flood | New | Assembly | 261.17 | 60.27 | 200.9 | 76.92% | 261.17 | 60.27 | 200.9 | 76.92% | Y | Y | Y | Y
CFL - 15W Flood | New | College and University | 261.17 | 60.27 | 200.9 | 76.92% | 261.17 | 60.27 | 200.9 | 76.92% | Y | Y | Y | Y
CFL - 15W Flood | New | Grocery | 261.17 | 60.27 | 200.9 | 76.92% | 261.17 | 60.27 | 200.9 | 76.92% | Y | Y | Y | Y
CFL - 15W Flood | New | Healthcare | 261.17 | 60.27 | 200.9 | 76.92% | 261.17 | 60.27 | 200.9 | 76.92% | Y | Y | Y | Y
CFL - 15W Flood | New | Hospitals | 261.17 | 60.27 | 200.9 | 76.92% | 261.17 | 60.27 | 200.9 | 76.92% | Y | Y | Y | Y
CFL - 15W Flood | New | Institutional | 261.17 | 60.27 | 200.9 | 76.92% | 261.17 | 60.27 | 200.9 | 76.92% | Y | Y | Y | Y
CFL - 15W Flood | New | Lodging/Hospitality | 261.17 | 60.27 | 200.9 | 76.92% | 261.17 | 60.27 | 200.9 | 76.92% | Y | Y | Y | Y
CFL - 15W Flood | New | Miscellaneous | 261.17 | 60.27 | 200.9 | 76.92% | 261.17 | 60.27 | 200.9 | 76.92% | Y | Y | Y | Y
CFL - 15W Flood | New | Offices | 261.17 | 60.27 | 200.9 | 76.92% | 261.17 | 60.27 | 200.9 | 76.92% | Y | Y | Y | Y
CFL - 15W Flood | New | Restaurants | 261.17 | 60.27 | 200.9 | 76.92% | 261.17 | 60.27 | 200.9 | 76.92% | Y | Y | Y | Y
CFL - 15W Flood | New | Retail | 261.17 | 60.27 | 200.9 | 76.92% | 261.17 | 60.27 | 200.9 | 76.92% | Y | Y | Y | Y
CFL - 15W Flood | New | Schools K-12 | 261.17 | 60.27 | 200.9 | 76.92% | 261.17 | 60.27 | 200.9 | 76.92% | Y | Y | Y | Y
CFL - 15W Flood | New | Warehouse | 261.17 | 60.27 | 200.9 | 76.92% | 261.17 | 60.27 | 200.9 | 76.92% | Y | Y | Y | Y
High Efficiency HID Lighting | Turnover | Assembly | 1416.345 | 932.176 | 484.169 | 34.18% | 1416.345 | 932.176 | 484.169 | 34.18% | Y | Y | Y | Y
High Efficiency HID Lighting | Turnover | College and University | 1416.345 | 932.176 | 484.169 | 34.18% | 1416.345 | 932.176 | 484.169 | 34.18% | Y | Y | Y | Y
High Efficiency HID Lighting | Turnover | Grocery | 1416.345 | 932.176 | 484.169 | 34.18% | 1416.345 | 932.176 | 484.169 | 34.18% | Y | Y | Y | Y
High Efficiency HID Lighting | Turnover | Healthcare | 1416.345 | 932.176 | 484.169 | 34.18% | 1416.345 | 932.176 | 484.169 | 34.18% | Y | Y | Y | Y
High Efficiency HID Lighting | Turnover | Hospitals | 1416.345 | 932.176 | 484.169 | 34.18% | 1416.345 | 932.176 | 484.169 | 34.18% | Y | Y | Y | Y
High Efficiency HID Lighting | Turnover | Institutional | 1416.345 | 932.176 | 484.169 | 34.18% | 1416.345 | 932.176 | 484.169 | 34.18% | Y | Y | Y | Y
High Efficiency HID Lighting | Turnover | Lodging/Hospitality | 1416.345 | 932.176 | 484.169 | 34.18% | 1416.345 | 932.176 | 484.169 | 34.18% | Y | Y | Y | Y
High Efficiency HID Lighting | Turnover | Miscellaneous | 1416.345 | 932.176 | 484.169 | 34.18% | 1416.345 | 932.176 | 484.169 | 34.18% | Y | Y | Y | Y
High Efficiency HID Lighting | Turnover | Offices | 1416.345 | 932.176 | 484.169 | 34.18% | 1416.345 | 932.176 | 484.169 | 34.18% | Y | Y | Y | Y
High Efficiency HID Lighting | Turnover | Restaurants | 1416.345 | 932.176 | 484.169 | 34.18% | 1416.345 | 932.176 | 484.169 | 34.18% | Y | Y | Y | Y
High Efficiency HID Lighting | Turnover | Retail | 1416.345 | 932.176 | 484.169 | 34.18% | 1416.345 | 932.176 | 484.169 | 34.18% | Y | Y | Y | Y
High Efficiency HID Lighting | Turnover | Schools K-12 | 1416.345 | 932.176 | 484.169 | 34.18% | 1416.345 | 932.176 | 484.169 | 34.18% | Y | Y | Y | Y
High Efficiency HID Lighting | Turnover | Warehouse | 1416.345 | 932.176 | 484.169 | 34.18% | 1416.345 | 932.176 | 484.169 | 34.18% | Y | Y | Y | Y
High Efficiency HID Lighting | New | Assembly | 1416.345 | 932.176 | 484.169 | 34.18% | 1416.345 | 932.176 | 484.169 | 34.18% | Y | Y | Y | Y
High Efficiency HID Lighting | New | College and University | 1416.345 | 932.176 | 484.169 | 34.18% | 1416.345 | 932.176 | 484.169 | 34.18% | Y | Y | Y | Y
High Efficiency HID Lighting | New | Grocery | 1416.345 | 932.176 | 484.169 | 34.18% | 1416.345 | 932.176 | 484.169 | 34.18% | Y | Y | Y | Y
High Efficiency HID Lighting | New | Healthcare | 1416.345 | 932.176 | 484.169 | 34.18% | 1416.345 | 932.176 | 484.169 | 34.18% | Y | Y | Y | Y
High Efficiency HID Lighting | New | Hospitals | 1416.345 | 932.176 | 484.169 | 34.18% | 1416.345 | 932.176 | 484.169 | 34.18% | Y | Y | Y | Y
High Efficiency HID Lighting | New | Institutional | 1416.345 | 932.176 | 484.169 | 34.18% | 1416.345 | 932.176 | 484.169 | 34.18% | Y | Y | Y | Y
High Efficiency HID Lighting | New | Lodging/Hospitality | 1416.345 | 932.176 | 484.169 | 34.18% | 1416.345 | 932.176 | 484.169 | 34.18% | Y | Y | Y | Y
High Efficiency HID Lighting | New | Miscellaneous | 1416.345 | 932.176 | 484.169 | 34.18% | 1416.345 | 932.176 | 484.169 | 34.18% | Y | Y | Y | Y
High Efficiency HID Lighting | New | Offices | 1416.345 | 932.176 | 484.169 | 34.18% | 1416.345 | 932.176 | 484.169 | 34.18% | Y | Y | Y | Y
High Efficiency HID Lighting | New | Restaurants | 1416.345 | 932.176 | 484.169 | 34.18% | 1416.345 | 932.176 | 484.169 | 34.18% | Y | Y | Y | Y
High Efficiency HID Lighting | New | Retail | 1416.345 | 932.176 | 484.169 | 34.18% | 1416.345 | 932.176 | 484.169 | 34.18% | Y | Y | Y | Y
High Efficiency HID Lighting | New | Schools K-12 | 1416.345 | 932.176 | 484.169 | 34.18% | 1416.345 | 932.176 | 484.169 | 34.18% | Y | Y | Y | Y
High Efficiency HID Lighting | New | Warehouse | 1416.345 | 932.176 | 484.169 | 34.18% | 1416.345 | 932.176 | 484.169 | 34.18% | Y | Y | Y | Y
LED - 9W Flood | Turnover | Assembly | 261.17 | 36.162 | 225.008 | 86.15% | 261.17 | 36.162 | 225.008 | 86.15% | Y | Y | Y | Y
LED - 9W Flood | Turnover | College and University | 261.17 | 36.162 | 225.008 | 86.15% | 261.17 | 36.162 | 225.008 | 86.15% | Y | Y | Y | Y
LED - 9W Flood | Turnover | Grocery | 261.17 | 36.162 | 225.008 | 86.15% | 261.17 | 36.162 | 225.008 | 86.15% | Y | Y | Y | Y
LED - 9W Flood | Turnover | Healthcare | 261.17 | 36.162 | 225.008 | 86.15% | 261.17 | 36.162 | 225.008 | 86.15% | Y | Y | Y | Y
LED - 9W Flood | Turnover | Hospitals | 261.17 | 36.162 | 225.008 | 86.15% | 261.17 | 36.162 | 225.008 | 86.15% | Y | Y | Y | Y
LED - 9W Flood | Turnover | Institutional | 261.17 | 36.162 | 225.008 | 86.15% | 261.17 | 36.162 | 225.008 | 86.15% | Y | Y | Y | Y
LED - 9W Flood | Turnover | Lodging/Hospitality | 261.17 | 36.162 | 225.008 | 86.15% | 261.17 | 36.162 | 225.008 | 86.15% | Y | Y | Y | Y
LED - 9W Flood | Turnover | Miscellaneous | 261.17 | 36.162 | 225.008 | 86.15% | 261.17 | 36.162 | 225.008 | 86.15% | Y | Y | Y | Y
LED - 9W Flood | Turnover | Offices | 261.17 | 36.162 | 225.008 | 86.15% | 261.17 | 36.162 | 225.008 | 86.15% | Y | Y | Y | Y
LED - 9W Flood | Turnover | Restaurants | 261.17 | 36.162 | 225.008 | 86.15% | 261.17 | 36.162 | 225.008 | 86.15% | Y | Y | Y | Y
LED - 9W Flood | Turnover | Retail | 261.17 | 36.162 | 225.008 | 86.15% | 261.17 | 36.162 | 225.008 | 86.15% | Y | Y | Y | Y
LED - 9W Flood | Turnover | Schools K-12 | 261.17 | 36.162 | 225.008 | 86.15% | 261.17 | 36.162 | 225.008 | 86.15% | Y | Y | Y | Y
LED - 9W Flood | Turnover | Warehouse | 261.17 | 36.162 | 225.008 | 86.15% | 261.17 | 36.162 | 225.008 | 86.15% | Y | Y | Y | Y
LED - 9W Flood | New | Assembly | 261.17 | 36.162 | 225.008 | 86.15% | 261.17 | 36.162 | 225.008 | 86.15% | Y | Y | Y | Y
LED - 9W Flood | New | College and University | 261.17 | 36.162 | 225.008 | 86.15% | 261.17 | 36.162 | 225.008 | 86.15% | Y | Y | Y | Y
LED - 9W Flood | New | Grocery | 261.17 | 36.162 | 225.008 | 86.15% | 261.17 | 36.162 | 225.008 | 86.15% | Y | Y | Y | Y
LED - 9W Flood | New | Healthcare | 261.17 | 36.162 | 225.008 | 86.15% | 261.17 | 36.162 | 225.008 | 86.15% | Y | Y | Y | Y
LED - 9W Flood | New | Hospitals | 261.17 | 36.162 | 225.008 | 86.15% | 261.17 | 36.162 | 225.008 | 86.15% | Y | Y | Y | Y
LED - 9W Flood | New | Institutional | 261.17 | 36.162 | 225.008 | 86.15% | 261.17 | 36.162 | 225.008 | 86.15% | Y | Y | Y | Y
LED - 9W Flood | New | Lodging/Hospitality | 261.17 | 36.162 | 225.008 | 86.15% | 261.17 | 36.162 | 225.008 | 86.15% | Y | Y | Y | Y
LED - 9W Flood | New | Miscellaneous | 261.17 | 36.162 | 225.008 | 86.15% | 261.17 | 36.162 | 225.008 | 86.15% | Y | Y | Y | Y
LED - 9W Flood | New | Offices | 261.17 | 36.162 | 225.008 | 86.15% | 261.17 | 36.162 | 225.008 | 86.15% | Y | Y | Y | Y
LED - 9W Flood | New | Restaurants | 261.17 | 36.162 | 225.008 | 86.15% | 261.17 | 36.162 | 225.008 | 86.15% | Y | Y | Y | Y
LED - 9W Flood | New | Retail | 261.17 | 36.162 | 225.008 | 86.15% | 261.17 | 36.162 | 225.008 | 86.15% | Y | Y | Y | Y
LED - 9W Flood | New | Schools K-12 | 261.17 | 36.162 | 225.008 | 86.15% | 261.17 | 36.162 | 225.008 | 86.15% | Y | Y | Y | Y
LED - 9W Flood | New | Warehouse | 261.17 | 36.162 | 225.008 | 86.15% | 261.17 | 36.162 | 225.008 | 86.15% | Y | Y | Y | Y
LED Display Lighting (Exterior) | Turnover | Assembly | 433.944 | 56.252 | 377.692 | 87.04% | 433.944 | 56.252 | 377.692 | 87.04% | Y | Y | Y | Y
LED Display Lighting (Exterior) | Turnover | College and University | 433.944 | 56.252 | 377.692 | 87.04% | 433.944 | 56.252 | 377.692 | 87.04% | Y | Y | Y | Y
LED Display Lighting (Exterior) | Turnover | Grocery | 433.944 | 56.252 | 377.692 | 87.04% | 433.944 | 56.252 | 377.692 | 87.04% | Y | Y | Y | Y
LED Display Lighting (Exterior) | Turnover | Healthcare | 433.944 | 56.252 | 377.692 | 87.04% | 433.944 | 56.252 | 377.692 | 87.04% | Y | Y | Y | Y
LED Display Lighting (Exterior) | Turnover | Hospitals | 433.944 | 56.252 | 377.692 | 87.04% | 433.944 | 56.252 | 377.692 | 87.04% | Y | Y | Y | Y
LED Display Lighting (Exterior) | Turnover | Institutional | 433.944 | 56.252 | 377.692 | 87.04% | 433.944 | 56.252 | 377.692 | 87.04% | Y | Y | Y | Y
LED Display Lighting (Exterior) | Turnover | Lodging/Hospitality | 433.944 | 56.252 | 377.692 | 87.04% | 433.944 | 56.252 | 377.692 | 87.04% | Y | Y | Y | Y
LED Display Lighting (Exterior) | Turnover | Miscellaneous | 433.944 | 56.252 | 377.692 | 87.04% | 433.944 | 56.252 | 377.692 | 87.04% | Y | Y | Y | Y
LED Display Lighting (Exterior) | Turnover | Offices | 433.944 | 56.252 | 377.692 | 87.04% | 433.944 | 56.252 | 377.692 | 87.04% | Y | Y | Y | Y
LED Display Lighting (Exterior) | Turnover | Restaurants | 433.944 | 56.252 | 377.692 | 87.04% | 433.944 | 56.252 | 377.692 | 87.04% | Y | Y | Y | Y
LED Display Lighting (Exterior) | Turnover | Retail | 433.944 | 56.252 | 377.692 | 87.04% | 433.944 | 56.252 | 377.692 | 87.04% | Y | Y | Y | Y
LED Display Lighting (Exterior) | Turnover | Schools K-12 | 433.944 | 56.252 | 377.692 | 87.04% | 433.944 | 56.252 | 377.692 | 87.04% | Y | Y | Y | Y
LED Display Lighting (Exterior) | Turnover | Warehouse | 433.944 | 56.252 | 377.692 | 87.04% | 433.944 | 56.252 | 377.692 | 87.04% | Y | Y | Y | Y
LED Display Lighting (Exterior) | New | Assembly | 433.944 | 56.252 | 377.692 | 87.04% | 433.944 | 56.252 | 377.692 | 87.04% | Y | Y | Y | Y
LED Display Lighting (Exterior) | New | College and University | 433.944 | 56.252 | 377.692 | 87.04% | 433.944 | 56.252 | 377.692 | 87.04% | Y | Y | Y | Y
LED Display Lighting (Exterior) | New | Grocery | 433.944 | 56.252 | 377.692 | 87.04% | 433.944 | 56.252 | 377.692 | 87.04% | Y | Y | Y | Y
LED Display Lighting (Exterior) | New | Healthcare | 433.944 | 56.252 | 377.692 | 87.04% | 433.944 | 56.252 | 377.692 | 87.04% | Y | Y | Y | Y
LED Display Lighting (Exterior) | New | Hospitals | 433.944 | 56.252 | 377.692 | 87.04% | 433.944 | 56.252 | 377.692 | 87.04% | Y | Y | Y | Y
LED Display Lighting (Exterior) | New | Institutional | 433.944 | 56.252 | 377.692 | 87.04% | 433.944 | 56.252 | 377.692 | 87.04% | Y | Y | Y | Y
LED Display Lighting (Exterior) | New | Lodging/Hospitality | 433.944 | 56.252 | 377.692 | 87.04% | 433.944 | 56.252 | 377.692 | 87.04% | Y | Y | Y | Y
LED Display Lighting (Exterior) | New | Miscellaneous | 433.944 | 56.252 | 377.692 | 87.04% | 433.944 | 56.252 | 377.692 | 87.04% | Y | Y | Y | Y
LED Display Lighting (Exterior) | New | Offices | 433.944 | 56.252 | 377.692 | 87.04% | 433.944 | 56.252 | 377.692 | 87.04% | Y | Y | Y | Y
LED Display Lighting (Exterior) | New | Restaurants | 433.944 | 56.252 | 377.692 | 87.04% | 433.944 | 56.252 | 377.692 | 87.04% | Y | Y | Y | Y
LED Display Lighting (Exterior) | New | Retail | 433.944 | 56.252 | 377.692 | 87.04% | 433.944 | 56.252 | 377.692 | 87.04% | Y | Y | Y | Y
LED Display Lighting (Exterior) | New | Schools K-12 | 433.944 | 56.252 | 377.692 | 87.04% | 433.944 | 56.252 | 377.692 | 87.04% | Y | Y | Y | Y
LED Display Lighting (Exterior) | New | Warehouse | 433.944 | 56.252 | 377.692 | 87.04% | 433.944 | 56.252 | 377.692 | 87.04% | Y | Y | Y | Y
LED Exterior Lighting | Turnover | Assembly | 1261.652 | 498.232 | 763.42 | 60.51% | 1261.652 | 498.232 | 763.42 | 60.51% | Y | Y | Y | Y
LED Exterior Lighting | Turnover | College and University | 1261.652 | 498.232 | 763.42 | 60.51% | 1261.652 | 498.232 | 763.42 | 60.51% | Y | Y | Y | Y
LED Exterior Lighting | Turnover | Grocery | 1261.652 | 498.232 | 763.42 | 60.51% | 1261.652 | 498.232 | 763.42 | 60.51% | Y | Y | Y | Y
LED Exterior Lighting | Turnover | Healthcare | 1261.652 | 498.232 | 763.42 | 60.51% | 1261.652 | 498.232 | 763.42 | 60.51% | Y | Y | Y | Y
LED Exterior Lighting | Turnover | Hospitals | 1261.652 | 498.232 | 763.42 | 60.51% | 1261.652 | 498.232 | 763.42 | 60.51% | Y | Y | Y | Y
LED Exterior Lighting | Turnover | Institutional | 1261.652 | 498.232 | 763.42 | 60.51% | 1261.652 | 498.232 | 763.42 | 60.51% | Y | Y | Y | Y
LED Exterior Lighting | Turnover | Lodging/Hospitality | 1261.652 | 498.232 | 763.42 | 60.51% | 1261.652 | 498.232 | 763.42 | 60.51% | Y | Y | Y | Y
LED Exterior Lighting | Turnover | Miscellaneous | 1261.652 | 498.232 | 763.42 | 60.51% | 1261.652 | 498.232 | 763.42 | 60.51% | Y | Y | Y | Y
LED Exterior Lighting | Turnover | Offices | 1261.652 | 498.232 | 763.42 | 60.51% | 1261.652 | 498.232 | 763.42 | 60.51% | Y | Y | Y | Y
LED Exterior Lighting | Turnover | Restaurants | 1261.652 | 498.232 | 763.42 | 60.51% | 1261.652 | 498.232 | 763.42 | 60.51% | Y | Y | Y | Y
LED Exterior Lighting | Turnover | Retail | 1261.652 | 498.232 | 763.42 | 60.51% | 1261.652 | 498.232 | 763.42 | 60.51% | Y | Y | Y | Y
LED Exterior Lighting | Turnover | Schools K-12 | 1261.652 | 498.232 | 763.42 | 60.51% | 1261.652 | 498.232 | 763.42 | 60.51% | Y | Y | Y | Y
LED Exterior Lighting | Turnover | Warehouse | 1261.652 | 498.232 | 763.42 | 60.51% | 1261.652 | 498.232 | 763.42 | 60.51% | Y | Y | Y | Y
LED Exterior Lighting | New | Assembly | 1261.652 | 498.232 | 763.42 | 60.51% | 1261.652 | 498.232 | 763.42 | 60.51% | Y | Y | Y | Y
LED Exterior Lighting | New | College and University | 1261.652 | 498.232 | 763.42 | 60.51% | 1261.652 | 498.232 | 763.42 | 60.51% | Y | Y | Y | Y
LED Exterior Lighting | New | Grocery | 1261.652 | 498.232 | 763.42 | 60.51% | 1261.652 | 498.232 | 763.42 | 60.51% | Y | Y | Y | Y
LED Exterior Lighting | New | Healthcare | 1261.652 | 498.232 | 763.42 | 60.51% | 1261.652 | 498.232 | 763.42 | 60.51% | Y | Y | Y | Y
LED Exterior Lighting | New | Hospitals | 1261.652 | 498.232 | 763.42 | 60.51% | 1261.652 | 498.232 | 763.42 | 60.51% | Y | Y | Y | Y
LED Exterior Lighting | New | Institutional | 1261.652 | 498.232 | 763.42 | 60.51% | 1261.652 | 498.232 | 763.42 | 60.51% | Y | Y | Y | Y
LED Exterior Lighting | New | Lodging/Hospitality | 1261.652 | 498.232 | 763.42 | 60.51% | 1261.652 | 498.232 | 763.42 | 60.51% | Y | Y | Y | Y
LED Exterior Lighting | New | Miscellaneous | 1261.652 | 498.232 | 763.42 | 60.51% | 1261.652 | 498.232 | 763.42 | 60.51% | Y | Y | Y | Y
LED Exterior Lighting | New | Offices | 1261.652 | 498.232 | 763.42 | 60.51% | 1261.652 | 498.232 | 763.42 | 60.51% | Y | Y | Y | Y
LED Exterior Lighting | New | Restaurants | 1261.652 | 498.232 | 763.42 | 60.51% | 1261.652 | 498.232 | 763.42 | 60.51% | Y | Y | Y | Y
LED Exterior Lighting | New | Retail | 1261.652 | 498.232 | 763.42 | 60.51% | 1261.652 | 498.232 | 763.42 | 60.51% | Y | Y | Y | Y
LED Exterior Lighting | New | Schools K-12 | 1261.652 | 498.232 | 763.42 | 60.51% | 1261.652 | 498.232 | 763.42 | 60.51% | Y | Y | Y | Y
LED Exterior Lighting | New | Warehouse | 1261.652 | 498.232 | 763.42 | 60.51% | 1261.652 | 498.232 | 763.42 | 60.51% | Y | Y | Y | Y
LED Parking Lighting | Turnover | Assembly | 4018 | 642.88 | 3375.12 | 84% | 4018 | 642.88 | 3375.12 | 84% | Y | Y | Y | Y
LED Parking Lighting | Turnover | College and University | 4018 | 642.88 | 3375.12 | 84% | 4018 | 642.88 | 3375.12 | 84% | Y | Y | Y | Y
LED Parking Lighting | Turnover | Grocery | 4018 | 642.88 | 3375.12 | 84% | 4018 | 642.88 | 3375.12 | 84% | Y | Y | Y | Y
LED Parking Lighting | Turnover | Healthcare | 4018 | 642.88 | 3375.12 | 84% | 4018 | 642.88 | 3375.12 | 84% | Y | Y | Y | Y
LED Parking Lighting | Turnover | Hospitals | 4018 | 642.88 | 3375.12 | 84% | 4018 | 642.88 | 3375.12 | 84% | Y | Y | Y | Y
LED Parking Lighting | Turnover | Institutional | 4018 | 642.88 | 3375.12 | 84% | 4018 | 642.88 | 3375.12 | 84% | Y | Y | Y | Y
LED Parking Lighting | Turnover | Lodging/Hospitality | 4018 | 642.88 | 3375.12 | 84% | 4018 | 642.88 | 3375.12 | 84% | Y | Y | Y | Y
LED Parking Lighting | Turnover | Miscellaneous | 4018 | 642.88 | 3375.12 | 84% | 4018 | 642.88 | 3375.12 | 84% | Y | Y | Y | Y
LED Parking Lighting | Turnover | Offices | 4018 | 642.88 | 3375.12 | 84% | 4018 | 642.88 | 3375.12 | 84% | Y | Y | Y | Y
LED Parking Lighting | Turnover | Restaurants | 4018 | 642.88 | 3375.12 | 84% | 4018 | 642.88 | 3375.12 | 84% | Y | Y | Y | Y
LED Parking Lighting | Turnover | Retail | 4018 | 642.88 | 3375.12 | 84% | 4018 | 642.88 | 3375.12 | 84% | Y | Y | Y | Y
LED Parking Lighting | Turnover | Schools K-12 | 4018 | 642.88 | 3375.12 | 84% | 4018 | 642.88 | 3375.12 | 84% | Y | Y | Y | Y
LED Parking Lighting | Turnover | Warehouse | 4018 | 642.88 | 3375.12 | 84% | 4018 | 642.88 | 3375.12 | 84% | Y | Y | Y | Y
LED Parking Lighting | New | Assembly | 4018 | 642.88 | 3375.12 | 84% | 4018 | 642.88 | 3375.12 | 84% | Y | Y | Y | Y
LED Parking Lighting | New | College and University | 4018 | 642.88 | 3375.12 | 84% | 4018 | 642.88 | 3375.12 | 84% | Y | Y | Y | Y
LED Parking Lighting | New | Grocery | 4018 | 642.88 | 3375.12 | 84% | 4018 | 642.88 | 3375.12 | 84% | Y | Y | Y | Y
LED Parking Lighting | New | Healthcare | 4018 | 642.88 | 3375.12 | 84% | 4018 | 642.88 | 3375.12 | 84% | Y | Y | Y | Y
LED Parking Lighting | New | Hospitals | 4018 | 642.88 | 3375.12 | 84% | 4018 | 642.88 | 3375.12 | 84% | Y | Y | Y | Y
LED Parking Lighting | New | Institutional | 4018 | 642.88 | 3375.12 | 84% | 4018 | 642.88 | 3375.12 | 84% | Y | Y | Y | Y
LED Parking Lighting | New | Lodging/Hospitality | 4018 | 642.88 | 3375.12 | 84% | 4018 | 642.88 | 3375.12 | 84% | Y | Y | Y | Y
LED Parking Lighting | New | Miscellaneous | 4018 | 642.88 | 3375.12 | 84% | 4018 | 642.88 | 3375.12 | 84% | Y | Y | Y | Y
LED Parking Lighting | New | Offices | 4018 | 642.88 | 3375.12 | 84% | 4018 | 642.88 | 3375.12 | 84% | Y | Y | Y | Y
LED Parking Lighting | New | Restaurants | 4018 | 642.88 | 3375.12 | 84% | 4018 | 642.88 | 3375.12 | 84% | Y | Y | Y | Y
LED Parking Lighting | New | Retail | 4018 | 642.88 | 3375.12 | 84% | 4018 | 642.88 | 3375.12 | 84% | Y | Y | Y | Y
LED Parking Lighting | New | Schools K-12 | 4018 | 642.88 | 3375.12 | 84% | 4018 | 642.88 | 3375.12 | 84% | Y | Y | Y | Y
LED Parking Lighting | New | Warehouse | 4018 | 642.88 | 3375.12 | 84% | 4018 | 642.88 | 3375.12 | 84% | Y | Y | Y | Y
LED Street Lights | Turnover | Assembly | 2542.0547 | 850.932 | 1691.1226 | 66.53% | 2542.0547 | 850.932 | 1691.1226 | 66.53% | Y | Y | Y | Y
LED Street Lights | Turnover | College and University | 2542.0547 | 850.932 | 1691.1226 | 66.53% | 2542.0547 | 850.932 | 1691.1226 | 66.53% | Y | Y | Y | Y
LED Street Lights | Turnover | Grocery | 2542.0547 | 850.932 | 1691.1226 | 66.53% | 2542.0547 | 850.932 | 1691.1226 | 66.53% | Y | Y | Y | Y
LED Street Lights | Turnover | Healthcare | 2542.0547 | 850.932 | 1691.1226 | 66.53% | 2542.0547 | 850.932 | 1691.1226 | 66.53% | Y | Y | Y | Y
LED Street Lights | Turnover | Hospitals | 2542.0547 | 850.932 | 1691.1226 | 66.53% | 2542.0547 | 850.932 | 1691.1226 | 66.53% | Y | Y | Y | Y
LED Street Lights | Turnover | Institutional | 2542.0547 | 850.932 | 1691.1226 | 66.53% | 2542.0547 | 850.932 | 1691.1226 | 66.53% | Y | Y | Y | Y
LED Street Lights | Turnover | Lodging/Hospitality | 2542.0547 | 850.932 | 1691.1226 | 66.53% | 2542.0547 | 850.932 | 1691.1226 | 66.53% | Y | Y | Y | Y
LED Street Lights | Turnover | Miscellaneous | 2542.0547 | 850.932 | 1691.1226 | 66.53% | 2542.0547 | 850.932 | 1691.1226 | 66.53% | Y | Y | Y | Y
LED Street Lights | Turnover | Offices | 2542.0547 | 850.932 | 1691.1226 | 66.53% | 2542.0547 | 850.932 | 1691.1226 | 66.53% | Y | Y | Y | Y
LED Street Lights | Turnover | Restaurants | 2542.0547 | 850.932 | 1691.1226 | 66.53% | 2542.0547 | 850.932 | 1691.1226 | 66.53% | Y | Y | Y | Y
LED Street Lights | Turnover | Retail | 2542.0547 | 850.932 | 1691.1226 | 66.53% | 2542.0547 | 850.932 | 1691.1226 | 66.53% | Y | Y | Y | Y
LED Street Lights | Turnover | Schools K-12 | 2542.0547 | 850.932 | 1691.1226 | 66.53% | 2542.0547 | 850.932 | 1691.1226 | 66.53% | Y | Y | Y | Y
LED Street Lights | Turnover | Warehouse | 2542.0547 | 850.932 | 1691.1226 | 66.53% | 2542.0547 | 850.932 | 1691.1226 | 66.53% | Y | Y | Y | Y
LED Street Lights | New | Assembly | 2542.0547 | 850.932 | 1691.1226 | 66.53% | 2542.0547 | 850.932 | 1691.1226 | 66.53% | Y | Y | Y | Y
LED Street Lights | New | College and University | 2542.0547 | 850.932 | 1691.1226 | 66.53% | 2542.0547 | 850.932 | 1691.1226 | 66.53% | Y | Y | Y | Y
LED Street Lights | New | Grocery | 2542.0547 | 850.932 | 1691.1226 | 66.53% | 2542.0547 | 850.932 | 1691.1226 | 66.53% | Y | Y | Y | Y
LED Street Lights | New | Healthcare | 2542.0547 | 850.932 | 1691.1226 | 66.53% | 2542.0547 | 850.932 | 1691.1226 | 66.53% | Y | Y | Y | Y
LED Street Lights | New | Hospitals | 2542.0547 | 850.932 | 1691.1226 | 66.53% | 2542.0547 | 850.932 | 1691.1226 | 66.53% | Y | Y | Y | Y
LED Street Lights | New | Institutional | 2542.0547 | 850.932 | 1691.1226 | 66.53% | 2542.0547 | 850.932 | 1691.1226 | 66.53% | Y | Y | Y | Y
LED Street Lights | New | Lodging/Hospitality | 2542.0547 | 850.932 | 1691.1226 | 66.53% | 2542.0547 | 850.932 | 1691.1226 | 66.53% | Y | Y | Y | Y
LED Street Lights | New | Miscellaneous | 2542.0547 | 850.932 | 1691.1226 | 66.53% | 2542.0547 | 850.932 | 1691.1226 | 66.53% | Y | Y | Y | Y
LED Street Lights | New | Offices | 2542.0547 | 850.932 | 1691.1226 | 66.53% | 2542.0547 | 850.932 | 1691.1226 | 66.53% | Y | Y | Y | Y
LED Street Lights | New | Restaurants | 2542.0547 | 850.932 | 1691.1226 | 66.53% | 2542.0547 | 850.932 | 1691.1226 | 66.53% | Y | Y | Y | Y
LED Street Lights | New | Retail | 2542.0547 | 850.932 | 1691.1226 | 66.53% | 2542.0547 | 850.932 | 1691.1226 | 66.53% | Y | Y | Y | Y
LED Street Lights | New | Schools K-12 | 2542.0547 | 850.932 | 1691.1226 | 66.53% | 2542.0547 | 850.932 | 1691.1226 | 66.53% | Y | Y | Y | Y
LED Street Lights | New | Warehouse | 2542.0547 | 850.932 | 1691.1226 | 66.53% | 2542.0547 | 850.932 | 1691.1226 | 66.53% | Y | Y | Y | Y
LED Traffic and Crosswalk Lighting | Turnover | Assembly | 102.2 | 64.24 | 37.96 | 37.14% | 102.2 | 64.24 | 37.96 | 37.14% | Y | Y | Y | Y
LED Traffic and Crosswalk Lighting | Turnover | College and University | 102.2 | 64.24 | 37.96 | 37.14% | 102.2 | 64.24 | 37.96 | 37.14% | Y | Y | Y | Y
LED Traffic and Crosswalk Lighting | Turnover | Grocery | 102.2 | 64.24 | 37.96 | 37.14% | 102.2 | 64.24 | 37.96 | 37.14% | Y | Y | Y | Y
LED Traffic and Crosswalk Lighting | Turnover | Healthcare | 102.2 | 64.24 | 37.96 | 37.14% | 102.2 | 64.24 | 37.96 | 37.14% | Y | Y | Y | Y
LED Traffic and Crosswalk Lighting | Turnover | Hospitals | 102.2 | 64.24 | 37.96 | 37.14% | 102.2 | 64.24 | 37.96 | 37.14% | Y | Y | Y | Y
LED Traffic and Crosswalk Lighting | Turnover | Institutional | 102.2 | 64.24 | 37.96 | 37.14% | 102.2 | 64.24 | 37.96 | 37.14% | Y | Y | Y | Y
LED Traffic and Crosswalk Lighting | Turnover | Lodging/Hospitality | 102.2 | 64.24 | 37.96 | 37.14% | 102.2 | 64.24 | 37.96 | 37.14% | Y | Y | Y | Y
LED Traffic and Crosswalk Lighting | Turnover | Miscellaneous | 102.2 | 64.24 | 37.96 | 37.14% | 102.2 | 64.24 | 37.96 | 37.14% | Y | Y | Y | Y
LED Traffic and Crosswalk Lighting | Turnover | Offices | 102.2 | 64.24 | 37.96 | 37.14% | 102.2 | 64.24 | 37.96 | 37.14% | Y | Y | Y | Y
LED Traffic and Crosswalk Lighting | Turnover | Restaurants | 102.2 | 64.24 | 37.96 | 37.14% | 102.2 | 64.24 | 37.96 | 37.14% | Y | Y | Y | Y
LED Traffic and Crosswalk Lighting | Turnover | Retail | 102.2 | 64.24 | 37.96 | 37.14% | 102.2 | 64.24 | 37.96 | 37.14% | Y | Y | Y | Y
LED Traffic and Crosswalk Lighting | Turnover | Schools K-12 | 102.2 | 64.24 | 37.96 | 37.14% | 102.2 | 64.24 | 37.96 | 37.14% | Y | Y | Y | Y
LED Traffic and Crosswalk Lighting | Turnover | Warehouse | 102.2 | 64.24 | 37.96 | 37.14% | 102.2 | 64.24 | 37.96 | 37.14% | Y | Y | Y | Y
LED Traffic and Crosswalk Lighting | New | Assembly | 102.2 | 64.24 | 37.96 | 37.14% | 102.2 | 64.24 | 37.96 | 37.14% | Y | Y | Y | Y
LED Traffic and Crosswalk Lighting | New | College and University | 102.2 | 64.24 | 37.96 | 37.14% | 102.2 | 64.24 | 37.96 | 37.14% | Y | Y | Y | Y
LED Traffic and Crosswalk Lighting | New | Grocery | 102.2 | 64.24 | 37.96 | 37.14% | 102.2 | 64.24 | 37.96 | 37.14% | Y | Y | Y | Y
LED Traffic and Crosswalk Lighting | New | Healthcare | 102.2 | 64.24 | 37.96 | 37.14% | 102.2 | 64.24 | 37.96 | 37.14% | Y | Y | Y | Y
LED Traffic and Crosswalk Lighting | New | Hospitals | 102.2 | 64.24 | 37.96 | 37.14% | 102.2 | 64.24 | 37.96 | 37.14% | Y | Y | Y | Y
LED Traffic and Crosswalk Lighting | New | Institutional | 102.2 | 64.24 | 37.96 | 37.14% | 102.2 | 64.24 | 37.96 | 37.14% | Y | Y | Y | Y
LED Traffic and Crosswalk Lighting | New | Lodging/Hospitality | 102.2 | 64.24 | 37.96 | 37.14% | 102.2 | 64.24 | 37.96 | 37.14% | Y | Y | Y | Y
LED Traffic and Crosswalk Lighting | New | Miscellaneous | 102.2 | 64.24 | 37.96 | 37.14% | 102.2 | 64.24 | 37.96 | 37.14% | Y | Y | Y | Y
LED Traffic and Crosswalk Lighting | New | Offices | 102.2 | 64.24 | 37.96 | 37.14% | 102.2 | 64.24 | 37.96 | 37.14% | Y | Y | Y | Y
LED Traffic and Crosswalk Lighting | New | Restaurants | 102.2 | 64.24 | 37.96 | 37.14% | 102.2 | 64.24 | 37.96 | 37.14% | Y | Y | Y | Y
LED Traffic and Crosswalk Lighting | New | Retail | 102.2 | 64.24 | 37.96 | 37.14% | 102.2 | 64.24 | 37.96 | 37.14% | Y | Y | Y | Y
LED Traffic and Crosswalk Lighting | New | Schools K-12 | 102.2 | 64.24 | 37.96 | 37.14% | 102.2 | 64.24 | 37.96 | 37.14% | Y | Y | Y | Y
LED Traffic and Crosswalk Lighting | New | Warehouse | 102.2 | 64.24 | 37.96 | 37.14% | 102.2 | 64.24 | 37.96 | 37.14% | Y | Y | Y | Y
Geothermal Heat Pump | Turnover | Assembly | 14736.026 | 11653.9232 | 3082.1028 | 20.92% | 14736.026 | 11653.9232 | 3082.1028 | 20.92% | Y | Y | Y | Y
Geothermal Heat Pump | Turnover | College and University | 16325.2272 | 12906.5876 | 3418.6395 | 20.94% | 16325.2272 | 12906.5876 | 3418.6395 | 20.94% | Y | Y | Y | Y
Geothermal Heat Pump | Turnover | Grocery | 8386.633 | 6676.804 | 1709.8289 | 20.39% | 8386.633 | 6676.804 | 1709.8289 | 20.39% | Y | Y | Y | Y
Geothermal Heat Pump | Turnover | Healthcare | 31936.9793 | 25234.1712 | 6702.8082 | 20.99% | 31936.9793 | 25234.1712 | 6702.8082 | 20.99% | Y | Y | Y | Y
Geothermal Heat Pump | Turnover | Hospitals | 30315.5504 | 23964.4126 | 6351.1378 | 20.95% | 30315.5504 | 23964.4126 | 6351.1378 | 20.95% | Y | Y | Y | Y
Geothermal Heat Pump | Turnover | Institutional | 8029.9345 | 6363.0213 | 1666.9131 | 20.76% | 8029.9345 | 6363.0213 | 1666.9131 | 20.76% | Y | Y | Y | Y
Geothermal Heat Pump | Turnover | Lodging/Hospitality | 24216.3661 | 19128.816 | 5087.5501 | 21.01% | 24216.3661 | 19128.816 | 5087.5501 | 21.01% | Y | Y | Y | Y
Geothermal Heat Pump | Turnover | Miscellaneous | 8229.1495 | 6507.74 | 1721.4094 | 20.92% | 8229.1495 | 6507.74 | 1721.4094 | 20.92% | Y | Y | Y | Y
Geothermal Heat Pump | Turnover | Offices | 16470.851 | 13005.3711 | 3465.48 | 21.04% | 16470.851 | 13005.3711 | 3465.48 | 21.04% | Y | Y | Y | Y
Geothermal Heat Pump | Turnover | Restaurants | 24315.942 | 19308.5515 | 5007.3906 | 20.59% | 24315.942 | 19308.5515 | 5007.3906 | 20.59% | Y | Y | Y | Y
Geothermal Heat Pump | Turnover | Retail | 18935.7857 | 15014.7912 | 3920.9945 | 20.71% | 18935.7857 | 15014.7912 | 3920.9945 | 20.71% | Y | Y | Y | Y
Geothermal Heat Pump | Turnover | Schools K-12 | 16485.3859 | 13076.2217 | 3409.1643 | 20.68% | 16485.3859 | 13076.2217 | 3409.1643 | 20.68% | Y | Y | Y | Y
Geothermal Heat Pump | Turnover | Warehouse | 3639.3589 | 2889.9051 | 749.4538 | 20.59% | 3639.3589 | 2889.9051 | 749.4538 | 20.59% | Y | Y | Y | Y
Geothermal Heat Pump | New | Assembly | 14736.026 | 11653.9232 | 3082.1028 | 20.92% | 14736.026 | 11653.9232 | 3082.1028 | 20.92% | Y | Y | Y | Y
Geothermal Heat Pump | New | College and University | 16325.2272 | 12906.5876 | 3418.6395 | 20.94% | 16325.2272 | 12906.5876 | 3418.6395 | 20.94% | Y | Y | Y | Y
Geothermal Heat Pump | New | Grocery | 8386.633 | 6676.804 | 1709.8289 | 20.39% | 8386.633 | 6676.804 | 1709.8289 | 20.39% | Y | Y | Y | Y
Geothermal Heat Pump | New | Healthcare | 31936.9793 | 25234.1712 | 6702.8082 | 20.99% | 31936.9793 | 25234.1712 | 6702.8082 | 20.99% | Y | Y | Y | Y
Geothermal Heat Pump | New | Hospitals | 30315.5504 | 23964.4126 | 6351.1378 | 20.95% | 30315.5504 | 23964.4126 | 6351.1378 | 20.95% | Y | Y | Y | Y
Geothermal Heat Pump | New | Institutional | 8029.9345 | 6363.0213 | 1666.9131 | 20.76% | 8029.9345 | 6363.0213 | 1666.9131 | 20.76% | Y | Y | Y | Y
Geothermal Heat Pump | New | Lodging/Hospitality | 24216.3661 | 19128.816 | 5087.5501 | 21.01% | 24216.3661 | 19128.816 | 5087.5501 | 21.01% | Y | Y | Y | Y
Geothermal Heat Pump | New | Miscellaneous | 8229.1495 | 6507.74 | 1721.4094 | 20.92% | 8229.1495 | 6507.74 | 1721.4094 | 20.92% | Y | Y | Y | Y
Geothermal Heat Pump | New | Offices | 16470.851 | 13005.3711 | 3465.48 | 21.04% | 16470.851 | 13005.3711 | 3465.48 | 21.04% | Y | Y | Y | Y
Geothermal Heat Pump | New | Restaurants | 24315.942 | 19308.5515 | 5007.3906 | 20.59% | 24315.942 | 19308.5515 | 5007.3906 | 20.59% | Y | Y | Y | Y
Geothermal Heat Pump | New | Retail | 18935.7857 | 15014.7912 | 3920.9945 | 20.71% | 18935.7857 | 15014.7912 | 3920.9945 | 20.71% | Y | Y | Y | Y
Geothermal Heat Pump | New | Schools K-12 | 16485.3859 | 13076.2217 | 3409.1643 | 20.68% | 16485.3859 | 13076.2217 | 3409.1643 | 20.68% | Y | Y | Y | Y
Geothermal Heat Pump | New | Warehouse | 3639.3589 | 2889.9051 | 749.4538 | 20.59% | 3639.3589 | 2889.9051 | 749.4538 | 20.59% | Y | Y | Y | Y
High Efficiency Chiller (Air Cooled, 50 tons) | Turnover | Assembly | 155708.8128 | 142070.0847 | 13638.7281 | 8.759% | 155708.8128 | 142070.0847 | 13638.7281 | 8.759% | Y | Y | Y | Y
High Efficiency Chiller (Air Cooled, 50 tons) | Turnover | College and University | 172745.0487 | 157614.0955 | 15130.9532 | 8.759% | 172745.0487 | 157614.0955 | 15130.9532 | 8.759% | Y | Y | Y | Y
High Efficiency Chiller (Air Cooled, 50 tons) | Turnover | Grocery | 86015.1208 | 78480.9496 | 7534.1712 | 8.759% | 86015.1208 | 78480.9496 | 7534.1712 | 8.759% | Y | Y | Y | Y
High Efficiency Chiller (Air Cooled, 50 tons) | Turnover | Healthcare | 338818.5644 | 309141.0259 | 29677.5385 | 8.759% | 338818.5644 | 309141.0259 | 29677.5385 | 8.759% | Y | Y | Y | Y
High Efficiency Chiller (Air Cooled, 50 tons) | Turnover | Hospitals | 320948.3869 | 292836.1195 | 28112.2675 | 8.759% | 320948.3869 | 292836.1195 | 28112.2675 | 8.759% | Y | Y | Y | Y
High Efficiency Chiller (Air Cooled, 50 tons) | Turnover | Institutional | 84108.9685 | 76741.7596 | 7367.2089 | 8.759% | 84108.9685 | 76741.7596 | 7367.2089 | 8.759% | Y | Y | Y | Y
High Efficiency Chiller (Air Cooled, 50 tons) | Turnover | Lodging/Hospitality | 257211.4207 | 234681.9532 | 22529.4675 | 8.759% | 257211.4207 | 234681.9532 | 22529.4675 | 8.759% | Y | Y | Y | Y
High Efficiency Chiller (Air Cooled, 50 tons) | Turnover | Miscellaneous | 86968.1969 | 79350.5446 | 7617.6523 | 8.759% | 86968.1969 | 79350.5446 | 7617.6523 | 8.759% | Y | Y | Y | Y
High Efficiency Chiller (Air Cooled, 50 tons) | Turnover | Offices | 175246.8735 | 159896.7824 | 15350.0911 | 8.759% | 175246.8735 | 159896.7824 | 15350.0911 | 8.759% | Y | Y | Y | Y
High Efficiency Chiller (Air Cooled, 50 tons) | Turnover | Restaurants | 252326.9056 | 230225.2788 | 22101.6268 | 8.759% | 252326.9056 | 230225.2788 | 22101.6268 | 8.759% | Y | Y | Y | Y
High Efficiency Chiller (Air Cooled, 50 tons) | Turnover | Retail | 197763.2971 | 180440.9645 | 17322.3326 | 8.759% | 197763.2971 | 180440.9645 | 17322.3326 | 8.759% | Y | Y | Y | Y
High Efficiency Chiller (Air Cooled, 50 tons) | Turnover | Schools K-12 | 171911.107 | 156853.1999 | 15057.9072 | 8.759% | 171911.107 | 156853.1999 | 15057.9072 | 8.759% | Y | Y | Y | Y
High Efficiency Chiller (Air Cooled, 50 tons) | Turnover | Warehouse | 37765.6417 | 34457.7023 | 3307.9394 | 8.759% | 37765.6417 | 34457.7023 | 3307.9394 | 8.759% | Y | Y | Y | Y
High Efficiency Chiller (Air Cooled, 50 tons) | New | Assembly | 155708.8128 | 142070.0847 | 13638.7281 | 8.759% | 155708.8128 | 142070.0847 | 13638.7281 | 8.759% | Y | Y | Y | Y
High Efficiency Chiller (Air Cooled, 50 tons) | New | College and University | 172745.0487 | 157614.0955 | 15130.9532 | 8.759% | 172745.0487 | 157614.0955 | 15130.9532 | 8.759% | Y | Y | Y | Y
High Efficiency Chiller (Air Cooled, 50 tons) | New | Grocery | 86015.1208 | 78480.9496 | 7534.1712 | 8.759% | 86015.1208 | 78480.9496 | 7534.1712 | 8.759% | Y | Y | Y | Y
High Efficiency Chiller (Air Cooled, 50 tons) | New | Healthcare | 338818.5644 | 309141.0259 | 29677.5385 | 8.759% | 338818.5644 | 309141.0259 | 29677.5385 | 8.759% | Y | Y | Y | Y
High Efficiency Chiller (Air Cooled, 50 tons) | New | Hospitals | 320948.3869 | 292836.1195 | 28112.2675 | 8.759% | 320948.3869 | 292836.1195 | 28112.2675 | 8.759% | Y | Y | Y | Y
High Efficiency Chiller (Air Cooled, 50 tons) | New | Institutional | 84108.9685 | 76741.7596 | 7367.2089 | 8.759% | 84108.9685 | 76741.7596 | 7367.2089 | 8.759% | Y | Y | Y | Y
High Efficiency Chiller (Air Cooled, 50 tons) | New | Lodging/Hospitality | 257211.4207 | 234681.9532 | 22529.4675 | 8.759% | 257211.4207 | 234681.9532 | 22529.4675 | 8.759% | Y | Y | Y | Y
High Efficiency Chiller (Air Cooled, 50 tons) | New | Miscellaneous | 86968.1969 | 79350.5446 | 7617.6523 | 8.759% | 86968.1969 | 79350.5446 | 7617.6523 | 8.759% | Y | Y | Y | Y
High Efficiency Chiller (Air Cooled, 50 tons) | New | Offices | 175246.8735 | 159896.7824 | 15350.0911 | 8.759% | 175246.8735 | 159896.7824 | 15350.0911 | 8.759% | Y | Y | Y | Y
High Efficiency Chiller (Air Cooled, 50 tons) | New | Restaurants | 252326.9056 | 230225.2788 | 22101.6268 | 8.759% | 252326.9056 | 230225.2788 | 22101.6268 | 8.759% | Y | Y | Y | Y
High Efficiency Chiller (Air Cooled, 50 tons) | New | Retail | 197763.2971 | 180440.9645 | 17322.3326 | 8.759% | 197763.2971 | 180440.9645 | 17322.3326 | 8.759% | Y | Y | Y | Y
High Efficiency Chiller (Air Cooled, 50 tons) | New | Schools K-12 | 171911.107 | 156853.1999 | 15057.9072 | 8.759% | 171911.107 | 156853.1999 | 15057.9072 | 8.759% | Y | Y | Y | Y
High Efficiency Chiller (Air Cooled, 50 tons) | New | Warehouse | 37765.6417 | 34457.7023 | 3307.9394 | 8.759% | 37765.6417 | 34457.7023 | 3307.9394 | 8.759% | Y | Y | Y | Y
High Efficiency Chiller (Water cooled-centrifugal, 200 tons) | Turnover | Assembly | 386676.8852 | 369808.4305 | 16868.4547 | 4.362% | 386676.8852 | 369808.4305 | 16868.4547 | 4.362% | Y | Y | Y | Y
High Efficiency Chiller (Water cooled-centrifugal, 200 tons) | Turnover | College and University | 428983.5375 | 410269.4906 | 18714.0469 | 4.362% | 428983.5375 | 410269.4906 | 18714.0469 | 4.362% | Y | Y | Y | Y
High Efficiency Chiller (Water cooled-centrifugal, 200 tons) | Turnover | Grocery | 213604.2166 | 204285.9118 | 9318.3048 | 4.362% | 213604.2166 | 204285.9118 | 9318.3048 | 4.362% | Y | Y | Y | Y
High Efficiency Chiller (Water cooled-centrifugal, 200 tons) | Turnover | Healthcare | 841399.4349 | 804694.0904 | 36705.3445 | 4.362% | 841399.4349 | 804694.0904 | 36705.3445 | 4.362% | Y | Y | Y | Y
High Efficiency Chiller (Water cooled-centrifugal, 200 tons) | Turnover | Hospitals | 797021.8276 | 762252.419 | 34769.4086 | 4.362% | 797021.8276 | 762252.419 | 34769.4086 | 4.362% | Y | Y | Y | Y
High Efficiency Chiller (Water cooled-centrifugal, 200 tons) | Turnover | Institutional | 208870.6052 | 199758.8002 | 9111.8049 | 4.362% | 208870.6052 | 199758.8002 | 9111.8049 | 4.362% | Y | Y | Y | Y
High Efficiency Chiller (Water cooled-centrifugal, 200 tons) | Turnover | Lodging/Hospitality | 638741.6948 | 610877.1242 | 27864.5706 | 4.362% | 638741.6948 | 610877.1242 | 27864.5706 | 4.362% | Y | Y | Y | Y
High Efficiency Chiller (Water cooled-centrifugal, 200 tons) | Turnover | Miscellaneous | 215971.0223 | 206549.4677 | 9421.5547 | 4.362% | 215971.0223 | 206549.4677 | 9421.5547 | 4.362% | Y | Y | Y | Y
High Efficiency Chiller (Water cooled-centrifugal, 200 tons) | Turnover | Offices | 435196.4025 | 416211.3246 | 18985.078 | 4.362% | 435196.4025 | 416211.3246 | 18985.078 | 4.362% | Y | Y | Y | Y
High Efficiency Chiller (Water cooled-centrifugal, 200 tons) | Turnover | Restaurants | 626611.8155 | 599276.4007 | 27335.4148 | 4.362% | 626611.8155 | 599276.4007 | 27335.4148 | 4.362% | Y | Y | Y | Y
High Efficiency Chiller (Water cooled-centrifugal, 200 tons) | Turnover | Retail | 491112.1878 | 469687.8306 | 21424.3572 | 4.362% | 491112.1878 | 469687.8306 | 21424.3572 | 4.362% | Y | Y | Y | Y
High Efficiency Chiller (Water cooled-centrifugal, 200 tons) | Turnover | Schools K-12 | 426912.5825 | 408288.8792 | 18623.7033 | 4.362% | 426912.5825 | 408288.8792 | 18623.7033 | 4.362% | Y | Y | Y | Y
High Efficiency Chiller (Water cooled-centrifugal, 200 tons) | Turnover | Warehouse | 93784.6768 | 89693.399 | 4091.2778 | 4.362% | 93784.6768 | 89693.399 | 4091.2778 | 4.362% | Y | Y | Y | Y
High Efficiency Chiller (Water cooled-centrifugal, 200 tons) | New | Assembly | 386676.8852 | 369808.4305 | 16868.4547 | 4.362% | 386676.8852 | 369808.4305 | 16868.4547 | 4.362% | Y | Y | Y | Y
High Efficiency Chiller (Water cooled-centrifugal, 200 tons) | New | College and University | 428983.5375 | 410269.4906 | 18714.0469 | 4.362% | 428983.5375 | 410269.4906 | 18714.0469 | 4.362% | Y | Y | Y | Y
High Efficiency Chiller (Water cooled-centrifugal, 200 tons) | New | Grocery | 213604.2166 | 204285.9118 | 9318.3048 | 4.362% | 213604.2166 | 204285.9118 | 9318.3048 | 4.362% | Y | Y | Y | Y
High Efficiency Chiller (Water cooled-centrifugal, 200 tons) | New | Healthcare | 841399.4349 | 804694.0904 | 36705.3445 | 4.362% | 841399.4349 | 804694.0904 | 36705.3445 | 4.362% | Y | Y | Y | Y
High Efficiency Chiller (Water cooled-centrifugal, 200 tons) | New | Hospitals | 797021.8276 | 762252.419 | 34769.4086 | 4.362% | 797021.8276 | 762252.419 | 34769.4086 | 4.362% | Y | Y | Y | Y
High Efficiency Chiller (Water cooled-centrifugal, 200 tons) | New | Institutional | 208870.6052 | 199758.8002 | 9111.8049 | 4.362% | 208870.6052 | 199758.8002 | 9111.8049 | 4.362% | Y | Y | Y | Y
High Efficiency Chiller (Water cooled-centrifugal, 200 tons) | New | Lodging/Hospitality | 638741.6948 | 610877.1242 | 27864.5706 | 4.362% | 638741.6948 | 610877.1242 | 27864.5706 | 4.362% | Y | Y | Y | Y
High Efficiency Chiller (Water cooled-centrifugal, 200 tons) | New | Miscellaneous | 215971.0223 | 206549.4677 | 9421.5547 | 4.362% | 215971.0223 | 206549.4677 | 9421.5547 | 4.362% | Y | Y | Y | Y
High Efficiency Chiller (Water cooled-centrifugal, 200 tons) | New | Offices | 435196.4025 | 416211.3246 | 18985.078 | 4.362% | 435196.4025 | 416211.3246 | 18985.078 | 4.362% | Y | Y | Y | Y
High Efficiency Chiller (Water cooled-centrifugal, 200 tons) | New | Restaurants | 626611.8155 | 599276.4007 | 27335.4148 | 4.362% | 626611.8155 | 599276.4007 | 27335.4148 | 4.362% | Y | Y | Y | Y
High Efficiency Chiller (Water cooled-centrifugal, 200 tons) | New | Retail | 491112.1878 | 469687.8306 | 21424.3572 | 4.362% | 491112.1878 | 469687.8306 | 21424.3572 | 4.362% | Y | Y | Y | Y
High Efficiency Chiller (Water cooled-centrifugal, 200 tons) | New | Schools K-12 | 426912.5825 | 408288.8792 | 18623.7033 | 4.362% | 426912.5825 | 408288.8792 | 18623.7033 | 4.362% | Y | Y | Y | Y
High Efficiency Chiller (Water cooled-centrifugal, 200 tons) | New | Warehouse | 93784.6768 | 89693.399 | 4091.2778 | 4.362% | 93784.6768 | 89693.399 | 4091.2778 | 4.362% | Y | Y | Y | Y
High Efficiency Chiller (Water cooled-positive displacement, 100 tons) | Turnover | Assembly | 199501.9164 | 194149.426 | 5352.4904 | 2.683% | 199501.9164 | 194149.426 | 5352.4904 | 2.683% | Y | Y | Y | Y
High Efficiency Chiller (Water cooled-positive displacement, 100 tons) | Turnover | College and University | 221329.5936 | 215391.4825 | 5938.111 | 2.683% | 221329.5936 | 215391.4825 | 5938.111 | 2.683% | Y | Y | Y | Y
High Efficiency Chiller (Water cooled-positive displacement, 100 tons) | Turnover | Grocery | 110206.8735 | 107250.1037 | 2956.7698 | 2.683% | 110206.8735 | 107250.1037 | 2956.7698 | 2.683% | Y | Y | Y | Y
High Efficiency Chiller (Water cooled-positive displacement, 100 tons) | Turnover | Healthcare | 434111.2856 | 422464.3975 | 11646.8882 | 2.683% | 434111.2856 | 422464.3975 | 11646.8882 | 2.683% | Y | Y | Y | Y
High Efficiency Chiller (Water cooled-positive displacement, 100 tons) | Turnover | Hospitals | 411215.1208 | 400182.52 | 11032.6008 | 2.683% | 411215.1208 | 400182.52 | 11032.6008 | 2.683% | Y | Y | Y | Y
High Efficiency Chiller (Water cooled-positive displacement, 100 tons) | Turnover | Institutional | 107764.6159 | 104873.3701 | 2891.2458 | 2.683% | 107764.6159 | 104873.3701 | 2891.2458 | 2.683% | Y | Y | Y | Y
High Efficiency Chiller (Water cooled-positive displacement, 100 tons) | Turnover | Lodging/Hospitality | 329552.1328 | 320710.4902 | 8841.6426 | 2.683% | 329552.1328 | 320710.4902 | 8841.6426 | 2.683% | Y | Y | Y | Y
High Efficiency Chiller (Water cooled-positive displacement, 100 tons) | Turnover | Miscellaneous | 111428.0023 | 108438.4705 | 2989.5318 | 2.683% | 111428.0023 | 108438.4705 | 2989.5318 | 2.683% | Y | Y | Y | Y
High Efficiency Chiller (Water cooled-positive displacement, 100 tons) | Turnover | Offices | 224535.0567 | 218510.9454 | 6024.1113 | 2.683% | 224535.0567 | 218510.9454 | 6024.1113 | 2.683% | Y | Y | Y | Y
High Efficiency Chiller (Water cooled-positive displacement, 100 tons) | Turnover | Restaurants | 323293.8477 | 314620.1104 | 8673.7374 | 2.683% | 323293.8477 | 314620.1104 | 8673.7374 | 2.683% | Y | Y | Y | Y
High Efficiency Chiller (Water cooled-positive displacement, 100 tons) | Turnover | Retail | 253384.2244 | 246586.111 | 6798.1133 | 2.683% | 253384.2244 | 246586.111 | 6798.1133 | 2.683% | Y | Y | Y | Y
High Efficiency Chiller (Water cooled-positive displacement, 100 tons) | Turnover | Schools K-12 | 220261.1059 | 214351.6616 | 5909.4443 | 2.683% | 220261.1059 | 214351.6616 | 5909.4443 | 2.683% | Y | Y | Y | Y
High Efficiency Chiller (Water cooled-positive displacement, 100 tons) | Turnover | Warehouse | 48387.2284 | 47089.0345 | 1298.1939 | 2.683% | 48387.2284 | 47089.0345 | 1298.1939 | 2.683% | Y | Y | Y | Y
High Efficiency Chiller (Water cooled-positive displacement, 100 tons) | New | Assembly | 199501.9164 | 194149.426 | 5352.4904 | 2.683% | 199501.9164 | 194149.426 | 5352.4904 | 2.683% | Y | Y | Y | Y
High Efficiency Chiller (Water cooled-positive displacement, 100 tons) | New | College and University | 221329.5936 | 215391.4825 | 5938.111 | 2.683% | 221329.5936 | 215391.4825 | 5938.111 | 2.683% | Y | Y | Y | Y
High Efficiency Chiller (Water cooled-positive displacement, 100 tons) | New | Grocery | 110206.8735 | 107250.1037 | 2956.7698 | 2.683% | 110206.8735 | 107250.1037 | 2956.7698 | 2.683% | Y | Y | Y | Y
High Efficiency Chiller (Water cooled-positive displacement, 100 tons) | New | Healthcare | 434111.2856 | 422464.3975 | 11646.8882 | 2.683% | 434111.2856 | 422464.3975 | 11646.8882 | 2.683% | Y | Y | Y | Y
High Efficiency Chiller (Water cooled-positive displacement, 100 tons) | New | Hospitals | 411215.1208 | 400182.52 | 11032.6008 | 2.683% | 411215.1208 | 400182.52 | 11032.6008 | 2.683% | Y | Y | Y | Y
High Efficiency Chiller (Water cooled-positive displacement, 100 tons) | New | Institutional | 107764.6159 | 104873.3701 | 2891.2458 | 2.683% | 107764.6159 | 104873.3701 | 2891.2458 | 2.683% | Y | Y | Y | Y
High Efficiency Chiller (Water cooled-positive displacement, 100 tons) | New | Lodging/Hospitality | 329552.1328 | 320710.4902 | 8841.6426 | 2.683% | 329552.1328 | 320710.4902 | 8841.6426 | 2.683% | Y | Y | Y | Y
High Efficiency Chiller (Water cooled-positive displacement, 100 tons) | New | Miscellaneous | 111428.0023 | 108438.4705 | 2989.5318 | 2.683% | 111428.0023 | 108438.4705 | 2989.5318 | 2.683% | Y | Y | Y | Y
High Efficiency Chiller (Water cooled-positive displacement, 100 tons) | New | Offices | 224535.0567 | 218510.9454 | 6024.1113 | 2.683% | 224535.0567 | 218510.9454 | 6024.1113 | 2.683% | Y | Y | Y | Y
High Efficiency Chiller (Water cooled-positive displacement, 100 tons) | New | Restaurants | 323293.8477 | 314620.1104 | 8673.7374 | 2.683% | 323293.8477 | 314620.1104 | 8673.7374 | 2.683% | Y | Y | Y | Y
High Efficiency Chiller (Water cooled-positive displacement, 100 tons) | New | Retail | 253384.2244 | 246586.111 | 6798.1133 | 2.683% | 253384.2244 | 246586.111 | 6798.1133 | 2.683% | Y | Y | Y | Y
High Efficiency Chiller (Water cooled-positive displacement, 100 tons) | New | Schools K-12 | 220261.1059 | 214351.6616 | 5909.4443 | 2.683% | 220261.1059 | 214351.6616 | 5909.4443 | 2.683% | Y | Y | Y | Y
High Efficiency Chiller (Water cooled-positive displacement, 100 tons) | New | Warehouse | 48387.2284 | 47089.0345 | 1298.1939 | 2.683% | 48387.2284 | 47089.0345 | 1298.1939 | 2.683% | Y | Y | Y | Y
High Efficiency Data Center Cooling | Turnover | Assembly | 463559.9844 | 333763.1887 | 129796.7956 | 28% | 463559.9844 | 333763.1887 | 129796.7956 | 28% | Y | Y | Y | Y
High Efficiency Data Center Cooling | Turnover | College and University | 463559.9844 | 333763.1887 | 129796.7956 | 28% | 463559.9844 | 333763.1887 | 129796.7956 | 28% | Y | Y | Y | Y
High Efficiency Data Center Cooling | Turnover | Grocery | 463559.9844 | 333763.1887 | 129796.7956 | 28% | 463559.9844 | 333763.1887 | 129796.7956 | 28% | Y | Y | Y | Y
High Efficiency Data Center Cooling | Turnover | Healthcare | 463559.9844 | 333763.1887 | 129796.7956 | 28% | 463559.9844 | 333763.1887 | 129796.7956 | 28% | Y | Y | Y | Y
High Efficiency Data Center Cooling | Turnover | Hospitals | 463559.9844 | 333763.1887 | 129796.7956 | 28% | 463559.9844 | 333763.1887 | 129796.7956 | 28% | Y | Y | Y | Y
High Efficiency Data Center Cooling | Turnover | Institutional | 463559.9844 | 333763.1887 | 129796.7956 | 28% | 463559.9844 | 333763.1887 | 129796.7956 | 28% | Y | Y | Y | Y
High Efficiency Data Center Cooling | Turnover | Lodging/Hospitality | 463559.9844 | 333763.1887 | 129796.7956 | 28% | 463559.9844 | 333763.1887 | 129796.7956 | 28% | Y | Y | Y | Y
High Efficiency Data Center Cooling | Turnover | Miscellaneous | 463559.9844 | 333763.1887 | 129796.7956 | 28% | 463559.9844 | 333763.1887 | 129796.7956 | 28% | Y | Y | Y | Y
High Efficiency Data Center Cooling | Turnover | Offices | 463559.9844 | 333763.1887 | 129796.7956 | 28% | 463559.9844 | 333763.1887 | 129796.7956 | 28% | Y | Y | Y | Y
High Efficiency Data Center Cooling | Turnover | Restaurants | 463559.9844 | 333763.1887 | 129796.7956 | 28% | 463559.9844 | 333763.1887 | 129796.7956 | 28% | Y | Y | Y | Y
High Efficiency Data Center Cooling | Turnover | Retail | 463559.9844 | 333763.1887 | 129796.7956 | 28% | 463559.9844 | 333763.1887 | 129796.7956 | 28% | Y | Y | Y | Y
High Efficiency Data Center Cooling | Turnover | Schools K-12 | 463559.9844 | 333763.1887 | 129796.7956 | 28% | 463559.9844 | 333763.1887 | 129796.7956 | 28% | Y | Y | Y | Y
High Efficiency Data Center Cooling | Turnover | Warehouse | 463559.9844 | 333763.1887 | 129796.7956 | 28% | 463559.9844 | 333763.1887 | 129796.7956 | 28% | Y | Y | Y | Y
High Efficiency Data Center Cooling | New | Assembly | 463559.9844 | 333763.1887 | 129796.7956 | 28% | 463559.9844 | 333763.1887 | 129796.7956 | 28% | Y | Y | Y | Y
High Efficiency Data Center Cooling | New | College and University | 463559.9844 | 333763.1887 | 129796.7956 | 28% | 463559.9844 | 333763.1887 | 129796.7956 | 28% | Y | Y | Y | Y
High Efficiency Data Center Cooling | New | Grocery | 463559.9844 | 333763.1887 | 129796.7956 | 28% | 463559.9844 | 333763.1887 | 129796.7956 | 28% | Y | Y | Y | Y
High Efficiency Data Center Cooling | New | Healthcare | 463559.9844 | 333763.1887 | 129796.7956 | 28% | 463559.9844 | 333763.1887 | 129796.7956 | 28% | Y | Y | Y | Y
High Efficiency Data Center Cooling | New | Hospitals | 463559.9844 | 333763.1887 | 129796.7956 | 28% | 463559.9844 | 333763.1887 | 129796.7956 | 28% | Y | Y | Y | Y
High Efficiency Data Center Cooling | New | Institutional | 463559.9844 | 333763.1887 | 129796.7956 | 28% | 463559.9844 | 333763.1887 | 129796.7956 | 28% | Y | Y | Y | Y
High Efficiency Data Center Cooling | New | Lodging/Hospitality | 463559.9844 | 333763.1887 | 129796.7956 | 28% | 463559.9844 | 333763.1887 | 129796.7956 | 28% | Y | Y | Y | Y
High Efficiency Data Center Cooling | New | Miscellaneous | 463559.9844 | 333763.1887 | 129796.7956 | 28% | 463559.9844 | 333763.1887 | 129796.7956 | 28% | Y | Y | Y | Y
High Efficiency Data Center Cooling | New | Offices | 463559.9844 | 333763.1887 | 129796.7956 | 28% | 463559.9844 | 333763.1887 | 129796.7956 | 28% | Y | Y | Y | Y
High Efficiency Data Center Cooling | New | Restaurants | 463559.9844 | 333763.1887 | 129796.7956 | 28% | 463559.9844 | 333763.1887 | 129796.7956 | 28% | Y | Y | Y | Y
High Efficiency Data Center Cooling | New | Retail | 463559.9844 | 333763.1887 | 129796.7956 | 28% | 463559.9844 | 333763.1887 | 129796.7956 | 28% | Y | Y | Y | Y
High Efficiency Data Center Cooling | New | Schools K-12 | 463559.9844 | 333763.1887 | 129796.7956 | 28% | 463559.9844 | 333763.1887 | 129796.7956 | 28% | Y | Y | Y | Y
High Efficiency Data Center Cooling | New | Warehouse | 463559.9844 | 333763.1887 | 129796.7956 | 28% | 463559.9844 | 333763.1887 | 129796.7956 | 28% | Y | Y | Y | Y
High Efficiency DX 135k- less than 240k BTU | Turnover | Assembly | 53280.9093 | 51316.6489 | 1964.2604 | 3.687% | 53280.9093 | 51316.6489 | 1964.2604 | 3.687% | Y | Y | Y | Y
High Efficiency DX 135k- less than 240k BTU | Turnover | College and University | 59110.4196 | 56931.2478 | 2179.1719 | 3.687% | 59110.4196 | 56931.2478 | 2179.1719 | 3.687% | Y | Y | Y | Y
High Efficiency DX 135k- less than 240k BTU | Turnover | Grocery | 29432.9124 | 28347.8351 | 1085.0773 | 3.687% | 29432.9124 | 28347.8351 | 1085.0773 | 3.687% | Y | Y | Y | Y
High Efficiency DX 135k- less than 240k BTU | Turnover | Healthcare | 115937.9541 | 111663.7715 | 4274.1826 | 3.687% | 115937.9541 | 111663.7715 | 4274.1826 | 3.687% | Y | Y | Y | Y
High Efficiency DX 135k- less than 240k BTU | Turnover | Hospitals | 109823.0831 | 105774.3321 | 4048.751 | 3.687% | 109823.0831 | 105774.3321 | 4048.751 | 3.687% | Y | Y | Y | Y
High Efficiency DX 135k- less than 240k BTU | Turnover | Institutional | 28780.6595 | 27719.6282 | 1061.0313 | 3.687% | 28780.6595 | 27719.6282 | 1061.0313 | 3.687% | Y | Y | Y | Y
High Efficiency DX 135k- less than 240k BTU | Turnover | Lodging/Hospitality | 88013.3766 | 84768.6648 | 3244.7118 | 3.687% | 88013.3766 | 84768.6648 | 3244.7118 | 3.687% | Y | Y | Y | Y
High Efficiency DX 135k- less than 240k BTU | Turnover | Miscellaneous | 29759.0389 | 28661.9385 | 1097.1003 | 3.687% | 29759.0389 | 28661.9385 | 1097.1003 | 3.687% | Y | Y | Y | Y
High Efficiency DX 135k- less than 240k BTU | Turnover | Offices | 59966.5016 | 57755.7693 | 2210.7323 | 3.687% | 59966.5016 | 57755.7693 | 2210.7323 | 3.687% | Y | Y | Y | Y
High Efficiency DX 135k- less than 240k BTU | Turnover | Restaurants | 86341.9785 | 83158.8847 | 3183.0938 | 3.687% | 86341.9785 | 83158.8847 | 3183.0938 | 3.687% | Y | Y | Y | Y
High Efficiency DX 135k- less than 240k BTU | Turnover | Retail | 67671.239 | 65176.463 | 2494.7761 | 3.687% | 67671.239 | 65176.463 | 2494.7761 | 3.687% | Y | Y | Y | Y
High Efficiency DX 135k- less than 240k BTU | Turnover | Schools K-12 | 58825.059 | 56656.4073 | 2168.6517 | 3.687% | 58825.059 | 56656.4073 | 2168.6517 | 3.687% | Y | Y | Y | Y
High Efficiency DX 135k- less than 240k BTU | Turnover | Warehouse | 12922.7607 | 12446.3487 | 476.4121 | 3.687% | 12922.7607 | 12446.3487 | 476.4121 | 3.687% | Y | Y | Y | Y
High Efficiency DX 135k- less than 240k BTU | New | Assembly | 53280.9093 | 51316.6489 | 1964.2604 | 3.687% | 53280.9093 | 51316.6489 | 1964.2604 | 3.687% | Y | Y | Y | Y
High Efficiency DX 135k- less than 240k BTU | New | College and University | 59110.4196 | 56931.2478 | 2179.1719 | 3.687% | 59110.4196 | 56931.2478 | 2179.1719 | 3.687% | Y | Y | Y | Y
High Efficiency DX 135k- less than 240k BTU | New | Grocery | 29432.9124 | 28347.8351 | 1085.0773 | 3.687% | 29432.9124 | 28347.8351 | 1085.0773 | 3.687% | Y | Y | Y | Y
High Efficiency DX 135k- less than 240k BTU | New | Healthcare | 115937.9541 | 111663.7715 | 4274.1826 | 3.687% | 115937.9541 | 111663.7715 | 4274.1826 | 3.687% | Y | Y | Y | Y
High Efficiency DX 135k- less than 240k BTU | New | Hospitals | 109823.0831 | 105774.3321 | 4048.751 | 3.687% | 109823.0831 | 105774.3321 | 4048.751 | 3.687% | Y | Y | Y | Y
High Efficiency DX 135k- less than 240k BTU | New | Institutional | 28780.6595 | 27719.6282 | 1061.0313 | 3.687% | 28780.6595 | 27719.6282 | 1061.0313 | 3.687% | Y | Y | Y | Y
High Efficiency DX 135k- less than 240k BTU | New | Lodging/Hospitality | 88013.3766 | 84768.6648 | 3244.7118 | 3.687% | 88013.3766 | 84768.6648 | 3244.7118 | 3.687% | Y | Y | Y | Y
High Efficiency DX 135k- less than 240k BTU | New | Miscellaneous | 29759.0389 | 28661.9385 | 1097.1003 | 3.687% | 29759.0389 | 28661.9385 | 1097.1003 | 3.687% | Y | Y | Y | Y
High Efficiency DX 135k- less than 240k BTU | New | Offices | 59966.5016 | 57755.7693 | 2210.7323 | 3.687% | 59966.5016 | 57755.7693 | 2210.7323 | 3.687% | Y | Y | Y | Y
High Efficiency DX 135k- less than 240k BTU | New | Restaurants | 86341.9785 | 83158.8847 | 3183.0938 | 3.687% | 86341.9785 | 83158.8847 | 3183.0938 | 3.687% | Y | Y | Y | Y
High Efficiency DX 135k- less than 240k BTU | New | Retail | 67671.239 | 65176.463 | 2494.7761 | 3.687% | 67671.239 | 65176.463 | 2494.7761 | 3.687% | Y | Y | Y | Y
High Efficiency DX 135k- less than 240k BTU | New | Schools K-12 | 58825.059 | 56656.4073 | 2168.6517 | 3.687% | 58825.059 | 56656.4073 | 2168.6517 | 3.687% | Y | Y | Y | Y
High Efficiency DX 135k- less than 240k BTU | New | Warehouse | 12922.7607 | 12446.3487 | 476.4121 | 3.687% | 12922.7607 | 12446.3487 | 476.4121 | 3.687% | Y | Y | Y | Y
High Efficiency PTAC | Turnover | Assembly | 3475.6431 | 2654.1275 | 821.5157 | 23.64% | 3475.6431 | 2654.1275 | 821.5157 | 23.64% | Y | Y | Y | Y
High Efficiency PTAC | Turnover | College and University | 3855.9163 | 2944.5179 | 911.3984 | 23.64% | 3855.9163 | 2944.5179 | 911.3984 | 23.64% | Y | Y | Y | Y
High Efficiency PTAC | Turnover | Grocery | 1919.9804 | 1466.1668 | 453.8135 | 23.64% | 1919.9804 | 1466.1668 | 453.8135 | 23.64% | Y | Y | Y | Y
High Efficiency PTAC | Turnover | Healthcare | 7562.9144 | 5775.3164 | 1787.5979 | 23.64% | 7562.9144 | 5775.3164 | 1787.5979 | 23.64% | Y | Y | Y | Y
High Efficiency PTAC | Turnover | Hospitals | 7164.0265 | 5470.7111 | 1693.3154 | 23.64% | 7164.0265 | 5470.7111 | 1693.3154 | 23.64% | Y | Y | Y | Y
High Efficiency PTAC | Turnover | Institutional | 1877.4323 | 1433.6756 | 443.7567 | 23.64% | 1877.4323 | 1433.6756 | 443.7567 | 23.64% | Y | Y | Y | Y
High Efficiency PTAC | Turnover | Lodging/Hospitality | 5741.3264 | 4384.2856 | 1357.0408 | 23.64% | 5741.3264 | 4384.2856 | 1357.0408 | 23.64% | Y | Y | Y | Y
High Efficiency PTAC | Turnover | Miscellaneous | 1941.2544 | 1482.4124 | 458.8419 | 23.64% | 1941.2544 | 1482.4124 | 458.8419 | 23.64% | Y | Y | Y | Y
High Efficiency PTAC | Turnover | Offices | 3911.7606 | 2987.1626 | 924.598 | 23.64% | 3911.7606 | 2987.1626 | 924.598 | 23.64% | Y | Y | Y | Y
High Efficiency PTAC | Turnover | Restaurants | 5632.297 | 4301.0268 | 1331.2702 | 23.64% | 5632.297 | 4301.0268 | 1331.2702 | 23.64% | Y | Y | Y | Y
High Efficiency PTAC | Turnover | Retail | 4414.3593 | 3370.9653 | 1043.394 | 23.64% | 4414.3593 | 3370.9653 | 1043.394 | 23.64% | Y | Y | Y | Y
High Efficiency PTAC | Turnover | Schools K-12 | 3837.3015 | 2930.303 | 906.9985 | 23.64% | 3837.3015 | 2930.303 | 906.9985 | 23.64% | Y | Y | Y | Y
High Efficiency PTAC | Turnover | Warehouse | 842.9831 | 643.7325 | 199.2505 | 23.64% | 842.9831 | 643.7325 | 199.2505 | 23.64% | Y | Y | Y | Y
High Efficiency PTAC | New | Assembly | 3475.6431 | 2654.1275 | 821.5157 | 23.64% | 3475.6431 | 2654.1275 | 821.5157 | 23.64% | Y | Y | Y | Y
High Efficiency PTAC | New | College and University | 3855.9163 | 2944.5179 | 911.3984 | 23.64% | 3855.9163 | 2944.5179 | 911.3984 | 23.64% | Y | Y | Y | Y
High Efficiency PTAC | New | Grocery | 1919.9804 | 1466.1668 | 453.8135 | 23.64% | 1919.9804 | 1466.1668 | 453.8135 | 23.64% | Y | Y | Y | Y
High Efficiency PTAC | New | Healthcare | 7562.9144 | 5775.3164 | 1787.5979 | 23.64% | 7562.9144 | 5775.3164 | 1787.5979 | 23.64% | Y | Y | Y | Y
High Efficiency PTAC | New | Hospitals | 7164.0265 | 5470.7111 | 1693.3154 | 23.64% | 7164.0265 | 5470.7111 | 1693.3154 | 23.64% | Y | Y | Y | Y
High Efficiency PTAC | New | Institutional | 1877.4323 | 1433.6756 | 443.7567 | 23.64% | 1877.4323 | 1433.6756 | 443.7567 | 23.64% | Y | Y | Y | Y
High Efficiency PTAC | New | Lodging/Hospitality | 5741.3264 | 4384.2856 | 1357.0408 | 23.64% | 5741.3264 | 4384.2856 | 1357.0408 | 23.64% | Y | Y | Y | Y
High Efficiency PTAC | New | Miscellaneous | 1941.2544 | 1482.4124 | 458.8419 | 23.64% | 1941.2544 | 1482.4124 | 458.8419 | 23.64% | Y | Y | Y | Y
High Efficiency PTAC | New | Offices | 3911.7606 | 2987.1626 | 924.598 | 23.64% | 3911.7606 | 2987.1626 | 924.598 | 23.64% | Y | Y | Y | Y
High Efficiency PTAC | New | Restaurants | 5632.297 | 4301.0268 | 1331.2702 | 23.64% | 5632.297 | 4301.0268 | 1331.2702 | 23.64% | Y | Y | Y | Y
High Efficiency PTAC | New | Retail | 4414.3593 | 3370.9653 | 1043.394 | 23.64% | 4414.3593 | 3370.9653 | 1043.394 | 23.64% | Y | Y | Y | Y
High Efficiency PTAC | New | Schools K-12 | 3837.3015 | 2930.303 | 906.9985 | 23.64% | 3837.3015 | 2930.303 | 906.9985 | 23.64% | Y | Y | Y | Y
High Efficiency PTAC | New | Warehouse | 842.9831 | 643.7325 | 199.2505 | 23.64% | 842.9831 | 643.7325 | 199.2505 | 23.64% | Y | Y | Y | Y
High Efficiency PTHP | Turnover | Assembly | 3511.6502 | 2686.7589 | 824.8913 | 23.49% | 3511.6502 | 2686.7589 | 824.8913 | 23.49% | Y | Y | Y | Y
High Efficiency PTHP | Turnover | College and University | 3891.9233 | 2977.1492 | 914.774 | 23.5% | 3891.9233 | 2977.1492 | 914.774 | 23.5% | Y | Y | Y | Y
High Efficiency PTHP | Turnover | Grocery | 1981.9125 | 1522.2928 | 459.6197 | 23.19% | 1981.9125 | 1522.2928 | 459.6197 | 23.19% | Y | Y | Y | Y
High Efficiency PTHP | Turnover | Healthcare | 7619.3734 | 5826.4824 | 1792.891 | 23.53% | 7619.3734 | 5826.4824 | 1792.891 | 23.53% | Y | Y | Y | Y
High Efficiency PTHP | Turnover | Hospitals | 7228.263 | 5528.9255 | 1699.3375 | 23.51% | 7228.263 | 5528.9255 | 1699.3375 | 23.51% | Y | Y | Y | Y
High Efficiency PTHP | Turnover | Institutional | 1908.8305 | 1462.1301 | 446.7003 | 23.4% | 1908.8305 | 1462.1301 | 446.7003 | 23.4% | Y | Y | Y | Y
High Efficiency PTHP | Turnover | Lodging/Hospitality | 5779.3498 | 4418.7443 | 1360.6055 | 23.54% | 5779.3498 | 4418.7443 | 1360.6055 | 23.54% | Y | Y | Y | Y
High Efficiency PTHP | Turnover | Miscellaneous | 1961.1303 | 1500.425 | 460.7053 | 23.49% | 1961.1303 | 1500.425 | 460.7053 | 23.49% | Y | Y | Y | Y
High Efficiency PTHP | Turnover | Offices | 3932.7887 | 3006.2193 | 926.5693 | 23.56% | 3932.7887 | 3006.2193 | 926.5693 | 23.56% | Y | Y | Y | Y
High Efficiency PTHP | Turnover | Restaurants | 5765.0909 | 4421.3713 | 1343.7196 | 23.31% | 5765.0909 | 4421.3713 | 1343.7196 | 23.31% | Y | Y | Y | Y
High Efficiency PTHP | Turnover | Retail | 4497.6075 | 3446.409 | 1051.1985 | 23.37% | 4497.6075 | 3446.409 | 1051.1985 | 23.37% | Y | Y | Y | Y
High Efficiency PTHP | Turnover | Schools K-12 | 3913.9244 | 2999.7425 | 914.1819 | 23.36% | 3913.9244 | 2999.7425 | 914.1819 | 23.36% | Y | Y | Y | Y
High Efficiency PTHP | Turnover | Warehouse | 862.8589 | 661.745 | 201.1139 | 23.31% | 862.8589 | 661.745 | 201.1139 | 23.31% | Y | Y | Y | Y
High Efficiency PTHP | New | Assembly | 3511.6502 | 2686.7589 | 824.8913 | 23.49% | 3511.6502 | 2686.7589 | 824.8913 | 23.49% | Y | Y | Y | Y
High Efficiency PTHP | New | College and University | 3891.9233 | 2977.1492 | 914.774 | 23.5% | 3891.9233 | 2977.1492 | 914.774 | 23.5% | Y | Y | Y | Y
High Efficiency PTHP | New | Grocery | 1981.9125 | 1522.2928 | 459.6197 | 23.19% | 1981.9125 | 1522.2928 | 459.6197 | 23.19% | Y | Y | Y | Y
High Efficiency PTHP | New | Healthcare | 7619.3734 | 5826.4824 | 1792.891 | 23.53% | 7619.3734 | 5826.4824 | 1792.891 | 23.53% | Y | Y | Y | Y
High Efficiency PTHP | New | Hospitals | 7228.263 | 5528.9255 | 1699.3375 | 23.51% | 7228.263 | 5528.9255 | 1699.3375 | 23.51% | Y | Y | Y | Y
High Efficiency PTHP | New | Institutional | 1908.8305 | 1462.1301 | 446.7003 | 23.4% | 1908.8305 | 1462.1301 | 446.7003 | 23.4% | Y | Y | Y | Y
High Efficiency PTHP | New | Lodging/Hospitality | 5779.3498 | 4418.7443 | 1360.6055 | 23.54% | 5779.3498 | 4418.7443 | 1360.6055 | 23.54% | Y | Y | Y | Y
High Efficiency PTHP | New | Miscellaneous | 1961.1303 | 1500.425 | 460.7053 | 23.49% | 1961.1303 | 1500.425 | 460.7053 | 23.49% | Y | Y | Y | Y
High Efficiency PTHP | New | Offices | 3932.7887 | 3006.2193 | 926.5693 | 23.56% | 3932.7887 | 3006.2193 | 926.5693 | 23.56% | Y | Y | Y | Y
High Efficiency PTHP | New | Restaurants | 5765.0909 | 4421.3713 | 1343.7196 | 23.31% | 5765.0909 | 4421.3713 | 1343.7196 | 23.31% | Y | Y | Y | Y
High Efficiency PTHP | New | Retail | 4497.6075 | 3446.409 | 1051.1985 | 23.37% | 4497.6075 | 3446.409 | 1051.1985 | 23.37% | Y | Y | Y | Y
High Efficiency PTHP | New | Schools K-12 | 3913.9244 | 2999.7425 | 914.1819 | 23.36% | 3913.9244 | 2999.7425 | 914.1819 | 23.36% | Y | Y | Y | Y
High Efficiency PTHP | New | Warehouse | 862.8589 | 661.745 | 201.1139 | 23.31% | 862.8589 | 661.745 | 201.1139 | 23.31% | Y | Y | Y | Y
Variable Refrigerant Flow (VRF) HVAC Systems | Turnover | Assembly | 7852.3095 | 4964.8677 | 2887.4418 | 36.77% | 7852.3095 | 4964.8677 | 2887.4418 | 36.77% | Y | Y | Y | Y
Variable Refrigerant Flow (VRF) HVAC Systems | Turnover | College and University | 8695.6875 | 5497.2501 | 3198.4374 | 36.78% | 8695.6875 | 5497.2501 | 3198.4374 | 36.78% | Y | Y | Y | Y
Variable Refrigerant Flow (VRF) HVAC Systems | Turnover | Grocery | 4505.7725 | 2858.1963 | 1647.5762 | 36.57% | 4505.7725 | 2858.1963 | 1647.5762 | 36.57% | Y | Y | Y | Y
Variable Refrigerant Flow (VRF) HVAC Systems | Turnover | Healthcare | 16998.9137 | 10743.2609 | 6255.6528 | 36.8% | 16998.9137 | 10743.2609 | 6255.6528 | 36.8% | Y | Y | Y | Y
Variable Refrigerant Flow (VRF) HVAC Systems | Turnover | Hospitals | 16145.3451 | 10206.1948 | 5939.1504 | 36.79% | 16145.3451 | 10206.1948 | 5939.1504 | 36.79% | Y | Y | Y | Y
Variable Refrigerant Flow (VRF) HVAC Systems | Turnover | Institutional | 4289.3368 | 2714.7047 | 1574.6321 | 36.71% | 4289.3368 | 2714.7047 | 1574.6321 | 36.71% | Y | Y | Y | Y
Variable Refrigerant Flow (VRF) HVAC Systems | Turnover | Lodging/Hospitality | 12885.2524 | 8142.3664 | 4742.8861 | 36.81% | 12885.2524 | 8142.3664 | 4742.8861 | 36.81% | Y | Y | Y | Y
Variable Refrigerant Flow (VRF) HVAC Systems | Turnover | Miscellaneous | 4384.818 | 2772.3861 | 1612.4319 | 36.77% | 4384.818 | 2772.3861 | 1612.4319 | 36.77% | Y | Y | Y | Y
Variable Refrigerant Flow (VRF) HVAC Systems | Turnover | Offices | 8759.656 | 5534.2617 | 3225.3943 | 36.82% | 8759.656 | 5534.2617 | 3225.3943 | 36.82% | Y | Y | Y | Y
Variable Refrigerant Flow (VRF) HVAC Systems | Turnover | Restaurants | 13022.3275 | 8250.2072 | 4772.1203 | 36.65% | 13022.3275 | 8250.2072 | 4772.1203 | 36.65% | Y | Y | Y | Y
Variable Refrigerant Flow (VRF) HVAC Systems | Turnover | Retail | 10123.0803 | 6408.9154 | 3714.1648 | 36.69% | 10123.0803 | 6408.9154 | 3714.1648 | 36.69% | Y | Y | Y | Y
Variable Refrigerant Flow (VRF) HVAC Systems | Turnover | Schools K-12 | 8816.7816 | 5582.8245 | 3233.9571 | 36.68% | 8816.7816 | 5582.8245 | 3233.9571 | 36.68% | Y | Y | Y | Y
Variable Refrigerant Flow (VRF) HVAC Systems | Turnover | Warehouse | 1949.048 | 1234.8063 | 714.2417 | 36.65% | 1949.048 | 1234.8063 | 714.2417 | 36.65% | Y | Y | Y | Y
Variable Refrigerant Flow (VRF) HVAC Systems | New | Assembly | 7852.3095 | 4964.8677 | 2887.4418 | 36.77% | 7852.3095 | 4964.8677 | 2887.4418 | 36.77% | Y | Y | Y | Y
Variable Refrigerant Flow (VRF) HVAC Systems | New | College and University | 8695.6875 | 5497.2501 | 3198.4374 | 36.78% | 8695.6875 | 5497.2501 | 3198.4374 | 36.78% | Y | Y | Y | Y
Variable Refrigerant Flow (VRF) HVAC Systems | New | Grocery | 4505.7725 | 2858.1963 | 1647.5762 | 36.57% | 4505.7725 | 2858.1963 | 1647.5762 | 36.57% | Y | Y | Y | Y
Variable Refrigerant Flow (VRF) HVAC Systems | New | Healthcare | 16998.9137 | 10743.2609 | 6255.6528 | 36.8% | 16998.9137 | 10743.2609 | 6255.6528 | 36.8% | Y | Y | Y | Y
Variable Refrigerant Flow (VRF) HVAC Systems | New | Hospitals | 16145.3451 | 10206.1948 | 5939.1504 | 36.79% | 16145.3451 | 10206.1948 | 5939.1504 | 36.79% | Y | Y | Y | Y
Variable Refrigerant Flow (VRF) HVAC Systems | New | Institutional | 4289.3368 | 2714.7047 | 1574.6321 | 36.71% | 4289.3368 | 2714.7047 | 1574.6321 | 36.71% | Y | Y | Y | Y
Variable Refrigerant Flow (VRF) HVAC Systems | New | Lodging/Hospitality | 12885.2524 | 8142.3664 | 4742.8861 | 36.81% | 12885.2524 | 8142.3664 | 4742.8861 | 36.81% | Y | Y | Y | Y
Variable Refrigerant Flow (VRF) HVAC Systems | New | Miscellaneous | 4384.818 | 2772.3861 | 1612.4319 | 36.77% | 4384.818 | 2772.3861 | 1612.4319 | 36.77% | Y | Y | Y | Y
Variable Refrigerant Flow (VRF) HVAC Systems | New | Offices | 8759.656 | 5534.2617 | 3225.3943 | 36.82% | 8759.656 | 5534.2617 | 3225.3943 | 36.82% | Y | Y | Y | Y
Variable Refrigerant Flow (VRF) HVAC Systems | New | Restaurants | 13022.3275 | 8250.2072 | 4772.1203 | 36.65% | 13022.3275 | 8250.2072 | 4772.1203 | 36.65% | Y | Y | Y | Y
Variable Refrigerant Flow (VRF) HVAC Systems | New | Retail | 10123.0803 | 6408.9154 | 3714.1648 | 36.69% | 10123.0803 | 6408.9154 | 3714.1648 | 36.69% | Y | Y | Y | Y
Variable Refrigerant Flow (VRF) HVAC Systems | New | Schools K-12 | 8816.7816 | 5582.8245 | 3233.9571 | 36.68% | 8816.7816 | 5582.8245 | 3233.9571 | 36.68% | Y | Y | Y | Y
Variable Refrigerant Flow (VRF) HVAC Systems | New | Warehouse | 1949.048 | 1234.8063 | 714.2417 | 36.65% | 1949.048 | 1234.8063 | 714.2417 | 36.65% | Y | Y | Y | Y
CFL-23W | Turnover | Assembly | 86.28 | 66.148 | 20.132 | 23.33% | 86.28 | 66.148 | 20.132 | 23.33% | Y | Y | Y | Y
CFL-23W | Turnover | College and University | 132.24 | 101.384 | 30.856 | 23.33% | 132.24 | 101.384 | 30.856 | 23.33% | Y | Y | Y | Y
CFL-23W | Turnover | Grocery | 166.32 | 127.512 | 38.808 | 23.33% | 166.32 | 127.512 | 38.808 | 23.33% | Y | Y | Y | Y
CFL-23W | Turnover | Healthcare | 150.84 | 115.644 | 35.196 | 23.33% | 150.84 | 115.644 | 35.196 | 23.33% | Y | Y | Y | Y
CFL-23W | Turnover | Hospitals | 204.06 | 156.446 | 47.614 | 23.33% | 204.06 | 156.446 | 47.614 | 23.33% | Y | Y | Y | Y
CFL-23W | Turnover | Institutional | 98.97 | 75.877 | 23.093 | 23.33% | 98.97 | 75.877 | 23.093 | 23.33% | Y | Y | Y | Y
CFL-23W | Turnover | Lodging/Hospitality | 112.62 | 86.342 | 26.278 | 23.33% | 112.62 | 86.342 | 26.278 | 23.33% | Y | Y | Y | Y
CFL-23W | Turnover | Miscellaneous | 132.24 | 101.384 | 30.856 | 23.33% | 132.24 | 101.384 | 30.856 | 23.33% | Y | Y | Y | Y
CFL-23W | Turnover | Offices | 97.59 | 74.819 | 22.771 | 23.33% | 97.59 | 74.819 | 22.771 | 23.33% | Y | Y | Y | Y
CFL-23W | Turnover | Restaurants | 100.71 | 77.211 | 23.499 | 23.33% | 100.71 | 77.211 | 23.499 | 23.33% | Y | Y | Y | Y
CFL-23W | Turnover | Retail | 149.52 | 114.632 | 34.888 | 23.33% | 149.52 | 114.632 | 34.888 | 23.33% | Y | Y | Y | Y
CFL-23W | Turnover | Schools K-12 | 71.37 | 54.717 | 16.653 | 23.33% | 71.37 | 54.717 | 16.653 | 23.33% | Y | Y | Y | Y
CFL-23W | Turnover | Warehouse | 114.72 | 87.952 | 26.768 | 23.33% | 114.72 | 87.952 | 26.768 | 23.33% | Y | Y | Y | Y
CFL-23W | New | Assembly | 86.28 | 66.148 | 20.132 | 23.33% | 86.28 | 66.148 | 20.132 | 23.33% | Y | Y | Y | Y
CFL-23W | New | College and University | 132.24 | 101.384 | 30.856 | 23.33% | 132.24 | 101.384 | 30.856 | 23.33% | Y | Y | Y | Y
CFL-23W | New | Grocery | 166.32 | 127.512 | 38.808 | 23.33% | 166.32 | 127.512 | 38.808 | 23.33% | Y | Y | Y | Y
CFL-23W | New | Healthcare | 150.84 | 115.644 | 35.196 | 23.33% | 150.84 | 115.644 | 35.196 | 23.33% | Y | Y | Y | Y
CFL-23W | New | Hospitals | 204.06 | 156.446 | 47.614 | 23.33% | 204.06 | 156.446 | 47.614 | 23.33% | Y | Y | Y | Y
CFL-23W | New | Institutional | 98.97 | 75.877 | 23.093 | 23.33% | 98.97 | 75.877 | 23.093 | 23.33% | Y | Y | Y | Y
CFL-23W | New | Lodging/Hospitality | 112.62 | 86.342 | 26.278 | 23.33% | 112.62 | 86.342 | 26.278 | 23.33% | Y | Y | Y | Y
CFL-23W | New | Miscellaneous | 132.24 | 101.384 | 30.856 | 23.33% | 132.24 | 101.384 | 30.856 | 23.33% | Y | Y | Y | Y
CFL-23W | New | Offices | 97.59 | 74.819 | 22.771 | 23.33% | 97.59 | 74.819 | 22.771 | 23.33% | Y | Y | Y | Y
CFL-23W | New | Restaurants | 100.71 | 77.211 | 23.499 | 23.33% | 100.71 | 77.211 | 23.499 | 23.33% | Y | Y | Y | Y
CFL-23W | New | Retail | 149.52 | 114.632 | 34.888 | 23.33% | 149.52 | 114.632 | 34.888 | 23.33% | Y | Y | Y | Y
CFL-23W | New | Schools K-12 | 71.37 | 54.717 | 16.653 | 23.33% | 71.37 | 54.717 | 16.653 | 23.33% | Y | Y | Y | Y
CFL-23W | New | Warehouse | 114.72 | 87.952 | 26.768 | 23.33% | 114.72 | 87.952 | 26.768 | 23.33% | Y | Y | Y | Y
High Bay Fluorescent (T5) | Turnover | Assembly | 898.2707 | 322.112 | 576.1587 | 64.14% | 898.2707 | 322.112 | 576.1587 | 64.14% | Y | Y | Y | Y
High Bay Fluorescent (T5) | Turnover | College and University | 1376.7653 | 493.696 | 883.0693 | 64.14% | 1376.7653 | 493.696 | 883.0693 | 64.14% | Y | Y | Y | Y
High Bay Fluorescent (T5) | Turnover | Grocery | 1731.576 | 620.928 | 1110.648 | 64.14% | 1731.576 | 620.928 | 1110.648 | 64.14% | Y | Y | Y | Y
High Bay Fluorescent (T5) | Turnover | Healthcare | 1570.412 | 563.136 | 1007.276 | 64.14% | 1570.412 | 563.136 | 1007.276 | 64.14% | Y | Y | Y | Y
High Bay Fluorescent (T5) | Turnover | Hospitals | 2124.4913 | 761.824 | 1362.6673 | 64.14% | 2124.4913 | 761.824 | 1362.6673 | 64.14% | Y | Y | Y | Y
High Bay Fluorescent (T5) | Turnover | Institutional | 1030.3877 | 369.488 | 660.8997 | 64.14% | 1030.3877 | 369.488 | 660.8997 | 64.14% | Y | Y | Y | Y
High Bay Fluorescent (T5) | Turnover | Lodging/Hospitality | 1172.4993 | 420.448 | 752.0513 | 64.14% | 1172.4993 | 420.448 | 752.0513 | 64.14% | Y | Y | Y | Y
High Bay Fluorescent (T5) | Turnover | Miscellaneous | 1376.7653 | 493.696 | 883.0693 | 64.14% | 1376.7653 | 493.696 | 883.0693 | 64.14% | Y | Y | Y | Y
High Bay Fluorescent (T5) | Turnover | Offices | 1016.0203 | 364.336 | 651.6843 | 64.14% | 1016.0203 | 364.336 | 651.6843 | 64.14% | Y | Y | Y | Y
High Bay Fluorescent (T5) | Turnover | Restaurants | 1048.503 | 375.984 | 672.519 | 64.14% | 1048.503 | 375.984 | 672.519 | 64.14% | Y | Y | Y | Y
High Bay Fluorescent (T5) | Turnover | Retail | 1556.6693 | 558.208 | 998.4613 | 64.14% | 1556.6693 | 558.208 | 998.4613 | 64.14% | Y | Y | Y | Y
High Bay Fluorescent (T5) | Turnover | Schools K-12 | 743.041 | 266.448 | 476.593 | 64.14% | 743.041 | 266.448 | 476.593 | 64.14% | Y | Y | Y | Y
High Bay Fluorescent (T5) | Turnover | Warehouse | 1194.3627 | 428.288 | 766.0747 | 64.14% | 1194.3627 | 428.288 | 766.0747 | 64.14% | Y | Y | Y | Y
High Bay Fluorescent (T5) | New | Assembly | 898.2707 | 322.112 | 576.1587 | 64.14% | 898.2707 | 322.112 | 576.1587 | 64.14% | Y | Y | Y | Y
High Bay Fluorescent (T5) | New | College and University | 1376.7653 | 493.696 | 883.0693 | 64.14% | 1376.7653 | 493.696 | 883.0693 | 64.14% | Y | Y | Y | Y
High Bay Fluorescent (T5) | New | Grocery | 1731.576 | 620.928 | 1110.648 | 64.14% | 1731.576 | 620.928 | 1110.648 | 64.14% | Y | Y | Y | Y
High Bay Fluorescent (T5) | New | Healthcare | 1570.412 | 563.136 | 1007.276 | 64.14% | 1570.412 | 563.136 | 1007.276 | 64.14% | Y | Y | Y | Y
High Bay Fluorescent (T5) | New | Hospitals | 2124.4913 | 761.824 | 1362.6673 | 64.14% | 2124.4913 | 761.824 | 1362.6673 | 64.14% | Y | Y | Y | Y
High Bay Fluorescent (T5) | New | Institutional | 1030.3877 | 369.488 | 660.8997 | 64.14% | 1030.3877 | 369.488 | 660.8997 | 64.14% | Y | Y | Y | Y
High Bay Fluorescent (T5) | New | Lodging/Hospitality | 1172.4993 | 420.448 | 752.0513 | 64.14% | 1172.4993 | 420.448 | 752.0513 | 64.14% | Y | Y | Y | Y
High Bay Fluorescent (T5) | New | Miscellaneous | 1376.7653 | 493.696 | 883.0693 | 64.14% | 1376.7653 | 493.696 | 883.0693 | 64.14% | Y | Y | Y | Y
High Bay Fluorescent (T5) | New | Offices | 1016.0203 | 364.336 | 651.6843 | 64.14% | 1016.0203 | 364.336 | 651.6843 | 64.14% | Y | Y | Y | Y
High Bay Fluorescent (T5) | New | Restaurants | 1048.503 | 375.984 | 672.519 | 64.14% | 1048.503 | 375.984 | 672.519 | 64.14% | Y | Y | Y | Y
High Bay Fluorescent (T5) | New | Retail | 1556.6693 | 558.208 | 998.4613 | 64.14% | 1556.6693 | 558.208 | 998.4613 | 64.14% | Y | Y | Y | Y
High Bay Fluorescent (T5) | New | Schools K-12 | 743.041 | 266.448 | 476.593 | 64.14% | 743.041 | 266.448 | 476.593 | 64.14% | Y | Y | Y | Y
High Bay Fluorescent (T5) | New | Warehouse | 1194.3627 | 428.288 | 766.0747 | 64.14% | 1194.3627 | 428.288 | 766.0747 | 64.14% | Y | Y | Y | Y
High Bay LED | Turnover | Assembly | 898.2707 | 316.36 | 581.9107 | 64.78% | 898.2707 | 316.36 | 581.9107 | 64.78% | Y | Y | Y | Y
High Bay LED | Turnover | College and University | 1376.7653 | 484.88 | 891.8853 | 64.78% | 1376.7653 | 484.88 | 891.8853 | 64.78% | Y | Y | Y | Y
High Bay LED | Turnover | Grocery | 1731.576 | 609.84 | 1121.736 | 64.78% | 1731.576 | 609.84 | 1121.736 | 64.78% | Y | Y | Y | Y
High Bay LED | Turnover | Healthcare | 1570.412 | 553.08 | 1017.332 | 64.78% | 1570.412 | 553.08 | 1017.332 | 64.78% | Y | Y | Y | Y
High Bay LED | Turnover | Hospitals | 2124.4913 | 748.22 | 1376.2713 | 64.78% | 2124.4913 | 748.22 | 1376.2713 | 64.78% | Y | Y | Y | Y
High Bay LED | Turnover | Institutional | 1030.3877 | 362.89 | 667.4977 | 64.78% | 1030.3877 | 362.89 | 667.4977 | 64.78% | Y | Y | Y | Y
High Bay LED | Turnover | Lodging/Hospitality | 1172.4993 | 412.94 | 759.5593 | 64.78% | 1172.4993 | 412.94 | 759.5593 | 64.78% | Y | Y | Y | Y
High Bay LED | Turnover | Miscellaneous | 1376.7653 | 484.88 | 891.8853 | 64.78% | 1376.7653 | 484.88 | 891.8853 | 64.78% | Y | Y | Y | Y
High Bay LED | Turnover | Offices | 1016.0203 | 357.83 | 658.1903 | 64.78% | 1016.0203 | 357.83 | 658.1903 | 64.78% | Y | Y | Y | Y
High Bay LED | Turnover | Restaurants | 1048.503 | 369.27 | 679.233 | 64.78% | 1048.503 | 369.27 | 679.233 | 64.78% | Y | Y | Y | Y
High Bay LED | Turnover | Retail | 1556.6693 | 548.24 | 1008.4293 | 64.78% | 1556.6693 | 548.24 | 1008.4293 | 64.78% | Y | Y | Y | Y
High Bay LED | Turnover | Schools K-12 | 743.041 | 261.69 | 481.351 | 64.78% | 743.041 | 261.69 | 481.351 | 64.78% | Y | Y | Y | Y
High Bay LED | Turnover | Warehouse | 1194.3627 | 420.64 | 773.7227 | 64.78% | 1194.3627 | 420.64 | 773.7227 | 64.78% | Y | Y | Y | Y
High Bay LED | New | Assembly | 898.2707 | 316.36 | 581.9107 | 64.78% | 898.2707 | 316.36 | 581.9107 | 64.78% | Y | Y | Y | Y
High Bay LED | New | College and University | 1376.7653 | 484.88 | 891.8853 | 64.78% | 1376.7653 | 484.88 | 891.8853 | 64.78% | Y | Y | Y | Y
High Bay LED | New | Grocery | 1731.576 | 609.84 | 1121.736 | 64.78% | 1731.576 | 609.84 | 1121.736 | 64.78% | Y | Y | Y | Y
High Bay LED | New | Healthcare | 1570.412 | 553.08 | 1017.332 | 64.78% | 1570.412 | 553.08 | 1017.332 | 64.78% | Y | Y | Y | Y
High Bay LED | New | Hospitals | 2124.4913 | 748.22 | 1376.2713 | 64.78% | 2124.4913 | 748.22 | 1376.2713 | 64.78% | Y | Y | Y | Y
High Bay LED | New | Institutional | 1030.3877 | 362.89 | 667.4977 | 64.78% | 1030.3877 | 362.89 | 667.4977 | 64.78% | Y | Y | Y | Y
High Bay LED | New | Lodging/Hospitality | 1172.4993 | 412.94 | 759.5593 | 64.78% | 1172.4993 | 412.94 | 759.5593 | 64.78% | Y | Y | Y | Y
High Bay LED | New | Miscellaneous | 1376.7653 | 484.88 | 891.8853 | 64.78% | 1376.7653 | 484.88 | 891.8853 | 64.78% | Y | Y | Y | Y
High Bay LED | New | Offices | 1016.0203 | 357.83 | 658.1903 | 64.78% | 1016.0203 | 357.83 | 658.1903 | 64.78% | Y | Y | Y | Y
High Bay LED | New | Restaurants | 1048.503 | 369.27 | 679.233 | 64.78% | 1048.503 | 369.27 | 679.233 | 64.78% | Y | Y | Y | Y
High Bay LED | New | Retail | 1556.6693 | 548.24 | 1008.4293 | 64.78% | 1556.6693 | 548.24 | 1008.4293 | 64.78% | Y | Y | Y | Y
High Bay LED | New | Schools K-12 | 743.041 | 261.69 | 481.351 | 64.78% | 743.041 | 261.69 | 481.351 | 64.78% | Y | Y | Y | Y
High Bay LED | New | Warehouse | 1194.3627 | 420.64 | 773.7227 | 64.78% | 1194.3627 | 420.64 | 773.7227 | 64.78% | Y | Y | Y | Y
LED - 14W | Turnover | Assembly | 86.28 | 40.264 | 46.016 | 53.33% | 86.28 | 40.264 | 46.016 | 53.33% | Y | Y | Y | Y
LED - 14W | Turnover | College and University | 132.24 | 61.712 | 70.528 | 53.33% | 132.24 | 61.712 | 70.528 | 53.33% | Y | Y | Y | Y
LED - 14W | Turnover | Grocery | 166.32 | 77.616 | 88.704 | 53.33% | 166.32 | 77.616 | 88.704 | 53.33% | Y | Y | Y | Y
LED - 14W | Turnover | Healthcare | 150.84 | 70.392 | 80.448 | 53.33% | 150.84 | 70.392 | 80.448 | 53.33% | Y | Y | Y | Y
LED - 14W | Turnover | Hospitals | 204.06 | 95.228 | 108.832 | 53.33% | 204.06 | 95.228 | 108.832 | 53.33% | Y | Y | Y | Y
LED - 14W | Turnover | Institutional | 98.97 | 46.186 | 52.784 | 53.33% | 98.97 | 46.186 | 52.784 | 53.33% | Y | Y | Y | Y
LED - 14W | Turnover | Lodging/Hospitality | 112.62 | 52.556 | 60.064 | 53.33% | 112.62 | 52.556 | 60.064 | 53.33% | Y | Y | Y | Y
LED - 14W | Turnover | Miscellaneous | 132.24 | 61.712 | 70.528 | 53.33% | 132.24 | 61.712 | 70.528 | 53.33% | Y | Y | Y | Y
LED - 14W | Turnover | Offices | 97.59 | 45.542 | 52.048 | 53.33% | 97.59 | 45.542 | 52.048 | 53.33% | Y | Y | Y | Y
LED - 14W | Turnover | Restaurants | 100.71 | 46.998 | 53.712 | 53.33% | 100.71 | 46.998 | 53.712 | 53.33% | Y | Y | Y | Y
LED - 14W | Turnover | Retail | 149.52 | 69.776 | 79.744 | 53.33% | 149.52 | 69.776 | 79.744 | 53.33% | Y | Y | Y | Y
LED - 14W | Turnover | Schools K-12 | 71.37 | 33.306 | 38.064 | 53.33% | 71.37 | 33.306 | 38.064 | 53.33% | Y | Y | Y | Y
LED - 14W | Turnover | Warehouse | 114.72 | 53.536 | 61.184 | 53.33% | 114.72 | 53.536 | 61.184 | 53.33% | Y | Y | Y | Y
LED - 14W | New | Assembly | 86.28 | 40.264 | 46.016 | 53.33% | 86.28 | 40.264 | 46.016 | 53.33% | Y | Y | Y | Y
LED - 14W | New | College and University | 132.24 | 61.712 | 70.528 | 53.33% | 132.24 | 61.712 | 70.528 | 53.33% | Y | Y | Y | Y
LED - 14W | New | Grocery | 166.32 | 77.616 | 88.704 | 53.33% | 166.32 | 77.616 | 88.704 | 53.33% | Y | Y | Y | Y
LED - 14W | New | Healthcare | 150.84 | 70.392 | 80.448 | 53.33% | 150.84 | 70.392 | 80.448 | 53.33% | Y | Y | Y | Y
LED - 14W | New | Hospitals | 204.06 | 95.228 | 108.832 | 53.33% | 204.06 | 95.228 | 108.832 | 53.33% | Y | Y | Y | Y
LED - 14W | New | Institutional | 98.97 | 46.186 | 52.784 | 53.33% | 98.97 | 46.186 | 52.784 | 53.33% | Y | Y | Y | Y
LED - 14W | New | Lodging/Hospitality | 112.62 | 52.556 | 60.064 | 53.33% | 112.62 | 52.556 | 60.064 | 53.33% | Y | Y | Y | Y
LED - 14W | New | Miscellaneous | 132.24 | 61.712 | 70.528 | 53.33% | 132.24 | 61.712 | 70.528 | 53.33% | Y | Y | Y | Y
LED - 14W | New | Offices | 97.59 | 45.542 | 52.048 | 53.33% | 97.59 | 45.542 | 52.048 | 53.33% | Y | Y | Y | Y
LED - 14W | New | Restaurants | 100.71 | 46.998 | 53.712 | 53.33% | 100.71 | 46.998 | 53.712 | 53.33% | Y | Y | Y | Y
LED - 14W | New | Retail | 149.52 | 69.776 | 79.744 | 53.33% | 149.52 | 69.776 | 79.744 | 53.33% | Y | Y | Y | Y
LED - 14W | New | Schools K-12 | 71.37 | 33.306 | 38.064 | 53.33% | 71.37 | 33.306 | 38.064 | 53.33% | Y | Y | Y | Y
LED - 14W | New | Warehouse | 114.72 | 53.536 | 61.184 | 53.33% | 114.72 | 53.536 | 61.184 | 53.33% | Y | Y | Y | Y
LED Display Lighting (Interior) | Turnover | Assembly | 310.608 | 40.264 | 270.344 | 87.04% | 310.608 | 40.264 | 270.344 | 87.04% | Y | Y | Y | Y
LED Display Lighting (Interior) | Turnover | College and University | 476.064 | 61.712 | 414.352 | 87.04% | 476.064 | 61.712 | 414.352 | 87.04% | Y | Y | Y | Y
LED Display Lighting (Interior) | Turnover | Grocery | 598.752 | 77.616 | 521.136 | 87.04% | 598.752 | 77.616 | 521.136 | 87.04% | Y | Y | Y | Y
LED Display Lighting (Interior) | Turnover | Healthcare | 543.024 | 70.392 | 472.632 | 87.04% | 543.024 | 70.392 | 472.632 | 87.04% | Y | Y | Y | Y
LED Display Lighting (Interior) | Turnover | Hospitals | 734.616 | 95.228 | 639.388 | 87.04% | 734.616 | 95.228 | 639.388 | 87.04% | Y | Y | Y | Y
LED Display Lighting (Interior) | Turnover | Institutional | 356.292 | 46.186 | 310.106 | 87.04% | 356.292 | 46.186 | 310.106 | 87.04% | Y | Y | Y | Y
LED Display Lighting (Interior) | Turnover | Lodging/Hospitality | 405.432 | 52.556 | 352.876 | 87.04% | 405.432 | 52.556 | 352.876 | 87.04% | Y | Y | Y | Y
LED Display Lighting (Interior) | Turnover | Miscellaneous | 476.064 | 61.712 | 414.352 | 87.04% | 476.064 | 61.712 | 414.352 | 87.04% | Y | Y | Y | Y
LED Display Lighting (Interior) | Turnover | Offices | 351.324 | 45.542 | 305.782 | 87.04% | 351.324 | 45.542 | 305.782 | 87.04% | Y | Y | Y | Y
LED Display Lighting (Interior) | Turnover | Restaurants | 362.556 | 46.998 | 315.558 | 87.04% | 362.556 | 46.998 | 315.558 | 87.04% | Y | Y | Y | Y
LED Display Lighting (Interior) | Turnover | Retail | 538.272 | 69.776 | 468.496 | 87.04% | 538.272 | 69.776 | 468.496 | 87.04% | Y | Y | Y | Y
LED Display Lighting (Interior) | Turnover | Schools K-12 | 256.932 | 33.306 | 223.626 | 87.04% | 256.932 | 33.306 | 223.626 | 87.04% | Y | Y | Y | Y
LED Display Lighting (Interior) | Turnover | Warehouse | 412.992 | 53.536 | 359.456 | 87.04% | 412.992 | 53.536 | 359.456 | 87.04% | Y | Y | Y | Y
LED Display Lighting (Interior) | New | Assembly | 310.608 | 40.264 | 270.344 | 87.04% | 310.608 | 40.264 | 270.344 | 87.04% | Y | Y | Y | Y
LED Display Lighting (Interior) | New | College and University | 476.064 | 61.712 | 414.352 | 87.04% | 476.064 | 61.712 | 414.352 | 87.04% | Y | Y | Y | Y
LED Display Lighting (Interior) | New | Grocery | 598.752 | 77.616 | 521.136 | 87.04% | 598.752 | 77.616 | 521.136 | 87.04% | Y | Y | Y | Y
LED Display Lighting (Interior) | New | Healthcare | 543.024 | 70.392 | 472.632 | 87.04% | 543.024 | 70.392 | 472.632 | 87.04% | Y | Y | Y | Y
LED Display Lighting (Interior) | New | Hospitals | 734.616 | 95.228 | 639.388 | 87.04% | 734.616 | 95.228 | 639.388 | 87.04% | Y | Y | Y | Y
LED Display Lighting (Interior) | New | Institutional | 356.292 | 46.186 | 310.106 | 87.04% | 356.292 | 46.186 | 310.106 | 87.04% | Y | Y | Y | Y
LED Display Lighting (Interior) | New | Lodging/Hospitality | 405.432 | 52.556 | 352.876 | 87.04% | 405.432 | 52.556 | 352.876 | 87.04% | Y | Y | Y | Y
LED Display Lighting (Interior) | New | Miscellaneous | 476.064 | 61.712 | 414.352 | 87.04% | 476.064 | 61.712 | 414.352 | 87.04% | Y | Y | Y | Y
LED Display Lighting (Interior) | New | Offices | 351.324 | 45.542 | 305.782 | 87.04% | 351.324 | 45.542 | 305.782 | 87.04% | Y | Y | Y | Y
LED Display Lighting (Interior) | New | Restaurants | 362.556 | 46.998 | 315.558 | 87.04% | 362.556 | 46.998 | 315.558 | 87.04% | Y | Y | Y | Y
LED Display Lighting (Interior) | New | Retail | 538.272 | 69.776 | 468.496 | 87.04% | 538.272 | 69.776 | 468.496 | 87.04% | Y | Y | Y | Y
LED Display Lighting (Interior) | New | Schools K-12 | 256.932 | 33.306 | 223.626 | 87.04% | 256.932 | 33.306 | 223.626 | 87.04% | Y | Y | Y | Y
LED Display Lighting (Interior) | New | Warehouse | 412.992 | 53.536 | 359.456 | 87.04% | 412.992 | 53.536 | 359.456 | 87.04% | Y | Y | Y | Y
LED Linear - Fixture Replacement | Turnover | Assembly | 485.929 | 241.584 | 244.345 | 50.28% | 485.929 | 241.584 | 244.345 | 50.28% | Y | Y | Y | Y
LED Linear - Fixture Replacement | Turnover | College and University | 744.7757 | 370.272 | 374.5037 | 50.28% | 744.7757 | 370.272 | 374.5037 | 50.28% | Y | Y | Y | Y
LED Linear - Fixture Replacement | Turnover | Grocery | 936.7142 | 465.696 | 471.0182 | 50.28% | 936.7142 | 465.696 | 471.0182 | 50.28% | Y | Y | Y | Y
LED Linear - Fixture Replacement | Turnover | Healthcare | 849.5309 | 422.352 | 427.1789 | 50.28% | 849.5309 | 422.352 | 427.1789 | 50.28% | Y | Y | Y | Y
LED Linear - Fixture Replacement | Turnover | Hospitals | 1149.2659 | 571.368 | 577.8979 | 50.28% | 1149.2659 | 571.368 | 577.8979 | 50.28% | Y | Y | Y | Y
LED Linear - Fixture Replacement | Turnover | Institutional | 557.399 | 277.116 | 280.283 | 50.28% | 557.399 | 277.116 | 280.283 | 50.28% | Y | Y | Y | Y
LED Linear - Fixture Replacement | Turnover | Lodging/Hospitality | 634.2758 | 315.336 | 318.9398 | 50.28% | 634.2758 | 315.336 | 318.9398 | 50.28% | Y | Y | Y | Y
LED Linear - Fixture Replacement | Turnover | Miscellaneous | 744.7757 | 370.272 | 374.5037 | 50.28% | 744.7757 | 370.272 | 374.5037 | 50.28% | Y | Y | Y | Y
LED Linear - Fixture Replacement | Turnover | Offices | 549.6269 | 273.252 | 276.3749 | 50.28% | 549.6269 | 273.252 | 276.3749 | 50.28% | Y | Y | Y | Y
LED Linear - Fixture Replacement | Turnover | Restaurants | 567.1987 | 281.988 | 285.2107 | 50.28% | 567.1987 | 281.988 | 285.2107 | 50.28% | Y | Y | Y | Y
LED Linear - Fixture Replacement | Turnover | Retail | 842.0966 | 418.656 | 423.4406 | 50.28% | 842.0966 | 418.656 | 423.4406 | 50.28% | Y | Y | Y | Y
LED Linear - Fixture Replacement | Turnover | Schools K-12 | 401.9558 | 199.836 | 202.1198 | 50.28% | 401.9558 | 199.836 | 202.1198 | 50.28% | Y | Y | Y | Y
LED Linear - Fixture Replacement | Turnover | Warehouse | 646.103 | 321.216 | 324.887 | 50.28% | 646.103 | 321.216 | 324.887 | 50.28% | Y | Y | Y | Y
LED Linear - Fixture Replacement | New | Assembly | 485.929 | 241.584 | 244.345 | 50.28% | 485.929 | 241.584 | 244.345 | 50.28% | Y | Y | Y | Y
LED Linear - Fixture Replacement | New | College and University | 744.7757 | 370.272 | 374.5037 | 50.28% | 744.7757 | 370.272 | 374.5037 | 50.28% | Y | Y | Y | Y
LED Linear - Fixture Replacement | New | Grocery | 936.7142 | 465.696 | 471.0182 | 50.28% | 936.7142 | 465.696 | 471.0182 | 50.28% | Y | Y | Y | Y
LED Linear - Fixture Replacement | New | Healthcare | 849.5309 | 422.352 | 427.1789 | 50.28% | 849.5309 | 422.352 | 427.1789 | 50.28% | Y | Y | Y | Y
LED Linear - Fixture Replacement | New | Hospitals | 1149.2659 | 571.368 | 577.8979 | 50.28% | 1149.2659 | 571.368 | 577.8979 | 50.28% | Y | Y | Y | Y
LED Linear - Fixture Replacement | New | Institutional | 557.399 | 277.116 | 280.283 | 50.28% | 557.399 | 277.116 | 280.283 | 50.28% | Y | Y | Y | Y
LED Linear - Fixture Replacement | New | Lodging/Hospitality | 634.2758 | 315.336 | 318.9398 | 50.28% | 634.2758 | 315.336 | 318.9398 | 50.28% | Y | Y | Y | Y
LED Linear - Fixture Replacement | New | Miscellaneous | 744.7757 | 370.272 | 374.5037 | 50.28% | 744.7757 | 370.272 | 374.5037 | 50.28% | Y | Y | Y | Y
LED Linear - Fixture Replacement | New | Offices | 549.6269 | 273.252 | 276.3749 | 50.28% | 549.6269 | 273.252 | 276.3749 | 50.28% | Y | Y | Y | Y
LED Linear - Fixture Replacement | New | Restaurants | 567.1987 | 281.988 | 285.2107 | 50.28% | 567.1987 | 281.988 | 285.2107 | 50.28% | Y | Y | Y | Y
LED Linear - Fixture Replacement | New | Retail | 842.0966 | 418.656 | 423.4406 | 50.28% | 842.0966 | 418.656 | 423.4406 | 50.28% | Y | Y | Y | Y
LED Linear - Fixture Replacement | New | Schools K-12 | 401.9558 | 199.836 | 202.1198 | 50.28% | 401.9558 | 199.836 | 202.1198 | 50.28% | Y | Y | Y | Y
LED Linear - Fixture Replacement | New | Warehouse | 646.103 | 321.216 | 324.887 | 50.28% | 646.103 | 321.216 | 324.887 | 50.28% | Y | Y | Y | Y
LED Linear - Lamp Replacement | Turnover | Assembly | 80.9882 | 60.396 | 20.5922 | 25.43% | 80.9882 | 60.396 | 20.5922 | 25.43% | Y | Y | Y | Y
LED Linear - Lamp Replacement | Turnover | College and University | 124.1293 | 92.568 | 31.5613 | 25.43% | 124.1293 | 92.568 | 31.5613 | 25.43% | Y | Y | Y | Y
LED Linear - Lamp Replacement | Turnover | Grocery | 156.119 | 116.424 | 39.695 | 25.43% | 156.119 | 116.424 | 39.695 | 25.43% | Y | Y | Y | Y
LED Linear - Lamp Replacement | Turnover | Healthcare | 141.5885 | 105.588 | 36.0005 | 25.43% | 141.5885 | 105.588 | 36.0005 | 25.43% | Y | Y | Y | Y
LED Linear - Lamp Replacement | Turnover | Hospitals | 191.5443 | 142.842 | 48.7023 | 25.43% | 191.5443 | 142.842 | 48.7023 | 25.43% | Y | Y | Y | Y
LED Linear - Lamp Replacement | Turnover | Institutional | 92.8998 | 69.279 | 23.6208 | 25.43% | 92.8998 | 69.279 | 23.6208 | 25.43% | Y | Y | Y | Y
LED Linear - Lamp Replacement | Turnover | Lodging/Hospitality | 105.7126 | 78.834 | 26.8786 | 25.43% | 105.7126 | 78.834 | 26.8786 | 25.43% | Y | Y | Y | Y
LED Linear - Lamp Replacement | Turnover | Miscellaneous | 124.1293 | 92.568 | 31.5613 | 25.43% | 124.1293 | 92.568 | 31.5613 | 25.43% | Y | Y | Y | Y
LED Linear - Lamp Replacement | Turnover | Offices | 91.6045 | 68.313 | 23.2915 | 25.43% | 91.6045 | 68.313 | 23.2915 | 25.43% | Y | Y | Y | Y
LED Linear - Lamp Replacement | Turnover | Restaurants | 94.5331 | 70.497 | 24.0361 | 25.43% | 94.5331 | 70.497 | 24.0361 | 25.43% | Y | Y | Y | Y
LED Linear - Lamp Replacement | Turnover | Retail | 140.3494 | 104.664 | 35.6854 | 25.43% | 140.3494 | 104.664 | 35.6854 | 25.43% | Y | Y | Y | Y
LED Linear - Lamp Replacement | Turnover | Schools K-12 | 66.9926 | 49.959 | 17.0336 | 25.43% | 66.9926 | 49.959 | 17.0336 | 25.43% | Y | Y | Y | Y
LED Linear - Lamp Replacement | Turnover | Warehouse | 107.6838 | 80.304 | 27.3798 | 25.43% | 107.6838 | 80.304 | 27.3798 | 25.43% | Y | Y | Y | Y
LED Linear - Lamp Replacement | New | Assembly | 80.9882 | 60.396 | 20.5922 | 25.43% | 80.9882 | 60.396 | 20.5922 | 25.43% | Y | Y | Y | Y
LED Linear - Lamp Replacement | New | College and University | 124.1293 | 92.568 | 31.5613 | 25.43% | 124.1293 | 92.568 | 31.5613 | 25.43% | Y | Y | Y | Y
LED Linear - Lamp Replacement | New | Grocery | 156.119 | 116.424 | 39.695 | 25.43% | 156.119 | 116.424 | 39.695 | 25.43% | Y | Y | Y | Y
LED Linear - Lamp Replacement | New | Healthcare | 141.5885 | 105.588 | 36.0005 | 25.43% | 141.5885 | 105.588 | 36.0005 | 25.43% | Y | Y | Y | Y
LED Linear - Lamp Replacement | New | Hospitals | 191.5443 | 142.842 | 48.7023 | 25.43% | 191.5443 | 142.842 | 48.7023 | 25.43% | Y | Y | Y | Y
LED Linear - Lamp Replacement | New | Institutional | 92.8998 | 69.279 | 23.6208 | 25.43% | 92.8998 | 69.279 | 23.6208 | 25.43% | Y | Y | Y | Y
LED Linear - Lamp Replacement | New | Lodging/Hospitality | 105.7126 | 78.834 | 26.8786 | 25.43% | 105.7126 | 78.834 | 26.8786 | 25.43% | Y | Y | Y | Y
LED Linear - Lamp Replacement | New | Miscellaneous | 124.1293 | 92.568 | 31.5613 | 25.43% | 124.1293 | 92.568 | 31.5613 | 25.43% | Y | Y | Y | Y
LED Linear - Lamp Replacement | New | Offices | 91.6045 | 68.313 | 23.2915 | 25.43% | 91.6045 | 68.313 | 23.2915 | 25.43% | Y | Y | Y | Y
LED Linear - Lamp Replacement | New | Restaurants | 94.5331 | 70.497 | 24.0361 | 25.43% | 94.5331 | 70.497 | 24.0361 | 25.43% | Y | Y | Y | Y
LED Linear - Lamp Replacement | New | Retail | 140.3494 | 104.664 | 35.6854 | 25.43% | 140.3494 | 104.664 | 35.6854 | 25.43% | Y | Y | Y | Y
LED Linear - Lamp Replacement | New | Schools K-12 | 66.9926 | 49.959 | 17.0336 | 25.43% | 66.9926 | 49.959 | 17.0336 | 25.43% | Y | Y | Y | Y
LED Linear - Lamp Replacement | New | Warehouse | 107.6838 | 80.304 | 27.3798 | 25.43% | 107.6838 | 80.304 | 27.3798 | 25.43% | Y | Y | Y | Y
Premium T8 - Fixture Replacement | Turnover | Assembly | 242.9645 | 212.5939 | 30.3706 | 12.5% | 242.9645 | 212.5939 | 30.3706 | 12.5% | Y | Y | Y | Y
Premium T8 - Fixture Replacement | Turnover | College and University | 372.3878 | 325.8394 | 46.5485 | 12.5% | 372.3878 | 325.8394 | 46.5485 | 12.5% | Y | Y | Y | Y
Premium T8 - Fixture Replacement | Turnover | Grocery | 468.3571 | 409.8125 | 58.5446 | 12.5% | 468.3571 | 409.8125 | 58.5446 | 12.5% | Y | Y | Y | Y
Premium T8 - Fixture Replacement | Turnover | Healthcare | 424.7654 | 371.6698 | 53.0957 | 12.5% | 424.7654 | 371.6698 | 53.0957 | 12.5% | Y | Y | Y | Y
Premium T8 - Fixture Replacement | Turnover | Hospitals | 574.633 | 502.8038 | 71.8291 | 12.5% | 574.633 | 502.8038 | 71.8291 | 12.5% | Y | Y | Y | Y
Premium T8 - Fixture Replacement | Turnover | Institutional | 278.6995 | 243.8621 | 34.8374 | 12.5% | 278.6995 | 243.8621 | 34.8374 | 12.5% | Y | Y | Y | Y
Premium T8 - Fixture Replacement | Turnover | Lodging/Hospitality | 317.1379 | 277.4957 | 39.6422 | 12.5% | 317.1379 | 277.4957 | 39.6422 | 12.5% | Y | Y | Y | Y
Premium T8 - Fixture Replacement | Turnover | Miscellaneous | 372.3878 | 325.8394 | 46.5485 | 12.5% | 372.3878 | 325.8394 | 46.5485 | 12.5% | Y | Y | Y | Y
Premium T8 - Fixture Replacement | Turnover | Offices | 274.8134 | 240.4618 | 34.3517 | 12.5% | 274.8134 | 240.4618 | 34.3517 | 12.5% | Y | Y | Y | Y
Premium T8 - Fixture Replacement | Turnover | Restaurants | 283.5994 | 248.1494 | 35.4499 | 12.5% | 283.5994 | 248.1494 | 35.4499 | 12.5% | Y | Y | Y | Y
Premium T8 - Fixture Replacement | Turnover | Retail | 421.0483 | 368.4173 | 52.631 | 12.5% | 421.0483 | 368.4173 | 52.631 | 12.5% | Y | Y | Y | Y
Premium T8 - Fixture Replacement | Turnover | Schools K-12 | 200.9779 | 175.8557 | 25.1222 | 12.5% | 200.9779 | 175.8557 | 25.1222 | 12.5% | Y | Y | Y | Y
Premium T8 - Fixture Replacement | Turnover | Warehouse | 323.0515 | 282.6701 | 40.3814 | 12.5% | 323.0515 | 282.6701 | 40.3814 | 12.5% | Y | Y | Y | Y
Premium T8 - Fixture Replacement | New | Assembly | 242.9645 | 212.5939 | 30.3706 | 12.5% | 242.9645 | 212.5939 | 30.3706 | 12.5% | Y | Y | Y | Y
Premium T8 - Fixture Replacement | New | College and University | 372.3878 | 325.8394 | 46.5485 | 12.5% | 372.3878 | 325.8394 | 46.5485 | 12.5% | Y | Y | Y | Y
Premium T8 - Fixture Replacement | New | Grocery | 468.3571 | 409.8125 | 58.5446 | 12.5% | 468.3571 | 409.8125 | 58.5446 | 12.5% | Y | Y | Y | Y
Premium T8 - Fixture Replacement | New | Healthcare | 424.7654 | 371.6698 | 53.0957 | 12.5% | 424.7654 | 371.6698 | 53.0957 | 12.5% | Y | Y | Y | Y
Premium T8 - Fixture Replacement | New | Hospitals | 574.633 | 502.8038 | 71.8291 | 12.5% | 574.633 | 502.8038 | 71.8291 | 12.5% | Y | Y | Y | Y
Premium T8 - Fixture Replacement | New | Institutional | 278.6995 | 243.8621 | 34.8374 | 12.5% | 278.6995 | 243.8621 | 34.8374 | 12.5% | Y | Y | Y | Y
Premium T8 - Fixture Replacement | New | Lodging/Hospitality | 317.1379 | 277.4957 | 39.6422 | 12.5% | 317.1379 | 277.4957 | 39.6422 | 12.5% | Y | Y | Y | Y
Premium T8 - Fixture Replacement | New | Miscellaneous | 372.3878 | 325.8394 | 46.5485 | 12.5% | 372.3878 | 325.8394 | 46.5485 | 12.5% | Y | Y | Y | Y
Premium T8 - Fixture Replacement | New | Offices | 274.8134 | 240.4618 | 34.3517 | 12.5% | 274.8134 | 240.4618 | 34.3517 | 12.5% | Y | Y | Y | Y
Premium T8 - Fixture Replacement | New | Restaurants | 283.5994 | 248.1494 | 35.4499 | 12.5% | 283.5994 | 248.1494 | 35.4499 | 12.5% | Y | Y | Y | Y
Premium T8 - Fixture Replacement | New | Retail | 421.0483 | 368.4173 | 52.631 | 12.5% | 421.0483 | 368.4173 | 52.631 | 12.5% | Y | Y | Y | Y
Premium T8 - Fixture Replacement | New | Schools K-12 | 200.9779 | 175.8557 | 25.1222 | 12.5% | 200.9779 | 175.8557 | 25.1222 | 12.5% | Y | Y | Y | Y
Premium T8 - Fixture Replacement | New | Warehouse | 323.0515 | 282.6701 | 40.3814 | 12.5% | 323.0515 | 282.6701 | 40.3814 | 12.5% | Y | Y | Y | Y
Premium T8 - Lamp Replacement | Turnover | Assembly | 80.9882 | 70.8646 | 10.1235 | 12.5% | 80.9882 | 70.8646 | 10.1235 | 12.5% | Y | Y | Y | Y
Premium T8 - Lamp Replacement | Turnover | College and University | 124.1293 | 108.6131 | 15.5162 | 12.5% | 124.1293 | 108.6131 | 15.5162 | 12.5% | Y | Y | Y | Y
Premium T8 - Lamp Replacement | Turnover | Grocery | 156.119 | 136.6042 | 19.5149 | 12.5% | 156.119 | 136.6042 | 19.5149 | 12.5% | Y | Y | Y | Y
Premium T8 - Lamp Replacement | Turnover | Healthcare | 141.5885 | 123.8899 | 17.6986 | 12.5% | 141.5885 | 123.8899 | 17.6986 | 12.5% | Y | Y | Y | Y
Premium T8 - Lamp Replacement | Turnover | Hospitals | 191.5443 | 167.6013 | 23.943 | 12.5% | 191.5443 | 167.6013 | 23.943 | 12.5% | Y | Y | Y | Y
Premium T8 - Lamp Replacement | Turnover | Institutional | 92.8998 | 81.2874 | 11.6125 | 12.5% | 92.8998 | 81.2874 | 11.6125 | 12.5% | Y | Y | Y | Y
Premium T8 - Lamp Replacement | Turnover | Lodging/Hospitality | 105.7126 | 92.4986 | 13.2141 | 12.5% | 105.7126 | 92.4986 | 13.2141 | 12.5% | Y | Y | Y | Y
Premium T8 - Lamp Replacement | Turnover | Miscellaneous | 124.1293 | 108.6131 | 15.5162 | 12.5% | 124.1293 | 108.6131 | 15.5162 | 12.5% | Y | Y | Y | Y
Premium T8 - Lamp Replacement | Turnover | Offices | 91.6045 | 80.1539 | 11.4506 | 12.5% | 91.6045 | 80.1539 | 11.4506 | 12.5% | Y | Y | Y | Y
Premium T8 - Lamp Replacement | Turnover | Restaurants | 94.5331 | 82.7165 | 11.8166 | 12.5% | 94.5331 | 82.7165 | 11.8166 | 12.5% | Y | Y | Y | Y
Premium T8 - Lamp Replacement | Turnover | Retail | 140.3494 | 122.8058 | 17.5437 | 12.5% | 140.3494 | 122.8058 | 17.5437 | 12.5% | Y | Y | Y | Y
Premium T8 - Lamp Replacement | Turnover | Schools K-12 | 66.9926 | 58.6186 | 8.3741 | 12.5% | 66.9926 | 58.6186 | 8.3741 | 12.5% | Y | Y | Y | Y
Premium T8 - Lamp Replacement | Turnover | Warehouse | 107.6838 | 94.2234 | 13.4605 | 12.5% | 107.6838 | 94.2234 | 13.4605 | 12.5% | Y | Y | Y | Y
Premium T8 - Lamp Replacement | New | Assembly | 80.9882 | 70.8646 | 10.1235 | 12.5% | 80.9882 | 70.8646 | 10.1235 | 12.5% | Y | Y | Y | Y
Premium T8 - Lamp Replacement | New | College and University | 124.1293 | 108.6131 | 15.5162 | 12.5% | 124.1293 | 108.6131 | 15.5162 | 12.5% | Y | Y | Y | Y
Premium T8 - Lamp Replacement | New | Grocery | 156.119 | 136.6042 | 19.5149 | 12.5% | 156.119 | 136.6042 | 19.5149 | 12.5% | Y | Y | Y | Y
Premium T8 - Lamp Replacement | New | Healthcare | 141.5885 | 123.8899 | 17.6986 | 12.5% | 141.5885 | 123.8899 | 17.6986 | 12.5% | Y | Y | Y | Y
Premium T8 - Lamp Replacement | New | Hospitals | 191.5443 | 167.6013 | 23.943 | 12.5% | 191.5443 | 167.6013 | 23.943 | 12.5% | Y | Y | Y | Y
Premium T8 - Lamp Replacement | New | Institutional | 92.8998 | 81.2874 | 11.6125 | 12.5% | 92.8998 | 81.2874 | 11.6125 | 12.5% | Y | Y | Y | Y
Premium T8 - Lamp Replacement | New | Lodging/Hospitality | 105.7126 | 92.4986 | 13.2141 | 12.5% | 105.7126 | 92.4986 | 13.2141 | 12.5% | Y | Y | Y | Y
Premium T8 - Lamp Replacement | New | Miscellaneous | 124.1293 | 108.6131 | 15.5162 | 12.5% | 124.1293 | 108.6131 | 15.5162 | 12.5% | Y | Y | Y | Y
Premium T8 - Lamp Replacement | New | Offices | 91.6045 | 80.1539 | 11.4506 | 12.5% | 91.6045 | 80.1539 | 11.4506 | 12.5% | Y | Y | Y | Y
Premium T8 - Lamp Replacement | New | Restaurants | 94.5331 | 82.7165 | 11.8166 | 12.5% | 94.5331 | 82.7165 | 11.8166 | 12.5% | Y | Y | Y | Y
Premium T8 - Lamp Replacement | New | Retail | 140.3494 | 122.8058 | 17.5437 | 12.5% | 140.3494 | 122.8058 | 17.5437 | 12.5% | Y | Y | Y | Y
Premium T8 - Lamp Replacement | New | Schools K-12 | 66.9926 | 58.6186 | 8.3741 | 12.5% | 66.9926 | 58.6186 | 8.3741 | 12.5% | Y | Y | Y | Y
Premium T8 - Lamp Replacement | New | Warehouse | 107.6838 | 94.2234 | 13.4605 | 12.5% | 107.6838 | 94.2234 | 13.4605 | 12.5% | Y | Y | Y | Y
Efficient Battery Charger | Turnover | Assembly | 8124.9 | 7013.694 | 1111.206 | 13.68% | 8124.9 | 7013.694 | 1111.206 | 13.68% | Y | Y | Y | Y
Efficient Battery Charger | Turnover | College and University | 8124.9 | 7013.694 | 1111.206 | 13.68% | 8124.9 | 7013.694 | 1111.206 | 13.68% | Y | Y | Y | Y
Efficient Battery Charger | Turnover | Grocery | 8124.9 | 7013.694 | 1111.206 | 13.68% | 8124.9 | 7013.694 | 1111.206 | 13.68% | Y | Y | Y | Y
Efficient Battery Charger | Turnover | Healthcare | 8124.9 | 7013.694 | 1111.206 | 13.68% | 8124.9 | 7013.694 | 1111.206 | 13.68% | Y | Y | Y | Y
Efficient Battery Charger | Turnover | Hospitals | 8124.9 | 7013.694 | 1111.206 | 13.68% | 8124.9 | 7013.694 | 1111.206 | 13.68% | Y | Y | Y | Y
Efficient Battery Charger | Turnover | Institutional | 8124.9 | 7013.694 | 1111.206 | 13.68% | 8124.9 | 7013.694 | 1111.206 | 13.68% | Y | Y | Y | Y
Efficient Battery Charger | Turnover | Lodging/Hospitality | 8124.9 | 7013.694 | 1111.206 | 13.68% | 8124.9 | 7013.694 | 1111.206 | 13.68% | Y | Y | Y | Y
Efficient Battery Charger | Turnover | Miscellaneous | 8124.9 | 7013.694 | 1111.206 | 13.68% | 8124.9 | 7013.694 | 1111.206 | 13.68% | Y | Y | Y | Y
Efficient Battery Charger | Turnover | Offices | 8124.9 | 7013.694 | 1111.206 | 13.68% | 8124.9 | 7013.694 | 1111.206 | 13.68% | Y | Y | Y | Y
Efficient Battery Charger | Turnover | Restaurants | 8124.9 | 7013.694 | 1111.206 | 13.68% | 8124.9 | 7013.694 | 1111.206 | 13.68% | Y | Y | Y | Y
Efficient Battery Charger | Turnover | Retail | 8124.9 | 7013.694 | 1111.206 | 13.68% | 8124.9 | 7013.694 | 1111.206 | 13.68% | Y | Y | Y | Y
Efficient Battery Charger | Turnover | Schools K-12 | 8124.9 | 7013.694 | 1111.206 | 13.68% | 8124.9 | 7013.694 | 1111.206 | 13.68% | Y | Y | Y | Y
Efficient Battery Charger | Turnover | Warehouse | 8124.9 | 7013.694 | 1111.206 | 13.68% | 8124.9 | 7013.694 | 1111.206 | 13.68% | Y | Y | Y | Y
Efficient Battery Charger | New | Assembly | 8124.9 | 7013.694 | 1111.206 | 13.68% | 8124.9 | 7013.694 | 1111.206 | 13.68% | Y | Y | Y | Y
Efficient Battery Charger | New | College and University | 8124.9 | 7013.694 | 1111.206 | 13.68% | 8124.9 | 7013.694 | 1111.206 | 13.68% | Y | Y | Y | Y
Efficient Battery Charger | New | Grocery | 8124.9 | 7013.694 | 1111.206 | 13.68% | 8124.9 | 7013.694 | 1111.206 | 13.68% | Y | Y | Y | Y
Efficient Battery Charger | New | Healthcare | 8124.9 | 7013.694 | 1111.206 | 13.68% | 8124.9 | 7013.694 | 1111.206 | 13.68% | Y | Y | Y | Y
Efficient Battery Charger | New | Hospitals | 8124.9 | 7013.694 | 1111.206 | 13.68% | 8124.9 | 7013.694 | 1111.206 | 13.68% | Y | Y | Y | Y
Efficient Battery Charger | New | Institutional | 8124.9 | 7013.694 | 1111.206 | 13.68% | 8124.9 | 7013.694 | 1111.206 | 13.68% | Y | Y | Y | Y
Efficient Battery Charger | New | Lodging/Hospitality | 8124.9 | 7013.694 | 1111.206 | 13.68% | 8124.9 | 7013.694 | 1111.206 | 13.68% | Y | Y | Y | Y
Efficient Battery Charger | New | Miscellaneous | 8124.9 | 7013.694 | 1111.206 | 13.68% | 8124.9 | 7013.694 | 1111.206 | 13.68% | Y | Y | Y | Y
Efficient Battery Charger | New | Offices | 8124.9 | 7013.694 | 1111.206 | 13.68% | 8124.9 | 7013.694 | 1111.206 | 13.68% | Y | Y | Y | Y
Efficient Battery Charger | New | Restaurants | 8124.9 | 7013.694 | 1111.206 | 13.68% | 8124.9 | 7013.694 | 1111.206 | 13.68% | Y | Y | Y | Y
Efficient Battery Charger | New | Retail | 8124.9 | 7013.694 | 1111.206 | 13.68% | 8124.9 | 7013.694 | 1111.206 | 13.68% | Y | Y | Y | Y
Efficient Battery Charger | New | Schools K-12 | 8124.9 | 7013.694 | 1111.206 | 13.68% | 8124.9 | 7013.694 | 1111.206 | 13.68% | Y | Y | Y | Y
Efficient Battery Charger | New | Warehouse | 8124.9 | 7013.694 | 1111.206 | 13.68% | 8124.9 | 7013.694 | 1111.206 | 13.68% | Y | Y | Y | Y
ENERGY STAR Commercial Clothes Washer | Turnover | Assembly | 3887.25 | 2827.0909 | 1060.1591 | 27.27% | 3887.25 | 2827.0909 | 1060.1591 | 27.27% | Y | Y | Y | Y
ENERGY STAR Commercial Clothes Washer | Turnover | College and University | 3887.25 | 2827.0909 | 1060.1591 | 27.27% | 3887.25 | 2827.0909 | 1060.1591 | 27.27% | Y | Y | Y | Y
ENERGY STAR Commercial Clothes Washer | Turnover | Grocery | 3887.25 | 2827.0909 | 1060.1591 | 27.27% | 3887.25 | 2827.0909 | 1060.1591 | 27.27% | Y | Y | Y | Y
ENERGY STAR Commercial Clothes Washer | Turnover | Healthcare | 3887.25 | 2827.0909 | 1060.1591 | 27.27% | 3887.25 | 2827.0909 | 1060.1591 | 27.27% | Y | Y | Y | Y
ENERGY STAR Commercial Clothes Washer | Turnover | Hospitals | 3887.25 | 2827.0909 | 1060.1591 | 27.27% | 3887.25 | 2827.0909 | 1060.1591 | 27.27% | Y | Y | Y | Y
ENERGY STAR Commercial Clothes Washer | Turnover | Institutional | 3887.25 | 2827.0909 | 1060.1591 | 27.27% | 3887.25 | 2827.0909 | 1060.1591 | 27.27% | Y | Y | Y | Y
ENERGY STAR Commercial Clothes Washer | Turnover | Lodging/Hospitality | 3887.25 | 2827.0909 | 1060.1591 | 27.27% | 3887.25 | 2827.0909 | 1060.1591 | 27.27% | Y | Y | Y | Y
ENERGY STAR Commercial Clothes Washer | Turnover | Miscellaneous | 3887.25 | 2827.0909 | 1060.1591 | 27.27% | 3887.25 | 2827.0909 | 1060.1591 | 27.27% | Y | Y | Y | Y
ENERGY STAR Commercial Clothes Washer | Turnover | Offices | 3887.25 | 2827.0909 | 1060.1591 | 27.27% | 3887.25 | 2827.0909 | 1060.1591 | 27.27% | Y | Y | Y | Y
ENERGY STAR Commercial Clothes Washer | Turnover | Restaurants | 3887.25 | 2827.0909 | 1060.1591 | 27.27% | 3887.25 | 2827.0909 | 1060.1591 | 27.27% | Y | Y | Y | Y
ENERGY STAR Commercial Clothes Washer | Turnover | Retail | 3887.25 | 2827.0909 | 1060.1591 | 27.27% | 3887.25 | 2827.0909 | 1060.1591 | 27.27% | Y | Y | Y | Y
ENERGY STAR Commercial Clothes Washer | Turnover | Schools K-12 | 3887.25 | 2827.0909 | 1060.1591 | 27.27% | 3887.25 | 2827.0909 | 1060.1591 | 27.27% | Y | Y | Y | Y
ENERGY STAR Commercial Clothes Washer | Turnover | Warehouse | 3887.25 | 2827.0909 | 1060.1591 | 27.27% | 3887.25 | 2827.0909 | 1060.1591 | 27.27% | Y | Y | Y | Y
ENERGY STAR Commercial Clothes Washer | New | Assembly | 3887.25 | 2827.0909 | 1060.1591 | 27.27% | 3887.25 | 2827.0909 | 1060.1591 | 27.27% | Y | Y | Y | Y
ENERGY STAR Commercial Clothes Washer | New | College and University | 3887.25 | 2827.0909 | 1060.1591 | 27.27% | 3887.25 | 2827.0909 | 1060.1591 | 27.27% | Y | Y | Y | Y
ENERGY STAR Commercial Clothes Washer | New | Grocery | 3887.25 | 2827.0909 | 1060.1591 | 27.27% | 3887.25 | 2827.0909 | 1060.1591 | 27.27% | Y | Y | Y | Y
ENERGY STAR Commercial Clothes Washer | New | Healthcare | 3887.25 | 2827.0909 | 1060.1591 | 27.27% | 3887.25 | 2827.0909 | 1060.1591 | 27.27% | Y | Y | Y | Y
ENERGY STAR Commercial Clothes Washer | New | Hospitals | 3887.25 | 2827.0909 | 1060.1591 | 27.27% | 3887.25 | 2827.0909 | 1060.1591 | 27.27% | Y | Y | Y | Y
ENERGY STAR Commercial Clothes Washer | New | Institutional | 3887.25 | 2827.0909 | 1060.1591 | 27.27% | 3887.25 | 2827.0909 | 1060.1591 | 27.27% | Y | Y | Y | Y
ENERGY STAR Commercial Clothes Washer | New | Lodging/Hospitality | 3887.25 | 2827.0909 | 1060.1591 | 27.27% | 3887.25 | 2827.0909 | 1060.1591 | 27.27% | Y | Y | Y | Y
ENERGY STAR Commercial Clothes Washer | New | Miscellaneous | 3887.25 | 2827.0909 | 1060.1591 | 27.27% | 3887.25 | 2827.0909 | 1060.1591 | 27.27% | Y | Y | Y | Y
ENERGY STAR Commercial Clothes Washer | New | Offices | 3887.25 | 2827.0909 | 1060.1591 | 27.27% | 3887.25 | 2827.0909 | 1060.1591 | 27.27% | Y | Y | Y | Y
ENERGY STAR Commercial Clothes Washer | New | Restaurants | 3887.25 | 2827.0909 | 1060.1591 | 27.27% | 3887.25 | 2827.0909 | 1060.1591 | 27.27% | Y | Y | Y | Y
ENERGY STAR Commercial Clothes Washer | New | Retail | 3887.25 | 2827.0909 | 1060.1591 | 27.27% | 3887.25 | 2827.0909 | 1060.1591 | 27.27% | Y | Y | Y | Y
ENERGY STAR Commercial Clothes Washer | New | Schools K-12 | 3887.25 | 2827.0909 | 1060.1591 | 27.27% | 3887.25 | 2827.0909 | 1060.1591 | 27.27% | Y | Y | Y | Y
ENERGY STAR Commercial Clothes Washer | New | Warehouse | 3887.25 | 2827.0909 | 1060.1591 | 27.27% | 3887.25 | 2827.0909 | 1060.1591 | 27.27% | Y | Y | Y | Y
ENERGY STAR Water Cooler | Turnover | Assembly | 799.35 | 251.85 | 547.5 | 68.49% | 799.35 | 251.85 | 547.5 | 68.49% | Y | Y | Y | Y
ENERGY STAR Water Cooler | Turnover | College and University | 799.35 | 251.85 | 547.5 | 68.49% | 799.35 | 251.85 | 547.5 | 68.49% | Y | Y | Y | Y
ENERGY STAR Water Cooler | Turnover | Grocery | 799.35 | 251.85 | 547.5 | 68.49% | 799.35 | 251.85 | 547.5 | 68.49% | Y | Y | Y | Y
ENERGY STAR Water Cooler | Turnover | Healthcare | 799.35 | 251.85 | 547.5 | 68.49% | 799.35 | 251.85 | 547.5 | 68.49% | Y | Y | Y | Y
ENERGY STAR Water Cooler | Turnover | Hospitals | 799.35 | 251.85 | 547.5 | 68.49% | 799.35 | 251.85 | 547.5 | 68.49% | Y | Y | Y | Y
ENERGY STAR Water Cooler | Turnover | Institutional | 799.35 | 251.85 | 547.5 | 68.49% | 799.35 | 251.85 | 547.5 | 68.49% | Y | Y | Y | Y
ENERGY STAR Water Cooler | Turnover | Lodging/Hospitality | 799.35 | 251.85 | 547.5 | 68.49% | 799.35 | 251.85 | 547.5 | 68.49% | Y | Y | Y | Y
ENERGY STAR Water Cooler | Turnover | Miscellaneous | 799.35 | 251.85 | 547.5 | 68.49% | 799.35 | 251.85 | 547.5 | 68.49% | Y | Y | Y | Y
ENERGY STAR Water Cooler | Turnover | Offices | 799.35 | 251.85 | 547.5 | 68.49% | 799.35 | 251.85 | 547.5 | 68.49% | Y | Y | Y | Y
ENERGY STAR Water Cooler | Turnover | Restaurants | 799.35 | 251.85 | 547.5 | 68.49% | 799.35 | 251.85 | 547.5 | 68.49% | Y | Y | Y | Y
ENERGY STAR Water Cooler | Turnover | Retail | 799.35 | 251.85 | 547.5 | 68.49% | 799.35 | 251.85 | 547.5 | 68.49% | Y | Y | Y | Y
ENERGY STAR Water Cooler | Turnover | Schools K-12 | 799.35 | 251.85 | 547.5 | 68.49% | 799.35 | 251.85 | 547.5 | 68.49% | Y | Y | Y | Y
ENERGY STAR Water Cooler | Turnover | Warehouse | 799.35 | 251.85 | 547.5 | 68.49% | 799.35 | 251.85 | 547.5 | 68.49% | Y | Y | Y | Y
ENERGY STAR Water Cooler | New | Assembly | 799.35 | 251.85 | 547.5 | 68.49% | 799.35 | 251.85 | 547.5 | 68.49% | Y | Y | Y | Y
ENERGY STAR Water Cooler | New | College and University | 799.35 | 251.85 | 547.5 | 68.49% | 799.35 | 251.85 | 547.5 | 68.49% | Y | Y | Y | Y
ENERGY STAR Water Cooler | New | Grocery | 799.35 | 251.85 | 547.5 | 68.49% | 799.35 | 251.85 | 547.5 | 68.49% | Y | Y | Y | Y
ENERGY STAR Water Cooler | New | Healthcare | 799.35 | 251.85 | 547.5 | 68.49% | 799.35 | 251.85 | 547.5 | 68.49% | Y | Y | Y | Y
ENERGY STAR Water Cooler | New | Hospitals | 799.35 | 251.85 | 547.5 | 68.49% | 799.35 | 251.85 | 547.5 | 68.49% | Y | Y | Y | Y
ENERGY STAR Water Cooler | New | Institutional | 799.35 | 251.85 | 547.5 | 68.49% | 799.35 | 251.85 | 547.5 | 68.49% | Y | Y | Y | Y
ENERGY STAR Water Cooler | New | Lodging/Hospitality | 799.35 | 251.85 | 547.5 | 68.49% | 799.35 | 251.85 | 547.5 | 68.49% | Y | Y | Y | Y
ENERGY STAR Water Cooler | New | Miscellaneous | 799.35 | 251.85 | 547.5 | 68.49% | 799.35 | 251.85 | 547.5 | 68.49% | Y | Y | Y | Y
ENERGY STAR Water Cooler | New | Offices | 799.35 | 251.85 | 547.5 | 68.49% | 799.35 | 251.85 | 547.5 | 68.49% | Y | Y | Y | Y
ENERGY STAR Water Cooler | New | Restaurants | 799.35 | 251.85 | 547.5 | 68.49% | 799.35 | 251.85 | 547.5 | 68.49% | Y | Y | Y | Y
ENERGY STAR Water Cooler | New | Retail | 799.35 | 251.85 | 547.5 | 68.49% | 799.35 | 251.85 | 547.5 | 68.49% | Y | Y | Y | Y
ENERGY STAR Water Cooler | New | Schools K-12 | 799.35 | 251.85 | 547.5 | 68.49% | 799.35 | 251.85 | 547.5 | 68.49% | Y | Y | Y | Y
ENERGY STAR Water Cooler | New | Warehouse | 799.35 | 251.85 | 547.5 | 68.49% | 799.35 | 251.85 | 547.5 | 68.49% | Y | Y | Y | Y
Heat Pump Pool Heater | Turnover | Assembly | 11764.7059 | 2352.9412 | 9411.7647 | 80% | 11764.7059 | 2352.9412 | 9411.7647 | 80% | Y | Y | Y | Y
Heat Pump Pool Heater | Turnover | College and University | 11764.7059 | 2352.9412 | 9411.7647 | 80% | 11764.7059 | 2352.9412 | 9411.7647 | 80% | Y | Y | Y | Y
Heat Pump Pool Heater | Turnover | Grocery | 11764.7059 | 2352.9412 | 9411.7647 | 80% | 11764.7059 | 2352.9412 | 9411.7647 | 80% | Y | Y | Y | Y
Heat Pump Pool Heater | Turnover | Healthcare | 11764.7059 | 2352.9412 | 9411.7647 | 80% | 11764.7059 | 2352.9412 | 9411.7647 | 80% | Y | Y | Y | Y
Heat Pump Pool Heater | Turnover | Hospitals | 11764.7059 | 2352.9412 | 9411.7647 | 80% | 11764.7059 | 2352.9412 | 9411.7647 | 80% | Y | Y | Y | Y
Heat Pump Pool Heater | Turnover | Institutional | 11764.7059 | 2352.9412 | 9411.7647 | 80% | 11764.7059 | 2352.9412 | 9411.7647 | 80% | Y | Y | Y | Y
Heat Pump Pool Heater | Turnover | Lodging/Hospitality | 11764.7059 | 2352.9412 | 9411.7647 | 80% | 11764.7059 | 2352.9412 | 9411.7647 | 80% | Y | Y | Y | Y
Heat Pump Pool Heater | Turnover | Miscellaneous | 11764.7059 | 2352.9412 | 9411.7647 | 80% | 11764.7059 | 2352.9412 | 9411.7647 | 80% | Y | Y | Y | Y
Heat Pump Pool Heater | Turnover | Offices | 11764.7059 | 2352.9412 | 9411.7647 | 80% | 11764.7059 | 2352.9412 | 9411.7647 | 80% | Y | Y | Y | Y
Heat Pump Pool Heater | Turnover | Restaurants | 11764.7059 | 2352.9412 | 9411.7647 | 80% | 11764.7059 | 2352.9412 | 9411.7647 | 80% | Y | Y | Y | Y
Heat Pump Pool Heater | Turnover | Retail | 11764.7059 | 2352.9412 | 9411.7647 | 80% | 11764.7059 | 2352.9412 | 9411.7647 | 80% | Y | Y | Y | Y
Heat Pump Pool Heater | Turnover | Schools K-12 | 11764.7059 | 2352.9412 | 9411.7647 | 80% | 11764.7059 | 2352.9412 | 9411.7647 | 80% | Y | Y | Y | Y
Heat Pump Pool Heater | Turnover | Warehouse | 11764.7059 | 2352.9412 | 9411.7647 | 80% | 11764.7059 | 2352.9412 | 9411.7647 | 80% | Y | Y | Y | Y
Heat Pump Pool Heater | New | Assembly | 11764.7059 | 2352.9412 | 9411.7647 | 80% | 11764.7059 | 2352.9412 | 9411.7647 | 80% | Y | Y | Y | Y
Heat Pump Pool Heater | New | College and University | 11764.7059 | 2352.9412 | 9411.7647 | 80% | 11764.7059 | 2352.9412 | 9411.7647 | 80% | Y | Y | Y | Y
Heat Pump Pool Heater | New | Grocery | 11764.7059 | 2352.9412 | 9411.7647 | 80% | 11764.7059 | 2352.9412 | 9411.7647 | 80% | Y | Y | Y | Y
Heat Pump Pool Heater | New | Healthcare | 11764.7059 | 2352.9412 | 9411.7647 | 80% | 11764.7059 | 2352.9412 | 9411.7647 | 80% | Y | Y | Y | Y
Heat Pump Pool Heater | New | Hospitals | 11764.7059 | 2352.9412 | 9411.7647 | 80% | 11764.7059 | 2352.9412 | 9411.7647 | 80% | Y | Y | Y | Y
Heat Pump Pool Heater | New | Institutional | 11764.7059 | 2352.9412 | 9411.7647 | 80% | 11764.7059 | 2352.9412 | 9411.7647 | 80% | Y | Y | Y | Y
Heat Pump Pool Heater | New | Lodging/Hospitality | 11764.7059 | 2352.9412 | 9411.7647 | 80% | 11764.7059 | 2352.9412 | 9411.7647 | 80% | Y | Y | Y | Y
Heat Pump Pool Heater | New | Miscellaneous | 11764.7059 | 2352.9412 | 9411.7647 | 80% | 11764.7059 | 2352.9412 | 9411.7647 | 80% | Y | Y | Y | Y
Heat Pump Pool Heater | New | Offices | 11764.7059 | 2352.9412 | 9411.7647 | 80% | 11764.7059 | 2352.9412 | 9411.7647 | 80% | Y | Y | Y | Y
Heat Pump Pool Heater | New | Restaurants | 11764.7059 | 2352.9412 | 9411.7647 | 80% | 11764.7059 | 2352.9412 | 9411.7647 | 80% | Y | Y | Y | Y
Heat Pump Pool Heater | New | Retail | 11764.7059 | 2352.9412 | 9411.7647 | 80% | 11764.7059 | 2352.9412 | 9411.7647 | 80% | Y | Y | Y | Y
Heat Pump Pool Heater | New | Schools K-12 | 11764.7059 | 2352.9412 | 9411.7647 | 80% | 11764.7059 | 2352.9412 | 9411.7647 | 80% | Y | Y | Y | Y
Heat Pump Pool Heater | New | Warehouse | 11764.7059 | 2352.9412 | 9411.7647 | 80% | 11764.7059 | 2352.9412 | 9411.7647 | 80% | Y | Y | Y | Y
Solar Pool Heater | Turnover | Assembly | 11764.7059 | 1633.9869 | 10130.719 | 86.11% | 11764.7059 | 1633.9869 | 10130.719 | 86.11% | Y | Y | Y | Y
Solar Pool Heater | Turnover | College and University | 11764.7059 | 1633.9869 | 10130.719 | 86.11% | 11764.7059 | 1633.9869 | 10130.719 | 86.11% | Y | Y | Y | Y
Solar Pool Heater | Turnover | Grocery | 11764.7059 | 1633.9869 | 10130.719 | 86.11% | 11764.7059 | 1633.9869 | 10130.719 | 86.11% | Y | Y | Y | Y
Solar Pool Heater | Turnover | Healthcare | 11764.7059 | 1633.9869 | 10130.719 | 86.11% | 11764.7059 | 1633.9869 | 10130.719 | 86.11% | Y | Y | Y | Y
Solar Pool Heater | Turnover | Hospitals | 11764.7059 | 1633.9869 | 10130.719 | 86.11% | 11764.7059 | 1633.9869 | 10130.719 | 86.11% | Y | Y | Y | Y
Solar Pool Heater | Turnover | Institutional | 11764.7059 | 1633.9869 | 10130.719 | 86.11% | 11764.7059 | 1633.9869 | 10130.719 | 86.11% | Y | Y | Y | Y
Solar Pool Heater | Turnover | Lodging/Hospitality | 11764.7059 | 1633.9869 | 10130.719 | 86.11% | 11764.7059 | 1633.9869 | 10130.719 | 86.11% | Y | Y | Y | Y
Solar Pool Heater | Turnover | Miscellaneous | 11764.7059 | 1633.9869 | 10130.719 | 86.11% | 11764.7059 | 1633.9869 | 10130.719 | 86.11% | Y | Y | Y | Y
Solar Pool Heater | Turnover | Offices | 11764.7059 | 1633.9869 | 10130.719 | 86.11% | 11764.7059 | 1633.9869 | 10130.719 | 86.11% | Y | Y | Y | Y
Solar Pool Heater | Turnover | Restaurants | 11764.7059 | 1633.9869 | 10130.719 | 86.11% | 11764.7059 | 1633.9869 | 10130.719 | 86.11% | Y | Y | Y | Y
Solar Pool Heater | Turnover | Retail | 11764.7059 | 1633.9869 | 10130.719 | 86.11% | 11764.7059 | 1633.9869 | 10130.719 | 86.11% | Y | Y | Y | Y
Solar Pool Heater | Turnover | Schools K-12 | 11764.7059 | 1633.9869 | 10130.719 | 86.11% | 11764.7059 | 1633.9869 | 10130.719 | 86.11% | Y | Y | Y | Y
Solar Pool Heater | Turnover | Warehouse | 11764.7059 | 1633.9869 | 10130.719 | 86.11% | 11764.7059 | 1633.9869 | 10130.719 | 86.11% | Y | Y | Y | Y
Solar Pool Heater | New | Assembly | 11764.7059 | 1633.9869 | 10130.719 | 86.11% | 11764.7059 | 1633.9869 | 10130.719 | 86.11% | Y | Y | Y | Y
Solar Pool Heater | New | College and University | 11764.7059 | 1633.9869 | 10130.719 | 86.11% | 11764.7059 | 1633.9869 | 10130.719 | 86.11% | Y | Y | Y | Y
Solar Pool Heater | New | Grocery | 11764.7059 | 1633.9869 | 10130.719 | 86.11% | 11764.7059 | 1633.9869 | 10130.719 | 86.11% | Y | Y | Y | Y
Solar Pool Heater | New | Healthcare | 11764.7059 | 1633.9869 | 10130.719 | 86.11% | 11764.7059 | 1633.9869 | 10130.719 | 86.11% | Y | Y | Y | Y
Solar Pool Heater | New | Hospitals | 11764.7059 | 1633.9869 | 10130.719 | 86.11% | 11764.7059 | 1633.9869 | 10130.719 | 86.11% | Y | Y | Y | Y
Solar Pool Heater | New | Institutional | 11764.7059 | 1633.9869 | 10130.719 | 86.11% | 11764.7059 | 1633.9869 | 10130.719 | 86.11% | Y | Y | Y | Y
Solar Pool Heater | New | Lodging/Hospitality | 11764.7059 | 1633.9869 | 10130.719 | 86.11% | 11764.7059 | 1633.9869 | 10130.719 | 86.11% | Y | Y | Y | Y
Solar Pool Heater | New | Miscellaneous | 11764.7059 | 1633.9869 | 10130.719 | 86.11% | 11764.7059 | 1633.9869 | 10130.719 | 86.11% | Y | Y | Y | Y
Solar Pool Heater | New | Offices | 11764.7059 | 1633.9869 | 10130.719 | 86.11% | 11764.7059 | 1633.9869 | 10130.719 | 86.11% | Y | Y | Y | Y
Solar Pool Heater | New | Restaurants | 11764.7059 | 1633.9869 | 10130.719 | 86.11% | 11764.7059 | 1633.9869 | 10130.719 | 86.11% | Y | Y | Y | Y
Solar Pool Heater | New | Retail | 11764.7059 | 1633.9869 | 10130.719 | 86.11% | 11764.7059 | 1633.9869 | 10130.719 | 86.11% | Y | Y | Y | Y
Solar Pool Heater | New | Schools K-12 | 11764.7059 | 1633.9869 | 10130.719 | 86.11% | 11764.7059 | 1633.9869 | 10130.719 | 86.11% | Y | Y | Y | Y
Solar Pool Heater | New | Warehouse | 11764.7059 | 1633.9869 | 10130.719 | 86.11% | 11764.7059 | 1633.9869 | 10130.719 | 86.11% | Y | Y | Y | Y
Solar Powered Pool Pump | Turnover | Assembly | 5018.75 | 953.5625 | 4065.1875 | 81% | 5018.75 | 953.5625 | 4065.1875 | 81% | Y | Y | Y | Y
Solar Powered Pool Pump | Turnover | College and University | 5018.75 | 953.5625 | 4065.1875 | 81% | 5018.75 | 953.5625 | 4065.1875 | 81% | Y | Y | Y | Y
Solar Powered Pool Pump | Turnover | Grocery | 5018.75 | 953.5625 | 4065.1875 | 81% | 5018.75 | 953.5625 | 4065.1875 | 81% | Y | Y | Y | Y
Solar Powered Pool Pump | Turnover | Healthcare | 5018.75 | 953.5625 | 4065.1875 | 81% | 5018.75 | 953.5625 | 4065.1875 | 81% | Y | Y | Y | Y
Solar Powered Pool Pump | Turnover | Hospitals | 5018.75 | 953.5625 | 4065.1875 | 81% | 5018.75 | 953.5625 | 4065.1875 | 81% | Y | Y | Y | Y
Solar Powered Pool Pump | Turnover | Institutional | 5018.75 | 953.5625 | 4065.1875 | 81% | 5018.75 | 953.5625 | 4065.1875 | 81% | Y | Y | Y | Y
Solar Powered Pool Pump | Turnover | Lodging/Hospitality | 5018.75 | 953.5625 | 4065.1875 | 81% | 5018.75 | 953.5625 | 4065.1875 | 81% | Y | Y | Y | Y
Solar Powered Pool Pump | Turnover | Miscellaneous | 5018.75 | 953.5625 | 4065.1875 | 81% | 5018.75 | 953.5625 | 4065.1875 | 81% | Y | Y | Y | Y
Solar Powered Pool Pump | Turnover | Offices | 5018.75 | 953.5625 | 4065.1875 | 81% | 5018.75 | 953.5625 | 4065.1875 | 81% | Y | Y | Y | Y
Solar Powered Pool Pump | Turnover | Restaurants | 5018.75 | 953.5625 | 4065.1875 | 81% | 5018.75 | 953.5625 | 4065.1875 | 81% | Y | Y | Y | Y
Solar Powered Pool Pump | Turnover | Retail | 5018.75 | 953.5625 | 4065.1875 | 81% | 5018.75 | 953.5625 | 4065.1875 | 81% | Y | Y | Y | Y
Solar Powered Pool Pump | Turnover | Schools K-12 | 5018.75 | 953.5625 | 4065.1875 | 81% | 5018.75 | 953.5625 | 4065.1875 | 81% | Y | Y | Y | Y
Solar Powered Pool Pump | New | Assembly | 5018.75 | 953.5625 | 4065.1875 | 81% | 5018.75 | 953.5625 | 4065.1875 | 81% | Y | Y | Y | Y
Solar Powered Pool Pump | New | College and University | 5018.75 | 953.5625 | 4065.1875 | 81% | 5018.75 | 953.5625 | 4065.1875 | 81% | Y | Y | Y | Y
Solar Powered Pool Pump | New | Grocery | 5018.75 | 953.5625 | 4065.1875 | 81% | 5018.75 | 953.5625 | 4065.1875 | 81% | Y | Y | Y | Y
Solar Powered Pool Pump | New | Healthcare | 5018.75 | 953.5625 | 4065.1875 | 81% | 5018.75 | 953.5625 | 4065.1875 | 81% | Y | Y | Y | Y
Solar Powered Pool Pump | New | Hospitals | 5018.75 | 953.5625 | 4065.1875 | 81% | 5018.75 | 953.5625 | 4065.1875 | 81% | Y | Y | Y | Y
Solar Powered Pool Pump | New | Institutional | 5018.75 | 953.5625 | 4065.1875 | 81% | 5018.75 | 953.5625 | 4065.1875 | 81% | Y | Y | Y | Y
Solar Powered Pool Pump | New | Lodging/Hospitality | 5018.75 | 953.5625 | 4065.1875 | 81% | 5018.75 | 953.5625 | 4065.1875 | 81% | Y | Y | Y | Y
Solar Powered Pool Pump | New | Miscellaneous | 5018.75 | 953.5625 | 4065.1875 | 81% | 5018.75 | 953.5625 | 4065.1875 | 81% | Y | Y | Y | Y
Solar Powered Pool Pump | New | Offices | 5018.75 | 953.5625 | 4065.1875 | 81% | 5018.75 | 953.5625 | 4065.1875 | 81% | Y | Y | Y | Y
Solar Powered Pool Pump | New | Restaurants | 5018.75 | 953.5625 | 4065.1875 | 81% | 5018.75 | 953.5625 | 4065.1875 | 81% | Y | Y | Y | Y
Solar Powered Pool Pump | New | Retail | 5018.75 | 953.5625 | 4065.1875 | 81% | 5018.75 | 953.5625 | 4065.1875 | 81% | Y | Y | Y | Y
Solar Powered Pool Pump | New | Schools K-12 | 5018.75 | 953.5625 | 4065.1875 | 81% | 5018.75 | 953.5625 | 4065.1875 | 81% | Y | Y | Y | Y
Two Speed Pool Pump | Turnover | Assembly | 5018.75 | 1917.9091 | 3100.8409 | 61.79% | 5018.75 | 1917.9091 | 3100.8409 | 61.79% | Y | Y | Y | Y
Two Speed Pool Pump | Turnover | College and University | 5018.75 | 1917.9091 | 3100.8409 | 61.79% | 5018.75 | 1917.9091 | 3100.8409 | 61.79% | Y | Y | Y | Y
Two Speed Pool Pump | Turnover | Grocery | 5018.75 | 1917.9091 | 3100.8409 | 61.79% | 5018.75 | 1917.9091 | 3100.8409 | 61.79% | Y | Y | Y | Y
Two Speed Pool Pump | Turnover | Healthcare | 5018.75 | 1917.9091 | 3100.8409 | 61.79% | 5018.75 | 1917.9091 | 3100.8409 | 61.79% | Y | Y | Y | Y
Two Speed Pool Pump | Turnover | Hospitals | 5018.75 | 1917.9091 | 3100.8409 | 61.79% | 5018.75 | 1917.9091 | 3100.8409 | 61.79% | Y | Y | Y | Y
Two Speed Pool Pump | Turnover | Institutional | 5018.75 | 1917.9091 | 3100.8409 | 61.79% | 5018.75 | 1917.9091 | 3100.8409 | 61.79% | Y | Y | Y | Y
Two Speed Pool Pump | Turnover | Lodging/Hospitality | 5018.75 | 1917.9091 | 3100.8409 | 61.79% | 5018.75 | 1917.9091 | 3100.8409 | 61.79% | Y | Y | Y | Y
Two Speed Pool Pump | Turnover | Miscellaneous | 5018.75 | 1917.9091 | 3100.8409 | 61.79% | 5018.75 | 1917.9091 | 3100.8409 | 61.79% | Y | Y | Y | Y
Two Speed Pool Pump | Turnover | Offices | 5018.75 | 1917.9091 | 3100.8409 | 61.79% | 5018.75 | 1917.9091 | 3100.8409 | 61.79% | Y | Y | Y | Y
Two Speed Pool Pump | Turnover | Restaurants | 5018.75 | 1917.9091 | 3100.8409 | 61.79% | 5018.75 | 1917.9091 | 3100.8409 | 61.79% | Y | Y | Y | Y
Two Speed Pool Pump | Turnover | Retail | 5018.75 | 1917.9091 | 3100.8409 | 61.79% | 5018.75 | 1917.9091 | 3100.8409 | 61.79% | Y | Y | Y | Y
Two Speed Pool Pump | Turnover | Schools K-12 | 5018.75 | 1917.9091 | 3100.8409 | 61.79% | 5018.75 | 1917.9091 | 3100.8409 | 61.79% | Y | Y | Y | Y
Two Speed Pool Pump | Turnover | Warehouse | 5018.75 | 1917.9091 | 3100.8409 | 61.79% | 5018.75 | 1917.9091 | 3100.8409 | 61.79% | Y | Y | Y | Y
Two Speed Pool Pump | New | Assembly | 5018.75 | 1917.9091 | 3100.8409 | 61.79% | 5018.75 | 1917.9091 | 3100.8409 | 61.79% | Y | Y | Y | Y
Two Speed Pool Pump | New | College and University | 5018.75 | 1917.9091 | 3100.8409 | 61.79% | 5018.75 | 1917.9091 | 3100.8409 | 61.79% | Y | Y | Y | Y
Two Speed Pool Pump | New | Grocery | 5018.75 | 1917.9091 | 3100.8409 | 61.79% | 5018.75 | 1917.9091 | 3100.8409 | 61.79% | Y | Y | Y | Y
Two Speed Pool Pump | New | Healthcare | 5018.75 | 1917.9091 | 3100.8409 | 61.79% | 5018.75 | 1917.9091 | 3100.8409 | 61.79% | Y | Y | Y | Y
Two Speed Pool Pump | New | Hospitals | 5018.75 | 1917.9091 | 3100.8409 | 61.79% | 5018.75 | 1917.9091 | 3100.8409 | 61.79% | Y | Y | Y | Y
Two Speed Pool Pump | New | Institutional | 5018.75 | 1917.9091 | 3100.8409 | 61.79% | 5018.75 | 1917.9091 | 3100.8409 | 61.79% | Y | Y | Y | Y
Two Speed Pool Pump | New | Lodging/Hospitality | 5018.75 | 1917.9091 | 3100.8409 | 61.79% | 5018.75 | 1917.9091 | 3100.8409 | 61.79% | Y | Y | Y | Y
Two Speed Pool Pump | New | Miscellaneous | 5018.75 | 1917.9091 | 3100.8409 | 61.79% | 5018.75 | 1917.9091 | 3100.8409 | 61.79% | Y | Y | Y | Y
Two Speed Pool Pump | New | Offices | 5018.75 | 1917.9091 | 3100.8409 | 61.79% | 5018.75 | 1917.9091 | 3100.8409 | 61.79% | Y | Y | Y | Y
Two Speed Pool Pump | New | Restaurants | 5018.75 | 1917.9091 | 3100.8409 | 61.79% | 5018.75 | 1917.9091 | 3100.8409 | 61.79% | Y | Y | Y | Y
Two Speed Pool Pump | New | Retail | 5018.75 | 1917.9091 | 3100.8409 | 61.79% | 5018.75 | 1917.9091 | 3100.8409 | 61.79% | Y | Y | Y | Y
Two Speed Pool Pump | New | Schools K-12 | 5018.75 | 1917.9091 | 3100.8409 | 61.79% | 5018.75 | 1917.9091 | 3100.8409 | 61.79% | Y | Y | Y | Y
Two Speed Pool Pump | New | Warehouse | 5018.75 | 1917.9091 | 3100.8409 | 61.79% | 5018.75 | 1917.9091 | 3100.8409 | 61.79% | Y | Y | Y | Y
Variable Speed Pool Pump | Turnover | Assembly | 5018.75 | 1788.5 | 3230.25 | 64.36% | 5018.75 | 1788.5 | 3230.25 | 64.36% | Y | Y | Y | Y
Variable Speed Pool Pump | Turnover | College and University | 5018.75 | 1788.5 | 3230.25 | 64.36% | 5018.75 | 1788.5 | 3230.25 | 64.36% | Y | Y | Y | Y
Variable Speed Pool Pump | Turnover | Grocery | 5018.75 | 1788.5 | 3230.25 | 64.36% | 5018.75 | 1788.5 | 3230.25 | 64.36% | Y | Y | Y | Y
Variable Speed Pool Pump | Turnover | Healthcare | 5018.75 | 1788.5 | 3230.25 | 64.36% | 5018.75 | 1788.5 | 3230.25 | 64.36% | Y | Y | Y | Y
Variable Speed Pool Pump | Turnover | Hospitals | 5018.75 | 1788.5 | 3230.25 | 64.36% | 5018.75 | 1788.5 | 3230.25 | 64.36% | Y | Y | Y | Y
Variable Speed Pool Pump | Turnover | Institutional | 5018.75 | 1788.5 | 3230.25 | 64.36% | 5018.75 | 1788.5 | 3230.25 | 64.36% | Y | Y | Y | Y
Variable Speed Pool Pump | Turnover | Lodging/Hospitality | 5018.75 | 1788.5 | 3230.25 | 64.36% | 5018.75 | 1788.5 | 3230.25 | 64.36% | Y | Y | Y | Y
Variable Speed Pool Pump | Turnover | Miscellaneous | 5018.75 | 1788.5 | 3230.25 | 64.36% | 5018.75 | 1788.5 | 3230.25 | 64.36% | Y | Y | Y | Y
Variable Speed Pool Pump | Turnover | Offices | 5018.75 | 1788.5 | 3230.25 | 64.36% | 5018.75 | 1788.5 | 3230.25 | 64.36% | Y | Y | Y | Y
Variable Speed Pool Pump | Turnover | Restaurants | 5018.75 | 1788.5 | 3230.25 | 64.36% | 5018.75 | 1788.5 | 3230.25 | 64.36% | Y | Y | Y | Y
Variable Speed Pool Pump | Turnover | Retail | 5018.75 | 1788.5 | 3230.25 | 64.36% | 5018.75 | 1788.5 | 3230.25 | 64.36% | Y | Y | Y | Y
Variable Speed Pool Pump | Turnover | Schools K-12 | 5018.75 | 1788.5 | 3230.25 | 64.36% | 5018.75 | 1788.5 | 3230.25 | 64.36% | Y | Y | Y | Y
Variable Speed Pool Pump | New | Assembly | 5018.75 | 1788.5 | 3230.25 | 64.36% | 5018.75 | 1788.5 | 3230.25 | 64.36% | Y | Y | Y | Y
Variable Speed Pool Pump | New | College and University | 5018.75 | 1788.5 | 3230.25 | 64.36% | 5018.75 | 1788.5 | 3230.25 | 64.36% | Y | Y | Y | Y
Variable Speed Pool Pump | New | Grocery | 5018.75 | 1788.5 | 3230.25 | 64.36% | 5018.75 | 1788.5 | 3230.25 | 64.36% | Y | Y | Y | Y
Variable Speed Pool Pump | New | Healthcare | 5018.75 | 1788.5 | 3230.25 | 64.36% | 5018.75 | 1788.5 | 3230.25 | 64.36% | Y | Y | Y | Y
Variable Speed Pool Pump | New | Hospitals | 5018.75 | 1788.5 | 3230.25 | 64.36% | 5018.75 | 1788.5 | 3230.25 | 64.36% | Y | Y | Y | Y
Variable Speed Pool Pump | New | Institutional | 5018.75 | 1788.5 | 3230.25 | 64.36% | 5018.75 | 1788.5 | 3230.25 | 64.36% | Y | Y | Y | Y
Variable Speed Pool Pump | New | Lodging/Hospitality | 5018.75 | 1788.5 | 3230.25 | 64.36% | 5018.75 | 1788.5 | 3230.25 | 64.36% | Y | Y | Y | Y
Variable Speed Pool Pump | New | Miscellaneous | 5018.75 | 1788.5 | 3230.25 | 64.36% | 5018.75 | 1788.5 | 3230.25 | 64.36% | Y | Y | Y | Y
Variable Speed Pool Pump | New | Offices | 5018.75 | 1788.5 | 3230.25 | 64.36% | 5018.75 | 1788.5 | 3230.25 | 64.36% | Y | Y | Y | Y
Variable Speed Pool Pump | New | Restaurants | 5018.75 | 1788.5 | 3230.25 | 64.36% | 5018.75 | 1788.5 | 3230.25 | 64.36% | Y | Y | Y | Y
Variable Speed Pool Pump | New | Retail | 5018.75 | 1788.5 | 3230.25 | 64.36% | 5018.75 | 1788.5 | 3230.25 | 64.36% | Y | Y | Y | Y
Variable Speed Pool Pump | New | Schools K-12 | 5018.75 | 1788.5 | 3230.25 | 64.36% | 5018.75 | 1788.5 | 3230.25 | 64.36% | Y | Y | Y | Y
ENERGY STAR Imaging Equipment | Turnover | Assembly | 937.8 | 521 | 416.8 | 44.44% | 937.8 | 521 | 416.8 | 44.44% | Y | Y | Y | Y
ENERGY STAR Imaging Equipment | Turnover | College and University | 937.8 | 521 | 416.8 | 44.44% | 937.8 | 521 | 416.8 | 44.44% | Y | Y | Y | Y
ENERGY STAR Imaging Equipment | Turnover | Grocery | 937.8 | 521 | 416.8 | 44.44% | 937.8 | 521 | 416.8 | 44.44% | Y | Y | Y | Y
ENERGY STAR Imaging Equipment | Turnover | Healthcare | 937.8 | 521 | 416.8 | 44.44% | 937.8 | 521 | 416.8 | 44.44% | Y | Y | Y | Y
ENERGY STAR Imaging Equipment | Turnover | Hospitals | 937.8 | 521 | 416.8 | 44.44% | 937.8 | 521 | 416.8 | 44.44% | Y | Y | Y | Y
ENERGY STAR Imaging Equipment | Turnover | Institutional | 937.8 | 521 | 416.8 | 44.44% | 937.8 | 521 | 416.8 | 44.44% | Y | Y | Y | Y
ENERGY STAR Imaging Equipment | Turnover | Lodging/Hospitality | 937.8 | 521 | 416.8 | 44.44% | 937.8 | 521 | 416.8 | 44.44% | Y | Y | Y | Y
ENERGY STAR Imaging Equipment | Turnover | Miscellaneous | 937.8 | 521 | 416.8 | 44.44% | 937.8 | 521 | 416.8 | 44.44% | Y | Y | Y | Y
ENERGY STAR Imaging Equipment | Turnover | Offices | 937.8 | 521 | 416.8 | 44.44% | 937.8 | 521 | 416.8 | 44.44% | Y | Y | Y | Y
ENERGY STAR Imaging Equipment | Turnover | Restaurants | 937.8 | 521 | 416.8 | 44.44% | 937.8 | 521 | 416.8 | 44.44% | Y | Y | Y | Y
ENERGY STAR Imaging Equipment | Turnover | Retail | 937.8 | 521 | 416.8 | 44.44% | 937.8 | 521 | 416.8 | 44.44% | Y | Y | Y | Y
ENERGY STAR Imaging Equipment | Turnover | Schools K-12 | 937.8 | 521 | 416.8 | 44.44% | 937.8 | 521 | 416.8 | 44.44% | Y | Y | Y | Y
ENERGY STAR Imaging Equipment | Turnover | Warehouse | 937.8 | 521 | 416.8 | 44.44% | 937.8 | 521 | 416.8 | 44.44% | Y | Y | Y | Y
ENERGY STAR Imaging Equipment | New | Assembly | 937.8 | 521 | 416.8 | 44.44% | 937.8 | 521 | 416.8 | 44.44% | Y | Y | Y | Y
ENERGY STAR Imaging Equipment | New | College and University | 937.8 | 521 | 416.8 | 44.44% | 937.8 | 521 | 416.8 | 44.44% | Y | Y | Y | Y
ENERGY STAR Imaging Equipment | New | Grocery | 937.8 | 521 | 416.8 | 44.44% | 937.8 | 521 | 416.8 | 44.44% | Y | Y | Y | Y
ENERGY STAR Imaging Equipment | New | Healthcare | 937.8 | 521 | 416.8 | 44.44% | 937.8 | 521 | 416.8 | 44.44% | Y | Y | Y | Y
ENERGY STAR Imaging Equipment | New | Hospitals | 937.8 | 521 | 416.8 | 44.44% | 937.8 | 521 | 416.8 | 44.44% | Y | Y | Y | Y
ENERGY STAR Imaging Equipment | New | Institutional | 937.8 | 521 | 416.8 | 44.44% | 937.8 | 521 | 416.8 | 44.44% | Y | Y | Y | Y
ENERGY STAR Imaging Equipment | New | Lodging/Hospitality | 937.8 | 521 | 416.8 | 44.44% | 937.8 | 521 | 416.8 | 44.44% | Y | Y | Y | Y
ENERGY STAR Imaging Equipment | New | Miscellaneous | 937.8 | 521 | 416.8 | 44.44% | 937.8 | 521 | 416.8 | 44.44% | Y | Y | Y | Y
ENERGY STAR Imaging Equipment | New | Offices | 937.8 | 521 | 416.8 | 44.44% | 937.8 | 521 | 416.8 | 44.44% | Y | Y | Y | Y
ENERGY STAR Imaging Equipment | New | Restaurants | 937.8 | 521 | 416.8 | 44.44% | 937.8 | 521 | 416.8 | 44.44% | Y | Y | Y | Y
ENERGY STAR Imaging Equipment | New | Retail | 937.8 | 521 | 416.8 | 44.44% | 937.8 | 521 | 416.8 | 44.44% | Y | Y | Y | Y
ENERGY STAR Imaging Equipment | New | Schools K-12 | 937.8 | 521 | 416.8 | 44.44% | 937.8 | 521 | 416.8 | 44.44% | Y | Y | Y | Y
ENERGY STAR Imaging Equipment | New | Warehouse | 937.8 | 521 | 416.8 | 44.44% | 937.8 | 521 | 416.8 | 44.44% | Y | Y | Y | Y
Energy Star PCs | Turnover | Assembly | 284.9901 | 161.4747 | 123.5154 | 43.34% | 284.9901 | 161.4747 | 123.5154 | 43.34% | Y | Y | Y | Y
Energy Star PCs | Turnover | College and University | 284.9901 | 161.4747 | 123.5154 | 43.34% | 284.9901 | 161.4747 | 123.5154 | 43.34% | Y | Y | Y | Y
Energy Star PCs | Turnover | Grocery | 284.9901 | 161.4747 | 123.5154 | 43.34% | 284.9901 | 161.4747 | 123.5154 | 43.34% | Y | Y | Y | Y
Energy Star PCs | Turnover | Healthcare | 284.9901 | 161.4747 | 123.5154 | 43.34% | 284.9901 | 161.4747 | 123.5154 | 43.34% | Y | Y | Y | Y
Energy Star PCs | Turnover | Hospitals | 284.9901 | 161.4747 | 123.5154 | 43.34% | 284.9901 | 161.4747 | 123.5154 | 43.34% | Y | Y | Y | Y
Energy Star PCs | Turnover | Institutional | 284.9901 | 161.4747 | 123.5154 | 43.34% | 284.9901 | 161.4747 | 123.5154 | 43.34% | Y | Y | Y | Y
Energy Star PCs | Turnover | Lodging/Hospitality | 284.9901 | 161.4747 | 123.5154 | 43.34% | 284.9901 | 161.4747 | 123.5154 | 43.34% | Y | Y | Y | Y
Energy Star PCs | Turnover | Miscellaneous | 284.9901 | 161.4747 | 123.5154 | 43.34% | 284.9901 | 161.4747 | 123.5154 | 43.34% | Y | Y | Y | Y
Energy Star PCs | Turnover | Offices | 284.9901 | 161.4747 | 123.5154 | 43.34% | 284.9901 | 161.4747 | 123.5154 | 43.34% | Y | Y | Y | Y
Energy Star PCs | Turnover | Restaurants | 284.9901 | 161.4747 | 123.5154 | 43.34% | 284.9901 | 161.4747 | 123.5154 | 43.34% | Y | Y | Y | Y
Energy Star PCs | Turnover | Retail | 284.9901 | 161.4747 | 123.5154 | 43.34% | 284.9901 | 161.4747 | 123.5154 | 43.34% | Y | Y | Y | Y
Energy Star PCs | Turnover | Schools K-12 | 284.9901 | 161.4747 | 123.5154 | 43.34% | 284.9901 | 161.4747 | 123.5154 | 43.34% | Y | Y | Y | Y
Energy Star PCs | Turnover | Warehouse | 284.9901 | 161.4747 | 123.5154 | 43.34% | 284.9901 | 161.4747 | 123.5154 | 43.34% | Y | Y | Y | Y
Energy Star PCs | New | Assembly | 284.9901 | 161.4747 | 123.5154 | 43.34% | 284.9901 | 161.4747 | 123.5154 | 43.34% | Y | Y | Y | Y
Energy Star PCs | New | College and University | 284.9901 | 161.4747 | 123.5154 | 43.34% | 284.9901 | 161.4747 | 123.5154 | 43.34% | Y | Y | Y | Y
Energy Star PCs | New | Grocery | 284.9901 | 161.4747 | 123.5154 | 43.34% | 284.9901 | 161.4747 | 123.5154 | 43.34% | Y | Y | Y | Y
Energy Star PCs | New | Healthcare | 284.9901 | 161.4747 | 123.5154 | 43.34% | 284.9901 | 161.4747 | 123.5154 | 43.34% | Y | Y | Y | Y
Energy Star PCs | New | Hospitals | 284.9901 | 161.4747 | 123.5154 | 43.34% | 284.9901 | 161.4747 | 123.5154 | 43.34% | Y | Y | Y | Y
Energy Star PCs | New | Institutional | 284.9901 | 161.4747 | 123.5154 | 43.34% | 284.9901 | 161.4747 | 123.5154 | 43.34% | Y | Y | Y | Y
Energy Star PCs | New | Lodging/Hospitality | 284.9901 | 161.4747 | 123.5154 | 43.34% | 284.9901 | 161.4747 | 123.5154 | 43.34% | Y | Y | Y | Y
Energy Star PCs | New | Miscellaneous | 284.9901 | 161.4747 | 123.5154 | 43.34% | 284.9901 | 161.4747 | 123.5154 | 43.34% | Y | Y | Y | Y
Energy Star PCs | New | Offices | 284.9901 | 161.4747 | 123.5154 | 43.34% | 284.9901 | 161.4747 | 123.5154 | 43.34% | Y | Y | Y | Y
Energy Star PCs | New | Restaurants | 284.9901 | 161.4747 | 123.5154 | 43.34% | 284.9901 | 161.4747 | 123.5154 | 43.34% | Y | Y | Y | Y
Energy Star PCs | New | Retail | 284.9901 | 161.4747 | 123.5154 | 43.34% | 284.9901 | 161.4747 | 123.5154 | 43.34% | Y | Y | Y | Y
Energy Star PCs | New | Schools K-12 | 284.9901 | 161.4747 | 123.5154 | 43.34% | 284.9901 | 161.4747 | 123.5154 | 43.34% | Y | Y | Y | Y
Energy Star PCs | New | Warehouse | 284.9901 | 161.4747 | 123.5154 | 43.34% | 284.9901 | 161.4747 | 123.5154 | 43.34% | Y | Y | Y | Y
Energy Star Servers | Turnover | Assembly | 4925.6988 | 3788.9991 | 1136.6997 | 23.08% | 4925.6988 | 3788.9991 | 1136.6997 | 23.08% | Y | Y | Y | Y
Energy Star Servers | Turnover | College and University | 4925.6988 | 3788.9991 | 1136.6997 | 23.08% | 4925.6988 | 3788.9991 | 1136.6997 | 23.08% | Y | Y | Y | Y
Energy Star Servers | Turnover | Grocery | 4925.6988 | 3788.9991 | 1136.6997 | 23.08% | 4925.6988 | 3788.9991 | 1136.6997 | 23.08% | Y | Y | Y | Y
Energy Star Servers | Turnover | Healthcare | 4925.6988 | 3788.9991 | 1136.6997 | 23.08% | 4925.6988 | 3788.9991 | 1136.6997 | 23.08% | Y | Y | Y | Y
Energy Star Servers | Turnover | Hospitals | 4925.6988 | 3788.9991 | 1136.6997 | 23.08% | 4925.6988 | 3788.9991 | 1136.6997 | 23.08% | Y | Y | Y | Y
Energy Star Servers | Turnover | Institutional | 4925.6988 | 3788.9991 | 1136.6997 | 23.08% | 4925.6988 | 3788.9991 | 1136.6997 | 23.08% | Y | Y | Y | Y
Energy Star Servers | Turnover | Lodging/Hospitality | 4925.6988 | 3788.9991 | 1136.6997 | 23.08% | 4925.6988 | 3788.9991 | 1136.6997 | 23.08% | Y | Y | Y | Y
Energy Star Servers | Turnover | Miscellaneous | 4925.6988 | 3788.9991 | 1136.6997 | 23.08% | 4925.6988 | 3788.9991 | 1136.6997 | 23.08% | Y | Y | Y | Y
Energy Star Servers | Turnover | Offices | 4925.6988 | 3788.9991 | 1136.6997 | 23.08% | 4925.6988 | 3788.9991 | 1136.6997 | 23.08% | Y | Y | Y | Y
Energy Star Servers | Turnover | Restaurants | 4925.6988 | 3788.9991 | 1136.6997 | 23.08% | 4925.6988 | 3788.9991 | 1136.6997 | 23.08% | Y | Y | Y | Y
Energy Star Servers | Turnover | Retail | 4925.6988 | 3788.9991 | 1136.6997 | 23.08% | 4925.6988 | 3788.9991 | 1136.6997 | 23.08% | Y | Y | Y | Y
Energy Star Servers | Turnover | Schools K-12 | 4925.6988 | 3788.9991 | 1136.6997 | 23.08% | 4925.6988 | 3788.9991 | 1136.6997 | 23.08% | Y | Y | Y | Y
Energy Star Servers | Turnover | Warehouse | 4925.6988 | 3788.9991 | 1136.6997 | 23.08% | 4925.6988 | 3788.9991 | 1136.6997 | 23.08% | Y | Y | Y | Y
Energy Star Servers | New | Assembly | 4925.6988 | 3788.9991 | 1136.6997 | 23.08% | 4925.6988 | 3788.9991 | 1136.6997 | 23.08% | Y | Y | Y | Y
Energy Star Servers | New | College and University | 4925.6988 | 3788.9991 | 1136.6997 | 23.08% | 4925.6988 | 3788.9991 | 1136.6997 | 23.08% | Y | Y | Y | Y
Energy Star Servers | New | Grocery | 4925.6988 | 3788.9991 | 1136.6997 | 23.08% | 4925.6988 | 3788.9991 | 1136.6997 | 23.08% | Y | Y | Y | Y