## Sheet1
Measure Type | Name | Sector | Vintage | Segment | Savings UEC (kWh) | Energy Savings % | Full Measure Life (yrs) | Summer Peak Savings (Kw) | Winter Peak Savings (Kw) | Incremental Cost per Measure ($) | Total Net Bill Reductions (Lost Revenue) | TRC Benefits | TRC Costs | Tech CE Ratio (TRC) | PCT Benefits | PCT Costs | PCT Ratio | RIM Benefits | RIM Costs | RIM Ratio | Net Avoided Costs Primary Fuel Electricity | Payback Year
Equipment | Efficient Exhaust Hood | Commercial | Turnover | Assembly | 8066.5 | 0.425 | 15 | 1.7635 | 0.69217 | 1988 | 9542.6367 | 3662.5363 | 1988 | 1.8423 | 9542.6367 | 1988 | 4.8001 | 3662.5363 | 9542.6367 | 0.38381 | 3662.5363 | 2.1097
Equipment | Efficient Exhaust Hood | Commercial | Turnover | College and University | 8066.5 | 0.425 | 15 | 1.7635 | 0.69217 | 1988 | 9542.6367 | 3662.5363 | 1988 | 1.8423 | 9542.6367 | 1988 | 4.8001 | 3662.5363 | 9542.6367 | 0.38381 | 3662.5363 | 2.1097
Equipment | Efficient Exhaust Hood | Commercial | Turnover | Grocery | 8066.5 | 0.425 | 15 | 1.7635 | 0.69217 | 1988 | 9542.6367 | 3662.5363 | 1988 | 1.8423 | 9542.6367 | 1988 | 4.8001 | 3662.5363 | 9542.6367 | 0.38381 | 3662.5363 | 2.1097
Equipment | Efficient Exhaust Hood | Commercial | Turnover | Healthcare | 8066.5 | 0.425 | 15 | 1.7635 | 0.69217 | 1988 | 9542.6367 | 3662.5363 | 1988 | 1.8423 | 9542.6367 | 1988 | 4.8001 | 3662.5363 | 9542.6367 | 0.38381 | 3662.5363 | 2.1097
Equipment | Efficient Exhaust Hood | Commercial | Turnover | Hospitals | 8066.5 | 0.425 | 15 | 1.7635 | 0.69217 | 1988 | 9542.6367 | 3662.5363 | 1988 | 1.8423 | 9542.6367 | 1988 | 4.8001 | 3662.5363 | 9542.6367 | 0.38381 | 3662.5363 | 2.1097
Equipment | Efficient Exhaust Hood | Commercial | Turnover | Institutional | 8066.5 | 0.425 | 15 | 1.7635 | 0.69217 | 1988 | 9542.6367 | 3662.5363 | 1988 | 1.8423 | 9542.6367 | 1988 | 4.8001 | 3662.5363 | 9542.6367 | 0.38381 | 3662.5363 | 2.1097
Equipment | Efficient Exhaust Hood | Commercial | Turnover | Lodging/Hospitality | 8066.5 | 0.425 | 15 | 1.7635 | 0.69217 | 1988 | 9542.6367 | 3662.5363 | 1988 | 1.8423 | 9542.6367 | 1988 | 4.8001 | 3662.5363 | 9542.6367 | 0.38381 | 3662.5363 | 2.1097
Equipment | Efficient Exhaust Hood | Commercial | Turnover | Miscellaneous | 8066.5 | 0.425 | 15 | 1.7635 | 0.69217 | 1988 | 9542.6367 | 3662.5363 | 1988 | 1.8423 | 9542.6367 | 1988 | 4.8001 | 3662.5363 | 9542.6367 | 0.38381 | 3662.5363 | 2.1097
Equipment | Efficient Exhaust Hood | Commercial | Turnover | Offices | 8066.5 | 0.425 | 15 | 1.7635 | 0.69217 | 1988 | 9542.6367 | 3662.5363 | 1988 | 1.8423 | 9542.6367 | 1988 | 4.8001 | 3662.5363 | 9542.6367 | 0.38381 | 3662.5363 | 2.1097
Equipment | Efficient Exhaust Hood | Commercial | Turnover | Restaurants | 8066.5 | 0.425 | 15 | 1.7635 | 0.69217 | 1988 | 9542.6367 | 3662.5363 | 1988 | 1.8423 | 9542.6367 | 1988 | 4.8001 | 3662.5363 | 9542.6367 | 0.38381 | 3662.5363 | 2.1097
Equipment | Efficient Exhaust Hood | Commercial | Turnover | Retail | 8066.5 | 0.425 | 15 | 1.7635 | 0.69217 | 1988 | 9542.6367 | 3662.5363 | 1988 | 1.8423 | 9542.6367 | 1988 | 4.8001 | 3662.5363 | 9542.6367 | 0.38381 | 3662.5363 | 2.1097
Equipment | Efficient Exhaust Hood | Commercial | Turnover | Schools K-12 | 8066.5 | 0.425 | 15 | 1.7635 | 0.69217 | 1988 | 9542.6367 | 3662.5363 | 1988 | 1.8423 | 9542.6367 | 1988 | 4.8001 | 3662.5363 | 9542.6367 | 0.38381 | 3662.5363 | 2.1097
Equipment | Efficient Exhaust Hood | Commercial | Turnover | Warehouse | 8066.5 | 0.425 | 15 | 1.7635 | 0.69217 | 1988 | 9542.6367 | 3662.5363 | 1988 | 1.8423 | 9542.6367 | 1988 | 4.8001 | 3662.5363 | 9542.6367 | 0.38381 | 3662.5363 | 2.1097
Equipment | Efficient Exhaust Hood | Commercial | New | Assembly | 8066.5 | 0.425 | 15 | 1.7635 | 0.69217 | 1988 | 9542.6367 | 3662.5363 | 1988 | 1.8423 | 9542.6367 | 1988 | 4.8001 | 3662.5363 | 9542.6367 | 0.38381 | 3662.5363 | 2.1097
Equipment | Efficient Exhaust Hood | Commercial | New | College and University | 8066.5 | 0.425 | 15 | 1.7635 | 0.69217 | 1988 | 9542.6367 | 3662.5363 | 1988 | 1.8423 | 9542.6367 | 1988 | 4.8001 | 3662.5363 | 9542.6367 | 0.38381 | 3662.5363 | 2.1097
Equipment | Efficient Exhaust Hood | Commercial | New | Grocery | 8066.5 | 0.425 | 15 | 1.7635 | 0.69217 | 1988 | 9542.6367 | 3662.5363 | 1988 | 1.8423 | 9542.6367 | 1988 | 4.8001 | 3662.5363 | 9542.6367 | 0.38381 | 3662.5363 | 2.1097
Equipment | Efficient Exhaust Hood | Commercial | New | Healthcare | 8066.5 | 0.425 | 15 | 1.7635 | 0.69217 | 1988 | 9542.6367 | 3662.5363 | 1988 | 1.8423 | 9542.6367 | 1988 | 4.8001 | 3662.5363 | 9542.6367 | 0.38381 | 3662.5363 | 2.1097
Equipment | Efficient Exhaust Hood | Commercial | New | Hospitals | 8066.5 | 0.425 | 15 | 1.7635 | 0.69217 | 1988 | 9542.6367 | 3662.5363 | 1988 | 1.8423 | 9542.6367 | 1988 | 4.8001 | 3662.5363 | 9542.6367 | 0.38381 | 3662.5363 | 2.1097
Equipment | Efficient Exhaust Hood | Commercial | New | Institutional | 8066.5 | 0.425 | 15 | 1.7635 | 0.69217 | 1988 | 9542.6367 | 3662.5363 | 1988 | 1.8423 | 9542.6367 | 1988 | 4.8001 | 3662.5363 | 9542.6367 | 0.38381 | 3662.5363 | 2.1097
Equipment | Efficient Exhaust Hood | Commercial | New | Lodging/Hospitality | 8066.5 | 0.425 | 15 | 1.7635 | 0.69217 | 1988 | 9542.6367 | 3662.5363 | 1988 | 1.8423 | 9542.6367 | 1988 | 4.8001 | 3662.5363 | 9542.6367 | 0.38381 | 3662.5363 | 2.1097
Equipment | Efficient Exhaust Hood | Commercial | New | Miscellaneous | 8066.5 | 0.425 | 15 | 1.7635 | 0.69217 | 1988 | 9542.6367 | 3662.5363 | 1988 | 1.8423 | 9542.6367 | 1988 | 4.8001 | 3662.5363 | 9542.6367 | 0.38381 | 3662.5363 | 2.1097
Equipment | Efficient Exhaust Hood | Commercial | New | Offices | 8066.5 | 0.425 | 15 | 1.7635 | 0.69217 | 1988 | 9542.6367 | 3662.5363 | 1988 | 1.8423 | 9542.6367 | 1988 | 4.8001 | 3662.5363 | 9542.6367 | 0.38381 | 3662.5363 | 2.1097
Equipment | Efficient Exhaust Hood | Commercial | New | Restaurants | 8066.5 | 0.425 | 15 | 1.7635 | 0.69217 | 1988 | 9542.6367 | 3662.5363 | 1988 | 1.8423 | 9542.6367 | 1988 | 4.8001 | 3662.5363 | 9542.6367 | 0.38381 | 3662.5363 | 2.1097
Equipment | Efficient Exhaust Hood | Commercial | New | Retail | 8066.5 | 0.425 | 15 | 1.7635 | 0.69217 | 1988 | 9542.6367 | 3662.5363 | 1988 | 1.8423 | 9542.6367 | 1988 | 4.8001 | 3662.5363 | 9542.6367 | 0.38381 | 3662.5363 | 2.1097
Equipment | Efficient Exhaust Hood | Commercial | New | Schools K-12 | 8066.5 | 0.425 | 15 | 1.7635 | 0.69217 | 1988 | 9542.6367 | 3662.5363 | 1988 | 1.8423 | 9542.6367 | 1988 | 4.8001 | 3662.5363 | 9542.6367 | 0.38381 | 3662.5363 | 2.1097
Equipment | Efficient Exhaust Hood | Commercial | New | Warehouse | 8066.5 | 0.425 | 15 | 1.7635 | 0.69217 | 1988 | 9542.6367 | 3662.5363 | 1988 | 1.8423 | 9542.6367 | 1988 | 4.8001 | 3662.5363 | 9542.6367 | 0.38381 | 3662.5363 | 2.1097
Equipment | Energy Star Commercial Oven | Commercial | Turnover | Assembly | 6368 | 0.34832 | 12 | 1.0341 | 0.54113 | 1191 | 6553.7052 | 2415.867 | 1191 | 2.0284 | 6553.7052 | 1191 | 5.5027 | 2415.867 | 6553.7052 | 0.36863 | 2415.867 | 1.601
Equipment | Energy Star Commercial Oven | Commercial | Turnover | College and University | 6368 | 0.34832 | 12 | 1.0341 | 0.54113 | 1191 | 6553.7052 | 2415.867 | 1191 | 2.0284 | 6553.7052 | 1191 | 5.5027 | 2415.867 | 6553.7052 | 0.36863 | 2415.867 | 1.601
Equipment | Energy Star Commercial Oven | Commercial | Turnover | Grocery | 6368 | 0.34832 | 12 | 1.0341 | 0.54113 | 1191 | 6553.7052 | 2415.867 | 1191 | 2.0284 | 6553.7052 | 1191 | 5.5027 | 2415.867 | 6553.7052 | 0.36863 | 2415.867 | 1.601
Equipment | Energy Star Commercial Oven | Commercial | Turnover | Healthcare | 6368 | 0.34832 | 12 | 1.0341 | 0.54113 | 1191 | 6553.7052 | 2415.867 | 1191 | 2.0284 | 6553.7052 | 1191 | 5.5027 | 2415.867 | 6553.7052 | 0.36863 | 2415.867 | 1.601
Equipment | Energy Star Commercial Oven | Commercial | Turnover | Hospitals | 6368 | 0.34832 | 12 | 1.0341 | 0.54113 | 1191 | 6553.7052 | 2415.867 | 1191 | 2.0284 | 6553.7052 | 1191 | 5.5027 | 2415.867 | 6553.7052 | 0.36863 | 2415.867 | 1.601
Equipment | Energy Star Commercial Oven | Commercial | Turnover | Institutional | 6368 | 0.34832 | 12 | 1.0341 | 0.54113 | 1191 | 6553.7052 | 2415.867 | 1191 | 2.0284 | 6553.7052 | 1191 | 5.5027 | 2415.867 | 6553.7052 | 0.36863 | 2415.867 | 1.601
Equipment | Energy Star Commercial Oven | Commercial | Turnover | Lodging/Hospitality | 6368 | 0.34832 | 12 | 1.0341 | 0.54113 | 1191 | 6553.7052 | 2415.867 | 1191 | 2.0284 | 6553.7052 | 1191 | 5.5027 | 2415.867 | 6553.7052 | 0.36863 | 2415.867 | 1.601
Equipment | Energy Star Commercial Oven | Commercial | Turnover | Miscellaneous | 6368 | 0.34832 | 12 | 1.0341 | 0.54113 | 1191 | 6553.7052 | 2415.867 | 1191 | 2.0284 | 6553.7052 | 1191 | 5.5027 | 2415.867 | 6553.7052 | 0.36863 | 2415.867 | 1.601
Equipment | Energy Star Commercial Oven | Commercial | Turnover | Offices | 6368 | 0.34832 | 12 | 1.0341 | 0.54113 | 1191 | 6553.7052 | 2415.867 | 1191 | 2.0284 | 6553.7052 | 1191 | 5.5027 | 2415.867 | 6553.7052 | 0.36863 | 2415.867 | 1.601
Equipment | Energy Star Commercial Oven | Commercial | Turnover | Restaurants | 6368 | 0.34832 | 12 | 1.0341 | 0.54113 | 1191 | 6553.7052 | 2415.867 | 1191 | 2.0284 | 6553.7052 | 1191 | 5.5027 | 2415.867 | 6553.7052 | 0.36863 | 2415.867 | 1.601
Equipment | Energy Star Commercial Oven | Commercial | Turnover | Retail | 6368 | 0.34832 | 12 | 1.0341 | 0.54113 | 1191 | 6553.7052 | 2415.867 | 1191 | 2.0284 | 6553.7052 | 1191 | 5.5027 | 2415.867 | 6553.7052 | 0.36863 | 2415.867 | 1.601
Equipment | Energy Star Commercial Oven | Commercial | Turnover | Schools K-12 | 6368 | 0.34832 | 12 | 1.0341 | 0.54113 | 1191 | 6553.7052 | 2415.867 | 1191 | 2.0284 | 6553.7052 | 1191 | 5.5027 | 2415.867 | 6553.7052 | 0.36863 | 2415.867 | 1.601
Equipment | Energy Star Commercial Oven | Commercial | Turnover | Warehouse | 6368 | 0.34832 | 12 | 1.0341 | 0.54113 | 1191 | 6553.7052 | 2415.867 | 1191 | 2.0284 | 6553.7052 | 1191 | 5.5027 | 2415.867 | 6553.7052 | 0.36863 | 2415.867 | 1.601
Equipment | Energy Star Commercial Oven | Commercial | New | Assembly | 6368 | 0.34832 | 12 | 1.0341 | 0.54113 | 1191 | 6553.7052 | 2415.867 | 1191 | 2.0284 | 6553.7052 | 1191 | 5.5027 | 2415.867 | 6553.7052 | 0.36863 | 2415.867 | 1.601
Equipment | Energy Star Commercial Oven | Commercial | New | College and University | 6368 | 0.34832 | 12 | 1.0341 | 0.54113 | 1191 | 6553.7052 | 2415.867 | 1191 | 2.0284 | 6553.7052 | 1191 | 5.5027 | 2415.867 | 6553.7052 | 0.36863 | 2415.867 | 1.601
Equipment | Energy Star Commercial Oven | Commercial | New | Grocery | 6368 | 0.34832 | 12 | 1.0341 | 0.54113 | 1191 | 6553.7052 | 2415.867 | 1191 | 2.0284 | 6553.7052 | 1191 | 5.5027 | 2415.867 | 6553.7052 | 0.36863 | 2415.867 | 1.601
Equipment | Energy Star Commercial Oven | Commercial | New | Healthcare | 6368 | 0.34832 | 12 | 1.0341 | 0.54113 | 1191 | 6553.7052 | 2415.867 | 1191 | 2.0284 | 6553.7052 | 1191 | 5.5027 | 2415.867 | 6553.7052 | 0.36863 | 2415.867 | 1.601
Equipment | Energy Star Commercial Oven | Commercial | New | Hospitals | 6368 | 0.34832 | 12 | 1.0341 | 0.54113 | 1191 | 6553.7052 | 2415.867 | 1191 | 2.0284 | 6553.7052 | 1191 | 5.5027 | 2415.867 | 6553.7052 | 0.36863 | 2415.867 | 1.601
Equipment | Energy Star Commercial Oven | Commercial | New | Institutional | 6368 | 0.34832 | 12 | 1.0341 | 0.54113 | 1191 | 6553.7052 | 2415.867 | 1191 | 2.0284 | 6553.7052 | 1191 | 5.5027 | 2415.867 | 6553.7052 | 0.36863 | 2415.867 | 1.601
Equipment | Energy Star Commercial Oven | Commercial | New | Lodging/Hospitality | 6368 | 0.34832 | 12 | 1.0341 | 0.54113 | 1191 | 6553.7052 | 2415.867 | 1191 | 2.0284 | 6553.7052 | 1191 | 5.5027 | 2415.867 | 6553.7052 | 0.36863 | 2415.867 | 1.601
Equipment | Energy Star Commercial Oven | Commercial | New | Miscellaneous | 6368 | 0.34832 | 12 | 1.0341 | 0.54113 | 1191 | 6553.7052 | 2415.867 | 1191 | 2.0284 | 6553.7052 | 1191 | 5.5027 | 2415.867 | 6553.7052 | 0.36863 | 2415.867 | 1.601
Equipment | Energy Star Commercial Oven | Commercial | New | Offices | 6368 | 0.34832 | 12 | 1.0341 | 0.54113 | 1191 | 6553.7052 | 2415.867 | 1191 | 2.0284 | 6553.7052 | 1191 | 5.5027 | 2415.867 | 6553.7052 | 0.36863 | 2415.867 | 1.601
Equipment | Energy Star Commercial Oven | Commercial | New | Restaurants | 6368 | 0.34832 | 12 | 1.0341 | 0.54113 | 1191 | 6553.7052 | 2415.867 | 1191 | 2.0284 | 6553.7052 | 1191 | 5.5027 | 2415.867 | 6553.7052 | 0.36863 | 2415.867 | 1.601
Equipment | Energy Star Commercial Oven | Commercial | New | Retail | 6368 | 0.34832 | 12 | 1.0341 | 0.54113 | 1191 | 6553.7052 | 2415.867 | 1191 | 2.0284 | 6553.7052 | 1191 | 5.5027 | 2415.867 | 6553.7052 | 0.36863 | 2415.867 | 1.601
Equipment | Energy Star Commercial Oven | Commercial | New | Schools K-12 | 6368 | 0.34832 | 12 | 1.0341 | 0.54113 | 1191 | 6553.7052 | 2415.867 | 1191 | 2.0284 | 6553.7052 | 1191 | 5.5027 | 2415.867 | 6553.7052 | 0.36863 | 2415.867 | 1.601
Equipment | Energy Star Commercial Oven | Commercial | New | Warehouse | 6368 | 0.34832 | 12 | 1.0341 | 0.54113 | 1191 | 6553.7052 | 2415.867 | 1191 | 2.0284 | 6553.7052 | 1191 | 5.5027 | 2415.867 | 6553.7052 | 0.36863 | 2415.867 | 1.601
Equipment | Energy Star Fryer | Commercial | Turnover | Assembly | 903.8223 | 0.17457 | 12 | 0.14651 | 0.045305 | 2175 | 930.1664 | 341.0744 | 2175 | 0.15682 | 930.1664 | 2175 | 0.42766 | 341.0744 | 930.1664 | 0.36668 | 341.0744 | 20.5999
Equipment | Energy Star Fryer | Commercial | Turnover | College and University | 903.8223 | 0.17457 | 12 | 0.14651 | 0.045305 | 2175 | 930.1664 | 341.0744 | 2175 | 0.15682 | 930.1664 | 2175 | 0.42766 | 341.0744 | 930.1664 | 0.36668 | 341.0744 | 20.5999
Equipment | Energy Star Fryer | Commercial | Turnover | Grocery | 903.8223 | 0.17457 | 12 | 0.14651 | 0.045305 | 2175 | 930.1664 | 341.0744 | 2175 | 0.15682 | 930.1664 | 2175 | 0.42766 | 341.0744 | 930.1664 | 0.36668 | 341.0744 | 20.5999
Equipment | Energy Star Fryer | Commercial | Turnover | Healthcare | 903.8223 | 0.17457 | 12 | 0.14651 | 0.045305 | 2175 | 930.1664 | 341.0744 | 2175 | 0.15682 | 930.1664 | 2175 | 0.42766 | 341.0744 | 930.1664 | 0.36668 | 341.0744 | 20.5999
Equipment | Energy Star Fryer | Commercial | Turnover | Hospitals | 903.8223 | 0.17457 | 12 | 0.14651 | 0.045305 | 2175 | 930.1664 | 341.0744 | 2175 | 0.15682 | 930.1664 | 2175 | 0.42766 | 341.0744 | 930.1664 | 0.36668 | 341.0744 | 20.5999
Equipment | Energy Star Fryer | Commercial | Turnover | Institutional | 903.8223 | 0.17457 | 12 | 0.14651 | 0.045305 | 2175 | 930.1664 | 341.0744 | 2175 | 0.15682 | 930.1664 | 2175 | 0.42766 | 341.0744 | 930.1664 | 0.36668 | 341.0744 | 20.5999
Equipment | Energy Star Fryer | Commercial | Turnover | Lodging/Hospitality | 903.8223 | 0.17457 | 12 | 0.14651 | 0.045305 | 2175 | 930.1664 | 341.0744 | 2175 | 0.15682 | 930.1664 | 2175 | 0.42766 | 341.0744 | 930.1664 | 0.36668 | 341.0744 | 20.5999
Equipment | Energy Star Fryer | Commercial | Turnover | Miscellaneous | 903.8223 | 0.17457 | 12 | 0.14651 | 0.045305 | 2175 | 930.1664 | 341.0744 | 2175 | 0.15682 | 930.1664 | 2175 | 0.42766 | 341.0744 | 930.1664 | 0.36668 | 341.0744 | 20.5999
Equipment | Energy Star Fryer | Commercial | Turnover | Offices | 903.8223 | 0.17457 | 12 | 0.14651 | 0.045305 | 2175 | 930.1664 | 341.0744 | 2175 | 0.15682 | 930.1664 | 2175 | 0.42766 | 341.0744 | 930.1664 | 0.36668 | 341.0744 | 20.5999
Equipment | Energy Star Fryer | Commercial | Turnover | Restaurants | 903.8223 | 0.17457 | 12 | 0.14651 | 0.045305 | 2175 | 930.1664 | 341.0744 | 2175 | 0.15682 | 930.1664 | 2175 | 0.42766 | 341.0744 | 930.1664 | 0.36668 | 341.0744 | 20.5999
Equipment | Energy Star Fryer | Commercial | Turnover | Retail | 903.8223 | 0.17457 | 12 | 0.14651 | 0.045305 | 2175 | 930.1664 | 341.0744 | 2175 | 0.15682 | 930.1664 | 2175 | 0.42766 | 341.0744 | 930.1664 | 0.36668 | 341.0744 | 20.5999
Equipment | Energy Star Fryer | Commercial | Turnover | Schools K-12 | 903.8223 | 0.17457 | 12 | 0.14651 | 0.045305 | 2175 | 930.1664 | 341.0744 | 2175 | 0.15682 | 930.1664 | 2175 | 0.42766 | 341.0744 | 930.1664 | 0.36668 | 341.0744 | 20.5999
Equipment | Energy Star Fryer | Commercial | Turnover | Warehouse | 903.8223 | 0.17457 | 12 | 0.14651 | 0.045305 | 2175 | 930.1664 | 341.0744 | 2175 | 0.15682 | 930.1664 | 2175 | 0.42766 | 341.0744 | 930.1664 | 0.36668 | 341.0744 | 20.5999
Equipment | Energy Star Fryer | Commercial | New | Assembly | 903.8223 | 0.17457 | 12 | 0.14651 | 0.045305 | 2175 | 930.1664 | 341.0744 | 2175 | 0.15682 | 930.1664 | 2175 | 0.42766 | 341.0744 | 930.1664 | 0.36668 | 341.0744 | 20.5999
Equipment | Energy Star Fryer | Commercial | New | College and University | 903.8223 | 0.17457 | 12 | 0.14651 | 0.045305 | 2175 | 930.1664 | 341.0744 | 2175 | 0.15682 | 930.1664 | 2175 | 0.42766 | 341.0744 | 930.1664 | 0.36668 | 341.0744 | 20.5999
Equipment | Energy Star Fryer | Commercial | New | Grocery | 903.8223 | 0.17457 | 12 | 0.14651 | 0.045305 | 2175 | 930.1664 | 341.0744 | 2175 | 0.15682 | 930.1664 | 2175 | 0.42766 | 341.0744 | 930.1664 | 0.36668 | 341.0744 | 20.5999
Equipment | Energy Star Fryer | Commercial | New | Healthcare | 903.8223 | 0.17457 | 12 | 0.14651 | 0.045305 | 2175 | 930.1664 | 341.0744 | 2175 | 0.15682 | 930.1664 | 2175 | 0.42766 | 341.0744 | 930.1664 | 0.36668 | 341.0744 | 20.5999
Equipment | Energy Star Fryer | Commercial | New | Hospitals | 903.8223 | 0.17457 | 12 | 0.14651 | 0.045305 | 2175 | 930.1664 | 341.0744 | 2175 | 0.15682 | 930.1664 | 2175 | 0.42766 | 341.0744 | 930.1664 | 0.36668 | 341.0744 | 20.5999
Equipment | Energy Star Fryer | Commercial | New | Institutional | 903.8223 | 0.17457 | 12 | 0.14651 | 0.045305 | 2175 | 930.1664 | 341.0744 | 2175 | 0.15682 | 930.1664 | 2175 | 0.42766 | 341.0744 | 930.1664 | 0.36668 | 341.0744 | 20.5999
Equipment | Energy Star Fryer | Commercial | New | Lodging/Hospitality | 903.8223 | 0.17457 | 12 | 0.14651 | 0.045305 | 2175 | 930.1664 | 341.0744 | 2175 | 0.15682 | 930.1664 | 2175 | 0.42766 | 341.0744 | 930.1664 | 0.36668 | 341.0744 | 20.5999
Equipment | Energy Star Fryer | Commercial | New | Miscellaneous | 903.8223 | 0.17457 | 12 | 0.14651 | 0.045305 | 2175 | 930.1664 | 341.0744 | 2175 | 0.15682 | 930.1664 | 2175 | 0.42766 | 341.0744 | 930.1664 | 0.36668 | 341.0744 | 20.5999
Equipment | Energy Star Fryer | Commercial | New | Offices | 903.8223 | 0.17457 | 12 | 0.14651 | 0.045305 | 2175 | 930.1664 | 341.0744 | 2175 | 0.15682 | 930.1664 | 2175 | 0.42766 | 341.0744 | 930.1664 | 0.36668 | 341.0744 | 20.5999
Equipment | Energy Star Fryer | Commercial | New | Restaurants | 903.8223 | 0.17457 | 12 | 0.14651 | 0.045305 | 2175 | 930.1664 | 341.0744 | 2175 | 0.15682 | 930.1664 | 2175 | 0.42766 | 341.0744 | 930.1664 | 0.36668 | 341.0744 | 20.5999
Equipment | Energy Star Fryer | Commercial | New | Retail | 903.8223 | 0.17457 | 12 | 0.14651 | 0.045305 | 2175 | 930.1664 | 341.0744 | 2175 | 0.15682 | 930.1664 | 2175 | 0.42766 | 341.0744 | 930.1664 | 0.36668 | 341.0744 | 20.5999
Equipment | Energy Star Fryer | Commercial | New | Schools K-12 | 903.8223 | 0.17457 | 12 | 0.14651 | 0.045305 | 2175 | 930.1664 | 341.0744 | 2175 | 0.15682 | 930.1664 | 2175 | 0.42766 | 341.0744 | 930.1664 | 0.36668 | 341.0744 | 20.5999
Equipment | Energy Star Fryer | Commercial | New | Warehouse | 903.8223 | 0.17457 | 12 | 0.14651 | 0.045305 | 2175 | 930.1664 | 341.0744 | 2175 | 0.15682 | 930.1664 | 2175 | 0.42766 | 341.0744 | 930.1664 | 0.36668 | 341.0744 | 20.5999
Equipment | Energy Star Griddle | Commercial | Turnover | Assembly | 1910 | 0.12077 | 12 | 0.3156 | 0.080771 | 0 | 1965.9787 | 723.9986 | 0 | 999 | 1965.9787 | 0 | 999 | 723.9986 | 1965.9787 | 0.36826 | 723.9986 | 0
Equipment | Energy Star Griddle | Commercial | Turnover | College and University | 1910 | 0.12077 | 12 | 0.3156 | 0.080771 | 0 | 1965.9787 | 723.9986 | 0 | 999 | 1965.9787 | 0 | 999 | 723.9986 | 1965.9787 | 0.36826 | 723.9986 | 0
Equipment | Energy Star Griddle | Commercial | Turnover | Grocery | 1910 | 0.12077 | 12 | 0.3156 | 0.080771 | 0 | 1965.9787 | 723.9986 | 0 | 999 | 1965.9787 | 0 | 999 | 723.9986 | 1965.9787 | 0.36826 | 723.9986 | 0
Equipment | Energy Star Griddle | Commercial | Turnover | Healthcare | 1910 | 0.12077 | 12 | 0.3156 | 0.080771 | 0 | 1965.9787 | 723.9986 | 0 | 999 | 1965.9787 | 0 | 999 | 723.9986 | 1965.9787 | 0.36826 | 723.9986 | 0
Equipment | Energy Star Griddle | Commercial | Turnover | Hospitals | 1910 | 0.12077 | 12 | 0.3156 | 0.080771 | 0 | 1965.9787 | 723.9986 | 0 | 999 | 1965.9787 | 0 | 999 | 723.9986 | 1965.9787 | 0.36826 | 723.9986 | 0
Equipment | Energy Star Griddle | Commercial | Turnover | Institutional | 1910 | 0.12077 | 12 | 0.3156 | 0.080771 | 0 | 1965.9787 | 723.9986 | 0 | 999 | 1965.9787 | 0 | 999 | 723.9986 | 1965.9787 | 0.36826 | 723.9986 | 0
Equipment | Energy Star Griddle | Commercial | Turnover | Lodging/Hospitality | 1910 | 0.12077 | 12 | 0.3156 | 0.080771 | 0 | 1965.9787 | 723.9986 | 0 | 999 | 1965.9787 | 0 | 999 | 723.9986 | 1965.9787 | 0.36826 | 723.9986 | 0
Equipment | Energy Star Griddle | Commercial | Turnover | Miscellaneous | 1910 | 0.12077 | 12 | 0.3156 | 0.080771 | 0 | 1965.9787 | 723.9986 | 0 | 999 | 1965.9787 | 0 | 999 | 723.9986 | 1965.9787 | 0.36826 | 723.9986 | 0
Equipment | Energy Star Griddle | Commercial | Turnover | Offices | 1910 | 0.12077 | 12 | 0.3156 | 0.080771 | 0 | 1965.9787 | 723.9986 | 0 | 999 | 1965.9787 | 0 | 999 | 723.9986 | 1965.9787 | 0.36826 | 723.9986 | 0
Equipment | Energy Star Griddle | Commercial | Turnover | Restaurants | 1910 | 0.12077 | 12 | 0.3156 | 0.080771 | 0 | 1965.9787 | 723.9986 | 0 | 999 | 1965.9787 | 0 | 999 | 723.9986 | 1965.9787 | 0.36826 | 723.9986 | 0
Equipment | Energy Star Griddle | Commercial | Turnover | Retail | 1910 | 0.12077 | 12 | 0.3156 | 0.080771 | 0 | 1965.9787 | 723.9986 | 0 | 999 | 1965.9787 | 0 | 999 | 723.9986 | 1965.9787 | 0.36826 | 723.9986 | 0
Equipment | Energy Star Griddle | Commercial | Turnover | Schools K-12 | 1910 | 0.12077 | 12 | 0.3156 | 0.080771 | 0 | 1965.9787 | 723.9986 | 0 | 999 | 1965.9787 | 0 | 999 | 723.9986 | 1965.9787 | 0.36826 | 723.9986 | 0
Equipment | Energy Star Griddle | Commercial | Turnover | Warehouse | 1910 | 0.12077 | 12 | 0.3156 | 0.080771 | 0 | 1965.9787 | 723.9986 | 0 | 999 | 1965.9787 | 0 | 999 | 723.9986 | 1965.9787 | 0.36826 | 723.9986 | 0
Equipment | Energy Star Griddle | Commercial | New | Assembly | 1910 | 0.12077 | 12 | 0.3156 | 0.080771 | 0 | 1965.9787 | 723.9986 | 0 | 999 | 1965.9787 | 0 | 999 | 723.9986 | 1965.9787 | 0.36826 | 723.9986 | 0
Equipment | Energy Star Griddle | Commercial | New | College and University | 1910 | 0.12077 | 12 | 0.3156 | 0.080771 | 0 | 1965.9787 | 723.9986 | 0 | 999 | 1965.9787 | 0 | 999 | 723.9986 | 1965.9787 | 0.36826 | 723.9986 | 0
Equipment | Energy Star Griddle | Commercial | New | Grocery | 1910 | 0.12077 | 12 | 0.3156 | 0.080771 | 0 | 1965.9787 | 723.9986 | 0 | 999 | 1965.9787 | 0 | 999 | 723.9986 | 1965.9787 | 0.36826 | 723.9986 | 0
Equipment | Energy Star Griddle | Commercial | New | Healthcare | 1910 | 0.12077 | 12 | 0.3156 | 0.080771 | 0 | 1965.9787 | 723.9986 | 0 | 999 | 1965.9787 | 0 | 999 | 723.9986 | 1965.9787 | 0.36826 | 723.9986 | 0
Equipment | Energy Star Griddle | Commercial | New | Hospitals | 1910 | 0.12077 | 12 | 0.3156 | 0.080771 | 0 | 1965.9787 | 723.9986 | 0 | 999 | 1965.9787 | 0 | 999 | 723.9986 | 1965.9787 | 0.36826 | 723.9986 | 0
Equipment | Energy Star Griddle | Commercial | New | Institutional | 1910 | 0.12077 | 12 | 0.3156 | 0.080771 | 0 | 1965.9787 | 723.9986 | 0 | 999 | 1965.9787 | 0 | 999 | 723.9986 | 1965.9787 | 0.36826 | 723.9986 | 0
Equipment | Energy Star Griddle | Commercial | New | Lodging/Hospitality | 1910 | 0.12077 | 12 | 0.3156 | 0.080771 | 0 | 1965.9787 | 723.9986 | 0 | 999 | 1965.9787 | 0 | 999 | 723.9986 | 1965.9787 | 0.36826 | 723.9986 | 0
Equipment | Energy Star Griddle | Commercial | New | Miscellaneous | 1910 | 0.12077 | 12 | 0.3156 | 0.080771 | 0 | 1965.9787 | 723.9986 | 0 | 999 | 1965.9787 | 0 | 999 | 723.9986 | 1965.9787 | 0.36826 | 723.9986 | 0
Equipment | Energy Star Griddle | Commercial | New | Offices | 1910 | 0.12077 | 12 | 0.3156 | 0.080771 | 0 | 1965.9787 | 723.9986 | 0 | 999 | 1965.9787 | 0 | 999 | 723.9986 | 1965.9787 | 0.36826 | 723.9986 | 0
Equipment | Energy Star Griddle | Commercial | New | Restaurants | 1910 | 0.12077 | 12 | 0.3156 | 0.080771 | 0 | 1965.9787 | 723.9986 | 0 | 999 | 1965.9787 | 0 | 999 | 723.9986 | 1965.9787 | 0.36826 | 723.9986 | 0
Equipment | Energy Star Griddle | Commercial | New | Retail | 1910 | 0.12077 | 12 | 0.3156 | 0.080771 | 0 | 1965.9787 | 723.9986 | 0 | 999 | 1965.9787 | 0 | 999 | 723.9986 | 1965.9787 | 0.36826 | 723.9986 | 0
Equipment | Energy Star Griddle | Commercial | New | Schools K-12 | 1910 | 0.12077 | 12 | 0.3156 | 0.080771 | 0 | 1965.9787 | 723.9986 | 0 | 999 | 1965.9787 | 0 | 999 | 723.9986 | 1965.9787 | 0.36826 | 723.9986 | 0
Equipment | Energy Star Griddle | Commercial | New | Warehouse | 1910 | 0.12077 | 12 | 0.3156 | 0.080771 | 0 | 1965.9787 | 723.9986 | 0 | 999 | 1965.9787 | 0 | 999 | 723.9986 | 1965.9787 | 0.36826 | 723.9986 | 0
Equipment | Energy Star Hot Food Holding Cabinet | Commercial | Turnover | Assembly | 1730.1 | 0.52667 | 12 | 0.31862 | 0.15417 | 811 | 1782.4838 | 667.2396 | 811 | 0.82274 | 1782.4838 | 811 | 2.1979 | 667.2396 | 1782.4838 | 0.37433 | 667.2396 | 4.0127
Equipment | Energy Star Hot Food Holding Cabinet | Commercial | Turnover | College and University | 1730.1 | 0.52667 | 12 | 0.31862 | 0.15417 | 811 | 1782.4838 | 667.2396 | 811 | 0.82274 | 1782.4838 | 811 | 2.1979 | 667.2396 | 1782.4838 | 0.37433 | 667.2396 | 4.0127
Equipment | Energy Star Hot Food Holding Cabinet | Commercial | Turnover | Grocery | 1730.1 | 0.52667 | 12 | 0.31862 | 0.15417 | 811 | 1782.4838 | 667.2396 | 811 | 0.82274 | 1782.4838 | 811 | 2.1979 | 667.2396 | 1782.4838 | 0.37433 | 667.2396 | 4.0127
Equipment | Energy Star Hot Food Holding Cabinet | Commercial | Turnover | Healthcare | 1730.1 | 0.52667 | 12 | 0.31862 | 0.15417 | 811 | 1782.4838 | 667.2396 | 811 | 0.82274 | 1782.4838 | 811 | 2.1979 | 667.2396 | 1782.4838 | 0.37433 | 667.2396 | 4.0127
Equipment | Energy Star Hot Food Holding Cabinet | Commercial | Turnover | Hospitals | 1730.1 | 0.52667 | 12 | 0.31862 | 0.15417 | 811 | 1782.4838 | 667.2396 | 811 | 0.82274 | 1782.4838 | 811 | 2.1979 | 667.2396 | 1782.4838 | 0.37433 | 667.2396 | 4.0127
Equipment | Energy Star Hot Food Holding Cabinet | Commercial | Turnover | Institutional | 1730.1 | 0.52667 | 12 | 0.31862 | 0.15417 | 811 | 1782.4838 | 667.2396 | 811 | 0.82274 | 1782.4838 | 811 | 2.1979 | 667.2396 | 1782.4838 | 0.37433 | 667.2396 | 4.0127
Equipment | Energy Star Hot Food Holding Cabinet | Commercial | Turnover | Lodging/Hospitality | 1730.1 | 0.52667 | 12 | 0.31862 | 0.15417 | 811 | 1782.4838 | 667.2396 | 811 | 0.82274 | 1782.4838 | 811 | 2.1979 | 667.2396 | 1782.4838 | 0.37433 | 667.2396 | 4.0127
Equipment | Energy Star Hot Food Holding Cabinet | Commercial | Turnover | Miscellaneous | 1730.1 | 0.52667 | 12 | 0.31862 | 0.15417 | 811 | 1782.4838 | 667.2396 | 811 | 0.82274 | 1782.4838 | 811 | 2.1979 | 667.2396 | 1782.4838 | 0.37433 | 667.2396 | 4.0127
Equipment | Energy Star Hot Food Holding Cabinet | Commercial | Turnover | Offices | 1730.1 | 0.52667 | 12 | 0.31862 | 0.15417 | 811 | 1782.4838 | 667.2396 | 811 | 0.82274 | 1782.4838 | 811 | 2.1979 | 667.2396 | 1782.4838 | 0.37433 | 667.2396 | 4.0127
Equipment | Energy Star Hot Food Holding Cabinet | Commercial | Turnover | Restaurants | 1730.1 | 0.52667 | 12 | 0.31862 | 0.15417 | 811 | 1782.4838 | 667.2396 | 811 | 0.82274 | 1782.4838 | 811 | 2.1979 | 667.2396 | 1782.4838 | 0.37433 | 667.2396 | 4.0127
Equipment | Energy Star Hot Food Holding Cabinet | Commercial | Turnover | Retail | 1730.1 | 0.52667 | 12 | 0.31862 | 0.15417 | 811 | 1782.4838 | 667.2396 | 811 | 0.82274 | 1782.4838 | 811 | 2.1979 | 667.2396 | 1782.4838 | 0.37433 | 667.2396 | 4.0127
Equipment | Energy Star Hot Food Holding Cabinet | Commercial | Turnover | Schools K-12 | 1730.1 | 0.52667 | 12 | 0.31862 | 0.15417 | 811 | 1782.4838 | 667.2396 | 811 | 0.82274 | 1782.4838 | 811 | 2.1979 | 667.2396 | 1782.4838 | 0.37433 | 667.2396 | 4.0127
Equipment | Energy Star Hot Food Holding Cabinet | Commercial | Turnover | Warehouse | 1730.1 | 0.52667 | 12 | 0.31862 | 0.15417 | 811 | 1782.4838 | 667.2396 | 811 | 0.82274 | 1782.4838 | 811 | 2.1979 | 667.2396 | 1782.4838 | 0.37433 | 667.2396 | 4.0127
Equipment | Energy Star Hot Food Holding Cabinet | Commercial | New | Assembly | 1730.1 | 0.52667 | 12 | 0.31862 | 0.15417 | 811 | 1782.4838 | 667.2396 | 811 | 0.82274 | 1782.4838 | 811 | 2.1979 | 667.2396 | 1782.4838 | 0.37433 | 667.2396 | 4.0127
Equipment | Energy Star Hot Food Holding Cabinet | Commercial | New | College and University | 1730.1 | 0.52667 | 12 | 0.31862 | 0.15417 | 811 | 1782.4838 | 667.2396 | 811 | 0.82274 | 1782.4838 | 811 | 2.1979 | 667.2396 | 1782.4838 | 0.37433 | 667.2396 | 4.0127
Equipment | Energy Star Hot Food Holding Cabinet | Commercial | New | Grocery | 1730.1 | 0.52667 | 12 | 0.31862 | 0.15417 | 811 | 1782.4838 | 667.2396 | 811 | 0.82274 | 1782.4838 | 811 | 2.1979 | 667.2396 | 1782.4838 | 0.37433 | 667.2396 | 4.0127
Equipment | Energy Star Hot Food Holding Cabinet | Commercial | New | Healthcare | 1730.1 | 0.52667 | 12 | 0.31862 | 0.15417 | 811 | 1782.4838 | 667.2396 | 811 | 0.82274 | 1782.4838 | 811 | 2.1979 | 667.2396 | 1782.4838 | 0.37433 | 667.2396 | 4.0127
Equipment | Energy Star Hot Food Holding Cabinet | Commercial | New | Hospitals | 1730.1 | 0.52667 | 12 | 0.31862 | 0.15417 | 811 | 1782.4838 | 667.2396 | 811 | 0.82274 | 1782.4838 | 811 | 2.1979 | 667.2396 | 1782.4838 | 0.37433 | 667.2396 | 4.0127
Equipment | Energy Star Hot Food Holding Cabinet | Commercial | New | Institutional | 1730.1 | 0.52667 | 12 | 0.31862 | 0.15417 | 811 | 1782.4838 | 667.2396 | 811 | 0.82274 | 1782.4838 | 811 | 2.1979 | 667.2396 | 1782.4838 | 0.37433 | 667.2396 | 4.0127
Equipment | Energy Star Hot Food Holding Cabinet | Commercial | New | Lodging/Hospitality | 1730.1 | 0.52667 | 12 | 0.31862 | 0.15417 | 811 | 1782.4838 | 667.2396 | 811 | 0.82274 | 1782.4838 | 811 | 2.1979 | 667.2396 | 1782.4838 | 0.37433 | 667.2396 | 4.0127
Equipment | Energy Star Hot Food Holding Cabinet | Commercial | New | Miscellaneous | 1730.1 | 0.52667 | 12 | 0.31862 | 0.15417 | 811 | 1782.4838 | 667.2396 | 811 | 0.82274 | 1782.4838 | 811 | 2.1979 | 667.2396 | 1782.4838 | 0.37433 | 667.2396 | 4.0127
Equipment | Energy Star Hot Food Holding Cabinet | Commercial | New | Offices | 1730.1 | 0.52667 | 12 | 0.31862 | 0.15417 | 811 | 1782.4838 | 667.2396 | 811 | 0.82274 | 1782.4838 | 811 | 2.1979 | 667.2396 | 1782.4838 | 0.37433 | 667.2396 | 4.0127
Equipment | Energy Star Hot Food Holding Cabinet | Commercial | New | Restaurants | 1730.1 | 0.52667 | 12 | 0.31862 | 0.15417 | 811 | 1782.4838 | 667.2396 | 811 | 0.82274 | 1782.4838 | 811 | 2.1979 | 667.2396 | 1782.4838 | 0.37433 | 667.2396 | 4.0127
Equipment | Energy Star Hot Food Holding Cabinet | Commercial | New | Retail | 1730.1 | 0.52667 | 12 | 0.31862 | 0.15417 | 811 | 1782.4838 | 667.2396 | 811 | 0.82274 | 1782.4838 | 811 | 2.1979 | 667.2396 | 1782.4838 | 0.37433 | 667.2396 | 4.0127
Equipment | Energy Star Hot Food Holding Cabinet | Commercial | New | Schools K-12 | 1730.1 | 0.52667 | 12 | 0.31862 | 0.15417 | 811 | 1782.4838 | 667.2396 | 811 | 0.82274 | 1782.4838 | 811 | 2.1979 | 667.2396 | 1782.4838 | 0.37433 | 667.2396 | 4.0127
Equipment | Energy Star Hot Food Holding Cabinet | Commercial | New | Warehouse | 1730.1 | 0.52667 | 12 | 0.31862 | 0.15417 | 811 | 1782.4838 | 667.2396 | 811 | 0.82274 | 1782.4838 | 811 | 2.1979 | 667.2396 | 1782.4838 | 0.37433 | 667.2396 | 4.0127
Equipment | Energy Star Steamer | Commercial | Turnover | Assembly | 9967 | 0.56634 | 12 | 1.4645 | 0.85037 | 825.72 | 10249.77 | 3751.4775 | 825.72 | 4.5433 | 10249.77 | 825.72 | 12.4131 | 3751.4775 | 10249.77 | 0.36601 | 3751.4775 | 0.70918
Equipment | Energy Star Steamer | Commercial | Turnover | College and University | 9967 | 0.56634 | 12 | 1.4645 | 0.85037 | 825.72 | 10249.77 | 3751.4775 | 825.72 | 4.5433 | 10249.77 | 825.72 | 12.4131 | 3751.4775 | 10249.77 | 0.36601 | 3751.4775 | 0.70918
Equipment | Energy Star Steamer | Commercial | Turnover | Grocery | 9967 | 0.56634 | 12 | 1.4645 | 0.85037 | 825.72 | 10249.77 | 3751.4775 | 825.72 | 4.5433 | 10249.77 | 825.72 | 12.4131 | 3751.4775 | 10249.77 | 0.36601 | 3751.4775 | 0.70918
Equipment | Energy Star Steamer | Commercial | Turnover | Healthcare | 9967 | 0.56634 | 12 | 1.4645 | 0.85037 | 825.72 | 10249.77 | 3751.4775 | 825.72 | 4.5433 | 10249.77 | 825.72 | 12.4131 | 3751.4775 | 10249.77 | 0.36601 | 3751.4775 | 0.70918
Equipment | Energy Star Steamer | Commercial | Turnover | Hospitals | 9967 | 0.56634 | 12 | 1.4645 | 0.85037 | 825.72 | 10249.77 | 3751.4775 | 825.72 | 4.5433 | 10249.77 | 825.72 | 12.4131 | 3751.4775 | 10249.77 | 0.36601 | 3751.4775 | 0.70918
Equipment | Energy Star Steamer | Commercial | Turnover | Institutional | 9967 | 0.56634 | 12 | 1.4645 | 0.85037 | 825.72 | 10249.77 | 3751.4775 | 825.72 | 4.5433 | 10249.77 | 825.72 | 12.4131 | 3751.4775 | 10249.77 | 0.36601 | 3751.4775 | 0.70918
Equipment | Energy Star Steamer | Commercial | Turnover | Lodging/Hospitality | 9967 | 0.56634 | 12 | 1.4645 | 0.85037 | 825.72 | 10249.77 | 3751.4775 | 825.72 | 4.5433 | 10249.77 | 825.72 | 12.4131 | 3751.4775 | 10249.77 | 0.36601 | 3751.4775 | 0.70918
Equipment | Energy Star Steamer | Commercial | Turnover | Miscellaneous | 9967 | 0.56634 | 12 | 1.4645 | 0.85037 | 825.72 | 10249.77 | 3751.4775 | 825.72 | 4.5433 | 10249.77 | 825.72 | 12.4131 | 3751.4775 | 10249.77 | 0.36601 | 3751.4775 | 0.70918
Equipment | Energy Star Steamer | Commercial | Turnover | Offices | 9967 | 0.56634 | 12 | 1.4645 | 0.85037 | 825.72 | 10249.77 | 3751.4775 | 825.72 | 4.5433 | 10249.77 | 825.72 | 12.4131 | 3751.4775 | 10249.77 | 0.36601 | 3751.4775 | 0.70918
Equipment | Energy Star Steamer | Commercial | Turnover | Restaurants | 9967 | 0.56634 | 12 | 1.4645 | 0.85037 | 825.72 | 10249.77 | 3751.4775 | 825.72 | 4.5433 | 10249.77 | 825.72 | 12.4131 | 3751.4775 | 10249.77 | 0.36601 | 3751.4775 | 0.70918
Equipment | Energy Star Steamer | Commercial | Turnover | Retail | 9967 | 0.56634 | 12 | 1.4645 | 0.85037 | 825.72 | 10249.77 | 3751.4775 | 825.72 | 4.5433 | 10249.77 | 825.72 | 12.4131 | 3751.4775 | 10249.77 | 0.36601 | 3751.4775 | 0.70918
Equipment | Energy Star Steamer | Commercial | Turnover | Schools K-12 | 9967 | 0.56634 | 12 | 1.4645 | 0.85037 | 825.72 | 10249.77 | 3751.4775 | 825.72 | 4.5433 | 10249.77 | 825.72 | 12.4131 | 3751.4775 | 10249.77 | 0.36601 | 3751.4775 | 0.70918
Equipment | Energy Star Steamer | Commercial | Turnover | Warehouse | 9967 | 0.56634 | 12 | 1.4645 | 0.85037 | 825.72 | 10249.77 | 3751.4775 | 825.72 | 4.5433 | 10249.77 | 825.72 | 12.4131 | 3751.4775 | 10249.77 | 0.36601 | 3751.4775 | 0.70918
Equipment | Energy Star Steamer | Commercial | New | Assembly | 9967 | 0.56634 | 12 | 1.4645 | 0.85037 | 825.72 | 10249.77 | 3751.4775 | 825.72 | 4.5433 | 10249.77 | 825.72 | 12.4131 | 3751.4775 | 10249.77 | 0.36601 | 3751.4775 | 0.70918
Equipment | Energy Star Steamer | Commercial | New | College and University | 9967 | 0.56634 | 12 | 1.4645 | 0.85037 | 825.72 | 10249.77 | 3751.4775 | 825.72 | 4.5433 | 10249.77 | 825.72 | 12.4131 | 3751.4775 | 10249.77 | 0.36601 | 3751.4775 | 0.70918
Equipment | Energy Star Steamer | Commercial | New | Grocery | 9967 | 0.56634 | 12 | 1.4645 | 0.85037 | 825.72 | 10249.77 | 3751.4775 | 825.72 | 4.5433 | 10249.77 | 825.72 | 12.4131 | 3751.4775 | 10249.77 | 0.36601 | 3751.4775 | 0.70918
Equipment | Energy Star Steamer | Commercial | New | Healthcare | 9967 | 0.56634 | 12 | 1.4645 | 0.85037 | 825.72 | 10249.77 | 3751.4775 | 825.72 | 4.5433 | 10249.77 | 825.72 | 12.4131 | 3751.4775 | 10249.77 | 0.36601 | 3751.4775 | 0.70918
Equipment | Energy Star Steamer | Commercial | New | Hospitals | 9967 | 0.56634 | 12 | 1.4645 | 0.85037 | 825.72 | 10249.77 | 3751.4775 | 825.72 | 4.5433 | 10249.77 | 825.72 | 12.4131 | 3751.4775 | 10249.77 | 0.36601 | 3751.4775 | 0.70918
Equipment | Energy Star Steamer | Commercial | New | Institutional | 9967 | 0.56634 | 12 | 1.4645 | 0.85037 | 825.72 | 10249.77 | 3751.4775 | 825.72 | 4.5433 | 10249.77 | 825.72 | 12.4131 | 3751.4775 | 10249.77 | 0.36601 | 3751.4775 | 0.70918
Equipment | Energy Star Steamer | Commercial | New | Lodging/Hospitality | 9967 | 0.56634 | 12 | 1.4645 | 0.85037 | 825.72 | 10249.77 | 3751.4775 | 825.72 | 4.5433 | 10249.77 | 825.72 | 12.4131 | 3751.4775 | 10249.77 | 0.36601 | 3751.4775 | 0.70918
Equipment | Energy Star Steamer | Commercial | New | Miscellaneous | 9967 | 0.56634 | 12 | 1.4645 | 0.85037 | 825.72 | 10249.77 | 3751.4775 | 825.72 | 4.5433 | 10249.77 | 825.72 | 12.4131 | 3751.4775 | 10249.77 | 0.36601 | 3751.4775 | 0.70918
Equipment | Energy Star Steamer | Commercial | New | Offices | 9967 | 0.56634 | 12 | 1.4645 | 0.85037 | 825.72 | 10249.77 | 3751.4775 | 825.72 | 4.5433 | 10249.77 | 825.72 | 12.4131 | 3751.4775 | 10249.77 | 0.36601 | 3751.4775 | 0.70918
Equipment | Energy Star Steamer | Commercial | New | Restaurants | 9967 | 0.56634 | 12 | 1.4645 | 0.85037 | 825.72 | 10249.77 | 3751.4775 | 825.72 | 4.5433 | 10249.77 | 825.72 | 12.4131 | 3751.4775 | 10249.77 | 0.36601 | 3751.4775 | 0.70918
Equipment | Energy Star Steamer | Commercial | New | Retail | 9967 | 0.56634 | 12 | 1.4645 | 0.85037 | 825.72 | 10249.77 | 3751.4775 | 825.72 | 4.5433 | 10249.77 | 825.72 | 12.4131 | 3751.4775 | 10249.77 | 0.36601 | 3751.4775 | 0.70918
Equipment | Energy Star Steamer | Commercial | New | Schools K-12 | 9967 | 0.56634 | 12 | 1.4645 | 0.85037 | 825.72 | 10249.77 | 3751.4775 | 825.72 | 4.5433 | 10249.77 | 825.72 | 12.4131 | 3751.4775 | 10249.77 | 0.36601 | 3751.4775 | 0.70918
Equipment | Energy Star Steamer | Commercial | New | Warehouse | 9967 | 0.56634 | 12 | 1.4645 | 0.85037 | 825.72 | 10249.77 | 3751.4775 | 825.72 | 4.5433 | 10249.77 | 825.72 | 12.4131 | 3751.4775 | 10249.77 | 0.36601 | 3751.4775 | 0.70918
Equipment | Induction Cooktops | Commercial | Turnover | Assembly | 1974.24 | 0.18824 | 10 | 0.4257 | 0.17529 | 2693.65 | 1801.954 | 685.8611 | 2693.65 | 0.25462 | 1801.954 | 2693.65 | 0.66896 | 685.8611 | 1801.954 | 0.38062 | 685.8611 | 11.6797
Equipment | Induction Cooktops | Commercial | Turnover | College and University | 1974.24 | 0.18824 | 10 | 0.4257 | 0.17529 | 2693.65 | 1801.954 | 685.8611 | 2693.65 | 0.25462 | 1801.954 | 2693.65 | 0.66896 | 685.8611 | 1801.954 | 0.38062 | 685.8611 | 11.6797
Equipment | Induction Cooktops | Commercial | Turnover | Grocery | 1974.24 | 0.18824 | 10 | 0.4257 | 0.17529 | 2693.65 | 1801.954 | 685.8611 | 2693.65 | 0.25462 | 1801.954 | 2693.65 | 0.66896 | 685.8611 | 1801.954 | 0.38062 | 685.8611 | 11.6797
Equipment | Induction Cooktops | Commercial | Turnover | Healthcare | 1974.24 | 0.18824 | 10 | 0.4257 | 0.17529 | 2693.65 | 1801.954 | 685.8611 | 2693.65 | 0.25462 | 1801.954 | 2693.65 | 0.66896 | 685.8611 | 1801.954 | 0.38062 | 685.8611 | 11.6797
Equipment | Induction Cooktops | Commercial | Turnover | Hospitals | 1974.24 | 0.18824 | 10 | 0.4257 | 0.17529 | 2693.65 | 1801.954 | 685.8611 | 2693.65 | 0.25462 | 1801.954 | 2693.65 | 0.66896 | 685.8611 | 1801.954 | 0.38062 | 685.8611 | 11.6797
Equipment | Induction Cooktops | Commercial | Turnover | Institutional | 1974.24 | 0.18824 | 10 | 0.4257 | 0.17529 | 2693.65 | 1801.954 | 685.8611 | 2693.65 | 0.25462 | 1801.954 | 2693.65 | 0.66896 | 685.8611 | 1801.954 | 0.38062 | 685.8611 | 11.6797
Equipment | Induction Cooktops | Commercial | Turnover | Lodging/Hospitality | 1974.24 | 0.18824 | 10 | 0.4257 | 0.17529 | 2693.65 | 1801.954 | 685.8611 | 2693.65 | 0.25462 | 1801.954 | 2693.65 | 0.66896 | 685.8611 | 1801.954 | 0.38062 | 685.8611 | 11.6797
Equipment | Induction Cooktops | Commercial | Turnover | Miscellaneous | 1974.24 | 0.18824 | 10 | 0.4257 | 0.17529 | 2693.65 | 1801.954 | 685.8611 | 2693.65 | 0.25462 | 1801.954 | 2693.65 | 0.66896 | 685.8611 | 1801.954 | 0.38062 | 685.8611 | 11.6797
Equipment | Induction Cooktops | Commercial | Turnover | Offices | 1974.24 | 0.18824 | 10 | 0.4257 | 0.17529 | 2693.65 | 1801.954 | 685.8611 | 2693.65 | 0.25462 | 1801.954 | 2693.65 | 0.66896 | 685.8611 | 1801.954 | 0.38062 | 685.8611 | 11.6797
Equipment | Induction Cooktops | Commercial | Turnover | Restaurants | 1974.24 | 0.18824 | 10 | 0.4257 | 0.17529 | 2693.65 | 1801.954 | 685.8611 | 2693.65 | 0.25462 | 1801.954 | 2693.65 | 0.66896 | 685.8611 | 1801.954 | 0.38062 | 685.8611 | 11.6797
Equipment | Induction Cooktops | Commercial | Turnover | Retail | 1974.24 | 0.18824 | 10 | 0.4257 | 0.17529 | 2693.65 | 1801.954 | 685.8611 | 2693.65 | 0.25462 | 1801.954 | 2693.65 | 0.66896 | 685.8611 | 1801.954 | 0.38062 | 685.8611 | 11.6797
Equipment | Induction Cooktops | Commercial | Turnover | Schools K-12 | 1974.24 | 0.18824 | 10 | 0.4257 | 0.17529 | 2693.65 | 1801.954 | 685.8611 | 2693.65 | 0.25462 | 1801.954 | 2693.65 | 0.66896 | 685.8611 | 1801.954 | 0.38062 | 685.8611 | 11.6797
Equipment | Induction Cooktops | Commercial | Turnover | Warehouse | 1974.24 | 0.18824 | 10 | 0.4257 | 0.17529 | 2693.65 | 1801.954 | 685.8611 | 2693.65 | 0.25462 | 1801.954 | 2693.65 | 0.66896 | 685.8611 | 1801.954 | 0.38062 | 685.8611 | 11.6797
Equipment | Induction Cooktops | Commercial | New | Assembly | 1974.24 | 0.18824 | 10 | 0.4257 | 0.17529 | 2693.65 | 1801.954 | 685.8611 | 2693.65 | 0.25462 | 1801.954 | 2693.65 | 0.66896 | 685.8611 | 1801.954 | 0.38062 | 685.8611 | 11.6797
Equipment | Induction Cooktops | Commercial | New | College and University | 1974.24 | 0.18824 | 10 | 0.4257 | 0.17529 | 2693.65 | 1801.954 | 685.8611 | 2693.65 | 0.25462 | 1801.954 | 2693.65 | 0.66896 | 685.8611 | 1801.954 | 0.38062 | 685.8611 | 11.6797
Equipment | Induction Cooktops | Commercial | New | Grocery | 1974.24 | 0.18824 | 10 | 0.4257 | 0.17529 | 2693.65 | 1801.954 | 685.8611 | 2693.65 | 0.25462 | 1801.954 | 2693.65 | 0.66896 | 685.8611 | 1801.954 | 0.38062 | 685.8611 | 11.6797
Equipment | Induction Cooktops | Commercial | New | Healthcare | 1974.24 | 0.18824 | 10 | 0.4257 | 0.17529 | 2693.65 | 1801.954 | 685.8611 | 2693.65 | 0.25462 | 1801.954 | 2693.65 | 0.66896 | 685.8611 | 1801.954 | 0.38062 | 685.8611 | 11.6797
Equipment | Induction Cooktops | Commercial | New | Hospitals | 1974.24 | 0.18824 | 10 | 0.4257 | 0.17529 | 2693.65 | 1801.954 | 685.8611 | 2693.65 | 0.25462 | 1801.954 | 2693.65 | 0.66896 | 685.8611 | 1801.954 | 0.38062 | 685.8611 | 11.6797
Equipment | Induction Cooktops | Commercial | New | Institutional | 1974.24 | 0.18824 | 10 | 0.4257 | 0.17529 | 2693.65 | 1801.954 | 685.8611 | 2693.65 | 0.25462 | 1801.954 | 2693.65 | 0.66896 | 685.8611 | 1801.954 | 0.38062 | 685.8611 | 11.6797
Equipment | Induction Cooktops | Commercial | New | Lodging/Hospitality | 1974.24 | 0.18824 | 10 | 0.4257 | 0.17529 | 2693.65 | 1801.954 | 685.8611 | 2693.65 | 0.25462 | 1801.954 | 2693.65 | 0.66896 | 685.8611 | 1801.954 | 0.38062 | 685.8611 | 11.6797
Equipment | Induction Cooktops | Commercial | New | Miscellaneous | 1974.24 | 0.18824 | 10 | 0.4257 | 0.17529 | 2693.65 | 1801.954 | 685.8611 | 2693.65 | 0.25462 | 1801.954 | 2693.65 | 0.66896 | 685.8611 | 1801.954 | 0.38062 | 685.8611 | 11.6797
Equipment | Induction Cooktops | Commercial | New | Offices | 1974.24 | 0.18824 | 10 | 0.4257 | 0.17529 | 2693.65 | 1801.954 | 685.8611 | 2693.65 | 0.25462 | 1801.954 | 2693.65 | 0.66896 | 685.8611 | 1801.954 | 0.38062 | 685.8611 | 11.6797
Equipment | Induction Cooktops | Commercial | New | Restaurants | 1974.24 | 0.18824 | 10 | 0.4257 | 0.17529 | 2693.65 | 1801.954 | 685.8611 | 2693.65 | 0.25462 | 1801.954 | 2693.65 | 0.66896 | 685.8611 | 1801.954 | 0.38062 | 685.8611 | 11.6797
Equipment | Induction Cooktops | Commercial | New | Retail | 1974.24 | 0.18824 | 10 | 0.4257 | 0.17529 | 2693.65 | 1801.954 | 685.8611 | 2693.65 | 0.25462 | 1801.954 | 2693.65 | 0.66896 | 685.8611 | 1801.954 | 0.38062 | 685.8611 | 11.6797
Equipment | Induction Cooktops | Commercial | New | Schools K-12 | 1974.24 | 0.18824 | 10 | 0.4257 | 0.17529 | 2693.65 | 1801.954 | 685.8611 | 2693.65 | 0.25462 | 1801.954 | 2693.65 | 0.66896 | 685.8611 | 1801.954 | 0.38062 | 685.8611 | 11.6797
Equipment | Induction Cooktops | Commercial | New | Warehouse | 1974.24 | 0.18824 | 10 | 0.4257 | 0.17529 | 2693.65 | 1801.954 | 685.8611 | 2693.65 | 0.25462 | 1801.954 | 2693.65 | 0.66896 | 685.8611 | 1801.954 | 0.38062 | 685.8611 | 11.6797
Equipment | Energy Star Commercial Dishwasher | Commercial | Turnover | Assembly | 18720.0898 | 0.29479 | 15 | 1.3584 | -0.00014452 | 737.7778 | 21985.2064 | 7683.878 | 737.7778 | 10.4149 | 21985.2064 | 737.7778 | 29.7992 | 7683.878 | 21985.2064 | 0.3495 | 7683.878 | 0.33737
Equipment | Energy Star Commercial Dishwasher | Commercial | Turnover | College and University | 18720.0898 | 0.29479 | 15 | 1.3584 | -0.00014452 | 737.7778 | 21985.2064 | 7683.878 | 737.7778 | 10.4149 | 21985.2064 | 737.7778 | 29.7992 | 7683.878 | 21985.2064 | 0.3495 | 7683.878 | 0.33737
Equipment | Energy Star Commercial Dishwasher | Commercial | Turnover | Grocery | 18720.0898 | 0.29479 | 15 | 1.3584 | -0.00014452 | 737.7778 | 21985.2064 | 7683.878 | 737.7778 | 10.4149 | 21985.2064 | 737.7778 | 29.7992 | 7683.878 | 21985.2064 | 0.3495 | 7683.878 | 0.33737
Equipment | Energy Star Commercial Dishwasher | Commercial | Turnover | Healthcare | 18720.0898 | 0.29479 | 15 | 1.3584 | -0.00014452 | 737.7778 | 21985.2064 | 7683.878 | 737.7778 | 10.4149 | 21985.2064 | 737.7778 | 29.7992 | 7683.878 | 21985.2064 | 0.3495 | 7683.878 | 0.33737
Equipment | Energy Star Commercial Dishwasher | Commercial | Turnover | Hospitals | 18720.0898 | 0.29479 | 15 | 1.3584 | -0.00014452 | 737.7778 | 21985.2064 | 7683.878 | 737.7778 | 10.4149 | 21985.2064 | 737.7778 | 29.7992 | 7683.878 | 21985.2064 | 0.3495 | 7683.878 | 0.33737
Equipment | Energy Star Commercial Dishwasher | Commercial | Turnover | Institutional | 18720.0898 | 0.29479 | 15 | 1.3584 | -0.00014452 | 737.7778 | 21985.2064 | 7683.878 | 737.7778 | 10.4149 | 21985.2064 | 737.7778 | 29.7992 | 7683.878 | 21985.2064 | 0.3495 | 7683.878 | 0.33737
Equipment | Energy Star Commercial Dishwasher | Commercial | Turnover | Lodging/Hospitality | 18720.0898 | 0.29479 | 15 | 1.3584 | -0.00014452 | 737.7778 | 21985.2064 | 7683.878 | 737.7778 | 10.4149 | 21985.2064 | 737.7778 | 29.7992 | 7683.878 | 21985.2064 | 0.3495 | 7683.878 | 0.33737
Equipment | Energy Star Commercial Dishwasher | Commercial | Turnover | Miscellaneous | 18720.0898 | 0.29479 | 15 | 1.3584 | -0.00014452 | 737.7778 | 21985.2064 | 7683.878 | 737.7778 | 10.4149 | 21985.2064 | 737.7778 | 29.7992 | 7683.878 | 21985.2064 | 0.3495 | 7683.878 | 0.33737
Equipment | Energy Star Commercial Dishwasher | Commercial | Turnover | Offices | 18720.0898 | 0.29479 | 15 | 1.3584 | -0.00014452 | 737.7778 | 21985.2064 | 7683.878 | 737.7778 | 10.4149 | 21985.2064 | 737.7778 | 29.7992 | 7683.878 | 21985.2064 | 0.3495 | 7683.878 | 0.33737
Equipment | Energy Star Commercial Dishwasher | Commercial | Turnover | Restaurants | 18720.0898 | 0.29479 | 15 | 1.3584 | -0.00014452 | 737.7778 | 21985.2064 | 7683.878 | 737.7778 | 10.4149 | 21985.2064 | 737.7778 | 29.7992 | 7683.878 | 21985.2064 | 0.3495 | 7683.878 | 0.33737
Equipment | Energy Star Commercial Dishwasher | Commercial | Turnover | Retail | 18720.0898 | 0.29479 | 15 | 1.3584 | -0.00014452 | 737.7778 | 21985.2064 | 7683.878 | 737.7778 | 10.4149 | 21985.2064 | 737.7778 | 29.7992 | 7683.878 | 21985.2064 | 0.3495 | 7683.878 | 0.33737
Equipment | Energy Star Commercial Dishwasher | Commercial | Turnover | Schools K-12 | 18720.0898 | 0.29479 | 15 | 1.3584 | -0.00014452 | 737.7778 | 21985.2064 | 7683.878 | 737.7778 | 10.4149 | 21985.2064 | 737.7778 | 29.7992 | 7683.878 | 21985.2064 | 0.3495 | 7683.878 | 0.33737
Equipment | Energy Star Commercial Dishwasher | Commercial | Turnover | Warehouse | 18720.0898 | 0.29479 | 15 | 1.3584 | -0.00014452 | 737.7778 | 21985.2064 | 7683.878 | 737.7778 | 10.4149 | 21985.2064 | 737.7778 | 29.7992 | 7683.878 | 21985.2064 | 0.3495 | 7683.878 | 0.33737
Equipment | Energy Star Commercial Dishwasher | Commercial | New | Assembly | 18720.0898 | 0.29479 | 15 | 1.3584 | -0.00014452 | 737.7778 | 21985.2064 | 7683.878 | 737.7778 | 10.4149 | 21985.2064 | 737.7778 | 29.7992 | 7683.878 | 21985.2064 | 0.3495 | 7683.878 | 0.33737
Equipment | Energy Star Commercial Dishwasher | Commercial | New | College and University | 18720.0898 | 0.29479 | 15 | 1.3584 | -0.00014452 | 737.7778 | 21985.2064 | 7683.878 | 737.7778 | 10.4149 | 21985.2064 | 737.7778 | 29.7992 | 7683.878 | 21985.2064 | 0.3495 | 7683.878 | 0.33737
Equipment | Energy Star Commercial Dishwasher | Commercial | New | Grocery | 18720.0898 | 0.29479 | 15 | 1.3584 | -0.00014452 | 737.7778 | 21985.2064 | 7683.878 | 737.7778 | 10.4149 | 21985.2064 | 737.7778 | 29.7992 | 7683.878 | 21985.2064 | 0.3495 | 7683.878 | 0.33737
Equipment | Energy Star Commercial Dishwasher | Commercial | New | Healthcare | 18720.0898 | 0.29479 | 15 | 1.3584 | -0.00014452 | 737.7778 | 21985.2064 | 7683.878 | 737.7778 | 10.4149 | 21985.2064 | 737.7778 | 29.7992 | 7683.878 | 21985.2064 | 0.3495 | 7683.878 | 0.33737
Equipment | Energy Star Commercial Dishwasher | Commercial | New | Hospitals | 18720.0898 | 0.29479 | 15 | 1.3584 | -0.00014452 | 737.7778 | 21985.2064 | 7683.878 | 737.7778 | 10.4149 | 21985.2064 | 737.7778 | 29.7992 | 7683.878 | 21985.2064 | 0.3495 | 7683.878 | 0.33737
Equipment | Energy Star Commercial Dishwasher | Commercial | New | Institutional | 18720.0898 | 0.29479 | 15 | 1.3584 | -0.00014452 | 737.7778 | 21985.2064 | 7683.878 | 737.7778 | 10.4149 | 21985.2064 | 737.7778 | 29.7992 | 7683.878 | 21985.2064 | 0.3495 | 7683.878 | 0.33737
Equipment | Energy Star Commercial Dishwasher | Commercial | New | Lodging/Hospitality | 18720.0898 | 0.29479 | 15 | 1.3584 | -0.00014452 | 737.7778 | 21985.2064 | 7683.878 | 737.7778 | 10.4149 | 21985.2064 | 737.7778 | 29.7992 | 7683.878 | 21985.2064 | 0.3495 | 7683.878 | 0.33737
Equipment | Energy Star Commercial Dishwasher | Commercial | New | Miscellaneous | 18720.0898 | 0.29479 | 15 | 1.3584 | -0.00014452 | 737.7778 | 21985.2064 | 7683.878 | 737.7778 | 10.4149 | 21985.2064 | 737.7778 | 29.7992 | 7683.878 | 21985.2064 | 0.3495 | 7683.878 | 0.33737
Equipment | Energy Star Commercial Dishwasher | Commercial | New | Offices | 18720.0898 | 0.29479 | 15 | 1.3584 | -0.00014452 | 737.7778 | 21985.2064 | 7683.878 | 737.7778 | 10.4149 | 21985.2064 | 737.7778 | 29.7992 | 7683.878 | 21985.2064 | 0.3495 | 7683.878 | 0.33737
Equipment | Energy Star Commercial Dishwasher | Commercial | New | Restaurants | 18720.0898 | 0.29479 | 15 | 1.3584 | -0.00014452 | 737.7778 | 21985.2064 | 7683.878 | 737.7778 | 10.4149 | 21985.2064 | 737.7778 | 29.7992 | 7683.878 | 21985.2064 | 0.3495 | 7683.878 | 0.33737
Equipment | Energy Star Commercial Dishwasher | Commercial | New | Retail | 18720.0898 | 0.29479 | 15 | 1.3584 | -0.00014452 | 737.7778 | 21985.2064 | 7683.878 | 737.7778 | 10.4149 | 21985.2064 | 737.7778 | 29.7992 | 7683.878 | 21985.2064 | 0.3495 | 7683.878 | 0.33737
Equipment | Energy Star Commercial Dishwasher | Commercial | New | Schools K-12 | 18720.0898 | 0.29479 | 15 | 1.3584 | -0.00014452 | 737.7778 | 21985.2064 | 7683.878 | 737.7778 | 10.4149 | 21985.2064 | 737.7778 | 29.7992 | 7683.878 | 21985.2064 | 0.3495 | 7683.878 | 0.33737
Equipment | Energy Star Commercial Dishwasher | Commercial | New | Warehouse | 18720.0898 | 0.29479 | 15 | 1.3584 | -0.00014452 | 737.7778 | 21985.2064 | 7683.878 | 737.7778 | 10.4149 | 21985.2064 | 737.7778 | 29.7992 | 7683.878 | 21985.2064 | 0.3495 | 7683.878 | 0.33737
Equipment | Heat Pump Water Heater | Commercial | Turnover | Assembly | 4395.1625 | 0.65321 | 10 | 0.74275 | 0.49402 | 1006 | 4002.321 | 1490.7715 | 1006 | 1.4819 | 4002.321 | 1006 | 3.9785 | 1490.7715 | 4002.321 | 0.37248 | 1490.7715 | 1.9594
Equipment | Heat Pump Water Heater | Commercial | Turnover | College and University | 101088.7385 | 0.65321 | 10 | 5.3769 | 29.0863 | 10060 | 91522.8443 | 31079.1226 | 10060 | 3.0894 | 91522.8443 | 10060 | 9.0977 | 31079.1226 | 91522.8443 | 0.33958 | 31079.1226 | 0.85189
Equipment | Heat Pump Water Heater | Commercial | Turnover | Grocery | 8790.3251 | 0.65321 | 10 | 0.61672 | 3.2355 | 1006 | 7965.2684 | 2716.7698 | 1006 | 2.7006 | 7965.2684 | 1006 | 7.9178 | 2716.7698 | 7965.2684 | 0.34108 | 2716.7698 | 0.97968
Equipment | Heat Pump Water Heater | Commercial | Turnover | Healthcare | 5860.2167 | 0.65321 | 10 | 0.99034 | 0.65869 | 1006 | 5336.428 | 1987.6953 | 1006 | 1.9758 | 5336.428 | 1006 | 5.3046 | 1987.6953 | 5336.428 | 0.37248 | 1987.6953 | 1.4695
Equipment | Heat Pump Water Heater | Commercial | Turnover | Hospitals | 177271.556 | 0.65321 | 10 | 9.4291 | 51.0065 | 15090 | 160496.5821 | 54501.0701 | 15090 | 3.6117 | 160496.5821 | 15090 | 10.636 | 54501.0701 | 160496.5821 | 0.33958 | 54501.0701 | 0.72868
Equipment | Heat Pump Water Heater | Commercial | Turnover | Institutional | 351613.0036 | 0.65321 | 10 | 59.4203 | 39.5217 | 25150 | 320185.6771 | 119261.7202 | 25150 | 4.742 | 320185.6771 | 25150 | 12.731 | 119261.7202 | 320185.6771 | 0.37248 | 119261.7202 | 0.6123
Equipment | Heat Pump Water Heater | Commercial | Turnover | Lodging/Hospitality | 42193.5604 | 0.65321 | 10 | 2.9603 | 15.5303 | 3018 | 38233.2884 | 13040.4952 | 3018 | 4.3209 | 38233.2884 | 3018 | 12.6684 | 13040.4952 | 38233.2884 | 0.34108 | 13040.4952 | 0.6123
Equipment | Heat Pump Water Heater | Commercial | Turnover | Miscellaneous | 263709.7527 | 0.65321 | 10 | 44.5652 | 29.6412 | 20120 | 240139.2578 | 89446.2901 | 20120 | 4.4456 | 240139.2578 | 20120 | 11.9354 | 89446.2901 | 240139.2578 | 0.37248 | 89446.2901 | 0.65312
Equipment | Heat Pump Water Heater | Commercial | Turnover | Offices | 36626.3545 | 0.65321 | 10 | 6.1896 | 4.1168 | 3018 | 33352.6747 | 12423.0959 | 3018 | 4.1163 | 33352.6747 | 3018 | 11.0513 | 12423.0959 | 33352.6747 | 0.37248 | 12423.0959 | 0.70537
Equipment | Heat Pump Water Heater | Commercial | Turnover | Restaurants | 14650.5418 | 0.65321 | 10 | 1.0279 | 5.3925 | 2012 | 13275.4474 | 4527.9497 | 2012 | 2.2505 | 13275.4474 | 2012 | 6.5981 | 4527.9497 | 13275.4474 | 0.34108 | 4527.9497 | 1.1756
Equipment | Heat Pump Water Heater | Commercial | Turnover | Retail | 26107.2655 | 0.65321 | 10 | 1.8317 | 9.6094 | 3018 | 23656.8472 | 8068.8064 | 3018 | 2.6736 | 23656.8472 | 3018 | 7.8386 | 8068.8064 | 23656.8472 | 0.34108 | 8068.8064 | 0.98957
Equipment | Heat Pump Water Heater | Commercial | Turnover | Schools K-12 | 1831.3579 | 0.65321 | 10 | 0.30949 | 0.20585 | 1006 | 1667.6703 | 621.1684 | 1006 | 0.61746 | 1667.6703 | 1006 | 1.6577 | 621.1684 | 1667.6703 | 0.37248 | 621.1684 | 4.7023
Equipment | Heat Pump Water Heater | Commercial | Turnover | Warehouse | 8790.3251 | 0.65321 | 10 | 1.4855 | 0.98804 | 1006 | 8004.6419 | 2981.543 | 1006 | 2.9638 | 8004.6419 | 1006 | 7.9569 | 2981.543 | 8004.6419 | 0.37248 | 2981.543 | 0.97968
Equipment | Heat Pump Water Heater | Commercial | New | Assembly | 4395.1625 | 0.65321 | 10 | 0.74275 | 0.49402 | 1006 | 4002.321 | 1490.7715 | 1006 | 1.4819 | 4002.321 | 1006 | 3.9785 | 1490.7715 | 4002.321 | 0.37248 | 1490.7715 | 1.9594
Equipment | Heat Pump Water Heater | Commercial | New | College and University | 101088.7385 | 0.65321 | 10 | 5.3769 | 29.0863 | 10060 | 91522.8443 | 31079.1226 | 10060 | 3.0894 | 91522.8443 | 10060 | 9.0977 | 31079.1226 | 91522.8443 | 0.33958 | 31079.1226 | 0.85189
Equipment | Heat Pump Water Heater | Commercial | New | Grocery | 8790.3251 | 0.65321 | 10 | 0.61672 | 3.2355 | 1006 | 7965.2684 | 2716.7698 | 1006 | 2.7006 | 7965.2684 | 1006 | 7.9178 | 2716.7698 | 7965.2684 | 0.34108 | 2716.7698 | 0.97968
Equipment | Heat Pump Water Heater | Commercial | New | Healthcare | 5860.2167 | 0.65321 | 10 | 0.99034 | 0.65869 | 1006 | 5336.428 | 1987.6953 | 1006 | 1.9758 | 5336.428 | 1006 | 5.3046 | 1987.6953 | 5336.428 | 0.37248 | 1987.6953 | 1.4695
Equipment | Heat Pump Water Heater | Commercial | New | Hospitals | 177271.556 | 0.65321 | 10 | 9.4291 | 51.0065 | 15090 | 160496.5821 | 54501.0701 | 15090 | 3.6117 | 160496.5821 | 15090 | 10.636 | 54501.0701 | 160496.5821 | 0.33958 | 54501.0701 | 0.72868
Equipment | Heat Pump Water Heater | Commercial | New | Institutional | 351613.0036 | 0.65321 | 10 | 59.4203 | 39.5217 | 25150 | 320185.6771 | 119261.7202 | 25150 | 4.742 | 320185.6771 | 25150 | 12.731 | 119261.7202 | 320185.6771 | 0.37248 | 119261.7202 | 0.6123
Equipment | Heat Pump Water Heater | Commercial | New | Lodging/Hospitality | 42193.5604 | 0.65321 | 10 | 2.9603 | 15.5303 | 3018 | 38233.2884 | 13040.4952 | 3018 | 4.3209 | 38233.2884 | 3018 | 12.6684 | 13040.4952 | 38233.2884 | 0.34108 | 13040.4952 | 0.6123
Equipment | Heat Pump Water Heater | Commercial | New | Miscellaneous | 263709.7527 | 0.65321 | 10 | 44.5652 | 29.6412 | 20120 | 240139.2578 | 89446.2901 | 20120 | 4.4456 | 240139.2578 | 20120 | 11.9354 | 89446.2901 | 240139.2578 | 0.37248 | 89446.2901 | 0.65312
Equipment | Heat Pump Water Heater | Commercial | New | Offices | 36626.3545 | 0.65321 | 10 | 6.1896 | 4.1168 | 3018 | 33352.6747 | 12423.0959 | 3018 | 4.1163 | 33352.6747 | 3018 | 11.0513 | 12423.0959 | 33352.6747 | 0.37248 | 12423.0959 | 0.70537
Equipment | Heat Pump Water Heater | Commercial | New | Restaurants | 14650.5418 | 0.65321 | 10 | 1.0279 | 5.3925 | 2012 | 13275.4474 | 4527.9497 | 2012 | 2.2505 | 13275.4474 | 2012 | 6.5981 | 4527.9497 | 13275.4474 | 0.34108 | 4527.9497 | 1.1756
Equipment | Heat Pump Water Heater | Commercial | New | Retail | 26107.2655 | 0.65321 | 10 | 1.8317 | 9.6094 | 3018 | 23656.8472 | 8068.8064 | 3018 | 2.6736 | 23656.8472 | 3018 | 7.8386 | 8068.8064 | 23656.8472 | 0.34108 | 8068.8064 | 0.98957
Equipment | Heat Pump Water Heater | Commercial | New | Schools K-12 | 1831.3579 | 0.65321 | 10 | 0.30949 | 0.20585 | 1006 | 1667.6703 | 621.1684 | 1006 | 0.61746 | 1667.6703 | 1006 | 1.6577 | 621.1684 | 1667.6703 | 0.37248 | 621.1684 | 4.7023
Equipment | Heat Pump Water Heater | Commercial | New | Warehouse | 8790.3251 | 0.65321 | 10 | 1.4855 | 0.98804 | 1006 | 8004.6419 | 2981.543 | 1006 | 2.9638 | 8004.6419 | 1006 | 7.9569 | 2981.543 | 8004.6419 | 0.37248 | 2981.543 | 0.97968
Equipment | Instantaneous Hot Water System | Commercial | Turnover | Assembly | 352.1017 | 0.058469 | 20 | 0.039006 | 0.044946 | 2967 | 481.6333 | 165.2188 | 2967 | 0.055685 | 481.6333 | 2967 | 0.16233 | 165.2188 | 481.6333 | 0.34304 | 165.2188 | 72.1338
Equipment | Instantaneous Hot Water System | Commercial | Turnover | College and University | 8098.3397 | 0.058469 | 20 | 0.76527 | 1.8458 | 29670 | 11068.5621 | 3824.6549 | 29670 | 0.12891 | 11068.5621 | 29670 | 0.37306 | 3824.6549 | 11068.5621 | 0.34554 | 3824.6549 | 31.3625
Equipment | Instantaneous Hot Water System | Commercial | Turnover | Grocery | 704.2034 | 0.058469 | 20 | 0.078341 | 0.081744 | 2967 | 963.2891 | 330.905 | 2967 | 0.11153 | 963.2891 | 2967 | 0.32467 | 330.905 | 963.2891 | 0.34352 | 330.905 | 36.0669
Equipment | Instantaneous Hot Water System | Commercial | Turnover | Healthcare | 469.469 | 0.058469 | 20 | 0.052008 | 0.059928 | 2967 | 642.1777 | 220.2918 | 2967 | 0.074247 | 642.1777 | 2967 | 0.21644 | 220.2918 | 642.1777 | 0.34304 | 220.2918 | 54.1003
Equipment | Instantaneous Hot Water System | Commercial | Turnover | Hospitals | 14201.4362 | 0.058469 | 20 | 1.342 | 3.2369 | 44505 | 19410.0872 | 6707.0035 | 44505 | 0.1507 | 19410.0872 | 44505 | 0.43613 | 6707.0035 | 19410.0872 | 0.34554 | 6707.0035 | 26.8266
Equipment | Instantaneous Hot Water System | Commercial | Turnover | Institutional | 28168.138 | 0.058469 | 20 | 3.1205 | 3.5957 | 74175 | 38530.6649 | 13217.5059 | 74175 | 0.17819 | 38530.6649 | 74175 | 0.51946 | 13217.5059 | 38530.6649 | 0.34304 | 13217.5059 | 22.5418
Equipment | Instantaneous Hot Water System | Commercial | Turnover | Lodging/Hospitality | 3380.1766 | 0.058469 | 20 | 0.37604 | 0.39237 | 8901 | 4623.7875 | 1588.3439 | 8901 | 0.17845 | 4623.7875 | 8901 | 0.51947 | 1588.3439 | 4623.7875 | 0.34352 | 1588.3439 | 22.5418
Equipment | Instantaneous Hot Water System | Commercial | Turnover | Miscellaneous | 21126.1035 | 0.058469 | 20 | 2.3404 | 2.6968 | 59340 | 28897.9987 | 9913.1295 | 59340 | 0.16706 | 28897.9987 | 59340 | 0.48699 | 9913.1295 | 28897.9987 | 0.34304 | 9913.1295 | 24.0446
Equipment | Instantaneous Hot Water System | Commercial | Turnover | Offices | 2934.181 | 0.058469 | 20 | 0.32505 | 0.37455 | 8901 | 4013.6109 | 1376.8235 | 8901 | 0.15468 | 4013.6109 | 8901 | 0.45092 | 1376.8235 | 4013.6109 | 0.34304 | 1376.8235 | 25.9682
Equipment | Instantaneous Hot Water System | Commercial | Turnover | Restaurants | 1173.6724 | 0.058469 | 20 | 0.13057 | 0.13624 | 5934 | 1605.4818 | 551.5083 | 5934 | 0.09294 | 1605.4818 | 5934 | 0.27056 | 551.5083 | 1605.4818 | 0.34352 | 551.5083 | 43.2803
Equipment | Instantaneous Hot Water System | Commercial | Turnover | Retail | 2091.4842 | 0.058469 | 20 | 0.23267 | 0.24278 | 8901 | 2860.9685 | 982.7878 | 8901 | 0.11041 | 2860.9685 | 8901 | 0.32142 | 982.7878 | 2860.9685 | 0.34352 | 982.7878 | 36.4312
Equipment | Instantaneous Hot Water System | Commercial | Turnover | Schools K-12 | 146.7123 | 0.058469 | 20 | 0.016253 | 0.018728 | 2967 | 200.6849 | 68.8427 | 2967 | 0.023203 | 200.6849 | 2967 | 0.067639 | 68.8427 | 200.6849 | 0.34304 | 68.8427 | 173.1172
Equipment | Instantaneous Hot Water System | Commercial | Turnover | Warehouse | 704.2034 | 0.058469 | 20 | 0.078013 | 0.089892 | 2967 | 963.2666 | 330.4376 | 2967 | 0.11137 | 963.2666 | 2967 | 0.32466 | 330.4376 | 963.2666 | 0.34304 | 330.4376 | 36.0669
Equipment | Instantaneous Hot Water System | Commercial | New | Assembly | 352.1017 | 0.058469 | 20 | 0.039006 | 0.044946 | 2967 | 481.6333 | 165.2188 | 2967 | 0.055685 | 481.6333 | 2967 | 0.16233 | 165.2188 | 481.6333 | 0.34304 | 165.2188 | 72.1338
Equipment | Instantaneous Hot Water System | Commercial | New | College and University | 8098.3397 | 0.058469 | 20 | 0.76527 | 1.8458 | 29670 | 11068.5621 | 3824.6549 | 29670 | 0.12891 | 11068.5621 | 29670 | 0.37306 | 3824.6549 | 11068.5621 | 0.34554 | 3824.6549 | 31.3625
Equipment | Instantaneous Hot Water System | Commercial | New | Grocery | 704.2034 | 0.058469 | 20 | 0.078341 | 0.081744 | 2967 | 963.2891 | 330.905 | 2967 | 0.11153 | 963.2891 | 2967 | 0.32467 | 330.905 | 963.2891 | 0.34352 | 330.905 | 36.0669
Equipment | Instantaneous Hot Water System | Commercial | New | Healthcare | 469.469 | 0.058469 | 20 | 0.052008 | 0.059928 | 2967 | 642.1777 | 220.2918 | 2967 | 0.074247 | 642.1777 | 2967 | 0.21644 | 220.2918 | 642.1777 | 0.34304 | 220.2918 | 54.1003
Equipment | Instantaneous Hot Water System | Commercial | New | Hospitals | 14201.4362 | 0.058469 | 20 | 1.342 | 3.2369 | 44505 | 19410.0872 | 6707.0035 | 44505 | 0.1507 | 19410.0872 | 44505 | 0.43613 | 6707.0035 | 19410.0872 | 0.34554 | 6707.0035 | 26.8266
Equipment | Instantaneous Hot Water System | Commercial | New | Institutional | 28168.138 | 0.058469 | 20 | 3.1205 | 3.5957 | 74175 | 38530.6649 | 13217.5059 | 74175 | 0.17819 | 38530.6649 | 74175 | 0.51946 | 13217.5059 | 38530.6649 | 0.34304 | 13217.5059 | 22.5418
Equipment | Instantaneous Hot Water System | Commercial | New | Lodging/Hospitality | 3380.1766 | 0.058469 | 20 | 0.37604 | 0.39237 | 8901 | 4623.7875 | 1588.3439 | 8901 | 0.17845 | 4623.7875 | 8901 | 0.51947 | 1588.3439 | 4623.7875 | 0.34352 | 1588.3439 | 22.5418
Equipment | Instantaneous Hot Water System | Commercial | New | Miscellaneous | 21126.1035 | 0.058469 | 20 | 2.3404 | 2.6968 | 59340 | 28897.9987 | 9913.1295 | 59340 | 0.16706 | 28897.9987 | 59340 | 0.48699 | 9913.1295 | 28897.9987 | 0.34304 | 9913.1295 | 24.0446
Equipment | Instantaneous Hot Water System | Commercial | New | Offices | 2934.181 | 0.058469 | 20 | 0.32505 | 0.37455 | 8901 | 4013.6109 | 1376.8235 | 8901 | 0.15468 | 4013.6109 | 8901 | 0.45092 | 1376.8235 | 4013.6109 | 0.34304 | 1376.8235 | 25.9682
Equipment | Instantaneous Hot Water System | Commercial | New | Restaurants | 1173.6724 | 0.058469 | 20 | 0.13057 | 0.13624 | 5934 | 1605.4818 | 551.5083 | 5934 | 0.09294 | 1605.4818 | 5934 | 0.27056 | 551.5083 | 1605.4818 | 0.34352 | 551.5083 | 43.2803
Equipment | Instantaneous Hot Water System | Commercial | New | Retail | 2091.4842 | 0.058469 | 20 | 0.23267 | 0.24278 | 8901 | 2860.9685 | 982.7878 | 8901 | 0.11041 | 2860.9685 | 8901 | 0.32142 | 982.7878 | 2860.9685 | 0.34352 | 982.7878 | 36.4312
Equipment | Instantaneous Hot Water System | Commercial | New | Schools K-12 | 146.7123 | 0.058469 | 20 | 0.016253 | 0.018728 | 2967 | 200.6849 | 68.8427 | 2967 | 0.023203 | 200.6849 | 2967 | 0.067639 | 68.8427 | 200.6849 | 0.34304 | 68.8427 | 173.1172
Equipment | Instantaneous Hot Water System | Commercial | New | Warehouse | 704.2034 | 0.058469 | 20 | 0.078013 | 0.089892 | 2967 | 963.2666 | 330.4376 | 2967 | 0.11137 | 963.2666 | 2967 | 0.32466 | 330.4376 | 963.2666 | 0.34304 | 330.4376 | 36.0669
Equipment | Solar Water Heater | Commercial | Turnover | Assembly | 5158.5545 | 0.76667 | 15 | 0.38556 | 0.05413 | 6767 | 6058.9588 | 2122.6338 | 6767 | 0.31367 | 6058.9588 | 6767 | 0.89537 | 2122.6338 | 6058.9588 | 0.35033 | 2122.6338 | 11.2294
Equipment | Solar Water Heater | Commercial | Turnover | College and University | 118646.7544 | 0.76667 | 15 | 8.8679 | 1.245 | 67670 | 139356.0529 | 48820.5784 | 67670 | 0.72145 | 139356.0529 | 67670 | 2.0593 | 48820.5784 | 139356.0529 | 0.35033 | 48820.5784 | 4.8824
Equipment | Solar Water Heater | Commercial | Turnover | Grocery | 10317.1091 | 0.76667 | 15 | 0.77112 | 0.10826 | 6767 | 12117.9176 | 4245.2677 | 6767 | 0.62735 | 12117.9176 | 6767 | 1.7907 | 4245.2677 | 12117.9176 | 0.35033 | 4245.2677 | 5.6147
Equipment | Solar Water Heater | Commercial | Turnover | Healthcare | 6878.0727 | 0.76667 | 15 | 0.51408 | 0.072174 | 6767 | 8078.6118 | 2830.1785 | 6767 | 0.41823 | 8078.6118 | 6767 | 1.1938 | 2830.1785 | 8078.6118 | 0.35033 | 2830.1785 | 8.4221
Equipment | Solar Water Heater | Commercial | Turnover | Hospitals | 208061.6998 | 0.76667 | 15 | 15.5509 | 2.1833 | 101505 | 244378.0058 | 85612.8984 | 101505 | 0.84344 | 244378.0058 | 101505 | 2.4075 | 85612.8984 | 244378.0058 | 0.35033 | 85612.8984 | 4.1762
Equipment | Solar Water Heater | Commercial | Turnover | Institutional | 412684.3632 | 0.76667 | 15 | 30.8448 | 4.3304 | 169175 | 484716.7058 | 169810.7075 | 169175 | 1.0038 | 484716.7058 | 169175 | 2.8652 | 169810.7075 | 484716.7058 | 0.35033 | 169810.7075 | 3.5092
Equipment | Solar Water Heater | Commercial | Turnover | Lodging/Hospitality | 49522.1236 | 0.76667 | 15 | 3.7014 | 0.51965 | 20301 | 58166.0047 | 20377.2849 | 20301 | 1.0038 | 58166.0047 | 20301 | 2.8652 | 20377.2849 | 58166.0047 | 0.35033 | 20377.2849 | 3.5092
Equipment | Solar Water Heater | Commercial | Turnover | Miscellaneous | 309513.2724 | 0.76667 | 15 | 23.1336 | 3.2478 | 135340 | 363537.5293 | 127358.0307 | 135340 | 0.94102 | 363537.5293 | 135340 | 2.6861 | 127358.0307 | 363537.5293 | 0.35033 | 127358.0307 | 3.7431
Equipment | Solar Water Heater | Commercial | Turnover | Offices | 42987.9545 | 0.76667 | 15 | 3.213 | 0.45109 | 20301 | 50491.3235 | 17688.6154 | 20301 | 0.87132 | 50491.3235 | 20301 | 2.4871 | 17688.6154 | 50491.3235 | 0.35033 | 17688.6154 | 4.0426
Equipment | Solar Water Heater | Commercial | Turnover | Restaurants | 17195.1818 | 0.76667 | 15 | 1.2852 | 0.18043 | 13534 | 20196.5294 | 7075.4461 | 13534 | 0.52279 | 20196.5294 | 13534 | 1.4923 | 7075.4461 | 20196.5294 | 0.35033 | 7075.4461 | 6.7377
Equipment | Solar Water Heater | Commercial | Turnover | Retail | 30641.814 | 0.76667 | 15 | 2.2902 | 0.32153 | 20301 | 35990.2154 | 12608.445 | 20301 | 0.62108 | 35990.2154 | 20301 | 1.7728 | 12608.445 | 35990.2154 | 0.35033 | 12608.445 | 5.6714
Equipment | Solar Water Heater | Commercial | Turnover | Schools K-12 | 2149.4448 | 0.76667 | 15 | 0.16065 | 0.022555 | 6767 | 2524.6215 | 884.4502 | 6767 | 0.1307 | 2524.6215 | 6767 | 0.37308 | 884.4502 | 2524.6215 | 0.35033 | 884.4502 | 26.95
Equipment | Solar Water Heater | Commercial | Turnover | Warehouse | 10317.1091 | 0.76667 | 15 | 0.77112 | 0.10826 | 6767 | 12117.9176 | 4245.2677 | 6767 | 0.62735 | 12117.9176 | 6767 | 1.7907 | 4245.2677 | 12117.9176 | 0.35033 | 4245.2677 | 5.6147
Equipment | Solar Water Heater | Commercial | New | Assembly | 5158.5545 | 0.76667 | 15 | 0.38556 | 0.05413 | 6767 | 6058.9588 | 2122.6338 | 6767 | 0.31367 | 6058.9588 | 6767 | 0.89537 | 2122.6338 | 6058.9588 | 0.35033 | 2122.6338 | 11.2294
Equipment | Solar Water Heater | Commercial | New | College and University | 118646.7544 | 0.76667 | 15 | 8.8679 | 1.245 | 67670 | 139356.0529 | 48820.5784 | 67670 | 0.72145 | 139356.0529 | 67670 | 2.0593 | 48820.5784 | 139356.0529 | 0.35033 | 48820.5784 | 4.8824
Equipment | Solar Water Heater | Commercial | New | Grocery | 10317.1091 | 0.76667 | 15 | 0.77112 | 0.10826 | 6767 | 12117.9176 | 4245.2677 | 6767 | 0.62735 | 12117.9176 | 6767 | 1.7907 | 4245.2677 | 12117.9176 | 0.35033 | 4245.2677 | 5.6147
Equipment | Solar Water Heater | Commercial | New | Healthcare | 6878.0727 | 0.76667 | 15 | 0.51408 | 0.072174 | 6767 | 8078.6118 | 2830.1785 | 6767 | 0.41823 | 8078.6118 | 6767 | 1.1938 | 2830.1785 | 8078.6118 | 0.35033 | 2830.1785 | 8.4221
Equipment | Solar Water Heater | Commercial | New | Hospitals | 208061.6998 | 0.76667 | 15 | 15.5509 | 2.1833 | 101505 | 244378.0058 | 85612.8984 | 101505 | 0.84344 | 244378.0058 | 101505 | 2.4075 | 85612.8984 | 244378.0058 | 0.35033 | 85612.8984 | 4.1762
Equipment | Solar Water Heater | Commercial | New | Institutional | 412684.3632 | 0.76667 | 15 | 30.8448 | 4.3304 | 169175 | 484716.7058 | 169810.7075 | 169175 | 1.0038 | 484716.7058 | 169175 | 2.8652 | 169810.7075 | 484716.7058 | 0.35033 | 169810.7075 | 3.5092
Equipment | Solar Water Heater | Commercial | New | Lodging/Hospitality | 49522.1236 | 0.76667 | 15 | 3.7014 | 0.51965 | 20301 | 58166.0047 | 20377.2849 | 20301 | 1.0038 | 58166.0047 | 20301 | 2.8652 | 20377.2849 | 58166.0047 | 0.35033 | 20377.2849 | 3.5092
Equipment | Solar Water Heater | Commercial | New | Miscellaneous | 309513.2724 | 0.76667 | 15 | 23.1336 | 3.2478 | 135340 | 363537.5293 | 127358.0307 | 135340 | 0.94102 | 363537.5293 | 135340 | 2.6861 | 127358.0307 | 363537.5293 | 0.35033 | 127358.0307 | 3.7431
Equipment | Solar Water Heater | Commercial | New | Offices | 42987.9545 | 0.76667 | 15 | 3.213 | 0.45109 | 20301 | 50491.3235 | 17688.6154 | 20301 | 0.87132 | 50491.3235 | 20301 | 2.4871 | 17688.6154 | 50491.3235 | 0.35033 | 17688.6154 | 4.0426
Equipment | Solar Water Heater | Commercial | New | Restaurants | 17195.1818 | 0.76667 | 15 | 1.2852 | 0.18043 | 13534 | 20196.5294 | 7075.4461 | 13534 | 0.52279 | 20196.5294 | 13534 | 1.4923 | 7075.4461 | 20196.5294 | 0.35033 | 7075.4461 | 6.7377
Equipment | Solar Water Heater | Commercial | New | Retail | 30641.814 | 0.76667 | 15 | 2.2902 | 0.32153 | 20301 | 35990.2154 | 12608.445 | 20301 | 0.62108 | 35990.2154 | 20301 | 1.7728 | 12608.445 | 35990.2154 | 0.35033 | 12608.445 | 5.6714
Equipment | Solar Water Heater | Commercial | New | Schools K-12 | 2149.4448 | 0.76667 | 15 | 0.16065 | 0.022555 | 6767 | 2524.6215 | 884.4502 | 6767 | 0.1307 | 2524.6215 | 6767 | 0.37308 | 884.4502 | 2524.6215 | 0.35033 | 884.4502 | 26.95
Equipment | Solar Water Heater | Commercial | New | Warehouse | 10317.1091 | 0.76667 | 15 | 0.77112 | 0.10826 | 6767 | 12117.9176 | 4245.2677 | 6767 | 0.62735 | 12117.9176 | 6767 | 1.7907 | 4245.2677 | 12117.9176 | 0.35033 | 4245.2677 | 5.6147
Equipment | CFL - 15W Flood | Commercial | Turnover | Assembly | 200.9 | 0.76923 | 7.8 | 0 | 0 | 3.92 | 150.9182 | 46.7981 | 3.92 | 11.9383 | 150.9182 | 3.92 | 38.4996 | 46.7981 | 150.9182 | 0.31009 | 46.7981 | 0.16703
Equipment | CFL - 15W Flood | Commercial | Turnover | College and University | 200.9 | 0.76923 | 7.8 | 0 | 0 | 3.92 | 150.9182 | 46.7981 | 3.92 | 11.9383 | 150.9182 | 3.92 | 38.4996 | 46.7981 | 150.9182 | 0.31009 | 46.7981 | 0.16703
Equipment | CFL - 15W Flood | Commercial | Turnover | Grocery | 200.9 | 0.76923 | 7.8 | 0 | 0 | 3.92 | 150.9182 | 46.7981 | 3.92 | 11.9383 | 150.9182 | 3.92 | 38.4996 | 46.7981 | 150.9182 | 0.31009 | 46.7981 | 0.16703
Equipment | CFL - 15W Flood | Commercial | Turnover | Healthcare | 200.9 | 0.76923 | 7.8 | 0 | 0 | 3.92 | 150.9182 | 46.7981 | 3.92 | 11.9383 | 150.9182 | 3.92 | 38.4996 | 46.7981 | 150.9182 | 0.31009 | 46.7981 | 0.16703
Equipment | CFL - 15W Flood | Commercial | Turnover | Hospitals | 200.9 | 0.76923 | 7.8 | 0 | 0 | 3.92 | 150.9182 | 46.7981 | 3.92 | 11.9383 | 150.9182 | 3.92 | 38.4996 | 46.7981 | 150.9182 | 0.31009 | 46.7981 | 0.16703
Equipment | CFL - 15W Flood | Commercial | Turnover | Institutional | 200.9 | 0.76923 | 7.8 | 0 | 0 | 3.92 | 150.9182 | 46.7981 | 3.92 | 11.9383 | 150.9182 | 3.92 | 38.4996 | 46.7981 | 150.9182 | 0.31009 | 46.7981 | 0.16703
Equipment | CFL - 15W Flood | Commercial | Turnover | Lodging/Hospitality | 200.9 | 0.76923 | 7.8 | 0 | 0 | 3.92 | 150.9182 | 46.7981 | 3.92 | 11.9383 | 150.9182 | 3.92 | 38.4996 | 46.7981 | 150.9182 | 0.31009 | 46.7981 | 0.16703
Equipment | CFL - 15W Flood | Commercial | Turnover | Miscellaneous | 200.9 | 0.76923 | 7.8 | 0 | 0 | 3.92 | 150.9182 | 46.7981 | 3.92 | 11.9383 | 150.9182 | 3.92 | 38.4996 | 46.7981 | 150.9182 | 0.31009 | 46.7981 | 0.16703
Equipment | CFL - 15W Flood | Commercial | Turnover | Offices | 200.9 | 0.76923 | 7.8 | 0 | 0 | 3.92 | 150.9182 | 46.7981 | 3.92 | 11.9383 | 150.9182 | 3.92 | 38.4996 | 46.7981 | 150.9182 | 0.31009 | 46.7981 | 0.16703
Equipment | CFL - 15W Flood | Commercial | Turnover | Restaurants | 200.9 | 0.76923 | 7.8 | 0 | 0 | 3.92 | 150.9182 | 46.7981 | 3.92 | 11.9383 | 150.9182 | 3.92 | 38.4996 | 46.7981 | 150.9182 | 0.31009 | 46.7981 | 0.16703
Equipment | CFL - 15W Flood | Commercial | Turnover | Retail | 200.9 | 0.76923 | 7.8 | 0 | 0 | 3.92 | 150.9182 | 46.7981 | 3.92 | 11.9383 | 150.9182 | 3.92 | 38.4996 | 46.7981 | 150.9182 | 0.31009 | 46.7981 | 0.16703
Equipment | CFL - 15W Flood | Commercial | Turnover | Schools K-12 | 200.9 | 0.76923 | 7.8 | 0 | 0 | 3.92 | 150.9182 | 46.7981 | 3.92 | 11.9383 | 150.9182 | 3.92 | 38.4996 | 46.7981 | 150.9182 | 0.31009 | 46.7981 | 0.16703
Equipment | CFL - 15W Flood | Commercial | Turnover | Warehouse | 200.9 | 0.76923 | 7.8 | 0 | 0 | 3.92 | 150.9182 | 46.7981 | 3.92 | 11.9383 | 150.9182 | 3.92 | 38.4996 | 46.7981 | 150.9182 | 0.31009 | 46.7981 | 0.16703
Equipment | CFL - 15W Flood | Commercial | New | Assembly | 200.9 | 0.76923 | 7.8 | 0 | 0 | 3.92 | 150.9182 | 46.7981 | 3.92 | 11.9383 | 150.9182 | 3.92 | 38.4996 | 46.7981 | 150.9182 | 0.31009 | 46.7981 | 0.16703
Equipment | CFL - 15W Flood | Commercial | New | College and University | 200.9 | 0.76923 | 7.8 | 0 | 0 | 3.92 | 150.9182 | 46.7981 | 3.92 | 11.9383 | 150.9182 | 3.92 | 38.4996 | 46.7981 | 150.9182 | 0.31009 | 46.7981 | 0.16703
Equipment | CFL - 15W Flood | Commercial | New | Grocery | 200.9 | 0.76923 | 7.8 | 0 | 0 | 3.92 | 150.9182 | 46.7981 | 3.92 | 11.9383 | 150.9182 | 3.92 | 38.4996 | 46.7981 | 150.9182 | 0.31009 | 46.7981 | 0.16703
Equipment | CFL - 15W Flood | Commercial | New | Healthcare | 200.9 | 0.76923 | 7.8 | 0 | 0 | 3.92 | 150.9182 | 46.7981 | 3.92 | 11.9383 | 150.9182 | 3.92 | 38.4996 | 46.7981 | 150.9182 | 0.31009 | 46.7981 | 0.16703
Equipment | CFL - 15W Flood | Commercial | New | Hospitals | 200.9 | 0.76923 | 7.8 | 0 | 0 | 3.92 | 150.9182 | 46.7981 | 3.92 | 11.9383 | 150.9182 | 3.92 | 38.4996 | 46.7981 | 150.9182 | 0.31009 | 46.7981 | 0.16703
Equipment | CFL - 15W Flood | Commercial | New | Institutional | 200.9 | 0.76923 | 7.8 | 0 | 0 | 3.92 | 150.9182 | 46.7981 | 3.92 | 11.9383 | 150.9182 | 3.92 | 38.4996 | 46.7981 | 150.9182 | 0.31009 | 46.7981 | 0.16703
Equipment | CFL - 15W Flood | Commercial | New | Lodging/Hospitality | 200.9 | 0.76923 | 7.8 | 0 | 0 | 3.92 | 150.9182 | 46.7981 | 3.92 | 11.9383 | 150.9182 | 3.92 | 38.4996 | 46.7981 | 150.9182 | 0.31009 | 46.7981 | 0.16703
Equipment | CFL - 15W Flood | Commercial | New | Miscellaneous | 200.9 | 0.76923 | 7.8 | 0 | 0 | 3.92 | 150.9182 | 46.7981 | 3.92 | 11.9383 | 150.9182 | 3.92 | 38.4996 | 46.7981 | 150.9182 | 0.31009 | 46.7981 | 0.16703
Equipment | CFL - 15W Flood | Commercial | New | Offices | 200.9 | 0.76923 | 7.8 | 0 | 0 | 3.92 | 150.9182 | 46.7981 | 3.92 | 11.9383 | 150.9182 | 3.92 | 38.4996 | 46.7981 | 150.9182 | 0.31009 | 46.7981 | 0.16703
Equipment | CFL - 15W Flood | Commercial | New | Restaurants | 200.9 | 0.76923 | 7.8 | 0 | 0 | 3.92 | 150.9182 | 46.7981 | 3.92 | 11.9383 | 150.9182 | 3.92 | 38.4996 | 46.7981 | 150.9182 | 0.31009 | 46.7981 | 0.16703
Equipment | CFL - 15W Flood | Commercial | New | Retail | 200.9 | 0.76923 | 7.8 | 0 | 0 | 3.92 | 150.9182 | 46.7981 | 3.92 | 11.9383 | 150.9182 | 3.92 | 38.4996 | 46.7981 | 150.9182 | 0.31009 | 46.7981 | 0.16703
Equipment | CFL - 15W Flood | Commercial | New | Schools K-12 | 200.9 | 0.76923 | 7.8 | 0 | 0 | 3.92 | 150.9182 | 46.7981 | 3.92 | 11.9383 | 150.9182 | 3.92 | 38.4996 | 46.7981 | 150.9182 | 0.31009 | 46.7981 | 0.16703
Equipment | CFL - 15W Flood | Commercial | New | Warehouse | 200.9 | 0.76923 | 7.8 | 0 | 0 | 3.92 | 150.9182 | 46.7981 | 3.92 | 11.9383 | 150.9182 | 3.92 | 38.4996 | 46.7981 | 150.9182 | 0.31009 | 46.7981 | 0.16703
Equipment | High Efficiency HID Lighting | Commercial | Turnover | Assembly | 484.169 | 0.34184 | 13 | 0 | 0 | 193.44 | 520.0143 | 161.1402 | 193.44 | 0.83302 | 520.0143 | 193.44 | 2.6882 | 161.1402 | 520.0143 | 0.30988 | 161.1402 | 3.4201
Equipment | High Efficiency HID Lighting | Commercial | Turnover | College and University | 484.169 | 0.34184 | 13 | 0 | 0 | 193.44 | 520.0143 | 161.1402 | 193.44 | 0.83302 | 520.0143 | 193.44 | 2.6882 | 161.1402 | 520.0143 | 0.30988 | 161.1402 | 3.4201
Equipment | High Efficiency HID Lighting | Commercial | Turnover | Grocery | 484.169 | 0.34184 | 13 | 0 | 0 | 193.44 | 520.0143 | 161.1402 | 193.44 | 0.83302 | 520.0143 | 193.44 | 2.6882 | 161.1402 | 520.0143 | 0.30988 | 161.1402 | 3.4201
Equipment | High Efficiency HID Lighting | Commercial | Turnover | Healthcare | 484.169 | 0.34184 | 13 | 0 | 0 | 193.44 | 520.0143 | 161.1402 | 193.44 | 0.83302 | 520.0143 | 193.44 | 2.6882 | 161.1402 | 520.0143 | 0.30988 | 161.1402 | 3.4201
Equipment | High Efficiency HID Lighting | Commercial | Turnover | Hospitals | 484.169 | 0.34184 | 13 | 0 | 0 | 193.44 | 520.0143 | 161.1402 | 193.44 | 0.83302 | 520.0143 | 193.44 | 2.6882 | 161.1402 | 520.0143 | 0.30988 | 161.1402 | 3.4201
Equipment | High Efficiency HID Lighting | Commercial | Turnover | Institutional | 484.169 | 0.34184 | 13 | 0 | 0 | 193.44 | 520.0143 | 161.1402 | 193.44 | 0.83302 | 520.0143 | 193.44 | 2.6882 | 161.1402 | 520.0143 | 0.30988 | 161.1402 | 3.4201
Equipment | High Efficiency HID Lighting | Commercial | Turnover | Lodging/Hospitality | 484.169 | 0.34184 | 13 | 0 | 0 | 193.44 | 520.0143 | 161.1402 | 193.44 | 0.83302 | 520.0143 | 193.44 | 2.6882 | 161.1402 | 520.0143 | 0.30988 | 161.1402 | 3.4201
Equipment | High Efficiency HID Lighting | Commercial | Turnover | Miscellaneous | 484.169 | 0.34184 | 13 | 0 | 0 | 193.44 | 520.0143 | 161.1402 | 193.44 | 0.83302 | 520.0143 | 193.44 | 2.6882 | 161.1402 | 520.0143 | 0.30988 | 161.1402 | 3.4201
Equipment | High Efficiency HID Lighting | Commercial | Turnover | Offices | 484.169 | 0.34184 | 13 | 0 | 0 | 193.44 | 520.0143 | 161.1402 | 193.44 | 0.83302 | 520.0143 | 193.44 | 2.6882 | 161.1402 | 520.0143 | 0.30988 | 161.1402 | 3.4201
Equipment | High Efficiency HID Lighting | Commercial | Turnover | Restaurants | 484.169 | 0.34184 | 13 | 0 | 0 | 193.44 | 520.0143 | 161.1402 | 193.44 | 0.83302 | 520.0143 | 193.44 | 2.6882 | 161.1402 | 520.0143 | 0.30988 | 161.1402 | 3.4201
Equipment | High Efficiency HID Lighting | Commercial | Turnover | Retail | 484.169 | 0.34184 | 13 | 0 | 0 | 193.44 | 520.0143 | 161.1402 | 193.44 | 0.83302 | 520.0143 | 193.44 | 2.6882 | 161.1402 | 520.0143 | 0.30988 | 161.1402 | 3.4201
Equipment | High Efficiency HID Lighting | Commercial | Turnover | Schools K-12 | 484.169 | 0.34184 | 13 | 0 | 0 | 193.44 | 520.0143 | 161.1402 | 193.44 | 0.83302 | 520.0143 | 193.44 | 2.6882 | 161.1402 | 520.0143 | 0.30988 | 161.1402 | 3.4201
Equipment | High Efficiency HID Lighting | Commercial | Turnover | Warehouse | 484.169 | 0.34184 | 13 | 0 | 0 | 193.44 | 520.0143 | 161.1402 | 193.44 | 0.83302 | 520.0143 | 193.44 | 2.6882 | 161.1402 | 520.0143 | 0.30988 | 161.1402 | 3.4201
Equipment | High Efficiency HID Lighting | Commercial | New | Assembly | 484.169 | 0.34184 | 13 | 0 | 0 | 193.44 | 520.0143 | 161.1402 | 193.44 | 0.83302 | 520.0143 | 193.44 | 2.6882 | 161.1402 | 520.0143 | 0.30988 | 161.1402 | 3.4201
Equipment | High Efficiency HID Lighting | Commercial | New | College and University | 484.169 | 0.34184 | 13 | 0 | 0 | 193.44 | 520.0143 | 161.1402 | 193.44 | 0.83302 | 520.0143 | 193.44 | 2.6882 | 161.1402 | 520.0143 | 0.30988 | 161.1402 | 3.4201
Equipment | High Efficiency HID Lighting | Commercial | New | Grocery | 484.169 | 0.34184 | 13 | 0 | 0 | 193.44 | 520.0143 | 161.1402 | 193.44 | 0.83302 | 520.0143 | 193.44 | 2.6882 | 161.1402 | 520.0143 | 0.30988 | 161.1402 | 3.4201
Equipment | High Efficiency HID Lighting | Commercial | New | Healthcare | 484.169 | 0.34184 | 13 | 0 | 0 | 193.44 | 520.0143 | 161.1402 | 193.44 | 0.83302 | 520.0143 | 193.44 | 2.6882 | 161.1402 | 520.0143 | 0.30988 | 161.1402 | 3.4201
Equipment | High Efficiency HID Lighting | Commercial | New | Hospitals | 484.169 | 0.34184 | 13 | 0 | 0 | 193.44 | 520.0143 | 161.1402 | 193.44 | 0.83302 | 520.0143 | 193.44 | 2.6882 | 161.1402 | 520.0143 | 0.30988 | 161.1402 | 3.4201
Equipment | High Efficiency HID Lighting | Commercial | New | Institutional | 484.169 | 0.34184 | 13 | 0 | 0 | 193.44 | 520.0143 | 161.1402 | 193.44 | 0.83302 | 520.0143 | 193.44 | 2.6882 | 161.1402 | 520.0143 | 0.30988 | 161.1402 | 3.4201
Equipment | High Efficiency HID Lighting | Commercial | New | Lodging/Hospitality | 484.169 | 0.34184 | 13 | 0 | 0 | 193.44 | 520.0143 | 161.1402 | 193.44 | 0.83302 | 520.0143 | 193.44 | 2.6882 | 161.1402 | 520.0143 | 0.30988 | 161.1402 | 3.4201
Equipment | High Efficiency HID Lighting | Commercial | New | Miscellaneous | 484.169 | 0.34184 | 13 | 0 | 0 | 193.44 | 520.0143 | 161.1402 | 193.44 | 0.83302 | 520.0143 | 193.44 | 2.6882 | 161.1402 | 520.0143 | 0.30988 | 161.1402 | 3.4201
Equipment | High Efficiency HID Lighting | Commercial | New | Offices | 484.169 | 0.34184 | 13 | 0 | 0 | 193.44 | 520.0143 | 161.1402 | 193.44 | 0.83302 | 520.0143 | 193.44 | 2.6882 | 161.1402 | 520.0143 | 0.30988 | 161.1402 | 3.4201
Equipment | High Efficiency HID Lighting | Commercial | New | Restaurants | 484.169 | 0.34184 | 13 | 0 | 0 | 193.44 | 520.0143 | 161.1402 | 193.44 | 0.83302 | 520.0143 | 193.44 | 2.6882 | 161.1402 | 520.0143 | 0.30988 | 161.1402 | 3.4201
Equipment | High Efficiency HID Lighting | Commercial | New | Retail | 484.169 | 0.34184 | 13 | 0 | 0 | 193.44 | 520.0143 | 161.1402 | 193.44 | 0.83302 | 520.0143 | 193.44 | 2.6882 | 161.1402 | 520.0143 | 0.30988 | 161.1402 | 3.4201
Equipment | High Efficiency HID Lighting | Commercial | New | Schools K-12 | 484.169 | 0.34184 | 13 | 0 | 0 | 193.44 | 520.0143 | 161.1402 | 193.44 | 0.83302 | 520.0143 | 193.44 | 2.6882 | 161.1402 | 520.0143 | 0.30988 | 161.1402 | 3.4201
Equipment | High Efficiency HID Lighting | Commercial | New | Warehouse | 484.169 | 0.34184 | 13 | 0 | 0 | 193.44 | 520.0143 | 161.1402 | 193.44 | 0.83302 | 520.0143 | 193.44 | 2.6882 | 161.1402 | 520.0143 | 0.30988 | 161.1402 | 3.4201
Equipment | LED - 9W Flood | Commercial | Turnover | Assembly | 225.008 | 0.86154 | 15 | 0 | 0 | 3.14 | 263.2945 | 81.4062 | 3.14 | 25.9255 | 263.2945 | 3.14 | 83.8518 | 81.4062 | 263.2945 | 0.30918 | 81.4062 | 0.11946
Equipment | LED - 9W Flood | Commercial | Turnover | College and University | 225.008 | 0.86154 | 15 | 0 | 0 | 3.14 | 263.2945 | 81.4062 | 3.14 | 25.9255 | 263.2945 | 3.14 | 83.8518 | 81.4062 | 263.2945 | 0.30918 | 81.4062 | 0.11946
Equipment | LED - 9W Flood | Commercial | Turnover | Grocery | 225.008 | 0.86154 | 15 | 0 | 0 | 3.14 | 263.2945 | 81.4062 | 3.14 | 25.9255 | 263.2945 | 3.14 | 83.8518 | 81.4062 | 263.2945 | 0.30918 | 81.4062 | 0.11946
Equipment | LED - 9W Flood | Commercial | Turnover | Healthcare | 225.008 | 0.86154 | 15 | 0 | 0 | 3.14 | 263.2945 | 81.4062 | 3.14 | 25.9255 | 263.2945 | 3.14 | 83.8518 | 81.4062 | 263.2945 | 0.30918 | 81.4062 | 0.11946
Equipment | LED - 9W Flood | Commercial | Turnover | Hospitals | 225.008 | 0.86154 | 15 | 0 | 0 | 3.14 | 263.2945 | 81.4062 | 3.14 | 25.9255 | 263.2945 | 3.14 | 83.8518 | 81.4062 | 263.2945 | 0.30918 | 81.4062 | 0.11946
Equipment | LED - 9W Flood | Commercial | Turnover | Institutional | 225.008 | 0.86154 | 15 | 0 | 0 | 3.14 | 263.2945 | 81.4062 | 3.14 | 25.9255 | 263.2945 | 3.14 | 83.8518 | 81.4062 | 263.2945 | 0.30918 | 81.4062 | 0.11946
Equipment | LED - 9W Flood | Commercial | Turnover | Lodging/Hospitality | 225.008 | 0.86154 | 15 | 0 | 0 | 3.14 | 263.2945 | 81.4062 | 3.14 | 25.9255 | 263.2945 | 3.14 | 83.8518 | 81.4062 | 263.2945 | 0.30918 | 81.4062 | 0.11946
Equipment | LED - 9W Flood | Commercial | Turnover | Miscellaneous | 225.008 | 0.86154 | 15 | 0 | 0 | 3.14 | 263.2945 | 81.4062 | 3.14 | 25.9255 | 263.2945 | 3.14 | 83.8518 | 81.4062 | 263.2945 | 0.30918 | 81.4062 | 0.11946
Equipment | LED - 9W Flood | Commercial | Turnover | Offices | 225.008 | 0.86154 | 15 | 0 | 0 | 3.14 | 263.2945 | 81.4062 | 3.14 | 25.9255 | 263.2945 | 3.14 | 83.8518 | 81.4062 | 263.2945 | 0.30918 | 81.4062 | 0.11946
Equipment | LED - 9W Flood | Commercial | Turnover | Restaurants | 225.008 | 0.86154 | 15 | 0 | 0 | 3.14 | 263.2945 | 81.4062 | 3.14 | 25.9255 | 263.2945 | 3.14 | 83.8518 | 81.4062 | 263.2945 | 0.30918 | 81.4062 | 0.11946
Equipment | LED - 9W Flood | Commercial | Turnover | Retail | 225.008 | 0.86154 | 15 | 0 | 0 | 3.14 | 263.2945 | 81.4062 | 3.14 | 25.9255 | 263.2945 | 3.14 | 83.8518 | 81.4062 | 263.2945 | 0.30918 | 81.4062 | 0.11946
Equipment | LED - 9W Flood | Commercial | Turnover | Schools K-12 | 225.008 | 0.86154 | 15 | 0 | 0 | 3.14 | 263.2945 | 81.4062 | 3.14 | 25.9255 | 263.2945 | 3.14 | 83.8518 | 81.4062 | 263.2945 | 0.30918 | 81.4062 | 0.11946
Equipment | LED - 9W Flood | Commercial | Turnover | Warehouse | 225.008 | 0.86154 | 15 | 0 | 0 | 3.14 | 263.2945 | 81.4062 | 3.14 | 25.9255 | 263.2945 | 3.14 | 83.8518 | 81.4062 | 263.2945 | 0.30918 | 81.4062 | 0.11946
Equipment | LED - 9W Flood | Commercial | New | Assembly | 225.008 | 0.86154 | 15 | 0 | 0 | 3.14 | 263.2945 | 81.4062 | 3.14 | 25.9255 | 263.2945 | 3.14 | 83.8518 | 81.4062 | 263.2945 | 0.30918 | 81.4062 | 0.11946
Equipment | LED - 9W Flood | Commercial | New | College and University | 225.008 | 0.86154 | 15 | 0 | 0 | 3.14 | 263.2945 | 81.4062 | 3.14 | 25.9255 | 263.2945 | 3.14 | 83.8518 | 81.4062 | 263.2945 | 0.30918 | 81.4062 | 0.11946
Equipment | LED - 9W Flood | Commercial | New | Grocery | 225.008 | 0.86154 | 15 | 0 | 0 | 3.14 | 263.2945 | 81.4062 | 3.14 | 25.9255 | 263.2945 | 3.14 | 83.8518 | 81.4062 | 263.2945 | 0.30918 | 81.4062 | 0.11946
Equipment | LED - 9W Flood | Commercial | New | Healthcare | 225.008 | 0.86154 | 15 | 0 | 0 | 3.14 | 263.2945 | 81.4062 | 3.14 | 25.9255 | 263.2945 | 3.14 | 83.8518 | 81.4062 | 263.2945 | 0.30918 | 81.4062 | 0.11946
Equipment | LED - 9W Flood | Commercial | New | Hospitals | 225.008 | 0.86154 | 15 | 0 | 0 | 3.14 | 263.2945 | 81.4062 | 3.14 | 25.9255 | 263.2945 | 3.14 | 83.8518 | 81.4062 | 263.2945 | 0.30918 | 81.4062 | 0.11946
Equipment | LED - 9W Flood | Commercial | New | Institutional | 225.008 | 0.86154 | 15 | 0 | 0 | 3.14 | 263.2945 | 81.4062 | 3.14 | 25.9255 | 263.2945 | 3.14 | 83.8518 | 81.4062 | 263.2945 | 0.30918 | 81.4062 | 0.11946
Equipment | LED - 9W Flood | Commercial | New | Lodging/Hospitality | 225.008 | 0.86154 | 15 | 0 | 0 | 3.14 | 263.2945 | 81.4062 | 3.14 | 25.9255 | 263.2945 | 3.14 | 83.8518 | 81.4062 | 263.2945 | 0.30918 | 81.4062 | 0.11946
Equipment | LED - 9W Flood | Commercial | New | Miscellaneous | 225.008 | 0.86154 | 15 | 0 | 0 | 3.14 | 263.2945 | 81.4062 | 3.14 | 25.9255 | 263.2945 | 3.14 | 83.8518 | 81.4062 | 263.2945 | 0.30918 | 81.4062 | 0.11946
Equipment | LED - 9W Flood | Commercial | New | Offices | 225.008 | 0.86154 | 15 | 0 | 0 | 3.14 | 263.2945 | 81.4062 | 3.14 | 25.9255 | 263.2945 | 3.14 | 83.8518 | 81.4062 | 263.2945 | 0.30918 | 81.4062 | 0.11946
Equipment | LED - 9W Flood | Commercial | New | Restaurants | 225.008 | 0.86154 | 15 | 0 | 0 | 3.14 | 263.2945 | 81.4062 | 3.14 | 25.9255 | 263.2945 | 3.14 | 83.8518 | 81.4062 | 263.2945 | 0.30918 | 81.4062 | 0.11946
Equipment | LED - 9W Flood | Commercial | New | Retail | 225.008 | 0.86154 | 15 | 0 | 0 | 3.14 | 263.2945 | 81.4062 | 3.14 | 25.9255 | 263.2945 | 3.14 | 83.8518 | 81.4062 | 263.2945 | 0.30918 | 81.4062 | 0.11946
Equipment | LED - 9W Flood | Commercial | New | Schools K-12 | 225.008 | 0.86154 | 15 | 0 | 0 | 3.14 | 263.2945 | 81.4062 | 3.14 | 25.9255 | 263.2945 | 3.14 | 83.8518 | 81.4062 | 263.2945 | 0.30918 | 81.4062 | 0.11946
Equipment | LED - 9W Flood | Commercial | New | Warehouse | 225.008 | 0.86154 | 15 | 0 | 0 | 3.14 | 263.2945 | 81.4062 | 3.14 | 25.9255 | 263.2945 | 3.14 | 83.8518 | 81.4062 | 263.2945 | 0.30918 | 81.4062 | 0.11946
Equipment | LED Display Lighting (Exterior) | Commercial | Turnover | Assembly | 377.692 | 0.87037 | 15 | 0 | 0 | 35 | 441.9586 | 136.6461 | 35 | 3.9042 | 441.9586 | 35 | 12.6274 | 136.6461 | 441.9586 | 0.30918 | 136.6461 | 0.79327
Equipment | LED Display Lighting (Exterior) | Commercial | Turnover | College and University | 377.692 | 0.87037 | 15 | 0 | 0 | 35 | 441.9586 | 136.6461 | 35 | 3.9042 | 441.9586 | 35 | 12.6274 | 136.6461 | 441.9586 | 0.30918 | 136.6461 | 0.79327
Equipment | LED Display Lighting (Exterior) | Commercial | Turnover | Grocery | 377.692 | 0.87037 | 15 | 0 | 0 | 35 | 441.9586 | 136.6461 | 35 | 3.9042 | 441.9586 | 35 | 12.6274 | 136.6461 | 441.9586 | 0.30918 | 136.6461 | 0.79327
Equipment | LED Display Lighting (Exterior) | Commercial | Turnover | Healthcare | 377.692 | 0.87037 | 15 | 0 | 0 | 35 | 441.9586 | 136.6461 | 35 | 3.9042 | 441.9586 | 35 | 12.6274 | 136.6461 | 441.9586 | 0.30918 | 136.6461 | 0.79327
Equipment | LED Display Lighting (Exterior) | Commercial | Turnover | Hospitals | 377.692 | 0.87037 | 15 | 0 | 0 | 35 | 441.9586 | 136.6461 | 35 | 3.9042 | 441.9586 | 35 | 12.6274 | 136.6461 | 441.9586 | 0.30918 | 136.6461 | 0.79327
Equipment | LED Display Lighting (Exterior) | Commercial | Turnover | Institutional | 377.692 | 0.87037 | 15 | 0 | 0 | 35 | 441.9586 | 136.6461 | 35 | 3.9042 | 441.9586 | 35 | 12.6274 | 136.6461 | 441.9586 | 0.30918 | 136.6461 | 0.79327
Equipment | LED Display Lighting (Exterior) | Commercial | Turnover | Lodging/Hospitality | 377.692 | 0.87037 | 15 | 0 | 0 | 35 | 441.9586 | 136.6461 | 35 | 3.9042 | 441.9586 | 35 | 12.6274 | 136.6461 | 441.9586 | 0.30918 | 136.6461 | 0.79327
Equipment | LED Display Lighting (Exterior) | Commercial | Turnover | Miscellaneous | 377.692 | 0.87037 | 15 | 0 | 0 | 35 | 441.9586 | 136.6461 | 35 | 3.9042 | 441.9586 | 35 | 12.6274 | 136.6461 | 441.9586 | 0.30918 | 136.6461 | 0.79327
Equipment | LED Display Lighting (Exterior) | Commercial | Turnover | Offices | 377.692 | 0.87037 | 15 | 0 | 0 | 35 | 441.9586 | 136.6461 | 35 | 3.9042 | 441.9586 | 35 | 12.6274 | 136.6461 | 441.9586 | 0.30918 | 136.6461 | 0.79327
Equipment | LED Display Lighting (Exterior) | Commercial | Turnover | Restaurants | 377.692 | 0.87037 | 15 | 0 | 0 | 35 | 441.9586 | 136.6461 | 35 | 3.9042 | 441.9586 | 35 | 12.6274 | 136.6461 | 441.9586 | 0.30918 | 136.6461 | 0.79327
Equipment | LED Display Lighting (Exterior) | Commercial | Turnover | Retail | 377.692 | 0.87037 | 15 | 0 | 0 | 35 | 441.9586 | 136.6461 | 35 | 3.9042 | 441.9586 | 35 | 12.6274 | 136.6461 | 441.9586 | 0.30918 | 136.6461 | 0.79327
Equipment | LED Display Lighting (Exterior) | Commercial | Turnover | Schools K-12 | 377.692 | 0.87037 | 15 | 0 | 0 | 35 | 441.9586 | 136.6461 | 35 | 3.9042 | 441.9586 | 35 | 12.6274 | 136.6461 | 441.9586 | 0.30918 | 136.6461 | 0.79327
Equipment | LED Display Lighting (Exterior) | Commercial | Turnover | Warehouse | 377.692 | 0.87037 | 15 | 0 | 0 | 35 | 441.9586 | 136.6461 | 35 | 3.9042 | 441.9586 | 35 | 12.6274 | 136.6461 | 441.9586 | 0.30918 | 136.6461 | 0.79327
Equipment | LED Display Lighting (Exterior) | Commercial | New | Assembly | 377.692 | 0.87037 | 15 | 0 | 0 | 35 | 441.9586 | 136.6461 | 35 | 3.9042 | 441.9586 | 35 | 12.6274 | 136.6461 | 441.9586 | 0.30918 | 136.6461 | 0.79327
Equipment | LED Display Lighting (Exterior) | Commercial | New | College and University | 377.692 | 0.87037 | 15 | 0 | 0 | 35 | 441.9586 | 136.6461 | 35 | 3.9042 | 441.9586 | 35 | 12.6274 | 136.6461 | 441.9586 | 0.30918 | 136.6461 | 0.79327
Equipment | LED Display Lighting (Exterior) | Commercial | New | Grocery | 377.692 | 0.87037 | 15 | 0 | 0 | 35 | 441.9586 | 136.6461 | 35 | 3.9042 | 441.9586 | 35 | 12.6274 | 136.6461 | 441.9586 | 0.30918 | 136.6461 | 0.79327
Equipment | LED Display Lighting (Exterior) | Commercial | New | Healthcare | 377.692 | 0.87037 | 15 | 0 | 0 | 35 | 441.9586 | 136.6461 | 35 | 3.9042 | 441.9586 | 35 | 12.6274 | 136.6461 | 441.9586 | 0.30918 | 136.6461 | 0.79327
Equipment | LED Display Lighting (Exterior) | Commercial | New | Hospitals | 377.692 | 0.87037 | 15 | 0 | 0 | 35 | 441.9586 | 136.6461 | 35 | 3.9042 | 441.9586 | 35 | 12.6274 | 136.6461 | 441.9586 | 0.30918 | 136.6461 | 0.79327
Equipment | LED Display Lighting (Exterior) | Commercial | New | Institutional | 377.692 | 0.87037 | 15 | 0 | 0 | 35 | 441.9586 | 136.6461 | 35 | 3.9042 | 441.9586 | 35 | 12.6274 | 136.6461 | 441.9586 | 0.30918 | 136.6461 | 0.79327
Equipment | LED Display Lighting (Exterior) | Commercial | New | Lodging/Hospitality | 377.692 | 0.87037 | 15 | 0 | 0 | 35 | 441.9586 | 136.6461 | 35 | 3.9042 | 441.9586 | 35 | 12.6274 | 136.6461 | 441.9586 | 0.30918 | 136.6461 | 0.79327
Equipment | LED Display Lighting (Exterior) | Commercial | New | Miscellaneous | 377.692 | 0.87037 | 15 | 0 | 0 | 35 | 441.9586 | 136.6461 | 35 | 3.9042 | 441.9586 | 35 | 12.6274 | 136.6461 | 441.9586 | 0.30918 | 136.6461 | 0.79327
Equipment | LED Display Lighting (Exterior) | Commercial | New | Offices | 377.692 | 0.87037 | 15 | 0 | 0 | 35 | 441.9586 | 136.6461 | 35 | 3.9042 | 441.9586 | 35 | 12.6274 | 136.6461 | 441.9586 | 0.30918 | 136.6461 | 0.79327
Equipment | LED Display Lighting (Exterior) | Commercial | New | Restaurants | 377.692 | 0.87037 | 15 | 0 | 0 | 35 | 441.9586 | 136.6461 | 35 | 3.9042 | 441.9586 | 35 | 12.6274 | 136.6461 | 441.9586 | 0.30918 | 136.6461 | 0.79327
Equipment | LED Display Lighting (Exterior) | Commercial | New | Retail | 377.692 | 0.87037 | 15 | 0 | 0 | 35 | 441.9586 | 136.6461 | 35 | 3.9042 | 441.9586 | 35 | 12.6274 | 136.6461 | 441.9586 | 0.30918 | 136.6461 | 0.79327
Equipment | LED Display Lighting (Exterior) | Commercial | New | Schools K-12 | 377.692 | 0.87037 | 15 | 0 | 0 | 35 | 441.9586 | 136.6461 | 35 | 3.9042 | 441.9586 | 35 | 12.6274 | 136.6461 | 441.9586 | 0.30918 | 136.6461 | 0.79327
Equipment | LED Display Lighting (Exterior) | Commercial | New | Warehouse | 377.692 | 0.87037 | 15 | 0 | 0 | 35 | 441.9586 | 136.6461 | 35 | 3.9042 | 441.9586 | 35 | 12.6274 | 136.6461 | 441.9586 | 0.30918 | 136.6461 | 0.79327
Equipment | LED Exterior Lighting | Commercial | Turnover | Assembly | 763.42 | 0.6051 | 13 | 0 | 0 | 287 | 819.9395 | 254.0799 | 287 | 0.8853 | 819.9395 | 287 | 2.8569 | 254.0799 | 819.9395 | 0.30988 | 254.0799 | 3.2182
Equipment | LED Exterior Lighting | Commercial | Turnover | College and University | 763.42 | 0.6051 | 13 | 0 | 0 | 287 | 819.9395 | 254.0799 | 287 | 0.8853 | 819.9395 | 287 | 2.8569 | 254.0799 | 819.9395 | 0.30988 | 254.0799 | 3.2182
Equipment | LED Exterior Lighting | Commercial | Turnover | Grocery | 763.42 | 0.6051 | 13 | 0 | 0 | 287 | 819.9395 | 254.0799 | 287 | 0.8853 | 819.9395 | 287 | 2.8569 | 254.0799 | 819.9395 | 0.30988 | 254.0799 | 3.2182
Equipment | LED Exterior Lighting | Commercial | Turnover | Healthcare | 763.42 | 0.6051 | 13 | 0 | 0 | 287 | 819.9395 | 254.0799 | 287 | 0.8853 | 819.9395 | 287 | 2.8569 | 254.0799 | 819.9395 | 0.30988 | 254.0799 | 3.2182
Equipment | LED Exterior Lighting | Commercial | Turnover | Hospitals | 763.42 | 0.6051 | 13 | 0 | 0 | 287 | 819.9395 | 254.0799 | 287 | 0.8853 | 819.9395 | 287 | 2.8569 | 254.0799 | 819.9395 | 0.30988 | 254.0799 | 3.2182
Equipment | LED Exterior Lighting | Commercial | Turnover | Institutional | 763.42 | 0.6051 | 13 | 0 | 0 | 287 | 819.9395 | 254.0799 | 287 | 0.8853 | 819.9395 | 287 | 2.8569 | 254.0799 | 819.9395 | 0.30988 | 254.0799 | 3.2182
Equipment | LED Exterior Lighting | Commercial | Turnover | Lodging/Hospitality | 763.42 | 0.6051 | 13 | 0 | 0 | 287 | 819.9395 | 254.0799 | 287 | 0.8853 | 819.9395 | 287 | 2.8569 | 254.0799 | 819.9395 | 0.30988 | 254.0799 | 3.2182
Equipment | LED Exterior Lighting | Commercial | Turnover | Miscellaneous | 763.42 | 0.6051 | 13 | 0 | 0 | 287 | 819.9395 | 254.0799 | 287 | 0.8853 | 819.9395 | 287 | 2.8569 | 254.0799 | 819.9395 | 0.30988 | 254.0799 | 3.2182
Equipment | LED Exterior Lighting | Commercial | Turnover | Offices | 763.42 | 0.6051 | 13 | 0 | 0 | 287 | 819.9395 | 254.0799 | 287 | 0.8853 | 819.9395 | 287 | 2.8569 | 254.0799 | 819.9395 | 0.30988 | 254.0799 | 3.2182
Equipment | LED Exterior Lighting | Commercial | Turnover | Restaurants | 763.42 | 0.6051 | 13 | 0 | 0 | 287 | 819.9395 | 254.0799 | 287 | 0.8853 | 819.9395 | 287 | 2.8569 | 254.0799 | 819.9395 | 0.30988 | 254.0799 | 3.2182
Equipment | LED Exterior Lighting | Commercial | Turnover | Retail | 763.42 | 0.6051 | 13 | 0 | 0 | 287 | 819.9395 | 254.0799 | 287 | 0.8853 | 819.9395 | 287 | 2.8569 | 254.0799 | 819.9395 | 0.30988 | 254.0799 | 3.2182
Equipment | LED Exterior Lighting | Commercial | Turnover | Schools K-12 | 763.42 | 0.6051 | 13 | 0 | 0 | 287 | 819.9395 | 254.0799 | 287 | 0.8853 | 819.9395 | 287 | 2.8569 | 254.0799 | 819.9395 | 0.30988 | 254.0799 | 3.2182
Equipment | LED Exterior Lighting | Commercial | Turnover | Warehouse | 763.42 | 0.6051 | 13 | 0 | 0 | 287 | 819.9395 | 254.0799 | 287 | 0.8853 | 819.9395 | 287 | 2.8569 | 254.0799 | 819.9395 | 0.30988 | 254.0799 | 3.2182
Equipment | LED Exterior Lighting | Commercial | New | Assembly | 763.42 | 0.6051 | 13 | 0 | 0 | 287 | 819.9395 | 254.0799 | 287 | 0.8853 | 819.9395 | 287 | 2.8569 | 254.0799 | 819.9395 | 0.30988 | 254.0799 | 3.2182
Equipment | LED Exterior Lighting | Commercial | New | College and University | 763.42 | 0.6051 | 13 | 0 | 0 | 287 | 819.9395 | 254.0799 | 287 | 0.8853 | 819.9395 | 287 | 2.8569 | 254.0799 | 819.9395 | 0.30988 | 254.0799 | 3.2182
Equipment | LED Exterior Lighting | Commercial | New | Grocery | 763.42 | 0.6051 | 13 | 0 | 0 | 287 | 819.9395 | 254.0799 | 287 | 0.8853 | 819.9395 | 287 | 2.8569 | 254.0799 | 819.9395 | 0.30988 | 254.0799 | 3.2182
Equipment | LED Exterior Lighting | Commercial | New | Healthcare | 763.42 | 0.6051 | 13 | 0 | 0 | 287 | 819.9395 | 254.0799 | 287 | 0.8853 | 819.9395 | 287 | 2.8569 | 254.0799 | 819.9395 | 0.30988 | 254.0799 | 3.2182
Equipment | LED Exterior Lighting | Commercial | New | Hospitals | 763.42 | 0.6051 | 13 | 0 | 0 | 287 | 819.9395 | 254.0799 | 287 | 0.8853 | 819.9395 | 287 | 2.8569 | 254.0799 | 819.9395 | 0.30988 | 254.0799 | 3.2182
Equipment | LED Exterior Lighting | Commercial | New | Institutional | 763.42 | 0.6051 | 13 | 0 | 0 | 287 | 819.9395 | 254.0799 | 287 | 0.8853 | 819.9395 | 287 | 2.8569 | 254.0799 | 819.9395 | 0.30988 | 254.0799 | 3.2182
Equipment | LED Exterior Lighting | Commercial | New | Lodging/Hospitality | 763.42 | 0.6051 | 13 | 0 | 0 | 287 | 819.9395 | 254.0799 | 287 | 0.8853 | 819.9395 | 287 | 2.8569 | 254.0799 | 819.9395 | 0.30988 | 254.0799 | 3.2182
Equipment | LED Exterior Lighting | Commercial | New | Miscellaneous | 763.42 | 0.6051 | 13 | 0 | 0 | 287 | 819.9395 | 254.0799 | 287 | 0.8853 | 819.9395 | 287 | 2.8569 | 254.0799 | 819.9395 | 0.30988 | 254.0799 | 3.2182
Equipment | LED Exterior Lighting | Commercial | New | Offices | 763.42 | 0.6051 | 13 | 0 | 0 | 287 | 819.9395 | 254.0799 | 287 | 0.8853 | 819.9395 | 287 | 2.8569 | 254.0799 | 819.9395 | 0.30988 | 254.0799 | 3.2182
Equipment | LED Exterior Lighting | Commercial | New | Restaurants | 763.42 | 0.6051 | 13 | 0 | 0 | 287 | 819.9395 | 254.0799 | 287 | 0.8853 | 819.9395 | 287 | 2.8569 | 254.0799 | 819.9395 | 0.30988 | 254.0799 | 3.2182
Equipment | LED Exterior Lighting | Commercial | New | Retail | 763.42 | 0.6051 | 13 | 0 | 0 | 287 | 819.9395 | 254.0799 | 287 | 0.8853 | 819.9395 | 287 | 2.8569 | 254.0799 | 819.9395 | 0.30988 | 254.0799 | 3.2182
Equipment | LED Exterior Lighting | Commercial | New | Schools K-12 | 763.42 | 0.6051 | 13 | 0 | 0 | 287 | 819.9395 | 254.0799 | 287 | 0.8853 | 819.9395 | 287 | 2.8569 | 254.0799 | 819.9395 | 0.30988 | 254.0799 | 3.2182
Equipment | LED Exterior Lighting | Commercial | New | Warehouse | 763.42 | 0.6051 | 13 | 0 | 0 | 287 | 819.9395 | 254.0799 | 287 | 0.8853 | 819.9395 | 287 | 2.8569 | 254.0799 | 819.9395 | 0.30988 | 254.0799 | 3.2182
Equipment | LED Parking Lighting | Commercial | Turnover | Assembly | 3375.12 | 0.84 | 18 | 0 | 0 | 161.85 | 4360.3459 | 1343.741 | 161.85 | 8.3024 | 4360.3459 | 161.85 | 26.9407 | 1343.741 | 4360.3459 | 0.30817 | 1343.741 | 0.4105
Equipment | LED Parking Lighting | Commercial | Turnover | College and University | 3375.12 | 0.84 | 18 | 0 | 0 | 161.85 | 4360.3459 | 1343.741 | 161.85 | 8.3024 | 4360.3459 | 161.85 | 26.9407 | 1343.741 | 4360.3459 | 0.30817 | 1343.741 | 0.4105
Equipment | LED Parking Lighting | Commercial | Turnover | Grocery | 3375.12 | 0.84 | 18 | 0 | 0 | 161.85 | 4360.3459 | 1343.741 | 161.85 | 8.3024 | 4360.3459 | 161.85 | 26.9407 | 1343.741 | 4360.3459 | 0.30817 | 1343.741 | 0.4105
Equipment | LED Parking Lighting | Commercial | Turnover | Healthcare | 3375.12 | 0.84 | 18 | 0 | 0 | 161.85 | 4360.3459 | 1343.741 | 161.85 | 8.3024 | 4360.3459 | 161.85 | 26.9407 | 1343.741 | 4360.3459 | 0.30817 | 1343.741 | 0.4105
Equipment | LED Parking Lighting | Commercial | Turnover | Hospitals | 3375.12 | 0.84 | 18 | 0 | 0 | 161.85 | 4360.3459 | 1343.741 | 161.85 | 8.3024 | 4360.3459 | 161.85 | 26.9407 | 1343.741 | 4360.3459 | 0.30817 | 1343.741 | 0.4105
Equipment | LED Parking Lighting | Commercial | Turnover | Institutional | 3375.12 | 0.84 | 18 | 0 | 0 | 161.85 | 4360.3459 | 1343.741 | 161.85 | 8.3024 | 4360.3459 | 161.85 | 26.9407 | 1343.741 | 4360.3459 | 0.30817 | 1343.741 | 0.4105
Equipment | LED Parking Lighting | Commercial | Turnover | Lodging/Hospitality | 3375.12 | 0.84 | 18 | 0 | 0 | 161.85 | 4360.3459 | 1343.741 | 161.85 | 8.3024 | 4360.3459 | 161.85 | 26.9407 | 1343.741 | 4360.3459 | 0.30817 | 1343.741 | 0.4105
Equipment | LED Parking Lighting | Commercial | Turnover | Miscellaneous | 3375.12 | 0.84 | 18 | 0 | 0 | 161.85 | 4360.3459 | 1343.741 | 161.85 | 8.3024 | 4360.3459 | 161.85 | 26.9407 | 1343.741 | 4360.3459 | 0.30817 | 1343.741 | 0.4105
Equipment | LED Parking Lighting | Commercial | Turnover | Offices | 3375.12 | 0.84 | 18 | 0 | 0 | 161.85 | 4360.3459 | 1343.741 | 161.85 | 8.3024 | 4360.3459 | 161.85 | 26.9407 | 1343.741 | 4360.3459 | 0.30817 | 1343.741 | 0.4105
Equipment | LED Parking Lighting | Commercial | Turnover | Restaurants | 3375.12 | 0.84 | 18 | 0 | 0 | 161.85 | 4360.3459 | 1343.741 | 161.85 | 8.3024 | 4360.3459 | 161.85 | 26.9407 | 1343.741 | 4360.3459 | 0.30817 | 1343.741 | 0.4105
Equipment | LED Parking Lighting | Commercial | Turnover | Retail | 3375.12 | 0.84 | 18 | 0 | 0 | 161.85 | 4360.3459 | 1343.741 | 161.85 | 8.3024 | 4360.3459 | 161.85 | 26.9407 | 1343.741 | 4360.3459 | 0.30817 | 1343.741 | 0.4105
Equipment | LED Parking Lighting | Commercial | Turnover | Schools K-12 | 3375.12 | 0.84 | 18 | 0 | 0 | 161.85 | 4360.3459 | 1343.741 | 161.85 | 8.3024 | 4360.3459 | 161.85 | 26.9407 | 1343.741 | 4360.3459 | 0.30817 | 1343.741 | 0.4105
Equipment | LED Parking Lighting | Commercial | Turnover | Warehouse | 3375.12 | 0.84 | 18 | 0 | 0 | 161.85 | 4360.3459 | 1343.741 | 161.85 | 8.3024 | 4360.3459 | 161.85 | 26.9407 | 1343.741 | 4360.3459 | 0.30817 | 1343.741 | 0.4105
Equipment | LED Parking Lighting | Commercial | New | Assembly | 3375.12 | 0.84 | 18 | 0 | 0 | 161.85 | 4360.3459 | 1343.741 | 161.85 | 8.3024 | 4360.3459 | 161.85 | 26.9407 | 1343.741 | 4360.3459 | 0.30817 | 1343.741 | 0.4105
Equipment | LED Parking Lighting | Commercial | New | College and University | 3375.12 | 0.84 | 18 | 0 | 0 | 161.85 | 4360.3459 | 1343.741 | 161.85 | 8.3024 | 4360.3459 | 161.85 | 26.9407 | 1343.741 | 4360.3459 | 0.30817 | 1343.741 | 0.4105
Equipment | LED Parking Lighting | Commercial | New | Grocery | 3375.12 | 0.84 | 18 | 0 | 0 | 161.85 | 4360.3459 | 1343.741 | 161.85 | 8.3024 | 4360.3459 | 161.85 | 26.9407 | 1343.741 | 4360.3459 | 0.30817 | 1343.741 | 0.4105
Equipment | LED Parking Lighting | Commercial | New | Healthcare | 3375.12 | 0.84 | 18 | 0 | 0 | 161.85 | 4360.3459 | 1343.741 | 161.85 | 8.3024 | 4360.3459 | 161.85 | 26.9407 | 1343.741 | 4360.3459 | 0.30817 | 1343.741 | 0.4105
Equipment | LED Parking Lighting | Commercial | New | Hospitals | 3375.12 | 0.84 | 18 | 0 | 0 | 161.85 | 4360.3459 | 1343.741 | 161.85 | 8.3024 | 4360.3459 | 161.85 | 26.9407 | 1343.741 | 4360.3459 | 0.30817 | 1343.741 | 0.4105
Equipment | LED Parking Lighting | Commercial | New | Institutional | 3375.12 | 0.84 | 18 | 0 | 0 | 161.85 | 4360.3459 | 1343.741 | 161.85 | 8.3024 | 4360.3459 | 161.85 | 26.9407 | 1343.741 | 4360.3459 | 0.30817 | 1343.741 | 0.4105
Equipment | LED Parking Lighting | Commercial | New | Lodging/Hospitality | 3375.12 | 0.84 | 18 | 0 | 0 | 161.85 | 4360.3459 | 1343.741 | 161.85 | 8.3024 | 4360.3459 | 161.85 | 26.9407 | 1343.741 | 4360.3459 | 0.30817 | 1343.741 | 0.4105
Equipment | LED Parking Lighting | Commercial | New | Miscellaneous | 3375.12 | 0.84 | 18 | 0 | 0 | 161.85 | 4360.3459 | 1343.741 | 161.85 | 8.3024 | 4360.3459 | 161.85 | 26.9407 | 1343.741 | 4360.3459 | 0.30817 | 1343.741 | 0.4105
Equipment | LED Parking Lighting | Commercial | New | Offices | 3375.12 | 0.84 | 18 | 0 | 0 | 161.85 | 4360.3459 | 1343.741 | 161.85 | 8.3024 | 4360.3459 | 161.85 | 26.9407 | 1343.741 | 4360.3459 | 0.30817 | 1343.741 | 0.4105
Equipment | LED Parking Lighting | Commercial | New | Restaurants | 3375.12 | 0.84 | 18 | 0 | 0 | 161.85 | 4360.3459 | 1343.741 | 161.85 | 8.3024 | 4360.3459 | 161.85 | 26.9407 | 1343.741 | 4360.3459 | 0.30817 | 1343.741 | 0.4105
Equipment | LED Parking Lighting | Commercial | New | Retail | 3375.12 | 0.84 | 18 | 0 | 0 | 161.85 | 4360.3459 | 1343.741 | 161.85 | 8.3024 | 4360.3459 | 161.85 | 26.9407 | 1343.741 | 4360.3459 | 0.30817 | 1343.741 | 0.4105
Equipment | LED Parking Lighting | Commercial | New | Schools K-12 | 3375.12 | 0.84 | 18 | 0 | 0 | 161.85 | 4360.3459 | 1343.741 | 161.85 | 8.3024 | 4360.3459 | 161.85 | 26.9407 | 1343.741 | 4360.3459 | 0.30817 | 1343.741 | 0.4105
Equipment | LED Parking Lighting | Commercial | New | Warehouse | 3375.12 | 0.84 | 18 | 0 | 0 | 161.85 | 4360.3459 | 1343.741 | 161.85 | 8.3024 | 4360.3459 | 161.85 | 26.9407 | 1343.741 | 4360.3459 | 0.30817 | 1343.741 | 0.4105
Equipment | LED Street Lights | Commercial | Turnover | Assembly | 1691.1226 | 0.66526 | 18 | 0 | 0 | 238.57 | 2184.7756 | 673.2889 | 238.57 | 2.8222 | 2184.7756 | 238.57 | 9.1578 | 673.2889 | 2184.7756 | 0.30817 | 673.2889 | 1.2076
Equipment | LED Street Lights | Commercial | Turnover | College and University | 1691.1226 | 0.66526 | 18 | 0 | 0 | 238.57 | 2184.7756 | 673.2889 | 238.57 | 2.8222 | 2184.7756 | 238.57 | 9.1578 | 673.2889 | 2184.7756 | 0.30817 | 673.2889 | 1.2076
Equipment | LED Street Lights | Commercial | Turnover | Grocery | 1691.1226 | 0.66526 | 18 | 0 | 0 | 238.57 | 2184.7756 | 673.2889 | 238.57 | 2.8222 | 2184.7756 | 238.57 | 9.1578 | 673.2889 | 2184.7756 | 0.30817 | 673.2889 | 1.2076
Equipment | LED Street Lights | Commercial | Turnover | Healthcare | 1691.1226 | 0.66526 | 18 | 0 | 0 | 238.57 | 2184.7756 | 673.2889 | 238.57 | 2.8222 | 2184.7756 | 238.57 | 9.1578 | 673.2889 | 2184.7756 | 0.30817 | 673.2889 | 1.2076
Equipment | LED Street Lights | Commercial | Turnover | Hospitals | 1691.1226 | 0.66526 | 18 | 0 | 0 | 238.57 | 2184.7756 | 673.2889 | 238.57 | 2.8222 | 2184.7756 | 238.57 | 9.1578 | 673.2889 | 2184.7756 | 0.30817 | 673.2889 | 1.2076
Equipment | LED Street Lights | Commercial | Turnover | Institutional | 1691.1226 | 0.66526 | 18 | 0 | 0 | 238.57 | 2184.7756 | 673.2889 | 238.57 | 2.8222 | 2184.7756 | 238.57 | 9.1578 | 673.2889 | 2184.7756 | 0.30817 | 673.2889 | 1.2076
Equipment | LED Street Lights | Commercial | Turnover | Lodging/Hospitality | 1691.1226 | 0.66526 | 18 | 0 | 0 | 238.57 | 2184.7756 | 673.2889 | 238.57 | 2.8222 | 2184.7756 | 238.57 | 9.1578 | 673.2889 | 2184.7756 | 0.30817 | 673.2889 | 1.2076
Equipment | LED Street Lights | Commercial | Turnover | Miscellaneous | 1691.1226 | 0.66526 | 18 | 0 | 0 | 238.57 | 2184.7756 | 673.2889 | 238.57 | 2.8222 | 2184.7756 | 238.57 | 9.1578 | 673.2889 | 2184.7756 | 0.30817 | 673.2889 | 1.2076
Equipment | LED Street Lights | Commercial | Turnover | Offices | 1691.1226 | 0.66526 | 18 | 0 | 0 | 238.57 | 2184.7756 | 673.2889 | 238.57 | 2.8222 | 2184.7756 | 238.57 | 9.1578 | 673.2889 | 2184.7756 | 0.30817 | 673.2889 | 1.2076
Equipment | LED Street Lights | Commercial | Turnover | Restaurants | 1691.1226 | 0.66526 | 18 | 0 | 0 | 238.57 | 2184.7756 | 673.2889 | 238.57 | 2.8222 | 2184.7756 | 238.57 | 9.1578 | 673.2889 | 2184.7756 | 0.30817 | 673.2889 | 1.2076
Equipment | LED Street Lights | Commercial | Turnover | Retail | 1691.1226 | 0.66526 | 18 | 0 | 0 | 238.57 | 2184.7756 | 673.2889 | 238.57 | 2.8222 | 2184.7756 | 238.57 | 9.1578 | 673.2889 | 2184.7756 | 0.30817 | 673.2889 | 1.2076
Equipment | LED Street Lights | Commercial | Turnover | Schools K-12 | 1691.1226 | 0.66526 | 18 | 0 | 0 | 238.57 | 2184.7756 | 673.2889 | 238.57 | 2.8222 | 2184.7756 | 238.57 | 9.1578 | 673.2889 | 2184.7756 | 0.30817 | 673.2889 | 1.2076
Equipment | LED Street Lights | Commercial | Turnover | Warehouse | 1691.1226 | 0.66526 | 18 | 0 | 0 | 238.57 | 2184.7756 | 673.2889 | 238.57 | 2.8222 | 2184.7756 | 238.57 | 9.1578 | 673.2889 | 2184.7756 | 0.30817 | 673.2889 | 1.2076
Equipment | LED Street Lights | Commercial | New | Assembly | 1691.1226 | 0.66526 | 18 | 0 | 0 | 238.57 | 2184.7756 | 673.2889 | 238.57 | 2.8222 | 2184.7756 | 238.57 | 9.1578 | 673.2889 | 2184.7756 | 0.30817 | 673.2889 | 1.2076
Equipment | LED Street Lights | Commercial | New | College and University | 1691.1226 | 0.66526 | 18 | 0 | 0 | 238.57 | 2184.7756 | 673.2889 | 238.57 | 2.8222 | 2184.7756 | 238.57 | 9.1578 | 673.2889 | 2184.7756 | 0.30817 | 673.2889 | 1.2076
Equipment | LED Street Lights | Commercial | New | Grocery | 1691.1226 | 0.66526 | 18 | 0 | 0 | 238.57 | 2184.7756 | 673.2889 | 238.57 | 2.8222 | 2184.7756 | 238.57 | 9.1578 | 673.2889 | 2184.7756 | 0.30817 | 673.2889 | 1.2076
Equipment | LED Street Lights | Commercial | New | Healthcare | 1691.1226 | 0.66526 | 18 | 0 | 0 | 238.57 | 2184.7756 | 673.2889 | 238.57 | 2.8222 | 2184.7756 | 238.57 | 9.1578 | 673.2889 | 2184.7756 | 0.30817 | 673.2889 | 1.2076
Equipment | LED Street Lights | Commercial | New | Hospitals | 1691.1226 | 0.66526 | 18 | 0 | 0 | 238.57 | 2184.7756 | 673.2889 | 238.57 | 2.8222 | 2184.7756 | 238.57 | 9.1578 | 673.2889 | 2184.7756 | 0.30817 | 673.2889 | 1.2076
Equipment | LED Street Lights | Commercial | New | Institutional | 1691.1226 | 0.66526 | 18 | 0 | 0 | 238.57 | 2184.7756 | 673.2889 | 238.57 | 2.8222 | 2184.7756 | 238.57 | 9.1578 | 673.2889 | 2184.7756 | 0.30817 | 673.2889 | 1.2076
Equipment | LED Street Lights | Commercial | New | Lodging/Hospitality | 1691.1226 | 0.66526 | 18 | 0 | 0 | 238.57 | 2184.7756 | 673.2889 | 238.57 | 2.8222 | 2184.7756 | 238.57 | 9.1578 | 673.2889 | 2184.7756 | 0.30817 | 673.2889 | 1.2076
Equipment | LED Street Lights | Commercial | New | Miscellaneous | 1691.1226 | 0.66526 | 18 | 0 | 0 | 238.57 | 2184.7756 | 673.2889 | 238.57 | 2.8222 | 2184.7756 | 238.57 | 9.1578 | 673.2889 | 2184.7756 | 0.30817 | 673.2889 | 1.2076
Equipment | LED Street Lights | Commercial | New | Offices | 1691.1226 | 0.66526 | 18 | 0 | 0 | 238.57 | 2184.7756 | 673.2889 | 238.57 | 2.8222 | 2184.7756 | 238.57 | 9.1578 | 673.2889 | 2184.7756 | 0.30817 | 673.2889 | 1.2076
Equipment | LED Street Lights | Commercial | New | Restaurants | 1691.1226 | 0.66526 | 18 | 0 | 0 | 238.57 | 2184.7756 | 673.2889 | 238.57 | 2.8222 | 2184.7756 | 238.57 | 9.1578 | 673.2889 | 2184.7756 | 0.30817 | 673.2889 | 1.2076
Equipment | LED Street Lights | Commercial | New | Retail | 1691.1226 | 0.66526 | 18 | 0 | 0 | 238.57 | 2184.7756 | 673.2889 | 238.57 | 2.8222 | 2184.7756 | 238.57 | 9.1578 | 673.2889 | 2184.7756 | 0.30817 | 673.2889 | 1.2076
Equipment | LED Street Lights | Commercial | New | Schools K-12 | 1691.1226 | 0.66526 | 18 | 0 | 0 | 238.57 | 2184.7756 | 673.2889 | 238.57 | 2.8222 | 2184.7756 | 238.57 | 9.1578 | 673.2889 | 2184.7756 | 0.30817 | 673.2889 | 1.2076
Equipment | LED Street Lights | Commercial | New | Warehouse | 1691.1226 | 0.66526 | 18 | 0 | 0 | 238.57 | 2184.7756 | 673.2889 | 238.57 | 2.8222 | 2184.7756 | 238.57 | 9.1578 | 673.2889 | 2184.7756 | 0.30817 | 673.2889 | 1.2076
Equipment | LED Traffic and Crosswalk Lighting | Commercial | Turnover | Assembly | 37.96 | 0.37143 | 10 | 0 | 0 | 71 | 34.2764 | 10.6292 | 71 | 0.14971 | 34.2764 | 71 | 0.48277 | 10.6292 | 34.2764 | 0.3101 | 10.6292 | 16.0111
Equipment | LED Traffic and Crosswalk Lighting | Commercial | Turnover | College and University | 37.96 | 0.37143 | 10 | 0 | 0 | 71 | 34.2764 | 10.6292 | 71 | 0.14971 | 34.2764 | 71 | 0.48277 | 10.6292 | 34.2764 | 0.3101 | 10.6292 | 16.0111
Equipment | LED Traffic and Crosswalk Lighting | Commercial | Turnover | Grocery | 37.96 | 0.37143 | 10 | 0 | 0 | 71 | 34.2764 | 10.6292 | 71 | 0.14971 | 34.2764 | 71 | 0.48277 | 10.6292 | 34.2764 | 0.3101 | 10.6292 | 16.0111
Equipment | LED Traffic and Crosswalk Lighting | Commercial | Turnover | Healthcare | 37.96 | 0.37143 | 10 | 0 | 0 | 71 | 34.2764 | 10.6292 | 71 | 0.14971 | 34.2764 | 71 | 0.48277 | 10.6292 | 34.2764 | 0.3101 | 10.6292 | 16.0111
Equipment | LED Traffic and Crosswalk Lighting | Commercial | Turnover | Hospitals | 37.96 | 0.37143 | 10 | 0 | 0 | 71 | 34.2764 | 10.6292 | 71 | 0.14971 | 34.2764 | 71 | 0.48277 | 10.6292 | 34.2764 | 0.3101 | 10.6292 | 16.0111
Equipment | LED Traffic and Crosswalk Lighting | Commercial | Turnover | Institutional | 37.96 | 0.37143 | 10 | 0 | 0 | 71 | 34.2764 | 10.6292 | 71 | 0.14971 | 34.2764 | 71 | 0.48277 | 10.6292 | 34.2764 | 0.3101 | 10.6292 | 16.0111
Equipment | LED Traffic and Crosswalk Lighting | Commercial | Turnover | Lodging/Hospitality | 37.96 | 0.37143 | 10 | 0 | 0 | 71 | 34.2764 | 10.6292 | 71 | 0.14971 | 34.2764 | 71 | 0.48277 | 10.6292 | 34.2764 | 0.3101 | 10.6292 | 16.0111
Equipment | LED Traffic and Crosswalk Lighting | Commercial | Turnover | Miscellaneous | 37.96 | 0.37143 | 10 | 0 | 0 | 71 | 34.2764 | 10.6292 | 71 | 0.14971 | 34.2764 | 71 | 0.48277 | 10.6292 | 34.2764 | 0.3101 | 10.6292 | 16.0111
Equipment | LED Traffic and Crosswalk Lighting | Commercial | Turnover | Offices | 37.96 | 0.37143 | 10 | 0 | 0 | 71 | 34.2764 | 10.6292 | 71 | 0.14971 | 34.2764 | 71 | 0.48277 | 10.6292 | 34.2764 | 0.3101 | 10.6292 | 16.0111
Equipment | LED Traffic and Crosswalk Lighting | Commercial | Turnover | Restaurants | 37.96 | 0.37143 | 10 | 0 | 0 | 71 | 34.2764 | 10.6292 | 71 | 0.14971 | 34.2764 | 71 | 0.48277 | 10.6292 | 34.2764 | 0.3101 | 10.6292 | 16.0111
Equipment | LED Traffic and Crosswalk Lighting | Commercial | Turnover | Retail | 37.96 | 0.37143 | 10 | 0 | 0 | 71 | 34.2764 | 10.6292 | 71 | 0.14971 | 34.2764 | 71 | 0.48277 | 10.6292 | 34.2764 | 0.3101 | 10.6292 | 16.0111
Equipment | LED Traffic and Crosswalk Lighting | Commercial | Turnover | Schools K-12 | 37.96 | 0.37143 | 10 | 0 | 0 | 71 | 34.2764 | 10.6292 | 71 | 0.14971 | 34.2764 | 71 | 0.48277 | 10.6292 | 34.2764 | 0.3101 | 10.6292 | 16.0111
Equipment | LED Traffic and Crosswalk Lighting | Commercial | Turnover | Warehouse | 37.96 | 0.37143 | 10 | 0 | 0 | 71 | 34.2764 | 10.6292 | 71 | 0.14971 | 34.2764 | 71 | 0.48277 | 10.6292 | 34.2764 | 0.3101 | 10.6292 | 16.0111
Equipment | LED Traffic and Crosswalk Lighting | Commercial | New | Assembly | 37.96 | 0.37143 | 10 | 0 | 0 | 71 | 34.2764 | 10.6292 | 71 | 0.14971 | 34.2764 | 71 | 0.48277 | 10.6292 | 34.2764 | 0.3101 | 10.6292 | 16.0111
Equipment | LED Traffic and Crosswalk Lighting | Commercial | New | College and University | 37.96 | 0.37143 | 10 | 0 | 0 | 71 | 34.2764 | 10.6292 | 71 | 0.14971 | 34.2764 | 71 | 0.48277 | 10.6292 | 34.2764 | 0.3101 | 10.6292 | 16.0111
Equipment | LED Traffic and Crosswalk Lighting | Commercial | New | Grocery | 37.96 | 0.37143 | 10 | 0 | 0 | 71 | 34.2764 | 10.6292 | 71 | 0.14971 | 34.2764 | 71 | 0.48277 | 10.6292 | 34.2764 | 0.3101 | 10.6292 | 16.0111
Equipment | LED Traffic and Crosswalk Lighting | Commercial | New | Healthcare | 37.96 | 0.37143 | 10 | 0 | 0 | 71 | 34.2764 | 10.6292 | 71 | 0.14971 | 34.2764 | 71 | 0.48277 | 10.6292 | 34.2764 | 0.3101 | 10.6292 | 16.0111
Equipment | LED Traffic and Crosswalk Lighting | Commercial | New | Hospitals | 37.96 | 0.37143 | 10 | 0 | 0 | 71 | 34.2764 | 10.6292 | 71 | 0.14971 | 34.2764 | 71 | 0.48277 | 10.6292 | 34.2764 | 0.3101 | 10.6292 | 16.0111
Equipment | LED Traffic and Crosswalk Lighting | Commercial | New | Institutional | 37.96 | 0.37143 | 10 | 0 | 0 | 71 | 34.2764 | 10.6292 | 71 | 0.14971 | 34.2764 | 71 | 0.48277 | 10.6292 | 34.2764 | 0.3101 | 10.6292 | 16.0111
Equipment | LED Traffic and Crosswalk Lighting | Commercial | New | Lodging/Hospitality | 37.96 | 0.37143 | 10 | 0 | 0 | 71 | 34.2764 | 10.6292 | 71 | 0.14971 | 34.2764 | 71 | 0.48277 | 10.6292 | 34.2764 | 0.3101 | 10.6292 | 16.0111
Equipment | LED Traffic and Crosswalk Lighting | Commercial | New | Miscellaneous | 37.96 | 0.37143 | 10 | 0 | 0 | 71 | 34.2764 | 10.6292 | 71 | 0.14971 | 34.2764 | 71 | 0.48277 | 10.6292 | 34.2764 | 0.3101 | 10.6292 | 16.0111
Equipment | LED Traffic and Crosswalk Lighting | Commercial | New | Offices | 37.96 | 0.37143 | 10 | 0 | 0 | 71 | 34.2764 | 10.6292 | 71 | 0.14971 | 34.2764 | 71 | 0.48277 | 10.6292 | 34.2764 | 0.3101 | 10.6292 | 16.0111
Equipment | LED Traffic and Crosswalk Lighting | Commercial | New | Restaurants | 37.96 | 0.37143 | 10 | 0 | 0 | 71 | 34.2764 | 10.6292 | 71 | 0.14971 | 34.2764 | 71 | 0.48277 | 10.6292 | 34.2764 | 0.3101 | 10.6292 | 16.0111
Equipment | LED Traffic and Crosswalk Lighting | Commercial | New | Retail | 37.96 | 0.37143 | 10 | 0 | 0 | 71 | 34.2764 | 10.6292 | 71 | 0.14971 | 34.2764 | 71 | 0.48277 | 10.6292 | 34.2764 | 0.3101 | 10.6292 | 16.0111
Equipment | LED Traffic and Crosswalk Lighting | Commercial | New | Schools K-12 | 37.96 | 0.37143 | 10 | 0 | 0 | 71 | 34.2764 | 10.6292 | 71 | 0.14971 | 34.2764 | 71 | 0.48277 | 10.6292 | 34.2764 | 0.3101 | 10.6292 | 16.0111
Equipment | LED Traffic and Crosswalk Lighting | Commercial | New | Warehouse | 37.96 | 0.37143 | 10 | 0 | 0 | 71 | 34.2764 | 10.6292 | 71 | 0.14971 | 34.2764 | 71 | 0.48277 | 10.6292 | 34.2764 | 0.3101 | 10.6292 | 16.0111
Equipment | Geothermal Heat Pump | Commercial | Turnover | Assembly | 2942.8501 | 0.20481 | 15 | 1.2656 | 0.97205 | 48798.42 | 3517.9219 | 1455.4357 | 48798.42 | 0.029825 | 3517.9219 | 48798.42 | 0.072091 | 1455.4357 | 3517.9219 | 0.41372 | 1455.4357 | 141.9472
Equipment | Geothermal Heat Pump | Commercial | Turnover | College and University | 3263.0656 | 0.20547 | 15 | 0.57368 | 0.53685 | 48798.42 | 3851.9892 | 1416.6455 | 48798.42 | 0.029031 | 3851.9892 | 48798.42 | 0.078937 | 1416.6455 | 3851.9892 | 0.36777 | 1416.6455 | 128.0174
Equipment | Geothermal Heat Pump | Commercial | Turnover | Grocery | 1644.4881 | 0.19172 | 15 | 0.7072 | 0.54319 | 48798.42 | 1965.8428 | 813.3091 | 48798.42 | 0.016667 | 1965.8428 | 48798.42 | 0.040285 | 813.3091 | 1965.8428 | 0.41372 | 813.3091 | 254.0178
Equipment | Geothermal Heat Pump | Commercial | Turnover | Healthcare | 6393.7659 | 0.2067 | 15 | 2.7496 | 2.1119 | 48798.42 | 7643.1921 | 3162.1438 | 48798.42 | 0.0648 | 7643.1921 | 48798.42 | 0.15663 | 3162.1438 | 7643.1921 | 0.41372 | 3162.1438 | 65.3338
Equipment | Geothermal Heat Pump | Commercial | Turnover | Hospitals | 6061.3587 | 0.20571 | 15 | 1.0656 | 0.99723 | 48798.42 | 7155.323 | 2631.512 | 48798.42 | 0.053926 | 7155.323 | 48798.42 | 0.14663 | 2631.512 | 7155.323 | 0.36777 | 2631.512 | 68.9168
Equipment | Geothermal Heat Pump | Commercial | Turnover | Institutional | 1594.9854 | 0.20079 | 15 | 0.68592 | 0.52684 | 48798.42 | 1906.6666 | 788.8267 | 48798.42 | 0.016165 | 1906.6666 | 48798.42 | 0.039072 | 788.8267 | 1906.6666 | 0.41372 | 788.8267 | 261.9016
Equipment | Geothermal Heat Pump | Commercial | Turnover | Lodging/Hospitality | 4851.6104 | 0.20725 | 15 | 2.0864 | 1.6025 | 48798.42 | 5799.679 | 2399.445 | 48798.42 | 0.049171 | 5799.679 | 48798.42 | 0.11885 | 2399.445 | 5799.679 | 0.41372 | 2399.445 | 86.1012
Equipment | Geothermal Heat Pump | Commercial | Turnover | Miscellaneous | 1643.5677 | 0.20489 | 15 | 0.70681 | 0.54289 | 48798.42 | 1964.7425 | 812.8539 | 48798.42 | 0.016657 | 1964.7425 | 48798.42 | 0.040262 | 812.8539 | 1964.7425 | 0.41372 | 812.8539 | 254.1601
Equipment | Geothermal Heat Pump | Commercial | Turnover | Offices | 3303.382 | 0.20809 | 15 | 1.4206 | 1.0911 | 48798.42 | 3948.9065 | 1633.7428 | 48798.42 | 0.033479 | 3948.9065 | 48798.42 | 0.080923 | 1633.7428 | 3948.9065 | 0.41372 | 1633.7428 | 126.455
Equipment | Geothermal Heat Pump | Commercial | Turnover | Restaurants | 4802.2426 | 0.19666 | 15 | 2.0652 | 1.5862 | 48798.42 | 5740.6642 | 2375.0294 | 48798.42 | 0.04867 | 5740.6642 | 48798.42 | 0.11764 | 2375.0294 | 5740.6642 | 0.41372 | 2375.0294 | 86.9863
Equipment | Geothermal Heat Pump | Commercial | Turnover | Retail | 3754.4687 | 0.19948 | 15 | 1.6146 | 1.2401 | 48798.42 | 4488.1415 | 1856.8353 | 48798.42 | 0.038051 | 4488.1415 | 48798.42 | 0.091973 | 1856.8353 | 4488.1415 | 0.41372 | 1856.8353 | 111.2619
Equipment | Geothermal Heat Pump | Commercial | Turnover | Schools K-12 | 3265.5803 | 0.19881 | 15 | 1.4043 | 1.0787 | 48798.42 | 3903.7177 | 1615.0473 | 48798.42 | 0.033096 | 3903.7177 | 48798.42 | 0.079997 | 1615.0473 | 3903.7177 | 0.41372 | 1615.0473 | 127.9188
Equipment | Geothermal Heat Pump | Commercial | Turnover | Warehouse | 718.7496 | 0.19666 | 15 | 0.30909 | 0.23741 | 48798.42 | 859.2027 | 355.4696 | 48798.42 | 0.0072844 | 859.2027 | 48798.42 | 0.017607 | 355.4696 | 859.2027 | 0.41372 | 355.4696 | 581.1889
Equipment | Geothermal Heat Pump | Commercial | New | Assembly | 2942.8501 | 0.20481 | 15 | 1.2656 | 0.97205 | 48798.42 | 3517.9219 | 1455.4357 | 48798.42 | 0.029825 | 3517.9219 | 48798.42 | 0.072091 | 1455.4357 | 3517.9219 | 0.41372 | 1455.4357 | 141.9472
Equipment | Geothermal Heat Pump | Commercial | New | College and University | 3263.0656 | 0.20547 | 15 | 0.57368 | 0.53685 | 48798.42 | 3851.9892 | 1416.6455 | 48798.42 | 0.029031 | 3851.9892 | 48798.42 | 0.078937 | 1416.6455 | 3851.9892 | 0.36777 | 1416.6455 | 128.0174
Equipment | Geothermal Heat Pump | Commercial | New | Grocery | 1644.4881 | 0.19172 | 15 | 0.7072 | 0.54319 | 48798.42 | 1965.8428 | 813.3091 | 48798.42 | 0.016667 | 1965.8428 | 48798.42 | 0.040285 | 813.3091 | 1965.8428 | 0.41372 | 813.3091 | 254.0178
Equipment | Geothermal Heat Pump | Commercial | New | Healthcare | 6393.7659 | 0.2067 | 15 | 2.7496 | 2.1119 | 48798.42 | 7643.1921 | 3162.1438 | 48798.42 | 0.0648 | 7643.1921 | 48798.42 | 0.15663 | 3162.1438 | 7643.1921 | 0.41372 | 3162.1438 | 65.3338
Equipment | Geothermal Heat Pump | Commercial | New | Hospitals | 6061.3587 | 0.20571 | 15 | 1.0656 | 0.99723 | 48798.42 | 7155.323 | 2631.512 | 48798.42 | 0.053926 | 7155.323 | 48798.42 | 0.14663 | 2631.512 | 7155.323 | 0.36777 | 2631.512 | 68.9168
Equipment | Geothermal Heat Pump | Commercial | New | Institutional | 1594.9854 | 0.20079 | 15 | 0.68592 | 0.52684 | 48798.42 | 1906.6666 | 788.8267 | 48798.42 | 0.016165 | 1906.6666 | 48798.42 | 0.039072 | 788.8267 | 1906.6666 | 0.41372 | 788.8267 | 261.9016
Equipment | Geothermal Heat Pump | Commercial | New | Lodging/Hospitality | 4851.6104 | 0.20725 | 15 | 2.0864 | 1.6025 | 48798.42 | 5799.679 | 2399.445 | 48798.42 | 0.049171 | 5799.679 | 48798.42 | 0.11885 | 2399.445 | 5799.679 | 0.41372 | 2399.445 | 86.1012
Equipment | Geothermal Heat Pump | Commercial | New | Miscellaneous | 1643.5677 | 0.20489 | 15 | 0.70681 | 0.54289 | 48798.42 | 1964.7425 | 812.8539 | 48798.42 | 0.016657 | 1964.7425 | 48798.42 | 0.040262 | 812.8539 | 1964.7425 | 0.41372 | 812.8539 | 254.1601
Equipment | Geothermal Heat Pump | Commercial | New | Offices | 3303.382 | 0.20809 | 15 | 1.4206 | 1.0911 | 48798.42 | 3948.9065 | 1633.7428 | 48798.42 | 0.033479 | 3948.9065 | 48798.42 | 0.080923 | 1633.7428 | 3948.9065 | 0.41372 | 1633.7428 | 126.455
Equipment | Geothermal Heat Pump | Commercial | New | Restaurants | 4802.2426 | 0.19666 | 15 | 2.0652 | 1.5862 | 48798.42 | 5740.6642 | 2375.0294 | 48798.42 | 0.04867 | 5740.6642 | 48798.42 | 0.11764 | 2375.0294 | 5740.6642 | 0.41372 | 2375.0294 | 86.9863
Equipment | Geothermal Heat Pump | Commercial | New | Retail | 3754.4687 | 0.19948 | 15 | 1.6146 | 1.2401 | 48798.42 | 4488.1415 | 1856.8353 | 48798.42 | 0.038051 | 4488.1415 | 48798.42 | 0.091973 | 1856.8353 | 4488.1415 | 0.41372 | 1856.8353 | 111.2619
Equipment | Geothermal Heat Pump | Commercial | New | Schools K-12 | 3265.5803 | 0.19881 | 15 | 1.4043 | 1.0787 | 48798.42 | 3903.7177 | 1615.0473 | 48798.42 | 0.033096 | 3903.7177 | 48798.42 | 0.079997 | 1615.0473 | 3903.7177 | 0.41372 | 1615.0473 | 127.9188
Equipment | Geothermal Heat Pump | Commercial | New | Warehouse | 718.7496 | 0.19666 | 15 | 0.30909 | 0.23741 | 48798.42 | 859.2027 | 355.4696 | 48798.42 | 0.0072844 | 859.2027 | 48798.42 | 0.017607 | 355.4696 | 859.2027 | 0.41372 | 355.4696 | 581.1889
Equipment | High Efficiency Chiller (Air Cooled, 50 tons) | Commercial | Turnover | Assembly | 12977.2822 | 0.087591 | 20 | 3.6935 | 3.7483 | 6800 | 17905.4004 | 6778.5378 | 6800 | 0.99684 | 17905.4004 | 6800 | 2.6331 | 6778.5378 | 17905.4004 | 0.37858 | 6778.5378 | 4.4855
Equipment | High Efficiency Chiller (Air Cooled, 50 tons) | Commercial | Turnover | College and University | 14397.1378 | 0.087591 | 20 | 4.0976 | 4.1584 | 6800 | 19864.4457 | 7520.1834 | 6800 | 1.1059 | 19864.4457 | 6800 | 2.9212 | 7520.1834 | 19864.4457 | 0.37858 | 7520.1834 | 4.0432
Equipment | High Efficiency Chiller (Air Cooled, 50 tons) | Commercial | Turnover | Grocery | 7168.7817 | 0.087591 | 20 | 2.0403 | 2.0706 | 6800 | 9891.124 | 3744.5327 | 6800 | 0.55067 | 9891.124 | 6800 | 1.4546 | 3744.5327 | 9891.124 | 0.37858 | 3744.5327 | 8.1199
Equipment | High Efficiency Chiller (Air Cooled, 50 tons) | Commercial | Turnover | Healthcare | 28238.2483 | 0.087591 | 20 | 8.037 | 8.1562 | 6800 | 38961.7129 | 14749.9322 | 6800 | 2.1691 | 38961.7129 | 6800 | 5.7297 | 14749.9322 | 38961.7129 | 0.37858 | 14749.9322 | 2.0614
Equipment | High Efficiency Chiller (Air Cooled, 50 tons) | Commercial | Turnover | Hospitals | 26748.8892 | 0.087591 | 20 | 7.6131 | 7.726 | 6800 | 36906.7702 | 13971.9822 | 6800 | 2.0547 | 36906.7702 | 6800 | 5.4275 | 13971.9822 | 36906.7702 | 0.37858 | 13971.9822 | 2.1762
Equipment | High Efficiency Chiller (Air Cooled, 50 tons) | Commercial | Turnover | Institutional | 7009.9168 | 0.087591 | 20 | 1.9951 | 2.0247 | 6800 | 9671.9301 | 3661.5514 | 6800 | 0.53846 | 9671.9301 | 6800 | 1.4223 | 3661.5514 | 9671.9301 | 0.37858 | 3661.5514 | 8.304
Equipment | High Efficiency Chiller (Air Cooled, 50 tons) | Commercial | Turnover | Lodging/Hospitality | 21436.8418 | 0.087591 | 20 | 6.1012 | 6.1917 | 6800 | 29577.4747 | 11197.2938 | 6800 | 1.6467 | 29577.4747 | 6800 | 4.3496 | 11197.2938 | 29577.4747 | 0.37858 | 11197.2938 | 2.7154
Equipment | High Efficiency Chiller (Air Cooled, 50 tons) | Commercial | Turnover | Miscellaneous | 7248.2142 | 0.087591 | 20 | 2.0629 | 2.0935 | 6800 | 10000.721 | 3786.0234 | 6800 | 0.55677 | 10000.721 | 6800 | 1.4707 | 3786.0234 | 10000.721 | 0.37858 | 3786.0234 | 8.031
Equipment | High Efficiency Chiller (Air Cooled, 50 tons) | Commercial | Turnover | Offices | 14605.6481 | 0.087591 | 20 | 4.157 | 4.2186 | 6800 | 20152.1377 | 7629.0964 | 6800 | 1.1219 | 20152.1377 | 6800 | 2.9635 | 7629.0964 | 20152.1377 | 0.37858 | 7629.0964 | 3.9854
Equipment | High Efficiency Chiller (Air Cooled, 50 tons) | Commercial | Turnover | Restaurants | 21029.7503 | 0.087591 | 20 | 5.9854 | 6.0742 | 6800 | 29015.7904 | 10984.6542 | 6800 | 1.6154 | 29015.7904 | 6800 | 4.267 | 10984.6542 | 29015.7904 | 0.37858 | 10984.6542 | 2.768
Equipment | High Efficiency Chiller (Air Cooled, 50 tons) | Commercial | Turnover | Retail | 16482.2406 | 0.087591 | 20 | 4.6911 | 4.7607 | 6800 | 22741.3655 | 8609.3135 | 6800 | 1.2661 | 22741.3655 | 6800 | 3.3443 | 8609.3135 | 22741.3655 | 0.37858 | 8609.3135 | 3.5317
Equipment | High Efficiency Chiller (Air Cooled, 50 tons) | Commercial | Turnover | Schools K-12 | 14327.6344 | 0.087591 | 20 | 4.0778 | 4.1383 | 6800 | 19768.5484 | 7483.8791 | 6800 | 1.1006 | 19768.5484 | 6800 | 2.9071 | 7483.8791 | 19768.5484 | 0.37858 | 7483.8791 | 4.0628
Equipment | High Efficiency Chiller (Air Cooled, 50 tons) | Commercial | Turnover | Warehouse | 3147.5122 | 0.087591 | 20 | 0.89583 | 0.90912 | 6800 | 4342.7788 | 1644.0677 | 6800 | 0.24177 | 4342.7788 | 6800 | 0.63864 | 1644.0677 | 4342.7788 | 0.37858 | 1644.0677 | 18.494
Equipment | High Efficiency Chiller (Air Cooled, 50 tons) | Commercial | New | Assembly | 12977.2822 | 0.087591 | 20 | 3.6935 | 3.7483 | 6800 | 17905.4004 | 6778.5378 | 6800 | 0.99684 | 17905.4004 | 6800 | 2.6331 | 6778.5378 | 17905.4004 | 0.37858 | 6778.5378 | 4.4855
Equipment | High Efficiency Chiller (Air Cooled, 50 tons) | Commercial | New | College and University | 14397.1378 | 0.087591 | 20 | 4.0976 | 4.1584 | 6800 | 19864.4457 | 7520.1834 | 6800 | 1.1059 | 19864.4457 | 6800 | 2.9212 | 7520.1834 | 19864.4457 | 0.37858 | 7520.1834 | 4.0432
Equipment | High Efficiency Chiller (Air Cooled, 50 tons) | Commercial | New | Grocery | 7168.7817 | 0.087591 | 20 | 2.0403 | 2.0706 | 6800 | 9891.124 | 3744.5327 | 6800 | 0.55067 | 9891.124 | 6800 | 1.4546 | 3744.5327 | 9891.124 | 0.37858 | 3744.5327 | 8.1199
Equipment | High Efficiency Chiller (Air Cooled, 50 tons) | Commercial | New | Healthcare | 28238.2483 | 0.087591 | 20 | 8.037 | 8.1562 | 6800 | 38961.7129 | 14749.9322 | 6800 | 2.1691 | 38961.7129 | 6800 | 5.7297 | 14749.9322 | 38961.7129 | 0.37858 | 14749.9322 | 2.0614
Equipment | High Efficiency Chiller (Air Cooled, 50 tons) | Commercial | New | Hospitals | 26748.8892 | 0.087591 | 20 | 7.6131 | 7.726 | 6800 | 36906.7702 | 13971.9822 | 6800 | 2.0547 | 36906.7702 | 6800 | 5.4275 | 13971.9822 | 36906.7702 | 0.37858 | 13971.9822 | 2.1762
Equipment | High Efficiency Chiller (Air Cooled, 50 tons) | Commercial | New | Institutional | 7009.9168 | 0.087591 | 20 | 1.9951 | 2.0247 | 6800 | 9671.9301 | 3661.5514 | 6800 | 0.53846 | 9671.9301 | 6800 | 1.4223 | 3661.5514 | 9671.9301 | 0.37858 | 3661.5514 | 8.304
Equipment | High Efficiency Chiller (Air Cooled, 50 tons) | Commercial | New | Lodging/Hospitality | 21436.8418 | 0.087591 | 20 | 6.1012 | 6.1917 | 6800 | 29577.4747 | 11197.2938 | 6800 | 1.6467 | 29577.4747 | 6800 | 4.3496 | 11197.2938 | 29577.4747 | 0.37858 | 11197.2938 | 2.7154
Equipment | High Efficiency Chiller (Air Cooled, 50 tons) | Commercial | New | Miscellaneous | 7248.2142 | 0.087591 | 20 | 2.0629 | 2.0935 | 6800 | 10000.721 | 3786.0234 | 6800 | 0.55677 | 10000.721 | 6800 | 1.4707 | 3786.0234 | 10000.721 | 0.37858 | 3786.0234 | 8.031
Equipment | High Efficiency Chiller (Air Cooled, 50 tons) | Commercial | New | Offices | 14605.6481 | 0.087591 | 20 | 4.157 | 4.2186 | 6800 | 20152.1377 | 7629.0964 | 6800 | 1.1219 | 20152.1377 | 6800 | 2.9635 | 7629.0964 | 20152.1377 | 0.37858 | 7629.0964 | 3.9854
Equipment | High Efficiency Chiller (Air Cooled, 50 tons) | Commercial | New | Restaurants | 21029.7503 | 0.087591 | 20 | 5.9854 | 6.0742 | 6800 | 29015.7904 | 10984.6542 | 6800 | 1.6154 | 29015.7904 | 6800 | 4.267 | 10984.6542 | 29015.7904 | 0.37858 | 10984.6542 | 2.768
Equipment | High Efficiency Chiller (Air Cooled, 50 tons) | Commercial | New | Retail | 16482.2406 | 0.087591 | 20 | 4.6911 | 4.7607 | 6800 | 22741.3655 | 8609.3135 | 6800 | 1.2661 | 22741.3655 | 6800 | 3.3443 | 8609.3135 | 22741.3655 | 0.37858 | 8609.3135 | 3.5317
Equipment | High Efficiency Chiller (Air Cooled, 50 tons) | Commercial | New | Schools K-12 | 14327.6344 | 0.087591 | 20 | 4.0778 | 4.1383 | 6800 | 19768.5484 | 7483.8791 | 6800 | 1.1006 | 19768.5484 | 6800 | 2.9071 | 7483.8791 | 19768.5484 | 0.37858 | 7483.8791 | 4.0628
Equipment | High Efficiency Chiller (Air Cooled, 50 tons) | Commercial | New | Warehouse | 3147.5122 | 0.087591 | 20 | 0.89583 | 0.90912 | 6800 | 4342.7788 | 1644.0677 | 6800 | 0.24177 | 4342.7788 | 6800 | 0.63864 | 1644.0677 | 4342.7788 | 0.37858 | 1644.0677 | 18.494
Equipment | High Efficiency Chiller (Water cooled-centrifugal, 200 tons) | Commercial | Turnover | Assembly | 16050.3747 | 0.043624 | 20 | 6.3192 | 0.27371 | 9533.3333 | 22265.049 | 8813.6746 | 9533.3333 | 0.92451 | 22265.049 | 9533.3333 | 2.3355 | 8813.6746 | 22265.049 | 0.39585 | 8813.6746 | 5.0845
Equipment | High Efficiency Chiller (Water cooled-centrifugal, 200 tons) | Commercial | Turnover | College and University | 17806.4601 | 0.043624 | 20 | 7.0105 | 0.30366 | 9533.3333 | 24701.0873 | 9777.9863 | 9533.3333 | 1.0257 | 24701.0873 | 9533.3333 | 2.591 | 9777.9863 | 24701.0873 | 0.39585 | 9777.9863 | 4.5831
Equipment | High Efficiency Chiller (Water cooled-centrifugal, 200 tons) | Commercial | Turnover | Grocery | 8866.3891 | 0.043624 | 20 | 3.4908 | 0.1512 | 9533.3333 | 12299.4379 | 4868.7629 | 9533.3333 | 0.51071 | 12299.4379 | 9533.3333 | 1.2902 | 4868.7629 | 12299.4379 | 0.39585 | 4868.7629 | 9.2042
Equipment | High Efficiency Chiller (Water cooled-centrifugal, 200 tons) | Commercial | Turnover | Healthcare | 34925.2223 | 0.043624 | 20 | 13.7503 | 0.59559 | 9533.3333 | 48448.2015 | 19178.3401 | 9533.3333 | 2.0117 | 48448.2015 | 9533.3333 | 5.082 | 19178.3401 | 48448.2015 | 0.39585 | 19178.3401 | 2.3367
Equipment | High Efficiency Chiller (Water cooled-centrifugal, 200 tons) | Commercial | Turnover | Hospitals | 33083.1747 | 0.043624 | 20 | 13.0251 | 0.56417 | 9533.3333 | 45892.9167 | 18166.8243 | 9533.3333 | 1.9056 | 45892.9167 | 9533.3333 | 4.8139 | 18166.8243 | 45892.9167 | 0.39585 | 18166.8243 | 2.4668
Equipment | High Efficiency Chiller (Water cooled-centrifugal, 200 tons) | Commercial | Turnover | Institutional | 8669.904 | 0.043624 | 20 | 3.4134 | 0.14785 | 9533.3333 | 12026.8742 | 4760.8678 | 9533.3333 | 0.49939 | 12026.8742 | 9533.3333 | 1.2616 | 4760.8678 | 12026.8742 | 0.39585 | 4760.8678 | 9.4128
Equipment | High Efficiency Chiller (Water cooled-centrifugal, 200 tons) | Commercial | Turnover | Lodging/Hospitality | 26513.205 | 0.043624 | 20 | 10.4385 | 0.45213 | 9533.3333 | 36779.0672 | 14559.0845 | 9533.3333 | 1.5272 | 36779.0672 | 9533.3333 | 3.8579 | 14559.0845 | 36779.0672 | 0.39585 | 14559.0845 | 3.078
Equipment | High Efficiency Chiller (Water cooled-centrifugal, 200 tons) | Commercial | Turnover | Miscellaneous | 8964.6316 | 0.043624 | 20 | 3.5294 | 0.15288 | 9533.3333 | 12435.7198 | 4922.7104 | 9533.3333 | 0.51637 | 12435.7198 | 9533.3333 | 1.3044 | 4922.7104 | 12435.7198 | 0.39585 | 4922.7104 | 9.1034
Equipment | High Efficiency Chiller (Water cooled-centrifugal, 200 tons) | Commercial | Turnover | Offices | 18064.3467 | 0.043624 | 20 | 7.1121 | 0.30805 | 9533.3333 | 25058.8272 | 9919.5986 | 9533.3333 | 1.0405 | 25058.8272 | 9533.3333 | 2.6285 | 9919.5986 | 25058.8272 | 0.39585 | 9919.5986 | 4.5176
Equipment | High Efficiency Chiller (Water cooled-centrifugal, 200 tons) | Commercial | Turnover | Restaurants | 26009.712 | 0.043624 | 20 | 10.2402 | 0.44355 | 9533.3333 | 36080.6227 | 14282.6035 | 9533.3333 | 1.4982 | 36080.6227 | 9533.3333 | 3.7847 | 14282.6035 | 36080.6227 | 0.39585 | 14282.6035 | 3.1376
Equipment | High Efficiency Chiller (Water cooled-centrifugal, 200 tons) | Commercial | Turnover | Retail | 20385.3267 | 0.043624 | 20 | 8.0259 | 0.34763 | 9533.3333 | 28278.4861 | 11194.1085 | 9533.3333 | 1.1742 | 28278.4861 | 9533.3333 | 2.9663 | 11194.1085 | 28278.4861 | 0.39585 | 11194.1085 | 4.0033
Equipment | High Efficiency Chiller (Water cooled-centrifugal, 200 tons) | Commercial | Turnover | Schools K-12 | 17720.4978 | 0.043624 | 20 | 6.9767 | 0.30219 | 9533.3333 | 24581.8407 | 9730.7823 | 9533.3333 | 1.0207 | 24581.8407 | 9533.3333 | 2.5785 | 9730.7823 | 24581.8407 | 0.39585 | 9730.7823 | 4.6053
Equipment | High Efficiency Chiller (Water cooled-centrifugal, 200 tons) | Commercial | Turnover | Warehouse | 3892.8606 | 0.043624 | 20 | 1.5327 | 0.066386 | 9533.3333 | 5400.1687 | 2137.6701 | 9533.3333 | 0.22423 | 5400.1687 | 9533.3333 | 0.56645 | 2137.6701 | 5400.1687 | 0.39585 | 2137.6701 | 20.9636
Equipment | High Efficiency Chiller (Water cooled-centrifugal, 200 tons) | Commercial | New | Assembly | 16050.3747 | 0.043624 | 20 | 6.3192 | 0.27371 | 9533.3333 | 22265.049 | 8813.6746 | 9533.3333 | 0.92451 | 22265.049 | 9533.3333 | 2.3355 | 8813.6746 | 22265.049 | 0.39585 | 8813.6746 | 5.0845
Equipment | High Efficiency Chiller (Water cooled-centrifugal, 200 tons) | Commercial | New | College and University | 17806.4601 | 0.043624 | 20 | 7.0105 | 0.30366 | 9533.3333 | 24701.0873 | 9777.9863 | 9533.3333 | 1.0257 | 24701.0873 | 9533.3333 | 2.591 | 9777.9863 | 24701.0873 | 0.39585 | 9777.9863 | 4.5831
Equipment | High Efficiency Chiller (Water cooled-centrifugal, 200 tons) | Commercial | New | Grocery | 8866.3891 | 0.043624 | 20 | 3.4908 | 0.1512 | 9533.3333 | 12299.4379 | 4868.7629 | 9533.3333 | 0.51071 | 12299.4379 | 9533.3333 | 1.2902 | 4868.7629 | 12299.4379 | 0.39585 | 4868.7629 | 9.2042
Equipment | High Efficiency Chiller (Water cooled-centrifugal, 200 tons) | Commercial | New | Healthcare | 34925.2223 | 0.043624 | 20 | 13.7503 | 0.59559 | 9533.3333 | 48448.2015 | 19178.3401 | 9533.3333 | 2.0117 | 48448.2015 | 9533.3333 | 5.082 | 19178.3401 | 48448.2015 | 0.39585 | 19178.3401 | 2.3367
Equipment | High Efficiency Chiller (Water cooled-centrifugal, 200 tons) | Commercial | New | Hospitals | 33083.1747 | 0.043624 | 20 | 13.0251 | 0.56417 | 9533.3333 | 45892.9167 | 18166.8243 | 9533.3333 | 1.9056 | 45892.9167 | 9533.3333 | 4.8139 | 18166.8243 | 45892.9167 | 0.39585 | 18166.8243 | 2.4668
Equipment | High Efficiency Chiller (Water cooled-centrifugal, 200 tons) | Commercial | New | Institutional | 8669.904 | 0.043624 | 20 | 3.4134 | 0.14785 | 9533.3333 | 12026.8742 | 4760.8678 | 9533.3333 | 0.49939 | 12026.8742 | 9533.3333 | 1.2616 | 4760.8678 | 12026.8742 | 0.39585 | 4760.8678 | 9.4128
Equipment | High Efficiency Chiller (Water cooled-centrifugal, 200 tons) | Commercial | New | Lodging/Hospitality | 26513.205 | 0.043624 | 20 | 10.4385 | 0.45213 | 9533.3333 | 36779.0672 | 14559.0845 | 9533.3333 | 1.5272 | 36779.0672 | 9533.3333 | 3.8579 | 14559.0845 | 36779.0672 | 0.39585 | 14559.0845 | 3.078
Equipment | High Efficiency Chiller (Water cooled-centrifugal, 200 tons) | Commercial | New | Miscellaneous | 8964.6316 | 0.043624 | 20 | 3.5294 | 0.15288 | 9533.3333 | 12435.7198 | 4922.7104 | 9533.3333 | 0.51637 | 12435.7198 | 9533.3333 | 1.3044 | 4922.7104 | 12435.7198 | 0.39585 | 4922.7104 | 9.1034
Equipment | High Efficiency Chiller (Water cooled-centrifugal, 200 tons) | Commercial | New | Offices | 18064.3467 | 0.043624 | 20 | 7.1121 | 0.30805 | 9533.3333 | 25058.8272 | 9919.5986 | 9533.3333 | 1.0405 | 25058.8272 | 9533.3333 | 2.6285 | 9919.5986 | 25058.8272 | 0.39585 | 9919.5986 | 4.5176
Equipment | High Efficiency Chiller (Water cooled-centrifugal, 200 tons) | Commercial | New | Restaurants | 26009.712 | 0.043624 | 20 | 10.2402 | 0.44355 | 9533.3333 | 36080.6227 | 14282.6035 | 9533.3333 | 1.4982 | 36080.6227 | 9533.3333 | 3.7847 | 14282.6035 | 36080.6227 | 0.39585 | 14282.6035 | 3.1376
Equipment | High Efficiency Chiller (Water cooled-centrifugal, 200 tons) | Commercial | New | Retail | 20385.3267 | 0.043624 | 20 | 8.0259 | 0.34763 | 9533.3333 | 28278.4861 | 11194.1085 | 9533.3333 | 1.1742 | 28278.4861 | 9533.3333 | 2.9663 | 11194.1085 | 28278.4861 | 0.39585 | 11194.1085 | 4.0033
Equipment | High Efficiency Chiller (Water cooled-centrifugal, 200 tons) | Commercial | New | Schools K-12 | 17720.4978 | 0.043624 | 20 | 6.9767 | 0.30219 | 9533.3333 | 24581.8407 | 9730.7823 | 9533.3333 | 1.0207 | 24581.8407 | 9533.3333 | 2.5785 | 9730.7823 | 24581.8407 | 0.39585 | 9730.7823 | 4.6053
Equipment | High Efficiency Chiller (Water cooled-centrifugal, 200 tons) | Commercial | New | Warehouse | 3892.8606 | 0.043624 | 20 | 1.5327 | 0.066386 | 9533.3333 | 5400.1687 | 2137.6701 | 9533.3333 | 0.22423 | 5400.1687 | 9533.3333 | 0.56645 | 2137.6701 | 5400.1687 | 0.39585 | 2137.6701 | 20.9636
Equipment | High Efficiency Chiller (Water cooled-positive displacement, 100 tons) | Commercial | Turnover | Assembly | 5092.9074 | 0.026829 | 20 | 2.0051 | 0.08685 | 5200 | 7064.8713 | 2796.6467 | 5200 | 0.53782 | 7064.8713 | 5200 | 1.3586 | 2796.6467 | 7064.8713 | 0.39585 | 2796.6467 | 8.7403
Equipment | High Efficiency Chiller (Water cooled-positive displacement, 100 tons) | Commercial | Turnover | College and University | 5650.1267 | 0.026829 | 20 | 2.2245 | 0.096353 | 5200 | 7837.845 | 3102.6303 | 5200 | 0.59666 | 7837.845 | 5200 | 1.5073 | 3102.6303 | 7837.845 | 0.39585 | 3102.6303 | 7.8783
Equipment | High Efficiency Chiller (Water cooled-positive displacement, 100 tons) | Commercial | Turnover | Grocery | 2813.3735 | 0.026829 | 20 | 1.1076 | 0.047977 | 5200 | 3902.7063 | 1544.8959 | 5200 | 0.2971 | 3902.7063 | 5200 | 0.75052 | 1544.8959 | 3902.7063 | 0.39585 | 1544.8959 | 15.8221
Equipment | High Efficiency Chiller (Water cooled-positive displacement, 100 tons) | Commercial | Turnover | Healthcare | 11082.0417 | 0.026829 | 20 | 4.3631 | 0.18898 | 5200 | 15372.987 | 6085.4348 | 5200 | 1.1703 | 15372.987 | 5200 | 2.9563 | 6085.4348 | 15372.987 | 0.39585 | 6085.4348 | 4.0167
Equipment | High Efficiency Chiller (Water cooled-positive displacement, 100 tons) | Commercial | Turnover | Hospitals | 10497.5458 | 0.026829 | 20 | 4.133 | 0.17902 | 5200 | 14562.1755 | 5764.4731 | 5200 | 1.1086 | 14562.1755 | 5200 | 2.8004 | 5764.4731 | 14562.1755 | 0.39585 | 5764.4731 | 4.2404
Equipment | High Efficiency Chiller (Water cooled-positive displacement, 100 tons) | Commercial | Turnover | Institutional | 2751.0272 | 0.026829 | 20 | 1.0831 | 0.046914 | 5200 | 3816.2197 | 1510.66 | 5200 | 0.29051 | 3816.2197 | 5200 | 0.73389 | 1510.66 | 3816.2197 | 0.39585 | 1510.66 | 16.1807
Equipment | High Efficiency Chiller (Water cooled-positive displacement, 100 tons) | Commercial | Turnover | Lodging/Hospitality | 8412.8439 | 0.026829 | 20 | 3.3122 | 0.14347 | 5200 | 11670.2809 | 4619.7095 | 5200 | 0.88841 | 11670.2809 | 5200 | 2.2443 | 4619.7095 | 11670.2809 | 0.39585 | 4619.7095 | 5.2911
Equipment | High Efficiency Chiller (Water cooled-positive displacement, 100 tons) | Commercial | Turnover | Miscellaneous | 2844.5466 | 0.026829 | 20 | 1.1199 | 0.048509 | 5200 | 3945.9496 | 1562.0139 | 5200 | 0.30039 | 3945.9496 | 5200 | 0.75884 | 1562.0139 | 3945.9496 | 0.39585 | 1562.0139 | 15.6487
Equipment | High Efficiency Chiller (Water cooled-positive displacement, 100 tons) | Commercial | Turnover | Offices | 5731.9562 | 0.026829 | 20 | 2.2567 | 0.097748 | 5200 | 7951.3586 | 3147.5649 | 5200 | 0.6053 | 7951.3586 | 5200 | 1.5291 | 3147.5649 | 7951.3586 | 0.39585 | 3147.5649 | 7.7659
Equipment | High Efficiency Chiller (Water cooled-positive displacement, 100 tons) | Commercial | Turnover | Restaurants | 8253.0817 | 0.026829 | 20 | 3.2493 | 0.14074 | 5200 | 11448.6591 | 4531.98 | 5200 | 0.87153 | 11448.6591 | 5200 | 2.2017 | 4531.98 | 11448.6591 | 0.39585 | 4531.98 | 5.3936
Equipment | High Efficiency Chiller (Water cooled-positive displacement, 100 tons) | Commercial | Turnover | Retail | 6468.421 | 0.026829 | 20 | 2.5467 | 0.11031 | 5200 | 8972.9812 | 3551.9767 | 5200 | 0.68307 | 8972.9812 | 5200 | 1.7256 | 3551.9767 | 8972.9812 | 0.39585 | 3551.9767 | 6.8817
Equipment | High Efficiency Chiller (Water cooled-positive displacement, 100 tons) | Commercial | Turnover | Schools K-12 | 5622.8503 | 0.026829 | 20 | 2.2138 | 0.095887 | 5200 | 7800.0071 | 3087.6521 | 5200 | 0.59378 | 7800.0071 | 5200 | 1.5 | 3087.6521 | 7800.0071 | 0.39585 | 3087.6521 | 7.9165
Equipment | High Efficiency Chiller (Water cooled-positive displacement, 100 tons) | Commercial | Turnover | Warehouse | 1235.2346 | 0.026829 | 20 | 0.48632 | 0.021065 | 5200 | 1713.5151 | 678.2992 | 5200 | 0.13044 | 1713.5151 | 5200 | 0.32952 | 678.2992 | 1713.5151 | 0.39585 | 678.2992 | 36.0365
Equipment | High Efficiency Chiller (Water cooled-positive displacement, 100 tons) | Commercial | New | Assembly | 5092.9074 | 0.026829 | 20 | 2.0051 | 0.08685 | 5200 | 7064.8713 | 2796.6467 | 5200 | 0.53782 | 7064.8713 | 5200 | 1.3586 | 2796.6467 | 7064.8713 | 0.39585 | 2796.6467 | 8.7403
Equipment | High Efficiency Chiller (Water cooled-positive displacement, 100 tons) | Commercial | New | College and University | 5650.1267 | 0.026829 | 20 | 2.2245 | 0.096353 | 5200 | 7837.845 | 3102.6303 | 5200 | 0.59666 | 7837.845 | 5200 | 1.5073 | 3102.6303 | 7837.845 | 0.39585 | 3102.6303 | 7.8783
Equipment | High Efficiency Chiller (Water cooled-positive displacement, 100 tons) | Commercial | New | Grocery | 2813.3735 | 0.026829 | 20 | 1.1076 | 0.047977 | 5200 | 3902.7063 | 1544.8959 | 5200 | 0.2971 | 3902.7063 | 5200 | 0.75052 | 1544.8959 | 3902.7063 | 0.39585 | 1544.8959 | 15.8221
Equipment | High Efficiency Chiller (Water cooled-positive displacement, 100 tons) | Commercial | New | Healthcare | 11082.0417 | 0.026829 | 20 | 4.3631 | 0.18898 | 5200 | 15372.987 | 6085.4348 | 5200 | 1.1703 | 15372.987 | 5200 | 2.9563 | 6085.4348 | 15372.987 | 0.39585 | 6085.4348 | 4.0167
Equipment | High Efficiency Chiller (Water cooled-positive displacement, 100 tons) | Commercial | New | Hospitals | 10497.5458 | 0.026829 | 20 | 4.133 | 0.17902 | 5200 | 14562.1755 | 5764.4731 | 5200 | 1.1086 | 14562.1755 | 5200 | 2.8004 | 5764.4731 | 14562.1755 | 0.39585 | 5764.4731 | 4.2404
Equipment | High Efficiency Chiller (Water cooled-positive displacement, 100 tons) | Commercial | New | Institutional | 2751.0272 | 0.026829 | 20 | 1.0831 | 0.046914 | 5200 | 3816.2197 | 1510.66 | 5200 | 0.29051 | 3816.2197 | 5200 | 0.73389 | 1510.66 | 3816.2197 | 0.39585 | 1510.66 | 16.1807
Equipment | High Efficiency Chiller (Water cooled-positive displacement, 100 tons) | Commercial | New | Lodging/Hospitality | 8412.8439 | 0.026829 | 20 | 3.3122 | 0.14347 | 5200 | 11670.2809 | 4619.7095 | 5200 | 0.88841 | 11670.2809 | 5200 | 2.2443 | 4619.7095 | 11670.2809 | 0.39585 | 4619.7095 | 5.2911
Equipment | High Efficiency Chiller (Water cooled-positive displacement, 100 tons) | Commercial | New | Miscellaneous | 2844.5466 | 0.026829 | 20 | 1.1199 | 0.048509 | 5200 | 3945.9496 | 1562.0139 | 5200 | 0.30039 | 3945.9496 | 5200 | 0.75884 | 1562.0139 | 3945.9496 | 0.39585 | 1562.0139 | 15.6487
Equipment | High Efficiency Chiller (Water cooled-positive displacement, 100 tons) | Commercial | New | Offices | 5731.9562 | 0.026829 | 20 | 2.2567 | 0.097748 | 5200 | 7951.3586 | 3147.5649 | 5200 | 0.6053 | 7951.3586 | 5200 | 1.5291 | 3147.5649 | 7951.3586 | 0.39585 | 3147.5649 | 7.7659
Equipment | High Efficiency Chiller (Water cooled-positive displacement, 100 tons) | Commercial | New | Restaurants | 8253.0817 | 0.026829 | 20 | 3.2493 | 0.14074 | 5200 | 11448.6591 | 4531.98 | 5200 | 0.87153 | 11448.6591 | 5200 | 2.2017 | 4531.98 | 11448.6591 | 0.39585 | 4531.98 | 5.3936
Equipment | High Efficiency Chiller (Water cooled-positive displacement, 100 tons) | Commercial | New | Retail | 6468.421 | 0.026829 | 20 | 2.5467 | 0.11031 | 5200 | 8972.9812 | 3551.9767 | 5200 | 0.68307 | 8972.9812 | 5200 | 1.7256 | 3551.9767 | 8972.9812 | 0.39585 | 3551.9767 | 6.8817
Equipment | High Efficiency Chiller (Water cooled-positive displacement, 100 tons) | Commercial | New | Schools K-12 | 5622.8503 | 0.026829 | 20 | 2.2138 | 0.095887 | 5200 | 7800.0071 | 3087.6521 | 5200 | 0.59378 | 7800.0071 | 5200 | 1.5 | 3087.6521 | 7800.0071 | 0.39585 | 3087.6521 | 7.9165
Equipment | High Efficiency Chiller (Water cooled-positive displacement, 100 tons) | Commercial | New | Warehouse | 1235.2346 | 0.026829 | 20 | 0.48632 | 0.021065 | 5200 | 1713.5151 | 678.2992 | 5200 | 0.13044 | 1713.5151 | 5200 | 0.32952 | 678.2992 | 1713.5151 | 0.39585 | 678.2992 | 36.0365
Equipment | High Efficiency Data Center Cooling | Commercial | Turnover | Assembly | 129796.7956 | 0.28 | 20 | 29.7567 | 17.1868 | 213000 | 178596.504 | 66718.7926 | 213000 | 0.31323 | 178596.504 | 213000 | 0.83848 | 66718.7926 | 178596.504 | 0.37357 | 66718.7926 | 14.0477
Equipment | High Efficiency Data Center Cooling | Commercial | Turnover | College and University | 129796.7956 | 0.28 | 20 | 29.7567 | 17.1868 | 213000 | 178596.504 | 66718.7926 | 213000 | 0.31323 | 178596.504 | 213000 | 0.83848 | 66718.7926 | 178596.504 | 0.37357 | 66718.7926 | 14.0477
Equipment | High Efficiency Data Center Cooling | Commercial | Turnover | Grocery | 129796.7956 | 0.28 | 20 | 29.7567 | 17.1868 | 213000 | 178596.504 | 66718.7926 | 213000 | 0.31323 | 178596.504 | 213000 | 0.83848 | 66718.7926 | 178596.504 | 0.37357 | 66718.7926 | 14.0477
Equipment | High Efficiency Data Center Cooling | Commercial | Turnover | Healthcare | 129796.7956 | 0.28 | 20 | 29.7567 | 17.1868 | 213000 | 178596.504 | 66718.7926 | 213000 | 0.31323 | 178596.504 | 213000 | 0.83848 | 66718.7926 | 178596.504 | 0.37357 | 66718.7926 | 14.0477
Equipment | High Efficiency Data Center Cooling | Commercial | Turnover | Hospitals | 129796.7956 | 0.28 | 20 | 29.7567 | 17.1868 | 213000 | 178596.504 | 66718.7926 | 213000 | 0.31323 | 178596.504 | 213000 | 0.83848 | 66718.7926 | 178596.504 | 0.37357 | 66718.7926 | 14.0477
Equipment | High Efficiency Data Center Cooling | Commercial | Turnover | Institutional | 129796.7956 | 0.28 | 20 | 29.7567 | 17.1868 | 213000 | 178596.504 | 66718.7926 | 213000 | 0.31323 | 178596.504 | 213000 | 0.83848 | 66718.7926 | 178596.504 | 0.37357 | 66718.7926 | 14.0477
Equipment | High Efficiency Data Center Cooling | Commercial | Turnover | Lodging/Hospitality | 129796.7956 | 0.28 | 20 | 29.7567 | 17.1868 | 213000 | 178596.504 | 66718.7926 | 213000 | 0.31323 | 178596.504 | 213000 | 0.83848 | 66718.7926 | 178596.504 | 0.37357 | 66718.7926 | 14.0477
Equipment | High Efficiency Data Center Cooling | Commercial | Turnover | Miscellaneous | 129796.7956 | 0.28 | 20 | 29.7567 | 17.1868 | 213000 | 178596.504 | 66718.7926 | 213000 | 0.31323 | 178596.504 | 213000 | 0.83848 | 66718.7926 | 178596.504 | 0.37357 | 66718.7926 | 14.0477
Equipment | High Efficiency Data Center Cooling | Commercial | Turnover | Offices | 129796.7956 | 0.28 | 20 | 29.7567 | 17.1868 | 213000 | 178596.504 | 66718.7926 | 213000 | 0.31323 | 178596.504 | 213000 | 0.83848 | 66718.7926 | 178596.504 | 0.37357 | 66718.7926 | 14.0477
Equipment | High Efficiency Data Center Cooling | Commercial | Turnover | Restaurants | 129796.7956 | 0.28 | 20 | 29.7567 | 17.1868 | 213000 | 178596.504 | 66718.7926 | 213000 | 0.31323 | 178596.504 | 213000 | 0.83848 | 66718.7926 | 178596.504 | 0.37357 | 66718.7926 | 14.0477
Equipment | High Efficiency Data Center Cooling | Commercial | Turnover | Retail | 129796.7956 | 0.28 | 20 | 29.7567 | 17.1868 | 213000 | 178596.504 | 66718.7926 | 213000 | 0.31323 | 178596.504 | 213000 | 0.83848 | 66718.7926 | 178596.504 | 0.37357 | 66718.7926 | 14.0477
Equipment | High Efficiency Data Center Cooling | Commercial | Turnover | Schools K-12 | 129796.7956 | 0.28 | 20 | 29.7567 | 17.1868 | 213000 | 178596.504 | 66718.7926 | 213000 | 0.31323 | 178596.504 | 213000 | 0.83848 | 66718.7926 | 178596.504 | 0.37357 | 66718.7926 | 14.0477
Equipment | High Efficiency Data Center Cooling | Commercial | Turnover | Warehouse | 129796.7956 | 0.28 | 20 | 29.7567 | 17.1868 | 213000 | 178596.504 | 66718.7926 | 213000 | 0.31323 | 178596.504 | 213000 | 0.83848 | 66718.7926 | 178596.504 | 0.37357 | 66718.7926 | 14.0477
Equipment | High Efficiency Data Center Cooling | Commercial | New | Assembly | 129796.7956 | 0.28 | 20 | 29.7567 | 17.1868 | 213000 | 178596.504 | 66718.7926 | 213000 | 0.31323 | 178596.504 | 213000 | 0.83848 | 66718.7926 | 178596.504 | 0.37357 | 66718.7926 | 14.0477
Equipment | High Efficiency Data Center Cooling | Commercial | New | College and University | 129796.7956 | 0.28 | 20 | 29.7567 | 17.1868 | 213000 | 178596.504 | 66718.7926 | 213000 | 0.31323 | 178596.504 | 213000 | 0.83848 | 66718.7926 | 178596.504 | 0.37357 | 66718.7926 | 14.0477
Equipment | High Efficiency Data Center Cooling | Commercial | New | Grocery | 129796.7956 | 0.28 | 20 | 29.7567 | 17.1868 | 213000 | 178596.504 | 66718.7926 | 213000 | 0.31323 | 178596.504 | 213000 | 0.83848 | 66718.7926 | 178596.504 | 0.37357 | 66718.7926 | 14.0477
Equipment | High Efficiency Data Center Cooling | Commercial | New | Healthcare | 129796.7956 | 0.28 | 20 | 29.7567 | 17.1868 | 213000 | 178596.504 | 66718.7926 | 213000 | 0.31323 | 178596.504 | 213000 | 0.83848 | 66718.7926 | 178596.504 | 0.37357 | 66718.7926 | 14.0477
Equipment | High Efficiency Data Center Cooling | Commercial | New | Hospitals | 129796.7956 | 0.28 | 20 | 29.7567 | 17.1868 | 213000 | 178596.504 | 66718.7926 | 213000 | 0.31323 | 178596.504 | 213000 | 0.83848 | 66718.7926 | 178596.504 | 0.37357 | 66718.7926 | 14.0477
Equipment | High Efficiency Data Center Cooling | Commercial | New | Institutional | 129796.7956 | 0.28 | 20 | 29.7567 | 17.1868 | 213000 | 178596.504 | 66718.7926 | 213000 | 0.31323 | 178596.504 | 213000 | 0.83848 | 66718.7926 | 178596.504 | 0.37357 | 66718.7926 | 14.0477
Equipment | High Efficiency Data Center Cooling | Commercial | New | Lodging/Hospitality | 129796.7956 | 0.28 | 20 | 29.7567 | 17.1868 | 213000 | 178596.504 | 66718.7926 | 213000 | 0.31323 | 178596.504 | 213000 | 0.83848 | 66718.7926 | 178596.504 | 0.37357 | 66718.7926 | 14.0477
Equipment | High Efficiency Data Center Cooling | Commercial | New | Miscellaneous | 129796.7956 | 0.28 | 20 | 29.7567 | 17.1868 | 213000 | 178596.504 | 66718.7926 | 213000 | 0.31323 | 178596.504 | 213000 | 0.83848 | 66718.7926 | 178596.504 | 0.37357 | 66718.7926 | 14.0477
Equipment | High Efficiency Data Center Cooling | Commercial | New | Offices | 129796.7956 | 0.28 | 20 | 29.7567 | 17.1868 | 213000 | 178596.504 | 66718.7926 | 213000 | 0.31323 | 178596.504 | 213000 | 0.83848 | 66718.7926 | 178596.504 | 0.37357 | 66718.7926 | 14.0477
Equipment | High Efficiency Data Center Cooling | Commercial | New | Restaurants | 129796.7956 | 0.28 | 20 | 29.7567 | 17.1868 | 213000 | 178596.504 | 66718.7926 | 213000 | 0.31323 | 178596.504 | 213000 | 0.83848 | 66718.7926 | 178596.504 | 0.37357 | 66718.7926 | 14.0477
Equipment | High Efficiency Data Center Cooling | Commercial | New | Retail | 129796.7956 | 0.28 | 20 | 29.7567 | 17.1868 | 213000 | 178596.504 | 66718.7926 | 213000 | 0.31323 | 178596.504 | 213000 | 0.83848 | 66718.7926 | 178596.504 | 0.37357 | 66718.7926 | 14.0477
Equipment | High Efficiency Data Center Cooling | Commercial | New | Schools K-12 | 129796.7956 | 0.28 | 20 | 29.7567 | 17.1868 | 213000 | 178596.504 | 66718.7926 | 213000 | 0.31323 | 178596.504 | 213000 | 0.83848 | 66718.7926 | 178596.504 | 0.37357 | 66718.7926 | 14.0477
Equipment | High Efficiency Data Center Cooling | Commercial | New | Warehouse | 129796.7956 | 0.28 | 20 | 29.7567 | 17.1868 | 213000 | 178596.504 | 66718.7926 | 213000 | 0.31323 | 178596.504 | 213000 | 0.83848 | 66718.7926 | 178596.504 | 0.37357 | 66718.7926 | 14.0477
Equipment | High Efficiency DX 135k- less than 240k BTU | Commercial | Turnover | Assembly | 1868.9985 | 0.036866 | 15 | 0.77286 | 0 | 3329.61 | 2232.4108 | 895.7889 | 3329.61 | 0.26904 | 2232.4108 | 3329.61 | 0.67047 | 895.7889 | 2232.4108 | 0.40127 | 895.7889 | 15.2501
Equipment | High Efficiency DX 135k- less than 240k BTU | Commercial | Turnover | College and University | 2073.4872 | 0.036866 | 15 | 0.85742 | 0 | 3329.61 | 2476.6608 | 993.7979 | 3329.61 | 0.29847 | 2476.6608 | 3329.61 | 0.74383 | 993.7979 | 2476.6608 | 0.40127 | 993.7979 | 13.7462
Equipment | High Efficiency DX 135k- less than 240k BTU | Commercial | Turnover | Grocery | 1032.4536 | 0.036866 | 15 | 0.42693 | 0 | 3329.61 | 1233.2063 | 494.8428 | 3329.61 | 0.14862 | 1233.2063 | 3329.61 | 0.37038 | 494.8428 | 1233.2063 | 0.40127 | 494.8428 | 27.6065
Equipment | High Efficiency DX 135k- less than 240k BTU | Commercial | Turnover | Healthcare | 4066.8949 | 0.036866 | 15 | 1.6817 | 0 | 3329.61 | 4857.6712 | 1949.2147 | 3329.61 | 0.58542 | 4857.6712 | 3329.61 | 1.4589 | 1949.2147 | 4857.6712 | 0.40127 | 1949.2147 | 7.0084
Equipment | High Efficiency DX 135k- less than 240k BTU | Commercial | Turnover | Hospitals | 3852.3962 | 0.036866 | 15 | 1.593 | 0 | 3329.61 | 4601.4649 | 1846.408 | 3329.61 | 0.55454 | 4601.4649 | 3329.61 | 1.382 | 1846.408 | 4601.4649 | 0.40127 | 1846.408 | 7.3986
Equipment | High Efficiency DX 135k- less than 240k BTU | Commercial | Turnover | Institutional | 1009.5738 | 0.036866 | 15 | 0.41747 | 0 | 3329.61 | 1205.8776 | 483.8768 | 3329.61 | 0.14533 | 1205.8776 | 3329.61 | 0.36217 | 483.8768 | 1205.8776 | 0.40127 | 483.8768 | 28.2322
Equipment | High Efficiency DX 135k- less than 240k BTU | Commercial | Turnover | Lodging/Hospitality | 3087.3509 | 0.036866 | 15 | 1.2767 | 0 | 3329.61 | 3687.6625 | 1479.7308 | 3329.61 | 0.44442 | 3687.6625 | 3329.61 | 1.1075 | 1479.7308 | 3687.6625 | 0.40127 | 1479.7308 | 9.232
Equipment | High Efficiency DX 135k- less than 240k BTU | Commercial | Turnover | Miscellaneous | 1043.8936 | 0.036866 | 15 | 0.43166 | 0 | 3329.61 | 1246.8706 | 500.3258 | 3329.61 | 0.15027 | 1246.8706 | 3329.61 | 0.37448 | 500.3258 | 1246.8706 | 0.40127 | 500.3258 | 27.304
Equipment | High Efficiency DX 135k- less than 240k BTU | Commercial | Turnover | Offices | 2103.517 | 0.036866 | 15 | 0.86983 | 0 | 3329.61 | 2512.5297 | 1008.1909 | 3329.61 | 0.3028 | 2512.5297 | 3329.61 | 0.7546 | 1008.1909 | 2512.5297 | 0.40127 | 1008.1909 | 13.5499
Equipment | High Efficiency DX 135k- less than 240k BTU | Commercial | Turnover | Restaurants | 3028.7213 | 0.036866 | 15 | 1.2524 | 0 | 3329.61 | 3617.6328 | 1451.6303 | 3329.61 | 0.43598 | 3617.6328 | 3329.61 | 1.0865 | 1451.6303 | 3617.6328 | 0.40127 | 1451.6303 | 9.4107
Equipment | High Efficiency DX 135k- less than 240k BTU | Commercial | Turnover | Retail | 2373.7853 | 0.036866 | 15 | 0.98159 | 0 | 3329.61 | 2835.3496 | 1137.7273 | 3329.61 | 0.3417 | 2835.3496 | 3329.61 | 0.85156 | 1137.7273 | 2835.3496 | 0.40127 | 1137.7273 | 12.0072
Equipment | High Efficiency DX 135k- less than 240k BTU | Commercial | Turnover | Schools K-12 | 2063.4773 | 0.036866 | 15 | 0.85328 | 0 | 3329.61 | 2464.7045 | 989.0003 | 3329.61 | 0.29703 | 2464.7045 | 3329.61 | 0.74024 | 989.0003 | 2464.7045 | 0.40127 | 989.0003 | 13.8128
Equipment | High Efficiency DX 135k- less than 240k BTU | Commercial | Turnover | Warehouse | 453.3072 | 0.036866 | 15 | 0.18745 | 0 | 3329.61 | 541.4493 | 217.2648 | 3329.61 | 0.065252 | 541.4493 | 3329.61 | 0.16262 | 217.2648 | 541.4493 | 0.40127 | 217.2648 | 62.8767
Equipment | High Efficiency DX 135k- less than 240k BTU | Commercial | New | Assembly | 1868.9985 | 0.036866 | 15 | 0.77286 | 0 | 3329.61 | 2232.4108 | 895.7889 | 3329.61 | 0.26904 | 2232.4108 | 3329.61 | 0.67047 | 895.7889 | 2232.4108 | 0.40127 | 895.7889 | 15.2501
Equipment | High Efficiency DX 135k- less than 240k BTU | Commercial | New | College and University | 2073.4872 | 0.036866 | 15 | 0.85742 | 0 | 3329.61 | 2476.6608 | 993.7979 | 3329.61 | 0.29847 | 2476.6608 | 3329.61 | 0.74383 | 993.7979 | 2476.6608 | 0.40127 | 993.7979 | 13.7462
Equipment | High Efficiency DX 135k- less than 240k BTU | Commercial | New | Grocery | 1032.4536 | 0.036866 | 15 | 0.42693 | 0 | 3329.61 | 1233.2063 | 494.8428 | 3329.61 | 0.14862 | 1233.2063 | 3329.61 | 0.37038 | 494.8428 | 1233.2063 | 0.40127 | 494.8428 | 27.6065
Equipment | High Efficiency DX 135k- less than 240k BTU | Commercial | New | Healthcare | 4066.8949 | 0.036866 | 15 | 1.6817 | 0 | 3329.61 | 4857.6712 | 1949.2147 | 3329.61 | 0.58542 | 4857.6712 | 3329.61 | 1.4589 | 1949.2147 | 4857.6712 | 0.40127 | 1949.2147 | 7.0084
Equipment | High Efficiency DX 135k- less than 240k BTU | Commercial | New | Hospitals | 3852.3962 | 0.036866 | 15 | 1.593 | 0 | 3329.61 | 4601.4649 | 1846.408 | 3329.61 | 0.55454 | 4601.4649 | 3329.61 | 1.382 | 1846.408 | 4601.4649 | 0.40127 | 1846.408 | 7.3986
Equipment | High Efficiency DX 135k- less than 240k BTU | Commercial | New | Institutional | 1009.5738 | 0.036866 | 15 | 0.41747 | 0 | 3329.61 | 1205.8776 | 483.8768 | 3329.61 | 0.14533 | 1205.8776 | 3329.61 | 0.36217 | 483.8768 | 1205.8776 | 0.40127 | 483.8768 | 28.2322
Equipment | High Efficiency DX 135k- less than 240k BTU | Commercial | New | Lodging/Hospitality | 3087.3509 | 0.036866 | 15 | 1.2767 | 0 | 3329.61 | 3687.6625 | 1479.7308 | 3329.61 | 0.44442 | 3687.6625 | 3329.61 | 1.1075 | 1479.7308 | 3687.6625 | 0.40127 | 1479.7308 | 9.232
Equipment | High Efficiency DX 135k- less than 240k BTU | Commercial | New | Miscellaneous | 1043.8936 | 0.036866 | 15 | 0.43166 | 0 | 3329.61 | 1246.8706 | 500.3258 | 3329.61 | 0.15027 | 1246.8706 | 3329.61 | 0.37448 | 500.3258 | 1246.8706 | 0.40127 | 500.3258 | 27.304
Equipment | High Efficiency DX 135k- less than 240k BTU | Commercial | New | Offices | 2103.517 | 0.036866 | 15 | 0.86983 | 0 | 3329.61 | 2512.5297 | 1008.1909 | 3329.61 | 0.3028 | 2512.5297 | 3329.61 | 0.7546 | 1008.1909 | 2512.5297 | 0.40127 | 1008.1909 | 13.5499
Equipment | High Efficiency DX 135k- less than 240k BTU | Commercial | New | Restaurants | 3028.7213 | 0.036866 | 15 | 1.2524 | 0 | 3329.61 | 3617.6328 | 1451.6303 | 3329.61 | 0.43598 | 3617.6328 | 3329.61 | 1.0865 | 1451.6303 | 3617.6328 | 0.40127 | 1451.6303 | 9.4107
Equipment | High Efficiency DX 135k- less than 240k BTU | Commercial | New | Retail | 2373.7853 | 0.036866 | 15 | 0.98159 | 0 | 3329.61 | 2835.3496 | 1137.7273 | 3329.61 | 0.3417 | 2835.3496 | 3329.61 | 0.85156 | 1137.7273 | 2835.3496 | 0.40127 | 1137.7273 | 12.0072
Equipment | High Efficiency DX 135k- less than 240k BTU | Commercial | New | Schools K-12 | 2063.4773 | 0.036866 | 15 | 0.85328 | 0 | 3329.61 | 2464.7045 | 989.0003 | 3329.61 | 0.29703 | 2464.7045 | 3329.61 | 0.74024 | 989.0003 | 2464.7045 | 0.40127 | 989.0003 | 13.8128
Equipment | High Efficiency DX 135k- less than 240k BTU | Commercial | New | Warehouse | 453.3072 | 0.036866 | 15 | 0.18745 | 0 | 3329.61 | 541.4493 | 217.2648 | 3329.61 | 0.065252 | 541.4493 | 3329.61 | 0.16262 | 217.2648 | 541.4493 | 0.40127 | 217.2648 | 62.8767
Equipment | High Efficiency PTAC | Commercial | Turnover | Assembly | 781.6741 | 0.23636 | 15 | 0.38889 | 0 | 126 | 937.5209 | 385.0621 | 126 | 3.056 | 937.5209 | 126 | 7.4406 | 385.0621 | 937.5209 | 0.41072 | 385.0621 | 1.3799
Equipment | High Efficiency PTAC | Commercial | Turnover | College and University | 867.1977 | 0.23636 | 15 | 0.24769 | 0 | 126 | 1029.3041 | 392.7747 | 126 | 3.1173 | 1029.3041 | 126 | 8.1691 | 392.7747 | 1029.3041 | 0.38159 | 392.7747 | 1.2438
Equipment | High Efficiency PTAC | Commercial | Turnover | Grocery | 431.8047 | 0.23636 | 15 | 0.21483 | 0 | 126 | 517.896 | 212.7122 | 126 | 1.6882 | 517.896 | 126 | 4.1103 | 212.7122 | 517.896 | 0.41072 | 212.7122 | 2.4979
Equipment | High Efficiency PTAC | Commercial | Turnover | Healthcare | 1700.9037 | 0.23636 | 15 | 0.84622 | 0 | 126 | 2040.0225 | 837.8858 | 126 | 6.6499 | 2040.0225 | 126 | 16.1907 | 837.8858 | 2040.0225 | 0.41072 | 837.8858 | 0.63413
Equipment | High Efficiency PTAC | Commercial | Turnover | Hospitals | 1611.1936 | 0.23636 | 15 | 0.4602 | 0 | 126 | 1912.3761 | 729.7484 | 126 | 5.7917 | 1912.3761 | 126 | 15.1776 | 729.7484 | 1912.3761 | 0.38159 | 729.7484 | 0.66944
Equipment | High Efficiency PTAC | Commercial | Turnover | Institutional | 422.2356 | 0.23636 | 15 | 0.21007 | 0 | 126 | 506.4191 | 207.9984 | 126 | 1.6508 | 506.4191 | 126 | 4.0192 | 207.9984 | 506.4191 | 0.41072 | 207.9984 | 2.5545
Equipment | High Efficiency PTAC | Commercial | Turnover | Lodging/Hospitality | 1291.2275 | 0.23636 | 15 | 0.6424 | 0 | 126 | 1548.6669 | 636.0743 | 126 | 5.0482 | 1548.6669 | 126 | 12.291 | 636.0743 | 1548.6669 | 0.41072 | 636.0743 | 0.83533
Equipment | High Efficiency PTAC | Commercial | Turnover | Miscellaneous | 436.5892 | 0.23636 | 15 | 0.18074 | 0 | 126 | 521.4928 | 209.2492 | 126 | 1.6607 | 521.4928 | 126 | 4.1388 | 209.2492 | 521.4928 | 0.40125 | 209.2492 | 2.4705
Equipment | High Efficiency PTAC | Commercial | Turnover | Offices | 879.7571 | 0.23636 | 15 | 0.36421 | 0 | 126 | 1050.8437 | 421.6514 | 126 | 3.3464 | 1050.8437 | 126 | 8.34 | 421.6514 | 1050.8437 | 0.40125 | 421.6514 | 1.226
Equipment | High Efficiency PTAC | Commercial | Turnover | Restaurants | 1266.7068 | 0.23636 | 15 | 0.6302 | 0 | 126 | 1519.2573 | 623.9951 | 126 | 4.9523 | 1519.2573 | 126 | 12.0576 | 623.9951 | 1519.2573 | 0.41072 | 623.9951 | 0.8515
Equipment | High Efficiency PTAC | Commercial | Turnover | Retail | 992.7919 | 0.23636 | 15 | 0.49393 | 0 | 126 | 1190.7304 | 489.0613 | 126 | 3.8814 | 1190.7304 | 126 | 9.4502 | 489.0613 | 1190.7304 | 0.41072 | 489.0613 | 1.0864
Equipment | High Efficiency PTAC | Commercial | Turnover | Schools K-12 | 863.0113 | 0.23636 | 15 | 0.42936 | 0 | 126 | 1035.0747 | 425.1298 | 126 | 3.374 | 1035.0747 | 126 | 8.2149 | 425.1298 | 1035.0747 | 0.41072 | 425.1298 | 1.2498
Equipment | High Efficiency PTAC | Commercial | Turnover | Warehouse | 189.5874 | 0.23636 | 15 | 0.094322 | 0 | 126 | 227.3865 | 93.393 | 126 | 0.74121 | 227.3865 | 126 | 1.8047 | 93.393 | 227.3865 | 0.41072 | 93.393 | 5.6892
Equipment | High Efficiency PTAC | Commercial | New | Assembly | 781.6741 | 0.23636 | 15 | 0.38889 | 0 | 126 | 937.5209 | 385.0621 | 126 | 3.056 | 937.5209 | 126 | 7.4406 | 385.0621 | 937.5209 | 0.41072 | 385.0621 | 1.3799
Equipment | High Efficiency PTAC | Commercial | New | College and University | 867.1977 | 0.23636 | 15 | 0.24769 | 0 | 126 | 1029.3041 | 392.7747 | 126 | 3.1173 | 1029.3041 | 126 | 8.1691 | 392.7747 | 1029.3041 | 0.38159 | 392.7747 | 1.2438
Equipment | High Efficiency PTAC | Commercial | New | Grocery | 431.8047 | 0.23636 | 15 | 0.21483 | 0 | 126 | 517.896 | 212.7122 | 126 | 1.6882 | 517.896 | 126 | 4.1103 | 212.7122 | 517.896 | 0.41072 | 212.7122 | 2.4979
Equipment | High Efficiency PTAC | Commercial | New | Healthcare | 1700.9037 | 0.23636 | 15 | 0.84622 | 0 | 126 | 2040.0225 | 837.8858 | 126 | 6.6499 | 2040.0225 | 126 | 16.1907 | 837.8858 | 2040.0225 | 0.41072 | 837.8858 | 0.63413
Equipment | High Efficiency PTAC | Commercial | New | Hospitals | 1611.1936 | 0.23636 | 15 | 0.4602 | 0 | 126 | 1912.3761 | 729.7484 | 126 | 5.7917 | 1912.3761 | 126 | 15.1776 | 729.7484 | 1912.3761 | 0.38159 | 729.7484 | 0.66944
Equipment | High Efficiency PTAC | Commercial | New | Institutional | 422.2356 | 0.23636 | 15 | 0.21007 | 0 | 126 | 506.4191 | 207.9984 | 126 | 1.6508 | 506.4191 | 126 | 4.0192 | 207.9984 | 506.4191 | 0.41072 | 207.9984 | 2.5545
Equipment | High Efficiency PTAC | Commercial | New | Lodging/Hospitality | 1291.2275 | 0.23636 | 15 | 0.6424 | 0 | 126 | 1548.6669 | 636.0743 | 126 | 5.0482 | 1548.6669 | 126 | 12.291 | 636.0743 | 1548.6669 | 0.41072 | 636.0743 | 0.83533
Equipment | High Efficiency PTAC | Commercial | New | Miscellaneous | 436.5892 | 0.23636 | 15 | 0.18074 | 0 | 126 | 521.4928 | 209.2492 | 126 | 1.6607 | 521.4928 | 126 | 4.1388 | 209.2492 | 521.4928 | 0.40125 | 209.2492 | 2.4705
Equipment | High Efficiency PTAC | Commercial | New | Offices | 879.7571 | 0.23636 | 15 | 0.36421 | 0 | 126 | 1050.8437 | 421.6514 | 126 | 3.3464 | 1050.8437 | 126 | 8.34 | 421.6514 | 1050.8437 | 0.40125 | 421.6514 | 1.226
Equipment | High Efficiency PTAC | Commercial | New | Restaurants | 1266.7068 | 0.23636 | 15 | 0.6302 | 0 | 126 | 1519.2573 | 623.9951 | 126 | 4.9523 | 1519.2573 | 126 | 12.0576 | 623.9951 | 1519.2573 | 0.41072 | 623.9951 | 0.8515
Equipment | High Efficiency PTAC | Commercial | New | Retail | 992.7919 | 0.23636 | 15 | 0.49393 | 0 | 126 | 1190.7304 | 489.0613 | 126 | 3.8814 | 1190.7304 | 126 | 9.4502 | 489.0613 | 1190.7304 | 0.41072 | 489.0613 | 1.0864
Equipment | High Efficiency PTAC | Commercial | New | Schools K-12 | 863.0113 | 0.23636 | 15 | 0.42936 | 0 | 126 | 1035.0747 | 425.1298 | 126 | 3.374 | 1035.0747 | 126 | 8.2149 | 425.1298 | 1035.0747 | 0.41072 | 425.1298 | 1.2498
Equipment | High Efficiency PTAC | Commercial | New | Warehouse | 189.5874 | 0.23636 | 15 | 0.094322 | 0 | 126 | 227.3865 | 93.393 | 126 | 0.74121 | 227.3865 | 126 | 1.8047 | 93.393 | 227.3865 | 0.41072 | 93.393 | 5.6892
Equipment | High Efficiency PTHP | Commercial | Turnover | Assembly | 790.4475 | 0.23244 | 15 | 0.39314 | 0.00014395 | 126 | 948.0368 | 389.357 | 126 | 3.0901 | 948.0368 | 126 | 7.5241 | 389.357 | 948.0368 | 0.4107 | 389.357 | 1.3645
Equipment | High Efficiency PTHP | Commercial | Turnover | College and University | 875.9712 | 0.23282 | 15 | 0.24922 | 0.075355 | 126 | 1039.6598 | 396.4053 | 126 | 3.1461 | 1039.6598 | 126 | 8.2513 | 396.4053 | 1039.6598 | 0.38128 | 396.4053 | 1.2313
Equipment | High Efficiency PTHP | Commercial | Turnover | Grocery | 446.895 | 0.22482 | 15 | 0.22227 | 8.1383e-05 | 126 | 535.9912 | 220.1306 | 126 | 1.7471 | 535.9912 | 126 | 4.2539 | 220.1306 | 535.9912 | 0.4107 | 220.1306 | 2.4135
Equipment | High Efficiency PTHP | Commercial | Turnover | Healthcare | 1714.6605 | 0.23351 | 15 | 0.85282 | 0.00031225 | 126 | 2056.5074 | 844.6038 | 126 | 6.7032 | 2056.5074 | 126 | 16.3215 | 844.6038 | 2056.5074 | 0.4107 | 844.6038 | 0.62904
Equipment | High Efficiency PTHP | Commercial | Turnover | Hospitals | 1626.8454 | 0.23295 | 15 | 0.46284 | 0.13995 | 126 | 1930.8464 | 736.2002 | 126 | 5.8429 | 1930.8464 | 126 | 15.3242 | 736.2002 | 1930.8464 | 0.38128 | 736.2002 | 0.663
Equipment | High Efficiency PTHP | Commercial | Turnover | Institutional | 429.886 | 0.23013 | 15 | 0.21381 | 7.8285e-05 | 126 | 515.5912 | 211.7524 | 126 | 1.6806 | 515.5912 | 126 | 4.092 | 211.7524 | 515.5912 | 0.4107 | 211.7524 | 2.509
Equipment | High Efficiency PTHP | Commercial | Turnover | Lodging/Hospitality | 1300.4923 | 0.23383 | 15 | 0.64682 | 0.00023683 | 126 | 1559.7677 | 640.5938 | 126 | 5.0841 | 1559.7677 | 126 | 12.3791 | 640.5938 | 1559.7677 | 0.4107 | 640.5938 | 0.82938
Equipment | High Efficiency PTHP | Commercial | Turnover | Miscellaneous | 441.4321 | 0.23248 | 15 | 0.21955 | 8.0388e-05 | 126 | 529.4392 | 217.4397 | 126 | 1.7257 | 529.4392 | 126 | 4.2019 | 217.4397 | 529.4392 | 0.4107 | 217.4397 | 2.4434
Equipment | High Efficiency PTHP | Commercial | Turnover | Offices | 884.8808 | 0.2343 | 15 | 0.44011 | 0.00016114 | 126 | 1061.297 | 435.8727 | 126 | 3.4593 | 1061.297 | 126 | 8.423 | 435.8727 | 1061.297 | 0.4107 | 435.8727 | 1.2189
Equipment | High Efficiency PTHP | Commercial | Turnover | Restaurants | 1299.0632 | 0.22773 | 15 | 0.64611 | 0.00023657 | 126 | 1558.0538 | 639.8898 | 126 | 5.0785 | 1558.0538 | 126 | 12.3655 | 639.8898 | 1558.0538 | 0.4107 | 639.8898 | 0.83029
Equipment | High Efficiency PTHP | Commercial | Turnover | Retail | 1013.0761 | 0.22938 | 15 | 0.50387 | 0.00018449 | 126 | 1215.0502 | 499.0189 | 126 | 3.9605 | 1215.0502 | 126 | 9.6433 | 499.0189 | 1215.0502 | 0.4107 | 499.0189 | 1.0647
Equipment | High Efficiency PTHP | Commercial | Turnover | Schools K-12 | 881.6812 | 0.22899 | 15 | 0.43852 | 0.00016056 | 126 | 1057.4594 | 434.2967 | 126 | 3.4468 | 1057.4594 | 126 | 8.3925 | 434.2967 | 1057.4594 | 0.4107 | 434.2967 | 1.2233
Equipment | High Efficiency PTHP | Commercial | Turnover | Warehouse | 194.4303 | 0.22773 | 15 | 0.096704 | 3.5407e-05 | 126 | 233.1933 | 95.7721 | 126 | 0.7601 | 233.1933 | 126 | 1.8507 | 95.7721 | 233.1933 | 0.4107 | 95.7721 | 5.5475
Equipment | High Efficiency PTHP | Commercial | New | Assembly | 790.4475 | 0.23244 | 15 | 0.39314 | 0.00014395 | 126 | 948.0368 | 389.357 | 126 | 3.0901 | 948.0368 | 126 | 7.5241 | 389.357 | 948.0368 | 0.4107 | 389.357 | 1.3645
Equipment | High Efficiency PTHP | Commercial | New | College and University | 875.9712 | 0.23282 | 15 | 0.24922 | 0.075355 | 126 | 1039.6598 | 396.4053 | 126 | 3.1461 | 1039.6598 | 126 | 8.2513 | 396.4053 | 1039.6598 | 0.38128 | 396.4053 | 1.2313
Equipment | High Efficiency PTHP | Commercial | New | Grocery | 446.895 | 0.22482 | 15 | 0.22227 | 8.1383e-05 | 126 | 535.9912 | 220.1306 | 126 | 1.7471 | 535.9912 | 126 | 4.2539 | 220.1306 | 535.9912 | 0.4107 | 220.1306 | 2.4135
Equipment | High Efficiency PTHP | Commercial | New | Healthcare | 1714.6605 | 0.23351 | 15 | 0.85282 | 0.00031225 | 126 | 2056.5074 | 844.6038 | 126 | 6.7032 | 2056.5074 | 126 | 16.3215 | 844.6038 | 2056.5074 | 0.4107 | 844.6038 | 0.62904
Equipment | High Efficiency PTHP | Commercial | New | Hospitals | 1626.8454 | 0.23295 | 15 | 0.46284 | 0.13995 | 126 | 1930.8464 | 736.2002 | 126 | 5.8429 | 1930.8464 | 126 | 15.3242 | 736.2002 | 1930.8464 | 0.38128 | 736.2002 | 0.663
Equipment | High Efficiency PTHP | Commercial | New | Institutional | 429.886 | 0.23013 | 15 | 0.21381 | 7.8285e-05 | 126 | 515.5912 | 211.7524 | 126 | 1.6806 | 515.5912 | 126 | 4.092 | 211.7524 | 515.5912 | 0.4107 | 211.7524 | 2.509
Equipment | High Efficiency PTHP | Commercial | New | Lodging/Hospitality | 1300.4923 | 0.23383 | 15 | 0.64682 | 0.00023683 | 126 | 1559.7677 | 640.5938 | 126 | 5.0841 | 1559.7677 | 126 | 12.3791 | 640.5938 | 1559.7677 | 0.4107 | 640.5938 | 0.82938
Equipment | High Efficiency PTHP | Commercial | New | Miscellaneous | 441.4321 | 0.23248 | 15 | 0.21955 | 8.0388e-05 | 126 | 529.4392 | 217.4397 | 126 | 1.7257 | 529.4392 | 126 | 4.2019 | 217.4397 | 529.4392 | 0.4107 | 217.4397 | 2.4434
Equipment | High Efficiency PTHP | Commercial | New | Offices | 884.8808 | 0.2343 | 15 | 0.44011 | 0.00016114 | 126 | 1061.297 | 435.8727 | 126 | 3.4593 | 1061.297 | 126 | 8.423 | 435.8727 | 1061.297 | 0.4107 | 435.8727 | 1.2189
Equipment | High Efficiency PTHP | Commercial | New | Restaurants | 1299.0632 | 0.22773 | 15 | 0.64611 | 0.00023657 | 126 | 1558.0538 | 639.8898 | 126 | 5.0785 | 1558.0538 | 126 | 12.3655 | 639.8898 | 1558.0538 | 0.4107 | 639.8898 | 0.83029
Equipment | High Efficiency PTHP | Commercial | New | Retail | 1013.0761 | 0.22938 | 15 | 0.50387 | 0.00018449 | 126 | 1215.0502 | 499.0189 | 126 | 3.9605 | 1215.0502 | 126 | 9.6433 | 499.0189 | 1215.0502 | 0.4107 | 499.0189 | 1.0647
Equipment | High Efficiency PTHP | Commercial | New | Schools K-12 | 881.6812 | 0.22899 | 15 | 0.43852 | 0.00016056 | 126 | 1057.4594 | 434.2967 | 126 | 3.4468 | 1057.4594 | 126 | 8.3925 | 434.2967 | 1057.4594 | 0.4107 | 434.2967 | 1.2233
Equipment | High Efficiency PTHP | Commercial | New | Warehouse | 194.4303 | 0.22773 | 15 | 0.096704 | 3.5407e-05 | 126 | 233.1933 | 95.7721 | 126 | 0.7601 | 233.1933 | 126 | 1.8507 | 95.7721 | 233.1933 | 0.4107 | 95.7721 | 5.5475
Equipment | Variable Refrigerant Flow (VRF) HVAC Systems | Commercial | Turnover | Assembly | 2821.5222 | 0.36602 | 15 | 0.85857 | 0.86779 | 3295 | 3352.046 | 1291.1174 | 3295 | 0.39184 | 3352.046 | 3295 | 1.0173 | 1291.1174 | 3352.046 | 0.38517 | 1291.1174 | 9.9968
Equipment | Variable Refrigerant Flow (VRF) HVAC Systems | Commercial | Turnover | College and University | 3117.4352 | 0.36628 | 15 | 0.66142 | 0.48593 | 3295 | 3686.7319 | 1378.0807 | 3295 | 0.41823 | 3686.7319 | 3295 | 1.1189 | 1378.0807 | 3686.7319 | 0.37379 | 1378.0807 | 9.0479
Equipment | Variable Refrigerant Flow (VRF) HVAC Systems | Commercial | Turnover | Grocery | 1695.1495 | 0.36104 | 15 | 0.51582 | 0.52136 | 3295 | 2013.8843 | 775.6937 | 3295 | 0.23542 | 2013.8843 | 3295 | 0.61119 | 775.6937 | 2013.8843 | 0.38517 | 775.6937 | 16.6394
Equipment | Variable Refrigerant Flow (VRF) HVAC Systems | Commercial | Turnover | Healthcare | 6068.4799 | 0.36676 | 15 | 1.8466 | 1.8664 | 3295 | 7209.5213 | 2776.9124 | 3295 | 0.84277 | 7209.5213 | 3295 | 2.188 | 2776.9124 | 7209.5213 | 0.38517 | 2776.9124 | 4.648
Equipment | Variable Refrigerant Flow (VRF) HVAC Systems | Commercial | Turnover | Hospitals | 5783.3358 | 0.36637 | 15 | 1.7598 | 1.7787 | 3295 | 6870.7623 | 2646.4316 | 3295 | 0.80317 | 6870.7623 | 3295 | 2.0852 | 2646.4316 | 6870.7623 | 0.38517 | 2646.4316 | 4.8772
Equipment | Variable Refrigerant Flow (VRF) HVAC Systems | Commercial | Turnover | Institutional | 1562.894 | 0.36447 | 15 | 0.47558 | 0.48068 | 3295 | 1856.7611 | 715.1741 | 3295 | 0.21705 | 1856.7611 | 3295 | 0.56351 | 715.1741 | 1856.7611 | 0.38517 | 715.1741 | 18.0474
Equipment | Variable Refrigerant Flow (VRF) HVAC Systems | Commercial | Turnover | Lodging/Hospitality | 4591.1322 | 0.36697 | 15 | 0.97409 | 0.71564 | 3295 | 5429.5509 | 2029.5372 | 3295 | 0.61594 | 5429.5509 | 3295 | 1.6478 | 2029.5372 | 5429.5509 | 0.37379 | 2029.5372 | 6.1436
Equipment | Variable Refrigerant Flow (VRF) HVAC Systems | Commercial | Turnover | Miscellaneous | 1575.144 | 0.36605 | 15 | 0.4793 | 0.48445 | 3295 | 1871.3144 | 720.7796 | 3295 | 0.21875 | 1871.3144 | 3295 | 0.56793 | 720.7796 | 1871.3144 | 0.38517 | 720.7796 | 17.9071
Equipment | Variable Refrigerant Flow (VRF) HVAC Systems | Commercial | Turnover | Offices | 3112.2532 | 0.3673 | 15 | 0.94703 | 0.9572 | 3295 | 3697.4425 | 1424.1547 | 3295 | 0.43222 | 3697.4425 | 3295 | 1.1221 | 1424.1547 | 3697.4425 | 0.38517 | 1424.1547 | 9.063
Equipment | Variable Refrigerant Flow (VRF) HVAC Systems | Commercial | Turnover | Restaurants | 4814.0178 | 0.3629 | 15 | 1.4649 | 1.4806 | 3295 | 5719.1858 | 2202.8755 | 3295 | 0.66855 | 5719.1858 | 3295 | 1.7357 | 2202.8755 | 5719.1858 | 0.38517 | 2202.8755 | 5.8592
Equipment | Variable Refrigerant Flow (VRF) HVAC Systems | Commercial | Turnover | Retail | 3705.3892 | 0.36397 | 15 | 1.1275 | 1.1396 | 3295 | 4402.1044 | 1695.5714 | 3295 | 0.51459 | 4402.1044 | 3295 | 1.336 | 1695.5714 | 4402.1044 | 0.38517 | 1695.5714 | 7.6122
Equipment | Variable Refrigerant Flow (VRF) HVAC Systems | Commercial | Turnover | Schools K-12 | 3234.8334 | 0.36371 | 15 | 0.98433 | 0.9949 | 3295 | 3843.0711 | 1480.2469 | 3295 | 0.44924 | 3843.0711 | 3295 | 1.1663 | 1480.2469 | 3843.0711 | 0.38517 | 1480.2469 | 8.7195
Equipment | Variable Refrigerant Flow (VRF) HVAC Systems | Commercial | Turnover | Warehouse | 720.5138 | 0.3629 | 15 | 0.21925 | 0.2216 | 3295 | 855.9903 | 329.7043 | 3295 | 0.10006 | 855.9903 | 3295 | 0.25978 | 329.7043 | 855.9903 | 0.38517 | 329.7043 | 39.1473
Equipment | Variable Refrigerant Flow (VRF) HVAC Systems | Commercial | New | Assembly | 2821.5222 | 0.36602 | 15 | 0.85857 | 0.86779 | 3295 | 3352.046 | 1291.1174 | 3295 | 0.39184 | 3352.046 | 3295 | 1.0173 | 1291.1174 | 3352.046 | 0.38517 | 1291.1174 | 9.9968
Equipment | Variable Refrigerant Flow (VRF) HVAC Systems | Commercial | New | College and University | 3117.4352 | 0.36628 | 15 | 0.66142 | 0.48593 | 3295 | 3686.7319 | 1378.0807 | 3295 | 0.41823 | 3686.7319 | 3295 | 1.1189 | 1378.0807 | 3686.7319 | 0.37379 | 1378.0807 | 9.0479
Equipment | Variable Refrigerant Flow (VRF) HVAC Systems | Commercial | New | Grocery | 1695.1495 | 0.36104 | 15 | 0.51582 | 0.52136 | 3295 | 2013.8843 | 775.6937 | 3295 | 0.23542 | 2013.8843 | 3295 | 0.61119 | 775.6937 | 2013.8843 | 0.38517 | 775.6937 | 16.6394
Equipment | Variable Refrigerant Flow (VRF) HVAC Systems | Commercial | New | Healthcare | 6068.4799 | 0.36676 | 15 | 1.8466 | 1.8664 | 3295 | 7209.5213 | 2776.9124 | 3295 | 0.84277 | 7209.5213 | 3295 | 2.188 | 2776.9124 | 7209.5213 | 0.38517 | 2776.9124 | 4.648
Equipment | Variable Refrigerant Flow (VRF) HVAC Systems | Commercial | New | Hospitals | 5783.3358 | 0.36637 | 15 | 1.7598 | 1.7787 | 3295 | 6870.7623 | 2646.4316 | 3295 | 0.80317 | 6870.7623 | 3295 | 2.0852 | 2646.4316 | 6870.7623 | 0.38517 | 2646.4316 | 4.8772
Equipment | Variable Refrigerant Flow (VRF) HVAC Systems | Commercial | New | Institutional | 1562.894 | 0.36447 | 15 | 0.47558 | 0.48068 | 3295 | 1856.7611 | 715.1741 | 3295 | 0.21705 | 1856.7611 | 3295 | 0.56351 | 715.1741 | 1856.7611 | 0.38517 | 715.1741 | 18.0474
Equipment | Variable Refrigerant Flow (VRF) HVAC Systems | Commercial | New | Lodging/Hospitality | 4591.1322 | 0.36697 | 15 | 0.97409 | 0.71564 | 3295 | 5429.5509 | 2029.5372 | 3295 | 0.61594 | 5429.5509 | 3295 | 1.6478 | 2029.5372 | 5429.5509 | 0.37379 | 2029.5372 | 6.1436
Equipment | Variable Refrigerant Flow (VRF) HVAC Systems | Commercial | New | Miscellaneous | 1575.144 | 0.36605 | 15 | 0.4793 | 0.48445 | 3295 | 1871.3144 | 720.7796 | 3295 | 0.21875 | 1871.3144 | 3295 | 0.56793 | 720.7796 | 1871.3144 | 0.38517 | 720.7796 | 17.9071
Equipment | Variable Refrigerant Flow (VRF) HVAC Systems | Commercial | New | Offices | 3112.2532 | 0.3673 | 15 | 0.94703 | 0.9572 | 3295 | 3697.4425 | 1424.1547 | 3295 | 0.43222 | 3697.4425 | 3295 | 1.1221 | 1424.1547 | 3697.4425 | 0.38517 | 1424.1547 | 9.063
Equipment | Variable Refrigerant Flow (VRF) HVAC Systems | Commercial | New | Restaurants | 4814.0178 | 0.3629 | 15 | 1.4649 | 1.4806 | 3295 | 5719.1858 | 2202.8755 | 3295 | 0.66855 | 5719.1858 | 3295 | 1.7357 | 2202.8755 | 5719.1858 | 0.38517 | 2202.8755 | 5.8592
Equipment | Variable Refrigerant Flow (VRF) HVAC Systems | Commercial | New | Retail | 3705.3892 | 0.36397 | 15 | 1.1275 | 1.1396 | 3295 | 4402.1044 | 1695.5714 | 3295 | 0.51459 | 4402.1044 | 3295 | 1.336 | 1695.5714 | 4402.1044 | 0.38517 | 1695.5714 | 7.6122
Equipment | Variable Refrigerant Flow (VRF) HVAC Systems | Commercial | New | Schools K-12 | 3234.8334 | 0.36371 | 15 | 0.98433 | 0.9949 | 3295 | 3843.0711 | 1480.2469 | 3295 | 0.44924 | 3843.0711 | 3295 | 1.1663 | 1480.2469 | 3843.0711 | 0.38517 | 1480.2469 | 8.7195
Equipment | Variable Refrigerant Flow (VRF) HVAC Systems | Commercial | New | Warehouse | 720.5138 | 0.3629 | 15 | 0.21925 | 0.2216 | 3295 | 855.9903 | 329.7043 | 3295 | 0.10006 | 855.9903 | 3295 | 0.25978 | 329.7043 | 855.9903 | 0.38517 | 329.7043 | 39.1473
Equipment | CFL-23W | Commercial | Turnover | Assembly | 20.132 | 0.23333 | 7.8 | 0.0048304 | 0.0011168 | 0.85 | 15.3055 | 5.9675 | 0.85 | 7.0205 | 15.3055 | 0.85 | 18.0065 | 5.9675 | 15.3055 | 0.38989 | 5.9675 | 0.36143
Equipment | CFL-23W | Commercial | Turnover | College and University | 30.856 | 0.23333 | 7.8 | 0.0031363 | 0.0030714 | 0.85 | 23.2976 | 8.0458 | 0.85 | 9.4657 | 23.2976 | 0.85 | 27.409 | 8.0458 | 23.2976 | 0.34535 | 8.0458 | 0.23581
Equipment | CFL-23W | Commercial | Turnover | Grocery | 38.808 | 0.23333 | 7.8 | 0.0093469 | 2.5304e-06 | 0.85 | 29.5054 | 11.5012 | 0.85 | 13.5308 | 29.5054 | 0.85 | 34.7122 | 11.5012 | 29.5054 | 0.3898 | 11.5012 | 0.18749
Equipment | CFL-23W | Commercial | Turnover | Healthcare | 35.196 | 0.23333 | 7.8 | 0.0084448 | 0.0019525 | 0.85 | 26.758 | 10.4327 | 0.85 | 12.2737 | 26.758 | 0.85 | 31.48 | 10.4327 | 26.758 | 0.38989 | 10.4327 | 0.20674
Equipment | CFL-23W | Commercial | Turnover | Hospitals | 47.614 | 0.23333 | 7.8 | 0.0048396 | 0.0047395 | 0.85 | 35.9506 | 12.4155 | 0.85 | 14.6065 | 35.9506 | 0.85 | 42.2948 | 12.4155 | 35.9506 | 0.34535 | 12.4155 | 0.15282
Equipment | CFL-23W | Commercial | Turnover | Institutional | 23.093 | 0.23333 | 7.8 | 0.0055408 | 0.0012811 | 0.85 | 17.5566 | 6.8451 | 0.85 | 8.0531 | 17.5566 | 0.85 | 20.6548 | 6.8451 | 17.5566 | 0.38989 | 6.8451 | 0.31508
Equipment | CFL-23W | Commercial | Turnover | Lodging/Hospitality | 26.278 | 0.23333 | 7.8 | 0.006329 | 1.7134e-06 | 0.85 | 19.9789 | 7.7878 | 0.85 | 9.1621 | 19.9789 | 0.85 | 23.5046 | 7.7878 | 19.9789 | 0.3898 | 7.7878 | 0.2769
Equipment | CFL-23W | Commercial | Turnover | Miscellaneous | 30.856 | 0.23333 | 7.8 | 0.0074035 | 0.0017117 | 0.85 | 23.4585 | 9.1462 | 0.85 | 10.7603 | 23.4585 | 0.85 | 27.5982 | 9.1462 | 23.4585 | 0.38989 | 9.1462 | 0.23581
Equipment | CFL-23W | Commercial | Turnover | Offices | 22.771 | 0.23333 | 7.8 | 0.0054636 | 0.0012632 | 0.85 | 17.3118 | 6.7497 | 0.85 | 7.9408 | 17.3118 | 0.85 | 20.3668 | 6.7497 | 17.3118 | 0.38989 | 6.7497 | 0.31954
Equipment | CFL-23W | Commercial | Turnover | Restaurants | 23.499 | 0.23333 | 7.8 | 0.0056597 | 1.5322e-06 | 0.85 | 17.8661 | 6.9642 | 0.85 | 8.1932 | 17.8661 | 0.85 | 21.0189 | 6.9642 | 17.8661 | 0.3898 | 6.9642 | 0.30964
Equipment | CFL-23W | Commercial | Turnover | Retail | 34.888 | 0.23333 | 7.8 | 0.0084028 | 2.2748e-06 | 0.85 | 26.5251 | 10.3394 | 0.85 | 12.164 | 26.5251 | 0.85 | 31.2059 | 10.3394 | 26.5251 | 0.3898 | 10.3394 | 0.20856
Equipment | CFL-23W | Commercial | Turnover | Schools K-12 | 16.653 | 0.23333 | 7.8 | 0.0039956 | 0.00092383 | 0.85 | 12.6606 | 4.9362 | 0.85 | 5.8073 | 12.6606 | 0.85 | 14.8948 | 4.9362 | 12.6606 | 0.38989 | 4.9362 | 0.43693
Equipment | CFL-23W | Commercial | Turnover | Warehouse | 26.768 | 0.23333 | 7.8 | 0.0064226 | 0.001485 | 0.85 | 20.3506 | 7.9345 | 0.85 | 9.3347 | 20.3506 | 0.85 | 23.9418 | 7.9345 | 20.3506 | 0.38989 | 7.9345 | 0.27183
Equipment | CFL-23W | Commercial | New | Assembly | 20.132 | 0.23333 | 7.8 | 0.0048304 | 0.0011168 | 0.85 | 15.3055 | 5.9675 | 0.85 | 7.0205 | 15.3055 | 0.85 | 18.0065 | 5.9675 | 15.3055 | 0.38989 | 5.9675 | 0.36143
Equipment | CFL-23W | Commercial | New | College and University | 30.856 | 0.23333 | 7.8 | 0.0031363 | 0.0030714 | 0.85 | 23.2976 | 8.0458 | 0.85 | 9.4657 | 23.2976 | 0.85 | 27.409 | 8.0458 | 23.2976 | 0.34535 | 8.0458 | 0.23581
Equipment | CFL-23W | Commercial | New | Grocery | 38.808 | 0.23333 | 7.8 | 0.0093469 | 2.5304e-06 | 0.85 | 29.5054 | 11.5012 | 0.85 | 13.5308 | 29.5054 | 0.85 | 34.7122 | 11.5012 | 29.5054 | 0.3898 | 11.5012 | 0.18749
Equipment | CFL-23W | Commercial | New | Healthcare | 35.196 | 0.23333 | 7.8 | 0.0084448 | 0.0019525 | 0.85 | 26.758 | 10.4327 | 0.85 | 12.2737 | 26.758 | 0.85 | 31.48 | 10.4327 | 26.758 | 0.38989 | 10.4327 | 0.20674
Equipment | CFL-23W | Commercial | New | Hospitals | 47.614 | 0.23333 | 7.8 | 0.0048396 | 0.0047395 | 0.85 | 35.9506 | 12.4155 | 0.85 | 14.6065 | 35.9506 | 0.85 | 42.2948 | 12.4155 | 35.9506 | 0.34535 | 12.4155 | 0.15282
Equipment | CFL-23W | Commercial | New | Institutional | 23.093 | 0.23333 | 7.8 | 0.0055408 | 0.0012811 | 0.85 | 17.5566 | 6.8451 | 0.85 | 8.0531 | 17.5566 | 0.85 | 20.6548 | 6.8451 | 17.5566 | 0.38989 | 6.8451 | 0.31508
Equipment | CFL-23W | Commercial | New | Lodging/Hospitality | 26.278 | 0.23333 | 7.8 | 0.006329 | 1.7134e-06 | 0.85 | 19.9789 | 7.7878 | 0.85 | 9.1621 | 19.9789 | 0.85 | 23.5046 | 7.7878 | 19.9789 | 0.3898 | 7.7878 | 0.2769
Equipment | CFL-23W | Commercial | New | Miscellaneous | 30.856 | 0.23333 | 7.8 | 0.0074035 | 0.0017117 | 0.85 | 23.4585 | 9.1462 | 0.85 | 10.7603 | 23.4585 | 0.85 | 27.5982 | 9.1462 | 23.4585 | 0.38989 | 9.1462 | 0.23581
Equipment | CFL-23W | Commercial | New | Offices | 22.771 | 0.23333 | 7.8 | 0.0054636 | 0.0012632 | 0.85 | 17.3118 | 6.7497 | 0.85 | 7.9408 | 17.3118 | 0.85 | 20.3668 | 6.7497 | 17.3118 | 0.38989 | 6.7497 | 0.31954
Equipment | CFL-23W | Commercial | New | Restaurants | 23.499 | 0.23333 | 7.8 | 0.0056597 | 1.5322e-06 | 0.85 | 17.8661 | 6.9642 | 0.85 | 8.1932 | 17.8661 | 0.85 | 21.0189 | 6.9642 | 17.8661 | 0.3898 | 6.9642 | 0.30964
Equipment | CFL-23W | Commercial | New | Retail | 34.888 | 0.23333 | 7.8 | 0.0084028 | 2.2748e-06 | 0.85 | 26.5251 | 10.3394 | 0.85 | 12.164 | 26.5251 | 0.85 | 31.2059 | 10.3394 | 26.5251 | 0.3898 | 10.3394 | 0.20856
Equipment | CFL-23W | Commercial | New | Schools K-12 | 16.653 | 0.23333 | 7.8 | 0.0039956 | 0.00092383 | 0.85 | 12.6606 | 4.9362 | 0.85 | 5.8073 | 12.6606 | 0.85 | 14.8948 | 4.9362 | 12.6606 | 0.38989 | 4.9362 | 0.43693
Equipment | CFL-23W | Commercial | New | Warehouse | 26.768 | 0.23333 | 7.8 | 0.0064226 | 0.001485 | 0.85 | 20.3506 | 7.9345 | 0.85 | 9.3347 | 20.3506 | 0.85 | 23.9418 | 7.9345 | 20.3506 | 0.38989 | 7.9345 | 0.27183
Equipment | High Bay Fluorescent (T5) | Commercial | Turnover | Assembly | 576.1587 | 0.64141 | 15 | 0.10655 | 0.10454 | 100 | 680.4534 | 250.97 | 100 | 2.5097 | 680.4534 | 100 | 6.8045 | 250.97 | 680.4534 | 0.36883 | 250.97 | 1.4858
Equipment | High Bay Fluorescent (T5) | Commercial | Turnover | College and University | 883.0693 | 0.64141 | 15 | 0.16331 | 0.16022 | 100 | 1042.9202 | 384.6578 | 100 | 3.8466 | 1042.9202 | 100 | 10.4292 | 384.6578 | 1042.9202 | 0.36883 | 384.6578 | 0.96938
Equipment | High Bay Fluorescent (T5) | Commercial | Turnover | Grocery | 1110.648 | 0.64141 | 15 | 0.20539 | 0.20151 | 100 | 1311.6945 | 483.7892 | 100 | 4.8379 | 1311.6945 | 100 | 13.1169 | 483.7892 | 1311.6945 | 0.36883 | 483.7892 | 0.77075
Equipment | High Bay Fluorescent (T5) | Commercial | Turnover | Healthcare | 1007.276 | 0.64141 | 15 | 0.18628 | 0.18276 | 100 | 1189.6104 | 438.7612 | 100 | 4.3876 | 1189.6104 | 100 | 11.8961 | 438.7612 | 1189.6104 | 0.36883 | 438.7612 | 0.84985
Equipment | High Bay Fluorescent (T5) | Commercial | Turnover | Hospitals | 1362.6673 | 0.64141 | 15 | 0.252 | 0.24724 | 100 | 1609.3337 | 593.5668 | 100 | 5.9357 | 1609.3337 | 100 | 16.0933 | 593.5668 | 1609.3337 | 0.36883 | 593.5668 | 0.6282
Equipment | High Bay Fluorescent (T5) | Commercial | Turnover | Institutional | 660.8997 | 0.64141 | 15 | 0.12222 | 0.11991 | 100 | 780.5339 | 287.8825 | 100 | 2.8788 | 780.5339 | 100 | 7.8053 | 287.8825 | 780.5339 | 0.36883 | 287.8825 | 1.2952
Equipment | High Bay Fluorescent (T5) | Commercial | Turnover | Lodging/Hospitality | 752.0513 | 0.64141 | 15 | 0.13908 | 0.13645 | 100 | 888.1856 | 327.5874 | 100 | 3.2759 | 888.1856 | 100 | 8.8819 | 327.5874 | 888.1856 | 0.36883 | 327.5874 | 1.1383
Equipment | High Bay Fluorescent (T5) | Commercial | Turnover | Miscellaneous | 883.0693 | 0.64141 | 15 | 0.16331 | 0.16022 | 100 | 1042.9202 | 384.6578 | 100 | 3.8466 | 1042.9202 | 100 | 10.4292 | 384.6578 | 1042.9202 | 0.36883 | 384.6578 | 0.96938
Equipment | High Bay Fluorescent (T5) | Commercial | Turnover | Offices | 651.6843 | 0.64141 | 15 | 0.12052 | 0.11824 | 100 | 769.6505 | 283.8684 | 100 | 2.8387 | 769.6505 | 100 | 7.6965 | 283.8684 | 769.6505 | 0.36883 | 283.8684 | 1.3136
Equipment | High Bay Fluorescent (T5) | Commercial | Turnover | Restaurants | 672.519 | 0.64141 | 15 | 0.12437 | 0.12202 | 100 | 794.2566 | 292.9438 | 100 | 2.9294 | 794.2566 | 100 | 7.9426 | 292.9438 | 794.2566 | 0.36883 | 292.9438 | 1.2729
Equipment | High Bay Fluorescent (T5) | Commercial | Turnover | Retail | 998.4613 | 0.64141 | 15 | 0.18465 | 0.18116 | 100 | 1179.2001 | 434.9216 | 100 | 4.3492 | 1179.2001 | 100 | 11.792 | 434.9216 | 1179.2001 | 0.36883 | 434.9216 | 0.85735
Equipment | High Bay Fluorescent (T5) | Commercial | Turnover | Schools K-12 | 476.593 | 0.64141 | 15 | 0.088136 | 0.086472 | 100 | 562.8646 | 207.6 | 100 | 2.076 | 562.8646 | 100 | 5.6286 | 207.6 | 562.8646 | 0.36883 | 207.6 | 1.7961
Equipment | High Bay Fluorescent (T5) | Commercial | Turnover | Warehouse | 766.0747 | 0.64141 | 15 | 0.14167 | 0.13899 | 100 | 904.7474 | 333.6959 | 100 | 3.337 | 904.7474 | 100 | 9.0475 | 333.6959 | 904.7474 | 0.36883 | 333.6959 | 1.1174
Equipment | High Bay Fluorescent (T5) | Commercial | New | Assembly | 576.1587 | 0.64141 | 15 | 0.10655 | 0.10454 | 100 | 680.4534 | 250.97 | 100 | 2.5097 | 680.4534 | 100 | 6.8045 | 250.97 | 680.4534 | 0.36883 | 250.97 | 1.4858
Equipment | High Bay Fluorescent (T5) | Commercial | New | College and University | 883.0693 | 0.64141 | 15 | 0.16331 | 0.16022 | 100 | 1042.9202 | 384.6578 | 100 | 3.8466 | 1042.9202 | 100 | 10.4292 | 384.6578 | 1042.9202 | 0.36883 | 384.6578 | 0.96938
Equipment | High Bay Fluorescent (T5) | Commercial | New | Grocery | 1110.648 | 0.64141 | 15 | 0.20539 | 0.20151 | 100 | 1311.6945 | 483.7892 | 100 | 4.8379 | 1311.6945 | 100 | 13.1169 | 483.7892 | 1311.6945 | 0.36883 | 483.7892 | 0.77075
Equipment | High Bay Fluorescent (T5) | Commercial | New | Healthcare | 1007.276 | 0.64141 | 15 | 0.18628 | 0.18276 | 100 | 1189.6104 | 438.7612 | 100 | 4.3876 | 1189.6104 | 100 | 11.8961 | 438.7612 | 1189.6104 | 0.36883 | 438.7612 | 0.84985
Equipment | High Bay Fluorescent (T5) | Commercial | New | Hospitals | 1362.6673 | 0.64141 | 15 | 0.252 | 0.24724 | 100 | 1609.3337 | 593.5668 | 100 | 5.9357 | 1609.3337 | 100 | 16.0933 | 593.5668 | 1609.3337 | 0.36883 | 593.5668 | 0.6282
Equipment | High Bay Fluorescent (T5) | Commercial | New | Institutional | 660.8997 | 0.64141 | 15 | 0.12222 | 0.11991 | 100 | 780.5339 | 287.8825 | 100 | 2.8788 | 780.5339 | 100 | 7.8053 | 287.8825 | 780.5339 | 0.36883 | 287.8825 | 1.2952
Equipment | High Bay Fluorescent (T5) | Commercial | New | Lodging/Hospitality | 752.0513 | 0.64141 | 15 | 0.13908 | 0.13645 | 100 | 888.1856 | 327.5874 | 100 | 3.2759 | 888.1856 | 100 | 8.8819 | 327.5874 | 888.1856 | 0.36883 | 327.5874 | 1.1383
Equipment | High Bay Fluorescent (T5) | Commercial | New | Miscellaneous | 883.0693 | 0.64141 | 15 | 0.16331 | 0.16022 | 100 | 1042.9202 | 384.6578 | 100 | 3.8466 | 1042.9202 | 100 | 10.4292 | 384.6578 | 1042.9202 | 0.36883 | 384.6578 | 0.96938
Equipment | High Bay Fluorescent (T5) | Commercial | New | Offices | 651.6843 | 0.64141 | 15 | 0.12052 | 0.11824 | 100 | 769.6505 | 283.8684 | 100 | 2.8387 | 769.6505 | 100 | 7.6965 | 283.8684 | 769.6505 | 0.36883 | 283.8684 | 1.3136
Equipment | High Bay Fluorescent (T5) | Commercial | New | Restaurants | 672.519 | 0.64141 | 15 | 0.12437 | 0.12202 | 100 | 794.2566 | 292.9438 | 100 | 2.9294 | 794.2566 | 100 | 7.9426 | 292.9438 | 794.2566 | 0.36883 | 292.9438 | 1.2729
Equipment | High Bay Fluorescent (T5) | Commercial | New | Retail | 998.4613 | 0.64141 | 15 | 0.18465 | 0.18116 | 100 | 1179.2001 | 434.9216 | 100 | 4.3492 | 1179.2001 | 100 | 11.792 | 434.9216 | 1179.2001 | 0.36883 | 434.9216 | 0.85735
Equipment | High Bay Fluorescent (T5) | Commercial | New | Schools K-12 | 476.593 | 0.64141 | 15 | 0.088136 | 0.086472 | 100 | 562.8646 | 207.6 | 100 | 2.076 | 562.8646 | 100 | 5.6286 | 207.6 | 562.8646 | 0.36883 | 207.6 | 1.7961
Equipment | High Bay Fluorescent (T5) | Commercial | New | Warehouse | 766.0747 | 0.64141 | 15 | 0.14167 | 0.13899 | 100 | 904.7474 | 333.6959 | 100 | 3.337 | 904.7474 | 100 | 9.0475 | 333.6959 | 904.7474 | 0.36883 | 333.6959 | 1.1174
Equipment | High Bay LED | Commercial | Turnover | Assembly | 581.9107 | 0.64781 | 15 | 0.10761 | 0.10558 | 149 | 687.2466 | 253.4755 | 149 | 1.7012 | 687.2466 | 149 | 4.6124 | 253.4755 | 687.2466 | 0.36883 | 253.4755 | 2.1919
Equipment | High Bay LED | Commercial | Turnover | College and University | 891.8853 | 0.64781 | 15 | 0.16494 | 0.16182 | 149 | 1053.332 | 388.498 | 149 | 2.6074 | 1053.332 | 149 | 7.0693 | 388.498 | 1053.332 | 0.36883 | 388.498 | 1.4301
Equipment | High Bay LED | Commercial | Turnover | Grocery | 1121.736 | 0.64781 | 15 | 0.20744 | 0.20353 | 149 | 1324.7896 | 488.6191 | 149 | 3.2793 | 1324.7896 | 149 | 8.8912 | 488.6191 | 1324.7896 | 0.36883 | 488.6191 | 1.1371
Equipment | High Bay LED | Commercial | Turnover | Healthcare | 1017.332 | 0.64781 | 15 | 0.18814 | 0.18458 | 149 | 1201.4867 | 443.1415 | 149 | 2.9741 | 1201.4867 | 149 | 8.0637 | 443.1415 | 1201.4867 | 0.36883 | 443.1415 | 1.2538
Equipment | High Bay LED | Commercial | Turnover | Hospitals | 1376.2713 | 0.64781 | 15 | 0.25451 | 0.24971 | 149 | 1625.4003 | 599.4926 | 149 | 4.0234 | 1625.4003 | 149 | 10.9087 | 599.4926 | 1625.4003 | 0.36883 | 599.4926 | 0.92677
Equipment | High Bay LED | Commercial | Turnover | Institutional | 667.4977 | 0.64781 | 15 | 0.12344 | 0.12111 | 149 | 788.3263 | 290.7565 | 149 | 1.9514 | 788.3263 | 149 | 5.2908 | 290.7565 | 788.3263 | 0.36883 | 290.7565 | 1.9108
Equipment | High Bay LED | Commercial | Turnover | Lodging/Hospitality | 759.5593 | 0.64781 | 15 | 0.14047 | 0.13781 | 149 | 897.0527 | 330.8579 | 149 | 2.2205 | 897.0527 | 149 | 6.0205 | 330.8579 | 897.0527 | 0.36883 | 330.8579 | 1.6792
Equipment | High Bay LED | Commercial | Turnover | Miscellaneous | 891.8853 | 0.64781 | 15 | 0.16494 | 0.16182 | 149 | 1053.332 | 388.498 | 149 | 2.6074 | 1053.332 | 149 | 7.0693 | 388.498 | 1053.332 | 0.36883 | 388.498 | 1.4301
Equipment | High Bay LED | Commercial | Turnover | Offices | 658.1903 | 0.64781 | 15 | 0.12172 | 0.11942 | 149 | 777.3342 | 286.7023 | 149 | 1.9242 | 777.3342 | 149 | 5.217 | 286.7023 | 777.3342 | 0.36883 | 286.7023 | 1.9379
Equipment | High Bay LED | Commercial | Turnover | Restaurants | 679.233 | 0.64781 | 15 | 0.12561 | 0.12324 | 149 | 802.1859 | 295.8684 | 149 | 1.9857 | 802.1859 | 149 | 5.3838 | 295.8684 | 802.1859 | 0.36883 | 295.8684 | 1.8778
Equipment | High Bay LED | Commercial | Turnover | Retail | 1008.4293 | 0.64781 | 15 | 0.18649 | 0.18297 | 149 | 1190.9725 | 439.2636 | 149 | 2.9481 | 1190.9725 | 149 | 7.9931 | 439.2636 | 1190.9725 | 0.36883 | 439.2636 | 1.2648
Equipment | High Bay LED | Commercial | Turnover | Schools K-12 | 481.351 | 0.64781 | 15 | 0.089016 | 0.087335 | 149 | 568.4839 | 209.6726 | 149 | 1.4072 | 568.4839 | 149 | 3.8153 | 209.6726 | 568.4839 | 0.36883 | 209.6726 | 2.6498
Equipment | High Bay LED | Commercial | Turnover | Warehouse | 773.7227 | 0.64781 | 15 | 0.14308 | 0.14038 | 149 | 913.7799 | 337.0273 | 149 | 2.2619 | 913.7799 | 149 | 6.1328 | 337.0273 | 913.7799 | 0.36883 | 337.0273 | 1.6485
Equipment | High Bay LED | Commercial | New | Assembly | 581.9107 | 0.64781 | 15 | 0.10761 | 0.10558 | 149 | 687.2466 | 253.4755 | 149 | 1.7012 | 687.2466 | 149 | 4.6124 | 253.4755 | 687.2466 | 0.36883 | 253.4755 | 2.1919
Equipment | High Bay LED | Commercial | New | College and University | 891.8853 | 0.64781 | 15 | 0.16494 | 0.16182 | 149 | 1053.332 | 388.498 | 149 | 2.6074 | 1053.332 | 149 | 7.0693 | 388.498 | 1053.332 | 0.36883 | 388.498 | 1.4301
Equipment | High Bay LED | Commercial | New | Grocery | 1121.736 | 0.64781 | 15 | 0.20744 | 0.20353 | 149 | 1324.7896 | 488.6191 | 149 | 3.2793 | 1324.7896 | 149 | 8.8912 | 488.6191 | 1324.7896 | 0.36883 | 488.6191 | 1.1371
Equipment | High Bay LED | Commercial | New | Healthcare | 1017.332 | 0.64781 | 15 | 0.18814 | 0.18458 | 149 | 1201.4867 | 443.1415 | 149 | 2.9741 | 1201.4867 | 149 | 8.0637 | 443.1415 | 1201.4867 | 0.36883 | 443.1415 | 1.2538
Equipment | High Bay LED | Commercial | New | Hospitals | 1376.2713 | 0.64781 | 15 | 0.25451 | 0.24971 | 149 | 1625.4003 | 599.4926 | 149 | 4.0234 | 1625.4003 | 149 | 10.9087 | 599.4926 | 1625.4003 | 0.36883 | 599.4926 | 0.92677
Equipment | High Bay LED | Commercial | New | Institutional | 667.4977 | 0.64781 | 15 | 0.12344 | 0.12111 | 149 | 788.3263 | 290.7565 | 149 | 1.9514 | 788.3263 | 149 | 5.2908 | 290.7565 | 788.3263 | 0.36883 | 290.7565 | 1.9108
Equipment | High Bay LED | Commercial | New | Lodging/Hospitality | 759.5593 | 0.64781 | 15 | 0.14047 | 0.13781 | 149 | 897.0527 | 330.8579 | 149 | 2.2205 | 897.0527 | 149 | 6.0205 | 330.8579 | 897.0527 | 0.36883 | 330.8579 | 1.6792
Equipment | High Bay LED | Commercial | New | Miscellaneous | 891.8853 | 0.64781 | 15 | 0.16494 | 0.16182 | 149 | 1053.332 | 388.498 | 149 | 2.6074 | 1053.332 | 149 | 7.0693 | 388.498 | 1053.332 | 0.36883 | 388.498 | 1.4301
Equipment | High Bay LED | Commercial | New | Offices | 658.1903 | 0.64781 | 15 | 0.12172 | 0.11942 | 149 | 777.3342 | 286.7023 | 149 | 1.9242 | 777.3342 | 149 | 5.217 | 286.7023 | 777.3342 | 0.36883 | 286.7023 | 1.9379
Equipment | High Bay LED | Commercial | New | Restaurants | 679.233 | 0.64781 | 15 | 0.12561 | 0.12324 | 149 | 802.1859 | 295.8684 | 149 | 1.9857 | 802.1859 | 149 | 5.3838 | 295.8684 | 802.1859 | 0.36883 | 295.8684 | 1.8778
Equipment | High Bay LED | Commercial | New | Retail | 1008.4293 | 0.64781 | 15 | 0.18649 | 0.18297 | 149 | 1190.9725 | 439.2636 | 149 | 2.9481 | 1190.9725 | 149 | 7.9931 | 439.2636 | 1190.9725 | 0.36883 | 439.2636 | 1.2648
Equipment | High Bay LED | Commercial | New | Schools K-12 | 481.351 | 0.64781 | 15 | 0.089016 | 0.087335 | 149 | 568.4839 | 209.6726 | 149 | 1.4072 | 568.4839 | 149 | 3.8153 | 209.6726 | 568.4839 | 0.36883 | 209.6726 | 2.6498
Equipment | High Bay LED | Commercial | New | Warehouse | 773.7227 | 0.64781 | 15 | 0.14308 | 0.14038 | 149 | 913.7799 | 337.0273 | 149 | 2.2619 | 913.7799 | 149 | 6.1328 | 337.0273 | 913.7799 | 0.36883 | 337.0273 | 1.6485
Equipment | LED - 14W | Commercial | Turnover | Assembly | 46.016 | 0.53333 | 15 | 0.011041 | 0.0025527 | 1.88 | 54.4943 | 21.0404 | 1.88 | 11.1917 | 54.4943 | 1.88 | 28.9864 | 21.0404 | 54.4943 | 0.3861 | 21.0404 | 0.34973
Equipment | LED - 14W | Commercial | Turnover | College and University | 70.528 | 0.53333 | 15 | 0.0071686 | 0.0070204 | 1.88 | 82.9498 | 28.4872 | 1.88 | 15.1528 | 82.9498 | 1.88 | 44.1222 | 28.4872 | 82.9498 | 0.34343 | 28.4872 | 0.22818
Equipment | LED - 14W | Commercial | Turnover | Grocery | 88.704 | 0.53333 | 15 | 0.021364 | 5.7838e-06 | 1.88 | 105.0523 | 40.5125 | 1.88 | 21.5492 | 105.0523 | 1.88 | 55.8789 | 40.5125 | 105.0523 | 0.38564 | 40.5125 | 0.18143
Equipment | LED - 14W | Commercial | Turnover | Healthcare | 80.448 | 0.53333 | 15 | 0.019302 | 0.0044629 | 1.88 | 95.2704 | 36.7842 | 1.88 | 19.5661 | 95.2704 | 1.88 | 50.6757 | 36.7842 | 95.2704 | 0.3861 | 36.7842 | 0.20005
Equipment | LED - 14W | Commercial | Turnover | Hospitals | 108.832 | 0.53333 | 15 | 0.011062 | 0.010833 | 1.88 | 128.0001 | 43.9587 | 1.88 | 23.3823 | 128.0001 | 1.88 | 68.0852 | 43.9587 | 128.0001 | 0.34343 | 43.9587 | 0.14787
Equipment | LED - 14W | Commercial | Turnover | Institutional | 52.784 | 0.53333 | 15 | 0.012665 | 0.0029282 | 1.88 | 62.5093 | 24.1351 | 1.88 | 12.8378 | 62.5093 | 1.88 | 33.2496 | 24.1351 | 62.5093 | 0.3861 | 24.1351 | 0.30489
Equipment | LED - 14W | Commercial | Turnover | Lodging/Hospitality | 60.064 | 0.53333 | 15 | 0.014466 | 3.9164e-06 | 1.88 | 71.1339 | 27.4322 | 1.88 | 14.5916 | 71.1339 | 1.88 | 37.8372 | 27.4322 | 71.1339 | 0.38564 | 27.4322 | 0.26794
Equipment | LED - 14W | Commercial | Turnover | Miscellaneous | 70.528 | 0.53333 | 15 | 0.016922 | 0.0039125 | 1.88 | 83.5226 | 32.2483 | 1.88 | 17.1534 | 83.5226 | 1.88 | 44.4269 | 32.2483 | 83.5226 | 0.3861 | 32.2483 | 0.22818
Equipment | LED - 14W | Commercial | Turnover | Offices | 52.048 | 0.53333 | 15 | 0.012488 | 0.0028874 | 1.88 | 61.6377 | 23.7985 | 1.88 | 12.6588 | 61.6377 | 1.88 | 32.786 | 23.7985 | 61.6377 | 0.3861 | 23.7985 | 0.3092
Equipment | LED - 14W | Commercial | Turnover | Restaurants | 53.712 | 0.53333 | 15 | 0.012937 | 3.5022e-06 | 1.88 | 63.6112 | 24.5311 | 1.88 | 13.0485 | 63.6112 | 1.88 | 33.8357 | 24.5311 | 63.6112 | 0.38564 | 24.5311 | 0.29962
Equipment | LED - 14W | Commercial | Turnover | Retail | 79.744 | 0.53333 | 15 | 0.019206 | 5.1996e-06 | 1.88 | 94.4409 | 36.4203 | 1.88 | 19.3725 | 94.4409 | 1.88 | 50.2345 | 36.4203 | 94.4409 | 0.38564 | 36.4203 | 0.20181
Equipment | LED - 14W | Commercial | Turnover | Schools K-12 | 38.064 | 0.53333 | 15 | 0.0091329 | 0.0021116 | 1.88 | 45.0772 | 17.4045 | 1.88 | 9.2577 | 45.0772 | 1.88 | 23.9772 | 17.4045 | 45.0772 | 0.3861 | 17.4045 | 0.4228
Equipment | LED - 14W | Commercial | Turnover | Warehouse | 61.184 | 0.53333 | 15 | 0.01468 | 0.0033942 | 1.88 | 72.457 | 27.9759 | 1.88 | 14.8808 | 72.457 | 1.88 | 38.541 | 27.9759 | 72.457 | 0.3861 | 27.9759 | 0.26303
Equipment | LED - 14W | Commercial | New | Assembly | 46.016 | 0.53333 | 15 | 0.011041 | 0.0025527 | 1.88 | 54.4943 | 21.0404 | 1.88 | 11.1917 | 54.4943 | 1.88 | 28.9864 | 21.0404 | 54.4943 | 0.3861 | 21.0404 | 0.34973
Equipment | LED - 14W | Commercial | New | College and University | 70.528 | 0.53333 | 15 | 0.0071686 | 0.0070204 | 1.88 | 82.9498 | 28.4872 | 1.88 | 15.1528 | 82.9498 | 1.88 | 44.1222 | 28.4872 | 82.9498 | 0.34343 | 28.4872 | 0.22818
Equipment | LED - 14W | Commercial | New | Grocery | 88.704 | 0.53333 | 15 | 0.021364 | 5.7838e-06 | 1.88 | 105.0523 | 40.5125 | 1.88 | 21.5492 | 105.0523 | 1.88 | 55.8789 | 40.5125 | 105.0523 | 0.38564 | 40.5125 | 0.18143
Equipment | LED - 14W | Commercial | New | Healthcare | 80.448 | 0.53333 | 15 | 0.019302 | 0.0044629 | 1.88 | 95.2704 | 36.7842 | 1.88 | 19.5661 | 95.2704 | 1.88 | 50.6757 | 36.7842 | 95.2704 | 0.3861 | 36.7842 | 0.20005
Equipment | LED - 14W | Commercial | New | Hospitals | 108.832 | 0.53333 | 15 | 0.011062 | 0.010833 | 1.88 | 128.0001 | 43.9587 | 1.88 | 23.3823 | 128.0001 | 1.88 | 68.0852 | 43.9587 | 128.0001 | 0.34343 | 43.9587 | 0.14787
Equipment | LED - 14W | Commercial | New | Institutional | 52.784 | 0.53333 | 15 | 0.012665 | 0.0029282 | 1.88 | 62.5093 | 24.1351 | 1.88 | 12.8378 | 62.5093 | 1.88 | 33.2496 | 24.1351 | 62.5093 | 0.3861 | 24.1351 | 0.30489
Equipment | LED - 14W | Commercial | New | Lodging/Hospitality | 60.064 | 0.53333 | 15 | 0.014466 | 3.9164e-06 | 1.88 | 71.1339 | 27.4322 | 1.88 | 14.5916 | 71.1339 | 1.88 | 37.8372 | 27.4322 | 71.1339 | 0.38564 | 27.4322 | 0.26794
Equipment | LED - 14W | Commercial | New | Miscellaneous | 70.528 | 0.53333 | 15 | 0.016922 | 0.0039125 | 1.88 | 83.5226 | 32.2483 | 1.88 | 17.1534 | 83.5226 | 1.88 | 44.4269 | 32.2483 | 83.5226 | 0.3861 | 32.2483 | 0.22818
Equipment | LED - 14W | Commercial | New | Offices | 52.048 | 0.53333 | 15 | 0.012488 | 0.0028874 | 1.88 | 61.6377 | 23.7985 | 1.88 | 12.6588 | 61.6377 | 1.88 | 32.786 | 23.7985 | 61.6377 | 0.3861 | 23.7985 | 0.3092
Equipment | LED - 14W | Commercial | New | Restaurants | 53.712 | 0.53333 | 15 | 0.012937 | 3.5022e-06 | 1.88 | 63.6112 | 24.5311 | 1.88 | 13.0485 | 63.6112 | 1.88 | 33.8357 | 24.5311 | 63.6112 | 0.38564 | 24.5311 | 0.29962
Equipment | LED - 14W | Commercial | New | Retail | 79.744 | 0.53333 | 15 | 0.019206 | 5.1996e-06 | 1.88 | 94.4409 | 36.4203 | 1.88 | 19.3725 | 94.4409 | 1.88 | 50.2345 | 36.4203 | 94.4409 | 0.38564 | 36.4203 | 0.20181
Equipment | LED - 14W | Commercial | New | Schools K-12 | 38.064 | 0.53333 | 15 | 0.0091329 | 0.0021116 | 1.88 | 45.0772 | 17.4045 | 1.88 | 9.2577 | 45.0772 | 1.88 | 23.9772 | 17.4045 | 45.0772 | 0.3861 | 17.4045 | 0.4228
Equipment | LED - 14W | Commercial | New | Warehouse | 61.184 | 0.53333 | 15 | 0.01468 | 0.0033942 | 1.88 | 72.457 | 27.9759 | 1.88 | 14.8808 | 72.457 | 1.88 | 38.541 | 27.9759 | 72.457 | 0.3861 | 27.9759 | 0.26303
Equipment | LED Display Lighting (Interior) | Commercial | Turnover | Assembly | 270.344 | 0.87037 | 15 | 0.066388 | 0.014997 | 35 | 320.2437 | 124.072 | 35 | 3.5449 | 320.2437 | 35 | 9.1498 | 124.072 | 320.2437 | 0.38743 | 124.072 | 1.1083
Equipment | LED Display Lighting (Interior) | Commercial | Turnover | College and University | 414.352 | 0.87037 | 15 | 0.043517 | 0.04079 | 35 | 487.4124 | 167.6553 | 35 | 4.7902 | 487.4124 | 35 | 13.9261 | 167.6553 | 487.4124 | 0.34397 | 167.6553 | 0.72308
Equipment | LED Display Lighting (Interior) | Commercial | Turnover | Grocery | 521.136 | 0.87037 | 15 | 0.1264 | 9.1014e-06 | 35 | 617.2341 | 238.2007 | 35 | 6.8057 | 617.2341 | 35 | 17.6353 | 238.2007 | 617.2341 | 0.38592 | 238.2007 | 0.57492
Equipment | LED Display Lighting (Interior) | Commercial | Turnover | Healthcare | 472.632 | 0.87037 | 15 | 0.11606 | 0.026219 | 35 | 559.8697 | 216.9103 | 35 | 6.1974 | 559.8697 | 35 | 15.9963 | 216.9103 | 559.8697 | 0.38743 | 216.9103 | 0.63392
Equipment | LED Display Lighting (Interior) | Commercial | Turnover | Hospitals | 639.388 | 0.87037 | 15 | 0.067152 | 0.062943 | 35 | 752.1277 | 258.7094 | 35 | 7.3917 | 752.1277 | 35 | 21.4894 | 258.7094 | 752.1277 | 0.34397 | 258.7094 | 0.46859
Equipment | LED Display Lighting (Interior) | Commercial | Turnover | Institutional | 310.106 | 0.87037 | 15 | 0.076152 | 0.017203 | 35 | 367.3449 | 142.3204 | 35 | 4.0663 | 367.3449 | 35 | 10.4956 | 142.3204 | 367.3449 | 0.38743 | 142.3204 | 0.96616
Equipment | LED Display Lighting (Interior) | Commercial | Turnover | Lodging/Hospitality | 352.876 | 0.87037 | 15 | 0.085589 | 6.1628e-06 | 35 | 417.9467 | 161.2925 | 35 | 4.6084 | 417.9467 | 35 | 11.9413 | 161.2925 | 417.9467 | 0.38592 | 161.2925 | 0.84905
Equipment | LED Display Lighting (Interior) | Commercial | Turnover | Miscellaneous | 414.352 | 0.87037 | 15 | 0.10175 | 0.022986 | 35 | 490.8325 | 190.1632 | 35 | 5.4332 | 490.8325 | 35 | 14.0238 | 190.1632 | 490.8325 | 0.38743 | 190.1632 | 0.72308
Equipment | LED Display Lighting (Interior) | Commercial | Turnover | Offices | 305.782 | 0.87037 | 15 | 0.07509 | 0.016963 | 35 | 362.2228 | 140.3359 | 35 | 4.0096 | 362.2228 | 35 | 10.3492 | 140.3359 | 362.2228 | 0.38743 | 140.3359 | 0.97982
Equipment | LED Display Lighting (Interior) | Commercial | Turnover | Restaurants | 315.558 | 0.87037 | 15 | 0.076537 | 5.511e-06 | 35 | 373.7473 | 144.2352 | 35 | 4.121 | 373.7473 | 35 | 10.6785 | 144.2352 | 373.7473 | 0.38592 | 144.2352 | 0.94946
Equipment | LED Display Lighting (Interior) | Commercial | Turnover | Retail | 468.496 | 0.87037 | 15 | 0.11363 | 8.182e-06 | 35 | 554.8872 | 214.1401 | 35 | 6.1183 | 554.8872 | 35 | 15.8539 | 214.1401 | 554.8872 | 0.38592 | 214.1401 | 0.63952
Equipment | LED Display Lighting (Interior) | Commercial | Turnover | Schools K-12 | 223.626 | 0.87037 | 15 | 0.054915 | 0.012405 | 35 | 264.9026 | 102.6312 | 35 | 2.9323 | 264.9026 | 35 | 7.5686 | 102.6312 | 264.9026 | 0.38743 | 102.6312 | 1.3398
Equipment | LED Display Lighting (Interior) | Commercial | Turnover | Warehouse | 359.456 | 0.87037 | 15 | 0.08827 | 0.01994 | 35 | 425.8039 | 164.9691 | 35 | 4.7134 | 425.8039 | 35 | 12.1658 | 164.9691 | 425.8039 | 0.38743 | 164.9691 | 0.83351
Equipment | LED Display Lighting (Interior) | Commercial | New | Assembly | 270.344 | 0.87037 | 15 | 0.066388 | 0.014997 | 35 | 320.2437 | 124.072 | 35 | 3.5449 | 320.2437 | 35 | 9.1498 | 124.072 | 320.2437 | 0.38743 | 124.072 | 1.1083
Equipment | LED Display Lighting (Interior) | Commercial | New | College and University | 414.352 | 0.87037 | 15 | 0.043517 | 0.04079 | 35 | 487.4124 | 167.6553 | 35 | 4.7902 | 487.4124 | 35 | 13.9261 | 167.6553 | 487.4124 | 0.34397 | 167.6553 | 0.72308
Equipment | LED Display Lighting (Interior) | Commercial | New | Grocery | 521.136 | 0.87037 | 15 | 0.1264 | 9.1014e-06 | 35 | 617.2341 | 238.2007 | 35 | 6.8057 | 617.2341 | 35 | 17.6353 | 238.2007 | 617.2341 | 0.38592 | 238.2007 | 0.57492
Equipment | LED Display Lighting (Interior) | Commercial | New | Healthcare | 472.632 | 0.87037 | 15 | 0.11606 | 0.026219 | 35 | 559.8697 | 216.9103 | 35 | 6.1974 | 559.8697 | 35 | 15.9963 | 216.9103 | 559.8697 | 0.38743 | 216.9103 | 0.63392
Equipment | LED Display Lighting (Interior) | Commercial | New | Hospitals | 639.388 | 0.87037 | 15 | 0.067152 | 0.062943 | 35 | 752.1277 | 258.7094 | 35 | 7.3917 | 752.1277 | 35 | 21.4894 | 258.7094 | 752.1277 | 0.34397 | 258.7094 | 0.46859
Equipment | LED Display Lighting (Interior) | Commercial | New | Institutional | 310.106 | 0.87037 | 15 | 0.076152 | 0.017203 | 35 | 367.3449 | 142.3204 | 35 | 4.0663 | 367.3449 | 35 | 10.4956 | 142.3204 | 367.3449 | 0.38743 | 142.3204 | 0.96616
Equipment | LED Display Lighting (Interior) | Commercial | New | Lodging/Hospitality | 352.876 | 0.87037 | 15 | 0.085589 | 6.1628e-06 | 35 | 417.9467 | 161.2925 | 35 | 4.6084 | 417.9467 | 35 | 11.9413 | 161.2925 | 417.9467 | 0.38592 | 161.2925 | 0.84905
Equipment | LED Display Lighting (Interior) | Commercial | New | Miscellaneous | 414.352 | 0.87037 | 15 | 0.10175 | 0.022986 | 35 | 490.8325 | 190.1632 | 35 | 5.4332 | 490.8325 | 35 | 14.0238 | 190.1632 | 490.8325 | 0.38743 | 190.1632 | 0.72308
Equipment | LED Display Lighting (Interior) | Commercial | New | Offices | 305.782 | 0.87037 | 15 | 0.07509 | 0.016963 | 35 | 362.2228 | 140.3359 | 35 | 4.0096 | 362.2228 | 35 | 10.3492 | 140.3359 | 362.2228 | 0.38743 | 140.3359 | 0.97982
Equipment | LED Display Lighting (Interior) | Commercial | New | Restaurants | 315.558 | 0.87037 | 15 | 0.076537 | 5.511e-06 | 35 | 373.7473 | 144.2352 | 35 | 4.121 | 373.7473 | 35 | 10.6785 | 144.2352 | 373.7473 | 0.38592 | 144.2352 | 0.94946
Equipment | LED Display Lighting (Interior) | Commercial | New | Retail | 468.496 | 0.87037 | 15 | 0.11363 | 8.182e-06 | 35 | 554.8872 | 214.1401 | 35 | 6.1183 | 554.8872 | 35 | 15.8539 | 214.1401 | 554.8872 | 0.38592 | 214.1401 | 0.63952
Equipment | LED Display Lighting (Interior) | Commercial | New | Schools K-12 | 223.626 | 0.87037 | 15 | 0.054915 | 0.012405 | 35 | 264.9026 | 102.6312 | 35 | 2.9323 | 264.9026 | 35 | 7.5686 | 102.6312 | 264.9026 | 0.38743 | 102.6312 | 1.3398
Equipment | LED Display Lighting (Interior) | Commercial | New | Warehouse | 359.456 | 0.87037 | 15 | 0.08827 | 0.01994 | 35 | 425.8039 | 164.9691 | 35 | 4.7134 | 425.8039 | 35 | 12.1658 | 164.9691 | 425.8039 | 0.38743 | 164.9691 | 0.83351
Equipment | LED Linear - Fixture Replacement | Commercial | Turnover | Assembly | 244.345 | 0.50284 | 15 | 0.05923 | 0.01355 | 20 | 289.4004 | 111.8837 | 20 | 5.5942 | 289.4004 | 20 | 14.47 | 111.8837 | 289.4004 | 0.38661 | 111.8837 | 0.70067
Equipment | LED Linear - Fixture Replacement | Commercial | Turnover | College and University | 374.5037 | 0.50284 | 15 | 0.039245 | 0.036402 | 20 | 440.5327 | 151.3804 | 20 | 7.569 | 440.5327 | 20 | 22.0266 | 151.3804 | 440.5327 | 0.34363 | 151.3804 | 0.45715
Equipment | LED Linear - Fixture Replacement | Commercial | Turnover | Grocery | 471.0182 | 0.50284 | 15 | 0.11487 | 6.293e-06 | 20 | 557.9112 | 215.4403 | 20 | 10.772 | 557.9112 | 20 | 27.8956 | 215.4403 | 557.9112 | 0.38616 | 215.4403 | 0.36348
Equipment | LED Linear - Fixture Replacement | Commercial | Turnover | Healthcare | 427.1789 | 0.50284 | 15 | 0.10355 | 0.023688 | 20 | 505.9476 | 195.6019 | 20 | 9.7801 | 505.9476 | 20 | 25.2974 | 195.6019 | 505.9476 | 0.38661 | 195.6019 | 0.40078
Equipment | LED Linear - Fixture Replacement | Commercial | Turnover | Hospitals | 577.8979 | 0.50284 | 15 | 0.060559 | 0.056172 | 20 | 679.7875 | 233.5957 | 20 | 11.6798 | 679.7875 | 20 | 33.9894 | 233.5957 | 679.7875 | 0.34363 | 233.5957 | 0.29626
Equipment | LED Linear - Fixture Replacement | Commercial | Turnover | Institutional | 280.283 | 0.50284 | 15 | 0.067942 | 0.015543 | 20 | 331.9652 | 128.3394 | 20 | 6.417 | 331.9652 | 20 | 16.5983 | 128.3394 | 331.9652 | 0.38661 | 128.3394 | 0.61083
Equipment | LED Linear - Fixture Replacement | Commercial | Turnover | Lodging/Hospitality | 318.9398 | 0.50284 | 15 | 0.07778 | 4.2611e-06 | 20 | 377.7775 | 145.8808 | 20 | 7.294 | 377.7775 | 20 | 18.8889 | 145.8808 | 377.7775 | 0.38616 | 145.8808 | 0.5368
Equipment | LED Linear - Fixture Replacement | Commercial | Turnover | Miscellaneous | 374.5037 | 0.50284 | 15 | 0.090781 | 0.020767 | 20 | 443.5595 | 171.4823 | 20 | 8.5741 | 443.5595 | 20 | 22.178 | 171.4823 | 443.5595 | 0.38661 | 171.4823 | 0.45715
Equipment | LED Linear - Fixture Replacement | Commercial | Turnover | Offices | 276.3749 | 0.50284 | 15 | 0.066994 | 0.015326 | 20 | 327.3364 | 126.5499 | 20 | 6.3275 | 327.3364 | 20 | 16.3668 | 126.5499 | 327.3364 | 0.38661 | 126.5499 | 0.61947
Equipment | LED Linear - Fixture Replacement | Commercial | Turnover | Restaurants | 285.2107 | 0.50284 | 15 | 0.069555 | 3.8105e-06 | 20 | 337.8261 | 130.4533 | 20 | 6.5227 | 337.8261 | 20 | 16.8913 | 130.4533 | 337.8261 | 0.38616 | 130.4533 | 0.60028
Equipment | LED Linear - Fixture Replacement | Commercial | Turnover | Retail | 423.4406 | 0.50284 | 15 | 0.10326 | 5.6573e-06 | 20 | 501.5565 | 193.6787 | 20 | 9.6839 | 501.5565 | 20 | 25.0778 | 193.6787 | 501.5565 | 0.38616 | 193.6787 | 0.40432
Equipment | LED Linear - Fixture Replacement | Commercial | Turnover | Schools K-12 | 202.1198 | 0.50284 | 15 | 0.048995 | 0.011208 | 20 | 239.3893 | 92.5491 | 20 | 4.6275 | 239.3893 | 20 | 11.9695 | 92.5491 | 239.3893 | 0.38661 | 92.5491 | 0.84705
Equipment | LED Linear - Fixture Replacement | Commercial | Turnover | Warehouse | 324.887 | 0.50284 | 15 | 0.078754 | 0.018016 | 20 | 384.7939 | 148.7633 | 20 | 7.4382 | 384.7939 | 20 | 19.2397 | 148.7633 | 384.7939 | 0.38661 | 148.7633 | 0.52697
Equipment | LED Linear - Fixture Replacement | Commercial | New | Assembly | 244.345 | 0.50284 | 15 | 0.05923 | 0.01355 | 20 | 289.4004 | 111.8837 | 20 | 5.5942 | 289.4004 | 20 | 14.47 | 111.8837 | 289.4004 | 0.38661 | 111.8837 | 0.70067
Equipment | LED Linear - Fixture Replacement | Commercial | New | College and University | 374.5037 | 0.50284 | 15 | 0.039245 | 0.036402 | 20 | 440.5327 | 151.3804 | 20 | 7.569 | 440.5327 | 20 | 22.0266 | 151.3804 | 440.5327 | 0.34363 | 151.3804 | 0.45715
Equipment | LED Linear - Fixture Replacement | Commercial | New | Grocery | 471.0182 | 0.50284 | 15 | 0.11487 | 6.293e-06 | 20 | 557.9112 | 215.4403 | 20 | 10.772 | 557.9112 | 20 | 27.8956 | 215.4403 | 557.9112 | 0.38616 | 215.4403 | 0.36348
Equipment | LED Linear - Fixture Replacement | Commercial | New | Healthcare | 427.1789 | 0.50284 | 15 | 0.10355 | 0.023688 | 20 | 505.9476 | 195.6019 | 20 | 9.7801 | 505.9476 | 20 | 25.2974 | 195.6019 | 505.9476 | 0.38661 | 195.6019 | 0.40078
Equipment | LED Linear - Fixture Replacement | Commercial | New | Hospitals | 577.8979 | 0.50284 | 15 | 0.060559 | 0.056172 | 20 | 679.7875 | 233.5957 | 20 | 11.6798 | 679.7875 | 20 | 33.9894 | 233.5957 | 679.7875 | 0.34363 | 233.5957 | 0.29626
Equipment | LED Linear - Fixture Replacement | Commercial | New | Institutional | 280.283 | 0.50284 | 15 | 0.067942 | 0.015543 | 20 | 331.9652 | 128.3394 | 20 | 6.417 | 331.9652 | 20 | 16.5983 | 128.3394 | 331.9652 | 0.38661 | 128.3394 | 0.61083
Equipment | LED Linear - Fixture Replacement | Commercial | New | Lodging/Hospitality | 318.9398 | 0.50284 | 15 | 0.07778 | 4.2611e-06 | 20 | 377.7775 | 145.8808 | 20 | 7.294 | 377.7775 | 20 | 18.8889 | 145.8808 | 377.7775 | 0.38616 | 145.8808 | 0.5368
Equipment | LED Linear - Fixture Replacement | Commercial | New | Miscellaneous | 374.5037 | 0.50284 | 15 | 0.090781 | 0.020767 | 20 | 443.5595 | 171.4823 | 20 | 8.5741 | 443.5595 | 20 | 22.178 | 171.4823 | 443.5595 | 0.38661 | 171.4823 | 0.45715
Equipment | LED Linear - Fixture Replacement | Commercial | New | Offices | 276.3749 | 0.50284 | 15 | 0.066994 | 0.015326 | 20 | 327.3364 | 126.5499 | 20 | 6.3275 | 327.3364 | 20 | 16.3668 | 126.5499 | 327.3364 | 0.38661 | 126.5499 | 0.61947
Equipment | LED Linear - Fixture Replacement | Commercial | New | Restaurants | 285.2107 | 0.50284 | 15 | 0.069555 | 3.8105e-06 | 20 | 337.8261 | 130.4533 | 20 | 6.5227 | 337.8261 | 20 | 16.8913 | 130.4533 | 337.8261 | 0.38616 | 130.4533 | 0.60028
Equipment | LED Linear - Fixture Replacement | Commercial | New | Retail | 423.4406 | 0.50284 | 15 | 0.10326 | 5.6573e-06 | 20 | 501.5565 | 193.6787 | 20 | 9.6839 | 501.5565 | 20 | 25.0778 | 193.6787 | 501.5565 | 0.38616 | 193.6787 | 0.40432
Equipment | LED Linear - Fixture Replacement | Commercial | New | Schools K-12 | 202.1198 | 0.50284 | 15 | 0.048995 | 0.011208 | 20 | 239.3893 | 92.5491 | 20 | 4.6275 | 239.3893 | 20 | 11.9695 | 92.5491 | 239.3893 | 0.38661 | 92.5491 | 0.84705
Equipment | LED Linear - Fixture Replacement | Commercial | New | Warehouse | 324.887 | 0.50284 | 15 | 0.078754 | 0.018016 | 20 | 384.7939 | 148.7633 | 20 | 7.4382 | 384.7939 | 20 | 19.2397 | 148.7633 | 384.7939 | 0.38661 | 148.7633 | 0.52697
Equipment | LED Linear - Lamp Replacement | Commercial | Turnover | Assembly | 20.5922 | 0.25426 | 15 | 0.0049742 | 0.0011421 | 2.15 | 24.3882 | 9.4243 | 2.15 | 4.3834 | 24.3882 | 2.15 | 11.3433 | 9.4243 | 24.3882 | 0.38643 | 9.4243 | 0.89377
Equipment | LED Linear - Lamp Replacement | Commercial | Turnover | College and University | 31.5613 | 0.25426 | 15 | 0.0032689 | 0.0031387 | 2.15 | 37.1236 | 12.7638 | 2.15 | 5.9367 | 37.1236 | 2.15 | 17.2668 | 12.7638 | 37.1236 | 0.34382 | 12.7638 | 0.58314
Equipment | LED Linear - Lamp Replacement | Commercial | Turnover | Grocery | 39.695 | 0.25426 | 15 | 0.0095754 | 1.6038e-06 | 2.15 | 47.0118 | 18.1326 | 2.15 | 8.4338 | 47.0118 | 2.15 | 21.8659 | 18.1326 | 47.0118 | 0.3857 | 18.1326 | 0.46365
Equipment | LED Linear - Lamp Replacement | Commercial | Turnover | Healthcare | 36.0005 | 0.25426 | 15 | 0.0086962 | 0.0019966 | 2.15 | 42.6369 | 16.4761 | 2.15 | 7.6633 | 42.6369 | 2.15 | 19.8311 | 16.4761 | 42.6369 | 0.38643 | 16.4761 | 0.51123
Equipment | LED Linear - Lamp Replacement | Commercial | Turnover | Hospitals | 48.7023 | 0.25426 | 15 | 0.0050442 | 0.0048434 | 2.15 | 57.2856 | 19.6959 | 2.15 | 9.1609 | 57.2856 | 2.15 | 26.6445 | 19.6959 | 57.2856 | 0.34382 | 19.6959 | 0.3779
Equipment | LED Linear - Lamp Replacement | Commercial | Turnover | Institutional | 23.6208 | 0.25426 | 15 | 0.0057058 | 0.00131 | 2.15 | 27.9752 | 10.8104 | 2.15 | 5.0281 | 27.9752 | 2.15 | 13.0117 | 10.8104 | 27.9752 | 0.38643 | 10.8104 | 0.77917
Equipment | LED Linear - Lamp Replacement | Commercial | Turnover | Lodging/Hospitality | 26.8786 | 0.25426 | 15 | 0.0064838 | 1.086e-06 | 2.15 | 31.833 | 12.2781 | 2.15 | 5.7108 | 31.833 | 2.15 | 14.806 | 12.2781 | 31.833 | 0.3857 | 12.2781 | 0.68473
Equipment | LED Linear - Lamp Replacement | Commercial | Turnover | Miscellaneous | 31.5613 | 0.25426 | 15 | 0.0076239 | 0.0017504 | 2.15 | 37.3794 | 14.4445 | 2.15 | 6.7184 | 37.3794 | 2.15 | 17.3858 | 14.4445 | 37.3794 | 0.38643 | 14.4445 | 0.58314
Equipment | LED Linear - Lamp Replacement | Commercial | Turnover | Offices | 23.2915 | 0.25426 | 15 | 0.0056262 | 0.0012918 | 2.15 | 27.5851 | 10.6597 | 2.15 | 4.958 | 27.5851 | 2.15 | 12.8303 | 10.6597 | 27.5851 | 0.38643 | 10.6597 | 0.79019
Equipment | LED Linear - Lamp Replacement | Commercial | Turnover | Restaurants | 24.0361 | 0.25426 | 15 | 0.0057981 | 9.7112e-07 | 2.15 | 28.4665 | 10.9797 | 2.15 | 5.1068 | 28.4665 | 2.15 | 13.2403 | 10.9797 | 28.4665 | 0.3857 | 10.9797 | 0.76571
Equipment | LED Linear - Lamp Replacement | Commercial | Turnover | Retail | 35.6854 | 0.25426 | 15 | 0.0086082 | 1.4418e-06 | 2.15 | 42.2631 | 16.3011 | 2.15 | 7.5819 | 42.2631 | 2.15 | 19.6573 | 16.3011 | 42.2631 | 0.3857 | 16.3011 | 0.51575
Equipment | LED Linear - Lamp Replacement | Commercial | Turnover | Schools K-12 | 17.0336 | 0.25426 | 15 | 0.0041146 | 0.00094471 | 2.15 | 20.1737 | 7.7957 | 2.15 | 3.6259 | 20.1737 | 2.15 | 9.3831 | 7.7957 | 20.1737 | 0.38643 | 7.7957 | 1.0805
Equipment | LED Linear - Lamp Replacement | Commercial | Turnover | Warehouse | 27.3798 | 0.25426 | 15 | 0.0066138 | 0.0015185 | 2.15 | 32.4271 | 12.5308 | 2.15 | 5.8283 | 32.4271 | 2.15 | 15.0824 | 12.5308 | 32.4271 | 0.38643 | 12.5308 | 0.6722
Equipment | LED Linear - Lamp Replacement | Commercial | New | Assembly | 20.5922 | 0.25426 | 15 | 0.0049742 | 0.0011421 | 2.15 | 24.3882 | 9.4243 | 2.15 | 4.3834 | 24.3882 | 2.15 | 11.3433 | 9.4243 | 24.3882 | 0.38643 | 9.4243 | 0.89377
Equipment | LED Linear - Lamp Replacement | Commercial | New | College and University | 31.5613 | 0.25426 | 15 | 0.0032689 | 0.0031387 | 2.15 | 37.1236 | 12.7638 | 2.15 | 5.9367 | 37.1236 | 2.15 | 17.2668 | 12.7638 | 37.1236 | 0.34382 | 12.7638 | 0.58314
Equipment | LED Linear - Lamp Replacement | Commercial | New | Grocery | 39.695 | 0.25426 | 15 | 0.0095754 | 1.6038e-06 | 2.15 | 47.0118 | 18.1326 | 2.15 | 8.4338 | 47.0118 | 2.15 | 21.8659 | 18.1326 | 47.0118 | 0.3857 | 18.1326 | 0.46365
Equipment | LED Linear - Lamp Replacement | Commercial | New | Healthcare | 36.0005 | 0.25426 | 15 | 0.0086962 | 0.0019966 | 2.15 | 42.6369 | 16.4761 | 2.15 | 7.6633 | 42.6369 | 2.15 | 19.8311 | 16.4761 | 42.6369 | 0.38643 | 16.4761 | 0.51123
Equipment | LED Linear - Lamp Replacement | Commercial | New | Hospitals | 48.7023 | 0.25426 | 15 | 0.0050442 | 0.0048434 | 2.15 | 57.2856 | 19.6959 | 2.15 | 9.1609 | 57.2856 | 2.15 | 26.6445 | 19.6959 | 57.2856 | 0.34382 | 19.6959 | 0.3779
Equipment | LED Linear - Lamp Replacement | Commercial | New | Institutional | 23.6208 | 0.25426 | 15 | 0.0057058 | 0.00131 | 2.15 | 27.9752 | 10.8104 | 2.15 | 5.0281 | 27.9752 | 2.15 | 13.0117 | 10.8104 | 27.9752 | 0.38643 | 10.8104 | 0.77917
Equipment | LED Linear - Lamp Replacement | Commercial | New | Lodging/Hospitality | 26.8786 | 0.25426 | 15 | 0.0064838 | 1.086e-06 | 2.15 | 31.833 | 12.2781 | 2.15 | 5.7108 | 31.833 | 2.15 | 14.806 | 12.2781 | 31.833 | 0.3857 | 12.2781 | 0.68473
Equipment | LED Linear - Lamp Replacement | Commercial | New | Miscellaneous | 31.5613 | 0.25426 | 15 | 0.0076239 | 0.0017504 | 2.15 | 37.3794 | 14.4445 | 2.15 | 6.7184 | 37.3794 | 2.15 | 17.3858 | 14.4445 | 37.3794 | 0.38643 | 14.4445 | 0.58314
Equipment | LED Linear - Lamp Replacement | Commercial | New | Offices | 23.2915 | 0.25426 | 15 | 0.0056262 | 0.0012918 | 2.15 | 27.5851 | 10.6597 | 2.15 | 4.958 | 27.5851 | 2.15 | 12.8303 | 10.6597 | 27.5851 | 0.38643 | 10.6597 | 0.79019
Equipment | LED Linear - Lamp Replacement | Commercial | New | Restaurants | 24.0361 | 0.25426 | 15 | 0.0057981 | 9.7112e-07 | 2.15 | 28.4665 | 10.9797 | 2.15 | 5.1068 | 28.4665 | 2.15 | 13.2403 | 10.9797 | 28.4665 | 0.3857 | 10.9797 | 0.76571
Equipment | LED Linear - Lamp Replacement | Commercial | New | Retail | 35.6854 | 0.25426 | 15 | 0.0086082 | 1.4418e-06 | 2.15 | 42.2631 | 16.3011 | 2.15 | 7.5819 | 42.2631 | 2.15 | 19.6573 | 16.3011 | 42.2631 | 0.3857 | 16.3011 | 0.51575
Equipment | LED Linear - Lamp Replacement | Commercial | New | Schools K-12 | 17.0336 | 0.25426 | 15 | 0.0041146 | 0.00094471 | 2.15 | 20.1737 | 7.7957 | 2.15 | 3.6259 | 20.1737 | 2.15 | 9.3831 | 7.7957 | 20.1737 | 0.38643 | 7.7957 | 1.0805
Equipment | LED Linear - Lamp Replacement | Commercial | New | Warehouse | 27.3798 | 0.25426 | 15 | 0.0066138 | 0.0015185 | 2.15 | 32.4271 | 12.5308 | 2.15 | 5.8283 | 32.4271 | 2.15 | 15.0824 | 12.5308 | 32.4271 | 0.38643 | 12.5308 | 0.6722
Equipment | Premium T8 - Fixture Replacement | Commercial | Turnover | Assembly | 30.3706 | 0.125 | 8 | 0.0073619 | 0.0016841 | 20 | 23.6053 | 9.1963 | 20 | 0.45981 | 23.6053 | 20 | 1.1803 | 9.1963 | 23.6053 | 0.38959 | 9.1963 | 5.6372
Equipment | Premium T8 - Fixture Replacement | Commercial | Turnover | College and University | 46.5485 | 0.125 | 8 | 0.0048779 | 0.0045245 | 20 | 35.9326 | 12.3936 | 20 | 0.61968 | 35.9326 | 20 | 1.7966 | 12.3936 | 35.9326 | 0.34491 | 12.3936 | 3.678
Equipment | Premium T8 - Fixture Replacement | Commercial | Turnover | Grocery | 58.5446 | 0.125 | 8 | 0.014277 | 7.8218e-07 | 20 | 45.5067 | 17.7247 | 20 | 0.88623 | 45.5067 | 20 | 2.2753 | 17.7247 | 45.5067 | 0.3895 | 17.7247 | 2.9244
Equipment | Premium T8 - Fixture Replacement | Commercial | Turnover | Healthcare | 53.0957 | 0.125 | 8 | 0.012871 | 0.0029443 | 20 | 41.2683 | 16.0775 | 20 | 0.80388 | 41.2683 | 20 | 2.0634 | 16.0775 | 41.2683 | 0.38959 | 16.0775 | 3.2245
Equipment | Premium T8 - Fixture Replacement | Commercial | Turnover | Hospitals | 71.8291 | 0.125 | 8 | 0.0075271 | 0.0069818 | 20 | 55.4477 | 19.1246 | 20 | 0.95623 | 55.4477 | 20 | 2.7724 | 19.1246 | 55.4477 | 0.34491 | 19.1246 | 2.3835
Equipment | Premium T8 - Fixture Replacement | Commercial | Turnover | Institutional | 34.8374 | 0.125 | 8 | 0.0084447 | 0.0019318 | 20 | 27.0772 | 10.5489 | 20 | 0.52744 | 27.0772 | 20 | 1.3539 | 10.5489 | 27.0772 | 0.38959 | 10.5489 | 4.9144
Equipment | Premium T8 - Fixture Replacement | Commercial | Turnover | Lodging/Hospitality | 39.6422 | 0.125 | 8 | 0.0096676 | 5.2963e-07 | 20 | 30.8139 | 12.0019 | 20 | 0.60009 | 30.8139 | 20 | 1.5407 | 12.0019 | 30.8139 | 0.3895 | 12.0019 | 4.3188
Equipment | Premium T8 - Fixture Replacement | Commercial | Turnover | Miscellaneous | 46.5485 | 0.125 | 8 | 0.011284 | 0.0025813 | 20 | 36.1795 | 14.095 | 20 | 0.70475 | 36.1795 | 20 | 1.809 | 14.095 | 36.1795 | 0.38959 | 14.095 | 3.678
Equipment | Premium T8 - Fixture Replacement | Commercial | Turnover | Offices | 34.3517 | 0.125 | 8 | 0.008327 | 0.0019049 | 20 | 26.6996 | 10.4018 | 20 | 0.52009 | 26.6996 | 20 | 1.335 | 10.4018 | 26.6996 | 0.38959 | 10.4018 | 4.9839
Equipment | Premium T8 - Fixture Replacement | Commercial | Turnover | Restaurants | 35.4499 | 0.125 | 8 | 0.0086452 | 4.7362e-07 | 20 | 27.5552 | 10.7326 | 20 | 0.53663 | 27.5552 | 20 | 1.3778 | 10.7326 | 27.5552 | 0.3895 | 10.7326 | 4.8295
Equipment | Premium T8 - Fixture Replacement | Commercial | Turnover | Retail | 52.631 | 0.125 | 8 | 0.012835 | 7.0317e-07 | 20 | 40.9101 | 15.9343 | 20 | 0.79672 | 40.9101 | 20 | 2.0455 | 15.9343 | 40.9101 | 0.3895 | 15.9343 | 3.2529
Equipment | Premium T8 - Fixture Replacement | Commercial | Turnover | Schools K-12 | 25.1222 | 0.125 | 8 | 0.0060897 | 0.0013931 | 20 | 19.5261 | 7.6071 | 20 | 0.38035 | 19.5261 | 20 | 0.9763 | 7.6071 | 19.5261 | 0.38959 | 7.6071 | 6.8149
Equipment | Premium T8 - Fixture Replacement | Commercial | Turnover | Warehouse | 40.3814 | 0.125 | 8 | 0.0097886 | 0.0022393 | 20 | 31.3862 | 12.2276 | 20 | 0.61138 | 31.3862 | 20 | 1.5693 | 12.2276 | 31.3862 | 0.38959 | 12.2276 | 4.2397
Equipment | Premium T8 - Fixture Replacement | Commercial | New | Assembly | 30.3706 | 0.125 | 8 | 0.0073619 | 0.0016841 | 20 | 23.6053 | 9.1963 | 20 | 0.45981 | 23.6053 | 20 | 1.1803 | 9.1963 | 23.6053 | 0.38959 | 9.1963 | 5.6372
Equipment | Premium T8 - Fixture Replacement | Commercial | New | College and University | 46.5485 | 0.125 | 8 | 0.0048779 | 0.0045245 | 20 | 35.9326 | 12.3936 | 20 | 0.61968 | 35.9326 | 20 | 1.7966 | 12.3936 | 35.9326 | 0.34491 | 12.3936 | 3.678
Equipment | Premium T8 - Fixture Replacement | Commercial | New | Grocery | 58.5446 | 0.125 | 8 | 0.014277 | 7.8218e-07 | 20 | 45.5067 | 17.7247 | 20 | 0.88623 | 45.5067 | 20 | 2.2753 | 17.7247 | 45.5067 | 0.3895 | 17.7247 | 2.9244
Equipment | Premium T8 - Fixture Replacement | Commercial | New | Healthcare | 53.0957 | 0.125 | 8 | 0.012871 | 0.0029443 | 20 | 41.2683 | 16.0775 | 20 | 0.80388 | 41.2683 | 20 | 2.0634 | 16.0775 | 41.2683 | 0.38959 | 16.0775 | 3.2245
Equipment | Premium T8 - Fixture Replacement | Commercial | New | Hospitals | 71.8291 | 0.125 | 8 | 0.0075271 | 0.0069818 | 20 | 55.4477 | 19.1246 | 20 | 0.95623 | 55.4477 | 20 | 2.7724 | 19.1246 | 55.4477 | 0.34491 | 19.1246 | 2.3835
Equipment | Premium T8 - Fixture Replacement | Commercial | New | Institutional | 34.8374 | 0.125 | 8 | 0.0084447 | 0.0019318 | 20 | 27.0772 | 10.5489 | 20 | 0.52744 | 27.0772 | 20 | 1.3539 | 10.5489 | 27.0772 | 0.38959 | 10.5489 | 4.9144
Equipment | Premium T8 - Fixture Replacement | Commercial | New | Lodging/Hospitality | 39.6422 | 0.125 | 8 | 0.0096676 | 5.2963e-07 | 20 | 30.8139 | 12.0019 | 20 | 0.60009 | 30.8139 | 20 | 1.5407 | 12.0019 | 30.8139 | 0.3895 | 12.0019 | 4.3188
Equipment | Premium T8 - Fixture Replacement | Commercial | New | Miscellaneous | 46.5485 | 0.125 | 8 | 0.011284 | 0.0025813 | 20 | 36.1795 | 14.095 | 20 | 0.70475 | 36.1795 | 20 | 1.809 | 14.095 | 36.1795 | 0.38959 | 14.095 | 3.678
Equipment | Premium T8 - Fixture Replacement | Commercial | New | Offices | 34.3517 | 0.125 | 8 | 0.008327 | 0.0019049 | 20 | 26.6996 | 10.4018 | 20 | 0.52009 | 26.6996 | 20 | 1.335 | 10.4018 | 26.6996 | 0.38959 | 10.4018 | 4.9839
Equipment | Premium T8 - Fixture Replacement | Commercial | New | Restaurants | 35.4499 | 0.125 | 8 | 0.0086452 | 4.7362e-07 | 20 | 27.5552 | 10.7326 | 20 | 0.53663 | 27.5552 | 20 | 1.3778 | 10.7326 | 27.5552 | 0.3895 | 10.7326 | 4.8295
Equipment | Premium T8 - Fixture Replacement | Commercial | New | Retail | 52.631 | 0.125 | 8 | 0.012835 | 7.0317e-07 | 20 | 40.9101 | 15.9343 | 20 | 0.79672 | 40.9101 | 20 | 2.0455 | 15.9343 | 40.9101 | 0.3895 | 15.9343 | 3.2529
Equipment | Premium T8 - Fixture Replacement | Commercial | New | Schools K-12 | 25.1222 | 0.125 | 8 | 0.0060897 | 0.0013931 | 20 | 19.5261 | 7.6071 | 20 | 0.38035 | 19.5261 | 20 | 0.9763 | 7.6071 | 19.5261 | 0.38959 | 7.6071 | 6.8149
Equipment | Premium T8 - Fixture Replacement | Commercial | New | Warehouse | 40.3814 | 0.125 | 8 | 0.0097886 | 0.0022393 | 20 | 31.3862 | 12.2276 | 20 | 0.61138 | 31.3862 | 20 | 1.5693 | 12.2276 | 31.3862 | 0.38959 | 12.2276 | 4.2397
Equipment | Premium T8 - Lamp Replacement | Commercial | Turnover | Assembly | 10.1235 | 0.125 | 8 | 0.0024454 | 0.00056146 | 0.44 | 7.8681 | 3.0638 | 0.44 | 6.9632 | 7.8681 | 0.44 | 17.8821 | 3.0638 | 7.8681 | 0.3894 | 3.0638 | 0.37206
Equipment | Premium T8 - Lamp Replacement | Commercial | Turnover | College and University | 15.5162 | 0.125 | 8 | 0.001607 | 0.0015431 | 0.44 | 11.9768 | 4.1329 | 0.44 | 9.393 | 11.9768 | 0.44 | 27.22 | 4.1329 | 11.9768 | 0.34508 | 4.1329 | 0.24275
Equipment | Premium T8 - Lamp Replacement | Commercial | Turnover | Grocery | 19.5149 | 0.125 | 8 | 0.0047075 | 7.8845e-07 | 0.44 | 15.1669 | 5.9001 | 0.44 | 13.4092 | 15.1669 | 0.44 | 34.4703 | 5.9001 | 15.1669 | 0.38901 | 5.9001 | 0.19301
Equipment | Premium T8 - Lamp Replacement | Commercial | Turnover | Healthcare | 17.6986 | 0.125 | 8 | 0.0042752 | 0.00098159 | 0.44 | 13.7555 | 5.3563 | 0.44 | 12.1735 | 13.7555 | 0.44 | 31.2625 | 5.3563 | 13.7555 | 0.3894 | 5.3563 | 0.21282
Equipment | Premium T8 - Lamp Replacement | Commercial | Turnover | Hospitals | 23.943 | 0.125 | 8 | 0.0024798 | 0.0023811 | 0.44 | 18.4814 | 6.3775 | 0.44 | 14.4944 | 18.4814 | 0.44 | 42.0033 | 6.3775 | 18.4814 | 0.34508 | 6.3775 | 0.15731
Equipment | Premium T8 - Lamp Replacement | Commercial | Turnover | Institutional | 11.6125 | 0.125 | 8 | 0.0028051 | 0.00064404 | 0.44 | 9.0253 | 3.5144 | 0.44 | 7.9873 | 9.0253 | 0.44 | 20.5121 | 3.5144 | 9.0253 | 0.3894 | 3.5144 | 0.32435
Equipment | Premium T8 - Lamp Replacement | Commercial | Turnover | Lodging/Hospitality | 13.2141 | 0.125 | 8 | 0.0031876 | 5.3388e-07 | 0.44 | 10.27 | 3.9951 | 0.44 | 9.0798 | 10.27 | 0.44 | 23.3408 | 3.9951 | 10.27 | 0.38901 | 3.9951 | 0.28504
Equipment | Premium T8 - Lamp Replacement | Commercial | Turnover | Miscellaneous | 15.5162 | 0.125 | 8 | 0.003748 | 0.00086055 | 0.44 | 12.0593 | 4.6958 | 0.44 | 10.6724 | 12.0593 | 0.44 | 27.4075 | 4.6958 | 12.0593 | 0.3894 | 4.6958 | 0.24275
Equipment | Premium T8 - Lamp Replacement | Commercial | Turnover | Offices | 11.4506 | 0.125 | 8 | 0.002766 | 0.00063506 | 0.44 | 8.8995 | 3.4654 | 0.44 | 7.876 | 8.8995 | 0.44 | 20.2261 | 3.4654 | 8.8995 | 0.3894 | 3.4654 | 0.32894
Equipment | Premium T8 - Lamp Replacement | Commercial | Turnover | Restaurants | 11.8166 | 0.125 | 8 | 0.0028505 | 4.7742e-07 | 0.44 | 9.1839 | 3.5726 | 0.44 | 8.1196 | 9.1839 | 0.44 | 20.8724 | 3.5726 | 9.1839 | 0.38901 | 3.5726 | 0.31875
Equipment | Premium T8 - Lamp Replacement | Commercial | Turnover | Retail | 17.5437 | 0.125 | 8 | 0.004232 | 7.0881e-07 | 0.44 | 13.6349 | 5.3041 | 0.44 | 12.0548 | 13.6349 | 0.44 | 30.9884 | 5.3041 | 13.6349 | 0.38901 | 5.3041 | 0.21469
Equipment | Premium T8 - Lamp Replacement | Commercial | Turnover | Schools K-12 | 8.3741 | 0.125 | 8 | 0.0020228 | 0.00046444 | 0.44 | 6.5084 | 2.5344 | 0.44 | 5.7599 | 6.5084 | 0.44 | 14.7919 | 2.5344 | 6.5084 | 0.3894 | 2.5344 | 0.44978
Equipment | Premium T8 - Lamp Replacement | Commercial | Turnover | Warehouse | 13.4605 | 0.125 | 8 | 0.0032515 | 0.00074654 | 0.44 | 10.4616 | 4.0737 | 0.44 | 9.2584 | 10.4616 | 0.44 | 23.7764 | 4.0737 | 10.4616 | 0.3894 | 4.0737 | 0.27982
Equipment | Premium T8 - Lamp Replacement | Commercial | New | Assembly | 10.1235 | 0.125 | 8 | 0.0024454 | 0.00056146 | 0.44 | 7.8681 | 3.0638 | 0.44 | 6.9632 | 7.8681 | 0.44 | 17.8821 | 3.0638 | 7.8681 | 0.3894 | 3.0638 | 0.37206
Equipment | Premium T8 - Lamp Replacement | Commercial | New | College and University | 15.5162 | 0.125 | 8 | 0.001607 | 0.0015431 | 0.44 | 11.9768 | 4.1329 | 0.44 | 9.393 | 11.9768 | 0.44 | 27.22 | 4.1329 | 11.9768 | 0.34508 | 4.1329 | 0.24275
Equipment | Premium T8 - Lamp Replacement | Commercial | New | Grocery | 19.5149 | 0.125 | 8 | 0.0047075 | 7.8845e-07 | 0.44 | 15.1669 | 5.9001 | 0.44 | 13.4092 | 15.1669 | 0.44 | 34.4703 | 5.9001 | 15.1669 | 0.38901 | 5.9001 | 0.19301
Equipment | Premium T8 - Lamp Replacement | Commercial | New | Healthcare | 17.6986 | 0.125 | 8 | 0.0042752 | 0.00098159 | 0.44 | 13.7555 | 5.3563 | 0.44 | 12.1735 | 13.7555 | 0.44 | 31.2625 | 5.3563 | 13.7555 | 0.3894 | 5.3563 | 0.21282
Equipment | Premium T8 - Lamp Replacement | Commercial | New | Hospitals | 23.943 | 0.125 | 8 | 0.0024798 | 0.0023811 | 0.44 | 18.4814 | 6.3775 | 0.44 | 14.4944 | 18.4814 | 0.44 | 42.0033 | 6.3775 | 18.4814 | 0.34508 | 6.3775 | 0.15731
Equipment | Premium T8 - Lamp Replacement | Commercial | New | Institutional | 11.6125 | 0.125 | 8 | 0.0028051 | 0.00064404 | 0.44 | 9.0253 | 3.5144 | 0.44 | 7.9873 | 9.0253 | 0.44 | 20.5121 | 3.5144 | 9.0253 | 0.3894 | 3.5144 | 0.32435
Equipment | Premium T8 - Lamp Replacement | Commercial | New | Lodging/Hospitality | 13.2141 | 0.125 | 8 | 0.0031876 | 5.3388e-07 | 0.44 | 10.27 | 3.9951 | 0.44 | 9.0798 | 10.27 | 0.44 | 23.3408 | 3.9951 | 10.27 | 0.38901 | 3.9951 | 0.28504
Equipment | Premium T8 - Lamp Replacement | Commercial | New | Miscellaneous | 15.5162 | 0.125 | 8 | 0.003748 | 0.00086055 | 0.44 | 12.0593 | 4.6958 | 0.44 | 10.6724 | 12.0593 | 0.44 | 27.4075 | 4.6958 | 12.0593 | 0.3894 | 4.6958 | 0.24275
Equipment | Premium T8 - Lamp Replacement | Commercial | New | Offices | 11.4506 | 0.125 | 8 | 0.002766 | 0.00063506 | 0.44 | 8.8995 | 3.4654 | 0.44 | 7.876 | 8.8995 | 0.44 | 20.2261 | 3.4654 | 8.8995 | 0.3894 | 3.4654 | 0.32894
Equipment | Premium T8 - Lamp Replacement | Commercial | New | Restaurants | 11.8166 | 0.125 | 8 | 0.0028505 | 4.7742e-07 | 0.44 | 9.1839 | 3.5726 | 0.44 | 8.1196 | 9.1839 | 0.44 | 20.8724 | 3.5726 | 9.1839 | 0.38901 | 3.5726 | 0.31875
Equipment | Premium T8 - Lamp Replacement | Commercial | New | Retail | 17.5437 | 0.125 | 8 | 0.004232 | 7.0881e-07 | 0.44 | 13.6349 | 5.3041 | 0.44 | 12.0548 | 13.6349 | 0.44 | 30.9884 | 5.3041 | 13.6349 | 0.38901 | 5.3041 | 0.21469
Equipment | Premium T8 - Lamp Replacement | Commercial | New | Schools K-12 | 8.3741 | 0.125 | 8 | 0.0020228 | 0.00046444 | 0.44 | 6.5084 | 2.5344 | 0.44 | 5.7599 | 6.5084 | 0.44 | 14.7919 | 2.5344 | 6.5084 | 0.3894 | 2.5344 | 0.44978
Equipment | Premium T8 - Lamp Replacement | Commercial | New | Warehouse | 13.4605 | 0.125 | 8 | 0.0032515 | 0.00074654 | 0.44 | 10.4616 | 4.0737 | 0.44 | 9.2584 | 10.4616 | 0.44 | 23.7764 | 4.0737 | 10.4616 | 0.3894 | 4.0737 | 0.27982
Equipment | Efficient Battery Charger | Commercial | Turnover | Assembly | 1111.206 | 0.13677 | 7 | 0.60888 | 0 | 400 | 791.4261 | 376.5013 | 400 | 0.94125 | 791.4261 | 400 | 1.9786 | 376.5013 | 791.4261 | 0.47573 | 376.5013 | 3.0814
Equipment | Efficient Battery Charger | Commercial | Turnover | College and University | 1111.206 | 0.13677 | 7 | 0.60888 | 0 | 400 | 791.4261 | 376.5013 | 400 | 0.94125 | 791.4261 | 400 | 1.9786 | 376.5013 | 791.4261 | 0.47573 | 376.5013 | 3.0814
Equipment | Efficient Battery Charger | Commercial | Turnover | Grocery | 1111.206 | 0.13677 | 7 | 0.60888 | 0 | 400 | 791.4261 | 376.5013 | 400 | 0.94125 | 791.4261 | 400 | 1.9786 | 376.5013 | 791.4261 | 0.47573 | 376.5013 | 3.0814
Equipment | Efficient Battery Charger | Commercial | Turnover | Healthcare | 1111.206 | 0.13677 | 7 | 0.60888 | 0 | 400 | 791.4261 | 376.5013 | 400 | 0.94125 | 791.4261 | 400 | 1.9786 | 376.5013 | 791.4261 | 0.47573 | 376.5013 | 3.0814
Equipment | Efficient Battery Charger | Commercial | Turnover | Hospitals | 1111.206 | 0.13677 | 7 | 0.60888 | 0 | 400 | 791.4261 | 376.5013 | 400 | 0.94125 | 791.4261 | 400 | 1.9786 | 376.5013 | 791.4261 | 0.47573 | 376.5013 | 3.0814
Equipment | Efficient Battery Charger | Commercial | Turnover | Institutional | 1111.206 | 0.13677 | 7 | 0.60888 | 0 | 400 | 791.4261 | 376.5013 | 400 | 0.94125 | 791.4261 | 400 | 1.9786 | 376.5013 | 791.4261 | 0.47573 | 376.5013 | 3.0814
Equipment | Efficient Battery Charger | Commercial | Turnover | Lodging/Hospitality | 1111.206 | 0.13677 | 7 | 0.60888 | 0 | 400 | 791.4261 | 376.5013 | 400 | 0.94125 | 791.4261 | 400 | 1.9786 | 376.5013 | 791.4261 | 0.47573 | 376.5013 | 3.0814
Equipment | Efficient Battery Charger | Commercial | Turnover | Miscellaneous | 1111.206 | 0.13677 | 7 | 0.60888 | 0 | 400 | 791.4261 | 376.5013 | 400 | 0.94125 | 791.4261 | 400 | 1.9786 | 376.5013 | 791.4261 | 0.47573 | 376.5013 | 3.0814
Equipment | Efficient Battery Charger | Commercial | Turnover | Offices | 1111.206 | 0.13677 | 7 | 0.60888 | 0 | 400 | 791.4261 | 376.5013 | 400 | 0.94125 | 791.4261 | 400 | 1.9786 | 376.5013 | 791.4261 | 0.47573 | 376.5013 | 3.0814
Equipment | Efficient Battery Charger | Commercial | Turnover | Restaurants | 1111.206 | 0.13677 | 7 | 0.60888 | 0 | 400 | 791.4261 | 376.5013 | 400 | 0.94125 | 791.4261 | 400 | 1.9786 | 376.5013 | 791.4261 | 0.47573 | 376.5013 | 3.0814
Equipment | Efficient Battery Charger | Commercial | Turnover | Retail | 1111.206 | 0.13677 | 7 | 0.60888 | 0 | 400 | 791.4261 | 376.5013 | 400 | 0.94125 | 791.4261 | 400 | 1.9786 | 376.5013 | 791.4261 | 0.47573 | 376.5013 | 3.0814
Equipment | Efficient Battery Charger | Commercial | Turnover | Schools K-12 | 1111.206 | 0.13677 | 7 | 0.60888 | 0 | 400 | 791.4261 | 376.5013 | 400 | 0.94125 | 791.4261 | 400 | 1.9786 | 376.5013 | 791.4261 | 0.47573 | 376.5013 | 3.0814
Equipment | Efficient Battery Charger | Commercial | Turnover | Warehouse | 1111.206 | 0.13677 | 7 | 0.60888 | 0 | 400 | 791.4261 | 376.5013 | 400 | 0.94125 | 791.4261 | 400 | 1.9786 | 376.5013 | 791.4261 | 0.47573 | 376.5013 | 3.0814
Equipment | Efficient Battery Charger | Commercial | New | Assembly | 1111.206 | 0.13677 | 7 | 0.60888 | 0 | 400 | 791.4261 | 376.5013 | 400 | 0.94125 | 791.4261 | 400 | 1.9786 | 376.5013 | 791.4261 | 0.47573 | 376.5013 | 3.0814
Equipment | Efficient Battery Charger | Commercial | New | College and University | 1111.206 | 0.13677 | 7 | 0.60888 | 0 | 400 | 791.4261 | 376.5013 | 400 | 0.94125 | 791.4261 | 400 | 1.9786 | 376.5013 | 791.4261 | 0.47573 | 376.5013 | 3.0814
Equipment | Efficient Battery Charger | Commercial | New | Grocery | 1111.206 | 0.13677 | 7 | 0.60888 | 0 | 400 | 791.4261 | 376.5013 | 400 | 0.94125 | 791.4261 | 400 | 1.9786 | 376.5013 | 791.4261 | 0.47573 | 376.5013 | 3.0814
Equipment | Efficient Battery Charger | Commercial | New | Healthcare | 1111.206 | 0.13677 | 7 | 0.60888 | 0 | 400 | 791.4261 | 376.5013 | 400 | 0.94125 | 791.4261 | 400 | 1.9786 | 376.5013 | 791.4261 | 0.47573 | 376.5013 | 3.0814
Equipment | Efficient Battery Charger | Commercial | New | Hospitals | 1111.206 | 0.13677 | 7 | 0.60888 | 0 | 400 | 791.4261 | 376.5013 | 400 | 0.94125 | 791.4261 | 400 | 1.9786 | 376.5013 | 791.4261 | 0.47573 | 376.5013 | 3.0814
Equipment | Efficient Battery Charger | Commercial | New | Institutional | 1111.206 | 0.13677 | 7 | 0.60888 | 0 | 400 | 791.4261 | 376.5013 | 400 | 0.94125 | 791.4261 | 400 | 1.9786 | 376.5013 | 791.4261 | 0.47573 | 376.5013 | 3.0814
Equipment | Efficient Battery Charger | Commercial | New | Lodging/Hospitality | 1111.206 | 0.13677 | 7 | 0.60888 | 0 | 400 | 791.4261 | 376.5013 | 400 | 0.94125 | 791.4261 | 400 | 1.9786 | 376.5013 | 791.4261 | 0.47573 | 376.5013 | 3.0814
Equipment | Efficient Battery Charger | Commercial | New | Miscellaneous | 1111.206 | 0.13677 | 7 | 0.60888 | 0 | 400 | 791.4261 | 376.5013 | 400 | 0.94125 | 791.4261 | 400 | 1.9786 | 376.5013 | 791.4261 | 0.47573 | 376.5013 | 3.0814
Equipment | Efficient Battery Charger | Commercial | New | Offices | 1111.206 | 0.13677 | 7 | 0.60888 | 0 | 400 | 791.4261 | 376.5013 | 400 | 0.94125 | 791.4261 | 400 | 1.9786 | 376.5013 | 791.4261 | 0.47573 | 376.5013 | 3.0814
Equipment | Efficient Battery Charger | Commercial | New | Restaurants | 1111.206 | 0.13677 | 7 | 0.60888 | 0 | 400 | 791.4261 | 376.5013 | 400 | 0.94125 | 791.4261 | 400 | 1.9786 | 376.5013 | 791.4261 | 0.47573 | 376.5013 | 3.0814
Equipment | Efficient Battery Charger | Commercial | New | Retail | 1111.206 | 0.13677 | 7 | 0.60888 | 0 | 400 | 791.4261 | 376.5013 | 400 | 0.94125 | 791.4261 | 400 | 1.9786 | 376.5013 | 791.4261 | 0.47573 | 376.5013 | 3.0814
Equipment | Efficient Battery Charger | Commercial | New | Schools K-12 | 1111.206 | 0.13677 | 7 | 0.60888 | 0 | 400 | 791.4261 | 376.5013 | 400 | 0.94125 | 791.4261 | 400 | 1.9786 | 376.5013 | 791.4261 | 0.47573 | 376.5013 | 3.0814
Equipment | Efficient Battery Charger | Commercial | New | Warehouse | 1111.206 | 0.13677 | 7 | 0.60888 | 0 | 400 | 791.4261 | 376.5013 | 400 | 0.94125 | 791.4261 | 400 | 1.9786 | 376.5013 | 791.4261 | 0.47573 | 376.5013 | 3.0814
Equipment | ENERGY STAR Commercial Clothes Washer | Commercial | Turnover | Assembly | 1060.1591 | 0.27273 | 7 | 0 | 0 | 550 | 734.8594 | 245.5902 | 550 | 0.44653 | 734.8594 | 550 | 1.3361 | 245.5902 | 734.8594 | 0.3342 | 245.5902 | 4.441
Equipment | ENERGY STAR Commercial Clothes Washer | Commercial | Turnover | College and University | 1060.1591 | 0.27273 | 7 | 0.10782 | 0.1241 | 550 | 738.6103 | 254.8773 | 550 | 0.46341 | 738.6103 | 550 | 1.3429 | 254.8773 | 738.6103 | 0.34508 | 254.8773 | 4.441
Equipment | ENERGY STAR Commercial Clothes Washer | Commercial | Turnover | Grocery | 1060.1591 | 0.27273 | 7 | 0.092846 | 0.067168 | 550 | 738.0895 | 262.9061 | 550 | 0.47801 | 738.0895 | 550 | 1.342 | 262.9061 | 738.0895 | 0.3562 | 262.9061 | 4.441
Equipment | ENERGY STAR Commercial Clothes Washer | Commercial | Turnover | Healthcare | 1060.1591 | 0.27273 | 7 | 0.092846 | 0.067168 | 550 | 738.0895 | 262.9061 | 550 | 0.47801 | 738.0895 | 550 | 1.342 | 262.9061 | 738.0895 | 0.3562 | 262.9061 | 4.441
Equipment | ENERGY STAR Commercial Clothes Washer | Commercial | Turnover | Hospitals | 1060.1591 | 0.27273 | 7 | 0.10782 | 0.1241 | 550 | 738.6103 | 254.8773 | 550 | 0.46341 | 738.6103 | 550 | 1.3429 | 254.8773 | 738.6103 | 0.34508 | 254.8773 | 4.441
Equipment | ENERGY STAR Commercial Clothes Washer | Commercial | Turnover | Institutional | 1060.1591 | 0.27273 | 7 | 0 | 0 | 550 | 734.8594 | 245.5902 | 550 | 0.44653 | 734.8594 | 550 | 1.3361 | 245.5902 | 734.8594 | 0.3342 | 245.5902 | 4.441
Equipment | ENERGY STAR Commercial Clothes Washer | Commercial | Turnover | Lodging/Hospitality | 1060.1591 | 0.27273 | 7 | 0.10782 | 0.1241 | 550 | 738.6103 | 254.8773 | 550 | 0.46341 | 738.6103 | 550 | 1.3429 | 254.8773 | 738.6103 | 0.34508 | 254.8773 | 4.441
Equipment | ENERGY STAR Commercial Clothes Washer | Commercial | Turnover | Miscellaneous | 1060.1591 | 0.27273 | 7 | 0 | 0 | 550 | 734.8594 | 245.5902 | 550 | 0.44653 | 734.8594 | 550 | 1.3361 | 245.5902 | 734.8594 | 0.3342 | 245.5902 | 4.441
Equipment | ENERGY STAR Commercial Clothes Washer | Commercial | Turnover | Offices | 1060.1591 | 0.27273 | 7 | 0.092846 | 0.067168 | 550 | 738.0895 | 262.9061 | 550 | 0.47801 | 738.0895 | 550 | 1.342 | 262.9061 | 738.0895 | 0.3562 | 262.9061 | 4.441
Equipment | ENERGY STAR Commercial Clothes Washer | Commercial | Turnover | Restaurants | 1060.1591 | 0.27273 | 7 | 0 | 0 | 550 | 734.8594 | 245.5902 | 550 | 0.44653 | 734.8594 | 550 | 1.3361 | 245.5902 | 734.8594 | 0.3342 | 245.5902 | 4.441
Equipment | ENERGY STAR Commercial Clothes Washer | Commercial | Turnover | Retail | 1060.1591 | 0.27273 | 7 | 0.092846 | 0.067168 | 550 | 738.0895 | 262.9061 | 550 | 0.47801 | 738.0895 | 550 | 1.342 | 262.9061 | 738.0895 | 0.3562 | 262.9061 | 4.441
Equipment | ENERGY STAR Commercial Clothes Washer | Commercial | Turnover | Schools K-12 | 1060.1591 | 0.27273 | 7 | 0.10782 | 0.1241 | 550 | 738.6103 | 254.8773 | 550 | 0.46341 | 738.6103 | 550 | 1.3429 | 254.8773 | 738.6103 | 0.34508 | 254.8773 | 4.441
Equipment | ENERGY STAR Commercial Clothes Washer | Commercial | Turnover | Warehouse | 1060.1591 | 0.27273 | 7 | 0 | 0 | 550 | 734.8594 | 245.5902 | 550 | 0.44653 | 734.8594 | 550 | 1.3361 | 245.5902 | 734.8594 | 0.3342 | 245.5902 | 4.441
Equipment | ENERGY STAR Commercial Clothes Washer | Commercial | New | Assembly | 1060.1591 | 0.27273 | 7 | 0 | 0 | 550 | 734.8594 | 245.5902 | 550 | 0.44653 | 734.8594 | 550 | 1.3361 | 245.5902 | 734.8594 | 0.3342 | 245.5902 | 4.441
Equipment | ENERGY STAR Commercial Clothes Washer | Commercial | New | College and University | 1060.1591 | 0.27273 | 7 | 0.10782 | 0.1241 | 550 | 738.6103 | 254.8773 | 550 | 0.46341 | 738.6103 | 550 | 1.3429 | 254.8773 | 738.6103 | 0.34508 | 254.8773 | 4.441
Equipment | ENERGY STAR Commercial Clothes Washer | Commercial | New | Grocery | 1060.1591 | 0.27273 | 7 | 0.092846 | 0.067168 | 550 | 738.0895 | 262.9061 | 550 | 0.47801 | 738.0895 | 550 | 1.342 | 262.9061 | 738.0895 | 0.3562 | 262.9061 | 4.441
Equipment | ENERGY STAR Commercial Clothes Washer | Commercial | New | Healthcare | 1060.1591 | 0.27273 | 7 | 0.092846 | 0.067168 | 550 | 738.0895 | 262.9061 | 550 | 0.47801 | 738.0895 | 550 | 1.342 | 262.9061 | 738.0895 | 0.3562 | 262.9061 | 4.441
Equipment | ENERGY STAR Commercial Clothes Washer | Commercial | New | Hospitals | 1060.1591 | 0.27273 | 7 | 0.10782 | 0.1241 | 550 | 738.6103 | 254.8773 | 550 | 0.46341 | 738.6103 | 550 | 1.3429 | 254.8773 | 738.6103 | 0.34508 | 254.8773 | 4.441
Equipment | ENERGY STAR Commercial Clothes Washer | Commercial | New | Institutional | 1060.1591 | 0.27273 | 7 | 0 | 0 | 550 | 734.8594 | 245.5902 | 550 | 0.44653 | 734.8594 | 550 | 1.3361 | 245.5902 | 734.8594 | 0.3342 | 245.5902 | 4.441
Equipment | ENERGY STAR Commercial Clothes Washer | Commercial | New | Lodging/Hospitality | 1060.1591 | 0.27273 | 7 | 0.10782 | 0.1241 | 550 | 738.6103 | 254.8773 | 550 | 0.46341 | 738.6103 | 550 | 1.3429 | 254.8773 | 738.6103 | 0.34508 | 254.8773 | 4.441
Equipment | ENERGY STAR Commercial Clothes Washer | Commercial | New | Miscellaneous | 1060.1591 | 0.27273 | 7 | 0 | 0 | 550 | 734.8594 | 245.5902 | 550 | 0.44653 | 734.8594 | 550 | 1.3361 | 245.5902 | 734.8594 | 0.3342 | 245.5902 | 4.441
Equipment | ENERGY STAR Commercial Clothes Washer | Commercial | New | Offices | 1060.1591 | 0.27273 | 7 | 0.092846 | 0.067168 | 550 | 738.0895 | 262.9061 | 550 | 0.47801 | 738.0895 | 550 | 1.342 | 262.9061 | 738.0895 | 0.3562 | 262.9061 | 4.441
Equipment | ENERGY STAR Commercial Clothes Washer | Commercial | New | Restaurants | 1060.1591 | 0.27273 | 7 | 0 | 0 | 550 | 734.8594 | 245.5902 | 550 | 0.44653 | 734.8594 | 550 | 1.3361 | 245.5902 | 734.8594 | 0.3342 | 245.5902 | 4.441
Equipment | ENERGY STAR Commercial Clothes Washer | Commercial | New | Retail | 1060.1591 | 0.27273 | 7 | 0.092846 | 0.067168 | 550 | 738.0895 | 262.9061 | 550 | 0.47801 | 738.0895 | 550 | 1.342 | 262.9061 | 738.0895 | 0.3562 | 262.9061 | 4.441
Equipment | ENERGY STAR Commercial Clothes Washer | Commercial | New | Schools K-12 | 1060.1591 | 0.27273 | 7 | 0.10782 | 0.1241 | 550 | 738.6103 | 254.8773 | 550 | 0.46341 | 738.6103 | 550 | 1.3429 | 254.8773 | 738.6103 | 0.34508 | 254.8773 | 4.441
Equipment | ENERGY STAR Commercial Clothes Washer | Commercial | New | Warehouse | 1060.1591 | 0.27273 | 7 | 0 | 0 | 550 | 734.8594 | 245.5902 | 550 | 0.44653 | 734.8594 | 550 | 1.3361 | 245.5902 | 734.8594 | 0.3342 | 245.5902 | 4.441
Equipment | ENERGY STAR Water Cooler | Commercial | Turnover | Assembly | 547.5 | 0.68493 | 10 | 0.095219 | 0.095219 | 85 | 498.6863 | 185.2705 | 85 | 2.1797 | 498.6863 | 85 | 5.8669 | 185.2705 | 498.6863 | 0.37152 | 185.2705 | 1.329
Equipment | ENERGY STAR Water Cooler | Commercial | Turnover | College and University | 547.5 | 0.68493 | 10 | 0.095219 | 0.095219 | 85 | 498.6863 | 185.2705 | 85 | 2.1797 | 498.6863 | 85 | 5.8669 | 185.2705 | 498.6863 | 0.37152 | 185.2705 | 1.329
Equipment | ENERGY STAR Water Cooler | Commercial | Turnover | Grocery | 547.5 | 0.68493 | 10 | 0.095219 | 0.095219 | 85 | 498.6863 | 185.2705 | 85 | 2.1797 | 498.6863 | 85 | 5.8669 | 185.2705 | 498.6863 | 0.37152 | 185.2705 | 1.329
Equipment | ENERGY STAR Water Cooler | Commercial | Turnover | Healthcare | 547.5 | 0.68493 | 10 | 0.095219 | 0.095219 | 85 | 498.6863 | 185.2705 | 85 | 2.1797 | 498.6863 | 85 | 5.8669 | 185.2705 | 498.6863 | 0.37152 | 185.2705 | 1.329
Equipment | ENERGY STAR Water Cooler | Commercial | Turnover | Hospitals | 547.5 | 0.68493 | 10 | 0.095219 | 0.095219 | 85 | 498.6863 | 185.2705 | 85 | 2.1797 | 498.6863 | 85 | 5.8669 | 185.2705 | 498.6863 | 0.37152 | 185.2705 | 1.329
Equipment | ENERGY STAR Water Cooler | Commercial | Turnover | Institutional | 547.5 | 0.68493 | 10 | 0.095219 | 0.095219 | 85 | 498.6863 | 185.2705 | 85 | 2.1797 | 498.6863 | 85 | 5.8669 | 185.2705 | 498.6863 | 0.37152 | 185.2705 | 1.329
Equipment | ENERGY STAR Water Cooler | Commercial | Turnover | Lodging/Hospitality | 547.5 | 0.68493 | 10 | 0.095219 | 0.095219 | 85 | 498.6863 | 185.2705 | 85 | 2.1797 | 498.6863 | 85 | 5.8669 | 185.2705 | 498.6863 | 0.37152 | 185.2705 | 1.329
Equipment | ENERGY STAR Water Cooler | Commercial | Turnover | Miscellaneous | 547.5 | 0.68493 | 10 | 0.095219 | 0.095219 | 85 | 498.6863 | 185.2705 | 85 | 2.1797 | 498.6863 | 85 | 5.8669 | 185.2705 | 498.6863 | 0.37152 | 185.2705 | 1.329
Equipment | ENERGY STAR Water Cooler | Commercial | Turnover | Offices | 547.5 | 0.68493 | 10 | 0.095219 | 0.095219 | 85 | 498.6863 | 185.2705 | 85 | 2.1797 | 498.6863 | 85 | 5.8669 | 185.2705 | 498.6863 | 0.37152 | 185.2705 | 1.329
Equipment | ENERGY STAR Water Cooler | Commercial | Turnover | Restaurants | 547.5 | 0.68493 | 10 | 0.095219 | 0.095219 | 85 | 498.6863 | 185.2705 | 85 | 2.1797 | 498.6863 | 85 | 5.8669 | 185.2705 | 498.6863 | 0.37152 | 185.2705 | 1.329
Equipment | ENERGY STAR Water Cooler | Commercial | Turnover | Retail | 547.5 | 0.68493 | 10 | 0.095219 | 0.095219 | 85 | 498.6863 | 185.2705 | 85 | 2.1797 | 498.6863 | 85 | 5.8669 | 185.2705 | 498.6863 | 0.37152 | 185.2705 | 1.329
Equipment | ENERGY STAR Water Cooler | Commercial | Turnover | Schools K-12 | 547.5 | 0.68493 | 10 | 0.095219 | 0.095219 | 85 | 498.6863 | 185.2705 | 85 | 2.1797 | 498.6863 | 85 | 5.8669 | 185.2705 | 498.6863 | 0.37152 | 185.2705 | 1.329
Equipment | ENERGY STAR Water Cooler | Commercial | Turnover | Warehouse | 547.5 | 0.68493 | 10 | 0.095219 | 0.095219 | 85 | 498.6863 | 185.2705 | 85 | 2.1797 | 498.6863 | 85 | 5.8669 | 185.2705 | 498.6863 | 0.37152 | 185.2705 | 1.329
Equipment | ENERGY STAR Water Cooler | Commercial | New | Assembly | 547.5 | 0.68493 | 10 | 0.095219 | 0.095219 | 85 | 498.6863 | 185.2705 | 85 | 2.1797 | 498.6863 | 85 | 5.8669 | 185.2705 | 498.6863 | 0.37152 | 185.2705 | 1.329
Equipment | ENERGY STAR Water Cooler | Commercial | New | College and University | 547.5 | 0.68493 | 10 | 0.095219 | 0.095219 | 85 | 498.6863 | 185.2705 | 85 | 2.1797 | 498.6863 | 85 | 5.8669 | 185.2705 | 498.6863 | 0.37152 | 185.2705 | 1.329
Equipment | ENERGY STAR Water Cooler | Commercial | New | Grocery | 547.5 | 0.68493 | 10 | 0.095219 | 0.095219 | 85 | 498.6863 | 185.2705 | 85 | 2.1797 | 498.6863 | 85 | 5.8669 | 185.2705 | 498.6863 | 0.37152 | 185.2705 | 1.329
Equipment | ENERGY STAR Water Cooler | Commercial | New | Healthcare | 547.5 | 0.68493 | 10 | 0.095219 | 0.095219 | 85 | 498.6863 | 185.2705 | 85 | 2.1797 | 498.6863 | 85 | 5.8669 | 185.2705 | 498.6863 | 0.37152 | 185.2705 | 1.329
Equipment | ENERGY STAR Water Cooler | Commercial | New | Hospitals | 547.5 | 0.68493 | 10 | 0.095219 | 0.095219 | 85 | 498.6863 | 185.2705 | 85 | 2.1797 | 498.6863 | 85 | 5.8669 | 185.2705 | 498.6863 | 0.37152 | 185.2705 | 1.329
Equipment | ENERGY STAR Water Cooler | Commercial | New | Institutional | 547.5 | 0.68493 | 10 | 0.095219 | 0.095219 | 85 | 498.6863 | 185.2705 | 85 | 2.1797 | 498.6863 | 85 | 5.8669 | 185.2705 | 498.6863 | 0.37152 | 185.2705 | 1.329
Equipment | ENERGY STAR Water Cooler | Commercial | New | Lodging/Hospitality | 547.5 | 0.68493 | 10 | 0.095219 | 0.095219 | 85 | 498.6863 | 185.2705 | 85 | 2.1797 | 498.6863 | 85 | 5.8669 | 185.2705 | 498.6863 | 0.37152 | 185.2705 | 1.329
Equipment | ENERGY STAR Water Cooler | Commercial | New | Miscellaneous | 547.5 | 0.68493 | 10 | 0.095219 | 0.095219 | 85 | 498.6863 | 185.2705 | 85 | 2.1797 | 498.6863 | 85 | 5.8669 | 185.2705 | 498.6863 | 0.37152 | 185.2705 | 1.329
Equipment | ENERGY STAR Water Cooler | Commercial | New | Offices | 547.5 | 0.68493 | 10 | 0.095219 | 0.095219 | 85 | 498.6863 | 185.2705 | 85 | 2.1797 | 498.6863 | 85 | 5.8669 | 185.2705 | 498.6863 | 0.37152 | 185.2705 | 1.329
Equipment | ENERGY STAR Water Cooler | Commercial | New | Restaurants | 547.5 | 0.68493 | 10 | 0.095219 | 0.095219 | 85 | 498.6863 | 185.2705 | 85 | 2.1797 | 498.6863 | 85 | 5.8669 | 185.2705 | 498.6863 | 0.37152 | 185.2705 | 1.329
Equipment | ENERGY STAR Water Cooler | Commercial | New | Retail | 547.5 | 0.68493 | 10 | 0.095219 | 0.095219 | 85 | 498.6863 | 185.2705 | 85 | 2.1797 | 498.6863 | 85 | 5.8669 | 185.2705 | 498.6863 | 0.37152 | 185.2705 | 1.329
Equipment | ENERGY STAR Water Cooler | Commercial | New | Schools K-12 | 547.5 | 0.68493 | 10 | 0.095219 | 0.095219 | 85 | 498.6863 | 185.2705 | 85 | 2.1797 | 498.6863 | 85 | 5.8669 | 185.2705 | 498.6863 | 0.37152 | 185.2705 | 1.329
Equipment | ENERGY STAR Water Cooler | Commercial | New | Warehouse | 547.5 | 0.68493 | 10 | 0.095219 | 0.095219 | 85 | 498.6863 | 185.2705 | 85 | 2.1797 | 498.6863 | 85 | 5.8669 | 185.2705 | 498.6863 | 0.37152 | 185.2705 | 1.329
Equipment | Heat Pump Pool Heater | Commercial | Turnover | Assembly | 9411.7647 | 0.8 | 15 | 0 | 0.34381 | 906.95 | 11013.2346 | 4120.717 | 906.95 | 4.5435 | 11013.2346 | 906.95 | 12.1432 | 4120.717 | 11013.2346 | 0.37416 | 4120.717 | 0.8249
Equipment | Heat Pump Pool Heater | Commercial | Turnover | College and University | 9411.7647 | 0.8 | 15 | 0 | 0.34381 | 906.95 | 11013.2346 | 4120.717 | 906.95 | 4.5435 | 11013.2346 | 906.95 | 12.1432 | 4120.717 | 11013.2346 | 0.37416 | 4120.717 | 0.8249
Equipment | Heat Pump Pool Heater | Commercial | Turnover | Grocery | 9411.7647 | 0.8 | 15 | 0 | 0.34381 | 906.95 | 11013.2346 | 4120.717 | 906.95 | 4.5435 | 11013.2346 | 906.95 | 12.1432 | 4120.717 | 11013.2346 | 0.37416 | 4120.717 | 0.8249
Equipment | Heat Pump Pool Heater | Commercial | Turnover | Healthcare | 9411.7647 | 0.8 | 15 | 0 | 0.34381 | 906.95 | 11013.2346 | 4120.717 | 906.95 | 4.5435 | 11013.2346 | 906.95 | 12.1432 | 4120.717 | 11013.2346 | 0.37416 | 4120.717 | 0.8249
Equipment | Heat Pump Pool Heater | Commercial | Turnover | Hospitals | 9411.7647 | 0.8 | 15 | 0 | 0.34381 | 906.95 | 11013.2346 | 4120.717 | 906.95 | 4.5435 | 11013.2346 | 906.95 | 12.1432 | 4120.717 | 11013.2346 | 0.37416 | 4120.717 | 0.8249
Equipment | Heat Pump Pool Heater | Commercial | Turnover | Institutional | 9411.7647 | 0.8 | 15 | 0 | 0.34381 | 906.95 | 11013.2346 | 4120.717 | 906.95 | 4.5435 | 11013.2346 | 906.95 | 12.1432 | 4120.717 | 11013.2346 | 0.37416 | 4120.717 | 0.8249
Equipment | Heat Pump Pool Heater | Commercial | Turnover | Lodging/Hospitality | 9411.7647 | 0.8 | 15 | 0 | 0.34381 | 906.95 | 11013.2346 | 4120.717 | 906.95 | 4.5435 | 11013.2346 | 906.95 | 12.1432 | 4120.717 | 11013.2346 | 0.37416 | 4120.717 | 0.8249
Equipment | Heat Pump Pool Heater | Commercial | Turnover | Miscellaneous | 9411.7647 | 0.8 | 15 | 0 | 0.34381 | 906.95 | 11013.2346 | 4120.717 | 906.95 | 4.5435 | 11013.2346 | 906.95 | 12.1432 | 4120.717 | 11013.2346 | 0.37416 | 4120.717 | 0.8249
Equipment | Heat Pump Pool Heater | Commercial | Turnover | Offices | 9411.7647 | 0.8 | 15 | 0 | 0.34381 | 906.95 | 11013.2346 | 4120.717 | 906.95 | 4.5435 | 11013.2346 | 906.95 | 12.1432 | 4120.717 | 11013.2346 | 0.37416 | 4120.717 | 0.8249
Equipment | Heat Pump Pool Heater | Commercial | Turnover | Restaurants | 9411.7647 | 0.8 | 15 | 0 | 0.34381 | 906.95 | 11013.2346 | 4120.717 | 906.95 | 4.5435 | 11013.2346 | 906.95 | 12.1432 | 4120.717 | 11013.2346 | 0.37416 | 4120.717 | 0.8249
Equipment | Heat Pump Pool Heater | Commercial | Turnover | Retail | 9411.7647 | 0.8 | 15 | 0 | 0.34381 | 906.95 | 11013.2346 | 4120.717 | 906.95 | 4.5435 | 11013.2346 | 906.95 | 12.1432 | 4120.717 | 11013.2346 | 0.37416 | 4120.717 | 0.8249
Equipment | Heat Pump Pool Heater | Commercial | Turnover | Schools K-12 | 9411.7647 | 0.8 | 15 | 0 | 0.34381 | 906.95 | 11013.2346 | 4120.717 | 906.95 | 4.5435 | 11013.2346 | 906.95 | 12.1432 | 4120.717 | 11013.2346 | 0.37416 | 4120.717 | 0.8249
Equipment | Heat Pump Pool Heater | Commercial | Turnover | Warehouse | 9411.7647 | 0.8 | 15 | 0 | 0.34381 | 906.95 | 11013.2346 | 4120.717 | 906.95 | 4.5435 | 11013.2346 | 906.95 | 12.1432 | 4120.717 | 11013.2346 | 0.37416 | 4120.717 | 0.8249
Equipment | Heat Pump Pool Heater | Commercial | New | Assembly | 9411.7647 | 0.8 | 15 | 0 | 0.34381 | 906.95 | 11013.2346 | 4120.717 | 906.95 | 4.5435 | 11013.2346 | 906.95 | 12.1432 | 4120.717 | 11013.2346 | 0.37416 | 4120.717 | 0.8249
Equipment | Heat Pump Pool Heater | Commercial | New | College and University | 9411.7647 | 0.8 | 15 | 0 | 0.34381 | 906.95 | 11013.2346 | 4120.717 | 906.95 | 4.5435 | 11013.2346 | 906.95 | 12.1432 | 4120.717 | 11013.2346 | 0.37416 | 4120.717 | 0.8249
Equipment | Heat Pump Pool Heater | Commercial | New | Grocery | 9411.7647 | 0.8 | 15 | 0 | 0.34381 | 906.95 | 11013.2346 | 4120.717 | 906.95 | 4.5435 | 11013.2346 | 906.95 | 12.1432 | 4120.717 | 11013.2346 | 0.37416 | 4120.717 | 0.8249
Equipment | Heat Pump Pool Heater | Commercial | New | Healthcare | 9411.7647 | 0.8 | 15 | 0 | 0.34381 | 906.95 | 11013.2346 | 4120.717 | 906.95 | 4.5435 | 11013.2346 | 906.95 | 12.1432 | 4120.717 | 11013.2346 | 0.37416 | 4120.717 | 0.8249
Equipment | Heat Pump Pool Heater | Commercial | New | Hospitals | 9411.7647 | 0.8 | 15 | 0 | 0.34381 | 906.95 | 11013.2346 | 4120.717 | 906.95 | 4.5435 | 11013.2346 | 906.95 | 12.1432 | 4120.717 | 11013.2346 | 0.37416 | 4120.717 | 0.8249
Equipment | Heat Pump Pool Heater | Commercial | New | Institutional | 9411.7647 | 0.8 | 15 | 0 | 0.34381 | 906.95 | 11013.2346 | 4120.717 | 906.95 | 4.5435 | 11013.2346 | 906.95 | 12.1432 | 4120.717 | 11013.2346 | 0.37416 | 4120.717 | 0.8249
Equipment | Heat Pump Pool Heater | Commercial | New | Lodging/Hospitality | 9411.7647 | 0.8 | 15 | 0 | 0.34381 | 906.95 | 11013.2346 | 4120.717 | 906.95 | 4.5435 | 11013.2346 | 906.95 | 12.1432 | 4120.717 | 11013.2346 | 0.37416 | 4120.717 | 0.8249
Equipment | Heat Pump Pool Heater | Commercial | New | Miscellaneous | 9411.7647 | 0.8 | 15 | 0 | 0.34381 | 906.95 | 11013.2346 | 4120.717 | 906.95 | 4.5435 | 11013.2346 | 906.95 | 12.1432 | 4120.717 | 11013.2346 | 0.37416 | 4120.717 | 0.8249
Equipment | Heat Pump Pool Heater | Commercial | New | Offices | 9411.7647 | 0.8 | 15 | 0 | 0.34381 | 906.95 | 11013.2346 | 4120.717 | 906.95 | 4.5435 | 11013.2346 | 906.95 | 12.1432 | 4120.717 | 11013.2346 | 0.37416 | 4120.717 | 0.8249
Equipment | Heat Pump Pool Heater | Commercial | New | Restaurants | 9411.7647 | 0.8 | 15 | 0 | 0.34381 | 906.95 | 11013.2346 | 4120.717 | 906.95 | 4.5435 | 11013.2346 | 906.95 | 12.1432 | 4120.717 | 11013.2346 | 0.37416 | 4120.717 | 0.8249
Equipment | Heat Pump Pool Heater | Commercial | New | Retail | 9411.7647 | 0.8 | 15 | 0 | 0.34381 | 906.95 | 11013.2346 | 4120.717 | 906.95 | 4.5435 | 11013.2346 | 906.95 | 12.1432 | 4120.717 | 11013.2346 | 0.37416 | 4120.717 | 0.8249
Equipment | Heat Pump Pool Heater | Commercial | New | Schools K-12 | 9411.7647 | 0.8 | 15 | 0 | 0.34381 | 906.95 | 11013.2346 | 4120.717 | 906.95 | 4.5435 | 11013.2346 | 906.95 | 12.1432 | 4120.717 | 11013.2346 | 0.37416 | 4120.717 | 0.8249
Equipment | Heat Pump Pool Heater | Commercial | New | Warehouse | 9411.7647 | 0.8 | 15 | 0 | 0.34381 | 906.95 | 11013.2346 | 4120.717 | 906.95 | 4.5435 | 11013.2346 | 906.95 | 12.1432 | 4120.717 | 11013.2346 | 0.37416 | 4120.717 | 0.8249
Equipment | Solar Pool Heater | Commercial | Turnover | Assembly | 10130.719 | 0.86111 | 15 | 0 | 0.37007 | 3477 | 11854.5234 | 4435.494 | 3477 | 1.2757 | 11854.5234 | 3477 | 3.4094 | 4435.494 | 11854.5234 | 0.37416 | 4435.494 | 2.938
Equipment | Solar Pool Heater | Commercial | Turnover | College and University | 10130.719 | 0.86111 | 15 | 0 | 0.37007 | 3477 | 11854.5234 | 4435.494 | 3477 | 1.2757 | 11854.5234 | 3477 | 3.4094 | 4435.494 | 11854.5234 | 0.37416 | 4435.494 | 2.938
Equipment | Solar Pool Heater | Commercial | Turnover | Grocery | 10130.719 | 0.86111 | 15 | 0 | 0.37007 | 3477 | 11854.5234 | 4435.494 | 3477 | 1.2757 | 11854.5234 | 3477 | 3.4094 | 4435.494 | 11854.5234 | 0.37416 | 4435.494 | 2.938
Equipment | Solar Pool Heater | Commercial | Turnover | Healthcare | 10130.719 | 0.86111 | 15 | 0 | 0.37007 | 3477 | 11854.5234 | 4435.494 | 3477 | 1.2757 | 11854.5234 | 3477 | 3.4094 | 4435.494 | 11854.5234 | 0.37416 | 4435.494 | 2.938
Equipment | Solar Pool Heater | Commercial | Turnover | Hospitals | 10130.719 | 0.86111 | 15 | 0 | 0.37007 | 3477 | 11854.5234 | 4435.494 | 3477 | 1.2757 | 11854.5234 | 3477 | 3.4094 | 4435.494 | 11854.5234 | 0.37416 | 4435.494 | 2.938
Equipment | Solar Pool Heater | Commercial | Turnover | Institutional | 10130.719 | 0.86111 | 15 | 0 | 0.37007 | 3477 | 11854.5234 | 4435.494 | 3477 | 1.2757 | 11854.5234 | 3477 | 3.4094 | 4435.494 | 11854.5234 | 0.37416 | 4435.494 | 2.938
Equipment | Solar Pool Heater | Commercial | Turnover | Lodging/Hospitality | 10130.719 | 0.86111 | 15 | 0 | 0.37007 | 3477 | 11854.5234 | 4435.494 | 3477 | 1.2757 | 11854.5234 | 3477 | 3.4094 | 4435.494 | 11854.5234 | 0.37416 | 4435.494 | 2.938
Equipment | Solar Pool Heater | Commercial | Turnover | Miscellaneous | 10130.719 | 0.86111 | 15 | 0 | 0.37007 | 3477 | 11854.5234 | 4435.494 | 3477 | 1.2757 | 11854.5234 | 3477 | 3.4094 | 4435.494 | 11854.5234 | 0.37416 | 4435.494 | 2.938
Equipment | Solar Pool Heater | Commercial | Turnover | Offices | 10130.719 | 0.86111 | 15 | 0 | 0.37007 | 3477 | 11854.5234 | 4435.494 | 3477 | 1.2757 | 11854.5234 | 3477 | 3.4094 | 4435.494 | 11854.5234 | 0.37416 | 4435.494 | 2.938
Equipment | Solar Pool Heater | Commercial | Turnover | Restaurants | 10130.719 | 0.86111 | 15 | 0 | 0.37007 | 3477 | 11854.5234 | 4435.494 | 3477 | 1.2757 | 11854.5234 | 3477 | 3.4094 | 4435.494 | 11854.5234 | 0.37416 | 4435.494 | 2.938
Equipment | Solar Pool Heater | Commercial | Turnover | Retail | 10130.719 | 0.86111 | 15 | 0 | 0.37007 | 3477 | 11854.5234 | 4435.494 | 3477 | 1.2757 | 11854.5234 | 3477 | 3.4094 | 4435.494 | 11854.5234 | 0.37416 | 4435.494 | 2.938
Equipment | Solar Pool Heater | Commercial | Turnover | Schools K-12 | 10130.719 | 0.86111 | 15 | 0 | 0.37007 | 3477 | 11854.5234 | 4435.494 | 3477 | 1.2757 | 11854.5234 | 3477 | 3.4094 | 4435.494 | 11854.5234 | 0.37416 | 4435.494 | 2.938
Equipment | Solar Pool Heater | Commercial | Turnover | Warehouse | 10130.719 | 0.86111 | 15 | 0 | 0.37007 | 3477 | 11854.5234 | 4435.494 | 3477 | 1.2757 | 11854.5234 | 3477 | 3.4094 | 4435.494 | 11854.5234 | 0.37416 | 4435.494 | 2.938
Equipment | Solar Pool Heater | Commercial | New | Assembly | 10130.719 | 0.86111 | 15 | 0 | 0.37007 | 3477 | 11854.5234 | 4435.494 | 3477 | 1.2757 | 11854.5234 | 3477 | 3.4094 | 4435.494 | 11854.5234 | 0.37416 | 4435.494 | 2.938
Equipment | Solar Pool Heater | Commercial | New | College and University | 10130.719 | 0.86111 | 15 | 0 | 0.37007 | 3477 | 11854.5234 | 4435.494 | 3477 | 1.2757 | 11854.5234 | 3477 | 3.4094 | 4435.494 | 11854.5234 | 0.37416 | 4435.494 | 2.938
Equipment | Solar Pool Heater | Commercial | New | Grocery | 10130.719 | 0.86111 | 15 | 0 | 0.37007 | 3477 | 11854.5234 | 4435.494 | 3477 | 1.2757 | 11854.5234 | 3477 | 3.4094 | 4435.494 | 11854.5234 | 0.37416 | 4435.494 | 2.938
Equipment | Solar Pool Heater | Commercial | New | Healthcare | 10130.719 | 0.86111 | 15 | 0 | 0.37007 | 3477 | 11854.5234 | 4435.494 | 3477 | 1.2757 | 11854.5234 | 3477 | 3.4094 | 4435.494 | 11854.5234 | 0.37416 | 4435.494 | 2.938
Equipment | Solar Pool Heater | Commercial | New | Hospitals | 10130.719 | 0.86111 | 15 | 0 | 0.37007 | 3477 | 11854.5234 | 4435.494 | 3477 | 1.2757 | 11854.5234 | 3477 | 3.4094 | 4435.494 | 11854.5234 | 0.37416 | 4435.494 | 2.938
Equipment | Solar Pool Heater | Commercial | New | Institutional | 10130.719 | 0.86111 | 15 | 0 | 0.37007 | 3477 | 11854.5234 | 4435.494 | 3477 | 1.2757 | 11854.5234 | 3477 | 3.4094 | 4435.494 | 11854.5234 | 0.37416 | 4435.494 | 2.938
Equipment | Solar Pool Heater | Commercial | New | Lodging/Hospitality | 10130.719 | 0.86111 | 15 | 0 | 0.37007 | 3477 | 11854.5234 | 4435.494 | 3477 | 1.2757 | 11854.5234 | 3477 | 3.4094 | 4435.494 | 11854.5234 | 0.37416 | 4435.494 | 2.938
Equipment | Solar Pool Heater | Commercial | New | Miscellaneous | 10130.719 | 0.86111 | 15 | 0 | 0.37007 | 3477 | 11854.5234 | 4435.494 | 3477 | 1.2757 | 11854.5234 | 3477 | 3.4094 | 4435.494 | 11854.5234 | 0.37416 | 4435.494 | 2.938
Equipment | Solar Pool Heater | Commercial | New | Offices | 10130.719 | 0.86111 | 15 | 0 | 0.37007 | 3477 | 11854.5234 | 4435.494 | 3477 | 1.2757 | 11854.5234 | 3477 | 3.4094 | 4435.494 | 11854.5234 | 0.37416 | 4435.494 | 2.938
Equipment | Solar Pool Heater | Commercial | New | Restaurants | 10130.719 | 0.86111 | 15 | 0 | 0.37007 | 3477 | 11854.5234 | 4435.494 | 3477 | 1.2757 | 11854.5234 | 3477 | 3.4094 | 4435.494 | 11854.5234 | 0.37416 | 4435.494 | 2.938
Equipment | Solar Pool Heater | Commercial | New | Retail | 10130.719 | 0.86111 | 15 | 0 | 0.37007 | 3477 | 11854.5234 | 4435.494 | 3477 | 1.2757 | 11854.5234 | 3477 | 3.4094 | 4435.494 | 11854.5234 | 0.37416 | 4435.494 | 2.938
Equipment | Solar Pool Heater | Commercial | New | Schools K-12 | 10130.719 | 0.86111 | 15 | 0 | 0.37007 | 3477 | 11854.5234 | 4435.494 | 3477 | 1.2757 | 11854.5234 | 3477 | 3.4094 | 4435.494 | 11854.5234 | 0.37416 | 4435.494 | 2.938
Equipment | Solar Pool Heater | Commercial | New | Warehouse | 10130.719 | 0.86111 | 15 | 0 | 0.37007 | 3477 | 11854.5234 | 4435.494 | 3477 | 1.2757 | 11854.5234 | 3477 | 3.4094 | 4435.494 | 11854.5234 | 0.37416 | 4435.494 | 2.938
Equipment | Solar Powered Pool Pump | Commercial | Turnover | Assembly | 4065.1875 | 0.81 | 10 | 0.9567 | 0.1485 | 2259.01 | 3714.0624 | 1350.5303 | 2259.01 | 0.59784 | 3714.0624 | 2259.01 | 1.6441 | 1350.5303 | 3714.0624 | 0.36363 | 1350.5303 | 4.7569
Equipment | Solar Powered Pool Pump | Commercial | Turnover | College and University | 4065.1875 | 0.81 | 10 | 0.9567 | 0.1485 | 2259.01 | 3714.0624 | 1350.5303 | 2259.01 | 0.59784 | 3714.0624 | 2259.01 | 1.6441 | 1350.5303 | 3714.0624 | 0.36363 | 1350.5303 | 4.7569
Equipment | Solar Powered Pool Pump | Commercial | Turnover | Grocery | 4065.1875 | 0.81 | 10 | 0.9567 | 0.1485 | 2259.01 | 3714.0624 | 1350.5303 | 2259.01 | 0.59784 | 3714.0624 | 2259.01 | 1.6441 | 1350.5303 | 3714.0624 | 0.36363 | 1350.5303 | 4.7569
Equipment | Solar Powered Pool Pump | Commercial | Turnover | Healthcare | 4065.1875 | 0.81 | 10 | 0.9567 | 0.1485 | 2259.01 | 3714.0624 | 1350.5303 | 2259.01 | 0.59784 | 3714.0624 | 2259.01 | 1.6441 | 1350.5303 | 3714.0624 | 0.36363 | 1350.5303 | 4.7569
Equipment | Solar Powered Pool Pump | Commercial | Turnover | Hospitals | 4065.1875 | 0.81 | 10 | 0.9567 | 0.1485 | 2259.01 | 3714.0624 | 1350.5303 | 2259.01 | 0.59784 | 3714.0624 | 2259.01 | 1.6441 | 1350.5303 | 3714.0624 | 0.36363 | 1350.5303 | 4.7569
Equipment | Solar Powered Pool Pump | Commercial | Turnover | Institutional | 4065.1875 | 0.81 | 10 | 0.9567 | 0.1485 | 2259.01 | 3714.0624 | 1350.5303 | 2259.01 | 0.59784 | 3714.0624 | 2259.01 | 1.6441 | 1350.5303 | 3714.0624 | 0.36363 | 1350.5303 | 4.7569
Equipment | Solar Powered Pool Pump | Commercial | Turnover | Lodging/Hospitality | 4065.1875 | 0.81 | 10 | 0.9567 | 0.1485 | 2259.01 | 3714.0624 | 1350.5303 | 2259.01 | 0.59784 | 3714.0624 | 2259.01 | 1.6441 | 1350.5303 | 3714.0624 | 0.36363 | 1350.5303 | 4.7569
Equipment | Solar Powered Pool Pump | Commercial | Turnover | Miscellaneous | 4065.1875 | 0.81 | 10 | 0.9567 | 0.1485 | 2259.01 | 3714.0624 | 1350.5303 | 2259.01 | 0.59784 | 3714.0624 | 2259.01 | 1.6441 | 1350.5303 | 3714.0624 | 0.36363 | 1350.5303 | 4.7569
Equipment | Solar Powered Pool Pump | Commercial | Turnover | Offices | 4065.1875 | 0.81 | 10 | 0.9567 | 0.1485 | 2259.01 | 3714.0624 | 1350.5303 | 2259.01 | 0.59784 | 3714.0624 | 2259.01 | 1.6441 | 1350.5303 | 3714.0624 | 0.36363 | 1350.5303 | 4.7569
Equipment | Solar Powered Pool Pump | Commercial | Turnover | Restaurants | 4065.1875 | 0.81 | 10 | 0.9567 | 0.1485 | 2259.01 | 3714.0624 | 1350.5303 | 2259.01 | 0.59784 | 3714.0624 | 2259.01 | 1.6441 | 1350.5303 | 3714.0624 | 0.36363 | 1350.5303 | 4.7569
Equipment | Solar Powered Pool Pump | Commercial | Turnover | Retail | 4065.1875 | 0.81 | 10 | 0.9567 | 0.1485 | 2259.01 | 3714.0624 | 1350.5303 | 2259.01 | 0.59784 | 3714.0624 | 2259.01 | 1.6441 | 1350.5303 | 3714.0624 | 0.36363 | 1350.5303 | 4.7569
Equipment | Solar Powered Pool Pump | Commercial | Turnover | Schools K-12 | 4065.1875 | 0.81 | 10 | 0.9567 | 0.1485 | 2259.01 | 3714.0624 | 1350.5303 | 2259.01 | 0.59784 | 3714.0624 | 2259.01 | 1.6441 | 1350.5303 | 3714.0624 | 0.36363 | 1350.5303 | 4.7569
Equipment | Solar Powered Pool Pump | Commercial | New | Assembly | 4065.1875 | 0.81 | 10 | 0.9567 | 0.1485 | 2259.01 | 3714.0624 | 1350.5303 | 2259.01 | 0.59784 | 3714.0624 | 2259.01 | 1.6441 | 1350.5303 | 3714.0624 | 0.36363 | 1350.5303 | 4.7569
Equipment | Solar Powered Pool Pump | Commercial | New | College and University | 4065.1875 | 0.81 | 10 | 0.9567 | 0.1485 | 2259.01 | 3714.0624 | 1350.5303 | 2259.01 | 0.59784 | 3714.0624 | 2259.01 | 1.6441 | 1350.5303 | 3714.0624 | 0.36363 | 1350.5303 | 4.7569
Equipment | Solar Powered Pool Pump | Commercial | New | Grocery | 4065.1875 | 0.81 | 10 | 0.9567 | 0.1485 | 2259.01 | 3714.0624 | 1350.5303 | 2259.01 | 0.59784 | 3714.0624 | 2259.01 | 1.6441 | 1350.5303 | 3714.0624 | 0.36363 | 1350.5303 | 4.7569
Equipment | Solar Powered Pool Pump | Commercial | New | Healthcare | 4065.1875 | 0.81 | 10 | 0.9567 | 0.1485 | 2259.01 | 3714.0624 | 1350.5303 | 2259.01 | 0.59784 | 3714.0624 | 2259.01 | 1.6441 | 1350.5303 | 3714.0624 | 0.36363 | 1350.5303 | 4.7569
Equipment | Solar Powered Pool Pump | Commercial | New | Hospitals | 4065.1875 | 0.81 | 10 | 0.9567 | 0.1485 | 2259.01 | 3714.0624 | 1350.5303 | 2259.01 | 0.59784 | 3714.0624 | 2259.01 | 1.6441 | 1350.5303 | 3714.0624 | 0.36363 | 1350.5303 | 4.7569
Equipment | Solar Powered Pool Pump | Commercial | New | Institutional | 4065.1875 | 0.81 | 10 | 0.9567 | 0.1485 | 2259.01 | 3714.0624 | 1350.5303 | 2259.01 | 0.59784 | 3714.0624 | 2259.01 | 1.6441 | 1350.5303 | 3714.0624 | 0.36363 | 1350.5303 | 4.7569
Equipment | Solar Powered Pool Pump | Commercial | New | Lodging/Hospitality | 4065.1875 | 0.81 | 10 | 0.9567 | 0.1485 | 2259.01 | 3714.0624 | 1350.5303 | 2259.01 | 0.59784 | 3714.0624 | 2259.01 | 1.6441 | 1350.5303 | 3714.0624 | 0.36363 | 1350.5303 | 4.7569
Equipment | Solar Powered Pool Pump | Commercial | New | Miscellaneous | 4065.1875 | 0.81 | 10 | 0.9567 | 0.1485 | 2259.01 | 3714.0624 | 1350.5303 | 2259.01 | 0.59784 | 3714.0624 | 2259.01 | 1.6441 | 1350.5303 | 3714.0624 | 0.36363 | 1350.5303 | 4.7569
Equipment | Solar Powered Pool Pump | Commercial | New | Offices | 4065.1875 | 0.81 | 10 | 0.9567 | 0.1485 | 2259.01 | 3714.0624 | 1350.5303 | 2259.01 | 0.59784 | 3714.0624 | 2259.01 | 1.6441 | 1350.5303 | 3714.0624 | 0.36363 | 1350.5303 | 4.7569
Equipment | Solar Powered Pool Pump | Commercial | New | Restaurants | 4065.1875 | 0.81 | 10 | 0.9567 | 0.1485 | 2259.01 | 3714.0624 | 1350.5303 | 2259.01 | 0.59784 | 3714.0624 | 2259.01 | 1.6441 | 1350.5303 | 3714.0624 | 0.36363 | 1350.5303 | 4.7569
Equipment | Solar Powered Pool Pump | Commercial | New | Retail | 4065.1875 | 0.81 | 10 | 0.9567 | 0.1485 | 2259.01 | 3714.0624 | 1350.5303 | 2259.01 | 0.59784 | 3714.0624 | 2259.01 | 1.6441 | 1350.5303 | 3714.0624 | 0.36363 | 1350.5303 | 4.7569
Equipment | Solar Powered Pool Pump | Commercial | New | Schools K-12 | 4065.1875 | 0.81 | 10 | 0.9567 | 0.1485 | 2259.01 | 3714.0624 | 1350.5303 | 2259.01 | 0.59784 | 3714.0624 | 2259.01 | 1.6441 | 1350.5303 | 3714.0624 | 0.36363 | 1350.5303 | 4.7569
Equipment | Two Speed Pool Pump | Commercial | Turnover | Assembly | 3100.8409 | 0.61785 | 10 | 0.72975 | 0.11327 | 359.01 | 2833.0099 | 1030.1565 | 359.01 | 2.8694 | 2833.0099 | 359.01 | 7.8912 | 1030.1565 | 2833.0099 | 0.36363 | 1030.1565 | 0.9911
Equipment | Two Speed Pool Pump | Commercial | Turnover | College and University | 3100.8409 | 0.61785 | 10 | 0.72975 | 0.11327 | 359.01 | 2833.0099 | 1030.1565 | 359.01 | 2.8694 | 2833.0099 | 359.01 | 7.8912 | 1030.1565 | 2833.0099 | 0.36363 | 1030.1565 | 0.9911
Equipment | Two Speed Pool Pump | Commercial | Turnover | Grocery | 3100.8409 | 0.61785 | 10 | 0.72975 | 0.11327 | 359.01 | 2833.0099 | 1030.1565 | 359.01 | 2.8694 | 2833.0099 | 359.01 | 7.8912 | 1030.1565 | 2833.0099 | 0.36363 | 1030.1565 | 0.9911
Equipment | Two Speed Pool Pump | Commercial | Turnover | Healthcare | 3100.8409 | 0.61785 | 10 | 0.72975 | 0.11327 | 359.01 | 2833.0099 | 1030.1565 | 359.01 | 2.8694 | 2833.0099 | 359.01 | 7.8912 | 1030.1565 | 2833.0099 | 0.36363 | 1030.1565 | 0.9911
Equipment | Two Speed Pool Pump | Commercial | Turnover | Hospitals | 3100.8409 | 0.61785 | 10 | 0.72975 | 0.11327 | 359.01 | 2833.0099 | 1030.1565 | 359.01 | 2.8694 | 2833.0099 | 359.01 | 7.8912 | 1030.1565 | 2833.0099 | 0.36363 | 1030.1565 | 0.9911
Equipment | Two Speed Pool Pump | Commercial | Turnover | Institutional | 3100.8409 | 0.61785 | 10 | 0.72975 | 0.11327 | 359.01 | 2833.0099 | 1030.1565 | 359.01 | 2.8694 | 2833.0099 | 359.01 | 7.8912 | 1030.1565 | 2833.0099 | 0.36363 | 1030.1565 | 0.9911
Equipment | Two Speed Pool Pump | Commercial | Turnover | Lodging/Hospitality | 3100.8409 | 0.61785 | 10 | 0.72975 | 0.11327 | 359.01 | 2833.0099 | 1030.1565 | 359.01 | 2.8694 | 2833.0099 | 359.01 | 7.8912 | 1030.1565 | 2833.0099 | 0.36363 | 1030.1565 | 0.9911
Equipment | Two Speed Pool Pump | Commercial | Turnover | Miscellaneous | 3100.8409 | 0.61785 | 10 | 0.72975 | 0.11327 | 359.01 | 2833.0099 | 1030.1565 | 359.01 | 2.8694 | 2833.0099 | 359.01 | 7.8912 | 1030.1565 | 2833.0099 | 0.36363 | 1030.1565 | 0.9911
Equipment | Two Speed Pool Pump | Commercial | Turnover | Offices | 3100.8409 | 0.61785 | 10 | 0.72975 | 0.11327 | 359.01 | 2833.0099 | 1030.1565 | 359.01 | 2.8694 | 2833.0099 | 359.01 | 7.8912 | 1030.1565 | 2833.0099 | 0.36363 | 1030.1565 | 0.9911
Equipment | Two Speed Pool Pump | Commercial | Turnover | Restaurants | 3100.8409 | 0.61785 | 10 | 0.72975 | 0.11327 | 359.01 | 2833.0099 | 1030.1565 | 359.01 | 2.8694 | 2833.0099 | 359.01 | 7.8912 | 1030.1565 | 2833.0099 | 0.36363 | 1030.1565 | 0.9911
Equipment | Two Speed Pool Pump | Commercial | Turnover | Retail | 3100.8409 | 0.61785 | 10 | 0.72975 | 0.11327 | 359.01 | 2833.0099 | 1030.1565 | 359.01 | 2.8694 | 2833.0099 | 359.01 | 7.8912 | 1030.1565 | 2833.0099 | 0.36363 | 1030.1565 | 0.9911
Equipment | Two Speed Pool Pump | Commercial | Turnover | Schools K-12 | 3100.8409 | 0.61785 | 10 | 0.72975 | 0.11327 | 359.01 | 2833.0099 | 1030.1565 | 359.01 | 2.8694 | 2833.0099 | 359.01 | 7.8912 | 1030.1565 | 2833.0099 | 0.36363 | 1030.1565 | 0.9911
Equipment | Two Speed Pool Pump | Commercial | Turnover | Warehouse | 3100.8409 | 0.61785 | 10 | 0.72975 | 0.11327 | 359.01 | 2833.0099 | 1030.1565 | 359.01 | 2.8694 | 2833.0099 | 359.01 | 7.8912 | 1030.1565 | 2833.0099 | 0.36363 | 1030.1565 | 0.9911
Equipment | Two Speed Pool Pump | Commercial | New | Assembly | 3100.8409 | 0.61785 | 10 | 0.72975 | 0.11327 | 359.01 | 2833.0099 | 1030.1565 | 359.01 | 2.8694 | 2833.0099 | 359.01 | 7.8912 | 1030.1565 | 2833.0099 | 0.36363 | 1030.1565 | 0.9911
Equipment | Two Speed Pool Pump | Commercial | New | College and University | 3100.8409 | 0.61785 | 10 | 0.72975 | 0.11327 | 359.01 | 2833.0099 | 1030.1565 | 359.01 | 2.8694 | 2833.0099 | 359.01 | 7.8912 | 1030.1565 | 2833.0099 | 0.36363 | 1030.1565 | 0.9911
Equipment | Two Speed Pool Pump | Commercial | New | Grocery | 3100.8409 | 0.61785 | 10 | 0.72975 | 0.11327 | 359.01 | 2833.0099 | 1030.1565 | 359.01 | 2.8694 | 2833.0099 | 359.01 | 7.8912 | 1030.1565 | 2833.0099 | 0.36363 | 1030.1565 | 0.9911
Equipment | Two Speed Pool Pump | Commercial | New | Healthcare | 3100.8409 | 0.61785 | 10 | 0.72975 | 0.11327 | 359.01 | 2833.0099 | 1030.1565 | 359.01 | 2.8694 | 2833.0099 | 359.01 | 7.8912 | 1030.1565 | 2833.0099 | 0.36363 | 1030.1565 | 0.9911
Equipment | Two Speed Pool Pump | Commercial | New | Hospitals | 3100.8409 | 0.61785 | 10 | 0.72975 | 0.11327 | 359.01 | 2833.0099 | 1030.1565 | 359.01 | 2.8694 | 2833.0099 | 359.01 | 7.8912 | 1030.1565 | 2833.0099 | 0.36363 | 1030.1565 | 0.9911
Equipment | Two Speed Pool Pump | Commercial | New | Institutional | 3100.8409 | 0.61785 | 10 | 0.72975 | 0.11327 | 359.01 | 2833.0099 | 1030.1565 | 359.01 | 2.8694 | 2833.0099 | 359.01 | 7.8912 | 1030.1565 | 2833.0099 | 0.36363 | 1030.1565 | 0.9911
Equipment | Two Speed Pool Pump | Commercial | New | Lodging/Hospitality | 3100.8409 | 0.61785 | 10 | 0.72975 | 0.11327 | 359.01 | 2833.0099 | 1030.1565 | 359.01 | 2.8694 | 2833.0099 | 359.01 | 7.8912 | 1030.1565 | 2833.0099 | 0.36363 | 1030.1565 | 0.9911
Equipment | Two Speed Pool Pump | Commercial | New | Miscellaneous | 3100.8409 | 0.61785 | 10 | 0.72975 | 0.11327 | 359.01 | 2833.0099 | 1030.1565 | 359.01 | 2.8694 | 2833.0099 | 359.01 | 7.8912 | 1030.1565 | 2833.0099 | 0.36363 | 1030.1565 | 0.9911
Equipment | Two Speed Pool Pump | Commercial | New | Offices | 3100.8409 | 0.61785 | 10 | 0.72975 | 0.11327 | 359.01 | 2833.0099 | 1030.1565 | 359.01 | 2.8694 | 2833.0099 | 359.01 | 7.8912 | 1030.1565 | 2833.0099 | 0.36363 | 1030.1565 | 0.9911
Equipment | Two Speed Pool Pump | Commercial | New | Restaurants | 3100.8409 | 0.61785 | 10 | 0.72975 | 0.11327 | 359.01 | 2833.0099 | 1030.1565 | 359.01 | 2.8694 | 2833.0099 | 359.01 | 7.8912 | 1030.1565 | 2833.0099 | 0.36363 | 1030.1565 | 0.9911
Equipment | Two Speed Pool Pump | Commercial | New | Retail | 3100.8409 | 0.61785 | 10 | 0.72975 | 0.11327 | 359.01 | 2833.0099 | 1030.1565 | 359.01 | 2.8694 | 2833.0099 | 359.01 | 7.8912 | 1030.1565 | 2833.0099 | 0.36363 | 1030.1565 | 0.9911
Equipment | Two Speed Pool Pump | Commercial | New | Schools K-12 | 3100.8409 | 0.61785 | 10 | 0.72975 | 0.11327 | 359.01 | 2833.0099 | 1030.1565 | 359.01 | 2.8694 | 2833.0099 | 359.01 | 7.8912 | 1030.1565 | 2833.0099 | 0.36363 | 1030.1565 | 0.9911
Equipment | Two Speed Pool Pump | Commercial | New | Warehouse | 3100.8409 | 0.61785 | 10 | 0.72975 | 0.11327 | 359.01 | 2833.0099 | 1030.1565 | 359.01 | 2.8694 | 2833.0099 | 359.01 | 7.8912 | 1030.1565 | 2833.0099 | 0.36363 | 1030.1565 | 0.9911
Equipment | Variable Speed Pool Pump | Commercial | Turnover | Assembly | 3230.25 | 0.64364 | 10 | 0.7602 | 0.118 | 1085.01 | 2951.2415 | 1073.1486 | 1085.01 | 0.98907 | 2951.2415 | 1085.01 | 2.72 | 1073.1486 | 2951.2415 | 0.36363 | 1073.1486 | 2.8753
Equipment | Variable Speed Pool Pump | Commercial | Turnover | College and University | 3230.25 | 0.64364 | 10 | 0.7602 | 0.118 | 1085.01 | 2951.2415 | 1073.1486 | 1085.01 | 0.98907 | 2951.2415 | 1085.01 | 2.72 | 1073.1486 | 2951.2415 | 0.36363 | 1073.1486 | 2.8753
Equipment | Variable Speed Pool Pump | Commercial | Turnover | Grocery | 3230.25 | 0.64364 | 10 | 0.7602 | 0.118 | 1085.01 | 2951.2415 | 1073.1486 | 1085.01 | 0.98907 | 2951.2415 | 1085.01 | 2.72 | 1073.1486 | 2951.2415 | 0.36363 | 1073.1486 | 2.8753
Equipment | Variable Speed Pool Pump | Commercial | Turnover | Healthcare | 3230.25 | 0.64364 | 10 | 0.7602 | 0.118 | 1085.01 | 2951.2415 | 1073.1486 | 1085.01 | 0.98907 | 2951.2415 | 1085.01 | 2.72 | 1073.1486 | 2951.2415 | 0.36363 | 1073.1486 | 2.8753
Equipment | Variable Speed Pool Pump | Commercial | Turnover | Hospitals | 3230.25 | 0.64364 | 10 | 0.7602 | 0.118 | 1085.01 | 2951.2415 | 1073.1486 | 1085.01 | 0.98907 | 2951.2415 | 1085.01 | 2.72 | 1073.1486 | 2951.2415 | 0.36363 | 1073.1486 | 2.8753
Equipment | Variable Speed Pool Pump | Commercial | Turnover | Institutional | 3230.25 | 0.64364 | 10 | 0.7602 | 0.118 | 1085.01 | 2951.2415 | 1073.1486 | 1085.01 | 0.98907 | 2951.2415 | 1085.01 | 2.72 | 1073.1486 | 2951.2415 | 0.36363 | 1073.1486 | 2.8753
Equipment | Variable Speed Pool Pump | Commercial | Turnover | Lodging/Hospitality | 3230.25 | 0.64364 | 10 | 0.7602 | 0.118 | 1085.01 | 2951.2415 | 1073.1486 | 1085.01 | 0.98907 | 2951.2415 | 1085.01 | 2.72 | 1073.1486 | 2951.2415 | 0.36363 | 1073.1486 | 2.8753
Equipment | Variable Speed Pool Pump | Commercial | Turnover | Miscellaneous | 3230.25 | 0.64364 | 10 | 0.7602 | 0.118 | 1085.01 | 2951.2415 | 1073.1486 | 1085.01 | 0.98907 | 2951.2415 | 1085.01 | 2.72 | 1073.1486 | 2951.2415 | 0.36363 | 1073.1486 | 2.8753
Equipment | Variable Speed Pool Pump | Commercial | Turnover | Offices | 3230.25 | 0.64364 | 10 | 0.7602 | 0.118 | 1085.01 | 2951.2415 | 1073.1486 | 1085.01 | 0.98907 | 2951.2415 | 1085.01 | 2.72 | 1073.1486 | 2951.2415 | 0.36363 | 1073.1486 | 2.8753
Equipment | Variable Speed Pool Pump | Commercial | Turnover | Restaurants | 3230.25 | 0.64364 | 10 | 0.7602 | 0.118 | 1085.01 | 2951.2415 | 1073.1486 | 1085.01 | 0.98907 | 2951.2415 | 1085.01 | 2.72 | 1073.1486 | 2951.2415 | 0.36363 | 1073.1486 | 2.8753
Equipment | Variable Speed Pool Pump | Commercial | Turnover | Retail | 3230.25 | 0.64364 | 10 | 0.7602 | 0.118 | 1085.01 | 2951.2415 | 1073.1486 | 1085.01 | 0.98907 | 2951.2415 | 1085.01 | 2.72 | 1073.1486 | 2951.2415 | 0.36363 | 1073.1486 | 2.8753
Equipment | Variable Speed Pool Pump | Commercial | Turnover | Schools K-12 | 3230.25 | 0.64364 | 10 | 0.7602 | 0.118 | 1085.01 | 2951.2415 | 1073.1486 | 1085.01 | 0.98907 | 2951.2415 | 1085.01 | 2.72 | 1073.1486 | 2951.2415 | 0.36363 | 1073.1486 | 2.8753
Equipment | Variable Speed Pool Pump | Commercial | New | Assembly | 3230.25 | 0.64364 | 10 | 0.7602 | 0.118 | 1085.01 | 2951.2415 | 1073.1486 | 1085.01 | 0.98907 | 2951.2415 | 1085.01 | 2.72 | 1073.1486 | 2951.2415 | 0.36363 | 1073.1486 | 2.8753
Equipment | Variable Speed Pool Pump | Commercial | New | College and University | 3230.25 | 0.64364 | 10 | 0.7602 | 0.118 | 1085.01 | 2951.2415 | 1073.1486 | 1085.01 | 0.98907 | 2951.2415 | 1085.01 | 2.72 | 1073.1486 | 2951.2415 | 0.36363 | 1073.1486 | 2.8753
Equipment | Variable Speed Pool Pump | Commercial | New | Grocery | 3230.25 | 0.64364 | 10 | 0.7602 | 0.118 | 1085.01 | 2951.2415 | 1073.1486 | 1085.01 | 0.98907 | 2951.2415 | 1085.01 | 2.72 | 1073.1486 | 2951.2415 | 0.36363 | 1073.1486 | 2.8753
Equipment | Variable Speed Pool Pump | Commercial | New | Healthcare | 3230.25 | 0.64364 | 10 | 0.7602 | 0.118 | 1085.01 | 2951.2415 | 1073.1486 | 1085.01 | 0.98907 | 2951.2415 | 1085.01 | 2.72 | 1073.1486 | 2951.2415 | 0.36363 | 1073.1486 | 2.8753
Equipment | Variable Speed Pool Pump | Commercial | New | Hospitals | 3230.25 | 0.64364 | 10 | 0.7602 | 0.118 | 1085.01 | 2951.2415 | 1073.1486 | 1085.01 | 0.98907 | 2951.2415 | 1085.01 | 2.72 | 1073.1486 | 2951.2415 | 0.36363 | 1073.1486 | 2.8753
Equipment | Variable Speed Pool Pump | Commercial | New | Institutional | 3230.25 | 0.64364 | 10 | 0.7602 | 0.118 | 1085.01 | 2951.2415 | 1073.1486 | 1085.01 | 0.98907 | 2951.2415 | 1085.01 | 2.72 | 1073.1486 | 2951.2415 | 0.36363 | 1073.1486 | 2.8753
Equipment | Variable Speed Pool Pump | Commercial | New | Lodging/Hospitality | 3230.25 | 0.64364 | 10 | 0.7602 | 0.118 | 1085.01 | 2951.2415 | 1073.1486 | 1085.01 | 0.98907 | 2951.2415 | 1085.01 | 2.72 | 1073.1486 | 2951.2415 | 0.36363 | 1073.1486 | 2.8753
Equipment | Variable Speed Pool Pump | Commercial | New | Miscellaneous | 3230.25 | 0.64364 | 10 | 0.7602 | 0.118 | 1085.01 | 2951.2415 | 1073.1486 | 1085.01 | 0.98907 | 2951.2415 | 1085.01 | 2.72 | 1073.1486 | 2951.2415 | 0.36363 | 1073.1486 | 2.8753
Equipment | Variable Speed Pool Pump | Commercial | New | Offices | 3230.25 | 0.64364 | 10 | 0.7602 | 0.118 | 1085.01 | 2951.2415 | 1073.1486 | 1085.01 | 0.98907 | 2951.2415 | 1085.01 | 2.72 | 1073.1486 | 2951.2415 | 0.36363 | 1073.1486 | 2.8753
Equipment | Variable Speed Pool Pump | Commercial | New | Restaurants | 3230.25 | 0.64364 | 10 | 0.7602 | 0.118 | 1085.01 | 2951.2415 | 1073.1486 | 1085.01 | 0.98907 | 2951.2415 | 1085.01 | 2.72 | 1073.1486 | 2951.2415 | 0.36363 | 1073.1486 | 2.8753
Equipment | Variable Speed Pool Pump | Commercial | New | Retail | 3230.25 | 0.64364 | 10 | 0.7602 | 0.118 | 1085.01 | 2951.2415 | 1073.1486 | 1085.01 | 0.98907 | 2951.2415 | 1085.01 | 2.72 | 1073.1486 | 2951.2415 | 0.36363 | 1073.1486 | 2.8753
Equipment | Variable Speed Pool Pump | Commercial | New | Schools K-12 | 3230.25 | 0.64364 | 10 | 0.7602 | 0.118 | 1085.01 | 2951.2415 | 1073.1486 | 1085.01 | 0.98907 | 2951.2415 | 1085.01 | 2.72 | 1073.1486 | 2951.2415 | 0.36363 | 1073.1486 | 2.8753
Equipment | ENERGY STAR Imaging Equipment | Commercial | Turnover | Assembly | 416.8 | 0.44444 | 6 | 0.0578 | 0.038813 | 585.14 | 257.3429 | 91.2829 | 585.14 | 0.156 | 257.3429 | 585.14 | 0.4398 | 91.2829 | 257.3429 | 0.35471 | 91.2829 | 12.0177
Equipment | ENERGY STAR Imaging Equipment | Commercial | Turnover | College and University | 416.8 | 0.44444 | 6 | 0.0578 | 0.038813 | 585.14 | 257.3429 | 91.2829 | 585.14 | 0.156 | 257.3429 | 585.14 | 0.4398 | 91.2829 | 257.3429 | 0.35471 | 91.2829 | 12.0177
Equipment | ENERGY STAR Imaging Equipment | Commercial | Turnover | Grocery | 416.8 | 0.44444 | 6 | 0.0578 | 0.038813 | 585.14 | 257.3429 | 91.2829 | 585.14 | 0.156 | 257.3429 | 585.14 | 0.4398 | 91.2829 | 257.3429 | 0.35471 | 91.2829 | 12.0177
Equipment | ENERGY STAR Imaging Equipment | Commercial | Turnover | Healthcare | 416.8 | 0.44444 | 6 | 0.0578 | 0.038813 | 585.14 | 257.3429 | 91.2829 | 585.14 | 0.156 | 257.3429 | 585.14 | 0.4398 | 91.2829 | 257.3429 | 0.35471 | 91.2829 | 12.0177
Equipment | ENERGY STAR Imaging Equipment | Commercial | Turnover | Hospitals | 416.8 | 0.44444 | 6 | 0.0578 | 0.038813 | 585.14 | 257.3429 | 91.2829 | 585.14 | 0.156 | 257.3429 | 585.14 | 0.4398 | 91.2829 | 257.3429 | 0.35471 | 91.2829 | 12.0177
Equipment | ENERGY STAR Imaging Equipment | Commercial | Turnover | Institutional | 416.8 | 0.44444 | 6 | 0.0578 | 0.038813 | 585.14 | 257.3429 | 91.2829 | 585.14 | 0.156 | 257.3429 | 585.14 | 0.4398 | 91.2829 | 257.3429 | 0.35471 | 91.2829 | 12.0177
Equipment | ENERGY STAR Imaging Equipment | Commercial | Turnover | Lodging/Hospitality | 416.8 | 0.44444 | 6 | 0.0578 | 0.038813 | 585.14 | 257.3429 | 91.2829 | 585.14 | 0.156 | 257.3429 | 585.14 | 0.4398 | 91.2829 | 257.3429 | 0.35471 | 91.2829 | 12.0177
Equipment | ENERGY STAR Imaging Equipment | Commercial | Turnover | Miscellaneous | 416.8 | 0.44444 | 6 | 0.0578 | 0.038813 | 585.14 | 257.3429 | 91.2829 | 585.14 | 0.156 | 257.3429 | 585.14 | 0.4398 | 91.2829 | 257.3429 | 0.35471 | 91.2829 | 12.0177
Equipment | ENERGY STAR Imaging Equipment | Commercial | Turnover | Offices | 416.8 | 0.44444 | 6 | 0.0578 | 0.038813 | 585.14 | 257.3429 | 91.2829 | 585.14 | 0.156 | 257.3429 | 585.14 | 0.4398 | 91.2829 | 257.3429 | 0.35471 | 91.2829 | 12.0177
Equipment | ENERGY STAR Imaging Equipment | Commercial | Turnover | Restaurants | 416.8 | 0.44444 | 6 | 0.0578 | 0.038813 | 585.14 | 257.3429 | 91.2829 | 585.14 | 0.156 | 257.3429 | 585.14 | 0.4398 | 91.2829 | 257.3429 | 0.35471 | 91.2829 | 12.0177
Equipment | ENERGY STAR Imaging Equipment | Commercial | Turnover | Retail | 416.8 | 0.44444 | 6 | 0.0578 | 0.038813 | 585.14 | 257.3429 | 91.2829 | 585.14 | 0.156 | 257.3429 | 585.14 | 0.4398 | 91.2829 | 257.3429 | 0.35471 | 91.2829 | 12.0177
Equipment | ENERGY STAR Imaging Equipment | Commercial | Turnover | Schools K-12 | 416.8 | 0.44444 | 6 | 0.0578 | 0.038813 | 585.14 | 257.3429 | 91.2829 | 585.14 | 0.156 | 257.3429 | 585.14 | 0.4398 | 91.2829 | 257.3429 | 0.35471 | 91.2829 | 12.0177
Equipment | ENERGY STAR Imaging Equipment | Commercial | Turnover | Warehouse | 416.8 | 0.44444 | 6 | 0.0578 | 0.038813 | 585.14 | 257.3429 | 91.2829 | 585.14 | 0.156 | 257.3429 | 585.14 | 0.4398 | 91.2829 | 257.3429 | 0.35471 | 91.2829 | 12.0177
Equipment | ENERGY STAR Imaging Equipment | Commercial | New | Assembly | 416.8 | 0.44444 | 6 | 0.0578 | 0.038813 | 585.14 | 257.3429 | 91.2829 | 585.14 | 0.156 | 257.3429 | 585.14 | 0.4398 | 91.2829 | 257.3429 | 0.35471 | 91.2829 | 12.0177
Equipment | ENERGY STAR Imaging Equipment | Commercial | New | College and University | 416.8 | 0.44444 | 6 | 0.0578 | 0.038813 | 585.14 | 257.3429 | 91.2829 | 585.14 | 0.156 | 257.3429 | 585.14 | 0.4398 | 91.2829 | 257.3429 | 0.35471 | 91.2829 | 12.0177
Equipment | ENERGY STAR Imaging Equipment | Commercial | New | Grocery | 416.8 | 0.44444 | 6 | 0.0578 | 0.038813 | 585.14 | 257.3429 | 91.2829 | 585.14 | 0.156 | 257.3429 | 585.14 | 0.4398 | 91.2829 | 257.3429 | 0.35471 | 91.2829 | 12.0177
Equipment | ENERGY STAR Imaging Equipment | Commercial | New | Healthcare | 416.8 | 0.44444 | 6 | 0.0578 | 0.038813 | 585.14 | 257.3429 | 91.2829 | 585.14 | 0.156 | 257.3429 | 585.14 | 0.4398 | 91.2829 | 257.3429 | 0.35471 | 91.2829 | 12.0177
Equipment | ENERGY STAR Imaging Equipment | Commercial | New | Hospitals | 416.8 | 0.44444 | 6 | 0.0578 | 0.038813 | 585.14 | 257.3429 | 91.2829 | 585.14 | 0.156 | 257.3429 | 585.14 | 0.4398 | 91.2829 | 257.3429 | 0.35471 | 91.2829 | 12.0177
Equipment | ENERGY STAR Imaging Equipment | Commercial | New | Institutional | 416.8 | 0.44444 | 6 | 0.0578 | 0.038813 | 585.14 | 257.3429 | 91.2829 | 585.14 | 0.156 | 257.3429 | 585.14 | 0.4398 | 91.2829 | 257.3429 | 0.35471 | 91.2829 | 12.0177
Equipment | ENERGY STAR Imaging Equipment | Commercial | New | Lodging/Hospitality | 416.8 | 0.44444 | 6 | 0.0578 | 0.038813 | 585.14 | 257.3429 | 91.2829 | 585.14 | 0.156 | 257.3429 | 585.14 | 0.4398 | 91.2829 | 257.3429 | 0.35471 | 91.2829 | 12.0177
Equipment | ENERGY STAR Imaging Equipment | Commercial | New | Miscellaneous | 416.8 | 0.44444 | 6 | 0.0578 | 0.038813 | 585.14 | 257.3429 | 91.2829 | 585.14 | 0.156 | 257.3429 | 585.14 | 0.4398 | 91.2829 | 257.3429 | 0.35471 | 91.2829 | 12.0177
Equipment | ENERGY STAR Imaging Equipment | Commercial | New | Offices | 416.8 | 0.44444 | 6 | 0.0578 | 0.038813 | 585.14 | 257.3429 | 91.2829 | 585.14 | 0.156 | 257.3429 | 585.14 | 0.4398 | 91.2829 | 257.3429 | 0.35471 | 91.2829 | 12.0177
Equipment | ENERGY STAR Imaging Equipment | Commercial | New | Restaurants | 416.8 | 0.44444 | 6 | 0.0578 | 0.038813 | 585.14 | 257.3429 | 91.2829 | 585.14 | 0.156 | 257.3429 | 585.14 | 0.4398 | 91.2829 | 257.3429 | 0.35471 | 91.2829 | 12.0177
Equipment | ENERGY STAR Imaging Equipment | Commercial | New | Retail | 416.8 | 0.44444 | 6 | 0.0578 | 0.038813 | 585.14 | 257.3429 | 91.2829 | 585.14 | 0.156 | 257.3429 | 585.14 | 0.4398 | 91.2829 | 257.3429 | 0.35471 | 91.2829 | 12.0177
Equipment | ENERGY STAR Imaging Equipment | Commercial | New | Schools K-12 | 416.8 | 0.44444 | 6 | 0.0578 | 0.038813 | 585.14 | 257.3429 | 91.2829 | 585.14 | 0.156 | 257.3429 | 585.14 | 0.4398 | 91.2829 | 257.3429 | 0.35471 | 91.2829 | 12.0177
Equipment | ENERGY STAR Imaging Equipment | Commercial | New | Warehouse | 416.8 | 0.44444 | 6 | 0.0578 | 0.038813 | 585.14 | 257.3429 | 91.2829 | 585.14 | 0.156 | 257.3429 | 585.14 | 0.4398 | 91.2829 | 257.3429 | 0.35471 | 91.2829 | 12.0177
Equipment | Energy Star PCs | Commercial | Turnover | Assembly | 123.5154 | 0.4334 | 4 | 0.017591 | 0 | 20 | 54.2208 | 19.6958 | 20 | 0.98479 | 54.2208 | 20 | 2.711 | 19.6958 | 54.2208 | 0.36325 | 19.6958 | 1.3861
Equipment | Energy Star PCs | Commercial | Turnover | College and University | 123.5154 | 0.4334 | 4 | 0.023703 | 0.023703 | 20 | 54.3545 | 20.2677 | 20 | 1.0134 | 54.3545 | 20 | 2.7177 | 20.2677 | 54.3545 | 0.37288 | 20.2677 | 1.3861
Equipment | Energy Star PCs | Commercial | Turnover | Grocery | 123.5154 | 0.4334 | 4 | 0.017591 | 0.0068231 | 20 | 54.2208 | 19.0286 | 20 | 0.95143 | 54.2208 | 20 | 2.711 | 19.0286 | 54.2208 | 0.35095 | 19.0286 | 1.3861
Equipment | Energy Star PCs | Commercial | Turnover | Healthcare | 123.5154 | 0.4334 | 4 | 0.017591 | 0.0068231 | 20 | 54.2208 | 19.0286 | 20 | 0.95143 | 54.2208 | 20 | 2.711 | 19.0286 | 54.2208 | 0.35095 | 19.0286 | 1.3861
Equipment | Energy Star PCs | Commercial | Turnover | Hospitals | 123.5154 | 0.4334 | 4 | 0.023703 | 0.023703 | 20 | 54.3545 | 20.2677 | 20 | 1.0134 | 54.3545 | 20 | 2.7177 | 20.2677 | 54.3545 | 0.37288 | 20.2677 | 1.3861
Equipment | Energy Star PCs | Commercial | Turnover | Institutional | 123.5154 | 0.4334 | 4 | 0.017591 | 0 | 20 | 54.2208 | 19.6958 | 20 | 0.98479 | 54.2208 | 20 | 2.711 | 19.6958 | 54.2208 | 0.36325 | 19.6958 | 1.3861
Equipment | Energy Star PCs | Commercial | Turnover | Lodging/Hospitality | 123.5154 | 0.4334 | 4 | 0.017591 | 0.0068231 | 20 | 54.2208 | 19.0286 | 20 | 0.95143 | 54.2208 | 20 | 2.711 | 19.0286 | 54.2208 | 0.35095 | 19.0286 | 1.3861
Equipment | Energy Star PCs | Commercial | Turnover | Miscellaneous | 123.5154 | 0.4334 | 4 | 0.017591 | 0 | 20 | 54.2208 | 19.6958 | 20 | 0.98479 | 54.2208 | 20 | 2.711 | 19.6958 | 54.2208 | 0.36325 | 19.6958 | 1.3861
Equipment | Energy Star PCs | Commercial | Turnover | Offices | 123.5154 | 0.4334 | 4 | 0.017591 | 0.0068231 | 20 | 54.2208 | 19.0286 | 20 | 0.95143 | 54.2208 | 20 | 2.711 | 19.0286 | 54.2208 | 0.35095 | 19.0286 | 1.3861
Equipment | Energy Star PCs | Commercial | Turnover | Restaurants | 123.5154 | 0.4334 | 4 | 0.017591 | 0 | 20 | 54.2208 | 19.6958 | 20 | 0.98479 | 54.2208 | 20 | 2.711 | 19.6958 | 54.2208 | 0.36325 | 19.6958 | 1.3861
Equipment | Energy Star PCs | Commercial | Turnover | Retail | 123.5154 | 0.4334 | 4 | 0.017591 | 0.0068231 | 20 | 54.2208 | 19.0286 | 20 | 0.95143 | 54.2208 | 20 | 2.711 | 19.0286 | 54.2208 | 0.35095 | 19.0286 | 1.3861
Equipment | Energy Star PCs | Commercial | Turnover | Schools K-12 | 123.5154 | 0.4334 | 4 | 0.017591 | 0.0068231 | 20 | 54.2208 | 19.0286 | 20 | 0.95143 | 54.2208 | 20 | 2.711 | 19.0286 | 54.2208 | 0.35095 | 19.0286 | 1.3861
Equipment | Energy Star PCs | Commercial | Turnover | Warehouse | 123.5154 | 0.4334 | 4 | 0.017591 | 0 | 20 | 54.2208 | 19.6958 | 20 | 0.98479 | 54.2208 | 20 | 2.711 | 19.6958 | 54.2208 | 0.36325 | 19.6958 | 1.3861
Equipment | Energy Star PCs | Commercial | New | Assembly | 123.5154 | 0.4334 | 4 | 0.017591 | 0 | 20 | 54.2208 | 19.6958 | 20 | 0.98479 | 54.2208 | 20 | 2.711 | 19.6958 | 54.2208 | 0.36325 | 19.6958 | 1.3861
Equipment | Energy Star PCs | Commercial | New | College and University | 123.5154 | 0.4334 | 4 | 0.023703 | 0.023703 | 20 | 54.3545 | 20.2677 | 20 | 1.0134 | 54.3545 | 20 | 2.7177 | 20.2677 | 54.3545 | 0.37288 | 20.2677 | 1.3861
Equipment | Energy Star PCs | Commercial | New | Grocery | 123.5154 | 0.4334 | 4 | 0.017591 | 0.0068231 | 20 | 54.2208 | 19.0286 | 20 | 0.95143 | 54.2208 | 20 | 2.711 | 19.0286 | 54.2208 | 0.35095 | 19.0286 | 1.3861
Equipment | Energy Star PCs | Commercial | New | Healthcare | 123.5154 | 0.4334 | 4 | 0.017591 | 0.0068231 | 20 | 54.2208 | 19.0286 | 20 | 0.95143 | 54.2208 | 20 | 2.711 | 19.0286 | 54.2208 | 0.35095 | 19.0286 | 1.3861
Equipment | Energy Star PCs | Commercial | New | Hospitals | 123.5154 | 0.4334 | 4 | 0.023703 | 0.023703 | 20 | 54.3545 | 20.2677 | 20 | 1.0134 | 54.3545 | 20 | 2.7177 | 20.2677 | 54.3545 | 0.37288 | 20.2677 | 1.3861
Equipment | Energy Star PCs | Commercial | New | Institutional | 123.5154 | 0.4334 | 4 | 0.017591 | 0 | 20 | 54.2208 | 19.6958 | 20 | 0.98479 | 54.2208 | 20 | 2.711 | 19.6958 | 54.2208 | 0.36325 | 19.6958 | 1.3861
Equipment | Energy Star PCs | Commercial | New | Lodging/Hospitality | 123.5154 | 0.4334 | 4 | 0.017591 | 0.0068231 | 20 | 54.2208 | 19.0286 | 20 | 0.95143 | 54.2208 | 20 | 2.711 | 19.0286 | 54.2208 | 0.35095 | 19.0286 | 1.3861
Equipment | Energy Star PCs | Commercial | New | Miscellaneous | 123.5154 | 0.4334 | 4 | 0.017591 | 0 | 20 | 54.2208 | 19.6958 | 20 | 0.98479 | 54.2208 | 20 | 2.711 | 19.6958 | 54.2208 | 0.36325 | 19.6958 | 1.3861
Equipment | Energy Star PCs | Commercial | New | Offices | 123.5154 | 0.4334 | 4 | 0.017591 | 0.0068231 | 20 | 54.2208 | 19.0286 | 20 | 0.95143 | 54.2208 | 20 | 2.711 | 19.0286 | 54.2208 | 0.35095 | 19.0286 | 1.3861
Equipment | Energy Star PCs | Commercial | New | Restaurants | 123.5154 | 0.4334 | 4 | 0.017591 | 0 | 20 | 54.2208 | 19.6958 | 20 | 0.98479 | 54.2208 | 20 | 2.711 | 19.6958 | 54.2208 | 0.36325 | 19.6958 | 1.3861
Equipment | Energy Star PCs | Commercial | New | Retail | 123.5154 | 0.4334 | 4 | 0.017591 | 0.0068231 | 20 | 54.2208 | 19.0286 | 20 | 0.95143 | 54.2208 | 20 | 2.711 | 19.0286 | 54.2208 | 0.35095 | 19.0286 | 1.3861
Equipment | Energy Star PCs | Commercial | New | Schools K-12 | 123.5154 | 0.4334 | 4 | 0.017591 | 0.0068231 | 20 | 54.2208 | 19.0286 | 20 | 0.95143 | 54.2208 | 20 | 2.711 | 19.0286 | 54.2208 | 0.35095 | 19.0286 | 1.3861
Equipment | Energy Star PCs | Commercial | New | Warehouse | 123.5154 | 0.4334 | 4 | 0.017591 | 0 | 20 | 54.2208 | 19.6958 | 20 | 0.98479 | 54.2208 | 20 | 2.711 | 19.6958 | 54.2208 | 0.36325 | 19.6958 | 1.3861
Equipment | Energy Star Servers | Commercial | Turnover | Assembly | 1136.6997 | 0.23077 | 4 | 0.16919 | 0.11767 | 70 | 499.1478 | 178.0327 | 70 | 2.5433 | 499.1478 | 70 | 7.1307 | 178.0327 | 499.1478 | 0.35667 | 178.0327 | 0.52716
Equipment | Energy Star Servers | Commercial | Turnover | College and University | 1136.6997 | 0.23077 | 4 | 0.16919 | 0.11767 | 70 | 499.1478 | 178.0327 | 70 | 2.5433 | 499.1478 | 70 | 7.1307 | 178.0327 | 499.1478 | 0.35667 | 178.0327 | 0.52716
Equipment | Energy Star Servers | Commercial | Turnover | Grocery | 1136.6997 | 0.23077 | 4 | 0.16919 | 0.11767 | 70 | 499.1478 | 178.0327 | 70 | 2.5433 | 499.1478 | 70 | 7.1307 | 178.0327 | 499.1478 | 0.35667 | 178.0327 | 0.52716
Equipment | Energy Star Servers | Commercial | Turnover | Healthcare | 1136.6997 | 0.23077 | 4 | 0.16919 | 0.11767 | 70 | 499.1478 | 178.0327 | 70 | 2.5433 | 499.1478 | 70 | 7.1307 | 178.0327 | 499.1478 | 0.35667 | 178.0327 | 0.52716
Equipment | Energy Star Servers | Commercial | Turnover | Hospitals | 1136.6997 | 0.23077 | 4 | 0.16919 | 0.11767 | 70 | 499.1478 | 178.0327 | 70 | 2.5433 | 499.1478 | 70 | 7.1307 | 178.0327 | 499.1478 | 0.35667 | 178.0327 | 0.52716
Equipment | Energy Star Servers | Commercial | Turnover | Institutional | 1136.6997 | 0.23077 | 4 | 0.16919 | 0.11767 | 70 | 499.1478 | 178.0327 | 70 | 2.5433 | 499.1478 | 70 | 7.1307 | 178.0327 | 499.1478 | 0.35667 | 178.0327 | 0.52716
Equipment | Energy Star Servers | Commercial | Turnover | Lodging/Hospitality | 1136.6997 | 0.23077 | 4 | 0.16919 | 0.11767 | 70 | 499.1478 | 178.0327 | 70 | 2.5433 | 499.1478 | 70 | 7.1307 | 178.0327 | 499.1478 | 0.35667 | 178.0327 | 0.52716
Equipment | Energy Star Servers | Commercial | Turnover | Miscellaneous | 1136.6997 | 0.23077 | 4 | 0.16919 | 0.11767 | 70 | 499.1478 | 178.0327 | 70 | 2.5433 | 499.1478 | 70 | 7.1307 | 178.0327 | 499.1478 | 0.35667 | 178.0327 | 0.52716
Equipment | Energy Star Servers | Commercial | Turnover | Offices | 1136.6997 | 0.23077 | 4 | 0.16919 | 0.11767 | 70 | 499.1478 | 178.0327 | 70 | 2.5433 | 499.1478 | 70 | 7.1307 | 178.0327 | 499.1478 | 0.35667 | 178.0327 | 0.52716
Equipment | Energy Star Servers | Commercial | Turnover | Restaurants | 1136.6997 | 0.23077 | 4 | 0.16919 | 0.11767 | 70 | 499.1478 | 178.0327 | 70 | 2.5433 | 499.1478 | 70 | 7.1307 | 178.0327 | 499.1478 | 0.35667 | 178.0327 | 0.52716
Equipment | Energy Star Servers | Commercial | Turnover | Retail | 1136.6997 | 0.23077 | 4 | 0.16919 | 0.11767 | 70 | 499.1478 | 178.0327 | 70 | 2.5433 | 499.1478 | 70 | 7.1307 | 178.0327 | 499.1478 | 0.35667 | 178.0327 | 0.52716
Equipment | Energy Star Servers | Commercial | Turnover | Schools K-12 | 1136.6997 | 0.23077 | 4 | 0.16919 | 0.11767 | 70 | 499.1478 | 178.0327 | 70 | 2.5433 | 499.1478 | 70 | 7.1307 | 178.0327 | 499.1478 | 0.35667 | 178.0327 | 0.52716
Equipment | Energy Star Servers | Commercial | Turnover | Warehouse | 1136.6997 | 0.23077 | 4 | 0.16919 | 0.11767 | 70 | 499.1478 | 178.0327 | 70 | 2.5433 | 499.1478 | 70 | 7.1307 | 178.0327 | 499.1478 | 0.35667 | 178.0327 | 0.52716
Equipment | Energy Star Servers | Commercial | New | Assembly | 1136.6997 | 0.23077 | 4 | 0.16919 | 0.11767 | 70 | 499.1478 | 178.0327 | 70 | 2.5433 | 499.1478 | 70 | 7.1307 | 178.0327 | 499.1478 | 0.35667 | 178.0327 | 0.52716
Equipment | Energy Star Servers | Commercial | New | College and University | 1136.6997 | 0.23077 | 4 | 0.16919 | 0.11767 | 70 | 499.1478 | 178.0327 | 70 | 2.5433 | 499.1478 | 70 | 7.1307 | 178.0327 | 499.1478 | 0.35667 | 178.0327 | 0.52716
Equipment | Energy Star Servers | Commercial | New | Grocery | 1136.6997 | 0.23077 | 4 | 0.16919 | 0.11767 | 70 | 499.1478 | 178.0327 | 70 | 2.5433 | 499.1478 | 70 | 7.1307 | 178.0327 | 499.1478 | 0.35667 | 178.0327 | 0.52716
Equipment | Energy Star Servers | Commercial | New | Healthcare | 1136.6997 | 0.23077 | 4 | 0.16919 | 0.11767 | 70 | 499.1478 | 178.0327 | 70 | 2.5433 | 499.1478 | 70 | 7.1307 | 178.0327 | 499.1478 | 0.35667 | 178.0327 | 0.52716
Equipment | Energy Star Servers | Commercial | New | Hospitals | 1136.6997 | 0.23077 | 4 | 0.16919 | 0.11767 | 70 | 499.1478 | 178.0327 | 70 | 2.5433 | 499.1478 | 70 | 7.1307 | 178.0327 | 499.1478 | 0.35667 | 178.0327 | 0.52716
Equipment | Energy Star Servers | Commercial | New | Institutional | 1136.6997 | 0.23077 | 4 | 0.16919 | 0.11767 | 70 | 499.1478 | 178.0327 | 70 | 2.5433 | 499.1478 | 70 | 7.1307 | 178.0327 | 499.1478 | 0.35667 | 178.0327 | 0.52716
Equipment | Energy Star Servers | Commercial | New | Lodging/Hospitality | 1136.6997 | 0.23077 | 4 | 0.16919 | 0.11767 | 70 | 499.1478 | 178.0327 | 70 | 2.5433 | 499.1478 | 70 | 7.1307 | 178.0327 | 499.1478 | 0.35667 | 178.0327 | 0.52716
Equipment | Energy Star Servers | Commercial | New | Miscellaneous | 1136.6997 | 0.23077 | 4 | 0.16919 | 0.11767 | 70 | 499.1478 | 178.0327 | 70 | 2.5433 | 499.1478 | 70 | 7.1307 | 178.0327 | 499.1478 | 0.35667 | 178.0327 | 0.52716
Equipment | Energy Star Servers | Commercial | New | Offices | 1136.6997 | 0.23077 | 4 | 0.16919 | 0.11767 | 70 | 499.1478 | 178.0327 | 70 | 2.5433 | 499.1478 | 70 | 7.1307 | 178.0327 | 499.1478 | 0.35667 | 178.0327 | 0.52716
Equipment | Energy Star Servers | Commercial | New | Restaurants | 1136.6997 | 0.23077 | 4 | 0.16919 | 0.11767 | 70 | 499.1478 | 178.0327 | 70 | 2.5433 | 499.1478 | 70 | 7.1307 | 178.0327 | 499.1478 | 0.35667 | 178.0327 | 0.52716
Equipment | Energy Star Servers | Commercial | New | Retail | 1136.6997 | 0.23077 | 4 | 0.16919 | 0.11767 | 70 | 499.1478 | 178.0327 | 70 | 2.5433 | 499.1478 | 70 | 7.1307 | 178.0327 | 499.1478 | 0.35667 | 178.0327 | 0.52716
Equipment | Energy Star Servers | Commercial | New | Schools K-12 | 1136.6997 | 0.23077 | 4 | 0.16919 | 0.11767 | 70 | 499.1478 | 178.0327 | 70 | 2.5433 | 499.1478 | 70 | 7.1307 | 178.0327 | 499.1478 | 0.35667 | 178.0327 | 0.52716
Equipment | Energy Star Servers | Commercial | New | Warehouse | 1136.6997 | 0.23077 | 4 | 0.16919 | 0.11767 | 70 | 499.1478 | 178.0327 | 70 | 2.5433 | 499.1478 | 70 | 7.1307 | 178.0327 | 499.1478 | 0.35667 | 178.0327 | 0.52716
Equipment | Energy Star Uninterruptable Power Supply | Commercial | Turnover | Assembly | 5.3521 | 0.01878 | 10 | 0.00061097 | 0.00061097 | 1.5473 | 4.8604 | 1.6887 | 1.5473 | 1.0914 | 4.8604 | 1.5473 | 3.1412 | 1.6887 | 4.8604 | 0.34745 | 1.6887 | 2.4748
Equipment | Energy Star Uninterruptable Power Supply | Commercial | Turnover | College and University | 5.3521 | 0.01878 | 10 | 0.00061097 | 0.00061097 | 1.5473 | 4.8604 | 1.6887 | 1.5473 | 1.0914 | 4.8604 | 1.5473 | 3.1412 | 1.6887 | 4.8604 | 0.34745 | 1.6887 | 2.4748
Equipment | Energy Star Uninterruptable Power Supply | Commercial | Turnover | Grocery | 5.3521 | 0.01878 | 10 | 0.00061097 | 0.00061097 | 1.5473 | 4.8604 | 1.6887 | 1.5473 | 1.0914 | 4.8604 | 1.5473 | 3.1412 | 1.6887 | 4.8604 | 0.34745 | 1.6887 | 2.4748
Equipment | Energy Star Uninterruptable Power Supply | Commercial | Turnover | Healthcare | 5.3521 | 0.01878 | 10 | 0.00061097 | 0.00061097 | 1.5473 | 4.8604 | 1.6887 | 1.5473 | 1.0914 | 4.8604 | 1.5473 | 3.1412 | 1.6887 | 4.8604 | 0.34745 | 1.6887 | 2.4748
Equipment | Energy Star Uninterruptable Power Supply | Commercial | Turnover | Hospitals | 5.3521 | 0.01878 | 10 | 0.00061097 | 0.00061097 | 1.5473 | 4.8604 | 1.6887 | 1.5473 | 1.0914 | 4.8604 | 1.5473 | 3.1412 | 1.6887 | 4.8604 | 0.34745 | 1.6887 | 2.4748
Equipment | Energy Star Uninterruptable Power Supply | Commercial | Turnover | Institutional | 5.3521 | 0.01878 | 10 | 0.00061097 | 0.00061097 | 1.5473 | 4.8604 | 1.6887 | 1.5473 | 1.0914 | 4.8604 | 1.5473 | 3.1412 | 1.6887 | 4.8604 | 0.34745 | 1.6887 | 2.4748
Equipment | Energy Star Uninterruptable Power Supply | Commercial | Turnover | Lodging/Hospitality | 5.3521 | 0.01878 | 10 | 0.00061097 | 0.00061097 | 1.5473 | 4.8604 | 1.6887 | 1.5473 | 1.0914 | 4.8604 | 1.5473 | 3.1412 | 1.6887 | 4.8604 | 0.34745 | 1.6887 | 2.4748
Equipment | Energy Star Uninterruptable Power Supply | Commercial | Turnover | Miscellaneous | 5.3521 | 0.01878 | 10 | 0.00061097 | 0.00061097 | 1.5473 | 4.8604 | 1.6887 | 1.5473 | 1.0914 | 4.8604 | 1.5473 | 3.1412 | 1.6887 | 4.8604 | 0.34745 | 1.6887 | 2.4748
Equipment | Energy Star Uninterruptable Power Supply | Commercial | Turnover | Offices | 5.3521 | 0.01878 | 10 | 0.00061097 | 0.00061097 | 1.5473 | 4.8604 | 1.6887 | 1.5473 | 1.0914 | 4.8604 | 1.5473 | 3.1412 | 1.6887 | 4.8604 | 0.34745 | 1.6887 | 2.4748
Equipment | Energy Star Uninterruptable Power Supply | Commercial | Turnover | Restaurants | 5.3521 | 0.01878 | 10 | 0.00061097 | 0.00061097 | 1.5473 | 4.8604 | 1.6887 | 1.5473 | 1.0914 | 4.8604 | 1.5473 | 3.1412 | 1.6887 | 4.8604 | 0.34745 | 1.6887 | 2.4748
Equipment | Energy Star Uninterruptable Power Supply | Commercial | Turnover | Retail | 5.3521 | 0.01878 | 10 | 0.00061097 | 0.00061097 | 1.5473 | 4.8604 | 1.6887 | 1.5473 | 1.0914 | 4.8604 | 1.5473 | 3.1412 | 1.6887 | 4.8604 | 0.34745 | 1.6887 | 2.4748
Equipment | Energy Star Uninterruptable Power Supply | Commercial | Turnover | Schools K-12 | 5.3521 | 0.01878 | 10 | 0.00061097 | 0.00061097 | 1.5473 | 4.8604 | 1.6887 | 1.5473 | 1.0914 | 4.8604 | 1.5473 | 3.1412 | 1.6887 | 4.8604 | 0.34745 | 1.6887 | 2.4748
Equipment | Energy Star Uninterruptable Power Supply | Commercial | Turnover | Warehouse | 5.3521 | 0.01878 | 10 | 0.00061097 | 0.00061097 | 1.5473 | 4.8604 | 1.6887 | 1.5473 | 1.0914 | 4.8604 | 1.5473 | 3.1412 | 1.6887 | 4.8604 | 0.34745 | 1.6887 | 2.4748
Equipment | Energy Star Uninterruptable Power Supply | Commercial | New | Assembly | 5.3521 | 0.01878 | 10 | 0.00061097 | 0.00061097 | 1.5473 | 4.8604 | 1.6887 | 1.5473 | 1.0914 | 4.8604 | 1.5473 | 3.1412 | 1.6887 | 4.8604 | 0.34745 | 1.6887 | 2.4748
Equipment | Energy Star Uninterruptable Power Supply | Commercial | New | College and University | 5.3521 | 0.01878 | 10 | 0.00061097 | 0.00061097 | 1.5473 | 4.8604 | 1.6887 | 1.5473 | 1.0914 | 4.8604 | 1.5473 | 3.1412 | 1.6887 | 4.8604 | 0.34745 | 1.6887 | 2.4748
Equipment | Energy Star Uninterruptable Power Supply | Commercial | New | Grocery | 5.3521 | 0.01878 | 10 | 0.00061097 | 0.00061097 | 1.5473 | 4.8604 | 1.6887 | 1.5473 | 1.0914 | 4.8604 | 1.5473 | 3.1412 | 1.6887 | 4.8604 | 0.34745 | 1.6887 | 2.4748
Equipment | Energy Star Uninterruptable Power Supply | Commercial | New | Healthcare | 5.3521 | 0.01878 | 10 | 0.00061097 | 0.00061097 | 1.5473 | 4.8604 | 1.6887 | 1.5473 | 1.0914 | 4.8604 | 1.5473 | 3.1412 | 1.6887 | 4.8604 | 0.34745 | 1.6887 | 2.4748
Equipment | Energy Star Uninterruptable Power Supply | Commercial | New | Hospitals | 5.3521 | 0.01878 | 10 | 0.00061097 | 0.00061097 | 1.5473 | 4.8604 | 1.6887 | 1.5473 | 1.0914 | 4.8604 | 1.5473 | 3.1412 | 1.6887 | 4.8604 | 0.34745 | 1.6887 | 2.4748
Equipment | Energy Star Uninterruptable Power Supply | Commercial | New | Institutional | 5.3521 | 0.01878 | 10 | 0.00061097 | 0.00061097 | 1.5473 | 4.8604 | 1.6887 | 1.5473 | 1.0914 | 4.8604 | 1.5473 | 3.1412 | 1.6887 | 4.8604 | 0.34745 | 1.6887 | 2.4748
Equipment | Energy Star Uninterruptable Power Supply | Commercial | New | Lodging/Hospitality | 5.3521 | 0.01878 | 10 | 0.00061097 | 0.00061097 | 1.5473 | 4.8604 | 1.6887 | 1.5473 | 1.0914 | 4.8604 | 1.5473 | 3.1412 | 1.6887 | 4.8604 | 0.34745 | 1.6887 | 2.4748
Equipment | Energy Star Uninterruptable Power Supply | Commercial | New | Miscellaneous | 5.3521 | 0.01878 | 10 | 0.00061097 | 0.00061097 | 1.5473 | 4.8604 | 1.6887 | 1.5473 | 1.0914 | 4.8604 | 1.5473 | 3.1412 | 1.6887 | 4.8604 | 0.34745 | 1.6887 | 2.4748
Equipment | Energy Star Uninterruptable Power Supply | Commercial | New | Offices | 5.3521 | 0.01878 | 10 | 0.00061097 | 0.00061097 | 1.5473 | 4.8604 | 1.6887 | 1.5473 | 1.0914 | 4.8604 | 1.5473 | 3.1412 | 1.6887 | 4.8604 | 0.34745 | 1.6887 | 2.4748
Equipment | Energy Star Uninterruptable Power Supply | Commercial | New | Restaurants | 5.3521 | 0.01878 | 10 | 0.00061097 | 0.00061097 | 1.5473 | 4.8604 | 1.6887 | 1.5473 | 1.0914 | 4.8604 | 1.5473 | 3.1412 | 1.6887 | 4.8604 | 0.34745 | 1.6887 | 2.4748
Equipment | Energy Star Uninterruptable Power Supply | Commercial | New | Retail | 5.3521 | 0.01878 | 10 | 0.00061097 | 0.00061097 | 1.5473 | 4.8604 | 1.6887 | 1.5473 | 1.0914 | 4.8604 | 1.5473 | 3.1412 | 1.6887 | 4.8604 | 0.34745 | 1.6887 | 2.4748
Equipment | Energy Star Uninterruptable Power Supply | Commercial | New | Schools K-12 | 5.3521 | 0.01878 | 10 | 0.00061097 | 0.00061097 | 1.5473 | 4.8604 | 1.6887 | 1.5473 | 1.0914 | 4.8604 | 1.5473 | 3.1412 | 1.6887 | 4.8604 | 0.34745 | 1.6887 | 2.4748
Equipment | Energy Star Uninterruptable Power Supply | Commercial | New | Warehouse | 5.3521 | 0.01878 | 10 | 0.00061097 | 0.00061097 | 1.5473 | 4.8604 | 1.6887 | 1.5473 | 1.0914 | 4.8604 | 1.5473 | 3.1412 | 1.6887 | 4.8604 | 0.34745 | 1.6887 | 2.4748
Equipment | Server Virtualization | Commercial | Turnover | Assembly | 21024 | 0.85714 | 3 | 3.1292 | 2.1764 | 17700 | 7153.938 | 2549.1892 | 17700 | 0.14402 | 7153.938 | 17700 | 0.40418 | 2549.1892 | 7153.938 | 0.35633 | 2549.1892 | 7.2069
Equipment | Server Virtualization | Commercial | Turnover | College and University | 21024 | 0.85714 | 3 | 3.1292 | 2.1764 | 17700 | 7153.938 | 2549.1892 | 17700 | 0.14402 | 7153.938 | 17700 | 0.40418 | 2549.1892 | 7153.938 | 0.35633 | 2549.1892 | 7.2069
Equipment | Server Virtualization | Commercial | Turnover | Grocery | 21024 | 0.85714 | 3 | 3.1292 | 2.1764 | 17700 | 7153.938 | 2549.1892 | 17700 | 0.14402 | 7153.938 | 17700 | 0.40418 | 2549.1892 | 7153.938 | 0.35633 | 2549.1892 | 7.2069
Equipment | Server Virtualization | Commercial | Turnover | Healthcare | 21024 | 0.85714 | 3 | 3.1292 | 2.1764 | 17700 | 7153.938 | 2549.1892 | 17700 | 0.14402 | 7153.938 | 17700 | 0.40418 | 2549.1892 | 7153.938 | 0.35633 | 2549.1892 | 7.2069
Equipment | Server Virtualization | Commercial | Turnover | Hospitals | 21024 | 0.85714 | 3 | 3.1292 | 2.1764 | 17700 | 7153.938 | 2549.1892 | 17700 | 0.14402 | 7153.938 | 17700 | 0.40418 | 2549.1892 | 7153.938 | 0.35633 | 2549.1892 | 7.2069
Equipment | Server Virtualization | Commercial | Turnover | Institutional | 21024 | 0.85714 | 3 | 3.1292 | 2.1764 | 17700 | 7153.938 | 2549.1892 | 17700 | 0.14402 | 7153.938 | 17700 | 0.40418 | 2549.1892 | 7153.938 | 0.35633 | 2549.1892 | 7.2069
Equipment | Server Virtualization | Commercial | Turnover | Lodging/Hospitality | 21024 | 0.85714 | 3 | 3.1292 | 2.1764 | 17700 | 7153.938 | 2549.1892 | 17700 | 0.14402 | 7153.938 | 17700 | 0.40418 | 2549.1892 | 7153.938 | 0.35633 | 2549.1892 | 7.2069
Equipment | Server Virtualization | Commercial | Turnover | Miscellaneous | 21024 | 0.85714 | 3 | 3.1292 | 2.1764 | 17700 | 7153.938 | 2549.1892 | 17700 | 0.14402 | 7153.938 | 17700 | 0.40418 | 2549.1892 | 7153.938 | 0.35633 | 2549.1892 | 7.2069
Equipment | Server Virtualization | Commercial | Turnover | Offices | 21024 | 0.85714 | 3 | 3.1292 | 2.1764 | 17700 | 7153.938 | 2549.1892 | 17700 | 0.14402 | 7153.938 | 17700 | 0.40418 | 2549.1892 | 7153.938 | 0.35633 | 2549.1892 | 7.2069
Equipment | Server Virtualization | Commercial | Turnover | Restaurants | 21024 | 0.85714 | 3 | 3.1292 | 2.1764 | 17700 | 7153.938 | 2549.1892 | 17700 | 0.14402 | 7153.938 | 17700 | 0.40418 | 2549.1892 | 7153.938 | 0.35633 | 2549.1892 | 7.2069
Equipment | Server Virtualization | Commercial | Turnover | Retail | 21024 | 0.85714 | 3 | 3.1292 | 2.1764 | 17700 | 7153.938 | 2549.1892 | 17700 | 0.14402 | 7153.938 | 17700 | 0.40418 | 2549.1892 | 7153.938 | 0.35633 | 2549.1892 | 7.2069
Equipment | Server Virtualization | Commercial | Turnover | Schools K-12 | 21024 | 0.85714 | 3 | 3.1292 | 2.1764 | 17700 | 7153.938 | 2549.1892 | 17700 | 0.14402 | 7153.938 | 17700 | 0.40418 | 2549.1892 | 7153.938 | 0.35633 | 2549.1892 | 7.2069
Equipment | Server Virtualization | Commercial | Turnover | Warehouse | 21024 | 0.85714 | 3 | 3.1292 | 2.1764 | 17700 | 7153.938 | 2549.1892 | 17700 | 0.14402 | 7153.938 | 17700 | 0.40418 | 2549.1892 | 7153.938 | 0.35633 | 2549.1892 | 7.2069
Equipment | Server Virtualization | Commercial | New | Assembly | 21024 | 0.85714 | 3 | 3.1292 | 2.1764 | 17700 | 7153.938 | 2549.1892 | 17700 | 0.14402 | 7153.938 | 17700 | 0.40418 | 2549.1892 | 7153.938 | 0.35633 | 2549.1892 | 7.2069
Equipment | Server Virtualization | Commercial | New | College and University | 21024 | 0.85714 | 3 | 3.1292 | 2.1764 | 17700 | 7153.938 | 2549.1892 | 17700 | 0.14402 | 7153.938 | 17700 | 0.40418 | 2549.1892 | 7153.938 | 0.35633 | 2549.1892 | 7.2069
Equipment | Server Virtualization | Commercial | New | Grocery | 21024 | 0.85714 | 3 | 3.1292 | 2.1764 | 17700 | 7153.938 | 2549.1892 | 17700 | 0.14402 | 7153.938 | 17700 | 0.40418 | 2549.1892 | 7153.938 | 0.35633 | 2549.1892 | 7.2069
Equipment | Server Virtualization | Commercial | New | Healthcare | 21024 | 0.85714 | 3 | 3.1292 | 2.1764 | 17700 | 7153.938 | 2549.1892 | 17700 | 0.14402 | 7153.938 | 17700 | 0.40418 | 2549.1892 | 7153.938 | 0.35633 | 2549.1892 | 7.2069
Equipment | Server Virtualization | Commercial | New | Hospitals | 21024 | 0.85714 | 3 | 3.1292 | 2.1764 | 17700 | 7153.938 | 2549.1892 | 17700 | 0.14402 | 7153.938 | 17700 | 0.40418 | 2549.1892 | 7153.938 | 0.35633 | 2549.1892 | 7.2069
Equipment | Server Virtualization | Commercial | New | Institutional | 21024 | 0.85714 | 3 | 3.1292 | 2.1764 | 17700 | 7153.938 | 2549.1892 | 17700 | 0.14402 | 7153.938 | 17700 | 0.40418 | 2549.1892 | 7153.938 | 0.35633 | 2549.1892 | 7.2069
Equipment | Server Virtualization | Commercial | New | Lodging/Hospitality | 21024 | 0.85714 | 3 | 3.1292 | 2.1764 | 17700 | 7153.938 | 2549.1892 | 17700 | 0.14402 | 7153.938 | 17700 | 0.40418 | 2549.1892 | 7153.938 | 0.35633 | 2549.1892 | 7.2069
Equipment | Server Virtualization | Commercial | New | Miscellaneous | 21024 | 0.85714 | 3 | 3.1292 | 2.1764 | 17700 | 7153.938 | 2549.1892 | 17700 | 0.14402 | 7153.938 | 17700 | 0.40418 | 2549.1892 | 7153.938 | 0.35633 | 2549.1892 | 7.2069
Equipment | Server Virtualization | Commercial | New | Offices | 21024 | 0.85714 | 3 | 3.1292 | 2.1764 | 17700 | 7153.938 | 2549.1892 | 17700 | 0.14402 | 7153.938 | 17700 | 0.40418 | 2549.1892 | 7153.938 | 0.35633 | 2549.1892 | 7.2069
Equipment | Server Virtualization | Commercial | New | Restaurants | 21024 | 0.85714 | 3 | 3.1292 | 2.1764 | 17700 | 7153.938 | 2549.1892 | 17700 | 0.14402 | 7153.938 | 17700 | 0.40418 | 2549.1892 | 7153.938 | 0.35633 | 2549.1892 | 7.2069
Equipment | Server Virtualization | Commercial | New | Retail | 21024 | 0.85714 | 3 | 3.1292 | 2.1764 | 17700 | 7153.938 | 2549.1892 | 17700 | 0.14402 | 7153.938 | 17700 | 0.40418 | 2549.1892 | 7153.938 | 0.35633 | 2549.1892 | 7.2069
Equipment | Server Virtualization | Commercial | New | Schools K-12 | 21024 | 0.85714 | 3 | 3.1292 | 2.1764 | 17700 | 7153.938 | 2549.1892 | 17700 | 0.14402 | 7153.938 | 17700 | 0.40418 | 2549.1892 | 7153.938 | 0.35633 | 2549.1892 | 7.2069
Equipment | Server Virtualization | Commercial | New | Warehouse | 21024 | 0.85714 | 3 | 3.1292 | 2.1764 | 17700 | 7153.938 | 2549.1892 | 17700 | 0.14402 | 7153.938 | 17700 | 0.40418 | 2549.1892 | 7153.938 | 0.35633 | 2549.1892 | 7.2069
Equipment | Energy Star Commercial Glass Door Freezer | Commercial | Turnover | Assembly | 4389.9823 | 0.40571 | 12 | 0.64112 | 0.22051 | 166 | 4514.3271 | 1572.5821 | 166 | 9.4734 | 4514.3271 | 166 | 27.1947 | 1572.5821 | 4514.3271 | 0.34835 | 1572.5821 | 0.32369
Equipment | Energy Star Commercial Glass Door Freezer | Commercial | Turnover | College and University | 4389.9823 | 0.40571 | 12 | 0.56918 | 0.47676 | 166 | 4510.6415 | 1594.3783 | 166 | 9.6047 | 4510.6415 | 166 | 27.1725 | 1594.3783 | 4510.6415 | 0.35347 | 1594.3783 | 0.32369
Equipment | Energy Star Commercial Glass Door Freezer | Commercial | Turnover | Grocery | 4389.9823 | 0.40571 | 12 | 0.64112 | 0.22051 | 166 | 4514.3271 | 1572.5821 | 166 | 9.4734 | 4514.3271 | 166 | 27.1947 | 1572.5821 | 4514.3271 | 0.34835 | 1572.5821 | 0.32369
Equipment | Energy Star Commercial Glass Door Freezer | Commercial | Turnover | Healthcare | 4389.9823 | 0.40571 | 12 | 0.56918 | 0.47676 | 166 | 4510.6415 | 1594.3783 | 166 | 9.6047 | 4510.6415 | 166 | 27.1725 | 1594.3783 | 4510.6415 | 0.35347 | 1594.3783 | 0.32369
Equipment | Energy Star Commercial Glass Door Freezer | Commercial | Turnover | Hospitals | 4389.9823 | 0.40571 | 12 | 0.56918 | 0.47676 | 166 | 4510.6415 | 1594.3783 | 166 | 9.6047 | 4510.6415 | 166 | 27.1725 | 1594.3783 | 4510.6415 | 0.35347 | 1594.3783 | 0.32369
Equipment | Energy Star Commercial Glass Door Freezer | Commercial | Turnover | Institutional | 4389.9823 | 0.40571 | 12 | 0.64112 | 0.22051 | 166 | 4514.3271 | 1572.5821 | 166 | 9.4734 | 4514.3271 | 166 | 27.1947 | 1572.5821 | 4514.3271 | 0.34835 | 1572.5821 | 0.32369
Equipment | Energy Star Commercial Glass Door Freezer | Commercial | Turnover | Lodging/Hospitality | 4389.9823 | 0.40571 | 12 | 0.56918 | 0.47676 | 166 | 4510.6415 | 1594.3783 | 166 | 9.6047 | 4510.6415 | 166 | 27.1725 | 1594.3783 | 4510.6415 | 0.35347 | 1594.3783 | 0.32369
Equipment | Energy Star Commercial Glass Door Freezer | Commercial | Turnover | Miscellaneous | 4389.9823 | 0.40571 | 12 | 0.64112 | 0.22051 | 166 | 4514.3271 | 1572.5821 | 166 | 9.4734 | 4514.3271 | 166 | 27.1947 | 1572.5821 | 4514.3271 | 0.34835 | 1572.5821 | 0.32369
Equipment | Energy Star Commercial Glass Door Freezer | Commercial | Turnover | Offices | 4389.9823 | 0.40571 | 12 | 0.64112 | 0.22051 | 166 | 4514.3271 | 1572.5821 | 166 | 9.4734 | 4514.3271 | 166 | 27.1947 | 1572.5821 | 4514.3271 | 0.34835 | 1572.5821 | 0.32369
Equipment | Energy Star Commercial Glass Door Freezer | Commercial | Turnover | Restaurants | 4389.9823 | 0.40571 | 12 | 0.56918 | 0.47676 | 166 | 4510.6415 | 1594.3783 | 166 | 9.6047 | 4510.6415 | 166 | 27.1725 | 1594.3783 | 4510.6415 | 0.35347 | 1594.3783 | 0.32369
Equipment | Energy Star Commercial Glass Door Freezer | Commercial | Turnover | Retail | 4389.9823 | 0.40571 | 12 | 0.64112 | 0.22051 | 166 | 4514.3271 | 1572.5821 | 166 | 9.4734 | 4514.3271 | 166 | 27.1947 | 1572.5821 | 4514.3271 | 0.34835 | 1572.5821 | 0.32369
Equipment | Energy Star Commercial Glass Door Freezer | Commercial | Turnover | Schools K-12 | 4389.9823 | 0.40571 | 12 | 0.56918 | 0.47676 | 166 | 4510.6415 | 1594.3783 | 166 | 9.6047 | 4510.6415 | 166 | 27.1725 | 1594.3783 | 4510.6415 | 0.35347 | 1594.3783 | 0.32369
Equipment | Energy Star Commercial Glass Door Freezer | Commercial | Turnover | Warehouse | 4389.9823 | 0.40571 | 12 | 0.64112 | 0.22051 | 166 | 4514.3271 | 1572.5821 | 166 | 9.4734 | 4514.3271 | 166 | 27.1947 | 1572.5821 | 4514.3271 | 0.34835 | 1572.5821 | 0.32369
Equipment | Energy Star Commercial Glass Door Freezer | Commercial | New | Assembly | 4389.9823 | 0.40571 | 12 | 0.64112 | 0.22051 | 166 | 4514.3271 | 1572.5821 | 166 | 9.4734 | 4514.3271 | 166 | 27.1947 | 1572.5821 | 4514.3271 | 0.34835 | 1572.5821 | 0.32369
Equipment | Energy Star Commercial Glass Door Freezer | Commercial | New | College and University | 4389.9823 | 0.40571 | 12 | 0.56918 | 0.47676 | 166 | 4510.6415 | 1594.3783 | 166 | 9.6047 | 4510.6415 | 166 | 27.1725 | 1594.3783 | 4510.6415 | 0.35347 | 1594.3783 | 0.32369
Equipment | Energy Star Commercial Glass Door Freezer | Commercial | New | Grocery | 4389.9823 | 0.40571 | 12 | 0.64112 | 0.22051 | 166 | 4514.3271 | 1572.5821 | 166 | 9.4734 | 4514.3271 | 166 | 27.1947 | 1572.5821 | 4514.3271 | 0.34835 | 1572.5821 | 0.32369
Equipment | Energy Star Commercial Glass Door Freezer | Commercial | New | Healthcare | 4389.9823 | 0.40571 | 12 | 0.56918 | 0.47676 | 166 | 4510.6415 | 1594.3783 | 166 | 9.6047 | 4510.6415 | 166 | 27.1725 | 1594.3783 | 4510.6415 | 0.35347 | 1594.3783 | 0.32369
Equipment | Energy Star Commercial Glass Door Freezer | Commercial | New | Hospitals | 4389.9823 | 0.40571 | 12 | 0.56918 | 0.47676 | 166 | 4510.6415 | 1594.3783 | 166 | 9.6047 | 4510.6415 | 166 | 27.1725 | 1594.3783 | 4510.6415 | 0.35347 | 1594.3783 | 0.32369
Equipment | Energy Star Commercial Glass Door Freezer | Commercial | New | Institutional | 4389.9823 | 0.40571 | 12 | 0.64112 | 0.22051 | 166 | 4514.3271 | 1572.5821 | 166 | 9.4734 | 4514.3271 | 166 | 27.1947 | 1572.5821 | 4514.3271 | 0.34835 | 1572.5821 | 0.32369
Equipment | Energy Star Commercial Glass Door Freezer | Commercial | New | Lodging/Hospitality | 4389.9823 | 0.40571 | 12 | 0.56918 | 0.47676 | 166 | 4510.6415 | 1594.3783 | 166 | 9.6047 | 4510.6415 | 166 | 27.1725 | 1594.3783 | 4510.6415 | 0.35347 | 1594.3783 | 0.32369
Equipment | Energy Star Commercial Glass Door Freezer | Commercial | New | Miscellaneous | 4389.9823 | 0.40571 | 12 | 0.64112 | 0.22051 | 166 | 4514.3271 | 1572.5821 | 166 | 9.4734 | 4514.3271 | 166 | 27.1947 | 1572.5821 | 4514.3271 | 0.34835 | 1572.5821 | 0.32369
Equipment | Energy Star Commercial Glass Door Freezer | Commercial | New | Offices | 4389.9823 | 0.40571 | 12 | 0.64112 | 0.22051 | 166 | 4514.3271 | 1572.5821 | 166 | 9.4734 | 4514.3271 | 166 | 27.1947 | 1572.5821 | 4514.3271 | 0.34835 | 1572.5821 | 0.32369
Equipment | Energy Star Commercial Glass Door Freezer | Commercial | New | Restaurants | 4389.9823 | 0.40571 | 12 | 0.56918 | 0.47676 | 166 | 4510.6415 | 1594.3783 | 166 | 9.6047 | 4510.6415 | 166 | 27.1725 | 1594.3783 | 4510.6415 | 0.35347 | 1594.3783 | 0.32369
Equipment | Energy Star Commercial Glass Door Freezer | Commercial | New | Retail | 4389.9823 | 0.40571 | 12 | 0.64112 | 0.22051 | 166 | 4514.3271 | 1572.5821 | 166 | 9.4734 | 4514.3271 | 166 | 27.1947 | 1572.5821 | 4514.3271 | 0.34835 | 1572.5821 | 0.32369
Equipment | Energy Star Commercial Glass Door Freezer | Commercial | New | Schools K-12 | 4389.9823 | 0.40571 | 12 | 0.56918 | 0.47676 | 166 | 4510.6415 | 1594.3783 | 166 | 9.6047 | 4510.6415 | 166 | 27.1725 | 1594.3783 | 4510.6415 | 0.35347 | 1594.3783 | 0.32369
Equipment | Energy Star Commercial Glass Door Freezer | Commercial | New | Warehouse | 4389.9823 | 0.40571 | 12 | 0.64112 | 0.22051 | 166 | 4514.3271 | 1572.5821 | 166 | 9.4734 | 4514.3271 | 166 | 27.1947 | 1572.5821 | 4514.3271 | 0.34835 | 1572.5821 | 0.32369
Equipment | Energy Star Commercial Glass Door Refrigerator | Commercial | Turnover | Assembly | 922.8665 | 0.37882 | 12 | 0.13478 | 0.046356 | 164 | 949.0064 | 330.5898 | 164 | 2.0158 | 949.0064 | 164 | 5.7866 | 330.5898 | 949.0064 | 0.34835 | 330.5898 | 1.5212
Equipment | Energy Star Commercial Glass Door Refrigerator | Commercial | Turnover | College and University | 922.8665 | 0.37882 | 12 | 0.11965 | 0.10023 | 164 | 948.2316 | 335.1718 | 164 | 2.0437 | 948.2316 | 164 | 5.7819 | 335.1718 | 948.2316 | 0.35347 | 335.1718 | 1.5212
Equipment | Energy Star Commercial Glass Door Refrigerator | Commercial | Turnover | Grocery | 922.8665 | 0.37882 | 12 | 0.13478 | 0.046356 | 164 | 949.0064 | 330.5898 | 164 | 2.0158 | 949.0064 | 164 | 5.7866 | 330.5898 | 949.0064 | 0.34835 | 330.5898 | 1.5212
Equipment | Energy Star Commercial Glass Door Refrigerator | Commercial | Turnover | Healthcare | 922.8665 | 0.37882 | 12 | 0.11965 | 0.10023 | 164 | 948.2316 | 335.1718 | 164 | 2.0437 | 948.2316 | 164 | 5.7819 | 335.1718 | 948.2316 | 0.35347 | 335.1718 | 1.5212
Equipment | Energy Star Commercial Glass Door Refrigerator | Commercial | Turnover | Hospitals | 922.8665 | 0.37882 | 12 | 0.11965 | 0.10023 | 164 | 948.2316 | 335.1718 | 164 | 2.0437 | 948.2316 | 164 | 5.7819 | 335.1718 | 948.2316 | 0.35347 | 335.1718 | 1.5212
Equipment | Energy Star Commercial Glass Door Refrigerator | Commercial | Turnover | Institutional | 922.8665 | 0.37882 | 12 | 0.13478 | 0.046356 | 164 | 949.0064 | 330.5898 | 164 | 2.0158 | 949.0064 | 164 | 5.7866 | 330.5898 | 949.0064 | 0.34835 | 330.5898 | 1.5212
Equipment | Energy Star Commercial Glass Door Refrigerator | Commercial | Turnover | Lodging/Hospitality | 922.8665 | 0.37882 | 12 | 0.11965 | 0.10023 | 164 | 948.2316 | 335.1718 | 164 | 2.0437 | 948.2316 | 164 | 5.7819 | 335.1718 | 948.2316 | 0.35347 | 335.1718 | 1.5212
Equipment | Energy Star Commercial Glass Door Refrigerator | Commercial | Turnover | Miscellaneous | 922.8665 | 0.37882 | 12 | 0.13478 | 0.046356 | 164 | 949.0064 | 330.5898 | 164 | 2.0158 | 949.0064 | 164 | 5.7866 | 330.5898 | 949.0064 | 0.34835 | 330.5898 | 1.5212
Equipment | Energy Star Commercial Glass Door Refrigerator | Commercial | Turnover | Offices | 922.8665 | 0.37882 | 12 | 0.13478 | 0.046356 | 164 | 949.0064 | 330.5898 | 164 | 2.0158 | 949.0064 | 164 | 5.7866 | 330.5898 | 949.0064 | 0.34835 | 330.5898 | 1.5212
Equipment | Energy Star Commercial Glass Door Refrigerator | Commercial | Turnover | Restaurants | 922.8665 | 0.37882 | 12 | 0.11965 | 0.10023 | 164 | 948.2316 | 335.1718 | 164 | 2.0437 | 948.2316 | 164 | 5.7819 | 335.1718 | 948.2316 | 0.35347 | 335.1718 | 1.5212
Equipment | Energy Star Commercial Glass Door Refrigerator | Commercial | Turnover | Retail | 922.8665 | 0.37882 | 12 | 0.13478 | 0.046356 | 164 | 949.0064 | 330.5898 | 164 | 2.0158 | 949.0064 | 164 | 5.7866 | 330.5898 | 949.0064 | 0.34835 | 330.5898 | 1.5212
Equipment | Energy Star Commercial Glass Door Refrigerator | Commercial | Turnover | Schools K-12 | 922.8665 | 0.37882 | 12 | 0.11965 | 0.10023 | 164 | 948.2316 | 335.1718 | 164 | 2.0437 | 948.2316 | 164 | 5.7819 | 335.1718 | 948.2316 | 0.35347 | 335.1718 | 1.5212
Equipment | Energy Star Commercial Glass Door Refrigerator | Commercial | Turnover | Warehouse | 922.8665 | 0.37882 | 12 | 0.13478 | 0.046356 | 164 | 949.0064 | 330.5898 | 164 | 2.0158 | 949.0064 | 164 | 5.7866 | 330.5898 | 949.0064 | 0.34835 | 330.5898 | 1.5212
Equipment | Energy Star Commercial Glass Door Refrigerator | Commercial | New | Assembly | 922.8665 | 0.37882 | 12 | 0.13478 | 0.046356 | 164 | 949.0064 | 330.5898 | 164 | 2.0158 | 949.0064 | 164 | 5.7866 | 330.5898 | 949.0064 | 0.34835 | 330.5898 | 1.5212
Equipment | Energy Star Commercial Glass Door Refrigerator | Commercial | New | College and University | 922.8665 | 0.37882 | 12 | 0.11965 | 0.10023 | 164 | 948.2316 | 335.1718 | 164 | 2.0437 | 948.2316 | 164 | 5.7819 | 335.1718 | 948.2316 | 0.35347 | 335.1718 | 1.5212
Equipment | Energy Star Commercial Glass Door Refrigerator | Commercial | New | Grocery | 922.8665 | 0.37882 | 12 | 0.13478 | 0.046356 | 164 | 949.0064 | 330.5898 | 164 | 2.0158 | 949.0064 | 164 | 5.7866 | 330.5898 | 949.0064 | 0.34835 | 330.5898 | 1.5212
Equipment | Energy Star Commercial Glass Door Refrigerator | Commercial | New | Healthcare | 922.8665 | 0.37882 | 12 | 0.11965 | 0.10023 | 164 | 948.2316 | 335.1718 | 164 | 2.0437 | 948.2316 | 164 | 5.7819 | 335.1718 | 948.2316 | 0.35347 | 335.1718 | 1.5212
Equipment | Energy Star Commercial Glass Door Refrigerator | Commercial | New | Hospitals | 922.8665 | 0.37882 | 12 | 0.11965 | 0.10023 | 164 | 948.2316 | 335.1718 | 164 | 2.0437 | 948.2316 | 164 | 5.7819 | 335.1718 | 948.2316 | 0.35347 | 335.1718 | 1.5212
Equipment | Energy Star Commercial Glass Door Refrigerator | Commercial | New | Institutional | 922.8665 | 0.37882 | 12 | 0.13478 | 0.046356 | 164 | 949.0064 | 330.5898 | 164 | 2.0158 | 949.0064 | 164 | 5.7866 | 330.5898 | 949.0064 | 0.34835 | 330.5898 | 1.5212
Equipment | Energy Star Commercial Glass Door Refrigerator | Commercial | New | Lodging/Hospitality | 922.8665 | 0.37882 | 12 | 0.11965 | 0.10023 | 164 | 948.2316 | 335.1718 | 164 | 2.0437 | 948.2316 | 164 | 5.7819 | 335.1718 | 948.2316 | 0.35347 | 335.1718 | 1.5212
Equipment | Energy Star Commercial Glass Door Refrigerator | Commercial | New | Miscellaneous | 922.8665 | 0.37882 | 12 | 0.13478 | 0.046356 | 164 | 949.0064 | 330.5898 | 164 | 2.0158 | 949.0064 | 164 | 5.7866 | 330.5898 | 949.0064 | 0.34835 | 330.5898 | 1.5212
Equipment | Energy Star Commercial Glass Door Refrigerator | Commercial | New | Offices | 922.8665 | 0.37882 | 12 | 0.13478 | 0.046356 | 164 | 949.0064 | 330.5898 | 164 | 2.0158 | 949.0064 | 164 | 5.7866 | 330.5898 | 949.0064 | 0.34835 | 330.5898 | 1.5212
Equipment | Energy Star Commercial Glass Door Refrigerator | Commercial | New | Restaurants | 922.8665 | 0.37882 | 12 | 0.11965 | 0.10023 | 164 | 948.2316 | 335.1718 | 164 | 2.0437 | 948.2316 | 164 | 5.7819 | 335.1718 | 948.2316 | 0.35347 | 335.1718 | 1.5212
Equipment | Energy Star Commercial Glass Door Refrigerator | Commercial | New | Retail | 922.8665 | 0.37882 | 12 | 0.13478 | 0.046356 | 164 | 949.0064 | 330.5898 | 164 | 2.0158 | 949.0064 | 164 | 5.7866 | 330.5898 | 949.0064 | 0.34835 | 330.5898 | 1.5212
Equipment | Energy Star Commercial Glass Door Refrigerator | Commercial | New | Schools K-12 | 922.8665 | 0.37882 | 12 | 0.11965 | 0.10023 | 164 | 948.2316 | 335.1718 | 164 | 2.0437 | 948.2316 | 164 | 5.7819 | 335.1718 | 948.2316 | 0.35347 | 335.1718 | 1.5212
Equipment | Energy Star Commercial Glass Door Refrigerator | Commercial | New | Warehouse | 922.8665 | 0.37882 | 12 | 0.13478 | 0.046356 | 164 | 949.0064 | 330.5898 | 164 | 2.0158 | 949.0064 | 164 | 5.7866 | 330.5898 | 949.0064 | 0.34835 | 330.5898 | 1.5212
Equipment | Energy Star Commercial Solid Door Freezer | Commercial | Turnover | Assembly | 2533.0469 | 0.42111 | 12 | 0.37834 | 0.16907 | 166 | 2605.2257 | 912.5527 | 166 | 5.4973 | 2605.2257 | 166 | 15.6941 | 912.5527 | 2605.2257 | 0.35028 | 912.5527 | 0.56099
Equipment | Energy Star Commercial Solid Door Freezer | Commercial | Turnover | College and University | 2533.0469 | 0.42111 | 12 | 0.32842 | 0.27509 | 166 | 2602.668 | 919.9661 | 166 | 5.542 | 2602.668 | 166 | 15.6787 | 919.9661 | 2602.668 | 0.35347 | 919.9661 | 0.56099
Equipment | Energy Star Commercial Solid Door Freezer | Commercial | Turnover | Grocery | 2533.0469 | 0.42111 | 12 | 0.37834 | 0.16907 | 166 | 2605.2257 | 912.5527 | 166 | 5.4973 | 2605.2257 | 166 | 15.6941 | 912.5527 | 2605.2257 | 0.35028 | 912.5527 | 0.56099
Equipment | Energy Star Commercial Solid Door Freezer | Commercial | Turnover | Healthcare | 2533.0469 | 0.42111 | 12 | 0.32842 | 0.27509 | 166 | 2602.668 | 919.9661 | 166 | 5.542 | 2602.668 | 166 | 15.6787 | 919.9661 | 2602.668 | 0.35347 | 919.9661 | 0.56099
Equipment | Energy Star Commercial Solid Door Freezer | Commercial | Turnover | Hospitals | 2533.0469 | 0.42111 | 12 | 0.32842 | 0.27509 | 166 | 2602.668 | 919.9661 | 166 | 5.542 | 2602.668 | 166 | 15.6787 | 919.9661 | 2602.668 | 0.35347 | 919.9661 | 0.56099
Equipment | Energy Star Commercial Solid Door Freezer | Commercial | Turnover | Institutional | 2533.0469 | 0.42111 | 12 | 0.37834 | 0.16907 | 166 | 2605.2257 | 912.5527 | 166 | 5.4973 | 2605.2257 | 166 | 15.6941 | 912.5527 | 2605.2257 | 0.35028 | 912.5527 | 0.56099
Equipment | Energy Star Commercial Solid Door Freezer | Commercial | Turnover | Lodging/Hospitality | 2533.0469 | 0.42111 | 12 | 0.32842 | 0.27509 | 166 | 2602.668 | 919.9661 | 166 | 5.542 | 2602.668 | 166 | 15.6787 | 919.9661 | 2602.668 | 0.35347 | 919.9661 | 0.56099
Equipment | Energy Star Commercial Solid Door Freezer | Commercial | Turnover | Miscellaneous | 2533.0469 | 0.42111 | 12 | 0.37834 | 0.16907 | 166 | 2605.2257 | 912.5527 | 166 | 5.4973 | 2605.2257 | 166 | 15.6941 | 912.5527 | 2605.2257 | 0.35028 | 912.5527 | 0.56099
Equipment | Energy Star Commercial Solid Door Freezer | Commercial | Turnover | Offices | 2533.0469 | 0.42111 | 12 | 0.37834 | 0.16907 | 166 | 2605.2257 | 912.5527 | 166 | 5.4973 | 2605.2257 | 166 | 15.6941 | 912.5527 | 2605.2257 | 0.35028 | 912.5527 | 0.56099
Equipment | Energy Star Commercial Solid Door Freezer | Commercial | Turnover | Restaurants | 2533.0469 | 0.42111 | 12 | 0.32842 | 0.27509 | 166 | 2602.668 | 919.9661 | 166 | 5.542 | 2602.668 | 166 | 15.6787 | 919.9661 | 2602.668 | 0.35347 | 919.9661 | 0.56099
Equipment | Energy Star Commercial Solid Door Freezer | Commercial | Turnover | Retail | 2533.0469 | 0.42111 | 12 | 0.37834 | 0.16907 | 166 | 2605.2257 | 912.5527 | 166 | 5.4973 | 2605.2257 | 166 | 15.6941 | 912.5527 | 2605.2257 | 0.35028 | 912.5527 | 0.56099
Equipment | Energy Star Commercial Solid Door Freezer | Commercial | Turnover | Schools K-12 | 2533.0469 | 0.42111 | 12 | 0.32842 | 0.27509 | 166 | 2602.668 | 919.9661 | 166 | 5.542 | 2602.668 | 166 | 15.6787 | 919.9661 | 2602.668 | 0.35347 | 919.9661 | 0.56099
Equipment | Energy Star Commercial Solid Door Freezer | Commercial | Turnover | Warehouse | 2533.0469 | 0.42111 | 12 | 0.37834 | 0.16907 | 166 | 2605.2257 | 912.5527 | 166 | 5.4973 | 2605.2257 | 166 | 15.6941 | 912.5527 | 2605.2257 | 0.35028 | 912.5527 | 0.56099
Equipment | Energy Star Commercial Solid Door Freezer | Commercial | New | Assembly | 2533.0469 | 0.42111 | 12 | 0.37834 | 0.16907 | 166 | 2605.2257 | 912.5527 | 166 | 5.4973 | 2605.2257 | 166 | 15.6941 | 912.5527 | 2605.2257 | 0.35028 | 912.5527 | 0.56099
Equipment | Energy Star Commercial Solid Door Freezer | Commercial | New | College and University | 2533.0469 | 0.42111 | 12 | 0.32842 | 0.27509 | 166 | 2602.668 | 919.9661 | 166 | 5.542 | 2602.668 | 166 | 15.6787 | 919.9661 | 2602.668 | 0.35347 | 919.9661 | 0.56099
Equipment | Energy Star Commercial Solid Door Freezer | Commercial | New | Grocery | 2533.0469 | 0.42111 | 12 | 0.37834 | 0.16907 | 166 | 2605.2257 | 912.5527 | 166 | 5.4973 | 2605.2257 | 166 | 15.6941 | 912.5527 | 2605.2257 | 0.35028 | 912.5527 | 0.56099
Equipment | Energy Star Commercial Solid Door Freezer | Commercial | New | Healthcare | 2533.0469 | 0.42111 | 12 | 0.32842 | 0.27509 | 166 | 2602.668 | 919.9661 | 166 | 5.542 | 2602.668 | 166 | 15.6787 | 919.9661 | 2602.668 | 0.35347 | 919.9661 | 0.56099
Equipment | Energy Star Commercial Solid Door Freezer | Commercial | New | Hospitals | 2533.0469 | 0.42111 | 12 | 0.32842 | 0.27509 | 166 | 2602.668 | 919.9661 | 166 | 5.542 | 2602.668 | 166 | 15.6787 | 919.9661 | 2602.668 | 0.35347 | 919.9661 | 0.56099
Equipment | Energy Star Commercial Solid Door Freezer | Commercial | New | Institutional | 2533.0469 | 0.42111 | 12 | 0.37834 | 0.16907 | 166 | 2605.2257 | 912.5527 | 166 | 5.4973 | 2605.2257 | 166 | 15.6941 | 912.5527 | 2605.2257 | 0.35028 | 912.5527 | 0.56099
Equipment | Energy Star Commercial Solid Door Freezer | Commercial | New | Lodging/Hospitality | 2533.0469 | 0.42111 | 12 | 0.32842 | 0.27509 | 166 | 2602.668 | 919.9661 | 166 | 5.542 | 2602.668 | 166 | 15.6787 | 919.9661 | 2602.668 | 0.35347 | 919.9661 | 0.56099
Equipment | Energy Star Commercial Solid Door Freezer | Commercial | New | Miscellaneous | 2533.0469 | 0.42111 | 12 | 0.37834 | 0.16907 | 166 | 2605.2257 | 912.5527 | 166 | 5.4973 | 2605.2257 | 166 | 15.6941 | 912.5527 | 2605.2257 | 0.35028 | 912.5527 | 0.56099
Equipment | Energy Star Commercial Solid Door Freezer | Commercial | New | Offices | 2533.0469 | 0.42111 | 12 | 0.37834 | 0.16907 | 166 | 2605.2257 | 912.5527 | 166 | 5.4973 | 2605.2257 | 166 | 15.6941 | 912.5527 | 2605.2257 | 0.35028 | 912.5527 | 0.56099
Equipment | Energy Star Commercial Solid Door Freezer | Commercial | New | Restaurants | 2533.0469 | 0.42111 | 12 | 0.32842 | 0.27509 | 166 | 2602.668 | 919.9661 | 166 | 5.542 | 2602.668 | 166 | 15.6787 | 919.9661 | 2602.668 | 0.35347 | 919.9661 | 0.56099
Equipment | Energy Star Commercial Solid Door Freezer | Commercial | New | Retail | 2533.0469 | 0.42111 | 12 | 0.37834 | 0.16907 | 166 | 2605.2257 | 912.5527 | 166 | 5.4973 | 2605.2257 | 166 | 15.6941 | 912.5527 | 2605.2257 | 0.35028 | 912.5527 | 0.56099
Equipment | Energy Star Commercial Solid Door Freezer | Commercial | New | Schools K-12 | 2533.0469 | 0.42111 | 12 | 0.32842 | 0.27509 | 166 | 2602.668 | 919.9661 | 166 | 5.542 | 2602.668 | 166 | 15.6787 | 919.9661 | 2602.668 | 0.35347 | 919.9661 | 0.56099
Equipment | Energy Star Commercial Solid Door Freezer | Commercial | New | Warehouse | 2533.0469 | 0.42111 | 12 | 0.37834 | 0.16907 | 166 | 2605.2257 | 912.5527 | 166 | 5.4973 | 2605.2257 | 166 | 15.6941 | 912.5527 | 2605.2257 | 0.35028 | 912.5527 | 0.56099
Equipment | Energy Star Commercial Solid Door Refrigerator | Commercial | Turnover | Assembly | 849.9239 | 0.50277 | 12 | 0.12695 | 0.056728 | 164 | 874.1424 | 306.1927 | 164 | 1.867 | 874.1424 | 164 | 5.3301 | 306.1927 | 874.1424 | 0.35028 | 306.1927 | 1.6518
Equipment | Energy Star Commercial Solid Door Refrigerator | Commercial | Turnover | College and University | 849.9239 | 0.50277 | 12 | 0.1102 | 0.092304 | 164 | 873.2842 | 308.6801 | 164 | 1.8822 | 873.2842 | 164 | 5.3249 | 308.6801 | 873.2842 | 0.35347 | 308.6801 | 1.6518
Equipment | Energy Star Commercial Solid Door Refrigerator | Commercial | Turnover | Grocery | 849.9239 | 0.50277 | 12 | 0.12695 | 0.056728 | 164 | 874.1424 | 306.1927 | 164 | 1.867 | 874.1424 | 164 | 5.3301 | 306.1927 | 874.1424 | 0.35028 | 306.1927 | 1.6518
Equipment | Energy Star Commercial Solid Door Refrigerator | Commercial | Turnover | Healthcare | 849.9239 | 0.50277 | 12 | 0.1102 | 0.092304 | 164 | 873.2842 | 308.6801 | 164 | 1.8822 | 873.2842 | 164 | 5.3249 | 308.6801 | 873.2842 | 0.35347 | 308.6801 | 1.6518
Equipment | Energy Star Commercial Solid Door Refrigerator | Commercial | Turnover | Hospitals | 849.9239 | 0.50277 | 12 | 0.1102 | 0.092304 | 164 | 873.2842 | 308.6801 | 164 | 1.8822 | 873.2842 | 164 | 5.3249 | 308.6801 | 873.2842 | 0.35347 | 308.6801 | 1.6518
Equipment | Energy Star Commercial Solid Door Refrigerator | Commercial | Turnover | Institutional | 849.9239 | 0.50277 | 12 | 0.12695 | 0.056728 | 164 | 874.1424 | 306.1927 | 164 | 1.867 | 874.1424 | 164 | 5.3301 | 306.1927 | 874.1424 | 0.35028 | 306.1927 | 1.6518
Equipment | Energy Star Commercial Solid Door Refrigerator | Commercial | Turnover | Lodging/Hospitality | 849.9239 | 0.50277 | 12 | 0.1102 | 0.092304 | 164 | 873.2842 | 308.6801 | 164 | 1.8822 | 873.2842 | 164 | 5.3249 | 308.6801 | 873.2842 | 0.35347 | 308.6801 | 1.6518
Equipment | Energy Star Commercial Solid Door Refrigerator | Commercial | Turnover | Miscellaneous | 849.9239 | 0.50277 | 12 | 0.12695 | 0.056728 | 164 | 874.1424 | 306.1927 | 164 | 1.867 | 874.1424 | 164 | 5.3301 | 306.1927 | 874.1424 | 0.35028 | 306.1927 | 1.6518
Equipment | Energy Star Commercial Solid Door Refrigerator | Commercial | Turnover | Offices | 849.9239 | 0.50277 | 12 | 0.12695 | 0.056728 | 164 | 874.1424 | 306.1927 | 164 | 1.867 | 874.1424 | 164 | 5.3301 | 306.1927 | 874.1424 | 0.35028 | 306.1927 | 1.6518
Equipment | Energy Star Commercial Solid Door Refrigerator | Commercial | Turnover | Restaurants | 849.9239 | 0.50277 | 12 | 0.1102 | 0.092304 | 164 | 873.2842 | 308.6801 | 164 | 1.8822 | 873.2842 | 164 | 5.3249 | 308.6801 | 873.2842 | 0.35347 | 308.6801 | 1.6518
Equipment | Energy Star Commercial Solid Door Refrigerator | Commercial | Turnover | Retail | 849.9239 | 0.50277 | 12 | 0.12695 | 0.056728 | 164 | 874.1424 | 306.1927 | 164 | 1.867 | 874.1424 | 164 | 5.3301 | 306.1927 | 874.1424 | 0.35028 | 306.1927 | 1.6518
Equipment | Energy Star Commercial Solid Door Refrigerator | Commercial | Turnover | Schools K-12 | 849.9239 | 0.50277 | 12 | 0.1102 | 0.092304 | 164 | 873.2842 | 308.6801 | 164 | 1.8822 | 873.2842 | 164 | 5.3249 | 308.6801 | 873.2842 | 0.35347 | 308.6801 | 1.6518
Equipment | Energy Star Commercial Solid Door Refrigerator | Commercial | Turnover | Warehouse | 849.9239 | 0.50277 | 12 | 0.12695 | 0.056728 | 164 | 874.1424 | 306.1927 | 164 | 1.867 | 874.1424 | 164 | 5.3301 | 306.1927 | 874.1424 | 0.35028 | 306.1927 | 1.6518
Equipment | Energy Star Commercial Solid Door Refrigerator | Commercial | New | Assembly | 849.9239 | 0.50277 | 12 | 0.12695 | 0.056728 | 164 | 874.1424 | 306.1927 | 164 | 1.867 | 874.1424 | 164 | 5.3301 | 306.1927 | 874.1424 | 0.35028 | 306.1927 | 1.6518
Equipment | Energy Star Commercial Solid Door Refrigerator | Commercial | New | College and University | 849.9239 | 0.50277 | 12 | 0.1102 | 0.092304 | 164 | 873.2842 | 308.6801 | 164 | 1.8822 | 873.2842 | 164 | 5.3249 | 308.6801 | 873.2842 | 0.35347 | 308.6801 | 1.6518
Equipment | Energy Star Commercial Solid Door Refrigerator | Commercial | New | Grocery | 849.9239 | 0.50277 | 12 | 0.12695 | 0.056728 | 164 | 874.1424 | 306.1927 | 164 | 1.867 | 874.1424 | 164 | 5.3301 | 306.1927 | 874.1424 | 0.35028 | 306.1927 | 1.6518
Equipment | Energy Star Commercial Solid Door Refrigerator | Commercial | New | Healthcare | 849.9239 | 0.50277 | 12 | 0.1102 | 0.092304 | 164 | 873.2842 | 308.6801 | 164 | 1.8822 | 873.2842 | 164 | 5.3249 | 308.6801 | 873.2842 | 0.35347 | 308.6801 | 1.6518
Equipment | Energy Star Commercial Solid Door Refrigerator | Commercial | New | Hospitals | 849.9239 | 0.50277 | 12 | 0.1102 | 0.092304 | 164 | 873.2842 | 308.6801 | 164 | 1.8822 | 873.2842 | 164 | 5.3249 | 308.6801 | 873.2842 | 0.35347 | 308.6801 | 1.6518
Equipment | Energy Star Commercial Solid Door Refrigerator | Commercial | New | Institutional | 849.9239 | 0.50277 | 12 | 0.12695 | 0.056728 | 164 | 874.1424 | 306.1927 | 164 | 1.867 | 874.1424 | 164 | 5.3301 | 306.1927 | 874.1424 | 0.35028 | 306.1927 | 1.6518
Equipment | Energy Star Commercial Solid Door Refrigerator | Commercial | New | Lodging/Hospitality | 849.9239 | 0.50277 | 12 | 0.1102 | 0.092304 | 164 | 873.2842 | 308.6801 | 164 | 1.8822 | 873.2842 | 164 | 5.3249 | 308.6801 | 873.2842 | 0.35347 | 308.6801 | 1.6518
Equipment | Energy Star Commercial Solid Door Refrigerator | Commercial | New | Miscellaneous | 849.9239 | 0.50277 | 12 | 0.12695 | 0.056728 | 164 | 874.1424 | 306.1927 | 164 | 1.867 | 874.1424 | 164 | 5.3301 | 306.1927 | 874.1424 | 0.35028 | 306.1927 | 1.6518
Equipment | Energy Star Commercial Solid Door Refrigerator | Commercial | New | Offices | 849.9239 | 0.50277 | 12 | 0.12695 | 0.056728 | 164 | 874.1424 | 306.1927 | 164 | 1.867 | 874.1424 | 164 | 5.3301 | 306.1927 | 874.1424 | 0.35028 | 306.1927 | 1.6518
Equipment | Energy Star Commercial Solid Door Refrigerator | Commercial | New | Restaurants | 849.9239 | 0.50277 | 12 | 0.1102 | 0.092304 | 164 | 873.2842 | 308.6801 | 164 | 1.8822 | 873.2842 | 164 | 5.3249 | 308.6801 | 873.2842 | 0.35347 | 308.6801 | 1.6518
Equipment | Energy Star Commercial Solid Door Refrigerator | Commercial | New | Retail | 849.9239 | 0.50277 | 12 | 0.12695 | 0.056728 | 164 | 874.1424 | 306.1927 | 164 | 1.867 | 874.1424 | 164 | 5.3301 | 306.1927 | 874.1424 | 0.35028 | 306.1927 | 1.6518
Equipment | Energy Star Commercial Solid Door Refrigerator | Commercial | New | Schools K-12 | 849.9239 | 0.50277 | 12 | 0.1102 | 0.092304 | 164 | 873.2842 | 308.6801 | 164 | 1.8822 | 873.2842 | 164 | 5.3249 | 308.6801 | 873.2842 | 0.35347 | 308.6801 | 1.6518
Equipment | Energy Star Commercial Solid Door Refrigerator | Commercial | New | Warehouse | 849.9239 | 0.50277 | 12 | 0.12695 | 0.056728 | 164 | 874.1424 | 306.1927 | 164 | 1.867 | 874.1424 | 164 | 5.3301 | 306.1927 | 874.1424 | 0.35028 | 306.1927 | 1.6518
Equipment | Energy Star Ice Maker | Commercial | Turnover | Assembly | 237.861 | 0.11389 | 8 | 0.036863 | 0.023275 | 249 | 184.0743 | 65.0959 | 249 | 0.26143 | 184.0743 | 249 | 0.73925 | 65.0959 | 184.0743 | 0.35364 | 65.0959 | 8.9612
Equipment | Energy Star Ice Maker | Commercial | Turnover | College and University | 237.861 | 0.11389 | 8 | 0.03084 | 0.025832 | 249 | 183.8422 | 65.0586 | 249 | 0.26128 | 183.8422 | 249 | 0.73832 | 65.0586 | 183.8422 | 0.35388 | 65.0586 | 8.9612
Equipment | Energy Star Ice Maker | Commercial | Turnover | Grocery | 237.861 | 0.11389 | 8 | 0.036863 | 0.023275 | 249 | 184.0743 | 65.0959 | 249 | 0.26143 | 184.0743 | 249 | 0.73925 | 65.0959 | 184.0743 | 0.35364 | 65.0959 | 8.9612
Equipment | Energy Star Ice Maker | Commercial | Turnover | Healthcare | 237.861 | 0.11389 | 8 | 0.03084 | 0.025832 | 249 | 183.8422 | 65.0586 | 249 | 0.26128 | 183.8422 | 249 | 0.73832 | 65.0586 | 183.8422 | 0.35388 | 65.0586 | 8.9612
Equipment | Energy Star Ice Maker | Commercial | Turnover | Hospitals | 237.861 | 0.11389 | 8 | 0.03084 | 0.025832 | 249 | 183.8422 | 65.0586 | 249 | 0.26128 | 183.8422 | 249 | 0.73832 | 65.0586 | 183.8422 | 0.35388 | 65.0586 | 8.9612
Equipment | Energy Star Ice Maker | Commercial | Turnover | Institutional | 237.861 | 0.11389 | 8 | 0.036863 | 0.023275 | 249 | 184.0743 | 65.0959 | 249 | 0.26143 | 184.0743 | 249 | 0.73925 | 65.0959 | 184.0743 | 0.35364 | 65.0959 | 8.9612
Equipment | Energy Star Ice Maker | Commercial | Turnover | Lodging/Hospitality | 237.861 | 0.11389 | 8 | 0.03084 | 0.025832 | 249 | 183.8422 | 65.0586 | 249 | 0.26128 | 183.8422 | 249 | 0.73832 | 65.0586 | 183.8422 | 0.35388 | 65.0586 | 8.9612
Equipment | Energy Star Ice Maker | Commercial | Turnover | Miscellaneous | 237.861 | 0.11389 | 8 | 0.036863 | 0.023275 | 249 | 184.0743 | 65.0959 | 249 | 0.26143 | 184.0743 | 249 | 0.73925 | 65.0959 | 184.0743 | 0.35364 | 65.0959 | 8.9612
Equipment | Energy Star Ice Maker | Commercial | Turnover | Offices | 237.861 | 0.11389 | 8 | 0.036863 | 0.023275 | 249 | 184.0743 | 65.0959 | 249 | 0.26143 | 184.0743 | 249 | 0.73925 | 65.0959 | 184.0743 | 0.35364 | 65.0959 | 8.9612
Equipment | Energy Star Ice Maker | Commercial | Turnover | Restaurants | 237.861 | 0.11389 | 8 | 0.03084 | 0.025832 | 249 | 183.8422 | 65.0586 | 249 | 0.26128 | 183.8422 | 249 | 0.73832 | 65.0586 | 183.8422 | 0.35388 | 65.0586 | 8.9612
Equipment | Energy Star Ice Maker | Commercial | Turnover | Retail | 237.861 | 0.11389 | 8 | 0.036863 | 0.023275 | 249 | 184.0743 | 65.0959 | 249 | 0.26143 | 184.0743 | 249 | 0.73925 | 65.0959 | 184.0743 | 0.35364 | 65.0959 | 8.9612
Equipment | Energy Star Ice Maker | Commercial | Turnover | Schools K-12 | 237.861 | 0.11389 | 8 | 0.03084 | 0.025832 | 249 | 183.8422 | 65.0586 | 249 | 0.26128 | 183.8422 | 249 | 0.73832 | 65.0586 | 183.8422 | 0.35388 | 65.0586 | 8.9612
Equipment | Energy Star Ice Maker | Commercial | Turnover | Warehouse | 237.861 | 0.11389 | 8 | 0.036863 | 0.023275 | 249 | 184.0743 | 65.0959 | 249 | 0.26143 | 184.0743 | 249 | 0.73925 | 65.0959 | 184.0743 | 0.35364 | 65.0959 | 8.9612
Equipment | Energy Star Ice Maker | Commercial | New | Assembly | 237.861 | 0.11389 | 8 | 0.036863 | 0.023275 | 249 | 184.0743 | 65.0959 | 249 | 0.26143 | 184.0743 | 249 | 0.73925 | 65.0959 | 184.0743 | 0.35364 | 65.0959 | 8.9612
Equipment | Energy Star Ice Maker | Commercial | New | College and University | 237.861 | 0.11389 | 8 | 0.03084 | 0.025832 | 249 | 183.8422 | 65.0586 | 249 | 0.26128 | 183.8422 | 249 | 0.73832 | 65.0586 | 183.8422 | 0.35388 | 65.0586 | 8.9612
Equipment | Energy Star Ice Maker | Commercial | New | Grocery | 237.861 | 0.11389 | 8 | 0.036863 | 0.023275 | 249 | 184.0743 | 65.0959 | 249 | 0.26143 | 184.0743 | 249 | 0.73925 | 65.0959 | 184.0743 | 0.35364 | 65.0959 | 8.9612
Equipment | Energy Star Ice Maker | Commercial | New | Healthcare | 237.861 | 0.11389 | 8 | 0.03084 | 0.025832 | 249 | 183.8422 | 65.0586 | 249 | 0.26128 | 183.8422 | 249 | 0.73832 | 65.0586 | 183.8422 | 0.35388 | 65.0586 | 8.9612
Equipment | Energy Star Ice Maker | Commercial | New | Hospitals | 237.861 | 0.11389 | 8 | 0.03084 | 0.025832 | 249 | 183.8422 | 65.0586 | 249 | 0.26128 | 183.8422 | 249 | 0.73832 | 65.0586 | 183.8422 | 0.35388 | 65.0586 | 8.9612
Equipment | Energy Star Ice Maker | Commercial | New | Institutional | 237.861 | 0.11389 | 8 | 0.036863 | 0.023275 | 249 | 184.0743 | 65.0959 | 249 | 0.26143 | 184.0743 | 249 | 0.73925 | 65.0959 | 184.0743 | 0.35364 | 65.0959 | 8.9612
Equipment | Energy Star Ice Maker | Commercial | New | Lodging/Hospitality | 237.861 | 0.11389 | 8 | 0.03084 | 0.025832 | 249 | 183.8422 | 65.0586 | 249 | 0.26128 | 183.8422 | 249 | 0.73832 | 65.0586 | 183.8422 | 0.35388 | 65.0586 | 8.9612
Equipment | Energy Star Ice Maker | Commercial | New | Miscellaneous | 237.861 | 0.11389 | 8 | 0.036863 | 0.023275 | 249 | 184.0743 | 65.0959 | 249 | 0.26143 | 184.0743 | 249 | 0.73925 | 65.0959 | 184.0743 | 0.35364 | 65.0959 | 8.9612
Equipment | Energy Star Ice Maker | Commercial | New | Offices | 237.861 | 0.11389 | 8 | 0.036863 | 0.023275 | 249 | 184.0743 | 65.0959 | 249 | 0.26143 | 184.0743 | 249 | 0.73925 | 65.0959 | 184.0743 | 0.35364 | 65.0959 | 8.9612
Equipment | Energy Star Ice Maker | Commercial | New | Restaurants | 237.861 | 0.11389 | 8 | 0.03084 | 0.025832 | 249 | 183.8422 | 65.0586 | 249 | 0.26128 | 183.8422 | 249 | 0.73832 | 65.0586 | 183.8422 | 0.35388 | 65.0586 | 8.9612
Equipment | Energy Star Ice Maker | Commercial | New | Retail | 237.861 | 0.11389 | 8 | 0.036863 | 0.023275 | 249 | 184.0743 | 65.0959 | 249 | 0.26143 | 184.0743 | 249 | 0.73925 | 65.0959 | 184.0743 | 0.35364 | 65.0959 | 8.9612
Equipment | Energy Star Ice Maker | Commercial | New | Schools K-12 | 237.861 | 0.11389 | 8 | 0.03084 | 0.025832 | 249 | 183.8422 | 65.0586 | 249 | 0.26128 | 183.8422 | 249 | 0.73832 | 65.0586 | 183.8422 | 0.35388 | 65.0586 | 8.9612
Equipment | Energy Star Ice Maker | Commercial | New | Warehouse | 237.861 | 0.11389 | 8 | 0.036863 | 0.023275 | 249 | 184.0743 | 65.0959 | 249 | 0.26143 | 184.0743 | 249 | 0.73925 | 65.0959 | 184.0743 | 0.35364 | 65.0959 | 8.9612
Equipment | Energy Star Refrigerator | Commercial | Turnover | Assembly | 133.5 | 0.21989 | 12 | 0.017577 | 0.01383 | 122 | 137.183 | 48.4799 | 122 | 0.39738 | 137.183 | 122 | 1.1245 | 48.4799 | 137.183 | 0.3534 | 48.4799 | 7.8229
Equipment | Energy Star Refrigerator | Commercial | Turnover | College and University | 133.5 | 0.21989 | 12 | 0.017577 | 0.01383 | 122 | 137.183 | 48.4799 | 122 | 0.39738 | 137.183 | 122 | 1.1245 | 48.4799 | 137.183 | 0.3534 | 48.4799 | 7.8229
Equipment | Energy Star Refrigerator | Commercial | Turnover | Grocery | 133.5 | 0.21989 | 12 | 0.017577 | 0.01383 | 122 | 137.183 | 48.4799 | 122 | 0.39738 | 137.183 | 122 | 1.1245 | 48.4799 | 137.183 | 0.3534 | 48.4799 | 7.8229
Equipment | Energy Star Refrigerator | Commercial | Turnover | Healthcare | 133.5 | 0.21989 | 12 | 0.017577 | 0.01383 | 122 | 137.183 | 48.4799 | 122 | 0.39738 | 137.183 | 122 | 1.1245 | 48.4799 | 137.183 | 0.3534 | 48.4799 | 7.8229
Equipment | Energy Star Refrigerator | Commercial | Turnover | Hospitals | 133.5 | 0.21989 | 12 | 0.017577 | 0.01383 | 122 | 137.183 | 48.4799 | 122 | 0.39738 | 137.183 | 122 | 1.1245 | 48.4799 | 137.183 | 0.3534 | 48.4799 | 7.8229
Equipment | Energy Star Refrigerator | Commercial | Turnover | Institutional | 133.5 | 0.21989 | 12 | 0.017577 | 0.01383 | 122 | 137.183 | 48.4799 | 122 | 0.39738 | 137.183 | 122 | 1.1245 | 48.4799 | 137.183 | 0.3534 | 48.4799 | 7.8229
Equipment | Energy Star Refrigerator | Commercial | Turnover | Lodging/Hospitality | 133.5 | 0.21989 | 12 | 0.017577 | 0.01383 | 122 | 137.183 | 48.4799 | 122 | 0.39738 | 137.183 | 122 | 1.1245 | 48.4799 | 137.183 | 0.3534 | 48.4799 | 7.8229
Equipment | Energy Star Refrigerator | Commercial | Turnover | Miscellaneous | 133.5 | 0.21989 | 12 | 0.017577 | 0.01383 | 122 | 137.183 | 48.4799 | 122 | 0.39738 | 137.183 | 122 | 1.1245 | 48.4799 | 137.183 | 0.3534 | 48.4799 | 7.8229
Equipment | Energy Star Refrigerator | Commercial | Turnover | Offices | 133.5 | 0.21989 | 12 | 0.017577 | 0.01383 | 122 | 137.183 | 48.4799 | 122 | 0.39738 | 137.183 | 122 | 1.1245 | 48.4799 | 137.183 | 0.3534 | 48.4799 | 7.8229
Equipment | Energy Star Refrigerator | Commercial | Turnover | Restaurants | 133.5 | 0.21989 | 12 | 0.017577 | 0.01383 | 122 | 137.183 | 48.4799 | 122 | 0.39738 | 137.183 | 122 | 1.1245 | 48.4799 | 137.183 | 0.3534 | 48.4799 | 7.8229
Equipment | Energy Star Refrigerator | Commercial | Turnover | Retail | 133.5 | 0.21989 | 12 | 0.017577 | 0.01383 | 122 | 137.183 | 48.4799 | 122 | 0.39738 | 137.183 | 122 | 1.1245 | 48.4799 | 137.183 | 0.3534 | 48.4799 | 7.8229
Equipment | Energy Star Refrigerator | Commercial | Turnover | Schools K-12 | 133.5 | 0.21989 | 12 | 0.017577 | 0.01383 | 122 | 137.183 | 48.4799 | 122 | 0.39738 | 137.183 | 122 | 1.1245 | 48.4799 | 137.183 | 0.3534 | 48.4799 | 7.8229
Equipment | Energy Star Refrigerator | Commercial | Turnover | Warehouse | 133.5 | 0.21989 | 12 | 0.017577 | 0.01383 | 122 | 137.183 | 48.4799 | 122 | 0.39738 | 137.183 | 122 | 1.1245 | 48.4799 | 137.183 | 0.3534 | 48.4799 | 7.8229
Equipment | Energy Star Refrigerator | Commercial | New | Assembly | 133.5 | 0.21989 | 12 | 0.017577 | 0.01383 | 122 | 137.183 | 48.4799 | 122 | 0.39738 | 137.183 | 122 | 1.1245 | 48.4799 | 137.183 | 0.3534 | 48.4799 | 7.8229
Equipment | Energy Star Refrigerator | Commercial | New | College and University | 133.5 | 0.21989 | 12 | 0.017577 | 0.01383 | 122 | 137.183 | 48.4799 | 122 | 0.39738 | 137.183 | 122 | 1.1245 | 48.4799 | 137.183 | 0.3534 | 48.4799 | 7.8229
Equipment | Energy Star Refrigerator | Commercial | New | Grocery | 133.5 | 0.21989 | 12 | 0.017577 | 0.01383 | 122 | 137.183 | 48.4799 | 122 | 0.39738 | 137.183 | 122 | 1.1245 | 48.4799 | 137.183 | 0.3534 | 48.4799 | 7.8229
Equipment | Energy Star Refrigerator | Commercial | New | Healthcare | 133.5 | 0.21989 | 12 | 0.017577 | 0.01383 | 122 | 137.183 | 48.4799 | 122 | 0.39738 | 137.183 | 122 | 1.1245 | 48.4799 | 137.183 | 0.3534 | 48.4799 | 7.8229
Equipment | Energy Star Refrigerator | Commercial | New | Hospitals | 133.5 | 0.21989 | 12 | 0.017577 | 0.01383 | 122 | 137.183 | 48.4799 | 122 | 0.39738 | 137.183 | 122 | 1.1245 | 48.4799 | 137.183 | 0.3534 | 48.4799 | 7.8229
Equipment | Energy Star Refrigerator | Commercial | New | Institutional | 133.5 | 0.21989 | 12 | 0.017577 | 0.01383 | 122 | 137.183 | 48.4799 | 122 | 0.39738 | 137.183 | 122 | 1.1245 | 48.4799 | 137.183 | 0.3534 | 48.4799 | 7.8229
Equipment | Energy Star Refrigerator | Commercial | New | Lodging/Hospitality | 133.5 | 0.21989 | 12 | 0.017577 | 0.01383 | 122 | 137.183 | 48.4799 | 122 | 0.39738 | 137.183 | 122 | 1.1245 | 48.4799 | 137.183 | 0.3534 | 48.4799 | 7.8229
Equipment | Energy Star Refrigerator | Commercial | New | Miscellaneous | 133.5 | 0.21989 | 12 | 0.017577 | 0.01383 | 122 | 137.183 | 48.4799 | 122 | 0.39738 | 137.183 | 122 | 1.1245 | 48.4799 | 137.183 | 0.3534 | 48.4799 | 7.8229
Equipment | Energy Star Refrigerator | Commercial | New | Offices | 133.5 | 0.21989 | 12 | 0.017577 | 0.01383 | 122 | 137.183 | 48.4799 | 122 | 0.39738 | 137.183 | 122 | 1.1245 | 48.4799 | 137.183 | 0.3534 | 48.4799 | 7.8229
Equipment | Energy Star Refrigerator | Commercial | New | Restaurants | 133.5 | 0.21989 | 12 | 0.017577 | 0.01383 | 122 | 137.183 | 48.4799 | 122 | 0.39738 | 137.183 | 122 | 1.1245 | 48.4799 | 137.183 | 0.3534 | 48.4799 | 7.8229
Equipment | Energy Star Refrigerator | Commercial | New | Retail | 133.5 | 0.21989 | 12 | 0.017577 | 0.01383 | 122 | 137.183 | 48.4799 | 122 | 0.39738 | 137.183 | 122 | 1.1245 | 48.4799 | 137.183 | 0.3534 | 48.4799 | 7.8229
Equipment | Energy Star Refrigerator | Commercial | New | Schools K-12 | 133.5 | 0.21989 | 12 | 0.017577 | 0.01383 | 122 | 137.183 | 48.4799 | 122 | 0.39738 | 137.183 | 122 | 1.1245 | 48.4799 | 137.183 | 0.3534 | 48.4799 | 7.8229
Equipment | Energy Star Refrigerator | Commercial | New | Warehouse | 133.5 | 0.21989 | 12 | 0.017577 | 0.01383 | 122 | 137.183 | 48.4799 | 122 | 0.39738 | 137.183 | 122 | 1.1245 | 48.4799 | 137.183 | 0.3534 | 48.4799 | 7.8229
Equipment | Energy Star Vending Machine | Commercial | Turnover | Assembly | 525.7314 | 0.36 | 14 | 0.082226 | 0.051367 | 500 | 595.4174 | 210.2477 | 500 | 0.4205 | 595.4174 | 500 | 1.1908 | 210.2477 | 595.4174 | 0.35311 | 210.2477 | 8.1413
Equipment | Energy Star Vending Machine | Commercial | Turnover | College and University | 525.7314 | 0.36 | 14 | 0.082504 | 0.051277 | 500 | 595.4331 | 210.4709 | 500 | 0.42094 | 595.4331 | 500 | 1.1909 | 210.4709 | 595.4331 | 0.35348 | 210.4709 | 8.1413
Equipment | Energy Star Vending Machine | Commercial | Turnover | Grocery | 525.7314 | 0.36 | 14 | 0.082226 | 0.051367 | 500 | 595.4174 | 210.2477 | 500 | 0.4205 | 595.4174 | 500 | 1.1908 | 210.2477 | 595.4174 | 0.35311 | 210.2477 | 8.1413
Equipment | Energy Star Vending Machine | Commercial | Turnover | Healthcare | 525.7314 | 0.36 | 14 | 0.082504 | 0.051277 | 500 | 595.4331 | 210.4709 | 500 | 0.42094 | 595.4331 | 500 | 1.1909 | 210.4709 | 595.4331 | 0.35348 | 210.4709 | 8.1413
Equipment | Energy Star Vending Machine | Commercial | Turnover | Hospitals | 525.7314 | 0.36 | 14 | 0.082504 | 0.051277 | 500 | 595.4331 | 210.4709 | 500 | 0.42094 | 595.4331 | 500 | 1.1909 | 210.4709 | 595.4331 | 0.35348 | 210.4709 | 8.1413
Equipment | Energy Star Vending Machine | Commercial | Turnover | Institutional | 525.7314 | 0.36 | 14 | 0.082226 | 0.051367 | 500 | 595.4174 | 210.2477 | 500 | 0.4205 | 595.4174 | 500 | 1.1908 | 210.2477 | 595.4174 | 0.35311 | 210.2477 | 8.1413
Equipment | Energy Star Vending Machine | Commercial | Turnover | Lodging/Hospitality | 525.7314 | 0.36 | 14 | 0.082504 | 0.051277 | 500 | 595.4331 | 210.4709 | 500 | 0.42094 | 595.4331 | 500 | 1.1909 | 210.4709 | 595.4331 | 0.35348 | 210.4709 | 8.1413
Equipment | Energy Star Vending Machine | Commercial | Turnover | Miscellaneous | 525.7314 | 0.36 | 14 | 0.082226 | 0.051367 | 500 | 595.4174 | 210.2477 | 500 | 0.4205 | 595.4174 | 500 | 1.1908 | 210.2477 | 595.4174 | 0.35311 | 210.2477 | 8.1413
Equipment | Energy Star Vending Machine | Commercial | Turnover | Offices | 525.7314 | 0.36 | 14 | 0.082226 | 0.051367 | 500 | 595.4174 | 210.2477 | 500 | 0.4205 | 595.4174 | 500 | 1.1908 | 210.2477 | 595.4174 | 0.35311 | 210.2477 | 8.1413
Equipment | Energy Star Vending Machine | Commercial | Turnover | Restaurants | 525.7314 | 0.36 | 14 | 0.082504 | 0.051277 | 500 | 595.4331 | 210.4709 | 500 | 0.42094 | 595.4331 | 500 | 1.1909 | 210.4709 | 595.4331 | 0.35348 | 210.4709 | 8.1413
Equipment | Energy Star Vending Machine | Commercial | Turnover | Retail | 525.7314 | 0.36 | 14 | 0.082226 | 0.051367 | 500 | 595.4174 | 210.2477 | 500 | 0.4205 | 595.4174 | 500 | 1.1908 | 210.2477 | 595.4174 | 0.35311 | 210.2477 | 8.1413
Equipment | Energy Star Vending Machine | Commercial | Turnover | Schools K-12 | 525.7314 | 0.36 | 14 | 0.082504 | 0.051277 | 500 | 595.4331 | 210.4709 | 500 | 0.42094 | 595.4331 | 500 | 1.1909 | 210.4709 | 595.4331 | 0.35348 | 210.4709 | 8.1413
Equipment | Energy Star Vending Machine | Commercial | Turnover | Warehouse | 525.7314 | 0.36 | 14 | 0.082226 | 0.051367 | 500 | 595.4174 | 210.2477 | 500 | 0.4205 | 595.4174 | 500 | 1.1908 | 210.2477 | 595.4174 | 0.35311 | 210.2477 | 8.1413
Equipment | Energy Star Vending Machine | Commercial | New | Assembly | 525.7314 | 0.36 | 14 | 0.082226 | 0.051367 | 500 | 595.4174 | 210.2477 | 500 | 0.4205 | 595.4174 | 500 | 1.1908 | 210.2477 | 595.4174 | 0.35311 | 210.2477 | 8.1413
Equipment | Energy Star Vending Machine | Commercial | New | College and University | 525.7314 | 0.36 | 14 | 0.082504 | 0.051277 | 500 | 595.4331 | 210.4709 | 500 | 0.42094 | 595.4331 | 500 | 1.1909 | 210.4709 | 595.4331 | 0.35348 | 210.4709 | 8.1413
Equipment | Energy Star Vending Machine | Commercial | New | Grocery | 525.7314 | 0.36 | 14 | 0.082226 | 0.051367 | 500 | 595.4174 | 210.2477 | 500 | 0.4205 | 595.4174 | 500 | 1.1908 | 210.2477 | 595.4174 | 0.35311 | 210.2477 | 8.1413
Equipment | Energy Star Vending Machine | Commercial | New | Healthcare | 525.7314 | 0.36 | 14 | 0.082504 | 0.051277 | 500 | 595.4331 | 210.4709 | 500 | 0.42094 | 595.4331 | 500 | 1.1909 | 210.4709 | 595.4331 | 0.35348 | 210.4709 | 8.1413
Equipment | Energy Star Vending Machine | Commercial | New | Hospitals | 525.7314 | 0.36 | 14 | 0.082504 | 0.051277 | 500 | 595.4331 | 210.4709 | 500 | 0.42094 | 595.4331 | 500 | 1.1909 | 210.4709 | 595.4331 | 0.35348 | 210.4709 | 8.1413
Equipment | Energy Star Vending Machine | Commercial | New | Institutional | 525.7314 | 0.36 | 14 | 0.082226 | 0.051367 | 500 | 595.4174 | 210.2477 | 500 | 0.4205 | 595.4174 | 500 | 1.1908 | 210.2477 | 595.4174 | 0.35311 | 210.2477 | 8.1413
Equipment | Energy Star Vending Machine | Commercial | New | Lodging/Hospitality | 525.7314 | 0.36 | 14 | 0.082504 | 0.051277 | 500 | 595.4331 | 210.4709 | 500 | 0.42094 | 595.4331 | 500 | 1.1909 | 210.4709 | 595.4331 | 0.35348 | 210.4709 | 8.1413
Equipment | Energy Star Vending Machine | Commercial | New | Miscellaneous | 525.7314 | 0.36 | 14 | 0.082226 | 0.051367 | 500 | 595.4174 | 210.2477 | 500 | 0.4205 | 595.4174 | 500 | 1.1908 | 210.2477 | 595.4174 | 0.35311 | 210.2477 | 8.1413
Equipment | Energy Star Vending Machine | Commercial | New | Offices | 525.7314 | 0.36 | 14 | 0.082226 | 0.051367 | 500 | 595.4174 | 210.2477 | 500 | 0.4205 | 595.4174 | 500 | 1.1908 | 210.2477 | 595.4174 | 0.35311 | 210.2477 | 8.1413
Equipment | Energy Star Vending Machine | Commercial | New | Restaurants | 525.7314 | 0.36 | 14 | 0.082504 | 0.051277 | 500 | 595.4331 | 210.4709 | 500 | 0.42094 | 595.4331 | 500 | 1.1909 | 210.4709 | 595.4331 | 0.35348 | 210.4709 | 8.1413
Equipment | Energy Star Vending Machine | Commercial | New | Retail | 525.7314 | 0.36 | 14 | 0.082226 | 0.051367 | 500 | 595.4174 | 210.2477 | 500 | 0.4205 | 595.4174 | 500 | 1.1908 | 210.2477 | 595.4174 | 0.35311 | 210.2477 | 8.1413
Equipment | Energy Star Vending Machine | Commercial | New | Schools K-12 | 525.7314 | 0.36 | 14 | 0.082504 | 0.051277 | 500 | 595.4331 | 210.4709 | 500 | 0.42094 | 595.4331 | 500 | 1.1909 | 210.4709 | 595.4331 | 0.35348 | 210.4709 | 8.1413
Equipment | Energy Star Vending Machine | Commercial | New | Warehouse | 525.7314 | 0.36 | 14 | 0.082226 | 0.051367 | 500 | 595.4174 | 210.2477 | 500 | 0.4205 | 595.4174 | 500 | 1.1908 | 210.2477 | 595.4174 | 0.35311 | 210.2477 | 8.1413
Equipment | Refrigerated Display Case LED Lighting | Commercial | Turnover | Assembly | 160.9897 | 0.066127 | 8 | 0.024002 | 0.013074 | 55 | 124.5491 | 44.1557 | 55 | 0.80283 | 124.5491 | 55 | 2.2645 | 44.1557 | 124.5491 | 0.35452 | 44.1557 | 2.9245
Equipment | Refrigerated Display Case LED Lighting | Commercial | Turnover | College and University | 160.9897 | 0.066127 | 8 | 0.020873 | 0.017484 | 55 | 124.4285 | 44.0331 | 55 | 0.8006 | 124.4285 | 55 | 2.2623 | 44.0331 | 124.4285 | 0.35388 | 44.0331 | 2.9245
Equipment | Refrigerated Display Case LED Lighting | Commercial | Turnover | Grocery | 160.9897 | 0.066127 | 8 | 0.024002 | 0.013074 | 55 | 124.5491 | 44.1557 | 55 | 0.80283 | 124.5491 | 55 | 2.2645 | 44.1557 | 124.5491 | 0.35452 | 44.1557 | 2.9245
Equipment | Refrigerated Display Case LED Lighting | Commercial | Turnover | Healthcare | 160.9897 | 0.066127 | 8 | 0.020873 | 0.017484 | 55 | 124.4285 | 44.0331 | 55 | 0.8006 | 124.4285 | 55 | 2.2623 | 44.0331 | 124.4285 | 0.35388 | 44.0331 | 2.9245
Equipment | Refrigerated Display Case LED Lighting | Commercial | Turnover | Hospitals | 160.9897 | 0.066127 | 8 | 0.020873 | 0.017484 | 55 | 124.4285 | 44.0331 | 55 | 0.8006 | 124.4285 | 55 | 2.2623 | 44.0331 | 124.4285 | 0.35388 | 44.0331 | 2.9245
Equipment | Refrigerated Display Case LED Lighting | Commercial | Turnover | Institutional | 160.9897 | 0.066127 | 8 | 0.024002 | 0.013074 | 55 | 124.5491 | 44.1557 | 55 | 0.80283 | 124.5491 | 55 | 2.2645 | 44.1557 | 124.5491 | 0.35452 | 44.1557 | 2.9245
Equipment | Refrigerated Display Case LED Lighting | Commercial | Turnover | Lodging/Hospitality | 160.9897 | 0.066127 | 8 | 0.020873 | 0.017484 | 55 | 124.4285 | 44.0331 | 55 | 0.8006 | 124.4285 | 55 | 2.2623 | 44.0331 | 124.4285 | 0.35388 | 44.0331 | 2.9245
Equipment | Refrigerated Display Case LED Lighting | Commercial | Turnover | Miscellaneous | 160.9897 | 0.066127 | 8 | 0.024002 | 0.013074 | 55 | 124.5491 | 44.1557 | 55 | 0.80283 | 124.5491 | 55 | 2.2645 | 44.1557 | 124.5491 | 0.35452 | 44.1557 | 2.9245
Equipment | Refrigerated Display Case LED Lighting | Commercial | Turnover | Offices | 160.9897 | 0.066127 | 8 | 0.024002 | 0.013074 | 55 | 124.5491 | 44.1557 | 55 | 0.80283 | 124.5491 | 55 | 2.2645 | 44.1557 | 124.5491 | 0.35452 | 44.1557 | 2.9245
Equipment | Refrigerated Display Case LED Lighting | Commercial | Turnover | Restaurants | 160.9897 | 0.066127 | 8 | 0.020873 | 0.017484 | 55 | 124.4285 | 44.0331 | 55 | 0.8006 | 124.4285 | 55 | 2.2623 | 44.0331 | 124.4285 | 0.35388 | 44.0331 | 2.9245
Equipment | Refrigerated Display Case LED Lighting | Commercial | Turnover | Retail | 160.9897 | 0.066127 | 8 | 0.024002 | 0.013074 | 55 | 124.5491 | 44.1557 | 55 | 0.80283 | 124.5491 | 55 | 2.2645 | 44.1557 | 124.5491 | 0.35452 | 44.1557 | 2.9245
Equipment | Refrigerated Display Case LED Lighting | Commercial | Turnover | Schools K-12 | 160.9897 | 0.066127 | 8 | 0.020873 | 0.017484 | 55 | 124.4285 | 44.0331 | 55 | 0.8006 | 124.4285 | 55 | 2.2623 | 44.0331 | 124.4285 | 0.35388 | 44.0331 | 2.9245
Equipment | Refrigerated Display Case LED Lighting | Commercial | Turnover | Warehouse | 160.9897 | 0.066127 | 8 | 0.024002 | 0.013074 | 55 | 124.5491 | 44.1557 | 55 | 0.80283 | 124.5491 | 55 | 2.2645 | 44.1557 | 124.5491 | 0.35452 | 44.1557 | 2.9245
Equipment | Refrigerated Display Case LED Lighting | Commercial | New | Assembly | 0 | 0 | 8 | 0 | 0 | 55 | 0 | 0 | 55 | 0 | 0 | 55 | 0 | 0 | 0 | 0 | 0
Equipment | Refrigerated Display Case LED Lighting | Commercial | New | College and University | 0 | 0 | 8 | 0 | 0 | 55 | 0 | 0 | 55 | 0 | 0 | 55 | 0 | 0 | 0 | 0 | 0
Equipment | Refrigerated Display Case LED Lighting | Commercial | New | Grocery | 0 | 0 | 8 | 0 | 0 | 55 | 0 | 0 | 55 | 0 | 0 | 55 | 0 | 0 | 0 | 0 | 0
Equipment | Refrigerated Display Case LED Lighting | Commercial | New | Healthcare | 0 | 0 | 8 | 0 | 0 | 55 | 0 | 0 | 55 | 0 | 0 | 55 | 0 | 0 | 0 | 0 | 0
Equipment | Refrigerated Display Case LED Lighting | Commercial | New | Hospitals | 0 | 0 | 8 | 0 | 0 | 55 | 0 | 0 | 55 | 0 | 0 | 55 | 0 | 0 | 0 | 0 | 0
Equipment | Refrigerated Display Case LED Lighting | Commercial | New | Institutional | 0 | 0 | 8 | 0 | 0 | 55 | 0 | 0 | 55 | 0 | 0 | 55 | 0 | 0 | 0 | 0 | 0
Equipment | Refrigerated Display Case LED Lighting | Commercial | New | Lodging/Hospitality | 0 | 0 | 8 | 0 | 0 | 55 | 0 | 0 | 55 | 0 | 0 | 55 | 0 | 0 | 0 | 0 | 0
Equipment | Refrigerated Display Case LED Lighting | Commercial | New | Miscellaneous | 0 | 0 | 8 | 0 | 0 | 55 | 0 | 0 | 55 | 0 | 0 | 55 | 0 | 0 | 0 | 0 | 0
Equipment | Refrigerated Display Case LED Lighting | Commercial | New | Offices | 0 | 0 | 8 | 0 | 0 | 55 | 0 | 0 | 55 | 0 | 0 | 55 | 0 | 0 | 0 | 0 | 0
Equipment | Refrigerated Display Case LED Lighting | Commercial | New | Restaurants | 0 | 0 | 8 | 0 | 0 | 55 | 0 | 0 | 55 | 0 | 0 | 55 | 0 | 0 | 0 | 0 | 0
Equipment | Refrigerated Display Case LED Lighting | Commercial | New | Retail | 0 | 0 | 8 | 0 | 0 | 55 | 0 | 0 | 55 | 0 | 0 | 55 | 0 | 0 | 0 | 0 | 0
Equipment | Refrigerated Display Case LED Lighting | Commercial | New | Schools K-12 | 0 | 0 | 8 | 0 | 0 | 55 | 0 | 0 | 55 | 0 | 0 | 55 | 0 | 0 | 0 | 0 | 0
Equipment | Refrigerated Display Case LED Lighting | Commercial | New | Warehouse | 0 | 0 | 8 | 0 | 0 | 55 | 0 | 0 | 55 | 0 | 0 | 55 | 0 | 0 | 0 | 0 | 0
Equipment | 10HP Open Drip-Proof(ODP) Motor | Commercial | Turnover | Assembly | 223.1921 | 0.010787 | 15 | 0.030596 | 0.0075551 | 745.15 | 262.9666 | 90.6602 | 745.15 | 0.12167 | 262.9666 | 745.15 | 0.3529 | 90.6602 | 262.9666 | 0.34476 | 90.6602 | 28.5795
Equipment | 10HP Open Drip-Proof(ODP) Motor | Commercial | Turnover | College and University | 223.1921 | 0.010787 | 15 | 0.028938 | 0.024239 | 745.15 | 262.8692 | 92.5351 | 745.15 | 0.12418 | 262.8692 | 745.15 | 0.35277 | 92.5351 | 262.8692 | 0.35202 | 92.5351 | 28.5795
Equipment | 10HP Open Drip-Proof(ODP) Motor | Commercial | Turnover | Grocery | 223.1921 | 0.010787 | 15 | 0.030596 | 0.0075551 | 745.15 | 262.9666 | 90.6602 | 745.15 | 0.12167 | 262.9666 | 745.15 | 0.3529 | 90.6602 | 262.9666 | 0.34476 | 90.6602 | 28.5795
Equipment | 10HP Open Drip-Proof(ODP) Motor | Commercial | Turnover | Healthcare | 223.1921 | 0.010787 | 15 | 0.028938 | 0.024239 | 745.15 | 262.8692 | 92.5351 | 745.15 | 0.12418 | 262.8692 | 745.15 | 0.35277 | 92.5351 | 262.8692 | 0.35202 | 92.5351 | 28.5795
Equipment | 10HP Open Drip-Proof(ODP) Motor | Commercial | Turnover | Hospitals | 223.1921 | 0.010787 | 15 | 0.028938 | 0.024239 | 745.15 | 262.8692 | 92.5351 | 745.15 | 0.12418 | 262.8692 | 745.15 | 0.35277 | 92.5351 | 262.8692 | 0.35202 | 92.5351 | 28.5795
Equipment | 10HP Open Drip-Proof(ODP) Motor | Commercial | Turnover | Institutional | 223.1921 | 0.010787 | 15 | 0.030596 | 0.0075551 | 745.15 | 262.9666 | 90.6602 | 745.15 | 0.12167 | 262.9666 | 745.15 | 0.3529 | 90.6602 | 262.9666 | 0.34476 | 90.6602 | 28.5795
Equipment | 10HP Open Drip-Proof(ODP) Motor | Commercial | Turnover | Lodging/Hospitality | 223.1921 | 0.010787 | 15 | 0.028938 | 0.024239 | 745.15 | 262.8692 | 92.5351 | 745.15 | 0.12418 | 262.8692 | 745.15 | 0.35277 | 92.5351 | 262.8692 | 0.35202 | 92.5351 | 28.5795
Equipment | 10HP Open Drip-Proof(ODP) Motor | Commercial | Turnover | Miscellaneous | 223.1921 | 0.010787 | 15 | 0.030596 | 0.0075551 | 745.15 | 262.9666 | 90.6602 | 745.15 | 0.12167 | 262.9666 | 745.15 | 0.3529 | 90.6602 | 262.9666 | 0.34476 | 90.6602 | 28.5795
Equipment | 10HP Open Drip-Proof(ODP) Motor | Commercial | Turnover | Offices | 223.1921 | 0.010787 | 15 | 0.030596 | 0.0075551 | 745.15 | 262.9666 | 90.6602 | 745.15 | 0.12167 | 262.9666 | 745.15 | 0.3529 | 90.6602 | 262.9666 | 0.34476 | 90.6602 | 28.5795
Equipment | 10HP Open Drip-Proof(ODP) Motor | Commercial | Turnover | Restaurants | 223.1921 | 0.010787 | 15 | 0.028938 | 0.024239 | 745.15 | 262.8692 | 92.5351 | 745.15 | 0.12418 | 262.8692 | 745.15 | 0.35277 | 92.5351 | 262.8692 | 0.35202 | 92.5351 | 28.5795
Equipment | 10HP Open Drip-Proof(ODP) Motor | Commercial | Turnover | Retail | 223.1921 | 0.010787 | 15 | 0.030596 | 0.0075551 | 745.15 | 262.9666 | 90.6602 | 745.15 | 0.12167 | 262.9666 | 745.15 | 0.3529 | 90.6602 | 262.9666 | 0.34476 | 90.6602 | 28.5795
Equipment | 10HP Open Drip-Proof(ODP) Motor | Commercial | Turnover | Schools K-12 | 223.1921 | 0.010787 | 15 | 0.028938 | 0.024239 | 745.15 | 262.8692 | 92.5351 | 745.15 | 0.12418 | 262.8692 | 745.15 | 0.35277 | 92.5351 | 262.8692 | 0.35202 | 92.5351 | 28.5795
Equipment | 10HP Open Drip-Proof(ODP) Motor | Commercial | Turnover | Warehouse | 223.1921 | 0.010787 | 15 | 0.030596 | 0.0075551 | 745.15 | 262.9666 | 90.6602 | 745.15 | 0.12167 | 262.9666 | 745.15 | 0.3529 | 90.6602 | 262.9666 | 0.34476 | 90.6602 | 28.5795
Equipment | 10HP Open Drip-Proof(ODP) Motor | Commercial | New | Assembly | 223.1921 | 0.010787 | 15 | 0.030596 | 0.0075551 | 745.15 | 262.9666 | 90.6602 | 745.15 | 0.12167 | 262.9666 | 745.15 | 0.3529 | 90.6602 | 262.9666 | 0.34476 | 90.6602 | 28.5795
Equipment | 10HP Open Drip-Proof(ODP) Motor | Commercial | New | College and University | 223.1921 | 0.010787 | 15 | 0.028938 | 0.024239 | 745.15 | 262.8692 | 92.5351 | 745.15 | 0.12418 | 262.8692 | 745.15 | 0.35277 | 92.5351 | 262.8692 | 0.35202 | 92.5351 | 28.5795
Equipment | 10HP Open Drip-Proof(ODP) Motor | Commercial | New | Grocery | 223.1921 | 0.010787 | 15 | 0.030596 | 0.0075551 | 745.15 | 262.9666 | 90.6602 | 745.15 | 0.12167 | 262.9666 | 745.15 | 0.3529 | 90.6602 | 262.9666 | 0.34476 | 90.6602 | 28.5795
Equipment | 10HP Open Drip-Proof(ODP) Motor | Commercial | New | Healthcare | 223.1921 | 0.010787 | 15 | 0.028938 | 0.024239 | 745.15 | 262.8692 | 92.5351 | 745.15 | 0.12418 | 262.8692 | 745.15 | 0.35277 | 92.5351 | 262.8692 | 0.35202 | 92.5351 | 28.5795
Equipment | 10HP Open Drip-Proof(ODP) Motor | Commercial | New | Hospitals | 223.1921 | 0.010787 | 15 | 0.028938 | 0.024239 | 745.15 | 262.8692 | 92.5351 | 745.15 | 0.12418 | 262.8692 | 745.15 | 0.35277 | 92.5351 | 262.8692 | 0.35202 | 92.5351 | 28.5795
Equipment | 10HP Open Drip-Proof(ODP) Motor | Commercial | New | Institutional | 223.1921 | 0.010787 | 15 | 0.030596 | 0.0075551 | 745.15 | 262.9666 | 90.6602 | 745.15 | 0.12167 | 262.9666 | 745.15 | 0.3529 | 90.6602 | 262.9666 | 0.34476 | 90.6602 | 28.5795
Equipment | 10HP Open Drip-Proof(ODP) Motor | Commercial | New | Lodging/Hospitality | 223.1921 | 0.010787 | 15 | 0.028938 | 0.024239 | 745.15 | 262.8692 | 92.5351 | 745.15 | 0.12418 | 262.8692 | 745.15 | 0.35277 | 92.5351 | 262.8692 | 0.35202 | 92.5351 | 28.5795
Equipment | 10HP Open Drip-Proof(ODP) Motor | Commercial | New | Miscellaneous | 223.1921 | 0.010787 | 15 | 0.030596 | 0.0075551 | 745.15 | 262.9666 | 90.6602 | 745.15 | 0.12167 | 262.9666 | 745.15 | 0.3529 | 90.6602 | 262.9666 | 0.34476 | 90.6602 | 28.5795
Equipment | 10HP Open Drip-Proof(ODP) Motor | Commercial | New | Offices | 223.1921 | 0.010787 | 15 | 0.030596 | 0.0075551 | 745.15 | 262.9666 | 90.6602 | 745.15 | 0.12167 | 262.9666 | 745.15 | 0.3529 | 90.6602 | 262.9666 | 0.34476 | 90.6602 | 28.5795
Equipment | 10HP Open Drip-Proof(ODP) Motor | Commercial | New | Restaurants | 223.1921 | 0.010787 | 15 | 0.028938 | 0.024239 | 745.15 | 262.8692 | 92.5351 | 745.15 | 0.12418 | 262.8692 | 745.15 | 0.35277 | 92.5351 | 262.8692 | 0.35202 | 92.5351 | 28.5795
Equipment | 10HP Open Drip-Proof(ODP) Motor | Commercial | New | Retail | 223.1921 | 0.010787 | 15 | 0.030596 | 0.0075551 | 745.15 | 262.9666 | 90.6602 | 745.15 | 0.12167 | 262.9666 | 745.15 | 0.3529 | 90.6602 | 262.9666 | 0.34476 | 90.6602 | 28.5795
Equipment | 10HP Open Drip-Proof(ODP) Motor | Commercial | New | Schools K-12 | 223.1921 | 0.010787 | 15 | 0.028938 | 0.024239 | 745.15 | 262.8692 | 92.5351 | 745.15 | 0.12418 | 262.8692 | 745.15 | 0.35277 | 92.5351 | 262.8692 | 0.35202 | 92.5351 | 28.5795
Equipment | 10HP Open Drip-Proof(ODP) Motor | Commercial | New | Warehouse | 223.1921 | 0.010787 | 15 | 0.030596 | 0.0075551 | 745.15 | 262.9666 | 90.6602 | 745.15 | 0.12167 | 262.9666 | 745.15 | 0.3529 | 90.6602 | 262.9666 | 0.34476 | 90.6602 | 28.5795
Equipment | High Speed Fans | Commercial | Turnover | Assembly | 508.5618 | 0.10986 | 7 | 0.070783 | 0.0064843 | 150 | 354.977 | 122.0881 | 150 | 0.81392 | 354.977 | 150 | 2.3665 | 122.0881 | 354.977 | 0.34393 | 122.0881 | 2.5249
Equipment | High Speed Fans | Commercial | Turnover | College and University | 508.5618 | 0.10986 | 7 | 0.065938 | 0.055231 | 150 | 354.8084 | 125.404 | 150 | 0.83603 | 354.8084 | 150 | 2.3654 | 125.404 | 354.8084 | 0.35344 | 125.404 | 2.5249
Equipment | High Speed Fans | Commercial | Turnover | Grocery | 508.5618 | 0.10986 | 7 | 0.070783 | 0.0064843 | 150 | 354.977 | 122.0881 | 150 | 0.81392 | 354.977 | 150 | 2.3665 | 122.0881 | 354.977 | 0.34393 | 122.0881 | 2.5249
Equipment | High Speed Fans | Commercial | Turnover | Healthcare | 508.5618 | 0.10986 | 7 | 0.065938 | 0.055231 | 150 | 354.8084 | 125.404 | 150 | 0.83603 | 354.8084 | 150 | 2.3654 | 125.404 | 354.8084 | 0.35344 | 125.404 | 2.5249
Equipment | High Speed Fans | Commercial | Turnover | Hospitals | 508.5618 | 0.10986 | 7 | 0.065938 | 0.055231 | 150 | 354.8084 | 125.404 | 150 | 0.83603 | 354.8084 | 150 | 2.3654 | 125.404 | 354.8084 | 0.35344 | 125.404 | 2.5249
Equipment | High Speed Fans | Commercial | Turnover | Institutional | 508.5618 | 0.10986 | 7 | 0.070783 | 0.0064843 | 150 | 354.977 | 122.0881 | 150 | 0.81392 | 354.977 | 150 | 2.3665 | 122.0881 | 354.977 | 0.34393 | 122.0881 | 2.5249
Equipment | High Speed Fans | Commercial | Turnover | Lodging/Hospitality | 508.5618 | 0.10986 | 7 | 0.065938 | 0.055231 | 150 | 354.8084 | 125.404 | 150 | 0.83603 | 354.8084 | 150 | 2.3654 | 125.404 | 354.8084 | 0.35344 | 125.404 | 2.5249
Equipment | High Speed Fans | Commercial | Turnover | Miscellaneous | 508.5618 | 0.10986 | 7 | 0.070783 | 0.0064843 | 150 | 354.977 | 122.0881 | 150 | 0.81392 | 354.977 | 150 | 2.3665 | 122.0881 | 354.977 | 0.34393 | 122.0881 | 2.5249
Equipment | High Speed Fans | Commercial | Turnover | Offices | 508.5618 | 0.10986 | 7 | 0.070783 | 0.0064843 | 150 | 354.977 | 122.0881 | 150 | 0.81392 | 354.977 | 150 | 2.3665 | 122.0881 | 354.977 | 0.34393 | 122.0881 | 2.5249
Equipment | High Speed Fans | Commercial | Turnover | Restaurants | 508.5618 | 0.10986 | 7 | 0.065938 | 0.055231 | 150 | 354.8084 | 125.404 | 150 | 0.83603 | 354.8084 | 150 | 2.3654 | 125.404 | 354.8084 | 0.35344 | 125.404 | 2.5249
Equipment | High Speed Fans | Commercial | Turnover | Retail | 508.5618 | 0.10986 | 7 | 0.070783 | 0.0064843 | 150 | 354.977 | 122.0881 | 150 | 0.81392 | 354.977 | 150 | 2.3665 | 122.0881 | 354.977 | 0.34393 | 122.0881 | 2.5249
Equipment | High Speed Fans | Commercial | Turnover | Schools K-12 | 508.5618 | 0.10986 | 7 | 0.065938 | 0.055231 | 150 | 354.8084 | 125.404 | 150 | 0.83603 | 354.8084 | 150 | 2.3654 | 125.404 | 354.8084 | 0.35344 | 125.404 | 2.5249
Equipment | High Speed Fans | Commercial | Turnover | Warehouse | 508.5618 | 0.10986 | 7 | 0.070783 | 0.0064843 | 150 | 354.977 | 122.0881 | 150 | 0.81392 | 354.977 | 150 | 2.3665 | 122.0881 | 354.977 | 0.34393 | 122.0881 | 2.5249
Equipment | High Speed Fans | Commercial | New | Assembly | 508.5618 | 0.10986 | 7 | 0.070783 | 0.0064843 | 150 | 354.977 | 122.0881 | 150 | 0.81392 | 354.977 | 150 | 2.3665 | 122.0881 | 354.977 | 0.34393 | 122.0881 | 2.5249
Equipment | High Speed Fans | Commercial | New | College and University | 508.5618 | 0.10986 | 7 | 0.065938 | 0.055231 | 150 | 354.8084 | 125.404 | 150 | 0.83603 | 354.8084 | 150 | 2.3654 | 125.404 | 354.8084 | 0.35344 | 125.404 | 2.5249
Equipment | High Speed Fans | Commercial | New | Grocery | 508.5618 | 0.10986 | 7 | 0.070783 | 0.0064843 | 150 | 354.977 | 122.0881 | 150 | 0.81392 | 354.977 | 150 | 2.3665 | 122.0881 | 354.977 | 0.34393 | 122.0881 | 2.5249
Equipment | High Speed Fans | Commercial | New | Healthcare | 508.5618 | 0.10986 | 7 | 0.065938 | 0.055231 | 150 | 354.8084 | 125.404 | 150 | 0.83603 | 354.8084 | 150 | 2.3654 | 125.404 | 354.8084 | 0.35344 | 125.404 | 2.5249
Equipment | High Speed Fans | Commercial | New | Hospitals | 508.5618 | 0.10986 | 7 | 0.065938 | 0.055231 | 150 | 354.8084 | 125.404 | 150 | 0.83603 | 354.8084 | 150 | 2.3654 | 125.404 | 354.8084 | 0.35344 | 125.404 | 2.5249
Equipment | High Speed Fans | Commercial | New | Institutional | 508.5618 | 0.10986 | 7 | 0.070783 | 0.0064843 | 150 | 354.977 | 122.0881 | 150 | 0.81392 | 354.977 | 150 | 2.3665 | 122.0881 | 354.977 | 0.34393 | 122.0881 | 2.5249
Equipment | High Speed Fans | Commercial | New | Lodging/Hospitality | 508.5618 | 0.10986 | 7 | 0.065938 | 0.055231 | 150 | 354.8084 | 125.404 | 150 | 0.83603 | 354.8084 | 150 | 2.3654 | 125.404 | 354.8084 | 0.35344 | 125.404 | 2.5249
Equipment | High Speed Fans | Commercial | New | Miscellaneous | 508.5618 | 0.10986 | 7 | 0.070783 | 0.0064843 | 150 | 354.977 | 122.0881 | 150 | 0.81392 | 354.977 | 150 | 2.3665 | 122.0881 | 354.977 | 0.34393 | 122.0881 | 2.5249
Equipment | High Speed Fans | Commercial | New | Offices | 508.5618 | 0.10986 | 7 | 0.070783 | 0.0064843 | 150 | 354.977 | 122.0881 | 150 | 0.81392 | 354.977 | 150 | 2.3665 | 122.0881 | 354.977 | 0.34393 | 122.0881 | 2.5249
Equipment | High Speed Fans | Commercial | New | Restaurants | 508.5618 | 0.10986 | 7 | 0.065938 | 0.055231 | 150 | 354.8084 | 125.404 | 150 | 0.83603 | 354.8084 | 150 | 2.3654 | 125.404 | 354.8084 | 0.35344 | 125.404 | 2.5249
Equipment | High Speed Fans | Commercial | New | Retail | 508.5618 | 0.10986 | 7 | 0.070783 | 0.0064843 | 150 | 354.977 | 122.0881 | 150 | 0.81392 | 354.977 | 150 | 2.3665 | 122.0881 | 354.977 | 0.34393 | 122.0881 | 2.5249
Equipment | High Speed Fans | Commercial | New | Schools K-12 | 508.5618 | 0.10986 | 7 | 0.065938 | 0.055231 | 150 | 354.8084 | 125.404 | 150 | 0.83603 | 354.8084 | 150 | 2.3654 | 125.404 | 354.8084 | 0.35344 | 125.404 | 2.5249
Equipment | High Speed Fans | Commercial | New | Warehouse | 508.5618 | 0.10986 | 7 | 0.070783 | 0.0064843 | 150 | 354.977 | 122.0881 | 150 | 0.81392 | 354.977 | 150 | 2.3665 | 122.0881 | 354.977 | 0.34393 | 122.0881 | 2.5249
Nonequipment | Drain Water Heat Recovery | Commercial | Existing | Assembly | 863.2288 | 0.12273 | 15 | 0.20895 | 0.099362 | 7592 | 1022.3842 | 397.7753 | 7592 | 0.052394 | 1022.3842 | 7592 | 0.13467 | 397.7753 | 1022.3842 | 0.38907 | 397.7753 | 75.2869
Nonequipment | Drain Water Heat Recovery | Commercial | Existing | College and University | 19854.2617 | 0.12273 | 15 | 2.0275 | 4.5 | 75920 | 23351.6618 | 8133.8855 | 75920 | 0.10714 | 23351.6618 | 75920 | 0.30758 | 8133.8855 | 23351.6618 | 0.34832 | 8133.8855 | 32.7334
Nonequipment | Drain Water Heat Recovery | Commercial | Existing | Grocery | 1726.4575 | 0.12273 | 15 | 0.10435 | 0.7247 | 7592 | 2026.3533 | 682.3941 | 7592 | 0.089883 | 2026.3533 | 7592 | 0.26691 | 682.3941 | 2026.3533 | 0.33676 | 682.3941 | 37.6434
Nonequipment | Drain Water Heat Recovery | Commercial | Existing | Healthcare | 1150.9717 | 0.12273 | 15 | 0.2786 | 0.13248 | 7592 | 1363.179 | 530.3671 | 7592 | 0.069859 | 1363.179 | 7592 | 0.17955 | 530.3671 | 1363.179 | 0.38907 | 530.3671 | 56.4652
Nonequipment | Drain Water Heat Recovery | Commercial | Existing | Hospitals | 34816.8938 | 0.12273 | 15 | 3.5554 | 7.8913 | 113880 | 40950.0156 | 14263.7702 | 113880 | 0.12525 | 40950.0156 | 113880 | 0.35959 | 14263.7702 | 40950.0156 | 0.34832 | 14263.7702 | 27.9993
Nonequipment | Drain Water Heat Recovery | Commercial | Existing | Institutional | 69058.3017 | 0.12273 | 15 | 16.7159 | 7.9489 | 189800 | 81790.7395 | 31822.0276 | 189800 | 0.16766 | 81790.7395 | 189800 | 0.43093 | 31822.0276 | 81790.7395 | 0.38907 | 31822.0276 | 23.5272
Nonequipment | Drain Water Heat Recovery | Commercial | Existing | Lodging/Hospitality | 8286.9962 | 0.12273 | 15 | 0.50086 | 3.4786 | 22776 | 9726.4957 | 3275.4917 | 22776 | 0.14381 | 9726.4957 | 22776 | 0.42705 | 3275.4917 | 9726.4957 | 0.33676 | 3275.4917 | 23.5272
Nonequipment | Drain Water Heat Recovery | Commercial | Existing | Miscellaneous | 51793.7263 | 0.12273 | 15 | 12.5369 | 5.9617 | 151840 | 61343.0546 | 23866.5207 | 151840 | 0.15718 | 61343.0546 | 151840 | 0.404 | 23866.5207 | 61343.0546 | 0.38907 | 23866.5207 | 25.0956
Nonequipment | Drain Water Heat Recovery | Commercial | Existing | Offices | 7193.5731 | 0.12273 | 15 | 1.7412 | 0.82801 | 22776 | 8519.8687 | 3314.7945 | 22776 | 0.14554 | 8519.8687 | 22776 | 0.37407 | 3314.7945 | 8519.8687 | 0.38907 | 3314.7945 | 27.1033
Nonequipment | Drain Water Heat Recovery | Commercial | Existing | Restaurants | 2877.4292 | 0.12273 | 15 | 0.17391 | 1.2078 | 15184 | 3377.2555 | 1137.3235 | 15184 | 0.074903 | 3377.2555 | 15184 | 0.22242 | 1137.3235 | 3377.2555 | 0.33676 | 1137.3235 | 45.1721
Nonequipment | Drain Water Heat Recovery | Commercial | Existing | Retail | 5127.5789 | 0.12273 | 15 | 0.30991 | 2.1524 | 22776 | 6018.2692 | 2026.7105 | 22776 | 0.088984 | 6018.2692 | 22776 | 0.26424 | 2026.7105 | 6018.2692 | 0.33676 | 2026.7105 | 38.0237
Nonequipment | Drain Water Heat Recovery | Commercial | Existing | Schools K-12 | 359.6865 | 0.12273 | 15 | 0.087064 | 0.041402 | 7592 | 426.0028 | 165.7434 | 7592 | 0.021831 | 426.0028 | 7592 | 0.056112 | 165.7434 | 426.0028 | 0.38907 | 165.7434 | 180.6846
Nonequipment | Drain Water Heat Recovery | Commercial | Existing | Warehouse | 1726.4575 | 0.12273 | 15 | 0.4179 | 0.19872 | 7592 | 2044.7685 | 795.5507 | 7592 | 0.10479 | 2044.7685 | 7592 | 0.26933 | 795.5507 | 2044.7685 | 0.38907 | 795.5507 | 37.6434
Nonequipment | Drain Water Heat Recovery | Commercial | New | Assembly | 825.7765 | 0.12273 | 15 | 0.19988 | 0.095051 | 7592 | 978.0268 | 380.5174 | 7592 | 0.050121 | 978.0268 | 7592 | 0.12882 | 380.5174 | 978.0268 | 0.38907 | 380.5174 | 78.7015
Nonequipment | Drain Water Heat Recovery | Commercial | New | College and University | 18992.8599 | 0.12273 | 15 | 1.9395 | 4.3047 | 75920 | 22338.5209 | 7780.9867 | 75920 | 0.10249 | 22338.5209 | 75920 | 0.29424 | 7780.9867 | 22338.5209 | 0.34832 | 7780.9867 | 34.218
Nonequipment | Drain Water Heat Recovery | Commercial | New | Grocery | 1651.553 | 0.12273 | 15 | 0.099818 | 0.69326 | 7592 | 1938.4374 | 652.7876 | 7592 | 0.085984 | 1938.4374 | 7592 | 0.25533 | 652.7876 | 1938.4374 | 0.33676 | 652.7876 | 39.3507
Nonequipment | Drain Water Heat Recovery | Commercial | New | Healthcare | 1101.0354 | 0.12273 | 15 | 0.26651 | 0.12673 | 7592 | 1304.0358 | 507.3565 | 7592 | 0.066828 | 1304.0358 | 7592 | 0.17176 | 507.3565 | 1304.0358 | 0.38907 | 507.3565 | 59.0261
Nonequipment | Drain Water Heat Recovery | Commercial | New | Hospitals | 33306.3195 | 0.12273 | 15 | 3.4011 | 7.5489 | 113880 | 39173.3483 | 13644.9187 | 113880 | 0.11982 | 39173.3483 | 113880 | 0.34399 | 13644.9187 | 39173.3483 | 0.34832 | 13644.9187 | 29.2691
Nonequipment | Drain Water Heat Recovery | Commercial | New | Institutional | 66062.1214 | 0.12273 | 15 | 15.9906 | 7.6041 | 189800 | 78242.1466 | 30441.3894 | 189800 | 0.16039 | 78242.1466 | 189800 | 0.41223 | 30441.3894 | 78242.1466 | 0.38907 | 30441.3894 | 24.5942
Nonequipment | Drain Water Heat Recovery | Commercial | New | Lodging/Hospitality | 7927.4546 | 0.12273 | 15 | 0.47913 | 3.3276 | 22776 | 9304.4996 | 3133.3804 | 22776 | 0.13757 | 9304.4996 | 22776 | 0.40852 | 3133.3804 | 9304.4996 | 0.33676 | 3133.3804 | 24.5942
Nonequipment | Drain Water Heat Recovery | Commercial | New | Miscellaneous | 49546.591 | 0.12273 | 15 | 11.993 | 5.703 | 151840 | 58681.6099 | 22831.042 | 151840 | 0.15036 | 58681.6099 | 151840 | 0.38647 | 22831.042 | 58681.6099 | 0.38907 | 22831.042 | 26.2338
Nonequipment | Drain Water Heat Recovery | Commercial | New | Offices | 6881.471 | 0.12273 | 15 | 1.6657 | 0.79209 | 22776 | 8150.2236 | 3170.9781 | 22776 | 0.13922 | 8150.2236 | 22776 | 0.35784 | 3170.9781 | 8150.2236 | 0.38907 | 3170.9781 | 28.3325
Nonequipment | Drain Water Heat Recovery | Commercial | New | Restaurants | 2752.5884 | 0.12273 | 15 | 0.16636 | 1.1554 | 15184 | 3230.729 | 1087.9793 | 15184 | 0.071653 | 3230.729 | 15184 | 0.21277 | 1087.9793 | 3230.729 | 0.33676 | 1087.9793 | 47.2209
Nonequipment | Drain Water Heat Recovery | Commercial | New | Retail | 4905.1125 | 0.12273 | 15 | 0.29646 | 2.059 | 22776 | 5757.1591 | 1938.7791 | 22776 | 0.085124 | 5757.1591 | 22776 | 0.25277 | 1938.7791 | 5757.1591 | 0.33676 | 1938.7791 | 39.7482
Nonequipment | Drain Water Heat Recovery | Commercial | New | Schools K-12 | 344.0811 | 0.12273 | 15 | 0.083286 | 0.039605 | 7592 | 407.5201 | 158.5524 | 7592 | 0.020884 | 407.5201 | 7592 | 0.053678 | 158.5524 | 407.5201 | 0.38907 | 158.5524 | 188.8794
Nonequipment | Drain Water Heat Recovery | Commercial | New | Warehouse | 1651.553 | 0.12273 | 15 | 0.39977 | 0.1901 | 7592 | 1956.0537 | 761.0347 | 7592 | 0.10024 | 1956.0537 | 7592 | 0.25765 | 761.0347 | 1956.0537 | 0.38907 | 761.0347 | 39.3507
Nonequipment | Faucet Aerator | Commercial | Existing | Assembly | 197.7633 | 0.028116 | 10 | 0.041217 | 0.024823 | 19.65 | 180.4404 | 69.735 | 19.65 | 3.5489 | 180.4404 | 19.65 | 9.1827 | 69.735 | 180.4404 | 0.38647 | 69.735 | 0.85056
Nonequipment | Faucet Aerator | Commercial | Existing | College and University | 2241.317 | 0.013854 | 10 | 0.20663 | 0.54015 | 222.7 | 2033.1857 | 709.9633 | 222.7 | 3.188 | 2033.1857 | 222.7 | 9.1297 | 709.9633 | 2033.1857 | 0.34919 | 709.9633 | 0.85056
Nonequipment | Faucet Aerator | Commercial | Existing | Grocery | 197.7633 | 0.014058 | 10 | 0.010496 | 0.08956 | 19.65 | 179.0481 | 60.5627 | 19.65 | 3.0821 | 179.0481 | 19.65 | 9.1119 | 60.5627 | 179.0481 | 0.33825 | 60.5627 | 0.85056
Nonequipment | Faucet Aerator | Commercial | Existing | Healthcare | 197.7633 | 0.021087 | 10 | 0.041217 | 0.024823 | 19.65 | 180.4404 | 69.735 | 19.65 | 3.5489 | 180.4404 | 19.65 | 9.1827 | 69.735 | 180.4404 | 0.38647 | 69.735 | 0.85056
Nonequipment | Faucet Aerator | Commercial | Existing | Hospitals | 2570.9224 | 0.0090623 | 10 | 0.23702 | 0.61958 | 255.45 | 2332.1836 | 814.3696 | 255.45 | 3.188 | 2332.1836 | 255.45 | 9.1297 | 814.3696 | 2332.1836 | 0.34919 | 814.3696 | 0.85056
Nonequipment | Faucet Aerator | Commercial | Existing | Institutional | 10679.2161 | 0.018979 | 10 | 2.2257 | 1.3404 | 1061.1 | 9743.7833 | 3765.6905 | 1061.1 | 3.5489 | 9743.7833 | 1061.1 | 9.1827 | 3765.6905 | 9743.7833 | 0.38647 | 3765.6905 | 0.85056
Nonequipment | Faucet Aerator | Commercial | Existing | Lodging/Hospitality | 527.3687 | 0.0078101 | 10 | 0.027988 | 0.23883 | 52.4 | 477.4617 | 161.5007 | 52.4 | 3.0821 | 477.4617 | 52.4 | 9.1119 | 161.5007 | 477.4617 | 0.33825 | 161.5007 | 0.85056
Nonequipment | Faucet Aerator | Commercial | Existing | Miscellaneous | 1582.1061 | 0.0037489 | 10 | 0.32974 | 0.19858 | 157.2 | 1443.5235 | 557.8801 | 157.2 | 3.5489 | 1443.5235 | 157.2 | 9.1827 | 557.8801 | 1443.5235 | 0.38647 | 557.8801 | 0.85056
Nonequipment | Faucet Aerator | Commercial | Existing | Offices | 197.7633 | 0.003374 | 10 | 0.041217 | 0.024823 | 19.65 | 180.4404 | 69.735 | 19.65 | 3.5489 | 180.4404 | 19.65 | 9.1827 | 69.735 | 180.4404 | 0.38647 | 69.735 | 0.85056
Nonequipment | Faucet Aerator | Commercial | Existing | Restaurants | 65.9211 | 0.0028116 | 10 | 0.0034985 | 0.029853 | 6.55 | 59.6827 | 20.1876 | 6.55 | 3.0821 | 59.6827 | 6.55 | 9.1119 | 20.1876 | 59.6827 | 0.33825 | 20.1876 | 0.85056
Nonequipment | Faucet Aerator | Commercial | Existing | Retail | 131.8422 | 0.0031556 | 10 | 0.0069971 | 0.059707 | 13.1 | 119.3654 | 40.3752 | 13.1 | 3.0821 | 119.3654 | 13.1 | 9.1119 | 40.3752 | 119.3654 | 0.33825 | 40.3752 | 0.85056
Nonequipment | Faucet Aerator | Commercial | Existing | Schools K-12 | 65.9211 | 0.022493 | 10 | 0.013739 | 0.0082744 | 6.55 | 60.1468 | 23.245 | 6.55 | 3.5489 | 60.1468 | 6.55 | 9.1827 | 23.245 | 60.1468 | 0.38647 | 23.245 | 0.85056
Nonequipment | Faucet Aerator | Commercial | Existing | Warehouse | 65.9211 | 0.0046861 | 10 | 0.013739 | 0.0082744 | 6.55 | 60.1468 | 23.245 | 6.55 | 3.5489 | 60.1468 | 6.55 | 9.1827 | 23.245 | 60.1468 | 0.38647 | 23.245 | 0.85056
Nonequipment | Faucet Aerator | Commercial | New | Assembly | 197.7633 | 0.029392 | 10 | 0.041217 | 0.024823 | 19.65 | 180.4404 | 69.735 | 19.65 | 3.5489 | 180.4404 | 19.65 | 9.1827 | 69.735 | 180.4404 | 0.38647 | 69.735 | 0.85056
Nonequipment | Faucet Aerator | Commercial | New | College and University | 2241.317 | 0.014483 | 10 | 0.20663 | 0.54015 | 222.7 | 2033.1857 | 709.9633 | 222.7 | 3.188 | 2033.1857 | 222.7 | 9.1297 | 709.9633 | 2033.1857 | 0.34919 | 709.9633 | 0.85056
Nonequipment | Faucet Aerator | Commercial | New | Grocery | 197.7633 | 0.014696 | 10 | 0.010496 | 0.08956 | 19.65 | 179.0481 | 60.5627 | 19.65 | 3.0821 | 179.0481 | 19.65 | 9.1119 | 60.5627 | 179.0481 | 0.33825 | 60.5627 | 0.85056
Nonequipment | Faucet Aerator | Commercial | New | Healthcare | 197.7633 | 0.022044 | 10 | 0.041217 | 0.024823 | 19.65 | 180.4404 | 69.735 | 19.65 | 3.5489 | 180.4404 | 19.65 | 9.1827 | 69.735 | 180.4404 | 0.38647 | 69.735 | 0.85056
Nonequipment | Faucet Aerator | Commercial | New | Hospitals | 2570.9224 | 0.0094733 | 10 | 0.23702 | 0.61958 | 255.45 | 2332.1836 | 814.3696 | 255.45 | 3.188 | 2332.1836 | 255.45 | 9.1297 | 814.3696 | 2332.1836 | 0.34919 | 814.3696 | 0.85056
Nonequipment | Faucet Aerator | Commercial | New | Institutional | 10679.2161 | 0.019839 | 10 | 2.2257 | 1.3404 | 1061.1 | 9743.7833 | 3765.6905 | 1061.1 | 3.5489 | 9743.7833 | 1061.1 | 9.1827 | 3765.6905 | 9743.7833 | 0.38647 | 3765.6905 | 0.85056
Nonequipment | Faucet Aerator | Commercial | New | Lodging/Hospitality | 527.3687 | 0.0081644 | 10 | 0.027988 | 0.23883 | 52.4 | 477.4617 | 161.5007 | 52.4 | 3.0821 | 477.4617 | 52.4 | 9.1119 | 161.5007 | 477.4617 | 0.33825 | 161.5007 | 0.85056
Nonequipment | Faucet Aerator | Commercial | New | Miscellaneous | 1582.1061 | 0.0039189 | 10 | 0.32974 | 0.19858 | 157.2 | 1443.5235 | 557.8801 | 157.2 | 3.5489 | 1443.5235 | 157.2 | 9.1827 | 557.8801 | 1443.5235 | 0.38647 | 557.8801 | 0.85056
Nonequipment | Faucet Aerator | Commercial | New | Offices | 197.7633 | 0.003527 | 10 | 0.041217 | 0.024823 | 19.65 | 180.4404 | 69.735 | 19.65 | 3.5489 | 180.4404 | 19.65 | 9.1827 | 69.735 | 180.4404 | 0.38647 | 69.735 | 0.85056
Nonequipment | Faucet Aerator | Commercial | New | Restaurants | 65.9211 | 0.0029392 | 10 | 0.0034985 | 0.029853 | 6.55 | 59.6827 | 20.1876 | 6.55 | 3.0821 | 59.6827 | 6.55 | 9.1119 | 20.1876 | 59.6827 | 0.33825 | 20.1876 | 0.85056
Nonequipment | Faucet Aerator | Commercial | New | Retail | 131.8422 | 0.0032987 | 10 | 0.0069971 | 0.059707 | 13.1 | 119.3654 | 40.3752 | 13.1 | 3.0821 | 119.3654 | 13.1 | 9.1119 | 40.3752 | 119.3654 | 0.33825 | 40.3752 | 0.85056
Nonequipment | Faucet Aerator | Commercial | New | Schools K-12 | 65.9211 | 0.023513 | 10 | 0.013739 | 0.0082744 | 6.55 | 60.1468 | 23.245 | 6.55 | 3.5489 | 60.1468 | 6.55 | 9.1827 | 23.245 | 60.1468 | 0.38647 | 23.245 | 0.85056
Nonequipment | Faucet Aerator | Commercial | New | Warehouse | 65.9211 | 0.0048986 | 10 | 0.013739 | 0.0082744 | 6.55 | 60.1468 | 23.245 | 6.55 | 3.5489 | 60.1468 | 6.55 | 9.1827 | 23.245 | 60.1468 | 0.38647 | 23.245 | 0.85056
Nonequipment | Hot Water Circulation Pump Control | Commercial | Existing | Assembly | 651 | 0.092554 | 15 | 0.030962 | 0.032526 | 459 | 763.5901 | 245.9916 | 459 | 0.53593 | 763.5901 | 459 | 1.6636 | 245.9916 | 763.5901 | 0.32215 | 245.9916 | 6.0356
Nonequipment | Hot Water Circulation Pump Control | Commercial | Existing | College and University | 6510 | 0.040241 | 15 | 0.8107 | 0.8107 | 4590 | 7665.3303 | 2681.4716 | 4590 | 0.5842 | 7665.3303 | 4590 | 1.67 | 2681.4716 | 7665.3303 | 0.34982 | 2681.4716 | 6.0356
Nonequipment | Hot Water Circulation Pump Control | Commercial | Existing | Grocery | 651 | 0.046277 | 15 | 0 | 0 | 459 | 761.7717 | 237.4835 | 459 | 0.51739 | 761.7717 | 459 | 1.6596 | 237.4835 | 761.7717 | 0.31175 | 237.4835 | 6.0356
Nonequipment | Hot Water Circulation Pump Control | Commercial | Existing | Healthcare | 651 | 0.069416 | 15 | 0.030962 | 0.032526 | 459 | 763.5901 | 245.9916 | 459 | 0.53593 | 763.5901 | 459 | 1.6636 | 245.9916 | 763.5901 | 0.32215 | 245.9916 | 6.0356
Nonequipment | Hot Water Circulation Pump Control | Commercial | Existing | Hospitals | 9765 | 0.034421 | 15 | 1.2161 | 1.2161 | 6885 | 11497.9954 | 4022.2074 | 6885 | 0.5842 | 11497.9954 | 6885 | 1.67 | 4022.2074 | 11497.9954 | 0.34982 | 4022.2074 | 6.0356
Nonequipment | Hot Water Circulation Pump Control | Commercial | Existing | Institutional | 16275 | 0.028923 | 15 | 0.77405 | 0.81316 | 11475 | 19089.7526 | 6149.7904 | 11475 | 0.53593 | 19089.7526 | 11475 | 1.6636 | 6149.7904 | 19089.7526 | 0.32215 | 6149.7904 | 6.0356
Nonequipment | Hot Water Circulation Pump Control | Commercial | Existing | Lodging/Hospitality | 1953 | 0.028923 | 15 | 0 | 0 | 1377 | 2285.315 | 712.4505 | 1377 | 0.51739 | 2285.315 | 1377 | 1.6596 | 712.4505 | 2285.315 | 0.31175 | 712.4505 | 6.0356
Nonequipment | Hot Water Circulation Pump Control | Commercial | Existing | Miscellaneous | 13020 | 0.030851 | 15 | 0.61924 | 0.65053 | 9180 | 15271.8021 | 4919.8323 | 9180 | 0.53593 | 15271.8021 | 9180 | 1.6636 | 4919.8323 | 15271.8021 | 0.32215 | 4919.8323 | 6.0356
Nonequipment | Hot Water Circulation Pump Control | Commercial | Existing | Offices | 1953 | 0.03332 | 15 | 0.092886 | 0.097579 | 1377 | 2290.7703 | 737.9748 | 1377 | 0.53593 | 2290.7703 | 1377 | 1.6636 | 737.9748 | 2290.7703 | 0.32215 | 737.9748 | 6.0356
Nonequipment | Hot Water Circulation Pump Control | Commercial | Existing | Restaurants | 1302 | 0.055533 | 15 | 0 | 0 | 918 | 1523.5433 | 474.967 | 918 | 0.51739 | 1523.5433 | 918 | 1.6596 | 474.967 | 1523.5433 | 0.31175 | 474.967 | 6.0356
Nonequipment | Hot Water Circulation Pump Control | Commercial | Existing | Retail | 1953 | 0.046745 | 15 | 0 | 0 | 1377 | 2285.315 | 712.4505 | 1377 | 0.51739 | 2285.315 | 1377 | 1.6596 | 712.4505 | 2285.315 | 0.31175 | 712.4505 | 6.0356
Nonequipment | Hot Water Circulation Pump Control | Commercial | Existing | Schools K-12 | 651 | 0.22213 | 15 | 0.030962 | 0.032526 | 459 | 763.5901 | 245.9916 | 459 | 0.53593 | 763.5901 | 459 | 1.6636 | 245.9916 | 763.5901 | 0.32215 | 245.9916 | 6.0356
Nonequipment | Hot Water Circulation Pump Control | Commercial | Existing | Warehouse | 651 | 0.046277 | 15 | 0.030962 | 0.032526 | 459 | 763.5901 | 245.9916 | 459 | 0.53593 | 763.5901 | 459 | 1.6636 | 245.9916 | 763.5901 | 0.32215 | 245.9916 | 6.0356
Nonequipment | Hot Water Circulation Pump Control | Commercial | New | Assembly | 651 | 0.096752 | 15 | 0.030962 | 0.032526 | 459 | 763.5901 | 245.9916 | 459 | 0.53593 | 763.5901 | 459 | 1.6636 | 245.9916 | 763.5901 | 0.32215 | 245.9916 | 6.0356
Nonequipment | Hot Water Circulation Pump Control | Commercial | New | College and University | 6510 | 0.042066 | 15 | 0.8107 | 0.8107 | 4590 | 7665.3303 | 2681.4716 | 4590 | 0.5842 | 7665.3303 | 4590 | 1.67 | 2681.4716 | 7665.3303 | 0.34982 | 2681.4716 | 6.0356
Nonequipment | Hot Water Circulation Pump Control | Commercial | New | Grocery | 651 | 0.048376 | 15 | 0 | 0 | 459 | 761.7717 | 237.4835 | 459 | 0.51739 | 761.7717 | 459 | 1.6596 | 237.4835 | 761.7717 | 0.31175 | 237.4835 | 6.0356
Nonequipment | Hot Water Circulation Pump Control | Commercial | New | Healthcare | 651 | 0.072564 | 15 | 0.030962 | 0.032526 | 459 | 763.5901 | 245.9916 | 459 | 0.53593 | 763.5901 | 459 | 1.6636 | 245.9916 | 763.5901 | 0.32215 | 245.9916 | 6.0356
Nonequipment | Hot Water Circulation Pump Control | Commercial | New | Hospitals | 9765 | 0.035982 | 15 | 1.2161 | 1.2161 | 6885 | 11497.9954 | 4022.2074 | 6885 | 0.5842 | 11497.9954 | 6885 | 1.67 | 4022.2074 | 11497.9954 | 0.34982 | 4022.2074 | 6.0356
Nonequipment | Hot Water Circulation Pump Control | Commercial | New | Institutional | 16275 | 0.030235 | 15 | 0.77405 | 0.81316 | 11475 | 19089.7526 | 6149.7904 | 11475 | 0.53593 | 19089.7526 | 11475 | 1.6636 | 6149.7904 | 19089.7526 | 0.32215 | 6149.7904 | 6.0356
Nonequipment | Hot Water Circulation Pump Control | Commercial | New | Lodging/Hospitality | 1953 | 0.030235 | 15 | 0 | 0 | 1377 | 2285.315 | 712.4505 | 1377 | 0.51739 | 2285.315 | 1377 | 1.6596 | 712.4505 | 2285.315 | 0.31175 | 712.4505 | 6.0356
Nonequipment | Hot Water Circulation Pump Control | Commercial | New | Miscellaneous | 13020 | 0.032251 | 15 | 0.61924 | 0.65053 | 9180 | 15271.8021 | 4919.8323 | 9180 | 0.53593 | 15271.8021 | 9180 | 1.6636 | 4919.8323 | 15271.8021 | 0.32215 | 4919.8323 | 6.0356
Nonequipment | Hot Water Circulation Pump Control | Commercial | New | Offices | 1953 | 0.034831 | 15 | 0.092886 | 0.097579 | 1377 | 2290.7703 | 737.9748 | 1377 | 0.53593 | 2290.7703 | 1377 | 1.6636 | 737.9748 | 2290.7703 | 0.32215 | 737.9748 | 6.0356
Nonequipment | Hot Water Circulation Pump Control | Commercial | New | Restaurants | 1302 | 0.058051 | 15 | 0 | 0 | 918 | 1523.5433 | 474.967 | 918 | 0.51739 | 1523.5433 | 918 | 1.6596 | 474.967 | 1523.5433 | 0.31175 | 474.967 | 6.0356
Nonequipment | Hot Water Circulation Pump Control | Commercial | New | Retail | 1953 | 0.048865 | 15 | 0 | 0 | 1377 | 2285.315 | 712.4505 | 1377 | 0.51739 | 2285.315 | 1377 | 1.6596 | 712.4505 | 2285.315 | 0.31175 | 712.4505 | 6.0356
Nonequipment | Hot Water Circulation Pump Control | Commercial | New | Schools K-12 | 651 | 0.2322 | 15 | 0.030962 | 0.032526 | 459 | 763.5901 | 245.9916 | 459 | 0.53593 | 763.5901 | 459 | 1.6636 | 245.9916 | 763.5901 | 0.32215 | 245.9916 | 6.0356
Nonequipment | Hot Water Circulation Pump Control | Commercial | New | Warehouse | 651 | 0.048376 | 15 | 0.030962 | 0.032526 | 459 | 763.5901 | 245.9916 | 459 | 0.53593 | 763.5901 | 459 | 1.6636 | 245.9916 | 763.5901 | 0.32215 | 245.9916 | 6.0356
Nonequipment | Hot Water Pipe Insulation | Commercial | Existing | Assembly | 1355.592 | 0.19273 | 13 | 0.15144 | 0.1702 | 180 | 1464.1165 | 507.3307 | 180 | 2.8185 | 1464.1165 | 180 | 8.134 | 507.3307 | 1464.1165 | 0.34651 | 507.3307 | 1.1367
Nonequipment | Hot Water Pipe Insulation | Commercial | Existing | College and University | 13555.9203 | 0.083795 | 13 | 1.5475 | 1.5475 | 1800 | 14642.9465 | 5075.6398 | 1800 | 2.8198 | 14642.9465 | 1800 | 8.135 | 5075.6398 | 14642.9465 | 0.34663 | 5075.6398 | 1.1367
Nonequipment | Hot Water Pipe Insulation | Commercial | Existing | Grocery | 1355.592 | 0.096364 | 13 | 0.10667 | 0.18442 | 180 | 1461.7032 | 495.6138 | 180 | 2.7534 | 1461.7032 | 180 | 8.1206 | 495.6138 | 1461.7032 | 0.33907 | 495.6138 | 1.1367
Nonequipment | Hot Water Pipe Insulation | Commercial | Existing | Healthcare | 1355.592 | 0.14455 | 13 | 0.15144 | 0.1702 | 180 | 1464.1165 | 507.3307 | 180 | 2.8185 | 1464.1165 | 180 | 8.134 | 507.3307 | 1464.1165 | 0.34651 | 507.3307 | 1.1367
Nonequipment | Hot Water Pipe Insulation | Commercial | Existing | Hospitals | 20333.8804 | 0.071676 | 13 | 2.3212 | 2.3212 | 2700 | 21964.4197 | 7613.4597 | 2700 | 2.8198 | 21964.4197 | 2700 | 8.135 | 7613.4597 | 21964.4197 | 0.34663 | 7613.4597 | 1.1367
Nonequipment | Hot Water Pipe Insulation | Commercial | Existing | Institutional | 33889.8007 | 0.060227 | 13 | 3.786 | 4.255 | 4500 | 36602.9113 | 12683.2685 | 4500 | 2.8185 | 36602.9113 | 4500 | 8.134 | 12683.2685 | 36602.9113 | 0.34651 | 12683.2685 | 1.1367
Nonequipment | Hot Water Pipe Insulation | Commercial | Existing | Lodging/Hospitality | 4066.7761 | 0.060227 | 13 | 0.32002 | 0.55325 | 540 | 4385.1097 | 1486.8413 | 540 | 2.7534 | 4385.1097 | 540 | 8.1206 | 1486.8413 | 4385.1097 | 0.33907 | 1486.8413 | 1.1367
Nonequipment | Hot Water Pipe Insulation | Commercial | Existing | Miscellaneous | 27111.8406 | 0.064243 | 13 | 3.0288 | 3.404 | 3600 | 29282.3291 | 10146.6148 | 3600 | 2.8185 | 29282.3291 | 3600 | 8.134 | 10146.6148 | 29282.3291 | 0.34651 | 10146.6148 | 1.1367
Nonequipment | Hot Water Pipe Insulation | Commercial | Existing | Offices | 4066.7761 | 0.069382 | 13 | 0.45432 | 0.51059 | 540 | 4392.3494 | 1521.9922 | 540 | 2.8185 | 4392.3494 | 540 | 8.134 | 1521.9922 | 4392.3494 | 0.34651 | 1521.9922 | 1.1367
Nonequipment | Hot Water Pipe Insulation | Commercial | Existing | Restaurants | 2711.1841 | 0.11564 | 13 | 0.21335 | 0.36883 | 360 | 2923.4065 | 991.2275 | 360 | 2.7534 | 2923.4065 | 360 | 8.1206 | 991.2275 | 2923.4065 | 0.33907 | 991.2275 | 1.1367
Nonequipment | Hot Water Pipe Insulation | Commercial | Existing | Retail | 4066.7761 | 0.097337 | 13 | 0.32002 | 0.55325 | 540 | 4385.1097 | 1486.8413 | 540 | 2.7534 | 4385.1097 | 540 | 8.1206 | 1486.8413 | 4385.1097 | 0.33907 | 1486.8413 | 1.1367
Nonequipment | Hot Water Pipe Insulation | Commercial | Existing | Schools K-12 | 1355.592 | 0.46254 | 13 | 0.15144 | 0.1702 | 180 | 1464.1165 | 507.3307 | 180 | 2.8185 | 1464.1165 | 180 | 8.134 | 507.3307 | 1464.1165 | 0.34651 | 507.3307 | 1.1367
Nonequipment | Hot Water Pipe Insulation | Commercial | Existing | Warehouse | 1355.592 | 0.096364 | 13 | 0.15144 | 0.1702 | 180 | 1464.1165 | 507.3307 | 180 | 2.8185 | 1464.1165 | 180 | 8.134 | 507.3307 | 1464.1165 | 0.34651 | 507.3307 | 1.1367
Nonequipment | Hot Water Pipe Insulation | Commercial | New | Assembly | 1355.592 | 0.20147 | 13 | 0.15144 | 0.1702 | 180 | 1464.1165 | 507.3307 | 180 | 2.8185 | 1464.1165 | 180 | 8.134 | 507.3307 | 1464.1165 | 0.34651 | 507.3307 | 1.1367
Nonequipment | Hot Water Pipe Insulation | Commercial | New | College and University | 13555.9203 | 0.087595 | 13 | 1.5475 | 1.5475 | 1800 | 14642.9465 | 5075.6398 | 1800 | 2.8198 | 14642.9465 | 1800 | 8.135 | 5075.6398 | 14642.9465 | 0.34663 | 5075.6398 | 1.1367
Nonequipment | Hot Water Pipe Insulation | Commercial | New | Grocery | 1355.592 | 0.10073 | 13 | 0.10667 | 0.18442 | 180 | 1461.7032 | 495.6138 | 180 | 2.7534 | 1461.7032 | 180 | 8.1206 | 495.6138 | 1461.7032 | 0.33907 | 495.6138 | 1.1367
Nonequipment | Hot Water Pipe Insulation | Commercial | New | Healthcare | 1355.592 | 0.1511 | 13 | 0.15144 | 0.1702 | 180 | 1464.1165 | 507.3307 | 180 | 2.8185 | 1464.1165 | 180 | 8.134 | 507.3307 | 1464.1165 | 0.34651 | 507.3307 | 1.1367
Nonequipment | Hot Water Pipe Insulation | Commercial | New | Hospitals | 20333.8804 | 0.074926 | 13 | 2.3212 | 2.3212 | 2700 | 21964.4197 | 7613.4597 | 2700 | 2.8198 | 21964.4197 | 2700 | 8.135 | 7613.4597 | 21964.4197 | 0.34663 | 7613.4597 | 1.1367
Nonequipment | Hot Water Pipe Insulation | Commercial | New | Institutional | 33889.8007 | 0.062959 | 13 | 3.786 | 4.255 | 4500 | 36602.9113 | 12683.2685 | 4500 | 2.8185 | 36602.9113 | 4500 | 8.134 | 12683.2685 | 36602.9113 | 0.34651 | 12683.2685 | 1.1367
Nonequipment | Hot Water Pipe Insulation | Commercial | New | Lodging/Hospitality | 4066.7761 | 0.062959 | 13 | 0.32002 | 0.55325 | 540 | 4385.1097 | 1486.8413 | 540 | 2.7534 | 4385.1097 | 540 | 8.1206 | 1486.8413 | 4385.1097 | 0.33907 | 1486.8413 | 1.1367
Nonequipment | Hot Water Pipe Insulation | Commercial | New | Miscellaneous | 27111.8406 | 0.067156 | 13 | 3.0288 | 3.404 | 3600 | 29282.3291 | 10146.6148 | 3600 | 2.8185 | 29282.3291 | 3600 | 8.134 | 10146.6148 | 29282.3291 | 0.34651 | 10146.6148 | 1.1367
Nonequipment | Hot Water Pipe Insulation | Commercial | New | Offices | 4066.7761 | 0.072529 | 13 | 0.45432 | 0.51059 | 540 | 4392.3494 | 1521.9922 | 540 | 2.8185 | 4392.3494 | 540 | 8.134 | 1521.9922 | 4392.3494 | 0.34651 | 1521.9922 | 1.1367
Nonequipment | Hot Water Pipe Insulation | Commercial | New | Restaurants | 2711.1841 | 0.12088 | 13 | 0.21335 | 0.36883 | 360 | 2923.4065 | 991.2275 | 360 | 2.7534 | 2923.4065 | 360 | 8.1206 | 991.2275 | 2923.4065 | 0.33907 | 991.2275 | 1.1367
Nonequipment | Hot Water Pipe Insulation | Commercial | New | Retail | 4066.7761 | 0.10175 | 13 | 0.32002 | 0.55325 | 540 | 4385.1097 | 1486.8413 | 540 | 2.7534 | 4385.1097 | 540 | 8.1206 | 1486.8413 | 4385.1097 | 0.33907 | 1486.8413 | 1.1367
Nonequipment | Hot Water Pipe Insulation | Commercial | New | Schools K-12 | 1355.592 | 0.48351 | 13 | 0.15144 | 0.1702 | 180 | 1464.1165 | 507.3307 | 180 | 2.8185 | 1464.1165 | 180 | 8.134 | 507.3307 | 1464.1165 | 0.34651 | 507.3307 | 1.1367
Nonequipment | Hot Water Pipe Insulation | Commercial | New | Warehouse | 1355.592 | 0.10073 | 13 | 0.15144 | 0.1702 | 180 | 1464.1165 | 507.3307 | 180 | 2.8185 | 1464.1165 | 180 | 8.134 | 507.3307 | 1464.1165 | 0.34651 | 507.3307 | 1.1367
Nonequipment | Low Flow Shower Head | Commercial | Existing | Assembly | 155.2928 | 0.022078 | 10 | 0.026243 | 0.017455 | 12 | 141.4127 | 52.6729 | 12 | 4.3894 | 141.4127 | 12 | 11.7844 | 52.6729 | 141.4127 | 0.37248 | 52.6729 | 0.66148
Nonequipment | Low Flow Shower Head | Commercial | Existing | College and University | 6056.4203 | 0.037437 | 10 | 0.42491 | 2.2292 | 468 | 5487.9669 | 1871.8193 | 468 | 3.9996 | 5487.9669 | 468 | 11.7264 | 1871.8193 | 5487.9669 | 0.34108 | 1871.8193 | 0.66148
Nonequipment | Low Flow Shower Head | Commercial | Existing | Grocery | 155.2928 | 0.011039 | 10 | 0.010895 | 0.057159 | 12 | 140.7171 | 47.9954 | 12 | 3.9996 | 140.7171 | 12 | 11.7264 | 47.9954 | 140.7171 | 0.34108 | 47.9954 | 0.66148
Nonequipment | Low Flow Shower Head | Commercial | Existing | Healthcare | 155.2928 | 0.016559 | 10 | 0.014317 | 0.037425 | 12 | 140.8722 | 49.1908 | 12 | 4.0992 | 140.8722 | 12 | 11.7393 | 49.1908 | 140.8722 | 0.34919 | 49.1908 | 0.66148
Nonequipment | Low Flow Shower Head | Commercial | Existing | Hospitals | 4037.6135 | 0.014232 | 10 | 0.37223 | 0.97305 | 312 | 3662.676 | 1278.9611 | 312 | 4.0992 | 3662.676 | 312 | 11.7393 | 1278.9611 | 3662.676 | 0.34919 | 1278.9611 | 0.66148
Nonequipment | Low Flow Shower Head | Commercial | Existing | Institutional | 3416.4422 | 0.0060715 | 10 | 0.57736 | 0.38401 | 264 | 3111.0791 | 1158.8046 | 264 | 4.3894 | 3111.0791 | 264 | 11.7844 | 1158.8046 | 3111.0791 | 0.37248 | 1158.8046 | 0.66148
Nonequipment | Low Flow Shower Head | Commercial | Existing | Lodging/Hospitality | 1708.2211 | 0.025298 | 10 | 0.090394 | 0.77136 | 132 | 1546.5533 | 522.9997 | 132 | 3.9621 | 1546.5533 | 132 | 11.7163 | 522.9997 | 1546.5533 | 0.33817 | 522.9997 | 0.66148
Nonequipment | Low Flow Shower Head | Commercial | Existing | Miscellaneous | 2639.9781 | 0.0062555 | 10 | 0.44614 | 0.29674 | 204 | 2404.0157 | 895.4399 | 204 | 4.3894 | 2404.0157 | 204 | 11.7844 | 895.4399 | 2404.0157 | 0.37248 | 895.4399 | 0.66148
Nonequipment | Low Flow Shower Head | Commercial | Existing | Offices | 310.5857 | 0.0052988 | 10 | 0.052487 | 0.03491 | 24 | 282.8254 | 105.3459 | 24 | 4.3894 | 282.8254 | 24 | 11.7844 | 105.3459 | 282.8254 | 0.37248 | 105.3459 | 0.66148
Nonequipment | Low Flow Shower Head | Commercial | Existing | Restaurants | 155.2928 | 0.0066235 | 10 | 0.010895 | 0.057159 | 12 | 140.7171 | 47.9954 | 12 | 3.9996 | 140.7171 | 12 | 11.7264 | 47.9954 | 140.7171 | 0.34108 | 47.9954 | 0.66148
Nonequipment | Low Flow Shower Head | Commercial | Existing | Retail | 310.5857 | 0.0074338 | 10 | 0.021791 | 0.11432 | 24 | 281.4342 | 95.9907 | 24 | 3.9996 | 281.4342 | 24 | 11.7264 | 95.9907 | 281.4342 | 0.34108 | 95.9907 | 0.66148
Nonequipment | Low Flow Shower Head | Commercial | Existing | Schools K-12 | 155.2928 | 0.052987 | 10 | 0.026243 | 0.017455 | 12 | 141.4127 | 52.6729 | 12 | 4.3894 | 141.4127 | 12 | 11.7844 | 52.6729 | 141.4127 | 0.37248 | 52.6729 | 0.66148
Nonequipment | Low Flow Shower Head | Commercial | Existing | Warehouse | 155.2928 | 0.011039 | 10 | 0.026243 | 0.017455 | 12 | 141.4127 | 52.6729 | 12 | 4.3894 | 141.4127 | 12 | 11.7844 | 52.6729 | 141.4127 | 0.37248 | 52.6729 | 0.66148
Nonequipment | Low Flow Shower Head | Commercial | New | Assembly | 155.2928 | 0.02308 | 10 | 0.026243 | 0.017455 | 12 | 141.4127 | 52.6729 | 12 | 4.3894 | 141.4127 | 12 | 11.7844 | 52.6729 | 141.4127 | 0.37248 | 52.6729 | 0.66148
Nonequipment | Low Flow Shower Head | Commercial | New | College and University | 6056.4203 | 0.039135 | 10 | 0.42491 | 2.2292 | 468 | 5487.9669 | 1871.8193 | 468 | 3.9996 | 5487.9669 | 468 | 11.7264 | 1871.8193 | 5487.9669 | 0.34108 | 1871.8193 | 0.66148
Nonequipment | Low Flow Shower Head | Commercial | New | Grocery | 155.2928 | 0.01154 | 10 | 0.010895 | 0.057159 | 12 | 140.7171 | 47.9954 | 12 | 3.9996 | 140.7171 | 12 | 11.7264 | 47.9954 | 140.7171 | 0.34108 | 47.9954 | 0.66148
Nonequipment | Low Flow Shower Head | Commercial | New | Healthcare | 155.2928 | 0.01731 | 10 | 0.014317 | 0.037425 | 12 | 140.8722 | 49.1908 | 12 | 4.0992 | 140.8722 | 12 | 11.7393 | 49.1908 | 140.8722 | 0.34919 | 49.1908 | 0.66148
Nonequipment | Low Flow Shower Head | Commercial | New | Hospitals | 4037.6135 | 0.014878 | 10 | 0.37223 | 0.97305 | 312 | 3662.676 | 1278.9611 | 312 | 4.0992 | 3662.676 | 312 | 11.7393 | 1278.9611 | 3662.676 | 0.34919 | 1278.9611 | 0.66148
Nonequipment | Low Flow Shower Head | Commercial | New | Institutional | 3416.4422 | 0.0063469 | 10 | 0.57736 | 0.38401 | 264 | 3111.0791 | 1158.8046 | 264 | 4.3894 | 3111.0791 | 264 | 11.7844 | 1158.8046 | 3111.0791 | 0.37248 | 1158.8046 | 0.66148
Nonequipment | Low Flow Shower Head | Commercial | New | Lodging/Hospitality | 1708.2211 | 0.026445 | 10 | 0.090394 | 0.77136 | 132 | 1546.5533 | 522.9997 | 132 | 3.9621 | 1546.5533 | 132 | 11.7163 | 522.9997 | 1546.5533 | 0.33817 | 522.9997 | 0.66148
Nonequipment | Low Flow Shower Head | Commercial | New | Miscellaneous | 2639.9781 | 0.0065392 | 10 | 0.44614 | 0.29674 | 204 | 2404.0157 | 895.4399 | 204 | 4.3894 | 2404.0157 | 204 | 11.7844 | 895.4399 | 2404.0157 | 0.37248 | 895.4399 | 0.66148
Nonequipment | Low Flow Shower Head | Commercial | New | Offices | 310.5857 | 0.0055391 | 10 | 0.052487 | 0.03491 | 24 | 282.8254 | 105.3459 | 24 | 4.3894 | 282.8254 | 24 | 11.7844 | 105.3459 | 282.8254 | 0.37248 | 105.3459 | 0.66148
Nonequipment | Low Flow Shower Head | Commercial | New | Restaurants | 155.2928 | 0.0069239 | 10 | 0.010895 | 0.057159 | 12 | 140.7171 | 47.9954 | 12 | 3.9996 | 140.7171 | 12 | 11.7264 | 47.9954 | 140.7171 | 0.34108 | 47.9954 | 0.66148
Nonequipment | Low Flow Shower Head | Commercial | New | Retail | 310.5857 | 0.0077709 | 10 | 0.021791 | 0.11432 | 24 | 281.4342 | 95.9907 | 24 | 3.9996 | 281.4342 | 24 | 11.7264 | 95.9907 | 281.4342 | 0.34108 | 95.9907 | 0.66148
Nonequipment | Low Flow Shower Head | Commercial | New | Schools K-12 | 155.2928 | 0.05539 | 10 | 0.026243 | 0.017455 | 12 | 141.4127 | 52.6729 | 12 | 4.3894 | 141.4127 | 12 | 11.7844 | 52.6729 | 141.4127 | 0.37248 | 52.6729 | 0.66148
Nonequipment | Low Flow Shower Head | Commercial | New | Warehouse | 155.2928 | 0.01154 | 10 | 0.026243 | 0.017455 | 12 | 141.4127 | 52.6729 | 12 | 4.3894 | 141.4127 | 12 | 11.7844 | 52.6729 | 141.4127 | 0.37248 | 52.6729 | 0.66148
Nonequipment | Low-Flow Pre-Rinse Sprayers | Commercial | Existing | Assembly | 2261.9741 | 0.32159 | 5 | 0.20853 | 0.54512 | 185.8 | 1198.7685 | 414.5695 | 185.8 | 2.2313 | 1198.7685 | 185.8 | 6.4519 | 414.5695 | 1198.7685 | 0.34583 | 414.5695 | 0.70315
Nonequipment | Low-Flow Pre-Rinse Sprayers | Commercial | Existing | College and University | 2261.9741 | 0.013982 | 5 | 0.20853 | 0.54512 | 185.8 | 1198.7685 | 414.5695 | 185.8 | 2.2313 | 1198.7685 | 185.8 | 6.4519 | 414.5695 | 1198.7685 | 0.34583 | 414.5695 | 0.70315
Nonequipment | Low-Flow Pre-Rinse Sprayers | Commercial | Existing | Grocery | 2261.9741 | 0.1608 | 5 | 0.20853 | 0.54512 | 185.8 | 1198.7685 | 414.5695 | 185.8 | 2.2313 | 1198.7685 | 185.8 | 6.4519 | 414.5695 | 1198.7685 | 0.34583 | 414.5695 | 0.70315
Nonequipment | Low-Flow Pre-Rinse Sprayers | Commercial | Existing | Healthcare | 2261.9741 | 0.24119 | 5 | 0.20853 | 0.54512 | 185.8 | 1198.7685 | 414.5695 | 185.8 | 2.2313 | 1198.7685 | 185.8 | 6.4519 | 414.5695 | 1198.7685 | 0.34583 | 414.5695 | 0.70315
Nonequipment | Low-Flow Pre-Rinse Sprayers | Commercial | Existing | Hospitals | 2261.9741 | 0.0079733 | 5 | 0.20853 | 0.54512 | 185.8 | 1198.7685 | 414.5695 | 185.8 | 2.2313 | 1198.7685 | 185.8 | 6.4519 | 414.5695 | 1198.7685 | 0.34583 | 414.5695 | 0.70315
Nonequipment | Low-Flow Pre-Rinse Sprayers | Commercial | Existing | Institutional | 2261.9741 | 0.0040199 | 5 | 0.20853 | 0.54512 | 185.8 | 1198.7685 | 414.5695 | 185.8 | 2.2313 | 1198.7685 | 185.8 | 6.4519 | 414.5695 | 1198.7685 | 0.34583 | 414.5695 | 0.70315
Nonequipment | Low-Flow Pre-Rinse Sprayers | Commercial | Existing | Lodging/Hospitality | 2261.9741 | 0.033499 | 5 | 0.12005 | 1.0244 | 185.8 | 1196.4257 | 399.9271 | 185.8 | 2.1525 | 1196.4257 | 185.8 | 6.4393 | 399.9271 | 1196.4257 | 0.33427 | 399.9271 | 0.70315
Nonequipment | Low-Flow Pre-Rinse Sprayers | Commercial | Existing | Miscellaneous | 2261.9741 | 0.0053598 | 5 | 0.20853 | 0.54512 | 185.8 | 1198.7685 | 414.5695 | 185.8 | 2.2313 | 1198.7685 | 185.8 | 6.4519 | 414.5695 | 1198.7685 | 0.34583 | 414.5695 | 0.70315
Nonequipment | Low-Flow Pre-Rinse Sprayers | Commercial | Existing | Offices | 2261.9741 | 0.038591 | 5 | 0.20853 | 0.54512 | 185.8 | 1198.7685 | 414.5695 | 185.8 | 2.2313 | 1198.7685 | 185.8 | 6.4519 | 414.5695 | 1198.7685 | 0.34583 | 414.5695 | 0.70315
Nonequipment | Low-Flow Pre-Rinse Sprayers | Commercial | Existing | Restaurants | 2261.9741 | 0.096477 | 5 | 0.35603 | 0.19768 | 185.8 | 1202.6738 | 435.5064 | 185.8 | 2.344 | 1202.6738 | 185.8 | 6.4729 | 435.5064 | 1202.6738 | 0.36212 | 435.5064 | 0.70315
Nonequipment | Low-Flow Pre-Rinse Sprayers | Commercial | Existing | Retail | 2261.9741 | 0.05414 | 5 | 0.20853 | 0.54512 | 185.8 | 1198.7685 | 414.5695 | 185.8 | 2.2313 | 1198.7685 | 185.8 | 6.4519 | 414.5695 | 1198.7685 | 0.34583 | 414.5695 | 0.70315
Nonequipment | Low-Flow Pre-Rinse Sprayers | Commercial | Existing | Schools K-12 | 1130.987 | 0.3859 | 5 | 0.10427 | 0.27256 | 92.9 | 599.3843 | 207.2848 | 92.9 | 2.2313 | 599.3843 | 92.9 | 6.4519 | 207.2848 | 599.3843 | 0.34583 | 207.2848 | 0.70315
Nonequipment | Low-Flow Pre-Rinse Sprayers | Commercial | Existing | Warehouse | 2261.9741 | 0.1608 | 5 | 0.20853 | 0.54512 | 185.8 | 1198.7685 | 414.5695 | 185.8 | 2.2313 | 1198.7685 | 185.8 | 6.4519 | 414.5695 | 1198.7685 | 0.34583 | 414.5695 | 0.70315
Nonequipment | Low-Flow Pre-Rinse Sprayers | Commercial | New | Assembly | 2261.9741 | 0.33724 | 5 | 0.20853 | 0.54512 | 185.8 | 1198.7685 | 414.5695 | 185.8 | 2.2313 | 1198.7685 | 185.8 | 6.4519 | 414.5695 | 1198.7685 | 0.34583 | 414.5695 | 0.70315
Nonequipment | Low-Flow Pre-Rinse Sprayers | Commercial | New | College and University | 2261.9741 | 0.014663 | 5 | 0.20853 | 0.54512 | 185.8 | 1198.7685 | 414.5695 | 185.8 | 2.2313 | 1198.7685 | 185.8 | 6.4519 | 414.5695 | 1198.7685 | 0.34583 | 414.5695 | 0.70315
Nonequipment | Low-Flow Pre-Rinse Sprayers | Commercial | New | Grocery | 2261.9741 | 0.16862 | 5 | 0.20853 | 0.54512 | 185.8 | 1198.7685 | 414.5695 | 185.8 | 2.2313 | 1198.7685 | 185.8 | 6.4519 | 414.5695 | 1198.7685 | 0.34583 | 414.5695 | 0.70315
Nonequipment | Low-Flow Pre-Rinse Sprayers | Commercial | New | Healthcare | 2261.9741 | 0.25293 | 5 | 0.20853 | 0.54512 | 185.8 | 1198.7685 | 414.5695 | 185.8 | 2.2313 | 1198.7685 | 185.8 | 6.4519 | 414.5695 | 1198.7685 | 0.34583 | 414.5695 | 0.70315
Nonequipment | Low-Flow Pre-Rinse Sprayers | Commercial | New | Hospitals | 2261.9741 | 0.0083614 | 5 | 0.20853 | 0.54512 | 185.8 | 1198.7685 | 414.5695 | 185.8 | 2.2313 | 1198.7685 | 185.8 | 6.4519 | 414.5695 | 1198.7685 | 0.34583 | 414.5695 | 0.70315
Nonequipment | Low-Flow Pre-Rinse Sprayers | Commercial | New | Institutional | 2261.9741 | 0.0042155 | 5 | 0.20853 | 0.54512 | 185.8 | 1198.7685 | 414.5695 | 185.8 | 2.2313 | 1198.7685 | 185.8 | 6.4519 | 414.5695 | 1198.7685 | 0.34583 | 414.5695 | 0.70315
Nonequipment | Low-Flow Pre-Rinse Sprayers | Commercial | New | Lodging/Hospitality | 2261.9741 | 0.035129 | 5 | 0.12005 | 1.0244 | 185.8 | 1196.4257 | 399.9271 | 185.8 | 2.1525 | 1196.4257 | 185.8 | 6.4393 | 399.9271 | 1196.4257 | 0.33427 | 399.9271 | 0.70315
Nonequipment | Low-Flow Pre-Rinse Sprayers | Commercial | New | Miscellaneous | 2261.9741 | 0.0056207 | 5 | 0.20853 | 0.54512 | 185.8 | 1198.7685 | 414.5695 | 185.8 | 2.2313 | 1198.7685 | 185.8 | 6.4519 | 414.5695 | 1198.7685 | 0.34583 | 414.5695 | 0.70315
Nonequipment | Low-Flow Pre-Rinse Sprayers | Commercial | New | Offices | 2261.9741 | 0.040469 | 5 | 0.20853 | 0.54512 | 185.8 | 1198.7685 | 414.5695 | 185.8 | 2.2313 | 1198.7685 | 185.8 | 6.4519 | 414.5695 | 1198.7685 | 0.34583 | 414.5695 | 0.70315
Nonequipment | Low-Flow Pre-Rinse Sprayers | Commercial | New | Restaurants | 2261.9741 | 0.10117 | 5 | 0.35603 | 0.19768 | 185.8 | 1202.6738 | 435.5064 | 185.8 | 2.344 | 1202.6738 | 185.8 | 6.4729 | 435.5064 | 1202.6738 | 0.36212 | 435.5064 | 0.70315
Nonequipment | Low-Flow Pre-Rinse Sprayers | Commercial | New | Retail | 2261.9741 | 0.056775 | 5 | 0.20853 | 0.54512 | 185.8 | 1198.7685 | 414.5695 | 185.8 | 2.2313 | 1198.7685 | 185.8 | 6.4519 | 414.5695 | 1198.7685 | 0.34583 | 414.5695 | 0.70315
Nonequipment | Low-Flow Pre-Rinse Sprayers | Commercial | New | Schools K-12 | 1130.987 | 0.40468 | 5 | 0.10427 | 0.27256 | 92.9 | 599.3843 | 207.2848 | 92.9 | 2.2313 | 599.3843 | 92.9 | 6.4519 | 207.2848 | 599.3843 | 0.34583 | 207.2848 | 0.70315
Nonequipment | Low-Flow Pre-Rinse Sprayers | Commercial | New | Warehouse | 2261.9741 | 0.16862 | 5 | 0.20853 | 0.54512 | 185.8 | 1198.7685 | 414.5695 | 185.8 | 2.2313 | 1198.7685 | 185.8 | 6.4519 | 414.5695 | 1198.7685 | 0.34583 | 414.5695 | 0.70315
Nonequipment | Tank Wrap on Water Heater | Commercial | Existing | Assembly | 263.9459 | 0.037526 | 7 | 0.026439 | 0.026975 | 167.92 | 183.8765 | 62.87 | 167.92 | 0.3744 | 183.8765 | 167.92 | 1.095 | 62.87 | 183.8765 | 0.34191 | 62.87 | 5.446
Nonequipment | Tank Wrap on Water Heater | Commercial | Existing | College and University | 2639.4593 | 0.016316 | 7 | 0.26439 | 0.26975 | 1679.2 | 1838.7647 | 628.7003 | 1679.2 | 0.3744 | 1838.7647 | 1679.2 | 1.095 | 628.7003 | 1838.7647 | 0.34191 | 628.7003 | 5.446
Nonequipment | Tank Wrap on Water Heater | Commercial | Existing | Grocery | 263.9459 | 0.018763 | 7 | 0.026439 | 0.026975 | 167.92 | 183.8765 | 62.87 | 167.92 | 0.3744 | 183.8765 | 167.92 | 1.095 | 62.87 | 183.8765 | 0.34191 | 62.87 | 5.446
Nonequipment | Tank Wrap on Water Heater | Commercial | Existing | Healthcare | 263.9459 | 0.028144 | 7 | 0.026439 | 0.026975 | 167.92 | 183.8765 | 62.87 | 167.92 | 0.3744 | 183.8765 | 167.92 | 1.095 | 62.87 | 183.8765 | 0.34191 | 62.87 | 5.446
Nonequipment | Tank Wrap on Water Heater | Commercial | Existing | Hospitals | 3959.189 | 0.013956 | 7 | 0.39659 | 0.40463 | 2518.8 | 2758.147 | 943.0504 | 2518.8 | 0.3744 | 2758.147 | 2518.8 | 1.095 | 943.0504 | 2758.147 | 0.34191 | 943.0504 | 5.446
Nonequipment | Tank Wrap on Water Heater | Commercial | Existing | Institutional | 6598.6483 | 0.011727 | 7 | 0.66098 | 0.67439 | 4198 | 4596.9117 | 1571.7507 | 4198 | 0.3744 | 4596.9117 | 4198 | 1.095 | 1571.7507 | 4596.9117 | 0.34191 | 1571.7507 | 5.446
Nonequipment | Tank Wrap on Water Heater | Commercial | Existing | Lodging/Hospitality | 791.8378 | 0.011727 | 7 | 0.079318 | 0.080926 | 503.76 | 551.6294 | 188.6101 | 503.76 | 0.3744 | 551.6294 | 503.76 | 1.095 | 188.6101 | 551.6294 | 0.34191 | 188.6101 | 5.446
Nonequipment | Tank Wrap on Water Heater | Commercial | Existing | Miscellaneous | 5278.9187 | 0.012509 | 7 | 0.52878 | 0.53951 | 3358.4 | 3677.5293 | 1257.4006 | 3358.4 | 0.3744 | 3677.5293 | 3358.4 | 1.095 | 1257.4006 | 3677.5293 | 0.34191 | 1257.4006 | 5.446
Nonequipment | Tank Wrap on Water Heater | Commercial | Existing | Offices | 791.8378 | 0.013509 | 7 | 0.079318 | 0.080926 | 503.76 | 551.6294 | 188.6101 | 503.76 | 0.3744 | 551.6294 | 503.76 | 1.095 | 188.6101 | 551.6294 | 0.34191 | 188.6101 | 5.446
Nonequipment | Tank Wrap on Water Heater | Commercial | Existing | Restaurants | 527.8919 | 0.022515 | 7 | 0.052878 | 0.053951 | 335.84 | 367.7529 | 125.7401 | 335.84 | 0.3744 | 367.7529 | 335.84 | 1.095 | 125.7401 | 367.7529 | 0.34191 | 125.7401 | 5.446
Nonequipment | Tank Wrap on Water Heater | Commercial | Existing | Retail | 791.8378 | 0.018952 | 7 | 0.079318 | 0.080926 | 503.76 | 551.6294 | 188.6101 | 503.76 | 0.3744 | 551.6294 | 503.76 | 1.095 | 188.6101 | 551.6294 | 0.34191 | 188.6101 | 5.446
Nonequipment | Tank Wrap on Water Heater | Commercial | Existing | Schools K-12 | 263.9459 | 0.09006 | 7 | 0.026439 | 0.026975 | 167.92 | 183.8765 | 62.87 | 167.92 | 0.3744 | 183.8765 | 167.92 | 1.095 | 62.87 | 183.8765 | 0.34191 | 62.87 | 5.446
Nonequipment | Tank Wrap on Water Heater | Commercial | Existing | Warehouse | 263.9459 | 0.018763 | 7 | 0.026439 | 0.026975 | 167.92 | 183.8765 | 62.87 | 167.92 | 0.3744 | 183.8765 | 167.92 | 1.095 | 62.87 | 183.8765 | 0.34191 | 62.87 | 5.446
Nonequipment | Tank Wrap on Water Heater | Commercial | New | Assembly | 252.4943 | 0.037526 | 7 | 0.025292 | 0.025805 | 167.92 | 175.8988 | 60.1423 | 167.92 | 0.35816 | 175.8988 | 167.92 | 1.0475 | 60.1423 | 175.8988 | 0.34191 | 60.1423 | 5.693
Nonequipment | Tank Wrap on Water Heater | Commercial | New | College and University | 2524.9431 | 0.016316 | 7 | 0.25292 | 0.25805 | 1679.2 | 1758.9876 | 601.4233 | 1679.2 | 0.35816 | 1758.9876 | 1679.2 | 1.0475 | 601.4233 | 1758.9876 | 0.34191 | 601.4233 | 5.693
Nonequipment | Tank Wrap on Water Heater | Commercial | New | Grocery | 252.4943 | 0.018763 | 7 | 0.025292 | 0.025805 | 167.92 | 175.8988 | 60.1423 | 167.92 | 0.35816 | 175.8988 | 167.92 | 1.0475 | 60.1423 | 175.8988 | 0.34191 | 60.1423 | 5.693
Nonequipment | Tank Wrap on Water Heater | Commercial | New | Healthcare | 252.4943 | 0.028144 | 7 | 0.025292 | 0.025805 | 167.92 | 175.8988 | 60.1423 | 167.92 | 0.35816 | 175.8988 | 167.92 | 1.0475 | 60.1423 | 175.8988 | 0.34191 | 60.1423 | 5.693
Nonequipment | Tank Wrap on Water Heater | Commercial | New | Hospitals | 3787.4147 | 0.013956 | 7 | 0.37938 | 0.38708 | 2518.8 | 2638.4814 | 902.135 | 2518.8 | 0.35816 | 2638.4814 | 2518.8 | 1.0475 | 902.135 | 2638.4814 | 0.34191 | 902.135 | 5.693
Nonequipment | Tank Wrap on Water Heater | Commercial | New | Institutional | 6312.3578 | 0.011727 | 7 | 0.6323 | 0.64513 | 4198 | 4397.4689 | 1503.5583 | 4198 | 0.35816 | 4397.4689 | 4198 | 1.0475 | 1503.5583 | 4397.4689 | 0.34191 | 1503.5583 | 5.693
Nonequipment | Tank Wrap on Water Heater | Commercial | New | Lodging/Hospitality | 757.4829 | 0.011727 | 7 | 0.075876 | 0.077415 | 503.76 | 527.6963 | 180.427 | 503.76 | 0.35816 | 527.6963 | 503.76 | 1.0475 | 180.427 | 527.6963 | 0.34191 | 180.427 | 5.693
Nonequipment | Tank Wrap on Water Heater | Commercial | New | Miscellaneous | 5049.8862 | 0.012509 | 7 | 0.50584 | 0.5161 | 3358.4 | 3517.9751 | 1202.8467 | 3358.4 | 0.35816 | 3517.9751 | 3358.4 | 1.0475 | 1202.8467 | 3517.9751 | 0.34191 | 1202.8467 | 5.693
Nonequipment | Tank Wrap on Water Heater | Commercial | New | Offices | 757.4829 | 0.013509 | 7 | 0.075876 | 0.077415 | 503.76 | 527.6963 | 180.427 | 503.76 | 0.35816 | 527.6963 | 503.76 | 1.0475 | 180.427 | 527.6963 | 0.34191 | 180.427 | 5.693
Nonequipment | Tank Wrap on Water Heater | Commercial | New | Restaurants | 504.9886 | 0.022515 | 7 | 0.050584 | 0.05161 | 335.84 | 351.7975 | 120.2847 | 335.84 | 0.35816 | 351.7975 | 335.84 | 1.0475 | 120.2847 | 351.7975 | 0.34191 | 120.2847 | 5.693
Nonequipment | Tank Wrap on Water Heater | Commercial | New | Retail | 757.4829 | 0.018952 | 7 | 0.075876 | 0.077415 | 503.76 | 527.6963 | 180.427 | 503.76 | 0.35816 | 527.6963 | 503.76 | 1.0475 | 180.427 | 527.6963 | 0.34191 | 180.427 | 5.693
Nonequipment | Tank Wrap on Water Heater | Commercial | New | Schools K-12 | 252.4943 | 0.09006 | 7 | 0.025292 | 0.025805 | 167.92 | 175.8988 | 60.1423 | 167.92 | 0.35816 | 175.8988 | 167.92 | 1.0475 | 60.1423 | 175.8988 | 0.34191 | 60.1423 | 5.693
Nonequipment | Tank Wrap on Water Heater | Commercial | New | Warehouse | 252.4943 | 0.018763 | 7 | 0.025292 | 0.025805 | 167.92 | 175.8988 | 60.1423 | 167.92 | 0.35816 | 175.8988 | 167.92 | 1.0475 | 60.1423 | 175.8988 | 0.34191 | 60.1423 | 5.693
Nonequipment | Thermostatic Shower Restriction Valve | Commercial | Existing | Assembly | 763.4095 | 0.10854 | 10 | 0.12901 | 0.085808 | 29.95 | 695.1756 | 258.9367 | 29.95 | 8.6456 | 695.1756 | 29.95 | 23.2112 | 258.9367 | 695.1756 | 0.37248 | 258.9367 | 0.33584
Nonequipment | Thermostatic Shower Restriction Valve | Commercial | Existing | College and University | 29772.9694 | 0.18404 | 10 | 2.0889 | 10.9586 | 1168.05 | 26978.4895 | 9201.7421 | 1168.05 | 7.8779 | 26978.4895 | 1168.05 | 23.097 | 9201.7421 | 26978.4895 | 0.34108 | 9201.7421 | 0.33584
Nonequipment | Thermostatic Shower Restriction Valve | Commercial | Existing | Grocery | 763.4095 | 0.054268 | 10 | 0.05356 | 0.28099 | 29.95 | 691.7561 | 235.9421 | 29.95 | 7.8779 | 691.7561 | 29.95 | 23.097 | 235.9421 | 691.7561 | 0.34108 | 235.9421 | 0.33584
Nonequipment | Thermostatic Shower Restriction Valve | Commercial | Existing | Healthcare | 763.4095 | 0.081402 | 10 | 0.070379 | 0.18398 | 29.95 | 692.5184 | 241.8188 | 29.95 | 8.0741 | 692.5184 | 29.95 | 23.1225 | 241.8188 | 692.5184 | 0.34919 | 241.8188 | 0.33584
Nonequipment | Thermostatic Shower Restriction Valve | Commercial | Existing | Hospitals | 19848.6463 | 0.069965 | 10 | 1.8299 | 4.7834 | 778.7 | 18005.4779 | 6287.29 | 778.7 | 8.0741 | 18005.4779 | 778.7 | 23.1225 | 6287.29 | 18005.4779 | 0.34919 | 6287.29 | 0.33584
Nonequipment | Thermostatic Shower Restriction Valve | Commercial | Existing | Institutional | 16795.0084 | 0.029847 | 10 | 2.8382 | 1.8878 | 658.9 | 15293.8631 | 5696.6084 | 658.9 | 8.6456 | 15293.8631 | 658.9 | 23.2112 | 5696.6084 | 15293.8631 | 0.37248 | 5696.6084 | 0.33584
Nonequipment | Thermostatic Shower Restriction Valve | Commercial | Existing | Lodging/Hospitality | 8397.5042 | 0.12436 | 10 | 0.44437 | 3.7919 | 329.45 | 7602.7555 | 2571.0327 | 329.45 | 7.804 | 7602.7555 | 329.45 | 23.0771 | 2571.0327 | 7602.7555 | 0.33817 | 2571.0327 | 0.33584
Nonequipment | Thermostatic Shower Restriction Valve | Commercial | Existing | Miscellaneous | 12977.961 | 0.030752 | 10 | 2.1932 | 1.4587 | 509.15 | 11817.9851 | 4401.9247 | 509.15 | 8.6456 | 11817.9851 | 509.15 | 23.2112 | 4401.9247 | 11817.9851 | 0.37248 | 4401.9247 | 0.33584
Nonequipment | Thermostatic Shower Restriction Valve | Commercial | Existing | Offices | 1526.8189 | 0.026049 | 10 | 0.25802 | 0.17162 | 59.9 | 1390.3512 | 517.8735 | 59.9 | 8.6456 | 1390.3512 | 59.9 | 23.2112 | 517.8735 | 1390.3512 | 0.37248 | 517.8735 | 0.33584
Nonequipment | Thermostatic Shower Restriction Valve | Commercial | Existing | Restaurants | 763.4095 | 0.032561 | 10 | 0.05356 | 0.28099 | 29.95 | 691.7561 | 235.9421 | 29.95 | 7.8779 | 691.7561 | 29.95 | 23.097 | 235.9421 | 691.7561 | 0.34108 | 235.9421 | 0.33584
Nonequipment | Thermostatic Shower Restriction Valve | Commercial | Existing | Retail | 1526.8189 | 0.036544 | 10 | 0.10712 | 0.56198 | 59.9 | 1383.5123 | 471.8842 | 59.9 | 7.8779 | 1383.5123 | 59.9 | 23.097 | 471.8842 | 1383.5123 | 0.34108 | 471.8842 | 0.33584
Nonequipment | Thermostatic Shower Restriction Valve | Commercial | Existing | Schools K-12 | 763.4095 | 0.26048 | 10 | 0.12901 | 0.085808 | 29.95 | 695.1756 | 258.9367 | 29.95 | 8.6456 | 695.1756 | 29.95 | 23.2112 | 258.9367 | 695.1756 | 0.37248 | 258.9367 | 0.33584
Nonequipment | Thermostatic Shower Restriction Valve | Commercial | Existing | Warehouse | 763.4095 | 0.054268 | 10 | 0.12901 | 0.085808 | 29.95 | 695.1756 | 258.9367 | 29.95 | 8.6456 | 695.1756 | 29.95 | 23.2112 | 258.9367 | 695.1756 | 0.37248 | 258.9367 | 0.33584
Nonequipment | Thermostatic Shower Restriction Valve | Commercial | New | Assembly | 763.4095 | 0.11346 | 10 | 0.12901 | 0.085808 | 29.95 | 695.1756 | 258.9367 | 29.95 | 8.6456 | 695.1756 | 29.95 | 23.2112 | 258.9367 | 695.1756 | 0.37248 | 258.9367 | 0.33584
Nonequipment | Thermostatic Shower Restriction Valve | Commercial | New | College and University | 29772.9694 | 0.19239 | 10 | 2.0889 | 10.9586 | 1168.05 | 26978.4895 | 9201.7421 | 1168.05 | 7.8779 | 26978.4895 | 1168.05 | 23.097 | 9201.7421 | 26978.4895 | 0.34108 | 9201.7421 | 0.33584
Nonequipment | Thermostatic Shower Restriction Valve | Commercial | New | Grocery | 763.4095 | 0.056729 | 10 | 0.05356 | 0.28099 | 29.95 | 691.7561 | 235.9421 | 29.95 | 7.8779 | 691.7561 | 29.95 | 23.097 | 235.9421 | 691.7561 | 0.34108 | 235.9421 | 0.33584
Nonequipment | Thermostatic Shower Restriction Valve | Commercial | New | Healthcare | 763.4095 | 0.085094 | 10 | 0.070379 | 0.18398 | 29.95 | 692.5184 | 241.8188 | 29.95 | 8.0741 | 692.5184 | 29.95 | 23.1225 | 241.8188 | 692.5184 | 0.34919 | 241.8188 | 0.33584
Nonequipment | Thermostatic Shower Restriction Valve | Commercial | New | Hospitals | 19848.6463 | 0.073138 | 10 | 1.8299 | 4.7834 | 778.7 | 18005.4779 | 6287.29 | 778.7 | 8.0741 | 18005.4779 | 778.7 | 23.1225 | 6287.29 | 18005.4779 | 0.34919 | 6287.29 | 0.33584
Nonequipment | Thermostatic Shower Restriction Valve | Commercial | New | Institutional | 16795.0084 | 0.031201 | 10 | 2.8382 | 1.8878 | 658.9 | 15293.8631 | 5696.6084 | 658.9 | 8.6456 | 15293.8631 | 658.9 | 23.2112 | 5696.6084 | 15293.8631 | 0.37248 | 5696.6084 | 0.33584
Nonequipment | Thermostatic Shower Restriction Valve | Commercial | New | Lodging/Hospitality | 8397.5042 | 0.13 | 10 | 0.44437 | 3.7919 | 329.45 | 7602.7555 | 2571.0327 | 329.45 | 7.804 | 7602.7555 | 329.45 | 23.0771 | 2571.0327 | 7602.7555 | 0.33817 | 2571.0327 | 0.33584
Nonequipment | Thermostatic Shower Restriction Valve | Commercial | New | Miscellaneous | 12977.961 | 0.032147 | 10 | 2.1932 | 1.4587 | 509.15 | 11817.9851 | 4401.9247 | 509.15 | 8.6456 | 11817.9851 | 509.15 | 23.2112 | 4401.9247 | 11817.9851 | 0.37248 | 4401.9247 | 0.33584
Nonequipment | Thermostatic Shower Restriction Valve | Commercial | New | Offices | 1526.8189 | 0.02723 | 10 | 0.25802 | 0.17162 | 59.9 | 1390.3512 | 517.8735 | 59.9 | 8.6456 | 1390.3512 | 59.9 | 23.2112 | 517.8735 | 1390.3512 | 0.37248 | 517.8735 | 0.33584
Nonequipment | Thermostatic Shower Restriction Valve | Commercial | New | Restaurants | 763.4095 | 0.034037 | 10 | 0.05356 | 0.28099 | 29.95 | 691.7561 | 235.9421 | 29.95 | 7.8779 | 691.7561 | 29.95 | 23.097 | 235.9421 | 691.7561 | 0.34108 | 235.9421 | 0.33584
Nonequipment | Thermostatic Shower Restriction Valve | Commercial | New | Retail | 1526.8189 | 0.038201 | 10 | 0.10712 | 0.56198 | 59.9 | 1383.5123 | 471.8842 | 59.9 | 7.8779 | 1383.5123 | 59.9 | 23.097 | 471.8842 | 1383.5123 | 0.34108 | 471.8842 | 0.33584
Nonequipment | Thermostatic Shower Restriction Valve | Commercial | New | Schools K-12 | 763.4095 | 0.27229 | 10 | 0.12901 | 0.085808 | 29.95 | 695.1756 | 258.9367 | 29.95 | 8.6456 | 695.1756 | 29.95 | 23.2112 | 258.9367 | 695.1756 | 0.37248 | 258.9367 | 0.33584
Nonequipment | Thermostatic Shower Restriction Valve | Commercial | New | Warehouse | 763.4095 | 0.056729 | 10 | 0.12901 | 0.085808 | 29.95 | 695.1756 | 258.9367 | 29.95 | 8.6456 | 695.1756 | 29.95 | 23.2112 | 258.9367 | 695.1756 | 0.37248 | 258.9367 | 0.33584
Nonequipment | Bi-Level Lighting Control (Exterior) | Commercial | Existing | Assembly | 1357.8 | 0.31 | 9 | 0 | 0 | 399 | 1137.465 | 352.3633 | 399 | 0.88312 | 1137.465 | 399 | 2.8508 | 352.3633 | 1137.465 | 0.30978 | 352.3633 | 2.5155
Nonequipment | Bi-Level Lighting Control (Exterior) | Commercial | Existing | College and University | 1357.8 | 0.31 | 9 | 0 | 0 | 399 | 1137.465 | 352.3633 | 399 | 0.88312 | 1137.465 | 399 | 2.8508 | 352.3633 | 1137.465 | 0.30978 | 352.3633 | 2.5155
Nonequipment | Bi-Level Lighting Control (Exterior) | Commercial | Existing | Grocery | 1357.8 | 0.31 | 9 | 0 | 0 | 399 | 1137.465 | 352.3633 | 399 | 0.88312 | 1137.465 | 399 | 2.8508 | 352.3633 | 1137.465 | 0.30978 | 352.3633 | 2.5155
Nonequipment | Bi-Level Lighting Control (Exterior) | Commercial | Existing | Healthcare | 1357.8 | 0.31 | 9 | 0 | 0 | 399 | 1137.465 | 352.3633 | 399 | 0.88312 | 1137.465 | 399 | 2.8508 | 352.3633 | 1137.465 | 0.30978 | 352.3633 | 2.5155
Nonequipment | Bi-Level Lighting Control (Exterior) | Commercial | Existing | Hospitals | 1357.8 | 0.31 | 9 | 0 | 0 | 399 | 1137.465 | 352.3633 | 399 | 0.88312 | 1137.465 | 399 | 2.8508 | 352.3633 | 1137.465 | 0.30978 | 352.3633 | 2.5155
Nonequipment | Bi-Level Lighting Control (Exterior) | Commercial | Existing | Institutional | 1357.8 | 0.31 | 9 | 0 | 0 | 399 | 1137.465 | 352.3633 | 399 | 0.88312 | 1137.465 | 399 | 2.8508 | 352.3633 | 1137.465 | 0.30978 | 352.3633 | 2.5155
Nonequipment | Bi-Level Lighting Control (Exterior) | Commercial | Existing | Lodging/Hospitality | 1357.8 | 0.31 | 9 | 0 | 0 | 399 | 1137.465 | 352.3633 | 399 | 0.88312 | 1137.465 | 399 | 2.8508 | 352.3633 | 1137.465 | 0.30978 | 352.3633 | 2.5155
Nonequipment | Bi-Level Lighting Control (Exterior) | Commercial | Existing | Miscellaneous | 1357.8 | 0.31 | 9 | 0 | 0 | 399 | 1137.465 | 352.3633 | 399 | 0.88312 | 1137.465 | 399 | 2.8508 | 352.3633 | 1137.465 | 0.30978 | 352.3633 | 2.5155
Nonequipment | Bi-Level Lighting Control (Exterior) | Commercial | Existing | Offices | 1357.8 | 0.31 | 9 | 0 | 0 | 399 | 1137.465 | 352.3633 | 399 | 0.88312 | 1137.465 | 399 | 2.8508 | 352.3633 | 1137.465 | 0.30978 | 352.3633 | 2.5155
Nonequipment | Bi-Level Lighting Control (Exterior) | Commercial | Existing | Restaurants | 1357.8 | 0.31 | 9 | 0 | 0 | 399 | 1137.465 | 352.3633 | 399 | 0.88312 | 1137.465 | 399 | 2.8508 | 352.3633 | 1137.465 | 0.30978 | 352.3633 | 2.5155
Nonequipment | Bi-Level Lighting Control (Exterior) | Commercial | Existing | Retail | 1357.8 | 0.31 | 9 | 0 | 0 | 399 | 1137.465 | 352.3633 | 399 | 0.88312 | 1137.465 | 399 | 2.8508 | 352.3633 | 1137.465 | 0.30978 | 352.3633 | 2.5155
Nonequipment | Bi-Level Lighting Control (Exterior) | Commercial | Existing | Schools K-12 | 1357.8 | 0.31 | 9 | 0 | 0 | 399 | 1137.465 | 352.3633 | 399 | 0.88312 | 1137.465 | 399 | 2.8508 | 352.3633 | 1137.465 | 0.30978 | 352.3633 | 2.5155
Nonequipment | Bi-Level Lighting Control (Exterior) | Commercial | Existing | Warehouse | 1357.8 | 0.31 | 9 | 0 | 0 | 399 | 1137.465 | 352.3633 | 399 | 0.88312 | 1137.465 | 399 | 2.8508 | 352.3633 | 1137.465 | 0.30978 | 352.3633 | 2.5155
Nonequipment | Bi-Level Lighting Control (Exterior) | Commercial | New | Assembly | 1357.8 | 0.31 | 9 | 0 | 0 | 399 | 1137.465 | 352.3633 | 399 | 0.88312 | 1137.465 | 399 | 2.8508 | 352.3633 | 1137.465 | 0.30978 | 352.3633 | 2.5155
Nonequipment | Bi-Level Lighting Control (Exterior) | Commercial | New | College and University | 1357.8 | 0.31 | 9 | 0 | 0 | 399 | 1137.465 | 352.3633 | 399 | 0.88312 | 1137.465 | 399 | 2.8508 | 352.3633 | 1137.465 | 0.30978 | 352.3633 | 2.5155
Nonequipment | Bi-Level Lighting Control (Exterior) | Commercial | New | Grocery | 1357.8 | 0.31 | 9 | 0 | 0 | 399 | 1137.465 | 352.3633 | 399 | 0.88312 | 1137.465 | 399 | 2.8508 | 352.3633 | 1137.465 | 0.30978 | 352.3633 | 2.5155
Nonequipment | Bi-Level Lighting Control (Exterior) | Commercial | New | Healthcare | 1357.8 | 0.31 | 9 | 0 | 0 | 399 | 1137.465 | 352.3633 | 399 | 0.88312 | 1137.465 | 399 | 2.8508 | 352.3633 | 1137.465 | 0.30978 | 352.3633 | 2.5155
Nonequipment | Bi-Level Lighting Control (Exterior) | Commercial | New | Hospitals | 1357.8 | 0.31 | 9 | 0 | 0 | 399 | 1137.465 | 352.3633 | 399 | 0.88312 | 1137.465 | 399 | 2.8508 | 352.3633 | 1137.465 | 0.30978 | 352.3633 | 2.5155
Nonequipment | Bi-Level Lighting Control (Exterior) | Commercial | New | Institutional | 1357.8 | 0.31 | 9 | 0 | 0 | 399 | 1137.465 | 352.3633 | 399 | 0.88312 | 1137.465 | 399 | 2.8508 | 352.3633 | 1137.465 | 0.30978 | 352.3633 | 2.5155
Nonequipment | Bi-Level Lighting Control (Exterior) | Commercial | New | Lodging/Hospitality | 1357.8 | 0.31 | 9 | 0 | 0 | 399 | 1137.465 | 352.3633 | 399 | 0.88312 | 1137.465 | 399 | 2.8508 | 352.3633 | 1137.465 | 0.30978 | 352.3633 | 2.5155
Nonequipment | Bi-Level Lighting Control (Exterior) | Commercial | New | Miscellaneous | 1357.8 | 0.31 | 9 | 0 | 0 | 399 | 1137.465 | 352.3633 | 399 | 0.88312 | 1137.465 | 399 | 2.8508 | 352.3633 | 1137.465 | 0.30978 | 352.3633 | 2.5155
Nonequipment | Bi-Level Lighting Control (Exterior) | Commercial | New | Offices | 1357.8 | 0.31 | 9 | 0 | 0 | 399 | 1137.465 | 352.3633 | 399 | 0.88312 | 1137.465 | 399 | 2.8508 | 352.3633 | 1137.465 | 0.30978 | 352.3633 | 2.5155
Nonequipment | Bi-Level Lighting Control (Exterior) | Commercial | New | Restaurants | 1357.8 | 0.31 | 9 | 0 | 0 | 399 | 1137.465 | 352.3633 | 399 | 0.88312 | 1137.465 | 399 | 2.8508 | 352.3633 | 1137.465 | 0.30978 | 352.3633 | 2.5155
Nonequipment | Bi-Level Lighting Control (Exterior) | Commercial | New | Retail | 1357.8 | 0.31 | 9 | 0 | 0 | 399 | 1137.465 | 352.3633 | 399 | 0.88312 | 1137.465 | 399 | 2.8508 | 352.3633 | 1137.465 | 0.30978 | 352.3633 | 2.5155
Nonequipment | Bi-Level Lighting Control (Exterior) | Commercial | New | Schools K-12 | 1357.8 | 0.31 | 9 | 0 | 0 | 399 | 1137.465 | 352.3633 | 399 | 0.88312 | 1137.465 | 399 | 2.8508 | 352.3633 | 1137.465 | 0.30978 | 352.3633 | 2.5155
Nonequipment | Bi-Level Lighting Control (Exterior) | Commercial | New | Warehouse | 1357.8 | 0.31 | 9 | 0 | 0 | 399 | 1137.465 | 352.3633 | 399 | 0.88312 | 1137.465 | 399 | 2.8508 | 352.3633 | 1137.465 | 0.30978 | 352.3633 | 2.5155
Nonequipment | Outdoor Lighting Controls | Commercial | Existing | Assembly | 562.52 | 0.28 | 8 | 0 | 0 | 130 | 431.9594 | 130.1845 | 130 | 1.0014 | 431.9594 | 130 | 3.3228 | 130.1845 | 431.9594 | 0.30138 | 130.1845 | 1.9783
Nonequipment | Outdoor Lighting Controls | Commercial | Existing | College and University | 562.52 | 0.28 | 8 | 0 | 0 | 130 | 431.9594 | 130.1845 | 130 | 1.0014 | 431.9594 | 130 | 3.3228 | 130.1845 | 431.9594 | 0.30138 | 130.1845 | 1.9783
Nonequipment | Outdoor Lighting Controls | Commercial | Existing | Grocery | 562.52 | 0.28 | 8 | 0 | 0 | 130 | 431.9594 | 130.1845 | 130 | 1.0014 | 431.9594 | 130 | 3.3228 | 130.1845 | 431.9594 | 0.30138 | 130.1845 | 1.9783
Nonequipment | Outdoor Lighting Controls | Commercial | Existing | Healthcare | 562.52 | 0.28 | 8 | 0 | 0 | 130 | 431.9594 | 130.1845 | 130 | 1.0014 | 431.9594 | 130 | 3.3228 | 130.1845 | 431.9594 | 0.30138 | 130.1845 | 1.9783
Nonequipment | Outdoor Lighting Controls | Commercial | Existing | Hospitals | 562.52 | 0.28 | 8 | 0 | 0 | 130 | 431.9594 | 130.1845 | 130 | 1.0014 | 431.9594 | 130 | 3.3228 | 130.1845 | 431.9594 | 0.30138 | 130.1845 | 1.9783
Nonequipment | Outdoor Lighting Controls | Commercial | Existing | Institutional | 562.52 | 0.28 | 8 | 0 | 0 | 130 | 431.9594 | 130.1845 | 130 | 1.0014 | 431.9594 | 130 | 3.3228 | 130.1845 | 431.9594 | 0.30138 | 130.1845 | 1.9783
Nonequipment | Outdoor Lighting Controls | Commercial | Existing | Lodging/Hospitality | 562.52 | 0.28 | 8 | 0 | 0 | 130 | 431.9594 | 130.1845 | 130 | 1.0014 | 431.9594 | 130 | 3.3228 | 130.1845 | 431.9594 | 0.30138 | 130.1845 | 1.9783
Nonequipment | Outdoor Lighting Controls | Commercial | Existing | Miscellaneous | 562.52 | 0.28 | 8 | 0 | 0 | 130 | 431.9594 | 130.1845 | 130 | 1.0014 | 431.9594 | 130 | 3.3228 | 130.1845 | 431.9594 | 0.30138 | 130.1845 | 1.9783
Nonequipment | Outdoor Lighting Controls | Commercial | Existing | Offices | 562.52 | 0.28 | 8 | 0 | 0 | 130 | 431.9594 | 130.1845 | 130 | 1.0014 | 431.9594 | 130 | 3.3228 | 130.1845 | 431.9594 | 0.30138 | 130.1845 | 1.9783
Nonequipment | Outdoor Lighting Controls | Commercial | Existing | Restaurants | 562.52 | 0.28 | 8 | 0 | 0 | 130 | 431.9594 | 130.1845 | 130 | 1.0014 | 431.9594 | 130 | 3.3228 | 130.1845 | 431.9594 | 0.30138 | 130.1845 | 1.9783
Nonequipment | Outdoor Lighting Controls | Commercial | Existing | Retail | 562.52 | 0.28 | 8 | 0 | 0 | 130 | 431.9594 | 130.1845 | 130 | 1.0014 | 431.9594 | 130 | 3.3228 | 130.1845 | 431.9594 | 0.30138 | 130.1845 | 1.9783
Nonequipment | Outdoor Lighting Controls | Commercial | Existing | Schools K-12 | 562.52 | 0.28 | 8 | 0 | 0 | 130 | 431.9594 | 130.1845 | 130 | 1.0014 | 431.9594 | 130 | 3.3228 | 130.1845 | 431.9594 | 0.30138 | 130.1845 | 1.9783
Nonequipment | Outdoor Lighting Controls | Commercial | Existing | Warehouse | 562.52 | 0.28 | 8 | 0 | 0 | 130 | 431.9594 | 130.1845 | 130 | 1.0014 | 431.9594 | 130 | 3.3228 | 130.1845 | 431.9594 | 0.30138 | 130.1845 | 1.9783
Nonequipment | Outdoor Lighting Controls | Commercial | New | Assembly | 562.52 | 0.28 | 8 | 0 | 0 | 130 | 431.9594 | 130.1845 | 130 | 1.0014 | 431.9594 | 130 | 3.3228 | 130.1845 | 431.9594 | 0.30138 | 130.1845 | 1.9783
Nonequipment | Outdoor Lighting Controls | Commercial | New | College and University | 562.52 | 0.28 | 8 | 0 | 0 | 130 | 431.9594 | 130.1845 | 130 | 1.0014 | 431.9594 | 130 | 3.3228 | 130.1845 | 431.9594 | 0.30138 | 130.1845 | 1.9783
Nonequipment | Outdoor Lighting Controls | Commercial | New | Grocery | 562.52 | 0.28 | 8 | 0 | 0 | 130 | 431.9594 | 130.1845 | 130 | 1.0014 | 431.9594 | 130 | 3.3228 | 130.1845 | 431.9594 | 0.30138 | 130.1845 | 1.9783
Nonequipment | Outdoor Lighting Controls | Commercial | New | Healthcare | 562.52 | 0.28 | 8 | 0 | 0 | 130 | 431.9594 | 130.1845 | 130 | 1.0014 | 431.9594 | 130 | 3.3228 | 130.1845 | 431.9594 | 0.30138 | 130.1845 | 1.9783
Nonequipment | Outdoor Lighting Controls | Commercial | New | Hospitals | 562.52 | 0.28 | 8 | 0 | 0 | 130 | 431.9594 | 130.1845 | 130 | 1.0014 | 431.9594 | 130 | 3.3228 | 130.1845 | 431.9594 | 0.30138 | 130.1845 | 1.9783
Nonequipment | Outdoor Lighting Controls | Commercial | New | Institutional | 562.52 | 0.28 | 8 | 0 | 0 | 130 | 431.9594 | 130.1845 | 130 | 1.0014 | 431.9594 | 130 | 3.3228 | 130.1845 | 431.9594 | 0.30138 | 130.1845 | 1.9783
Nonequipment | Outdoor Lighting Controls | Commercial | New | Lodging/Hospitality | 562.52 | 0.28 | 8 | 0 | 0 | 130 | 431.9594 | 130.1845 | 130 | 1.0014 | 431.9594 | 130 | 3.3228 | 130.1845 | 431.9594 | 0.30138 | 130.1845 | 1.9783
Nonequipment | Outdoor Lighting Controls | Commercial | New | Miscellaneous | 562.52 | 0.28 | 8 | 0 | 0 | 130 | 431.9594 | 130.1845 | 130 | 1.0014 | 431.9594 | 130 | 3.3228 | 130.1845 | 431.9594 | 0.30138 | 130.1845 | 1.9783
Nonequipment | Outdoor Lighting Controls | Commercial | New | Offices | 562.52 | 0.28 | 8 | 0 | 0 | 130 | 431.9594 | 130.1845 | 130 | 1.0014 | 431.9594 | 130 | 3.3228 | 130.1845 | 431.9594 | 0.30138 | 130.1845 | 1.9783
Nonequipment | Outdoor Lighting Controls | Commercial | New | Restaurants | 562.52 | 0.28 | 8 | 0 | 0 | 130 | 431.9594 | 130.1845 | 130 | 1.0014 | 431.9594 | 130 | 3.3228 | 130.1845 | 431.9594 | 0.30138 | 130.1845 | 1.9783
Nonequipment | Outdoor Lighting Controls | Commercial | New | Retail | 562.52 | 0.28 | 8 | 0 | 0 | 130 | 431.9594 | 130.1845 | 130 | 1.0014 | 431.9594 | 130 | 3.3228 | 130.1845 | 431.9594 | 0.30138 | 130.1845 | 1.9783
Nonequipment | Outdoor Lighting Controls | Commercial | New | Schools K-12 | 562.52 | 0.28 | 8 | 0 | 0 | 130 | 431.9594 | 130.1845 | 130 | 1.0014 | 431.9594 | 130 | 3.3228 | 130.1845 | 431.9594 | 0.30138 | 130.1845 | 1.9783
Nonequipment | Outdoor Lighting Controls | Commercial | New | Warehouse | 562.52 | 0.28 | 8 | 0 | 0 | 130 | 431.9594 | 130.1845 | 130 | 1.0014 | 431.9594 | 130 | 3.3228 | 130.1845 | 431.9594 | 0.30138 | 130.1845 | 1.9783
Nonequipment | Air Curtains | Commercial | Existing | Assembly | 81.081 | 0.0016864 | 8 | 0.011723 | 0.0032285 | 3600 | 62.7139 | 21.7993 | 3600 | 0.0060554 | 62.7139 | 3600 | 0.017421 | 21.7993 | 62.7139 | 0.3476 | 21.7993 | 380.0778
Nonequipment | Air Curtains | Commercial | Existing | College and University | 81.081 | 0.00028236 | 8 | 0.010513 | 0.0088056 | 3600 | 62.6673 | 22.1769 | 3600 | 0.0061602 | 62.6673 | 3600 | 0.017408 | 22.1769 | 62.6673 | 0.35388 | 22.1769 | 380.0778
Nonequipment | Air Curtains | Commercial | Existing | Grocery | 81.081 | 0.00070047 | 8 | 0.011723 | 0.0032285 | 3600 | 62.7139 | 21.7993 | 3600 | 0.0060554 | 62.7139 | 3600 | 0.017421 | 21.7993 | 62.7139 | 0.3476 | 21.7993 | 380.0778
Nonequipment | Air Curtains | Commercial | Existing | Healthcare | 81.081 | 0.0004013 | 8 | 0.010513 | 0.0088056 | 3600 | 62.6673 | 22.1769 | 3600 | 0.0061602 | 62.6673 | 3600 | 0.017408 | 22.1769 | 62.6673 | 0.35388 | 22.1769 | 380.0778
Nonequipment | Air Curtains | Commercial | Existing | Hospitals | 81.081 | 3.8513e-05 | 8 | 0.010513 | 0.0088056 | 3600 | 62.6673 | 22.1769 | 3600 | 0.0061602 | 62.6673 | 3600 | 0.017408 | 22.1769 | 62.6673 | 0.35388 | 22.1769 | 380.0778
Nonequipment | Air Curtains | Commercial | Existing | Institutional | 81.081 | 0.00034714 | 8 | 0.011723 | 0.0032285 | 3600 | 62.7139 | 21.7993 | 3600 | 0.0060554 | 62.7139 | 3600 | 0.017421 | 21.7993 | 62.7139 | 0.3476 | 21.7993 | 380.0778
Nonequipment | Air Curtains | Commercial | Existing | Lodging/Hospitality | 81.081 | 0.00042317 | 8 | 0.010513 | 0.0088056 | 3600 | 62.6673 | 22.1769 | 3600 | 0.0061602 | 62.6673 | 3600 | 0.017408 | 22.1769 | 62.6673 | 0.35388 | 22.1769 | 380.0778
Nonequipment | Air Curtains | Commercial | Existing | Miscellaneous | 81.081 | 3.6412e-05 | 8 | 0.011723 | 0.0032285 | 3600 | 62.7139 | 21.7993 | 3600 | 0.0060554 | 62.7139 | 3600 | 0.017421 | 21.7993 | 62.7139 | 0.3476 | 21.7993 | 380.0778
Nonequipment | Air Curtains | Commercial | Existing | Offices | 81.081 | 0.00048711 | 8 | 0.011723 | 0.0032285 | 3600 | 62.7139 | 21.7993 | 3600 | 0.0060554 | 62.7139 | 3600 | 0.017421 | 21.7993 | 62.7139 | 0.3476 | 21.7993 | 380.0778
Nonequipment | Air Curtains | Commercial | Existing | Restaurants | 81.081 | 0.00067223 | 8 | 0.010513 | 0.0088056 | 3600 | 62.6673 | 22.1769 | 3600 | 0.0061602 | 62.6673 | 3600 | 0.017408 | 22.1769 | 62.6673 | 0.35388 | 22.1769 | 380.0778
Nonequipment | Air Curtains | Commercial | Existing | Retail | 81.081 | 0.0015391 | 8 | 0.011723 | 0.0032285 | 3600 | 62.7139 | 21.7993 | 3600 | 0.0060554 | 62.7139 | 3600 | 0.017421 | 21.7993 | 62.7139 | 0.3476 | 21.7993 | 380.0778
Nonequipment | Air Curtains | Commercial | Existing | Schools K-12 | 81.081 | 0.00041184 | 8 | 0.010513 | 0.0088056 | 3600 | 62.6673 | 22.1769 | 3600 | 0.0061602 | 62.6673 | 3600 | 0.017408 | 22.1769 | 62.6673 | 0.35388 | 22.1769 | 380.0778
Nonequipment | Air Curtains | Commercial | Existing | Warehouse | 81.081 | 0.0041457 | 8 | 0.011723 | 0.0032285 | 3600 | 62.7139 | 21.7993 | 3600 | 0.0060554 | 62.7139 | 3600 | 0.017421 | 21.7993 | 62.7139 | 0.3476 | 21.7993 | 380.0778
Nonequipment | Air Curtains | Commercial | New | Assembly | 81.081 | 0.0016864 | 8 | 0.011723 | 0.0032285 | 3600 | 62.7139 | 21.7993 | 3600 | 0.0060554 | 62.7139 | 3600 | 0.017421 | 21.7993 | 62.7139 | 0.3476 | 21.7993 | 380.0778
Nonequipment | Air Curtains | Commercial | New | College and University | 81.081 | 0.00028236 | 8 | 0.010513 | 0.0088056 | 3600 | 62.6673 | 22.1769 | 3600 | 0.0061602 | 62.6673 | 3600 | 0.017408 | 22.1769 | 62.6673 | 0.35388 | 22.1769 | 380.0778
Nonequipment | Air Curtains | Commercial | New | Grocery | 81.081 | 0.00070047 | 8 | 0.011723 | 0.0032285 | 3600 | 62.7139 | 21.7993 | 3600 | 0.0060554 | 62.7139 | 3600 | 0.017421 | 21.7993 | 62.7139 | 0.3476 | 21.7993 | 380.0778
Nonequipment | Air Curtains | Commercial | New | Healthcare | 81.081 | 0.0004013 | 8 | 0.010513 | 0.0088056 | 3600 | 62.6673 | 22.1769 | 3600 | 0.0061602 | 62.6673 | 3600 | 0.017408 | 22.1769 | 62.6673 | 0.35388 | 22.1769 | 380.0778
Nonequipment | Air Curtains | Commercial | New | Hospitals | 81.081 | 3.8513e-05 | 8 | 0.010513 | 0.0088056 | 3600 | 62.6673 | 22.1769 | 3600 | 0.0061602 | 62.6673 | 3600 | 0.017408 | 22.1769 | 62.6673 | 0.35388 | 22.1769 | 380.0778
Nonequipment | Air Curtains | Commercial | New | Institutional | 81.081 | 0.00034714 | 8 | 0.011723 | 0.0032285 | 3600 | 62.7139 | 21.7993 | 3600 | 0.0060554 | 62.7139 | 3600 | 0.017421 | 21.7993 | 62.7139 | 0.3476 | 21.7993 | 380.0778
Nonequipment | Air Curtains | Commercial | New | Lodging/Hospitality | 81.081 | 0.00042317 | 8 | 0.010513 | 0.0088056 | 3600 | 62.6673 | 22.1769 | 3600 | 0.0061602 | 62.6673 | 3600 | 0.017408 | 22.1769 | 62.6673 | 0.35388 | 22.1769 | 380.0778
Nonequipment | Air Curtains | Commercial | New | Miscellaneous | 81.081 | 3.6412e-05 | 8 | 0.011723 | 0.0032285 | 3600 | 62.7139 | 21.7993 | 3600 | 0.0060554 | 62.7139 | 3600 | 0.017421 | 21.7993 | 62.7139 | 0.3476 | 21.7993 | 380.0778
Nonequipment | Air Curtains | Commercial | New | Offices | 81.081 | 0.00048711 | 8 | 0.011723 | 0.0032285 | 3600 | 62.7139 | 21.7993 | 3600 | 0.0060554 | 62.7139 | 3600 | 0.017421 | 21.7993 | 62.7139 | 0.3476 | 21.7993 | 380.0778
Nonequipment | Air Curtains | Commercial | New | Restaurants | 81.081 | 0.00067223 | 8 | 0.010513 | 0.0088056 | 3600 | 62.6673 | 22.1769 | 3600 | 0.0061602 | 62.6673 | 3600 | 0.017408 | 22.1769 | 62.6673 | 0.35388 | 22.1769 | 380.0778
Nonequipment | Air Curtains | Commercial | New | Retail | 81.081 | 0.0015391 | 8 | 0.011723 | 0.0032285 | 3600 | 62.7139 | 21.7993 | 3600 | 0.0060554 | 62.7139 | 3600 | 0.017421 | 21.7993 | 62.7139 | 0.3476 | 21.7993 | 380.0778
Nonequipment | Air Curtains | Commercial | New | Schools K-12 | 81.081 | 0.00041184 | 8 | 0.010513 | 0.0088056 | 3600 | 62.6673 | 22.1769 | 3600 | 0.0061602 | 62.6673 | 3600 | 0.017408 | 22.1769 | 62.6673 | 0.35388 | 22.1769 | 380.0778
Nonequipment | Air Curtains | Commercial | New | Warehouse | 81.081 | 0.0041457 | 8 | 0.011723 | 0.0032285 | 3600 | 62.7139 | 21.7993 | 3600 | 0.0060554 | 62.7139 | 3600 | 0.017421 | 21.7993 | 62.7139 | 0.3476 | 21.7993 | 380.0778
Nonequipment | Airside Economizer | Commercial | Existing | Assembly | 2253.2313 | 0.055556 | 10 | -0.46324 | 2.0439e-05 | 55.8035 | 2013.585 | 636.5907 | 55.8035 | 11.4077 | 2013.585 | 55.8035 | 36.0835 | 636.5907 | 2013.585 | 0.31615 | 636.5907 | 0.212
Nonequipment | Airside Economizer | Commercial | Existing | College and University | 13457.661 | 0.055556 | 10 | -1.6012 | 1.8007 | 333.2922 | 12079.1744 | 3959.9372 | 333.2922 | 11.8813 | 12079.1744 | 333.2922 | 36.242 | 3959.9372 | 12079.1744 | 0.32783 | 3959.9372 | 0.212
Nonequipment | Airside Economizer | Commercial | Existing | Grocery | 5424.8726 | 0.055556 | 10 | -1.2116 | 0.036509 | 134.3523 | 4843.5372 | 1282.7874 | 134.3523 | 9.5479 | 4843.5372 | 134.3523 | 36.051 | 1282.7874 | 4843.5372 | 0.26485 | 1282.7874 | 0.212
Nonequipment | Airside Economizer | Commercial | Existing | Healthcare | 9469.1388 | 0.055556 | 10 | -1.9468 | 8.5893e-05 | 234.5125 | 8462.0324 | 2675.2539 | 234.5125 | 11.4077 | 8462.0324 | 234.5125 | 36.0835 | 2675.2539 | 8462.0324 | 0.31615 | 2675.2539 | 0.212
Nonequipment | Airside Economizer | Commercial | Existing | Hospitals | 98666.9364 | 0.055556 | 10 | -11.7391 | 13.202 | 2443.5835 | 88560.3474 | 29032.896 | 2443.5835 | 11.8813 | 88560.3474 | 2443.5835 | 36.242 | 29032.896 | 88560.3474 | 0.32783 | 29032.896 | 0.212
Nonequipment | Airside Economizer | Commercial | Existing | Institutional | 10946.4253 | 0.055556 | 10 | -2.2505 | 9.9293e-05 | 271.099 | 9782.1995 | 3092.622 | 271.099 | 11.4077 | 9782.1995 | 271.099 | 36.0835 | 3092.622 | 9782.1995 | 0.31615 | 3092.622 | 0.212
Nonequipment | Airside Economizer | Commercial | Existing | Lodging/Hospitality | 8979.6145 | 0.055556 | 10 | -2.0055 | 0.060432 | 222.389 | 8017.349 | 2123.3561 | 222.389 | 9.5479 | 8017.349 | 222.389 | 36.051 | 2123.3561 | 8017.349 | 0.26485 | 2123.3561 | 0.212
Nonequipment | Airside Economizer | Commercial | Existing | Miscellaneous | 104359.7599 | 0.055556 | 10 | -21.4554 | 0.00094663 | 2584.5719 | 93260.3992 | 29484.0808 | 2584.5719 | 11.4077 | 93260.3992 | 2584.5719 | 36.0835 | 29484.0808 | 93260.3992 | 0.31615 | 29484.0808 | 0.212
Nonequipment | Airside Economizer | Commercial | Existing | Offices | 7800.9322 | 0.055556 | 10 | -1.6038 | 7.0761e-05 | 193.1977 | 6971.2507 | 2203.9464 | 193.1977 | 11.4077 | 6971.2507 | 193.1977 | 36.0835 | 2203.9464 | 6971.2507 | 0.31615 | 2203.9464 | 0.212
Nonequipment | Airside Economizer | Commercial | Existing | Restaurants | 5652.7504 | 0.055556 | 10 | -1.2625 | 0.038043 | 139.9959 | 5046.9953 | 1336.6723 | 139.9959 | 9.5479 | 5046.9953 | 139.9959 | 36.051 | 1336.6723 | 5046.9953 | 0.26485 | 1336.6723 | 0.212
Nonequipment | Airside Economizer | Commercial | Existing | Retail | 2468.9837 | 0.055556 | 10 | -0.55142 | 0.016616 | 61.1468 | 2204.4047 | 583.8259 | 61.1468 | 9.5479 | 2204.4047 | 61.1468 | 36.051 | 583.8259 | 2204.4047 | 0.26485 | 583.8259 | 0.212
Nonequipment | Airside Economizer | Commercial | Existing | Schools K-12 | 9226.8228 | 0.055556 | 10 | -1.8969 | 8.3695e-05 | 228.5113 | 8245.4883 | 2606.7939 | 228.5113 | 11.4077 | 8245.4883 | 228.5113 | 36.0835 | 2606.7939 | 8245.4883 | 0.31615 | 2606.7939 | 0.212
Nonequipment | Airside Economizer | Commercial | Existing | Warehouse | 916.5961 | 0.055556 | 10 | -0.18844 | 8.3143e-06 | 22.7004 | 819.11 | 258.9599 | 22.7004 | 11.4077 | 819.11 | 22.7004 | 36.0835 | 258.9599 | 819.11 | 0.31615 | 258.9599 | 0.212
Nonequipment | Airside Economizer | Commercial | New | Assembly | 2253.2313 | 0.055556 | 10 | -0.46324 | 2.0439e-05 | 55.8035 | 2013.585 | 636.5907 | 55.8035 | 11.4077 | 2013.585 | 55.8035 | 36.0835 | 636.5907 | 2013.585 | 0.31615 | 636.5907 | 0.212
Nonequipment | Airside Economizer | Commercial | New | College and University | 13457.661 | 0.055556 | 10 | -1.6012 | 1.8007 | 333.2922 | 12079.1744 | 3959.9372 | 333.2922 | 11.8813 | 12079.1744 | 333.2922 | 36.242 | 3959.9372 | 12079.1744 | 0.32783 | 3959.9372 | 0.212
Nonequipment | Airside Economizer | Commercial | New | Grocery | 5424.8726 | 0.055556 | 10 | -1.2116 | 0.036509 | 134.3523 | 4843.5372 | 1282.7874 | 134.3523 | 9.5479 | 4843.5372 | 134.3523 | 36.051 | 1282.7874 | 4843.5372 | 0.26485 | 1282.7874 | 0.212
Nonequipment | Airside Economizer | Commercial | New | Healthcare | 9469.1388 | 0.055556 | 10 | -1.9468 | 8.5893e-05 | 234.5125 | 8462.0324 | 2675.2539 | 234.5125 | 11.4077 | 8462.0324 | 234.5125 | 36.0835 | 2675.2539 | 8462.0324 | 0.31615 | 2675.2539 | 0.212
Nonequipment | Airside Economizer | Commercial | New | Hospitals | 98666.9364 | 0.055556 | 10 | -11.7391 | 13.202 | 2443.5835 | 88560.3474 | 29032.896 | 2443.5835 | 11.8813 | 88560.3474 | 2443.5835 | 36.242 | 29032.896 | 88560.3474 | 0.32783 | 29032.896 | 0.212
Nonequipment | Airside Economizer | Commercial | New | Institutional | 10946.4253 | 0.055556 | 10 | -2.2505 | 9.9293e-05 | 271.099 | 9782.1995 | 3092.622 | 271.099 | 11.4077 | 9782.1995 | 271.099 | 36.0835 | 3092.622 | 9782.1995 | 0.31615 | 3092.622 | 0.212
Nonequipment | Airside Economizer | Commercial | New | Lodging/Hospitality | 8979.6145 | 0.055556 | 10 | -2.0055 | 0.060432 | 222.389 | 8017.349 | 2123.3561 | 222.389 | 9.5479 | 8017.349 | 222.389 | 36.051 | 2123.3561 | 8017.349 | 0.26485 | 2123.3561 | 0.212
Nonequipment | Airside Economizer | Commercial | New | Miscellaneous | 104359.7599 | 0.055556 | 10 | -21.4554 | 0.00094663 | 2584.5719 | 93260.3992 | 29484.0808 | 2584.5719 | 11.4077 | 93260.3992 | 2584.5719 | 36.0835 | 29484.0808 | 93260.3992 | 0.31615 | 29484.0808 | 0.212
Nonequipment | Airside Economizer | Commercial | New | Offices | 7800.9322 | 0.055556 | 10 | -1.6038 | 7.0761e-05 | 193.1977 | 6971.2507 | 2203.9464 | 193.1977 | 11.4077 | 6971.2507 | 193.1977 | 36.0835 | 2203.9464 | 6971.2507 | 0.31615 | 2203.9464 | 0.212
Nonequipment | Airside Economizer | Commercial | New | Restaurants | 5652.7504 | 0.055556 | 10 | -1.2625 | 0.038043 | 139.9959 | 5046.9953 | 1336.6723 | 139.9959 | 9.5479 | 5046.9953 | 139.9959 | 36.051 | 1336.6723 | 5046.9953 | 0.26485 | 1336.6723 | 0.212
Nonequipment | Airside Economizer | Commercial | New | Retail | 2468.9837 | 0.055556 | 10 | -0.55142 | 0.016616 | 61.1468 | 2204.4047 | 583.8259 | 61.1468 | 9.5479 | 2204.4047 | 61.1468 | 36.051 | 583.8259 | 2204.4047 | 0.26485 | 583.8259 | 0.212
Nonequipment | Airside Economizer | Commercial | New | Schools K-12 | 9226.8228 | 0.055556 | 10 | -1.8969 | 8.3695e-05 | 228.5113 | 8245.4883 | 2606.7939 | 228.5113 | 11.4077 | 8245.4883 | 228.5113 | 36.0835 | 2606.7939 | 8245.4883 | 0.31615 | 2606.7939 | 0.212
Nonequipment | Airside Economizer | Commercial | New | Warehouse | 916.5961 | 0.055556 | 10 | -0.18844 | 8.3143e-06 | 22.7004 | 819.11 | 258.9599 | 22.7004 | 11.4077 | 819.11 | 22.7004 | 36.0835 | 258.9599 | 819.11 | 0.31615 | 258.9599 | 0.212
Nonequipment | Ceiling Insulation(R12 to R38) | Commercial | Existing | Assembly | 0.21811 | 0.057585 | 20 | 4.3645e-06 | 9.8386e-05 | 0.53388 | 0.297 | 0.099562 | 0.53388 | 0.18649 | 0.297 | 0.53388 | 0.55631 | 0.099562 | 0.297 | 0.33522 | 0.099562 | 20.9532
Nonequipment | Ceiling Insulation(R12 to R38) | Commercial | Existing | College and University | 0.21811 | 0.019738 | 20 | 9.0208e-05 | 5.3135e-05 | 0.53388 | 0.30286 | 0.12412 | 0.53388 | 0.23249 | 0.30286 | 0.53388 | 0.56729 | 0.12412 | 0.30286 | 0.40983 | 0.12412 | 20.9532
Nonequipment | Ceiling Insulation(R12 to R38) | Commercial | Existing | Grocery | 0.21811 | 0.0070335 | 20 | 4.4511e-05 | 0.00010179 | 0.53388 | 0.29974 | 0.11006 | 0.53388 | 0.20615 | 0.29974 | 0.53388 | 0.56144 | 0.11006 | 0.29974 | 0.36718 | 0.11006 | 20.9532
Nonequipment | Ceiling Insulation(R12 to R38) | Commercial | Existing | Healthcare | 0.21811 | 0.014461 | 20 | 4.3645e-06 | 9.8386e-05 | 0.53388 | 0.297 | 0.099562 | 0.53388 | 0.18649 | 0.297 | 0.53388 | 0.55631 | 0.099562 | 0.297 | 0.33522 | 0.099562 | 20.9532
Nonequipment | Ceiling Insulation(R12 to R38) | Commercial | Existing | Hospitals | 0.21811 | 0.0026829 | 20 | 9.0208e-05 | 5.3135e-05 | 0.53388 | 0.30286 | 0.12412 | 0.53388 | 0.23249 | 0.30286 | 0.53388 | 0.56729 | 0.12412 | 0.30286 | 0.40983 | 0.12412 | 20.9532
Nonequipment | Ceiling Insulation(R12 to R38) | Commercial | Existing | Institutional | 0.21811 | 0.0038761 | 20 | 4.3645e-06 | 9.8386e-05 | 0.53388 | 0.297 | 0.099562 | 0.53388 | 0.18649 | 0.297 | 0.53388 | 0.55631 | 0.099562 | 0.297 | 0.33522 | 0.099562 | 20.9532
Nonequipment | Ceiling Insulation(R12 to R38) | Commercial | Existing | Lodging/Hospitality | 0.21811 | 0.006281 | 20 | 9.0208e-05 | 5.3135e-05 | 0.53388 | 0.30286 | 0.12412 | 0.53388 | 0.23249 | 0.30286 | 0.53388 | 0.56729 | 0.12412 | 0.30286 | 0.40983 | 0.12412 | 20.9532
Nonequipment | Ceiling Insulation(R12 to R38) | Commercial | Existing | Miscellaneous | 0.21811 | 0.002034 | 20 | 4.3645e-06 | 9.8386e-05 | 0.53388 | 0.297 | 0.099562 | 0.53388 | 0.18649 | 0.297 | 0.53388 | 0.55631 | 0.099562 | 0.297 | 0.33522 | 0.099562 | 20.9532
Nonequipment | Ceiling Insulation(R12 to R38) | Commercial | Existing | Offices | 0.21811 | 0.0037478 | 20 | 4.3645e-06 | 9.8386e-05 | 0.53388 | 0.297 | 0.099562 | 0.53388 | 0.18649 | 0.297 | 0.53388 | 0.55631 | 0.099562 | 0.297 | 0.33522 | 0.099562 | 20.9532
Nonequipment | Ceiling Insulation(R12 to R38) | Commercial | Existing | Restaurants | 0.21811 | 0.0069565 | 20 | 4.4511e-05 | 0.00010179 | 0.53388 | 0.29974 | 0.11006 | 0.53388 | 0.20615 | 0.29974 | 0.53388 | 0.56144 | 0.11006 | 0.29974 | 0.36718 | 0.11006 | 20.9532
Nonequipment | Ceiling Insulation(R12 to R38) | Commercial | Existing | Retail | 0.21811 | 0.036459 | 20 | 4.4511e-05 | 0.00010179 | 0.53388 | 0.29974 | 0.11006 | 0.53388 | 0.20615 | 0.29974 | 0.53388 | 0.56144 | 0.11006 | 0.29974 | 0.36718 | 0.11006 | 20.9532
Nonequipment | Ceiling Insulation(R12 to R38) | Commercial | Existing | Schools K-12 | 0.21811 | 0.042719 | 20 | 4.3645e-06 | 9.8386e-05 | 0.53388 | 0.297 | 0.099562 | 0.53388 | 0.18649 | 0.297 | 0.53388 | 0.55631 | 0.099562 | 0.297 | 0.33522 | 0.099562 | 20.9532
Nonequipment | Ceiling Insulation(R12 to R38) | Commercial | Existing | Warehouse | 0.21811 | 0.15551 | 20 | 2.4751e-05 | 4.4161e-05 | 0.53388 | 0.29839 | 0.10608 | 0.53388 | 0.1987 | 0.29839 | 0.53388 | 0.55891 | 0.10608 | 0.29839 | 0.35551 | 0.10608 | 20.9532
Nonequipment | Ceiling Insulation(R12 to R38) | Commercial | New | Assembly | 0.21477 | 0.056701 | 20 | 4.2975e-06 | 9.6876e-05 | 0.53388 | 0.29244 | 0.098034 | 0.53388 | 0.18362 | 0.29244 | 0.53388 | 0.54777 | 0.098034 | 0.29244 | 0.33522 | 0.098034 | 21.2799
Nonequipment | Ceiling Insulation(R12 to R38) | Commercial | New | College and University | 0.21477 | 0.019435 | 20 | 8.8823e-05 | 5.232e-05 | 0.53388 | 0.29821 | 0.12222 | 0.53388 | 0.22892 | 0.29821 | 0.53388 | 0.55858 | 0.12222 | 0.29821 | 0.40983 | 0.12222 | 21.2799
Nonequipment | Ceiling Insulation(R12 to R38) | Commercial | New | Grocery | 0.21477 | 0.0069256 | 20 | 4.3827e-05 | 0.00010023 | 0.53388 | 0.29514 | 0.10837 | 0.53388 | 0.20299 | 0.29514 | 0.53388 | 0.55282 | 0.10837 | 0.29514 | 0.36718 | 0.10837 | 21.2799
Nonequipment | Ceiling Insulation(R12 to R38) | Commercial | New | Healthcare | 0.21477 | 0.014239 | 20 | 4.2975e-06 | 9.6876e-05 | 0.53388 | 0.29244 | 0.098034 | 0.53388 | 0.18362 | 0.29244 | 0.53388 | 0.54777 | 0.098034 | 0.29244 | 0.33522 | 0.098034 | 21.2799
Nonequipment | Ceiling Insulation(R12 to R38) | Commercial | New | Hospitals | 0.21477 | 0.0026417 | 20 | 8.8823e-05 | 5.232e-05 | 0.53388 | 0.29821 | 0.12222 | 0.53388 | 0.22892 | 0.29821 | 0.53388 | 0.55858 | 0.12222 | 0.29821 | 0.40983 | 0.12222 | 21.2799
Nonequipment | Ceiling Insulation(R12 to R38) | Commercial | New | Institutional | 0.21477 | 0.0038166 | 20 | 4.2975e-06 | 9.6876e-05 | 0.53388 | 0.29244 | 0.098034 | 0.53388 | 0.18362 | 0.29244 | 0.53388 | 0.54777 | 0.098034 | 0.29244 | 0.33522 | 0.098034 | 21.2799
Nonequipment | Ceiling Insulation(R12 to R38) | Commercial | New | Lodging/Hospitality | 0.21477 | 0.0061846 | 20 | 8.8823e-05 | 5.232e-05 | 0.53388 | 0.29821 | 0.12222 | 0.53388 | 0.22892 | 0.29821 | 0.53388 | 0.55858 | 0.12222 | 0.29821 | 0.40983 | 0.12222 | 21.2799
Nonequipment | Ceiling Insulation(R12 to R38) | Commercial | New | Miscellaneous | 0.21477 | 0.0020028 | 20 | 4.2975e-06 | 9.6876e-05 | 0.53388 | 0.29244 | 0.098034 | 0.53388 | 0.18362 | 0.29244 | 0.53388 | 0.54777 | 0.098034 | 0.29244 | 0.33522 | 0.098034 | 21.2799
Nonequipment | Ceiling Insulation(R12 to R38) | Commercial | New | Offices | 0.21477 | 0.0036903 | 20 | 4.2975e-06 | 9.6876e-05 | 0.53388 | 0.29244 | 0.098034 | 0.53388 | 0.18362 | 0.29244 | 0.53388 | 0.54777 | 0.098034 | 0.29244 | 0.33522 | 0.098034 | 21.2799
Nonequipment | Ceiling Insulation(R12 to R38) | Commercial | New | Restaurants | 0.21477 | 0.0068497 | 20 | 4.3827e-05 | 0.00010023 | 0.53388 | 0.29514 | 0.10837 | 0.53388 | 0.20299 | 0.29514 | 0.53388 | 0.55282 | 0.10837 | 0.29514 | 0.36718 | 0.10837 | 21.2799
Nonequipment | Ceiling Insulation(R12 to R38) | Commercial | New | Retail | 0.21477 | 0.0359 | 20 | 4.3827e-05 | 0.00010023 | 0.53388 | 0.29514 | 0.10837 | 0.53388 | 0.20299 | 0.29514 | 0.53388 | 0.55282 | 0.10837 | 0.29514 | 0.36718 | 0.10837 | 21.2799
Nonequipment | Ceiling Insulation(R12 to R38) | Commercial | New | Schools K-12 | 0.21477 | 0.042063 | 20 | 4.2975e-06 | 9.6876e-05 | 0.53388 | 0.29244 | 0.098034 | 0.53388 | 0.18362 | 0.29244 | 0.53388 | 0.54777 | 0.098034 | 0.29244 | 0.33522 | 0.098034 | 21.2799
Nonequipment | Ceiling Insulation(R12 to R38) | Commercial | New | Warehouse | 0.21477 | 0.15312 | 20 | 2.4371e-05 | 4.3484e-05 | 0.53388 | 0.29381 | 0.10445 | 0.53388 | 0.19565 | 0.29381 | 0.53388 | 0.55033 | 0.10445 | 0.29381 | 0.35551 | 0.10445 | 21.2799
Nonequipment | Ceiling Insulation(R19 to R38) | Commercial | Existing | Assembly | 0.10067 | 0.026578 | 20 | 2.0144e-06 | 4.5409e-05 | 0.45751 | 0.13708 | 0.045952 | 0.45751 | 0.10044 | 0.13708 | 0.45751 | 0.29962 | 0.045952 | 0.13708 | 0.33522 | 0.045952 | 38.904
Nonequipment | Ceiling Insulation(R19 to R38) | Commercial | Existing | College and University | 0.10067 | 0.0091097 | 20 | 4.1634e-05 | 2.4524e-05 | 0.45751 | 0.13978 | 0.057287 | 0.45751 | 0.12522 | 0.13978 | 0.45751 | 0.30553 | 0.057287 | 0.13978 | 0.40983 | 0.057287 | 38.904
Nonequipment | Ceiling Insulation(R19 to R38) | Commercial | Existing | Grocery | 0.10067 | 0.0032463 | 20 | 2.0543e-05 | 4.6982e-05 | 0.45751 | 0.13834 | 0.050797 | 0.45751 | 0.11103 | 0.13834 | 0.45751 | 0.30239 | 0.050797 | 0.13834 | 0.36718 | 0.050797 | 38.904
Nonequipment | Ceiling Insulation(R19 to R38) | Commercial | Existing | Healthcare | 0.10067 | 0.0066743 | 20 | 2.0144e-06 | 4.5409e-05 | 0.45751 | 0.13708 | 0.045952 | 0.45751 | 0.10044 | 0.13708 | 0.45751 | 0.29962 | 0.045952 | 0.13708 | 0.33522 | 0.045952 | 38.904
Nonequipment | Ceiling Insulation(R19 to R38) | Commercial | Existing | Hospitals | 0.10067 | 0.0012383 | 20 | 4.1634e-05 | 2.4524e-05 | 0.45751 | 0.13978 | 0.057287 | 0.45751 | 0.12522 | 0.13978 | 0.45751 | 0.30553 | 0.057287 | 0.13978 | 0.40983 | 0.057287 | 38.904
Nonequipment | Ceiling Insulation(R19 to R38) | Commercial | Existing | Institutional | 0.10067 | 0.0017889 | 20 | 2.0144e-06 | 4.5409e-05 | 0.45751 | 0.13708 | 0.045952 | 0.45751 | 0.10044 | 0.13708 | 0.45751 | 0.29962 | 0.045952 | 0.13708 | 0.33522 | 0.045952 | 38.904
Nonequipment | Ceiling Insulation(R19 to R38) | Commercial | Existing | Lodging/Hospitality | 0.10067 | 0.0028989 | 20 | 4.1634e-05 | 2.4524e-05 | 0.45751 | 0.13978 | 0.057287 | 0.45751 | 0.12522 | 0.13978 | 0.45751 | 0.30553 | 0.057287 | 0.13978 | 0.40983 | 0.057287 | 38.904
Nonequipment | Ceiling Insulation(R19 to R38) | Commercial | Existing | Miscellaneous | 0.10067 | 0.00093877 | 20 | 2.0144e-06 | 4.5409e-05 | 0.45751 | 0.13708 | 0.045952 | 0.45751 | 0.10044 | 0.13708 | 0.45751 | 0.29962 | 0.045952 | 0.13708 | 0.33522 | 0.045952 | 38.904
Nonequipment | Ceiling Insulation(R19 to R38) | Commercial | Existing | Offices | 0.10067 | 0.0017298 | 20 | 2.0144e-06 | 4.5409e-05 | 0.45751 | 0.13708 | 0.045952 | 0.45751 | 0.10044 | 0.13708 | 0.45751 | 0.29962 | 0.045952 | 0.13708 | 0.33522 | 0.045952 | 38.904
Nonequipment | Ceiling Insulation(R19 to R38) | Commercial | Existing | Restaurants | 0.10067 | 0.0032107 | 20 | 2.0543e-05 | 4.6982e-05 | 0.45751 | 0.13834 | 0.050797 | 0.45751 | 0.11103 | 0.13834 | 0.45751 | 0.30239 | 0.050797 | 0.13834 | 0.36718 | 0.050797 | 38.904
Nonequipment | Ceiling Insulation(R19 to R38) | Commercial | Existing | Retail | 0.10067 | 0.016827 | 20 | 2.0543e-05 | 4.6982e-05 | 0.45751 | 0.13834 | 0.050797 | 0.45751 | 0.11103 | 0.13834 | 0.45751 | 0.30239 | 0.050797 | 0.13834 | 0.36718 | 0.050797 | 38.904
Nonequipment | Ceiling Insulation(R19 to R38) | Commercial | Existing | Schools K-12 | 0.10067 | 0.019717 | 20 | 2.0144e-06 | 4.5409e-05 | 0.45751 | 0.13708 | 0.045952 | 0.45751 | 0.10044 | 0.13708 | 0.45751 | 0.29962 | 0.045952 | 0.13708 | 0.33522 | 0.045952 | 38.904
Nonequipment | Ceiling Insulation(R19 to R38) | Commercial | Existing | Warehouse | 0.10067 | 0.071774 | 20 | 1.1424e-05 | 2.0382e-05 | 0.45751 | 0.13772 | 0.048961 | 0.45751 | 0.10702 | 0.13772 | 0.45751 | 0.30102 | 0.048961 | 0.13772 | 0.35551 | 0.048961 | 38.904
Nonequipment | Ceiling Insulation(R19 to R38) | Commercial | New | Assembly | 0.099123 | 0.02617 | 20 | 1.9835e-06 | 4.4712e-05 | 0.45751 | 0.13497 | 0.045246 | 0.45751 | 0.098898 | 0.13497 | 0.45751 | 0.29502 | 0.045246 | 0.13497 | 0.33522 | 0.045246 | 39.5105
Nonequipment | Ceiling Insulation(R19 to R38) | Commercial | New | College and University | 0.099123 | 0.0089698 | 20 | 4.0995e-05 | 2.4148e-05 | 0.45751 | 0.13764 | 0.056407 | 0.45751 | 0.12329 | 0.13764 | 0.45751 | 0.30084 | 0.056407 | 0.13764 | 0.40983 | 0.056407 | 39.5105
Nonequipment | Ceiling Insulation(R19 to R38) | Commercial | New | Grocery | 0.099123 | 0.0031964 | 20 | 2.0228e-05 | 4.6261e-05 | 0.45751 | 0.13622 | 0.050017 | 0.45751 | 0.10933 | 0.13622 | 0.45751 | 0.29774 | 0.050017 | 0.13622 | 0.36718 | 0.050017 | 39.5105
Nonequipment | Ceiling Insulation(R19 to R38) | Commercial | New | Healthcare | 0.099123 | 0.0065718 | 20 | 1.9835e-06 | 4.4712e-05 | 0.45751 | 0.13497 | 0.045246 | 0.45751 | 0.098898 | 0.13497 | 0.45751 | 0.29502 | 0.045246 | 0.13497 | 0.33522 | 0.045246 | 39.5105
Nonequipment | Ceiling Insulation(R19 to R38) | Commercial | New | Hospitals | 0.099123 | 0.0012193 | 20 | 4.0995e-05 | 2.4148e-05 | 0.45751 | 0.13764 | 0.056407 | 0.45751 | 0.12329 | 0.13764 | 0.45751 | 0.30084 | 0.056407 | 0.13764 | 0.40983 | 0.056407 | 39.5105
Nonequipment | Ceiling Insulation(R19 to R38) | Commercial | New | Institutional | 0.099123 | 0.0017615 | 20 | 1.9835e-06 | 4.4712e-05 | 0.45751 | 0.13497 | 0.045246 | 0.45751 | 0.098898 | 0.13497 | 0.45751 | 0.29502 | 0.045246 | 0.13497 | 0.33522 | 0.045246 | 39.5105
Nonequipment | Ceiling Insulation(R19 to R38) | Commercial | New | Lodging/Hospitality | 0.099123 | 0.0028544 | 20 | 4.0995e-05 | 2.4148e-05 | 0.45751 | 0.13764 | 0.056407 | 0.45751 | 0.12329 | 0.13764 | 0.45751 | 0.30084 | 0.056407 | 0.13764 | 0.40983 | 0.056407 | 39.5105
Nonequipment | Ceiling Insulation(R19 to R38) | Commercial | New | Miscellaneous | 0.099123 | 0.00092435 | 20 | 1.9835e-06 | 4.4712e-05 | 0.45751 | 0.13497 | 0.045246 | 0.45751 | 0.098898 | 0.13497 | 0.45751 | 0.29502 | 0.045246 | 0.13497 | 0.33522 | 0.045246 | 39.5105
Nonequipment | Ceiling Insulation(R19 to R38) | Commercial | New | Offices | 0.099123 | 0.0017032 | 20 | 1.9835e-06 | 4.4712e-05 | 0.45751 | 0.13497 | 0.045246 | 0.45751 | 0.098898 | 0.13497 | 0.45751 | 0.29502 | 0.045246 | 0.13497 | 0.33522 | 0.045246 | 39.5105
Nonequipment | Ceiling Insulation(R19 to R38) | Commercial | New | Restaurants | 0.099123 | 0.0031614 | 20 | 2.0228e-05 | 4.6261e-05 | 0.45751 | 0.13622 | 0.050017 | 0.45751 | 0.10933 | 0.13622 | 0.45751 | 0.29774 | 0.050017 | 0.13622 | 0.36718 | 0.050017 | 39.5105
Nonequipment | Ceiling Insulation(R19 to R38) | Commercial | New | Retail | 0.099123 | 0.016569 | 20 | 2.0228e-05 | 4.6261e-05 | 0.45751 | 0.13622 | 0.050017 | 0.45751 | 0.10933 | 0.13622 | 0.45751 | 0.29774 | 0.050017 | 0.13622 | 0.36718 | 0.050017 | 39.5105
Nonequipment | Ceiling Insulation(R19 to R38) | Commercial | New | Schools K-12 | 0.099123 | 0.019414 | 20 | 1.9835e-06 | 4.4712e-05 | 0.45751 | 0.13497 | 0.045246 | 0.45751 | 0.098898 | 0.13497 | 0.45751 | 0.29502 | 0.045246 | 0.13497 | 0.33522 | 0.045246 | 39.5105
Nonequipment | Ceiling Insulation(R19 to R38) | Commercial | New | Warehouse | 0.099123 | 0.070673 | 20 | 1.1248e-05 | 2.0069e-05 | 0.45751 | 0.13561 | 0.04821 | 0.45751 | 0.10538 | 0.13561 | 0.45751 | 0.2964 | 0.04821 | 0.13561 | 0.35551 | 0.04821 | 39.5105
Nonequipment | Ceiling Insulation(R2 to R38) | Commercial | Existing | Assembly | 1.812 | 0.4784 | 20 | 3.6259e-05 | 0.00081736 | 0.64299 | 2.4674 | 0.82713 | 0.64299 | 1.2864 | 2.4674 | 0.64299 | 3.8374 | 0.82713 | 2.4674 | 0.33522 | 0.82713 | 3.0376
Nonequipment | Ceiling Insulation(R2 to R38) | Commercial | Existing | College and University | 1.812 | 0.16397 | 20 | 0.00074942 | 0.00044143 | 0.64299 | 2.5161 | 1.0312 | 0.64299 | 1.6037 | 2.5161 | 0.64299 | 3.9131 | 1.0312 | 2.5161 | 0.40983 | 1.0312 | 3.0376
Nonequipment | Ceiling Insulation(R2 to R38) | Commercial | Existing | Grocery | 1.812 | 0.058433 | 20 | 0.00036978 | 0.00084567 | 0.64299 | 2.4902 | 0.91434 | 0.64299 | 1.422 | 2.4902 | 0.64299 | 3.8728 | 0.91434 | 2.4902 | 0.36718 | 0.91434 | 3.0376
Nonequipment | Ceiling Insulation(R2 to R38) | Commercial | Existing | Healthcare | 1.812 | 0.12014 | 20 | 3.6259e-05 | 0.00081736 | 0.64299 | 2.4674 | 0.82713 | 0.64299 | 1.2864 | 2.4674 | 0.64299 | 3.8374 | 0.82713 | 2.4674 | 0.33522 | 0.82713 | 3.0376
Nonequipment | Ceiling Insulation(R2 to R38) | Commercial | Existing | Hospitals | 1.812 | 0.022289 | 20 | 0.00074942 | 0.00044143 | 0.64299 | 2.5161 | 1.0312 | 0.64299 | 1.6037 | 2.5161 | 0.64299 | 3.9131 | 1.0312 | 2.5161 | 0.40983 | 1.0312 | 3.0376
Nonequipment | Ceiling Insulation(R2 to R38) | Commercial | Existing | Institutional | 1.812 | 0.032201 | 20 | 3.6259e-05 | 0.00081736 | 0.64299 | 2.4674 | 0.82713 | 0.64299 | 1.2864 | 2.4674 | 0.64299 | 3.8374 | 0.82713 | 2.4674 | 0.33522 | 0.82713 | 3.0376
Nonequipment | Ceiling Insulation(R2 to R38) | Commercial | Existing | Lodging/Hospitality | 1.812 | 0.052181 | 20 | 0.00074942 | 0.00044143 | 0.64299 | 2.5161 | 1.0312 | 0.64299 | 1.6037 | 2.5161 | 0.64299 | 3.9131 | 1.0312 | 2.5161 | 0.40983 | 1.0312 | 3.0376
Nonequipment | Ceiling Insulation(R2 to R38) | Commercial | Existing | Miscellaneous | 1.812 | 0.016898 | 20 | 3.6259e-05 | 0.00081736 | 0.64299 | 2.4674 | 0.82713 | 0.64299 | 1.2864 | 2.4674 | 0.64299 | 3.8374 | 0.82713 | 2.4674 | 0.33522 | 0.82713 | 3.0376
Nonequipment | Ceiling Insulation(R2 to R38) | Commercial | Existing | Offices | 1.812 | 0.031136 | 20 | 3.6259e-05 | 0.00081736 | 0.64299 | 2.4674 | 0.82713 | 0.64299 | 1.2864 | 2.4674 | 0.64299 | 3.8374 | 0.82713 | 2.4674 | 0.33522 | 0.82713 | 3.0376
Nonequipment | Ceiling Insulation(R2 to R38) | Commercial | Existing | Restaurants | 1.812 | 0.057792 | 20 | 0.00036978 | 0.00084567 | 0.64299 | 2.4902 | 0.91434 | 0.64299 | 1.422 | 2.4902 | 0.64299 | 3.8728 | 0.91434 | 2.4902 | 0.36718 | 0.91434 | 3.0376
Nonequipment | Ceiling Insulation(R2 to R38) | Commercial | Existing | Retail | 1.812 | 0.30289 | 20 | 0.00036978 | 0.00084567 | 0.64299 | 2.4902 | 0.91434 | 0.64299 | 1.422 | 2.4902 | 0.64299 | 3.8728 | 0.91434 | 2.4902 | 0.36718 | 0.91434 | 3.0376
Nonequipment | Ceiling Insulation(R2 to R38) | Commercial | Existing | Schools K-12 | 1.812 | 0.3549 | 20 | 3.6259e-05 | 0.00081736 | 0.64299 | 2.4674 | 0.82713 | 0.64299 | 1.2864 | 2.4674 | 0.64299 | 3.8374 | 0.82713 | 2.4674 | 0.33522 | 0.82713 | 3.0376
Nonequipment | Ceiling Insulation(R2 to R38) | Commercial | Existing | Warehouse | 1.3287 | 0.94737 | 20 | 0.00015078 | 0.00026903 | 0.64299 | 1.8178 | 0.64625 | 0.64299 | 1.0051 | 1.8178 | 0.64299 | 2.8271 | 0.64625 | 1.8178 | 0.35551 | 0.64625 | 4.1424
Nonequipment | Ceiling Insulation(R2 to R38) | Commercial | New | Assembly | 1.7842 | 0.47106 | 20 | 3.5703e-05 | 0.00080482 | 0.64299 | 2.4295 | 0.81443 | 0.64299 | 1.2666 | 2.4295 | 0.64299 | 3.7785 | 0.81443 | 2.4295 | 0.33522 | 0.81443 | 3.0849
Nonequipment | Ceiling Insulation(R2 to R38) | Commercial | New | College and University | 1.7842 | 0.16146 | 20 | 0.00073791 | 0.00043466 | 0.64299 | 2.4775 | 1.0153 | 0.64299 | 1.5791 | 2.4775 | 0.64299 | 3.853 | 1.0153 | 2.4775 | 0.40983 | 1.0153 | 3.0849
Nonequipment | Ceiling Insulation(R2 to R38) | Commercial | New | Grocery | 1.7842 | 0.057536 | 20 | 0.0003641 | 0.00083269 | 0.64299 | 2.4519 | 0.90031 | 0.64299 | 1.4002 | 2.4519 | 0.64299 | 3.8134 | 0.90031 | 2.4519 | 0.36718 | 0.90031 | 3.0849
Nonequipment | Ceiling Insulation(R2 to R38) | Commercial | New | Healthcare | 1.7842 | 0.11829 | 20 | 3.5703e-05 | 0.00080482 | 0.64299 | 2.4295 | 0.81443 | 0.64299 | 1.2666 | 2.4295 | 0.64299 | 3.7785 | 0.81443 | 2.4295 | 0.33522 | 0.81443 | 3.0849
Nonequipment | Ceiling Insulation(R2 to R38) | Commercial | New | Hospitals | 1.7842 | 0.021947 | 20 | 0.00073791 | 0.00043466 | 0.64299 | 2.4775 | 1.0153 | 0.64299 | 1.5791 | 2.4775 | 0.64299 | 3.853 | 1.0153 | 2.4775 | 0.40983 | 1.0153 | 3.0849
Nonequipment | Ceiling Insulation(R2 to R38) | Commercial | New | Institutional | 1.7842 | 0.031707 | 20 | 3.5703e-05 | 0.00080482 | 0.64299 | 2.4295 | 0.81443 | 0.64299 | 1.2666 | 2.4295 | 0.64299 | 3.7785 | 0.81443 | 2.4295 | 0.33522 | 0.81443 | 3.0849
Nonequipment | Ceiling Insulation(R2 to R38) | Commercial | New | Lodging/Hospitality | 1.7842 | 0.05138 | 20 | 0.00073791 | 0.00043466 | 0.64299 | 2.4775 | 1.0153 | 0.64299 | 1.5791 | 2.4775 | 0.64299 | 3.853 | 1.0153 | 2.4775 | 0.40983 | 1.0153 | 3.0849
Nonequipment | Ceiling Insulation(R2 to R38) | Commercial | New | Miscellaneous | 1.7842 | 0.016638 | 20 | 3.5703e-05 | 0.00080482 | 0.64299 | 2.4295 | 0.81443 | 0.64299 | 1.2666 | 2.4295 | 0.64299 | 3.7785 | 0.81443 | 2.4295 | 0.33522 | 0.81443 | 3.0849
Nonequipment | Ceiling Insulation(R2 to R38) | Commercial | New | Offices | 1.7842 | 0.030658 | 20 | 3.5703e-05 | 0.00080482 | 0.64299 | 2.4295 | 0.81443 | 0.64299 | 1.2666 | 2.4295 | 0.64299 | 3.7785 | 0.81443 | 2.4295 | 0.33522 | 0.81443 | 3.0849
Nonequipment | Ceiling Insulation(R2 to R38) | Commercial | New | Restaurants | 1.7842 | 0.056905 | 20 | 0.0003641 | 0.00083269 | 0.64299 | 2.4519 | 0.90031 | 0.64299 | 1.4002 | 2.4519 | 0.64299 | 3.8134 | 0.90031 | 2.4519 | 0.36718 | 0.90031 | 3.0849
Nonequipment | Ceiling Insulation(R2 to R38) | Commercial | New | Retail | 1.7842 | 0.29824 | 20 | 0.0003641 | 0.00083269 | 0.64299 | 2.4519 | 0.90031 | 0.64299 | 1.4002 | 2.4519 | 0.64299 | 3.8134 | 0.90031 | 2.4519 | 0.36718 | 0.90031 | 3.0849
Nonequipment | Ceiling Insulation(R2 to R38) | Commercial | New | Schools K-12 | 1.7842 | 0.34945 | 20 | 3.5703e-05 | 0.00080482 | 0.64299 | 2.4295 | 0.81443 | 0.64299 | 1.2666 | 2.4295 | 0.64299 | 3.7785 | 0.81443 | 2.4295 | 0.33522 | 0.81443 | 3.0849
Nonequipment | Ceiling Insulation(R2 to R38) | Commercial | New | Warehouse | 1.3287 | 0.94737 | 20 | 0.00015078 | 0.00026903 | 0.64299 | 1.8178 | 0.64625 | 0.64299 | 1.0051 | 1.8178 | 0.64299 | 2.8271 | 0.64625 | 1.8178 | 0.35551 | 0.64625 | 4.1424
Nonequipment | Ceiling Insulation(R30 to R38) | Commercial | Existing | Assembly | 0.026845 | 0.0070874 | 20 | 5.3717e-07 | 1.2109e-05 | 0.3484 | 0.036554 | 0.012254 | 0.3484 | 0.035172 | 0.036554 | 0.3484 | 0.10492 | 0.012254 | 0.036554 | 0.33522 | 0.012254 | 111.0975
Nonequipment | Ceiling Insulation(R30 to R38) | Commercial | Existing | College and University | 0.026845 | 0.0024292 | 20 | 1.1102e-05 | 6.5397e-06 | 0.3484 | 0.037275 | 0.015276 | 0.3484 | 0.043848 | 0.037275 | 0.3484 | 0.10699 | 0.015276 | 0.037275 | 0.40983 | 0.015276 | 111.0975
Nonequipment | Ceiling Insulation(R30 to R38) | Commercial | Existing | Grocery | 0.026845 | 0.00086567 | 20 | 5.4782e-06 | 1.2529e-05 | 0.3484 | 0.036891 | 0.013546 | 0.3484 | 0.03888 | 0.036891 | 0.3484 | 0.10589 | 0.013546 | 0.036891 | 0.36718 | 0.013546 | 111.0975
Nonequipment | Ceiling Insulation(R30 to R38) | Commercial | Existing | Healthcare | 0.026845 | 0.0017798 | 20 | 5.3717e-07 | 1.2109e-05 | 0.3484 | 0.036554 | 0.012254 | 0.3484 | 0.035172 | 0.036554 | 0.3484 | 0.10492 | 0.012254 | 0.036554 | 0.33522 | 0.012254 | 111.0975
Nonequipment | Ceiling Insulation(R30 to R38) | Commercial | Existing | Hospitals | 0.026845 | 0.0003302 | 20 | 1.1102e-05 | 6.5397e-06 | 0.3484 | 0.037275 | 0.015276 | 0.3484 | 0.043848 | 0.037275 | 0.3484 | 0.10699 | 0.015276 | 0.037275 | 0.40983 | 0.015276 | 111.0975
Nonequipment | Ceiling Insulation(R30 to R38) | Commercial | Existing | Institutional | 0.026845 | 0.00047705 | 20 | 5.3717e-07 | 1.2109e-05 | 0.3484 | 0.036554 | 0.012254 | 0.3484 | 0.035172 | 0.036554 | 0.3484 | 0.10492 | 0.012254 | 0.036554 | 0.33522 | 0.012254 | 111.0975
Nonequipment | Ceiling Insulation(R30 to R38) | Commercial | Existing | Lodging/Hospitality | 0.026845 | 0.00077305 | 20 | 1.1102e-05 | 6.5397e-06 | 0.3484 | 0.037275 | 0.015276 | 0.3484 | 0.043848 | 0.037275 | 0.3484 | 0.10699 | 0.015276 | 0.037275 | 0.40983 | 0.015276 | 111.0975
Nonequipment | Ceiling Insulation(R30 to R38) | Commercial | Existing | Miscellaneous | 0.026845 | 0.00025034 | 20 | 5.3717e-07 | 1.2109e-05 | 0.3484 | 0.036554 | 0.012254 | 0.3484 | 0.035172 | 0.036554 | 0.3484 | 0.10492 | 0.012254 | 0.036554 | 0.33522 | 0.012254 | 111.0975
Nonequipment | Ceiling Insulation(R30 to R38) | Commercial | Existing | Offices | 0.026845 | 0.00046127 | 20 | 5.3717e-07 | 1.2109e-05 | 0.3484 | 0.036554 | 0.012254 | 0.3484 | 0.035172 | 0.036554 | 0.3484 | 0.10492 | 0.012254 | 0.036554 | 0.33522 | 0.012254 | 111.0975
Nonequipment | Ceiling Insulation(R30 to R38) | Commercial | Existing | Restaurants | 0.026845 | 0.00085618 | 20 | 5.4782e-06 | 1.2529e-05 | 0.3484 | 0.036891 | 0.013546 | 0.3484 | 0.03888 | 0.036891 | 0.3484 | 0.10589 | 0.013546 | 0.036891 | 0.36718 | 0.013546 | 111.0975
Nonequipment | Ceiling Insulation(R30 to R38) | Commercial | Existing | Retail | 0.026845 | 0.0044873 | 20 | 5.4782e-06 | 1.2529e-05 | 0.3484 | 0.036891 | 0.013546 | 0.3484 | 0.03888 | 0.036891 | 0.3484 | 0.10589 | 0.013546 | 0.036891 | 0.36718 | 0.013546 | 111.0975
Nonequipment | Ceiling Insulation(R30 to R38) | Commercial | Existing | Schools K-12 | 0.026845 | 0.0052577 | 20 | 5.3717e-07 | 1.2109e-05 | 0.3484 | 0.036554 | 0.012254 | 0.3484 | 0.035172 | 0.036554 | 0.3484 | 0.10492 | 0.012254 | 0.036554 | 0.33522 | 0.012254 | 111.0975
Nonequipment | Ceiling Insulation(R30 to R38) | Commercial | Existing | Warehouse | 0.026845 | 0.01914 | 20 | 3.0463e-06 | 5.4353e-06 | 0.3484 | 0.036725 | 0.013056 | 0.3484 | 0.037476 | 0.036725 | 0.3484 | 0.10541 | 0.013056 | 0.036725 | 0.35551 | 0.013056 | 111.0975
Nonequipment | Ceiling Insulation(R30 to R38) | Commercial | New | Assembly | 0.026433 | 0.0069786 | 20 | 5.2893e-07 | 1.1923e-05 | 0.3484 | 0.035993 | 0.012066 | 0.3484 | 0.034632 | 0.035993 | 0.3484 | 0.10331 | 0.012066 | 0.035993 | 0.33522 | 0.012066 | 112.8295
Nonequipment | Ceiling Insulation(R30 to R38) | Commercial | New | College and University | 0.026433 | 0.002392 | 20 | 1.0932e-05 | 6.4393e-06 | 0.3484 | 0.036703 | 0.015042 | 0.3484 | 0.043175 | 0.036703 | 0.3484 | 0.10535 | 0.015042 | 0.036703 | 0.40983 | 0.015042 | 112.8295
Nonequipment | Ceiling Insulation(R30 to R38) | Commercial | New | Grocery | 0.026433 | 0.00085238 | 20 | 5.3941e-06 | 1.2336e-05 | 0.3484 | 0.036325 | 0.013338 | 0.3484 | 0.038284 | 0.036325 | 0.3484 | 0.10426 | 0.013338 | 0.036325 | 0.36718 | 0.013338 | 112.8295
Nonequipment | Ceiling Insulation(R30 to R38) | Commercial | New | Healthcare | 0.026433 | 0.0017525 | 20 | 5.2893e-07 | 1.1923e-05 | 0.3484 | 0.035993 | 0.012066 | 0.3484 | 0.034632 | 0.035993 | 0.3484 | 0.10331 | 0.012066 | 0.035993 | 0.33522 | 0.012066 | 112.8295
Nonequipment | Ceiling Insulation(R30 to R38) | Commercial | New | Hospitals | 0.026433 | 0.00032514 | 20 | 1.0932e-05 | 6.4393e-06 | 0.3484 | 0.036703 | 0.015042 | 0.3484 | 0.043175 | 0.036703 | 0.3484 | 0.10535 | 0.015042 | 0.036703 | 0.40983 | 0.015042 | 112.8295
Nonequipment | Ceiling Insulation(R30 to R38) | Commercial | New | Institutional | 0.026433 | 0.00046973 | 20 | 5.2893e-07 | 1.1923e-05 | 0.3484 | 0.035993 | 0.012066 | 0.3484 | 0.034632 | 0.035993 | 0.3484 | 0.10331 | 0.012066 | 0.035993 | 0.33522 | 0.012066 | 112.8295
Nonequipment | Ceiling Insulation(R30 to R38) | Commercial | New | Lodging/Hospitality | 0.026433 | 0.00076119 | 20 | 1.0932e-05 | 6.4393e-06 | 0.3484 | 0.036703 | 0.015042 | 0.3484 | 0.043175 | 0.036703 | 0.3484 | 0.10535 | 0.015042 | 0.036703 | 0.40983 | 0.015042 | 112.8295
Nonequipment | Ceiling Insulation(R30 to R38) | Commercial | New | Miscellaneous | 0.026433 | 0.00024649 | 20 | 5.2893e-07 | 1.1923e-05 | 0.3484 | 0.035993 | 0.012066 | 0.3484 | 0.034632 | 0.035993 | 0.3484 | 0.10331 | 0.012066 | 0.035993 | 0.33522 | 0.012066 | 112.8295
Nonequipment | Ceiling Insulation(R30 to R38) | Commercial | New | Offices | 0.026433 | 0.00045419 | 20 | 5.2893e-07 | 1.1923e-05 | 0.3484 | 0.035993 | 0.012066 | 0.3484 | 0.034632 | 0.035993 | 0.3484 | 0.10331 | 0.012066 | 0.035993 | 0.33522 | 0.012066 | 112.8295
Nonequipment | Ceiling Insulation(R30 to R38) | Commercial | New | Restaurants | 0.026433 | 0.00084304 | 20 | 5.3941e-06 | 1.2336e-05 | 0.3484 | 0.036325 | 0.013338 | 0.3484 | 0.038284 | 0.036325 | 0.3484 | 0.10426 | 0.013338 | 0.036325 | 0.36718 | 0.013338 | 112.8295
Nonequipment | Ceiling Insulation(R30 to R38) | Commercial | New | Retail | 0.026433 | 0.0044184 | 20 | 5.3941e-06 | 1.2336e-05 | 0.3484 | 0.036325 | 0.013338 | 0.3484 | 0.038284 | 0.036325 | 0.3484 | 0.10426 | 0.013338 | 0.036325 | 0.36718 | 0.013338 | 112.8295
Nonequipment | Ceiling Insulation(R30 to R38) | Commercial | New | Schools K-12 | 0.026433 | 0.005177 | 20 | 5.2893e-07 | 1.1923e-05 | 0.3484 | 0.035993 | 0.012066 | 0.3484 | 0.034632 | 0.035993 | 0.3484 | 0.10331 | 0.012066 | 0.035993 | 0.33522 | 0.012066 | 112.8295
Nonequipment | Ceiling Insulation(R30 to R38) | Commercial | New | Warehouse | 0.026433 | 0.018846 | 20 | 2.9995e-06 | 5.3518e-06 | 0.3484 | 0.036162 | 0.012856 | 0.3484 | 0.0369 | 0.036162 | 0.3484 | 0.10379 | 0.012856 | 0.036162 | 0.35551 | 0.012856 | 112.8295
Nonequipment | Chilled Water Controls Optimization | Commercial | Existing | Assembly | 2504.9773 | 0.125 | 10 | 1.0162 | 0.0010128 | 108 | 2307.9529 | 934.8485 | 108 | 8.656 | 2307.9529 | 108 | 21.3699 | 934.8485 | 2307.9529 | 0.40506 | 934.8485 | 0.36907
Nonequipment | Chilled Water Controls Optimization | Commercial | Existing | College and University | 8018.1238 | 0.125 | 10 | 1.8849 | 0.89883 | 108 | 7325.4766 | 2766.4898 | 108 | 25.6156 | 7325.4766 | 108 | 67.8285 | 2766.4898 | 7325.4766 | 0.37765 | 2766.4898 | 0.1153
Nonequipment | Chilled Water Controls Optimization | Commercial | Existing | Grocery | 0 | 0 | 10 | 0 | 0 | 108 | 0 | 0 | 108 | 0 | 0 | 108 | 0 | 0 | 0 | 0 | 0
Nonequipment | Chilled Water Controls Optimization | Commercial | Existing | Healthcare | 3823.8816 | 0.125 | 10 | 1.5513 | 0.0015461 | 108 | 3523.1211 | 1427.0588 | 108 | 13.2135 | 3523.1211 | 108 | 32.6215 | 1427.0588 | 3523.1211 | 0.40506 | 1427.0588 | 0.24177
Nonequipment | Chilled Water Controls Optimization | Commercial | Existing | Hospitals | 22207.3793 | 0.125 | 10 | 5.2206 | 2.4895 | 108 | 20288.9905 | 7662.2025 | 108 | 70.9463 | 20288.9905 | 108 | 187.861 | 7662.2025 | 20288.9905 | 0.37765 | 7662.2025 | 0.041631
Nonequipment | Chilled Water Controls Optimization | Commercial | Existing | Institutional | 1353.1094 | 0.125 | 10 | 0.54895 | 0.0005471 | 108 | 1246.683 | 504.9755 | 108 | 4.6757 | 1246.683 | 108 | 11.5434 | 504.9755 | 1246.683 | 0.40506 | 504.9755 | 0.68325
Nonequipment | Chilled Water Controls Optimization | Commercial | Existing | Lodging/Hospitality | 10408.106 | 0.125 | 10 | 4.2225 | 0.0042083 | 108 | 9589.4752 | 3884.2674 | 108 | 35.9654 | 9589.4752 | 108 | 88.7914 | 3884.2674 | 9589.4752 | 0.40506 | 3884.2674 | 0.088826
Nonequipment | Chilled Water Controls Optimization | Commercial | Existing | Miscellaneous | 3222.944 | 0.125 | 10 | 1.3075 | 0.0013031 | 108 | 2969.4492 | 1202.791 | 108 | 11.137 | 2969.4492 | 108 | 27.4949 | 1202.791 | 2969.4492 | 0.40506 | 1202.791 | 0.28685
Nonequipment | Chilled Water Controls Optimization | Commercial | Existing | Offices | 3301.1671 | 0.125 | 10 | 1.3393 | 0.0013348 | 108 | 3041.5198 | 1231.9836 | 108 | 11.4073 | 3041.5198 | 108 | 28.1622 | 1231.9836 | 3041.5198 | 0.40506 | 1231.9836 | 0.28006
Nonequipment | Chilled Water Controls Optimization | Commercial | Existing | Restaurants | 4059.3282 | 0.125 | 10 | 1.6468 | 0.0016413 | 108 | 3740.0491 | 1514.9266 | 108 | 14.0271 | 3740.0491 | 108 | 34.6301 | 1514.9266 | 3740.0491 | 0.40506 | 1514.9266 | 0.22775
Nonequipment | Chilled Water Controls Optimization | Commercial | Existing | Retail | 2970.5121 | 0.125 | 10 | 1.2051 | 0.0012011 | 108 | 2736.8718 | 1108.5843 | 108 | 10.2647 | 2736.8718 | 108 | 25.3414 | 1108.5843 | 2736.8718 | 0.40506 | 1108.5843 | 0.31123
Nonequipment | Chilled Water Controls Optimization | Commercial | Existing | Schools K-12 | 2278.8251 | 0.125 | 10 | 0.9245 | 0.00092139 | 108 | 2099.5883 | 850.4493 | 108 | 7.8745 | 2099.5883 | 108 | 19.4406 | 850.4493 | 2099.5883 | 0.40506 | 850.4493 | 0.4057
Nonequipment | Chilled Water Controls Optimization | Commercial | Existing | Warehouse | 880.3386 | 0.125 | 10 | 0.35715 | 0.00035595 | 108 | 811.0972 | 328.5392 | 108 | 3.042 | 811.0972 | 108 | 7.5102 | 328.5392 | 811.0972 | 0.40506 | 328.5392 | 1.0502
Nonequipment | Chilled Water Controls Optimization | Commercial | New | Assembly | 2504.9773 | 0.125 | 10 | 1.0162 | 0.0010128 | 108 | 2307.9529 | 934.8485 | 108 | 8.656 | 2307.9529 | 108 | 21.3699 | 934.8485 | 2307.9529 | 0.40506 | 934.8485 | 0.36907
Nonequipment | Chilled Water Controls Optimization | Commercial | New | College and University | 8018.1238 | 0.125 | 10 | 1.8849 | 0.89883 | 108 | 7325.4766 | 2766.4898 | 108 | 25.6156 | 7325.4766 | 108 | 67.8285 | 2766.4898 | 7325.4766 | 0.37765 | 2766.4898 | 0.1153
Nonequipment | Chilled Water Controls Optimization | Commercial | New | Grocery | 0 | 0 | 10 | 0 | 0 | 108 | 0 | 0 | 108 | 0 | 0 | 108 | 0 | 0 | 0 | 0 | 0
Nonequipment | Chilled Water Controls Optimization | Commercial | New | Healthcare | 3823.8816 | 0.125 | 10 | 1.5513 | 0.0015461 | 108 | 3523.1211 | 1427.0588 | 108 | 13.2135 | 3523.1211 | 108 | 32.6215 | 1427.0588 | 3523.1211 | 0.40506 | 1427.0588 | 0.24177
Nonequipment | Chilled Water Controls Optimization | Commercial | New | Hospitals | 22207.3793 | 0.125 | 10 | 5.2206 | 2.4895 | 108 | 20288.9905 | 7662.2025 | 108 | 70.9463 | 20288.9905 | 108 | 187.861 | 7662.2025 | 20288.9905 | 0.37765 | 7662.2025 | 0.041631
Nonequipment | Chilled Water Controls Optimization | Commercial | New | Institutional | 1353.1094 | 0.125 | 10 | 0.54895 | 0.0005471 | 108 | 1246.683 | 504.9755 | 108 | 4.6757 | 1246.683 | 108 | 11.5434 | 504.9755 | 1246.683 | 0.40506 | 504.9755 | 0.68325
Nonequipment | Chilled Water Controls Optimization | Commercial | New | Lodging/Hospitality | 10408.106 | 0.125 | 10 | 4.2225 | 0.0042083 | 108 | 9589.4752 | 3884.2674 | 108 | 35.9654 | 9589.4752 | 108 | 88.7914 | 3884.2674 | 9589.4752 | 0.40506 | 3884.2674 | 0.088826
Nonequipment | Chilled Water Controls Optimization | Commercial | New | Miscellaneous | 3222.944 | 0.125 | 10 | 1.3075 | 0.0013031 | 108 | 2969.4492 | 1202.791 | 108 | 11.137 | 2969.4492 | 108 | 27.4949 | 1202.791 | 2969.4492 | 0.40506 | 1202.791 | 0.28685
Nonequipment | Chilled Water Controls Optimization | Commercial | New | Offices | 3301.1671 | 0.125 | 10 | 1.3393 | 0.0013348 | 108 | 3041.5198 | 1231.9836 | 108 | 11.4073 | 3041.5198 | 108 | 28.1622 | 1231.9836 | 3041.5198 | 0.40506 | 1231.9836 | 0.28006
Nonequipment | Chilled Water Controls Optimization | Commercial | New | Restaurants | 4059.3282 | 0.125 | 10 | 1.6468 | 0.0016413 | 108 | 3740.0491 | 1514.9266 | 108 | 14.0271 | 3740.0491 | 108 | 34.6301 | 1514.9266 | 3740.0491 | 0.40506 | 1514.9266 | 0.22775
Nonequipment | Chilled Water Controls Optimization | Commercial | New | Retail | 2970.5121 | 0.125 | 10 | 1.2051 | 0.0012011 | 108 | 2736.8718 | 1108.5843 | 108 | 10.2647 | 2736.8718 | 108 | 25.3414 | 1108.5843 | 2736.8718 | 0.40506 | 1108.5843 | 0.31123
Nonequipment | Chilled Water Controls Optimization | Commercial | New | Schools K-12 | 2278.8251 | 0.125 | 10 | 0.9245 | 0.00092139 | 108 | 2099.5883 | 850.4493 | 108 | 7.8745 | 2099.5883 | 108 | 19.4406 | 850.4493 | 2099.5883 | 0.40506 | 850.4493 | 0.4057
Nonequipment | Chilled Water Controls Optimization | Commercial | New | Warehouse | 880.3386 | 0.125 | 10 | 0.35715 | 0.00035595 | 108 | 811.0972 | 328.5392 | 108 | 3.042 | 811.0972 | 108 | 7.5102 | 328.5392 | 811.0972 | 0.40506 | 328.5392 | 1.0502
Nonequipment | Chilled Water System - Variable Speed Drives | Commercial | Existing | Assembly | 9027.4109 | 0.2474 | 13 | 1.0305 | 1.0305 | 1898 | 9751.3042 | 3380.0668 | 1898 | 1.7809 | 9751.3042 | 1898 | 5.1377 | 3380.0668 | 9751.3042 | 0.34663 | 3380.0668 | 1.7998
Nonequipment | Chilled Water System - Variable Speed Drives | Commercial | Existing | College and University | 9027.4109 | 0.2474 | 13 | 1.0305 | 1.0305 | 1898 | 9751.3042 | 3380.0668 | 1898 | 1.7809 | 9751.3042 | 1898 | 5.1377 | 3380.0668 | 9751.3042 | 0.34663 | 3380.0668 | 1.7998
Nonequipment | Chilled Water System - Variable Speed Drives | Commercial | Existing | Grocery | 9027.4109 | 0.2474 | 13 | 1.0305 | 1.0305 | 1898 | 9751.3042 | 3380.0668 | 1898 | 1.7809 | 9751.3042 | 1898 | 5.1377 | 3380.0668 | 9751.3042 | 0.34663 | 3380.0668 | 1.7998
Nonequipment | Chilled Water System - Variable Speed Drives | Commercial | Existing | Healthcare | 9027.4109 | 0.2474 | 13 | 1.0305 | 1.0305 | 1898 | 9751.3042 | 3380.0668 | 1898 | 1.7809 | 9751.3042 | 1898 | 5.1377 | 3380.0668 | 9751.3042 | 0.34663 | 3380.0668 | 1.7998
Nonequipment | Chilled Water System - Variable Speed Drives | Commercial | Existing | Hospitals | 9027.4109 | 0.2474 | 13 | 1.0305 | 1.0305 | 1898 | 9751.3042 | 3380.0668 | 1898 | 1.7809 | 9751.3042 | 1898 | 5.1377 | 3380.0668 | 9751.3042 | 0.34663 | 3380.0668 | 1.7998
Nonequipment | Chilled Water System - Variable Speed Drives | Commercial | Existing | Institutional | 9027.4109 | 0.2474 | 13 | 1.0305 | 1.0305 | 1898 | 9751.3042 | 3380.0668 | 1898 | 1.7809 | 9751.3042 | 1898 | 5.1377 | 3380.0668 | 9751.3042 | 0.34663 | 3380.0668 | 1.7998
Nonequipment | Chilled Water System - Variable Speed Drives | Commercial | Existing | Lodging/Hospitality | 9027.4109 | 0.2474 | 13 | 1.0305 | 1.0305 | 1898 | 9751.3042 | 3380.0668 | 1898 | 1.7809 | 9751.3042 | 1898 | 5.1377 | 3380.0668 | 9751.3042 | 0.34663 | 3380.0668 | 1.7998
Nonequipment | Chilled Water System - Variable Speed Drives | Commercial | Existing | Miscellaneous | 9027.4109 | 0.2474 | 13 | 1.0305 | 1.0305 | 1898 | 9751.3042 | 3380.0668 | 1898 | 1.7809 | 9751.3042 | 1898 | 5.1377 | 3380.0668 | 9751.3042 | 0.34663 | 3380.0668 | 1.7998
Nonequipment | Chilled Water System - Variable Speed Drives | Commercial | Existing | Offices | 9027.4109 | 0.2474 | 13 | 1.0305 | 1.0305 | 1898 | 9751.3042 | 3380.0668 | 1898 | 1.7809 | 9751.3042 | 1898 | 5.1377 | 3380.0668 | 9751.3042 | 0.34663 | 3380.0668 | 1.7998
Nonequipment | Chilled Water System - Variable Speed Drives | Commercial | Existing | Restaurants | 9027.4109 | 0.2474 | 13 | 1.0305 | 1.0305 | 1898 | 9751.3042 | 3380.0668 | 1898 | 1.7809 | 9751.3042 | 1898 | 5.1377 | 3380.0668 | 9751.3042 | 0.34663 | 3380.0668 | 1.7998
Nonequipment | Chilled Water System - Variable Speed Drives | Commercial | Existing | Retail | 9027.4109 | 0.2474 | 13 | 1.0305 | 1.0305 | 1898 | 9751.3042 | 3380.0668 | 1898 | 1.7809 | 9751.3042 | 1898 | 5.1377 | 3380.0668 | 9751.3042 | 0.34663 | 3380.0668 | 1.7998
Nonequipment | Chilled Water System - Variable Speed Drives | Commercial | Existing | Schools K-12 | 9027.4109 | 0.2474 | 13 | 1.0305 | 1.0305 | 1898 | 9751.3042 | 3380.0668 | 1898 | 1.7809 | 9751.3042 | 1898 | 5.1377 | 3380.0668 | 9751.3042 | 0.34663 | 3380.0668 | 1.7998
Nonequipment | Chilled Water System - Variable Speed Drives | Commercial | Existing | Warehouse | 9027.4109 | 0.2474 | 13 | 1.0305 | 1.0305 | 1898 | 9751.3042 | 3380.0668 | 1898 | 1.7809 | 9751.3042 | 1898 | 5.1377 | 3380.0668 | 9751.3042 | 0.34663 | 3380.0668 | 1.7998
Nonequipment | Chilled Water System - Variable Speed Drives | Commercial | New | Assembly | 9027.4109 | 0.2474 | 13 | 1.0305 | 1.0305 | 1898 | 9751.3042 | 3380.0668 | 1898 | 1.7809 | 9751.3042 | 1898 | 5.1377 | 3380.0668 | 9751.3042 | 0.34663 | 3380.0668 | 1.7998
Nonequipment | Chilled Water System - Variable Speed Drives | Commercial | New | College and University | 9027.4109 | 0.2474 | 13 | 1.0305 | 1.0305 | 1898 | 9751.3042 | 3380.0668 | 1898 | 1.7809 | 9751.3042 | 1898 | 5.1377 | 3380.0668 | 9751.3042 | 0.34663 | 3380.0668 | 1.7998
Nonequipment | Chilled Water System - Variable Speed Drives | Commercial | New | Grocery | 9027.4109 | 0.2474 | 13 | 1.0305 | 1.0305 | 1898 | 9751.3042 | 3380.0668 | 1898 | 1.7809 | 9751.3042 | 1898 | 5.1377 | 3380.0668 | 9751.3042 | 0.34663 | 3380.0668 | 1.7998
Nonequipment | Chilled Water System - Variable Speed Drives | Commercial | New | Healthcare | 9027.4109 | 0.2474 | 13 | 1.0305 | 1.0305 | 1898 | 9751.3042 | 3380.0668 | 1898 | 1.7809 | 9751.3042 | 1898 | 5.1377 | 3380.0668 | 9751.3042 | 0.34663 | 3380.0668 | 1.7998
Nonequipment | Chilled Water System - Variable Speed Drives | Commercial | New | Hospitals | 9027.4109 | 0.2474 | 13 | 1.0305 | 1.0305 | 1898 | 9751.3042 | 3380.0668 | 1898 | 1.7809 | 9751.3042 | 1898 | 5.1377 | 3380.0668 | 9751.3042 | 0.34663 | 3380.0668 | 1.7998
Nonequipment | Chilled Water System - Variable Speed Drives | Commercial | New | Institutional | 9027.4109 | 0.2474 | 13 | 1.0305 | 1.0305 | 1898 | 9751.3042 | 3380.0668 | 1898 | 1.7809 | 9751.3042 | 1898 | 5.1377 | 3380.0668 | 9751.3042 | 0.34663 | 3380.0668 | 1.7998
Nonequipment | Chilled Water System - Variable Speed Drives | Commercial | New | Lodging/Hospitality | 9027.4109 | 0.2474 | 13 | 1.0305 | 1.0305 | 1898 | 9751.3042 | 3380.0668 | 1898 | 1.7809 | 9751.3042 | 1898 | 5.1377 | 3380.0668 | 9751.3042 | 0.34663 | 3380.0668 | 1.7998
Nonequipment | Chilled Water System - Variable Speed Drives | Commercial | New | Miscellaneous | 9027.4109 | 0.2474 | 13 | 1.0305 | 1.0305 | 1898 | 9751.3042 | 3380.0668 | 1898 | 1.7809 | 9751.3042 | 1898 | 5.1377 | 3380.0668 | 9751.3042 | 0.34663 | 3380.0668 | 1.7998
Nonequipment | Chilled Water System - Variable Speed Drives | Commercial | New | Offices | 9027.4109 | 0.2474 | 13 | 1.0305 | 1.0305 | 1898 | 9751.3042 | 3380.0668 | 1898 | 1.7809 | 9751.3042 | 1898 | 5.1377 | 3380.0668 | 9751.3042 | 0.34663 | 3380.0668 | 1.7998
Nonequipment | Chilled Water System - Variable Speed Drives | Commercial | New | Restaurants | 9027.4109 | 0.2474 | 13 | 1.0305 | 1.0305 | 1898 | 9751.3042 | 3380.0668 | 1898 | 1.7809 | 9751.3042 | 1898 | 5.1377 | 3380.0668 | 9751.3042 | 0.34663 | 3380.0668 | 1.7998
Nonequipment | Chilled Water System - Variable Speed Drives | Commercial | New | Retail | 9027.4109 | 0.2474 | 13 | 1.0305 | 1.0305 | 1898 | 9751.3042 | 3380.0668 | 1898 | 1.7809 | 9751.3042 | 1898 | 5.1377 | 3380.0668 | 9751.3042 | 0.34663 | 3380.0668 | 1.7998
Nonequipment | Chilled Water System - Variable Speed Drives | Commercial | New | Schools K-12 | 9027.4109 | 0.2474 | 13 | 1.0305 | 1.0305 | 1898 | 9751.3042 | 3380.0668 | 1898 | 1.7809 | 9751.3042 | 1898 | 5.1377 | 3380.0668 | 9751.3042 | 0.34663 | 3380.0668 | 1.7998
Nonequipment | Chilled Water System - Variable Speed Drives | Commercial | New | Warehouse | 9027.4109 | 0.2474 | 13 | 1.0305 | 1.0305 | 1898 | 9751.3042 | 3380.0668 | 1898 | 1.7809 | 9751.3042 | 1898 | 5.1377 | 3380.0668 | 9751.3042 | 0.34663 | 3380.0668 | 1.7998
Nonequipment | Cool Roof | Commercial | Existing | Assembly | 0.17819 | 0.047044 | 15 | 7.5697e-05 | 0 | 1.5929 | 0.21295 | 0.079106 | 1.5929 | 0.049661 | 0.21295 | 1.5929 | 0.13369 | 0.079106 | 0.21295 | 0.37147 | 0.079106 | 76.5249
Nonequipment | Cool Roof | Commercial | Existing | College and University | 0.17819 | 0.016125 | 15 | 7.5697e-05 | 0 | 1.5929 | 0.21295 | 0.079106 | 1.5929 | 0.049661 | 0.21295 | 1.5929 | 0.13369 | 0.079106 | 0.21295 | 0.37147 | 0.079106 | 76.5249
Nonequipment | Cool Roof | Commercial | Existing | Grocery | 0.17819 | 0.005746 | 15 | 7.5697e-05 | 0 | 1.5929 | 0.21295 | 0.079106 | 1.5929 | 0.049661 | 0.21295 | 1.5929 | 0.13369 | 0.079106 | 0.21295 | 0.37147 | 0.079106 | 76.5249
Nonequipment | Cool Roof | Commercial | Existing | Healthcare | 0.17819 | 0.011814 | 15 | 7.5697e-05 | 0 | 1.5929 | 0.21295 | 0.079106 | 1.5929 | 0.049661 | 0.21295 | 1.5929 | 0.13369 | 0.079106 | 0.21295 | 0.37147 | 0.079106 | 76.5249
Nonequipment | Cool Roof | Commercial | Existing | Hospitals | 0.17819 | 0.0021918 | 15 | 7.5697e-05 | 0 | 1.5929 | 0.21295 | 0.079106 | 1.5929 | 0.049661 | 0.21295 | 1.5929 | 0.13369 | 0.079106 | 0.21295 | 0.37147 | 0.079106 | 76.5249
Nonequipment | Cool Roof | Commercial | Existing | Institutional | 0.17819 | 0.0031665 | 15 | 7.5697e-05 | 0 | 1.5929 | 0.21295 | 0.079106 | 1.5929 | 0.049661 | 0.21295 | 1.5929 | 0.13369 | 0.079106 | 0.21295 | 0.37147 | 0.079106 | 76.5249
Nonequipment | Cool Roof | Commercial | Existing | Lodging/Hospitality | 0.17819 | 0.0051313 | 15 | 0.00010041 | 0 | 1.5929 | 0.2144 | 0.088819 | 1.5929 | 0.055759 | 0.2144 | 1.5929 | 0.1346 | 0.088819 | 0.2144 | 0.41426 | 0.088819 | 76.5249
Nonequipment | Cool Roof | Commercial | Existing | Miscellaneous | 0.17819 | 0.0016617 | 15 | 2.2991e-05 | 0 | 1.5929 | 0.20986 | 0.059264 | 1.5929 | 0.037205 | 0.20986 | 1.5929 | 0.13174 | 0.059264 | 0.20986 | 0.2824 | 0.059264 | 76.5249
Nonequipment | Cool Roof | Commercial | Existing | Offices | 0.17819 | 0.0030617 | 15 | 7.5697e-05 | 0 | 1.5929 | 0.21295 | 0.079106 | 1.5929 | 0.049661 | 0.21295 | 1.5929 | 0.13369 | 0.079106 | 0.21295 | 0.37147 | 0.079106 | 76.5249
Nonequipment | Cool Roof | Commercial | Existing | Restaurants | 0.17819 | 0.0056831 | 15 | 7.5697e-05 | 0 | 1.5929 | 0.21295 | 0.079106 | 1.5929 | 0.049661 | 0.21295 | 1.5929 | 0.13369 | 0.079106 | 0.21295 | 0.37147 | 0.079106 | 76.5249
Nonequipment | Cool Roof | Commercial | Existing | Retail | 0.17819 | 0.029785 | 15 | 7.5697e-05 | 0 | 1.5929 | 0.21295 | 0.079106 | 1.5929 | 0.049661 | 0.21295 | 1.5929 | 0.13369 | 0.079106 | 0.21295 | 0.37147 | 0.079106 | 76.5249
Nonequipment | Cool Roof | Commercial | Existing | Schools K-12 | 0.17819 | 0.034899 | 15 | 7.5697e-05 | 0 | 1.5929 | 0.21295 | 0.079106 | 1.5929 | 0.049661 | 0.21295 | 1.5929 | 0.13369 | 0.079106 | 0.21295 | 0.37147 | 0.079106 | 76.5249
Nonequipment | Cool Roof | Commercial | Existing | Warehouse | 0.17819 | 0.12704 | 15 | 2.2991e-05 | 0 | 1.5929 | 0.20986 | 0.059264 | 1.5929 | 0.037205 | 0.20986 | 1.5929 | 0.13174 | 0.059264 | 0.20986 | 0.2824 | 0.059264 | 76.5249
Nonequipment | Cool Roof | Commercial | New | Assembly | 0.17775 | 0.046929 | 15 | 7.5512e-05 | 0 | 1.5929 | 0.21243 | 0.078912 | 1.5929 | 0.04954 | 0.21243 | 1.5929 | 0.13336 | 0.078912 | 0.21243 | 0.37147 | 0.078912 | 76.7126
Nonequipment | Cool Roof | Commercial | New | College and University | 0.17775 | 0.016085 | 15 | 7.5512e-05 | 0 | 1.5929 | 0.21243 | 0.078912 | 1.5929 | 0.04954 | 0.21243 | 1.5929 | 0.13336 | 0.078912 | 0.21243 | 0.37147 | 0.078912 | 76.7126
Nonequipment | Cool Roof | Commercial | New | Grocery | 0.17775 | 0.005732 | 15 | 7.5512e-05 | 0 | 1.5929 | 0.21243 | 0.078912 | 1.5929 | 0.04954 | 0.21243 | 1.5929 | 0.13336 | 0.078912 | 0.21243 | 0.37147 | 0.078912 | 76.7126
Nonequipment | Cool Roof | Commercial | New | Healthcare | 0.17775 | 0.011785 | 15 | 7.5512e-05 | 0 | 1.5929 | 0.21243 | 0.078912 | 1.5929 | 0.04954 | 0.21243 | 1.5929 | 0.13336 | 0.078912 | 0.21243 | 0.37147 | 0.078912 | 76.7126
Nonequipment | Cool Roof | Commercial | New | Hospitals | 0.17775 | 0.0021864 | 15 | 7.5512e-05 | 0 | 1.5929 | 0.21243 | 0.078912 | 1.5929 | 0.04954 | 0.21243 | 1.5929 | 0.13336 | 0.078912 | 0.21243 | 0.37147 | 0.078912 | 76.7126
Nonequipment | Cool Roof | Commercial | New | Institutional | 0.17775 | 0.0031588 | 15 | 7.5512e-05 | 0 | 1.5929 | 0.21243 | 0.078912 | 1.5929 | 0.04954 | 0.21243 | 1.5929 | 0.13336 | 0.078912 | 0.21243 | 0.37147 | 0.078912 | 76.7126
Nonequipment | Cool Roof | Commercial | New | Lodging/Hospitality | 0.17775 | 0.0051187 | 15 | 0.00010016 | 0 | 1.5929 | 0.21388 | 0.088602 | 1.5929 | 0.055623 | 0.21388 | 1.5929 | 0.13427 | 0.088602 | 0.21388 | 0.41426 | 0.088602 | 76.7126
Nonequipment | Cool Roof | Commercial | New | Miscellaneous | 0.17775 | 0.0016576 | 15 | 2.2935e-05 | 0 | 1.5929 | 0.20934 | 0.059119 | 1.5929 | 0.037114 | 0.20934 | 1.5929 | 0.13142 | 0.059119 | 0.20934 | 0.2824 | 0.059119 | 76.7126
Nonequipment | Cool Roof | Commercial | New | Offices | 0.17775 | 0.0030543 | 15 | 7.5512e-05 | 0 | 1.5929 | 0.21243 | 0.078912 | 1.5929 | 0.04954 | 0.21243 | 1.5929 | 0.13336 | 0.078912 | 0.21243 | 0.37147 | 0.078912 | 76.7126
Nonequipment | Cool Roof | Commercial | New | Restaurants | 0.17775 | 0.0056692 | 15 | 7.5512e-05 | 0 | 1.5929 | 0.21243 | 0.078912 | 1.5929 | 0.04954 | 0.21243 | 1.5929 | 0.13336 | 0.078912 | 0.21243 | 0.37147 | 0.078912 | 76.7126
Nonequipment | Cool Roof | Commercial | New | Retail | 0.17775 | 0.029713 | 15 | 7.5512e-05 | 0 | 1.5929 | 0.21243 | 0.078912 | 1.5929 | 0.04954 | 0.21243 | 1.5929 | 0.13336 | 0.078912 | 0.21243 | 0.37147 | 0.078912 | 76.7126
Nonequipment | Cool Roof | Commercial | New | Schools K-12 | 0.17775 | 0.034814 | 15 | 7.5512e-05 | 0 | 1.5929 | 0.21243 | 0.078912 | 1.5929 | 0.04954 | 0.21243 | 1.5929 | 0.13336 | 0.078912 | 0.21243 | 0.37147 | 0.078912 | 76.7126
Nonequipment | Cool Roof | Commercial | New | Warehouse | 0.17775 | 0.12673 | 15 | 2.2935e-05 | 0 | 1.5929 | 0.20934 | 0.059119 | 1.5929 | 0.037114 | 0.20934 | 1.5929 | 0.13142 | 0.059119 | 0.20934 | 0.2824 | 0.059119 | 76.7126
Nonequipment | Dedicated Outdoor Air System on VRF unit | Commercial | Existing | Assembly | 800.1307 | 0.16998 | 15 | 0.24347 | 0.24609 | 1000.58 | 950.5773 | 366.1366 | 1000.58 | 0.36592 | 950.5773 | 1000.58 | 0.95003 | 366.1366 | 950.5773 | 0.38517 | 366.1366 | 10.7048
Nonequipment | Dedicated Outdoor Air System on VRF unit | Commercial | Existing | College and University | 884.2265 | 0.17044 | 15 | 0.1876 | 0.13783 | 1000.58 | 1045.7013 | 390.8776 | 1000.58 | 0.39065 | 1045.7013 | 1000.58 | 1.0451 | 390.8776 | 1045.7013 | 0.37379 | 390.8776 | 9.6867
Nonequipment | Dedicated Outdoor Air System on VRF unit | Commercial | Existing | Grocery | 478.7875 | 0.16131 | 15 | 0.14569 | 0.14726 | 1000.58 | 568.8128 | 219.0913 | 1000.58 | 0.21896 | 568.8128 | 1000.58 | 0.56848 | 219.0913 | 568.8128 | 0.38517 | 219.0913 | 17.8895
Nonequipment | Dedicated Outdoor Air System on VRF unit | Commercial | Existing | Healthcare | 1721.9094 | 0.17131 | 15 | 0.52396 | 0.52959 | 1000.58 | 2045.6758 | 787.9389 | 1000.58 | 0.78748 | 2045.6758 | 1000.58 | 2.0445 | 787.9389 | 2045.6758 | 0.38517 | 787.9389 | 4.9743
Nonequipment | Dedicated Outdoor Air System on VRF unit | Commercial | Existing | Hospitals | 1640.5025 | 0.17062 | 15 | 0.49919 | 0.50455 | 1000.58 | 1948.9622 | 750.6874 | 1000.58 | 0.75025 | 1948.9622 | 1000.58 | 1.9478 | 750.6874 | 1948.9622 | 0.38517 | 750.6874 | 5.2211
Nonequipment | Dedicated Outdoor Air System on VRF unit | Commercial | Existing | Institutional | 442.6603 | 0.16722 | 15 | 0.1347 | 0.13614 | 1000.58 | 525.8926 | 202.5596 | 1000.58 | 0.20244 | 525.8926 | 1000.58 | 0.52559 | 202.5596 | 525.8926 | 0.38517 | 202.5596 | 19.3495
Nonequipment | Dedicated Outdoor Air System on VRF unit | Commercial | Existing | Lodging/Hospitality | 1302.9413 | 0.17171 | 15 | 0.27644 | 0.2031 | 1000.58 | 1540.8805 | 575.9729 | 1000.58 | 0.57564 | 1540.8805 | 1000.58 | 1.54 | 575.9729 | 1540.8805 | 0.37379 | 575.9729 | 6.5738
Nonequipment | Dedicated Outdoor Air System on VRF unit | Commercial | Existing | Miscellaneous | 446.692 | 0.17003 | 15 | 0.13592 | 0.13738 | 1000.58 | 530.6824 | 204.4045 | 1000.58 | 0.20429 | 530.6824 | 1000.58 | 0.53037 | 204.4045 | 530.6824 | 0.38517 | 204.4045 | 19.1749
Nonequipment | Dedicated Outdoor Air System on VRF unit | Commercial | Existing | Offices | 883.4693 | 0.17231 | 15 | 0.26883 | 0.27172 | 1000.58 | 1049.5859 | 404.2721 | 1000.58 | 0.40404 | 1049.5859 | 1000.58 | 1.049 | 404.2721 | 1049.5859 | 0.38517 | 404.2721 | 9.695
Nonequipment | Dedicated Outdoor Air System on VRF unit | Commercial | Existing | Restaurants | 1361.7563 | 0.16447 | 15 | 0.41437 | 0.41882 | 1000.58 | 1617.804 | 623.1343 | 1000.58 | 0.62277 | 1617.804 | 1000.58 | 1.6169 | 623.1343 | 1617.804 | 0.38517 | 623.1343 | 6.2899
Nonequipment | Dedicated Outdoor Air System on VRF unit | Commercial | Existing | Retail | 1049.061 | 0.16634 | 15 | 0.31922 | 0.32265 | 1000.58 | 1246.3133 | 480.0461 | 1000.58 | 0.47977 | 1246.3133 | 1000.58 | 1.2456 | 480.0461 | 1246.3133 | 0.38517 | 480.0461 | 8.1647
Nonequipment | Dedicated Outdoor Air System on VRF unit | Commercial | Existing | Schools K-12 | 915.6498 | 0.16589 | 15 | 0.27862 | 0.28162 | 1000.58 | 1087.8172 | 418.9977 | 1000.58 | 0.41875 | 1087.8172 | 1000.58 | 1.0872 | 418.9977 | 1087.8172 | 0.38517 | 418.9977 | 9.3543
Nonequipment | Dedicated Outdoor Air System on VRF unit | Commercial | Existing | Warehouse | 203.814 | 0.16447 | 15 | 0.062019 | 0.062685 | 1000.58 | 242.1366 | 93.2645 | 1000.58 | 0.09321 | 242.1366 | 1000.58 | 0.242 | 93.2645 | 242.1366 | 0.38517 | 93.2645 | 42.0249
Nonequipment | Dedicated Outdoor Air System on VRF unit | Commercial | New | Assembly | 800.1307 | 0.16998 | 15 | 0.24347 | 0.24609 | 1000.58 | 950.5773 | 366.1366 | 1000.58 | 0.36592 | 950.5773 | 1000.58 | 0.95003 | 366.1366 | 950.5773 | 0.38517 | 366.1366 | 10.7048
Nonequipment | Dedicated Outdoor Air System on VRF unit | Commercial | New | College and University | 884.2265 | 0.17044 | 15 | 0.1876 | 0.13783 | 1000.58 | 1045.7013 | 390.8776 | 1000.58 | 0.39065 | 1045.7013 | 1000.58 | 1.0451 | 390.8776 | 1045.7013 | 0.37379 | 390.8776 | 9.6867
Nonequipment | Dedicated Outdoor Air System on VRF unit | Commercial | New | Grocery | 478.7875 | 0.16131 | 15 | 0.14569 | 0.14726 | 1000.58 | 568.8128 | 219.0913 | 1000.58 | 0.21896 | 568.8128 | 1000.58 | 0.56848 | 219.0913 | 568.8128 | 0.38517 | 219.0913 | 17.8895
Nonequipment | Dedicated Outdoor Air System on VRF unit | Commercial | New | Healthcare | 1721.9094 | 0.17131 | 15 | 0.52396 | 0.52959 | 1000.58 | 2045.6758 | 787.9389 | 1000.58 | 0.78748 | 2045.6758 | 1000.58 | 2.0445 | 787.9389 | 2045.6758 | 0.38517 | 787.9389 | 4.9743
Nonequipment | Dedicated Outdoor Air System on VRF unit | Commercial | New | Hospitals | 1640.5025 | 0.17062 | 15 | 0.49919 | 0.50455 | 1000.58 | 1948.9622 | 750.6874 | 1000.58 | 0.75025 | 1948.9622 | 1000.58 | 1.9478 | 750.6874 | 1948.9622 | 0.38517 | 750.6874 | 5.2211
Nonequipment | Dedicated Outdoor Air System on VRF unit | Commercial | New | Institutional | 442.6603 | 0.16722 | 15 | 0.1347 | 0.13614 | 1000.58 | 525.8926 | 202.5596 | 1000.58 | 0.20244 | 525.8926 | 1000.58 | 0.52559 | 202.5596 | 525.8926 | 0.38517 | 202.5596 | 19.3495
Nonequipment | Dedicated Outdoor Air System on VRF unit | Commercial | New | Lodging/Hospitality | 1302.9413 | 0.17171 | 15 | 0.27644 | 0.2031 | 1000.58 | 1540.8805 | 575.9729 | 1000.58 | 0.57564 | 1540.8805 | 1000.58 | 1.54 | 575.9729 | 1540.8805 | 0.37379 | 575.9729 | 6.5738
Nonequipment | Dedicated Outdoor Air System on VRF unit | Commercial | New | Miscellaneous | 446.692 | 0.17003 | 15 | 0.13592 | 0.13738 | 1000.58 | 530.6824 | 204.4045 | 1000.58 | 0.20429 | 530.6824 | 1000.58 | 0.53037 | 204.4045 | 530.6824 | 0.38517 | 204.4045 | 19.1749
Nonequipment | Dedicated Outdoor Air System on VRF unit | Commercial | New | Offices | 883.4693 | 0.17231 | 15 | 0.26883 | 0.27172 | 1000.58 | 1049.5859 | 404.2721 | 1000.58 | 0.40404 | 1049.5859 | 1000.58 | 1.049 | 404.2721 | 1049.5859 | 0.38517 | 404.2721 | 9.695
Nonequipment | Dedicated Outdoor Air System on VRF unit | Commercial | New | Restaurants | 1361.7563 | 0.16447 | 15 | 0.41437 | 0.41882 | 1000.58 | 1617.804 | 623.1343 | 1000.58 | 0.62277 | 1617.804 | 1000.58 | 1.6169 | 623.1343 | 1617.804 | 0.38517 | 623.1343 | 6.2899
Nonequipment | Dedicated Outdoor Air System on VRF unit | Commercial | New | Retail | 1049.061 | 0.16634 | 15 | 0.31922 | 0.32265 | 1000.58 | 1246.3133 | 480.0461 | 1000.58 | 0.47977 | 1246.3133 | 1000.58 | 1.2456 | 480.0461 | 1246.3133 | 0.38517 | 480.0461 | 8.1647
Nonequipment | Dedicated Outdoor Air System on VRF unit | Commercial | New | Schools K-12 | 915.6498 | 0.16589 | 15 | 0.27862 | 0.28162 | 1000.58 | 1087.8172 | 418.9977 | 1000.58 | 0.41875 | 1087.8172 | 1000.58 | 1.0872 | 418.9977 | 1087.8172 | 0.38517 | 418.9977 | 9.3543
Nonequipment | Dedicated Outdoor Air System on VRF unit | Commercial | New | Warehouse | 203.814 | 0.16447 | 15 | 0.062019 | 0.062685 | 1000.58 | 242.1366 | 93.2645 | 1000.58 | 0.09321 | 242.1366 | 1000.58 | 0.242 | 93.2645 | 242.1366 | 0.38517 | 93.2645 | 42.0249
Nonequipment | Destratification Fans | Commercial | Existing | Assembly | 735.7157 | 0.14469 | 10 | 0 | 0.14896 | 6800 | 664.3224 | 220.7149 | 6800 | 0.032458 | 664.3224 | 6800 | 0.097694 | 220.7149 | 664.3224 | 0.33224 | 220.7149 | 79.1203
Nonequipment | Destratification Fans | Commercial | Existing | College and University | 1338.3629 | 0.15612 | 10 | 0 | 0.27098 | 6800 | 1208.4891 | 401.5091 | 6800 | 0.059045 | 1208.4891 | 6800 | 0.17772 | 401.5091 | 1208.4891 | 0.33224 | 401.5091 | 43.4935
Nonequipment | Destratification Fans | Commercial | Existing | Grocery | 482.0318 | 0.1254 | 10 | 0 | 0.097597 | 6800 | 435.2558 | 144.6096 | 6800 | 0.021266 | 435.2558 | 6800 | 0.064008 | 144.6096 | 435.2558 | 0.33224 | 144.6096 | 120.7598
Nonequipment | Destratification Fans | Commercial | Existing | Healthcare | 1205.6288 | 0.14555 | 10 | 0 | 0.2441 | 6800 | 1088.6354 | 361.6889 | 6800 | 0.05319 | 1088.6354 | 6800 | 0.16009 | 361.6889 | 1088.6354 | 0.33224 | 361.6889 | 48.2819
Nonequipment | Destratification Fans | Commercial | Existing | Hospitals | 2380.6816 | 0.15606 | 10 | 0 | 0.48202 | 6800 | 2149.662 | 714.2049 | 6800 | 0.10503 | 2149.662 | 6800 | 0.31613 | 714.2049 | 2149.662 | 0.33224 | 714.2049 | 24.451
Nonequipment | Destratification Fans | Commercial | Existing | Institutional | 265.0099 | 0.12704 | 10 | 0 | 0.053656 | 6800 | 239.2935 | 79.503 | 6800 | 0.011692 | 239.2935 | 6800 | 0.03519 | 79.503 | 239.2935 | 0.33224 | 79.503 | 219.6524
Nonequipment | Destratification Fans | Commercial | Existing | Lodging/Hospitality | 399.777 | 0.13147 | 10 | 0 | 0.080943 | 6800 | 360.9829 | 119.9332 | 6800 | 0.017637 | 360.9829 | 6800 | 0.053086 | 119.9332 | 360.9829 | 0.33224 | 119.9332 | 145.6063
Nonequipment | Destratification Fans | Commercial | Existing | Miscellaneous | 610.9687 | 0.15256 | 10 | 0 | 0.1237 | 6800 | 551.6807 | 183.2907 | 6800 | 0.026955 | 551.6807 | 6800 | 0.08113 | 183.2907 | 551.6807 | 0.33224 | 183.2907 | 95.275
Nonequipment | Destratification Fans | Commercial | Existing | Offices | 133.8104 | 0.12132 | 10 | 0 | 0.027093 | 6800 | 120.8256 | 40.1432 | 6800 | 0.0059034 | 120.8256 | 6800 | 0.017768 | 40.1432 | 120.8256 | 0.33224 | 40.1432 | 435.0188
Nonequipment | Destratification Fans | Commercial | Existing | Restaurants | 1057.5728 | 0.12587 | 10 | 0 | 0.21413 | 6800 | 954.9467 | 317.2721 | 6800 | 0.046658 | 954.9467 | 6800 | 0.14043 | 317.2721 | 954.9467 | 0.33224 | 317.2721 | 55.0412
Nonequipment | Destratification Fans | Commercial | Existing | Retail | 1265.5698 | 0.13885 | 10 | 0 | 0.25624 | 6800 | 1142.7598 | 379.6712 | 6800 | 0.055834 | 1142.7598 | 6800 | 0.16805 | 379.6712 | 1142.7598 | 0.33224 | 379.6712 | 45.9951
Nonequipment | Destratification Fans | Commercial | Existing | Schools K-12 | 4001.5926 | 0.16227 | 10 | 0 | 0.8102 | 6800 | 3613.281 | 1200.4786 | 6800 | 0.17654 | 3613.281 | 6800 | 0.53136 | 1200.4786 | 3613.281 | 0.33224 | 1200.4786 | 14.5467
Nonequipment | Destratification Fans | Commercial | Existing | Warehouse | 438.6558 | 0.1462 | 10 | 0 | 0.088814 | 6800 | 396.089 | 131.5968 | 6800 | 0.019352 | 396.089 | 6800 | 0.058248 | 131.5968 | 396.089 | 0.33224 | 131.5968 | 132.701
Nonequipment | Destratification Fans | Commercial | New | Assembly | 735.7157 | 0.14469 | 10 | 0 | 0.14896 | 6800 | 664.3224 | 220.7149 | 6800 | 0.032458 | 664.3224 | 6800 | 0.097694 | 220.7149 | 664.3224 | 0.33224 | 220.7149 | 79.1203
Nonequipment | Destratification Fans | Commercial | New | College and University | 1338.3629 | 0.15612 | 10 | 0 | 0.27098 | 6800 | 1208.4891 | 401.5091 | 6800 | 0.059045 | 1208.4891 | 6800 | 0.17772 | 401.5091 | 1208.4891 | 0.33224 | 401.5091 | 43.4935
Nonequipment | Destratification Fans | Commercial | New | Grocery | 482.0318 | 0.1254 | 10 | 0 | 0.097597 | 6800 | 435.2558 | 144.6096 | 6800 | 0.021266 | 435.2558 | 6800 | 0.064008 | 144.6096 | 435.2558 | 0.33224 | 144.6096 | 120.7598
Nonequipment | Destratification Fans | Commercial | New | Healthcare | 1205.6288 | 0.14555 | 10 | 0 | 0.2441 | 6800 | 1088.6354 | 361.6889 | 6800 | 0.05319 | 1088.6354 | 6800 | 0.16009 | 361.6889 | 1088.6354 | 0.33224 | 361.6889 | 48.2819
Nonequipment | Destratification Fans | Commercial | New | Hospitals | 2380.6816 | 0.15606 | 10 | 0 | 0.48202 | 6800 | 2149.662 | 714.2049 | 6800 | 0.10503 | 2149.662 | 6800 | 0.31613 | 714.2049 | 2149.662 | 0.33224 | 714.2049 | 24.451
Nonequipment | Destratification Fans | Commercial | New | Institutional | 265.0099 | 0.12704 | 10 | 0 | 0.053656 | 6800 | 239.2935 | 79.503 | 6800 | 0.011692 | 239.2935 | 6800 | 0.03519 | 79.503 | 239.2935 | 0.33224 | 79.503 | 219.6524
Nonequipment | Destratification Fans | Commercial | New | Lodging/Hospitality | 399.777 | 0.13147 | 10 | 0 | 0.080943 | 6800 | 360.9829 | 119.9332 | 6800 | 0.017637 | 360.9829 | 6800 | 0.053086 | 119.9332 | 360.9829 | 0.33224 | 119.9332 | 145.6063
Nonequipment | Destratification Fans | Commercial | New | Miscellaneous | 610.9687 | 0.15256 | 10 | 0 | 0.1237 | 6800 | 551.6807 | 183.2907 | 6800 | 0.026955 | 551.6807 | 6800 | 0.08113 | 183.2907 | 551.6807 | 0.33224 | 183.2907 | 95.275
Nonequipment | Destratification Fans | Commercial | New | Offices | 133.8104 | 0.12132 | 10 | 0 | 0.027093 | 6800 | 120.8256 | 40.1432 | 6800 | 0.0059034 | 120.8256 | 6800 | 0.017768 | 40.1432 | 120.8256 | 0.33224 | 40.1432 | 435.0188
Nonequipment | Destratification Fans | Commercial | New | Restaurants | 1057.5728 | 0.12587 | 10 | 0 | 0.21413 | 6800 | 954.9467 | 317.2721 | 6800 | 0.046658 | 954.9467 | 6800 | 0.14043 | 317.2721 | 954.9467 | 0.33224 | 317.2721 | 55.0412
Nonequipment | Destratification Fans | Commercial | New | Retail | 1265.5698 | 0.13885 | 10 | 0 | 0.25624 | 6800 | 1142.7598 | 379.6712 | 6800 | 0.055834 | 1142.7598 | 6800 | 0.16805 | 379.6712 | 1142.7598 | 0.33224 | 379.6712 | 45.9951
Nonequipment | Destratification Fans | Commercial | New | Schools K-12 | 4001.5926 | 0.16227 | 10 | 0 | 0.8102 | 6800 | 3613.281 | 1200.4786 | 6800 | 0.17654 | 3613.281 | 6800 | 0.53136 | 1200.4786 | 3613.281 | 0.33224 | 1200.4786 | 14.5467
Nonequipment | Destratification Fans | Commercial | New | Warehouse | 438.6558 | 0.1462 | 10 | 0 | 0.088814 | 6800 | 396.089 | 131.5968 | 6800 | 0.019352 | 396.089 | 6800 | 0.058248 | 131.5968 | 396.089 | 0.33224 | 131.5968 | 132.701
Nonequipment | Duct Insulation | Commercial | Existing | Assembly | 983.3201 | 0.020453 | 15 | 0.26713 | 0.57411 | 18520.6472 | 1166.3272 | 438.5501 | 18520.6472 | 0.023679 | 1166.3272 | 18520.6472 | 0.062974 | 438.5501 | 1166.3272 | 0.37601 | 438.5501 | 161.2317
Nonequipment | Duct Insulation | Commercial | Existing | College and University | 5872.9828 | 0.020453 | 15 | 1.5955 | 3.429 | 72990.798 | 6966.012 | 2619.2864 | 72990.798 | 0.035885 | 6966.012 | 72990.798 | 0.095437 | 2619.2864 | 6966.012 | 0.37601 | 2619.2864 | 106.3894
Nonequipment | Duct Insulation | Commercial | Existing | Grocery | 2367.4384 | 0.020453 | 15 | 0.64315 | 1.3822 | 4529.1185 | 2808.0457 | 1055.8518 | 4529.1185 | 0.23313 | 2808.0457 | 4529.1185 | 0.62 | 1055.8518 | 2808.0457 | 0.37601 | 1055.8518 | 16.3766
Nonequipment | Duct Insulation | Commercial | Existing | Healthcare | 4132.3741 | 0.020453 | 15 | 1.1226 | 2.4127 | 19341.0859 | 4901.4561 | 1842.9939 | 19341.0859 | 0.095289 | 4901.4561 | 19341.0859 | 0.25342 | 1842.9939 | 4901.4561 | 0.37601 | 1842.9939 | 40.0655
Nonequipment | Duct Insulation | Commercial | Existing | Hospitals | 43058.6877 | 0.020453 | 15 | 11.6976 | 25.1399 | 201531.0716 | 51072.4014 | 19203.7061 | 201531.0716 | 0.095289 | 51072.4014 | 201531.0716 | 0.25342 | 19203.7061 | 51072.4014 | 0.37601 | 19203.7061 | 40.0655
Nonequipment | Duct Insulation | Commercial | Existing | Institutional | 4777.0684 | 0.020453 | 15 | 1.2978 | 2.7891 | 19830.8626 | 5666.1354 | 2130.5205 | 19830.8626 | 0.10743 | 5666.1354 | 19830.8626 | 0.28572 | 2130.5205 | 5666.1354 | 0.37601 | 2130.5205 | 35.5361
Nonequipment | Duct Insulation | Commercial | Existing | Lodging/Hospitality | 3918.7435 | 0.020453 | 15 | 1.0646 | 2.288 | 32495.3786 | 4648.0664 | 1747.717 | 32495.3786 | 0.053784 | 4648.0664 | 32495.3786 | 0.14304 | 1747.717 | 4648.0664 | 0.37601 | 1747.717 | 70.9846
Nonequipment | Duct Insulation | Commercial | Existing | Miscellaneous | 45543.0611 | 0.020453 | 15 | 12.3725 | 26.5904 | 277506.4746 | 54019.145 | 20311.7096 | 277506.4746 | 0.073194 | 54019.145 | 277506.4746 | 0.19466 | 20311.7096 | 54019.145 | 0.37601 | 20311.7096 | 52.1603
Nonequipment | Duct Insulation | Commercial | Existing | Offices | 3404.3613 | 0.020453 | 15 | 0.92485 | 1.9876 | 15442.5127 | 4037.9519 | 1518.3081 | 15442.5127 | 0.09832 | 4037.9519 | 15442.5127 | 0.26148 | 1518.3081 | 4037.9519 | 0.37601 | 1518.3081 | 38.8304
Nonequipment | Duct Insulation | Commercial | Existing | Restaurants | 2466.8853 | 0.020453 | 15 | 0.67017 | 1.4403 | 4882.9475 | 2926.0008 | 1100.204 | 4882.9475 | 0.22532 | 2926.0008 | 4882.9475 | 0.59923 | 1100.204 | 2926.0008 | 0.37601 | 1100.204 | 16.9442
Nonequipment | Duct Insulation | Commercial | Existing | Retail | 1077.4754 | 0.020453 | 15 | 0.29271 | 0.62909 | 11000.3969 | 1278.0059 | 480.5423 | 11000.3969 | 0.043684 | 1278.0059 | 11000.3969 | 0.11618 | 480.5423 | 1278.0059 | 0.37601 | 480.5423 | 87.3957
Nonequipment | Duct Insulation | Commercial | Existing | Schools K-12 | 4026.6263 | 0.020453 | 15 | 1.0939 | 2.351 | 50043.8492 | 4776.0274 | 1795.8315 | 50043.8492 | 0.035885 | 4776.0274 | 50043.8492 | 0.095437 | 1795.8315 | 4776.0274 | 0.37601 | 1795.8315 | 106.3894
Nonequipment | Duct Insulation | Commercial | Existing | Warehouse | 400.0066 | 0.020453 | 15 | 0.10867 | 0.23354 | 15441.5127 | 474.4524 | 178.3986 | 15441.5127 | 0.011553 | 474.4524 | 15441.5127 | 0.030726 | 178.3986 | 474.4524 | 0.37601 | 178.3986 | 330.4546
Nonequipment | Duct Insulation | Commercial | New | Assembly | 983.3201 | 0.020453 | 15 | 0.26713 | 0.57411 | 18520.6472 | 1166.3272 | 438.5501 | 18520.6472 | 0.023679 | 1166.3272 | 18520.6472 | 0.062974 | 438.5501 | 1166.3272 | 0.37601 | 438.5501 | 161.2317
Nonequipment | Duct Insulation | Commercial | New | College and University | 5872.9828 | 0.020453 | 15 | 1.5955 | 3.429 | 72990.798 | 6966.012 | 2619.2864 | 72990.798 | 0.035885 | 6966.012 | 72990.798 | 0.095437 | 2619.2864 | 6966.012 | 0.37601 | 2619.2864 | 106.3894
Nonequipment | Duct Insulation | Commercial | New | Grocery | 2367.4384 | 0.020453 | 15 | 0.64315 | 1.3822 | 4529.1185 | 2808.0457 | 1055.8518 | 4529.1185 | 0.23313 | 2808.0457 | 4529.1185 | 0.62 | 1055.8518 | 2808.0457 | 0.37601 | 1055.8518 | 16.3766
Nonequipment | Duct Insulation | Commercial | New | Healthcare | 4132.3741 | 0.020453 | 15 | 1.1226 | 2.4127 | 19341.0859 | 4901.4561 | 1842.9939 | 19341.0859 | 0.095289 | 4901.4561 | 19341.0859 | 0.25342 | 1842.9939 | 4901.4561 | 0.37601 | 1842.9939 | 40.0655
Nonequipment | Duct Insulation | Commercial | New | Hospitals | 43058.6877 | 0.020453 | 15 | 11.6976 | 25.1399 | 201531.0716 | 51072.4014 | 19203.7061 | 201531.0716 | 0.095289 | 51072.4014 | 201531.0716 | 0.25342 | 19203.7061 | 51072.4014 | 0.37601 | 19203.7061 | 40.0655
Nonequipment | Duct Insulation | Commercial | New | Institutional | 4777.0684 | 0.020453 | 15 | 1.2978 | 2.7891 | 19830.8626 | 5666.1354 | 2130.5205 | 19830.8626 | 0.10743 | 5666.1354 | 19830.8626 | 0.28572 | 2130.5205 | 5666.1354 | 0.37601 | 2130.5205 | 35.5361
Nonequipment | Duct Insulation | Commercial | New | Lodging/Hospitality | 3918.7435 | 0.020453 | 15 | 1.0646 | 2.288 | 32495.3786 | 4648.0664 | 1747.717 | 32495.3786 | 0.053784 | 4648.0664 | 32495.3786 | 0.14304 | 1747.717 | 4648.0664 | 0.37601 | 1747.717 | 70.9846
Nonequipment | Duct Insulation | Commercial | New | Miscellaneous | 45543.0611 | 0.020453 | 15 | 12.3725 | 26.5904 | 277506.4746 | 54019.145 | 20311.7096 | 277506.4746 | 0.073194 | 54019.145 | 277506.4746 | 0.19466 | 20311.7096 | 54019.145 | 0.37601 | 20311.7096 | 52.1603
Nonequipment | Duct Insulation | Commercial | New | Offices | 3404.3613 | 0.020453 | 15 | 0.92485 | 1.9876 | 15442.5127 | 4037.9519 | 1518.3081 | 15442.5127 | 0.09832 | 4037.9519 | 15442.5127 | 0.26148 | 1518.3081 | 4037.9519 | 0.37601 | 1518.3081 | 38.8304
Nonequipment | Duct Insulation | Commercial | New | Restaurants | 2466.8853 | 0.020453 | 15 | 0.67017 | 1.4403 | 4882.9475 | 2926.0008 | 1100.204 | 4882.9475 | 0.22532 | 2926.0008 | 4882.9475 | 0.59923 | 1100.204 | 2926.0008 | 0.37601 | 1100.204 | 16.9442
Nonequipment | Duct Insulation | Commercial | New | Retail | 1077.4754 | 0.020453 | 15 | 0.29271 | 0.62909 | 11000.3969 | 1278.0059 | 480.5423 | 11000.3969 | 0.043684 | 1278.0059 | 11000.3969 | 0.11618 | 480.5423 | 1278.0059 | 0.37601 | 480.5423 | 87.3957
Nonequipment | Duct Insulation | Commercial | New | Schools K-12 | 4026.6263 | 0.020453 | 15 | 1.0939 | 2.351 | 50043.8492 | 4776.0274 | 1795.8315 | 50043.8492 | 0.035885 | 4776.0274 | 50043.8492 | 0.095437 | 1795.8315 | 4776.0274 | 0.37601 | 1795.8315 | 106.3894
Nonequipment | Duct Insulation | Commercial | New | Warehouse | 400.0066 | 0.020453 | 15 | 0.10867 | 0.23354 | 15441.5127 | 474.4524 | 178.3986 | 15441.5127 | 0.011553 | 474.4524 | 15441.5127 | 0.030726 | 178.3986 | 474.4524 | 0.37601 | 178.3986 | 330.4546
Nonequipment | Duct Sealing Repair | Commercial | Existing | Assembly | 5769.3882 | 0.12 | 15 | 1.1367 | 4.0258 | 2119.3979 | 6817.8444 | 2447.4519 | 2119.3979 | 1.1548 | 6817.8444 | 2119.3979 | 3.2169 | 2447.4519 | 6817.8444 | 0.35898 | 2447.4519 | 3.1446
Nonequipment | Duct Sealing Repair | Commercial | Existing | College and University | 34458.2784 | 0.12 | 15 | 6.789 | 24.0448 | 8352.6531 | 40720.293 | 14617.6643 | 8352.6531 | 1.7501 | 40720.293 | 8352.6531 | 4.8751 | 14617.6643 | 40720.293 | 0.35898 | 14617.6643 | 2.075
Nonequipment | Duct Sealing Repair | Commercial | Existing | Grocery | 13890.361 | 0.12 | 15 | 2.7367 | 9.6926 | 518.2866 | 16414.6207 | 5892.4776 | 518.2866 | 11.3691 | 16414.6207 | 518.2866 | 31.6709 | 5892.4776 | 16414.6207 | 0.35898 | 5892.4776 | 0.31941
Nonequipment | Duct Sealing Repair | Commercial | Existing | Healthcare | 24245.6858 | 0.12 | 15 | 4.7769 | 16.9185 | 2213.2842 | 28651.7922 | 10285.3455 | 2213.2842 | 4.6471 | 28651.7922 | 2213.2842 | 12.9454 | 10285.3455 | 28651.7922 | 0.35898 | 10285.3455 | 0.78143
Nonequipment | Duct Sealing Repair | Commercial | Existing | Hospitals | 252636.2315 | 0.12 | 15 | 49.7747 | 176.288 | 23062.0732 | 298547.1667 | 107171.6814 | 23062.0732 | 4.6471 | 298547.1667 | 23062.0732 | 12.9454 | 107171.6814 | 298547.1667 | 0.35898 | 107171.6814 | 0.78143
Nonequipment | Duct Sealing Repair | Commercial | Existing | Institutional | 28028.271 | 0.12 | 15 | 5.5222 | 19.558 | 2269.3315 | 33121.7769 | 11889.9689 | 2269.3315 | 5.2394 | 33121.7769 | 2269.3315 | 14.5954 | 11889.9689 | 33121.7769 | 0.35898 | 11889.9689 | 0.69309
Nonequipment | Duct Sealing Repair | Commercial | Existing | Lodging/Hospitality | 22992.2611 | 0.12 | 15 | 4.53 | 16.0439 | 3718.5869 | 27170.5859 | 9753.6259 | 3718.5869 | 2.6229 | 27170.5859 | 3718.5869 | 7.3067 | 9753.6259 | 27170.5859 | 0.35898 | 9753.6259 | 1.3845
Nonequipment | Duct Sealing Repair | Commercial | Existing | Miscellaneous | 267212.6796 | 0.12 | 15 | 52.6466 | 186.4593 | 31756.2676 | 315772.5554 | 113355.2064 | 31756.2676 | 3.5695 | 315772.5554 | 31756.2676 | 9.9436 | 113355.2064 | 315772.5554 | 0.35898 | 113355.2064 | 1.0173
Nonequipment | Duct Sealing Repair | Commercial | Existing | Offices | 19974.2506 | 0.12 | 15 | 3.9354 | 13.9379 | 1767.1536 | 23604.12 | 8473.3453 | 1767.1536 | 4.7949 | 23604.12 | 1767.1536 | 13.3571 | 8473.3453 | 23604.12 | 0.35898 | 8473.3453 | 0.75734
Nonequipment | Duct Sealing Repair | Commercial | Existing | Restaurants | 14473.841 | 0.12 | 15 | 2.8517 | 10.0998 | 558.7768 | 17104.135 | 6139.9977 | 558.7768 | 10.9883 | 17104.135 | 558.7768 | 30.61 | 6139.9977 | 17104.135 | 0.35898 | 6139.9977 | 0.33048
Nonequipment | Duct Sealing Repair | Commercial | Existing | Retail | 6321.8213 | 0.12 | 15 | 1.2455 | 4.4113 | 1258.8231 | 7470.6697 | 2681.8015 | 1258.8231 | 2.1304 | 7470.6697 | 1258.8231 | 5.9346 | 2681.8015 | 7470.6697 | 0.35898 | 2681.8015 | 1.7046
Nonequipment | Duct Sealing Repair | Commercial | Existing | Schools K-12 | 23625.2368 | 0.12 | 15 | 4.6547 | 16.4855 | 5726.7344 | 27918.5905 | 10022.1426 | 5726.7344 | 1.7501 | 27918.5905 | 5726.7344 | 4.8751 | 10022.1426 | 27918.5905 | 0.35898 | 10022.1426 | 2.075
Nonequipment | Duct Sealing Repair | Commercial | Existing | Warehouse | 2346.9401 | 0.12 | 15 | 0.4624 | 1.6377 | 1767.0392 | 2773.4435 | 995.6035 | 1767.0392 | 0.56343 | 2773.4435 | 1767.0392 | 1.5695 | 995.6035 | 2773.4435 | 0.35898 | 995.6035 | 6.4452
Nonequipment | Duct Sealing Repair | Commercial | New | Assembly | 5769.3882 | 0.12 | 15 | 1.1367 | 4.0258 | 2119.3979 | 6817.8444 | 2447.4519 | 2119.3979 | 1.1548 | 6817.8444 | 2119.3979 | 3.2169 | 2447.4519 | 6817.8444 | 0.35898 | 2447.4519 | 3.1446
Nonequipment | Duct Sealing Repair | Commercial | New | College and University | 34458.2784 | 0.12 | 15 | 6.789 | 24.0448 | 8352.6531 | 40720.293 | 14617.6643 | 8352.6531 | 1.7501 | 40720.293 | 8352.6531 | 4.8751 | 14617.6643 | 40720.293 | 0.35898 | 14617.6643 | 2.075
Nonequipment | Duct Sealing Repair | Commercial | New | Grocery | 13890.361 | 0.12 | 15 | 2.7367 | 9.6926 | 518.2866 | 16414.6207 | 5892.4776 | 518.2866 | 11.3691 | 16414.6207 | 518.2866 | 31.6709 | 5892.4776 | 16414.6207 | 0.35898 | 5892.4776 | 0.31941
Nonequipment | Duct Sealing Repair | Commercial | New | Healthcare | 24245.6858 | 0.12 | 15 | 4.7769 | 16.9185 | 2213.2842 | 28651.7922 | 10285.3455 | 2213.2842 | 4.6471 | 28651.7922 | 2213.2842 | 12.9454 | 10285.3455 | 28651.7922 | 0.35898 | 10285.3455 | 0.78143
Nonequipment | Duct Sealing Repair | Commercial | New | Hospitals | 252636.2315 | 0.12 | 15 | 49.7747 | 176.288 | 23062.0732 | 298547.1667 | 107171.6814 | 23062.0732 | 4.6471 | 298547.1667 | 23062.0732 | 12.9454 | 107171.6814 | 298547.1667 | 0.35898 | 107171.6814 | 0.78143
Nonequipment | Duct Sealing Repair | Commercial | New | Institutional | 28028.271 | 0.12 | 15 | 5.5222 | 19.558 | 2269.3315 | 33121.7769 | 11889.9689 | 2269.3315 | 5.2394 | 33121.7769 | 2269.3315 | 14.5954 | 11889.9689 | 33121.7769 | 0.35898 | 11889.9689 | 0.69309
Nonequipment | Duct Sealing Repair | Commercial | New | Lodging/Hospitality | 22992.2611 | 0.12 | 15 | 4.53 | 16.0439 | 3718.5869 | 27170.5859 | 9753.6259 | 3718.5869 | 2.6229 | 27170.5859 | 3718.5869 | 7.3067 | 9753.6259 | 27170.5859 | 0.35898 | 9753.6259 | 1.3845
Nonequipment | Duct Sealing Repair | Commercial | New | Miscellaneous | 267212.6796 | 0.12 | 15 | 52.6466 | 186.4593 | 31756.2676 | 315772.5554 | 113355.2064 | 31756.2676 | 3.5695 | 315772.5554 | 31756.2676 | 9.9436 | 113355.2064 | 315772.5554 | 0.35898 | 113355.2064 | 1.0173
Nonequipment | Duct Sealing Repair | Commercial | New | Offices | 19974.2506 | 0.12 | 15 | 3.9354 | 13.9379 | 1767.1536 | 23604.12 | 8473.3453 | 1767.1536 | 4.7949 | 23604.12 | 1767.1536 | 13.3571 | 8473.3453 | 23604.12 | 0.35898 | 8473.3453 | 0.75734
Nonequipment | Duct Sealing Repair | Commercial | New | Restaurants | 14473.841 | 0.12 | 15 | 2.8517 | 10.0998 | 558.7768 | 17104.135 | 6139.9977 | 558.7768 | 10.9883 | 17104.135 | 558.7768 | 30.61 | 6139.9977 | 17104.135 | 0.35898 | 6139.9977 | 0.33048
Nonequipment | Duct Sealing Repair | Commercial | New | Retail | 6321.8213 | 0.12 | 15 | 1.2455 | 4.4113 | 1258.8231 | 7470.6697 | 2681.8015 | 1258.8231 | 2.1304 | 7470.6697 | 1258.8231 | 5.9346 | 2681.8015 | 7470.6697 | 0.35898 | 2681.8015 | 1.7046
Nonequipment | Duct Sealing Repair | Commercial | New | Schools K-12 | 23625.2368 | 0.12 | 15 | 4.6547 | 16.4855 | 5726.7344 | 27918.5905 | 10022.1426 | 5726.7344 | 1.7501 | 27918.5905 | 5726.7344 | 4.8751 | 10022.1426 | 27918.5905 | 0.35898 | 10022.1426 | 2.075
Nonequipment | Duct Sealing Repair | Commercial | New | Warehouse | 2346.9401 | 0.12 | 15 | 0.4624 | 1.6377 | 1767.0392 | 2773.4435 | 995.6035 | 1767.0392 | 0.56343 | 2773.4435 | 1767.0392 | 1.5695 | 995.6035 | 2773.4435 | 0.35898 | 995.6035 | 6.4452
Nonequipment | ECM Motors on Furnaces | Commercial | Existing | Assembly | 462.9948 | 0.017064 | 15 | 0 | 0 | 287 | 541.7763 | 167.0826 | 287 | 0.58217 | 541.7763 | 287 | 1.8877 | 167.0826 | 541.7763 | 0.3084 | 167.0826 | 5.3063
Nonequipment | ECM Motors on Furnaces | Commercial | Existing | College and University | 462.9948 | 0.017064 | 15 | 0 | 0.070648 | 287 | 541.7763 | 175.7986 | 287 | 0.61254 | 541.7763 | 287 | 1.8877 | 175.7986 | 541.7763 | 0.32449 | 175.7986 | 5.3063
Nonequipment | ECM Motors on Furnaces | Commercial | Existing | Grocery | 796.3511 | 0.017064 | 15 | 0 | 0.090908 | 287 | 931.8552 | 297.4097 | 287 | 1.0363 | 931.8552 | 287 | 3.2469 | 297.4097 | 931.8552 | 0.31916 | 297.4097 | 3.0851
Nonequipment | ECM Motors on Furnaces | Commercial | Existing | Healthcare | 725.9759 | 0.017064 | 15 | 0 | 0 | 287 | 849.5052 | 261.9855 | 287 | 0.91284 | 849.5052 | 287 | 2.9599 | 261.9855 | 849.5052 | 0.3084 | 261.9855 | 3.3841
Nonequipment | ECM Motors on Furnaces | Commercial | Existing | Hospitals | 825.9828 | 0.017064 | 15 | 0 | 0.12604 | 287 | 966.5289 | 313.6248 | 287 | 1.0928 | 966.5289 | 287 | 3.3677 | 313.6248 | 966.5289 | 0.32449 | 313.6248 | 2.9744
Nonequipment | ECM Motors on Furnaces | Commercial | Existing | Institutional | 403.7315 | 0.017064 | 15 | 0 | 0 | 287 | 472.4289 | 145.696 | 287 | 0.50765 | 472.4289 | 287 | 1.6461 | 145.696 | 472.4289 | 0.3084 | 145.696 | 6.0852
Nonequipment | ECM Motors on Furnaces | Commercial | Existing | Lodging/Hospitality | 488.9225 | 0.017064 | 15 | 0 | 0.055813 | 287 | 572.1157 | 182.5957 | 287 | 0.63622 | 572.1157 | 287 | 1.9934 | 182.5957 | 572.1157 | 0.31916 | 182.5957 | 5.0249
Nonequipment | ECM Motors on Furnaces | Commercial | Existing | Miscellaneous | 255.5731 | 0.017064 | 15 | 0 | 0 | 287 | 299.0605 | 92.2296 | 287 | 0.32136 | 299.0605 | 287 | 1.042 | 92.2296 | 299.0605 | 0.3084 | 92.2296 | 9.6129
Nonequipment | ECM Motors on Furnaces | Commercial | Existing | Offices | 270.389 | 0.017064 | 15 | 0 | 0 | 287 | 316.3973 | 97.5762 | 287 | 0.33999 | 316.3973 | 287 | 1.1024 | 97.5762 | 316.3973 | 0.3084 | 97.5762 | 9.0862
Nonequipment | ECM Motors on Furnaces | Commercial | Existing | Restaurants | 1707.525 | 0.017064 | 15 | 0 | 0.19492 | 287 | 1998.0709 | 637.7017 | 287 | 2.222 | 1998.0709 | 287 | 6.9619 | 637.7017 | 1998.0709 | 0.31916 | 637.7017 | 1.4388
Nonequipment | ECM Motors on Furnaces | Commercial | Existing | Retail | 1070.4441 | 0.017064 | 15 | 0 | 0.1222 | 287 | 1252.5867 | 399.774 | 287 | 1.3929 | 1252.5867 | 287 | 4.3644 | 399.774 | 1252.5867 | 0.31916 | 399.774 | 2.2951
Nonequipment | ECM Motors on Furnaces | Commercial | Existing | Schools K-12 | 985.253 | 0.017064 | 15 | 0 | 0 | 287 | 1152.8999 | 355.5517 | 287 | 1.2389 | 1152.8999 | 287 | 4.0171 | 355.5517 | 1152.8999 | 0.3084 | 355.5517 | 2.4936
Nonequipment | ECM Motors on Furnaces | Commercial | Existing | Warehouse | 255.5731 | 0.017064 | 15 | 0 | 0 | 287 | 299.0605 | 92.2296 | 287 | 0.32136 | 299.0605 | 287 | 1.042 | 92.2296 | 299.0605 | 0.3084 | 92.2296 | 9.6129
Nonequipment | ECM Motors on Furnaces | Commercial | New | Assembly | 462.9948 | 0.017064 | 15 | 0 | 0 | 287 | 541.7763 | 167.0826 | 287 | 0.58217 | 541.7763 | 287 | 1.8877 | 167.0826 | 541.7763 | 0.3084 | 167.0826 | 5.3063
Nonequipment | ECM Motors on Furnaces | Commercial | New | College and University | 462.9948 | 0.017064 | 15 | 0 | 0.070648 | 287 | 541.7763 | 175.7986 | 287 | 0.61254 | 541.7763 | 287 | 1.8877 | 175.7986 | 541.7763 | 0.32449 | 175.7986 | 5.3063
Nonequipment | ECM Motors on Furnaces | Commercial | New | Grocery | 796.3511 | 0.017064 | 15 | 0 | 0.090908 | 287 | 931.8552 | 297.4097 | 287 | 1.0363 | 931.8552 | 287 | 3.2469 | 297.4097 | 931.8552 | 0.31916 | 297.4097 | 3.0851
Nonequipment | ECM Motors on Furnaces | Commercial | New | Healthcare | 725.9759 | 0.017064 | 15 | 0 | 0 | 287 | 849.5052 | 261.9855 | 287 | 0.91284 | 849.5052 | 287 | 2.9599 | 261.9855 | 849.5052 | 0.3084 | 261.9855 | 3.3841
Nonequipment | ECM Motors on Furnaces | Commercial | New | Hospitals | 825.9828 | 0.017064 | 15 | 0 | 0.12604 | 287 | 966.5289 | 313.6248 | 287 | 1.0928 | 966.5289 | 287 | 3.3677 | 313.6248 | 966.5289 | 0.32449 | 313.6248 | 2.9744
Nonequipment | ECM Motors on Furnaces | Commercial | New | Institutional | 403.7315 | 0.017064 | 15 | 0 | 0 | 287 | 472.4289 | 145.696 | 287 | 0.50765 | 472.4289 | 287 | 1.6461 | 145.696 | 472.4289 | 0.3084 | 145.696 | 6.0852
Nonequipment | ECM Motors on Furnaces | Commercial | New | Lodging/Hospitality | 488.9225 | 0.017064 | 15 | 0 | 0.055813 | 287 | 572.1157 | 182.5957 | 287 | 0.63622 | 572.1157 | 287 | 1.9934 | 182.5957 | 572.1157 | 0.31916 | 182.5957 | 5.0249
Nonequipment | ECM Motors on Furnaces | Commercial | New | Miscellaneous | 255.5731 | 0.017064 | 15 | 0 | 0 | 287 | 299.0605 | 92.2296 | 287 | 0.32136 | 299.0605 | 287 | 1.042 | 92.2296 | 299.0605 | 0.3084 | 92.2296 | 9.6129
Nonequipment | ECM Motors on Furnaces | Commercial | New | Offices | 270.389 | 0.017064 | 15 | 0 | 0 | 287 | 316.3973 | 97.5762 | 287 | 0.33999 | 316.3973 | 287 | 1.1024 | 97.5762 | 316.3973 | 0.3084 | 97.5762 | 9.0862
Nonequipment | ECM Motors on Furnaces | Commercial | New | Restaurants | 1707.525 | 0.017064 | 15 | 0 | 0.19492 | 287 | 1998.0709 | 637.7017 | 287 | 2.222 | 1998.0709 | 287 | 6.9619 | 637.7017 | 1998.0709 | 0.31916 | 637.7017 | 1.4388
Nonequipment | ECM Motors on Furnaces | Commercial | New | Retail | 1070.4441 | 0.017064 | 15 | 0 | 0.1222 | 287 | 1252.5867 | 399.774 | 287 | 1.3929 | 1252.5867 | 287 | 4.3644 | 399.774 | 1252.5867 | 0.31916 | 399.774 | 2.2951
Nonequipment | ECM Motors on Furnaces | Commercial | New | Schools K-12 | 985.253 | 0.017064 | 15 | 0 | 0 | 287 | 1152.8999 | 355.5517 | 287 | 1.2389 | 1152.8999 | 287 | 4.0171 | 355.5517 | 1152.8999 | 0.3084 | 355.5517 | 2.4936
Nonequipment | ECM Motors on Furnaces | Commercial | New | Warehouse | 255.5731 | 0.017064 | 15 | 0 | 0 | 287 | 299.0605 | 92.2296 | 287 | 0.32136 | 299.0605 | 287 | 1.042 | 92.2296 | 299.0605 | 0.3084 | 92.2296 | 9.6129
Nonequipment | Energy Recovery Ventilation System (ERV) | Commercial | Existing | Assembly | 7397.8089 | 0.1824 | 15 | 13.3127 | 11.3508 | 115603.5198 | 9438.4599 | 6171.1637 | 115603.5198 | 0.053382 | 9438.4599 | 115603.5198 | 0.081645 | 6171.1637 | 9438.4599 | 0.65383 | 6171.1637 | 133.7695
Nonequipment | Energy Recovery Ventilation System (ERV) | Commercial | Existing | College and University | 24805.1607 | 0.1024 | 15 | 44.638 | 38.0597 | 455599.2594 | 31647.5481 | 20692.1682 | 455599.2594 | 0.045417 | 31647.5481 | 455599.2594 | 0.069464 | 20692.1682 | 31647.5481 | 0.65383 | 20692.1682 | 157.2281
Nonequipment | Energy Recovery Ventilation System (ERV) | Commercial | Existing | Grocery | 9701.2996 | 0.09935 | 15 | 17.4579 | 14.8851 | 28270.1807 | 12377.3577 | 8092.708 | 28270.1807 | 0.28626 | 12377.3577 | 28270.1807 | 0.43782 | 8092.708 | 12377.3577 | 0.65383 | 8092.708 | 24.9452
Nonequipment | Energy Recovery Ventilation System (ERV) | Commercial | Existing | Healthcare | 16933.6609 | 0.09935 | 15 | 30.4729 | 25.9821 | 120724.5932 | 21604.7319 | 14125.8573 | 120724.5932 | 0.11701 | 21604.7319 | 120724.5932 | 0.17896 | 14125.8573 | 21604.7319 | 0.65383 | 14125.8573 | 61.0287
Nonequipment | Energy Recovery Ventilation System (ERV) | Commercial | Existing | Hospitals | 176446.0823 | 0.09935 | 15 | 317.5226 | 270.7292 | 1257931.2662 | 225117.9072 | 147189.21 | 1257931.2662 | 0.11701 | 225117.9072 | 1257931.2662 | 0.17896 | 147189.21 | 225117.9072 | 0.65383 | 147189.21 | 61.0287
Nonequipment | Energy Recovery Ventilation System (ERV) | Commercial | Existing | Institutional | 19575.4923 | 0.09935 | 15 | 35.227 | 30.0356 | 123781.7172 | 24975.3002 | 16329.6414 | 123781.7172 | 0.13192 | 24975.3002 | 123781.7172 | 0.20177 | 16329.6414 | 24975.3002 | 0.65383 | 16329.6414 | 54.1294
Nonequipment | Energy Recovery Ventilation System (ERV) | Commercial | Existing | Lodging/Hospitality | 16058.2446 | 0.09935 | 15 | 28.8975 | 24.6389 | 202832.0121 | 20487.8361 | 13395.5955 | 202832.0121 | 0.066043 | 20487.8361 | 202832.0121 | 0.10101 | 13395.5955 | 20487.8361 | 0.65383 | 13395.5955 | 108.1254
Nonequipment | Energy Recovery Ventilation System (ERV) | Commercial | Existing | Miscellaneous | 186626.5586 | 0.09935 | 15 | 335.8429 | 286.3496 | 1731577.3664 | 238106.6202 | 155681.6415 | 1731577.3664 | 0.089907 | 238106.6202 | 1731577.3664 | 0.13751 | 155681.6415 | 238106.6202 | 0.65383 | 155681.6415 | 79.4251
Nonequipment | Energy Recovery Ventilation System (ERV) | Commercial | Existing | Offices | 8593.5069 | 0.0612 | 15 | 15.4644 | 13.1854 | 96390.1965 | 10963.9855 | 7168.6006 | 96390.1965 | 0.074371 | 10963.9855 | 96390.1965 | 0.11375 | 7168.6006 | 10963.9855 | 0.65383 | 7168.6006 | 96.0178
Nonequipment | Energy Recovery Ventilation System (ERV) | Commercial | Existing | Restaurants | 11090.6962 | 0.109 | 15 | 19.9582 | 17.017 | 30478.736 | 14150.0128 | 9251.726 | 30478.736 | 0.30355 | 14150.0128 | 30478.736 | 0.46426 | 9251.726 | 14150.0128 | 0.65383 | 9251.726 | 23.5249
Nonequipment | Energy Recovery Ventilation System (ERV) | Commercial | Existing | Retail | 5546.325 | 0.1248 | 15 | 9.9809 | 8.51 | 68663.0757 | 7076.2527 | 4626.6779 | 68663.0757 | 0.067382 | 7076.2527 | 68663.0757 | 0.10306 | 4626.6779 | 7076.2527 | 0.65383 | 4626.6779 | 105.9759
Nonequipment | Energy Recovery Ventilation System (ERV) | Commercial | Existing | Schools K-12 | 17006.8797 | 0.1024 | 15 | 30.6046 | 26.0944 | 312367.3292 | 21698.1478 | 14186.9355 | 312367.3292 | 0.045417 | 21698.1478 | 312367.3292 | 0.069464 | 14186.9355 | 21698.1478 | 0.65383 | 14186.9355 | 157.2281
Nonequipment | Energy Recovery Ventilation System (ERV) | Commercial | Existing | Warehouse | 1639.1488 | 0.09935 | 15 | 2.9497 | 2.515 | 96383.9547 | 2091.3004 | 1367.3583 | 96383.9547 | 0.014187 | 2091.3004 | 96383.9547 | 0.021698 | 1367.3583 | 2091.3004 | 0.65383 | 1367.3583 | 503.3563
Nonequipment | Energy Recovery Ventilation System (ERV) | Commercial | New | Assembly | 7397.8089 | 0.1824 | 15 | 13.3127 | 11.3508 | 115603.5198 | 9438.4599 | 6171.1637 | 115603.5198 | 0.053382 | 9438.4599 | 115603.5198 | 0.081645 | 6171.1637 | 9438.4599 | 0.65383 | 6171.1637 | 133.7695
Nonequipment | Energy Recovery Ventilation System (ERV) | Commercial | New | College and University | 24805.1607 | 0.1024 | 15 | 44.638 | 38.0597 | 455599.2594 | 31647.5481 | 20692.1682 | 455599.2594 | 0.045417 | 31647.5481 | 455599.2594 | 0.069464 | 20692.1682 | 31647.5481 | 0.65383 | 20692.1682 | 157.2281
Nonequipment | Energy Recovery Ventilation System (ERV) | Commercial | New | Grocery | 9701.2996 | 0.09935 | 15 | 17.4579 | 14.8851 | 28270.1807 | 12377.3577 | 8092.708 | 28270.1807 | 0.28626 | 12377.3577 | 28270.1807 | 0.43782 | 8092.708 | 12377.3577 | 0.65383 | 8092.708 | 24.9452
Nonequipment | Energy Recovery Ventilation System (ERV) | Commercial | New | Healthcare | 16933.6609 | 0.09935 | 15 | 30.4729 | 25.9821 | 120724.5932 | 21604.7319 | 14125.8573 | 120724.5932 | 0.11701 | 21604.7319 | 120724.5932 | 0.17896 | 14125.8573 | 21604.7319 | 0.65383 | 14125.8573 | 61.0287
Nonequipment | Energy Recovery Ventilation System (ERV) | Commercial | New | Hospitals | 176446.0823 | 0.09935 | 15 | 317.5226 | 270.7292 | 1257931.2662 | 225117.9072 | 147189.21 | 1257931.2662 | 0.11701 | 225117.9072 | 1257931.2662 | 0.17896 | 147189.21 | 225117.9072 | 0.65383 | 147189.21 | 61.0287
Nonequipment | Energy Recovery Ventilation System (ERV) | Commercial | New | Institutional | 19575.4923 | 0.09935 | 15 | 35.227 | 30.0356 | 123781.7172 | 24975.3002 | 16329.6414 | 123781.7172 | 0.13192 | 24975.3002 | 123781.7172 | 0.20177 | 16329.6414 | 24975.3002 | 0.65383 | 16329.6414 | 54.1294
Nonequipment | Energy Recovery Ventilation System (ERV) | Commercial | New | Lodging/Hospitality | 16058.2446 | 0.09935 | 15 | 28.8975 | 24.6389 | 202832.0121 | 20487.8361 | 13395.5955 | 202832.0121 | 0.066043 | 20487.8361 | 202832.0121 | 0.10101 | 13395.5955 | 20487.8361 | 0.65383 | 13395.5955 | 108.1254
Nonequipment | Energy Recovery Ventilation System (ERV) | Commercial | New | Miscellaneous | 186626.5586 | 0.09935 | 15 | 335.8429 | 286.3496 | 1731577.3664 | 238106.6202 | 155681.6415 | 1731577.3664 | 0.089907 | 238106.6202 | 1731577.3664 | 0.13751 | 155681.6415 | 238106.6202 | 0.65383 | 155681.6415 | 79.4251
Nonequipment | Energy Recovery Ventilation System (ERV) | Commercial | New | Offices | 8593.5069 | 0.0612 | 15 | 15.4644 | 13.1854 | 96390.1965 | 10963.9855 | 7168.6006 | 96390.1965 | 0.074371 | 10963.9855 | 96390.1965 | 0.11375 | 7168.6006 | 10963.9855 | 0.65383 | 7168.6006 | 96.0178
Nonequipment | Energy Recovery Ventilation System (ERV) | Commercial | New | Restaurants | 11090.6962 | 0.109 | 15 | 19.9582 | 17.017 | 30478.736 | 14150.0128 | 9251.726 | 30478.736 | 0.30355 | 14150.0128 | 30478.736 | 0.46426 | 9251.726 | 14150.0128 | 0.65383 | 9251.726 | 23.5249
Nonequipment | Energy Recovery Ventilation System (ERV) | Commercial | New | Retail | 5546.325 | 0.1248 | 15 | 9.9809 | 8.51 | 68663.0757 | 7076.2527 | 4626.6779 | 68663.0757 | 0.067382 | 7076.2527 | 68663.0757 | 0.10306 | 4626.6779 | 7076.2527 | 0.65383 | 4626.6779 | 105.9759
Nonequipment | Energy Recovery Ventilation System (ERV) | Commercial | New | Schools K-12 | 17006.8797 | 0.1024 | 15 | 30.6046 | 26.0944 | 312367.3292 | 21698.1478 | 14186.9355 | 312367.3292 | 0.045417 | 21698.1478 | 312367.3292 | 0.069464 | 14186.9355 | 21698.1478 | 0.65383 | 14186.9355 | 157.2281
Nonequipment | Energy Recovery Ventilation System (ERV) | Commercial | New | Warehouse | 1639.1488 | 0.09935 | 15 | 2.9497 | 2.515 | 96383.9547 | 2091.3004 | 1367.3583 | 96383.9547 | 0.014187 | 2091.3004 | 96383.9547 | 0.021698 | 1367.3583 | 2091.3004 | 0.65383 | 1367.3583 | 503.3563
Nonequipment | Facility Commissioning | Commercial | Existing | Assembly | 0 | 0 | 10 | 0 | 0 | 22350.0138 | 0 | 0 | 22350.0138 | 0 | 0 | 22350.0138 | 0 | 0 | 0 | 0 | 0
Nonequipment | Facility Commissioning | Commercial | Existing | College and University | 0 | 0 | 10 | 0 | 0 | 88082.5235 | 0 | 0 | 88082.5235 | 0 | 0 | 88082.5235 | 0 | 0 | 0 | 0 | 0
Nonequipment | Facility Commissioning | Commercial | Existing | Grocery | 0 | 0 | 10 | 0 | 0 | 5465.5683 | 0 | 0 | 5465.5683 | 0 | 0 | 5465.5683 | 0 | 0 | 0 | 0 | 0
Nonequipment | Facility Commissioning | Commercial | Existing | Healthcare | 0 | 0 | 10 | 0 | 0 | 23340.088 | 0 | 0 | 23340.088 | 0 | 0 | 23340.088 | 0 | 0 | 0 | 0 | 0
Nonequipment | Facility Commissioning | Commercial | Existing | Hospitals | 0 | 0 | 10 | 0 | 0 | 243200.0448 | 0 | 0 | 243200.0448 | 0 | 0 | 243200.0448 | 0 | 0 | 0 | 0 | 0
Nonequipment | Facility Commissioning | Commercial | Existing | Institutional | 0 | 0 | 10 | 0 | 0 | 23931.132 | 0 | 0 | 23931.132 | 0 | 0 | 23931.132 | 0 | 0 | 0 | 0 | 0
Nonequipment | Facility Commissioning | Commercial | Existing | Lodging/Hospitality | 0 | 0 | 10 | 0 | 0 | 39214.189 | 0 | 0 | 39214.189 | 0 | 0 | 39214.189 | 0 | 0 | 0 | 0 | 0
Nonequipment | Facility Commissioning | Commercial | Existing | Miscellaneous | 0 | 0 | 10 | 0 | 0 | 334055.5551 | 0 | 0 | 334055.5551 | 0 | 0 | 334055.5551 | 0 | 0 | 0 | 0 | 0
Nonequipment | Facility Commissioning | Commercial | Existing | Offices | 0 | 0 | 10 | 0 | 0 | 18635.438 | 0 | 0 | 18635.438 | 0 | 0 | 18635.438 | 0 | 0 | 0 | 0 | 0
Nonequipment | Facility Commissioning | Commercial | Existing | Restaurants | 0 | 0 | 10 | 0 | 0 | 5892.5556 | 0 | 0 | 5892.5556 | 0 | 0 | 5892.5556 | 0 | 0 | 0 | 0 | 0
Nonequipment | Facility Commissioning | Commercial | Existing | Retail | 0 | 0 | 10 | 0 | 0 | 13274.8613 | 0 | 0 | 13274.8613 | 0 | 0 | 13274.8613 | 0 | 0 | 0 | 0 | 0
Nonequipment | Facility Commissioning | Commercial | Existing | Schools K-12 | 0 | 0 | 10 | 0 | 0 | 60391.017 | 0 | 0 | 60391.017 | 0 | 0 | 60391.017 | 0 | 0 | 0 | 0 | 0
Nonequipment | Facility Commissioning | Commercial | Existing | Warehouse | 0 | 0 | 10 | 0 | 0 | 18634.2312 | 0 | 0 | 18634.2312 | 0 | 0 | 18634.2312 | 0 | 0 | 0 | 0 | 0
Nonequipment | Facility Commissioning | Commercial | New | Assembly | 6489.3061 | 0.16 | 10 | 1.3944 | 0.13997 | 22350.0138 | 5922.7834 | 2228.1393 | 22350.0138 | 0.099693 | 5922.7834 | 22350.0138 | 0.265 | 2228.1393 | 5922.7834 | 0.3762 | 2228.1393 | 29.4828
Nonequipment | Facility Commissioning | Commercial | New | College and University | 38758.0637 | 0.16 | 10 | 7.1769 | 5.9242 | 88082.5235 | 35322.2699 | 13062.0486 | 88082.5235 | 0.14829 | 35322.2699 | 88082.5235 | 0.40101 | 13062.0486 | 35322.2699 | 0.3698 | 13062.0486 | 19.4544
Nonequipment | Facility Commissioning | Commercial | New | Grocery | 15623.633 | 0.16 | 10 | 3.3572 | 0.33698 | 5465.5683 | 14259.6747 | 5364.4612 | 5465.5683 | 0.9815 | 14259.6747 | 5465.5683 | 2.609 | 5364.4612 | 14259.6747 | 0.3762 | 5364.4612 | 2.9946
Nonequipment | Facility Commissioning | Commercial | New | Healthcare | 27271.1197 | 0.16 | 10 | 5.8599 | 0.5882 | 23340.088 | 24890.3245 | 9363.6904 | 23340.088 | 0.40118 | 24890.3245 | 23340.088 | 1.0664 | 9363.6904 | 24890.3245 | 0.3762 | 9363.6904 | 7.3264
Nonequipment | Facility Commissioning | Commercial | New | Hospitals | 284160.7767 | 0.16 | 10 | 52.6188 | 43.4343 | 243200.0448 | 258970.7202 | 95766.4424 | 243200.0448 | 0.39378 | 258970.7202 | 243200.0448 | 1.0648 | 95766.4424 | 258970.7202 | 0.3698 | 95766.4424 | 7.3264
Nonequipment | Facility Commissioning | Commercial | New | Institutional | 31525.7048 | 0.16 | 10 | 6.7742 | 0.67996 | 23931.132 | 28773.4802 | 10824.5258 | 23931.132 | 0.45232 | 28773.4802 | 23931.132 | 1.2023 | 10824.5258 | 28773.4802 | 0.3762 | 10824.5258 | 6.4981
Nonequipment | Facility Commissioning | Commercial | New | Lodging/Hospitality | 25861.2898 | 0.16 | 10 | 5.557 | 0.55779 | 39214.189 | 23603.5741 | 8879.6175 | 39214.189 | 0.22644 | 23603.5741 | 39214.189 | 0.60191 | 8879.6175 | 23603.5741 | 0.3762 | 8879.6175 | 12.9802
Nonequipment | Facility Commissioning | Commercial | New | Miscellaneous | 300556.1084 | 0.16 | 10 | 64.5827 | 6.4826 | 334055.5551 | 274317.2687 | 103197.6091 | 334055.5551 | 0.30892 | 274317.2687 | 334055.5551 | 0.82117 | 103197.6091 | 274317.2687 | 0.3762 | 103197.6091 | 9.5144
Nonequipment | Facility Commissioning | Commercial | New | Offices | 22466.6847 | 0.16 | 10 | 4.8276 | 0.48457 | 18635.438 | 20505.3213 | 7714.061 | 18635.438 | 0.41395 | 20505.3213 | 18635.438 | 1.1003 | 7714.061 | 20505.3213 | 0.3762 | 7714.061 | 7.1005
Nonequipment | Facility Commissioning | Commercial | New | Restaurants | 16279.921 | 0.16 | 10 | 3.4982 | 0.35113 | 5892.5556 | 14858.6681 | 5589.8013 | 5892.5556 | 0.94862 | 14858.6681 | 5892.5556 | 2.5216 | 5589.8013 | 14858.6681 | 0.3762 | 5589.8013 | 3.0984
Nonequipment | Facility Commissioning | Commercial | New | Retail | 7110.6731 | 0.16 | 10 | 1.5279 | 0.15337 | 13274.8613 | 6489.9044 | 2441.4891 | 13274.8613 | 0.18392 | 6489.9044 | 13274.8613 | 0.48889 | 2441.4891 | 6489.9044 | 0.3762 | 2441.4891 | 15.9812
Nonequipment | Facility Commissioning | Commercial | New | Schools K-12 | 26573.2496 | 0.16 | 10 | 5.71 | 0.57315 | 60391.017 | 24253.3791 | 9124.0728 | 60391.017 | 0.15108 | 24253.3791 | 60391.017 | 0.40161 | 9124.0728 | 24253.3791 | 0.3762 | 9124.0728 | 19.4544
Nonequipment | Facility Commissioning | Commercial | New | Warehouse | 2639.7968 | 0.16 | 10 | 0.56723 | 0.056937 | 18634.2312 | 2409.34 | 906.3889 | 18634.2312 | 0.048641 | 2409.34 | 18634.2312 | 0.1293 | 906.3889 | 2409.34 | 0.3762 | 906.3889 | 60.4269
Nonequipment | Facility Energy Management System | Commercial | Existing | Assembly | 18398.4231 | 0.21729 | 15 | 3.8562 | 0.3316 | 14450.44 | 21755.5067 | 8097.7791 | 14450.44 | 0.56038 | 21755.5067 | 14450.44 | 1.5055 | 8097.7791 | 21755.5067 | 0.37222 | 8097.7791 | 6.7234
Nonequipment | Facility Energy Management System | Commercial | Existing | College and University | 109886.5187 | 0.21729 | 15 | 16.2679 | 14.0526 | 56949.9074 | 129539.8178 | 45985.8517 | 56949.9074 | 0.80748 | 129539.8178 | 56949.9074 | 2.2746 | 45985.8517 | 129539.8178 | 0.35499 | 45985.8517 | 4.4365
Nonequipment | Facility Energy Management System | Commercial | Existing | Grocery | 44295.9859 | 0.21729 | 15 | 11.5595 | 5.3149 | 3533.7726 | 52512.1223 | 20047.3716 | 3533.7726 | 5.6731 | 52512.1223 | 3533.7726 | 14.8601 | 20047.3716 | 52512.1223 | 0.38177 | 20047.3716 | 0.68291
Nonequipment | Facility Energy Management System | Commercial | Existing | Healthcare | 77318.837 | 0.21729 | 15 | 16.2055 | 1.3935 | 15090.5742 | 91426.8831 | 34030.6806 | 15090.5742 | 2.2551 | 91426.8831 | 15090.5742 | 6.0585 | 34030.6806 | 91426.8831 | 0.37222 | 34030.6806 | 1.6707
Nonequipment | Facility Energy Management System | Commercial | Existing | Hospitals | 805650.1165 | 0.21729 | 15 | 119.2704 | 103.029 | 157241.4083 | 949741.3382 | 337152.4297 | 157241.4083 | 2.1442 | 949741.3382 | 157241.4083 | 6.04 | 337152.4297 | 949741.3382 | 0.35499 | 337152.4297 | 1.6707
Nonequipment | Facility Energy Management System | Commercial | Existing | Institutional | 89381.399 | 0.21729 | 15 | 18.7338 | 1.6109 | 15472.7147 | 105690.4504 | 39339.8291 | 15472.7147 | 2.5425 | 105690.4504 | 15472.7147 | 6.8308 | 39339.8291 | 105690.4504 | 0.37222 | 39339.8291 | 1.4819
Nonequipment | Facility Energy Management System | Commercial | Existing | Lodging/Hospitality | 73321.6996 | 0.21729 | 15 | 19.134 | 8.7976 | 25354.0015 | 86921.6019 | 33183.7598 | 25354.0015 | 1.3088 | 86921.6019 | 25354.0015 | 3.4283 | 33183.7598 | 86921.6019 | 0.38177 | 33183.7598 | 2.9601
Nonequipment | Facility Energy Management System | Commercial | Existing | Miscellaneous | 852134.0156 | 0.21729 | 15 | 178.6019 | 15.3582 | 216520.0062 | 1007619.3588 | 375053.5006 | 216520.0062 | 1.7322 | 1007619.3588 | 216520.0062 | 4.6537 | 375053.5006 | 1007619.3588 | 0.37222 | 375053.5006 | 2.1751
Nonequipment | Facility Energy Management System | Commercial | Existing | Offices | 63697.3454 | 0.21729 | 15 | 13.3506 | 1.148 | 12048.7746 | 75319.9346 | 28035.3934 | 12048.7746 | 2.3268 | 75319.9346 | 12048.7746 | 6.2513 | 28035.3934 | 75319.9346 | 0.37222 | 28035.3934 | 1.6192
Nonequipment | Facility Energy Management System | Commercial | Existing | Restaurants | 46156.6879 | 0.21729 | 15 | 12.0451 | 5.5382 | 3809.842 | 54717.9521 | 20889.4837 | 3809.842 | 5.483 | 54717.9521 | 3809.842 | 14.3623 | 20889.4837 | 54717.9521 | 0.38177 | 20889.4837 | 0.70658
Nonequipment | Facility Energy Management System | Commercial | Existing | Retail | 20160.1173 | 0.21729 | 15 | 5.261 | 2.419 | 8582.8845 | 23899.469 | 9124.0178 | 8582.8845 | 1.063 | 23899.469 | 8582.8845 | 2.7845 | 9124.0178 | 23899.469 | 0.38177 | 9124.0178 | 3.6444
Nonequipment | Facility Energy Management System | Commercial | Existing | Schools K-12 | 75340.2418 | 0.21729 | 15 | 15.7908 | 1.3579 | 39045.9161 | 89087.2618 | 33159.8327 | 39045.9161 | 0.84925 | 89087.2618 | 39045.9161 | 2.2816 | 33159.8327 | 89087.2618 | 0.37222 | 33159.8327 | 4.4365
Nonequipment | Facility Energy Management System | Commercial | Existing | Warehouse | 7484.3286 | 0.21729 | 15 | 1.5687 | 0.13489 | 12047.9943 | 8849.9628 | 3294.1105 | 12047.9943 | 0.27342 | 8849.9628 | 12047.9943 | 0.73456 | 3294.1105 | 8849.9628 | 0.37222 | 3294.1105 | 13.7801
Nonequipment | Facility Energy Management System | Commercial | New | Assembly | 18398.4231 | 0.21729 | 15 | 3.8562 | 0.3316 | 14450.44 | 21755.5067 | 8097.7791 | 14450.44 | 0.56038 | 21755.5067 | 14450.44 | 1.5055 | 8097.7791 | 21755.5067 | 0.37222 | 8097.7791 | 6.7234
Nonequipment | Facility Energy Management System | Commercial | New | College and University | 109886.5187 | 0.21729 | 15 | 16.2679 | 14.0526 | 56949.9074 | 129539.8178 | 45985.8517 | 56949.9074 | 0.80748 | 129539.8178 | 56949.9074 | 2.2746 | 45985.8517 | 129539.8178 | 0.35499 | 45985.8517 | 4.4365
Nonequipment | Facility Energy Management System | Commercial | New | Grocery | 44295.9859 | 0.21729 | 15 | 11.5595 | 5.3149 | 3533.7726 | 52512.1223 | 20047.3716 | 3533.7726 | 5.6731 | 52512.1223 | 3533.7726 | 14.8601 | 20047.3716 | 52512.1223 | 0.38177 | 20047.3716 | 0.68291
Nonequipment | Facility Energy Management System | Commercial | New | Healthcare | 77318.837 | 0.21729 | 15 | 16.2055 | 1.3935 | 15090.5742 | 91426.8831 | 34030.6806 | 15090.5742 | 2.2551 | 91426.8831 | 15090.5742 | 6.0585 | 34030.6806 | 91426.8831 | 0.37222 | 34030.6806 | 1.6707
Nonequipment | Facility Energy Management System | Commercial | New | Hospitals | 805650.1165 | 0.21729 | 15 | 119.2704 | 103.029 | 157241.4083 | 949741.3382 | 337152.4297 | 157241.4083 | 2.1442 | 949741.3382 | 157241.4083 | 6.04 | 337152.4297 | 949741.3382 | 0.35499 | 337152.4297 | 1.6707
Nonequipment | Facility Energy Management System | Commercial | New | Institutional | 89381.399 | 0.21729 | 15 | 18.7338 | 1.6109 | 15472.7147 | 105690.4504 | 39339.8291 | 15472.7147 | 2.5425 | 105690.4504 | 15472.7147 | 6.8308 | 39339.8291 | 105690.4504 | 0.37222 | 39339.8291 | 1.4819
Nonequipment | Facility Energy Management System | Commercial | New | Lodging/Hospitality | 73321.6996 | 0.21729 | 15 | 19.134 | 8.7976 | 25354.0015 | 86921.6019 | 33183.7598 | 25354.0015 | 1.3088 | 86921.6019 | 25354.0015 | 3.4283 | 33183.7598 | 86921.6019 | 0.38177 | 33183.7598 | 2.9601
Nonequipment | Facility Energy Management System | Commercial | New | Miscellaneous | 852134.0156 | 0.21729 | 15 | 178.6019 | 15.3582 | 216520.0062 | 1007619.3588 | 375053.5006 | 216520.0062 | 1.7322 | 1007619.3588 | 216520.0062 | 4.6537 | 375053.5006 | 1007619.3588 | 0.37222 | 375053.5006 | 2.1751
Nonequipment | Facility Energy Management System | Commercial | New | Offices | 63697.3454 | 0.21729 | 15 | 13.3506 | 1.148 | 12048.7746 | 75319.9346 | 28035.3934 | 12048.7746 | 2.3268 | 75319.9346 | 12048.7746 | 6.2513 | 28035.3934 | 75319.9346 | 0.37222 | 28035.3934 | 1.6192
Nonequipment | Facility Energy Management System | Commercial | New | Restaurants | 46156.6879 | 0.21729 | 15 | 12.0451 | 5.5382 | 3809.842 | 54717.9521 | 20889.4837 | 3809.842 | 5.483 | 54717.9521 | 3809.842 | 14.3623 | 20889.4837 | 54717.9521 | 0.38177 | 20889.4837 | 0.70658
Nonequipment | Facility Energy Management System | Commercial | New | Retail | 20160.1173 | 0.21729 | 15 | 5.261 | 2.419 | 8582.8845 | 23899.469 | 9124.0178 | 8582.8845 | 1.063 | 23899.469 | 8582.8845 | 2.7845 | 9124.0178 | 23899.469 | 0.38177 | 9124.0178 | 3.6444
Nonequipment | Facility Energy Management System | Commercial | New | Schools K-12 | 75340.2418 | 0.21729 | 15 | 15.7908 | 1.3579 | 39045.9161 | 89087.2618 | 33159.8327 | 39045.9161 | 0.84925 | 89087.2618 | 39045.9161 | 2.2816 | 33159.8327 | 89087.2618 | 0.37222 | 33159.8327 | 4.4365
Nonequipment | Facility Energy Management System | Commercial | New | Warehouse | 7484.3286 | 0.21729 | 15 | 1.5687 | 0.13489 | 12047.9943 | 8849.9628 | 3294.1105 | 12047.9943 | 0.27342 | 8849.9628 | 12047.9943 | 0.73456 | 3294.1105 | 8849.9628 | 0.37222 | 3294.1105 | 13.7801
Nonequipment | Floor Insulation | Commercial | Existing | Assembly | 0.069693 | 0.0184 | 20 | 1.3946e-06 | 3.1437e-05 | 1.3958 | 0.0949 | 0.031813 | 1.3958 | 0.022792 | 0.0949 | 1.3958 | 0.06799 | 0.031813 | 0.0949 | 0.33522 | 0.031813 | 171.4444
Nonequipment | Floor Insulation | Commercial | Existing | College and University | 0.069693 | 0.0063067 | 20 | 2.8824e-05 | 1.6978e-05 | 1.3958 | 0.096773 | 0.03966 | 1.3958 | 0.028414 | 0.096773 | 1.3958 | 0.069331 | 0.03966 | 0.096773 | 0.40983 | 0.03966 | 171.4444
Nonequipment | Floor Insulation | Commercial | Existing | Grocery | 0.069693 | 0.0022474 | 20 | 1.4222e-05 | 3.2526e-05 | 1.3958 | 0.095776 | 0.035167 | 1.3958 | 0.025195 | 0.095776 | 1.3958 | 0.068617 | 0.035167 | 0.095776 | 0.36718 | 0.035167 | 171.4444
Nonequipment | Floor Insulation | Commercial | Existing | Healthcare | 0.069693 | 0.0046207 | 20 | 1.3946e-06 | 3.1437e-05 | 1.3958 | 0.0949 | 0.031813 | 1.3958 | 0.022792 | 0.0949 | 1.3958 | 0.06799 | 0.031813 | 0.0949 | 0.33522 | 0.031813 | 171.4444
Nonequipment | Floor Insulation | Commercial | Existing | Hospitals | 0.069693 | 0.00085726 | 20 | 2.8824e-05 | 1.6978e-05 | 1.3958 | 0.096773 | 0.03966 | 1.3958 | 0.028414 | 0.096773 | 1.3958 | 0.069331 | 0.03966 | 0.096773 | 0.40983 | 0.03966 | 171.4444
Nonequipment | Floor Insulation | Commercial | Existing | Institutional | 0.069693 | 0.0012385 | 20 | 1.3946e-06 | 3.1437e-05 | 1.3958 | 0.0949 | 0.031813 | 1.3958 | 0.022792 | 0.0949 | 1.3958 | 0.06799 | 0.031813 | 0.0949 | 0.33522 | 0.031813 | 171.4444
Nonequipment | Floor Insulation | Commercial | Existing | Lodging/Hospitality | 0.069693 | 0.002007 | 20 | 2.8824e-05 | 1.6978e-05 | 1.3958 | 0.096773 | 0.03966 | 1.3958 | 0.028414 | 0.096773 | 1.3958 | 0.069331 | 0.03966 | 0.096773 | 0.40983 | 0.03966 | 171.4444
Nonequipment | Floor Insulation | Commercial | Existing | Miscellaneous | 0.069693 | 0.00064991 | 20 | 1.3946e-06 | 3.1437e-05 | 1.3958 | 0.0949 | 0.031813 | 1.3958 | 0.022792 | 0.0949 | 1.3958 | 0.06799 | 0.031813 | 0.0949 | 0.33522 | 0.031813 | 171.4444
Nonequipment | Floor Insulation | Commercial | Existing | Offices | 0.069693 | 0.0011975 | 20 | 1.3946e-06 | 3.1437e-05 | 1.3958 | 0.0949 | 0.031813 | 1.3958 | 0.022792 | 0.0949 | 1.3958 | 0.06799 | 0.031813 | 0.0949 | 0.33522 | 0.031813 | 171.4444
Nonequipment | Floor Insulation | Commercial | Existing | Restaurants | 0.069693 | 0.0022228 | 20 | 1.4222e-05 | 3.2526e-05 | 1.3958 | 0.095776 | 0.035167 | 1.3958 | 0.025195 | 0.095776 | 1.3958 | 0.068617 | 0.035167 | 0.095776 | 0.36718 | 0.035167 | 171.4444
Nonequipment | Floor Insulation | Commercial | Existing | Retail | 0.069693 | 0.01165 | 20 | 1.4222e-05 | 3.2526e-05 | 1.3958 | 0.095776 | 0.035167 | 1.3958 | 0.025195 | 0.095776 | 1.3958 | 0.068617 | 0.035167 | 0.095776 | 0.36718 | 0.035167 | 171.4444
Nonequipment | Floor Insulation | Commercial | Existing | Schools K-12 | 0.069693 | 0.01365 | 20 | 1.3946e-06 | 3.1437e-05 | 1.3958 | 0.0949 | 0.031813 | 1.3958 | 0.022792 | 0.0949 | 1.3958 | 0.06799 | 0.031813 | 0.0949 | 0.33522 | 0.031813 | 171.4444
Nonequipment | Floor Insulation | Commercial | Existing | Warehouse | 0.069693 | 0.04969 | 20 | 7.9086e-06 | 1.4111e-05 | 1.3958 | 0.095345 | 0.033896 | 1.3958 | 0.024285 | 0.095345 | 1.3958 | 0.068308 | 0.033896 | 0.095345 | 0.35551 | 0.033896 | 171.4444
Nonequipment | Floor Insulation | Commercial | New | Assembly | 0.068623 | 0.018118 | 20 | 1.3732e-06 | 3.0955e-05 | 1.3958 | 0.093443 | 0.031324 | 1.3958 | 0.022442 | 0.093443 | 1.3958 | 0.066946 | 0.031324 | 0.093443 | 0.33522 | 0.031324 | 174.1172
Nonequipment | Floor Insulation | Commercial | New | College and University | 0.068623 | 0.0062099 | 20 | 2.8381e-05 | 1.6718e-05 | 1.3958 | 0.095287 | 0.039051 | 1.3958 | 0.027978 | 0.095287 | 1.3958 | 0.068267 | 0.039051 | 0.095287 | 0.40983 | 0.039051 | 174.1172
Nonequipment | Floor Insulation | Commercial | New | Grocery | 0.068623 | 0.0022129 | 20 | 1.4004e-05 | 3.2027e-05 | 1.3958 | 0.094306 | 0.034627 | 1.3958 | 0.024808 | 0.094306 | 1.3958 | 0.067564 | 0.034627 | 0.094306 | 0.36718 | 0.034627 | 174.1172
Nonequipment | Floor Insulation | Commercial | New | Healthcare | 0.068623 | 0.0045497 | 20 | 1.3732e-06 | 3.0955e-05 | 1.3958 | 0.093443 | 0.031324 | 1.3958 | 0.022442 | 0.093443 | 1.3958 | 0.066946 | 0.031324 | 0.093443 | 0.33522 | 0.031324 | 174.1172
Nonequipment | Floor Insulation | Commercial | New | Hospitals | 0.068623 | 0.0008441 | 20 | 2.8381e-05 | 1.6718e-05 | 1.3958 | 0.095287 | 0.039051 | 1.3958 | 0.027978 | 0.095287 | 1.3958 | 0.068267 | 0.039051 | 0.095287 | 0.40983 | 0.039051 | 174.1172
Nonequipment | Floor Insulation | Commercial | New | Institutional | 0.068623 | 0.0012195 | 20 | 1.3732e-06 | 3.0955e-05 | 1.3958 | 0.093443 | 0.031324 | 1.3958 | 0.022442 | 0.093443 | 1.3958 | 0.066946 | 0.031324 | 0.093443 | 0.33522 | 0.031324 | 174.1172
Nonequipment | Floor Insulation | Commercial | New | Lodging/Hospitality | 0.068623 | 0.0019762 | 20 | 2.8381e-05 | 1.6718e-05 | 1.3958 | 0.095287 | 0.039051 | 1.3958 | 0.027978 | 0.095287 | 1.3958 | 0.068267 | 0.039051 | 0.095287 | 0.40983 | 0.039051 | 174.1172
Nonequipment | Floor Insulation | Commercial | New | Miscellaneous | 0.068623 | 0.00063994 | 20 | 1.3732e-06 | 3.0955e-05 | 1.3958 | 0.093443 | 0.031324 | 1.3958 | 0.022442 | 0.093443 | 1.3958 | 0.066946 | 0.031324 | 0.093443 | 0.33522 | 0.031324 | 174.1172
Nonequipment | Floor Insulation | Commercial | New | Offices | 0.068623 | 0.0011791 | 20 | 1.3732e-06 | 3.0955e-05 | 1.3958 | 0.093443 | 0.031324 | 1.3958 | 0.022442 | 0.093443 | 1.3958 | 0.066946 | 0.031324 | 0.093443 | 0.33522 | 0.031324 | 174.1172
Nonequipment | Floor Insulation | Commercial | New | Restaurants | 0.068623 | 0.0021887 | 20 | 1.4004e-05 | 3.2027e-05 | 1.3958 | 0.094306 | 0.034627 | 1.3958 | 0.024808 | 0.094306 | 1.3958 | 0.067564 | 0.034627 | 0.094306 | 0.36718 | 0.034627 | 174.1172
Nonequipment | Floor Insulation | Commercial | New | Retail | 0.068623 | 0.011471 | 20 | 1.4004e-05 | 3.2027e-05 | 1.3958 | 0.094306 | 0.034627 | 1.3958 | 0.024808 | 0.094306 | 1.3958 | 0.067564 | 0.034627 | 0.094306 | 0.36718 | 0.034627 | 174.1172
Nonequipment | Floor Insulation | Commercial | New | Schools K-12 | 0.068623 | 0.01344 | 20 | 1.3732e-06 | 3.0955e-05 | 1.3958 | 0.093443 | 0.031324 | 1.3958 | 0.022442 | 0.093443 | 1.3958 | 0.066946 | 0.031324 | 0.093443 | 0.33522 | 0.031324 | 174.1172
Nonequipment | Floor Insulation | Commercial | New | Warehouse | 0.068623 | 0.048927 | 20 | 7.7872e-06 | 1.3894e-05 | 1.3958 | 0.093881 | 0.033376 | 1.3958 | 0.023912 | 0.093881 | 1.3958 | 0.06726 | 0.033376 | 0.093881 | 0.35551 | 0.033376 | 174.1172
Nonequipment | Green Roof | Commercial | Existing | Assembly | 0.16236 | 0.042865 | 15 | 6.8973e-05 | 0 | 16.0523 | 0.19404 | 0.072079 | 16.0523 | 0.0044902 | 0.19404 | 16.0523 | 0.012088 | 0.072079 | 0.19404 | 0.37147 | 0.072079 | 846.353
Nonequipment | Green Roof | Commercial | Existing | College and University | 0.16236 | 0.014692 | 15 | 6.8973e-05 | 0 | 16.0523 | 0.19404 | 0.072079 | 16.0523 | 0.0044902 | 0.19404 | 16.0523 | 0.012088 | 0.072079 | 0.19404 | 0.37147 | 0.072079 | 846.353
Nonequipment | Green Roof | Commercial | Existing | Grocery | 0.16236 | 0.0052356 | 15 | 6.8973e-05 | 0 | 16.0523 | 0.19404 | 0.072079 | 16.0523 | 0.0044902 | 0.19404 | 16.0523 | 0.012088 | 0.072079 | 0.19404 | 0.37147 | 0.072079 | 846.353
Nonequipment | Green Roof | Commercial | Existing | Healthcare | 0.16236 | 0.010764 | 15 | 6.8973e-05 | 0 | 16.0523 | 0.19404 | 0.072079 | 16.0523 | 0.0044902 | 0.19404 | 16.0523 | 0.012088 | 0.072079 | 0.19404 | 0.37147 | 0.072079 | 846.353
Nonequipment | Green Roof | Commercial | Existing | Hospitals | 0.16236 | 0.0019971 | 15 | 6.8973e-05 | 0 | 16.0523 | 0.19404 | 0.072079 | 16.0523 | 0.0044902 | 0.19404 | 16.0523 | 0.012088 | 0.072079 | 0.19404 | 0.37147 | 0.072079 | 846.353
Nonequipment | Green Roof | Commercial | Existing | Institutional | 0.16236 | 0.0028852 | 15 | 6.8973e-05 | 0 | 16.0523 | 0.19404 | 0.072079 | 16.0523 | 0.0044902 | 0.19404 | 16.0523 | 0.012088 | 0.072079 | 0.19404 | 0.37147 | 0.072079 | 846.353
Nonequipment | Green Roof | Commercial | Existing | Lodging/Hospitality | 0.16236 | 0.0046755 | 15 | 9.149e-05 | 0 | 16.0523 | 0.19536 | 0.080929 | 16.0523 | 0.0050416 | 0.19536 | 16.0523 | 0.01217 | 0.080929 | 0.19536 | 0.41426 | 0.080929 | 846.353
Nonequipment | Green Roof | Commercial | Existing | Miscellaneous | 0.16236 | 0.0015141 | 15 | 2.0949e-05 | 0 | 16.0523 | 0.19122 | 0.054 | 16.0523 | 0.003364 | 0.19122 | 16.0523 | 0.011912 | 0.054 | 0.19122 | 0.2824 | 0.054 | 846.353
Nonequipment | Green Roof | Commercial | Existing | Offices | 0.16236 | 0.0027898 | 15 | 6.8973e-05 | 0 | 16.0523 | 0.19404 | 0.072079 | 16.0523 | 0.0044902 | 0.19404 | 16.0523 | 0.012088 | 0.072079 | 0.19404 | 0.37147 | 0.072079 | 846.353
Nonequipment | Green Roof | Commercial | Existing | Restaurants | 0.16236 | 0.0051782 | 15 | 6.8973e-05 | 0 | 16.0523 | 0.19404 | 0.072079 | 16.0523 | 0.0044902 | 0.19404 | 16.0523 | 0.012088 | 0.072079 | 0.19404 | 0.37147 | 0.072079 | 846.353
Nonequipment | Green Roof | Commercial | Existing | Retail | 0.16236 | 0.02714 | 15 | 6.8973e-05 | 0 | 16.0523 | 0.19404 | 0.072079 | 16.0523 | 0.0044902 | 0.19404 | 16.0523 | 0.012088 | 0.072079 | 0.19404 | 0.37147 | 0.072079 | 846.353
Nonequipment | Green Roof | Commercial | Existing | Schools K-12 | 0.16236 | 0.031799 | 15 | 6.8973e-05 | 0 | 16.0523 | 0.19404 | 0.072079 | 16.0523 | 0.0044902 | 0.19404 | 16.0523 | 0.012088 | 0.072079 | 0.19404 | 0.37147 | 0.072079 | 846.353
Nonequipment | Green Roof | Commercial | Existing | Warehouse | 0.16236 | 0.11576 | 15 | 2.0949e-05 | 0 | 16.0523 | 0.19122 | 0.054 | 16.0523 | 0.003364 | 0.19122 | 16.0523 | 0.011912 | 0.054 | 0.19122 | 0.2824 | 0.054 | 846.353
Nonequipment | Green Roof | Commercial | New | Assembly | 0.15921 | 0.042033 | 15 | 6.7635e-05 | 0 | 16.0523 | 0.19027 | 0.07068 | 16.0523 | 0.0044031 | 0.19027 | 16.0523 | 0.011853 | 0.07068 | 0.19027 | 0.37147 | 0.07068 | 863.1037
Nonequipment | Green Roof | Commercial | New | College and University | 0.15921 | 0.014407 | 15 | 6.7635e-05 | 0 | 16.0523 | 0.19027 | 0.07068 | 16.0523 | 0.0044031 | 0.19027 | 16.0523 | 0.011853 | 0.07068 | 0.19027 | 0.37147 | 0.07068 | 863.1037
Nonequipment | Green Roof | Commercial | New | Grocery | 0.15921 | 0.005134 | 15 | 6.7635e-05 | 0 | 16.0523 | 0.19027 | 0.07068 | 16.0523 | 0.0044031 | 0.19027 | 16.0523 | 0.011853 | 0.07068 | 0.19027 | 0.37147 | 0.07068 | 863.1037
Nonequipment | Green Roof | Commercial | New | Healthcare | 0.15921 | 0.010555 | 15 | 6.7635e-05 | 0 | 16.0523 | 0.19027 | 0.07068 | 16.0523 | 0.0044031 | 0.19027 | 16.0523 | 0.011853 | 0.07068 | 0.19027 | 0.37147 | 0.07068 | 863.1037
Nonequipment | Green Roof | Commercial | New | Hospitals | 0.15921 | 0.0019583 | 15 | 6.7635e-05 | 0 | 16.0523 | 0.19027 | 0.07068 | 16.0523 | 0.0044031 | 0.19027 | 16.0523 | 0.011853 | 0.07068 | 0.19027 | 0.37147 | 0.07068 | 863.1037
Nonequipment | Green Roof | Commercial | New | Institutional | 0.15921 | 0.0028292 | 15 | 6.7635e-05 | 0 | 16.0523 | 0.19027 | 0.07068 | 16.0523 | 0.0044031 | 0.19027 | 16.0523 | 0.011853 | 0.07068 | 0.19027 | 0.37147 | 0.07068 | 863.1037
Nonequipment | Green Roof | Commercial | New | Lodging/Hospitality | 0.15921 | 0.0045847 | 15 | 8.9714e-05 | 0 | 16.0523 | 0.19157 | 0.079359 | 16.0523 | 0.0049437 | 0.19157 | 16.0523 | 0.011934 | 0.079359 | 0.19157 | 0.41426 | 0.079359 | 863.1037
Nonequipment | Green Roof | Commercial | New | Miscellaneous | 0.15921 | 0.0014847 | 15 | 2.0542e-05 | 0 | 16.0523 | 0.1875 | 0.052952 | 16.0523 | 0.0032987 | 0.1875 | 16.0523 | 0.011681 | 0.052952 | 0.1875 | 0.2824 | 0.052952 | 863.1037
Nonequipment | Green Roof | Commercial | New | Offices | 0.15921 | 0.0027356 | 15 | 6.7635e-05 | 0 | 16.0523 | 0.19027 | 0.07068 | 16.0523 | 0.0044031 | 0.19027 | 16.0523 | 0.011853 | 0.07068 | 0.19027 | 0.37147 | 0.07068 | 863.1037
Nonequipment | Green Roof | Commercial | New | Restaurants | 0.15921 | 0.0050778 | 15 | 6.7635e-05 | 0 | 16.0523 | 0.19027 | 0.07068 | 16.0523 | 0.0044031 | 0.19027 | 16.0523 | 0.011853 | 0.07068 | 0.19027 | 0.37147 | 0.07068 | 863.1037
Nonequipment | Green Roof | Commercial | New | Retail | 0.15921 | 0.026613 | 15 | 6.7635e-05 | 0 | 16.0523 | 0.19027 | 0.07068 | 16.0523 | 0.0044031 | 0.19027 | 16.0523 | 0.011853 | 0.07068 | 0.19027 | 0.37147 | 0.07068 | 863.1037
Nonequipment | Green Roof | Commercial | New | Schools K-12 | 0.15921 | 0.031182 | 15 | 6.7635e-05 | 0 | 16.0523 | 0.19027 | 0.07068 | 16.0523 | 0.0044031 | 0.19027 | 16.0523 | 0.011853 | 0.07068 | 0.19027 | 0.37147 | 0.07068 | 863.1037
Nonequipment | Green Roof | Commercial | New | Warehouse | 0.15921 | 0.11351 | 15 | 2.0542e-05 | 0 | 16.0523 | 0.1875 | 0.052952 | 16.0523 | 0.0032987 | 0.1875 | 16.0523 | 0.011681 | 0.052952 | 0.1875 | 0.2824 | 0.052952 | 863.1037
Nonequipment | Hotel Card Energy Control Systems | Commercial | Existing | Assembly | 0 | 0 | 15 | 0 | 0 | 260 | 0 | 0 | 260 | 0 | 0 | 260 | 0 | 0 | 0 | 0 | 0
Nonequipment | Hotel Card Energy Control Systems | Commercial | Existing | College and University | 0 | 0 | 15 | 0 | 0 | 260 | 0 | 0 | 260 | 0 | 0 | 260 | 0 | 0 | 0 | 0 | 0
Nonequipment | Hotel Card Energy Control Systems | Commercial | Existing | Grocery | 0 | 0 | 15 | 0 | 0 | 260 | 0 | 0 | 260 | 0 | 0 | 260 | 0 | 0 | 0 | 0 | 0
Nonequipment | Hotel Card Energy Control Systems | Commercial | Existing | Healthcare | 0 | 0 | 15 | 0 | 0 | 260 | 0 | 0 | 260 | 0 | 0 | 260 | 0 | 0 | 0 | 0 | 0
Nonequipment | Hotel Card Energy Control Systems | Commercial | Existing | Hospitals | 0 | 0 | 15 | 0 | 0 | 260 | 0 | 0 | 260 | 0 | 0 | 260 | 0 | 0 | 0 | 0 | 0
Nonequipment | Hotel Card Energy Control Systems | Commercial | Existing | Institutional | 0 | 0 | 15 | 0 | 0 | 260 | 0 | 0 | 260 | 0 | 0 | 260 | 0 | 0 | 0 | 0 | 0
Nonequipment | Hotel Card Energy Control Systems | Commercial | Existing | Lodging/Hospitality | 561.42 | 0.050472 | 15 | 0.0044883 | -0.016893 | 260 | 657.2127 | 212.759 | 260 | 0.8183 | 657.2127 | 260 | 2.5277 | 212.759 | 657.2127 | 0.32373 | 212.759 | 3.9644
Nonequipment | Hotel Card Energy Control Systems | Commercial | Existing | Miscellaneous | 0 | 0 | 15 | 0 | 0 | 260 | 0 | 0 | 260 | 0 | 0 | 260 | 0 | 0 | 0 | 0 | 0
Nonequipment | Hotel Card Energy Control Systems | Commercial | Existing | Offices | 0 | 0 | 15 | 0 | 0 | 260 | 0 | 0 | 260 | 0 | 0 | 260 | 0 | 0 | 0 | 0 | 0
Nonequipment | Hotel Card Energy Control Systems | Commercial | Existing | Restaurants | 0 | 0 | 15 | 0 | 0 | 260 | 0 | 0 | 260 | 0 | 0 | 260 | 0 | 0 | 0 | 0 | 0
Nonequipment | Hotel Card Energy Control Systems | Commercial | Existing | Retail | 0 | 0 | 15 | 0 | 0 | 260 | 0 | 0 | 260 | 0 | 0 | 260 | 0 | 0 | 0 | 0 | 0
Nonequipment | Hotel Card Energy Control Systems | Commercial | Existing | Schools K-12 | 0 | 0 | 15 | 0 | 0 | 260 | 0 | 0 | 260 | 0 | 0 | 260 | 0 | 0 | 0 | 0 | 0
Nonequipment | Hotel Card Energy Control Systems | Commercial | Existing | Warehouse | 0 | 0 | 15 | 0 | 0 | 260 | 0 | 0 | 260 | 0 | 0 | 260 | 0 | 0 | 0 | 0 | 0
Nonequipment | Hotel Card Energy Control Systems | Commercial | New | Assembly | 0 | 0 | 15 | 0 | 0 | 260 | 0 | 0 | 260 | 0 | 0 | 260 | 0 | 0 | 0 | 0 | 0
Nonequipment | Hotel Card Energy Control Systems | Commercial | New | College and University | 0 | 0 | 15 | 0 | 0 | 260 | 0 | 0 | 260 | 0 | 0 | 260 | 0 | 0 | 0 | 0 | 0
Nonequipment | Hotel Card Energy Control Systems | Commercial | New | Grocery | 0 | 0 | 15 | 0 | 0 | 260 | 0 | 0 | 260 | 0 | 0 | 260 | 0 | 0 | 0 | 0 | 0
Nonequipment | Hotel Card Energy Control Systems | Commercial | New | Healthcare | 0 | 0 | 15 | 0 | 0 | 260 | 0 | 0 | 260 | 0 | 0 | 260 | 0 | 0 | 0 | 0 | 0
Nonequipment | Hotel Card Energy Control Systems | Commercial | New | Hospitals | 0 | 0 | 15 | 0 | 0 | 260 | 0 | 0 | 260 | 0 | 0 | 260 | 0 | 0 | 0 | 0 | 0
Nonequipment | Hotel Card Energy Control Systems | Commercial | New | Institutional | 0 | 0 | 15 | 0 | 0 | 260 | 0 | 0 | 260 | 0 | 0 | 260 | 0 | 0 | 0 | 0 | 0
Nonequipment | Hotel Card Energy Control Systems | Commercial | New | Lodging/Hospitality | 561.42 | 0.050472 | 15 | 0.0044883 | -0.016893 | 260 | 657.2127 | 212.759 | 260 | 0.8183 | 657.2127 | 260 | 2.5277 | 212.759 | 657.2127 | 0.32373 | 212.759 | 3.9644
Nonequipment | Hotel Card Energy Control Systems | Commercial | New | Miscellaneous | 0 | 0 | 15 | 0 | 0 | 260 | 0 | 0 | 260 | 0 | 0 | 260 | 0 | 0 | 0 | 0 | 0
Nonequipment | Hotel Card Energy Control Systems | Commercial | New | Offices | 0 | 0 | 15 | 0 | 0 | 260 | 0 | 0 | 260 | 0 | 0 | 260 | 0 | 0 | 0 | 0 | 0
Nonequipment | Hotel Card Energy Control Systems | Commercial | New | Restaurants | 0 | 0 | 15 | 0 | 0 | 260 | 0 | 0 | 260 | 0 | 0 | 260 | 0 | 0 | 0 | 0 | 0
Nonequipment | Hotel Card Energy Control Systems | Commercial | New | Retail | 0 | 0 | 15 | 0 | 0 | 260 | 0 | 0 | 260 | 0 | 0 | 260 | 0 | 0 | 0 | 0 | 0
Nonequipment | Hotel Card Energy Control Systems | Commercial | New | Schools K-12 | 0 | 0 | 15 | 0 | 0 | 260 | 0 | 0 | 260 | 0 | 0 | 260 | 0 | 0 | 0 | 0 | 0
Nonequipment | Hotel Card Energy Control Systems | Commercial | New | Warehouse | 0 | 0 | 15 | 0 | 0 | 260 | 0 | 0 | 260 | 0 | 0 | 260 | 0 | 0 | 0 | 0 | 0
Nonequipment | HVAC tune-up | Commercial | Existing | Assembly | 165.3541 | 0.05 | 5 | 0.032828 | 0.0059761 | 52.5 | 88.0976 | 31.4504 | 52.5 | 0.59905 | 88.0976 | 52.5 | 1.678 | 31.4504 | 88.0976 | 0.35699 | 31.4504 | 2.7179
Nonequipment | HVAC tune-up | Commercial | Existing | College and University | 183.4457 | 0.05 | 5 | 0.069331 | 0.023434 | 52.5 | 98.6078 | 39.6084 | 52.5 | 0.75444 | 98.6078 | 52.5 | 1.8782 | 39.6084 | 98.6078 | 0.40168 | 39.6084 | 2.4499
Nonequipment | HVAC tune-up | Commercial | Existing | Grocery | 91.3433 | 0.05 | 5 | 0.018135 | 0.0033013 | 52.5 | 48.666 | 17.3735 | 52.5 | 0.33092 | 48.666 | 52.5 | 0.92697 | 17.3735 | 48.666 | 0.35699 | 17.3735 | 4.9201
Nonequipment | HVAC tune-up | Commercial | Existing | Healthcare | 359.8065 | 0.05 | 5 | 0.12637 | 0.015344 | 52.5 | 193.1528 | 75.8394 | 52.5 | 1.4446 | 193.1528 | 52.5 | 3.6791 | 75.8394 | 193.1528 | 0.39264 | 75.8394 | 1.249
Nonequipment | HVAC tune-up | Commercial | Existing | Hospitals | 340.8294 | 0.05 | 5 | 0.12881 | 0.043539 | 52.5 | 183.2065 | 73.5896 | 52.5 | 1.4017 | 183.2065 | 52.5 | 3.4896 | 73.5896 | 183.2065 | 0.40168 | 73.5896 | 1.3186
Nonequipment | HVAC tune-up | Commercial | Existing | Institutional | 89.3191 | 0.05 | 5 | 0.017733 | 0.0032281 | 52.5 | 47.5875 | 16.9885 | 52.5 | 0.32359 | 47.5875 | 52.5 | 0.90643 | 16.9885 | 47.5875 | 0.35699 | 16.9885 | 5.0316
Nonequipment | HVAC tune-up | Commercial | Existing | Lodging/Hospitality | 273.1443 | 0.05 | 5 | 0.095936 | 0.011648 | 52.5 | 146.6304 | 57.5729 | 52.5 | 1.0966 | 146.6304 | 52.5 | 2.793 | 57.5729 | 146.6304 | 0.39264 | 57.5729 | 1.6453
Nonequipment | HVAC tune-up | Commercial | Existing | Miscellaneous | 92.3554 | 0.05 | 5 | 0.018336 | 0.0033378 | 52.5 | 49.2052 | 17.566 | 52.5 | 0.33459 | 49.2052 | 52.5 | 0.93724 | 17.566 | 49.2052 | 0.35699 | 17.566 | 4.8662
Nonequipment | HVAC tune-up | Commercial | Existing | Offices | 186.1025 | 0.05 | 5 | 0.036948 | 0.006726 | 52.5 | 99.1519 | 35.3967 | 52.5 | 0.67422 | 99.1519 | 52.5 | 1.8886 | 35.3967 | 99.1519 | 0.35699 | 35.3967 | 2.4149
Nonequipment | HVAC tune-up | Commercial | Existing | Restaurants | 267.9572 | 0.05 | 5 | 0.053199 | 0.0096843 | 52.5 | 142.7626 | 50.9655 | 52.5 | 0.97077 | 142.7626 | 52.5 | 2.7193 | 50.9655 | 142.7626 | 0.35699 | 50.9655 | 1.6772
Nonequipment | HVAC tune-up | Commercial | Existing | Retail | 210.0137 | 0.05 | 5 | 0.041695 | 0.0075902 | 52.5 | 111.8913 | 39.9446 | 52.5 | 0.76085 | 111.8913 | 52.5 | 2.1313 | 39.9446 | 111.8913 | 0.35699 | 39.9446 | 2.1399
Nonequipment | HVAC tune-up | Commercial | Existing | Schools K-12 | 182.5601 | 0.05 | 5 | 0.036244 | 0.006598 | 52.5 | 97.2646 | 34.723 | 52.5 | 0.66139 | 97.2646 | 52.5 | 1.8527 | 34.723 | 97.2646 | 0.35699 | 34.723 | 2.4617
Nonequipment | HVAC tune-up | Commercial | Existing | Warehouse | 40.105 | 0.05 | 5 | 0.0079622 | 0.0014494 | 52.5 | 21.3672 | 7.628 | 52.5 | 0.14529 | 21.3672 | 52.5 | 0.40699 | 7.628 | 21.3672 | 0.35699 | 7.628 | 11.206
Nonequipment | HVAC tune-up | Commercial | New | Assembly | 165.3541 | 0.05 | 5 | 0.032828 | 0.0059761 | 52.5 | 88.0976 | 31.4504 | 52.5 | 0.59905 | 88.0976 | 52.5 | 1.678 | 31.4504 | 88.0976 | 0.35699 | 31.4504 | 2.7179
Nonequipment | HVAC tune-up | Commercial | New | College and University | 183.4457 | 0.05 | 5 | 0.069331 | 0.023434 | 52.5 | 98.6078 | 39.6084 | 52.5 | 0.75444 | 98.6078 | 52.5 | 1.8782 | 39.6084 | 98.6078 | 0.40168 | 39.6084 | 2.4499
Nonequipment | HVAC tune-up | Commercial | New | Grocery | 91.3433 | 0.05 | 5 | 0.018135 | 0.0033013 | 52.5 | 48.666 | 17.3735 | 52.5 | 0.33092 | 48.666 | 52.5 | 0.92697 | 17.3735 | 48.666 | 0.35699 | 17.3735 | 4.9201
Nonequipment | HVAC tune-up | Commercial | New | Healthcare | 359.8065 | 0.05 | 5 | 0.12637 | 0.015344 | 52.5 | 193.1528 | 75.8394 | 52.5 | 1.4446 | 193.1528 | 52.5 | 3.6791 | 75.8394 | 193.1528 | 0.39264 | 75.8394 | 1.249
Nonequipment | HVAC tune-up | Commercial | New | Hospitals | 340.8294 | 0.05 | 5 | 0.12881 | 0.043539 | 52.5 | 183.2065 | 73.5896 | 52.5 | 1.4017 | 183.2065 | 52.5 | 3.4896 | 73.5896 | 183.2065 | 0.40168 | 73.5896 | 1.3186
Nonequipment | HVAC tune-up | Commercial | New | Institutional | 89.3191 | 0.05 | 5 | 0.017733 | 0.0032281 | 52.5 | 47.5875 | 16.9885 | 52.5 | 0.32359 | 47.5875 | 52.5 | 0.90643 | 16.9885 | 47.5875 | 0.35699 | 16.9885 | 5.0316
Nonequipment | HVAC tune-up | Commercial | New | Lodging/Hospitality | 273.1443 | 0.05 | 5 | 0.095936 | 0.011648 | 52.5 | 146.6304 | 57.5729 | 52.5 | 1.0966 | 146.6304 | 52.5 | 2.793 | 57.5729 | 146.6304 | 0.39264 | 57.5729 | 1.6453
Nonequipment | HVAC tune-up | Commercial | New | Miscellaneous | 92.3554 | 0.05 | 5 | 0.018336 | 0.0033378 | 52.5 | 49.2052 | 17.566 | 52.5 | 0.33459 | 49.2052 | 52.5 | 0.93724 | 17.566 | 49.2052 | 0.35699 | 17.566 | 4.8662
Nonequipment | HVAC tune-up | Commercial | New | Offices | 186.1025 | 0.05 | 5 | 0.036948 | 0.006726 | 52.5 | 99.1519 | 35.3967 | 52.5 | 0.67422 | 99.1519 | 52.5 | 1.8886 | 35.3967 | 99.1519 | 0.35699 | 35.3967 | 2.4149
Nonequipment | HVAC tune-up | Commercial | New | Restaurants | 267.9572 | 0.05 | 5 | 0.053199 | 0.0096843 | 52.5 | 142.7626 | 50.9655 | 52.5 | 0.97077 | 142.7626 | 52.5 | 2.7193 | 50.9655 | 142.7626 | 0.35699 | 50.9655 | 1.6772
Nonequipment | HVAC tune-up | Commercial | New | Retail | 210.0137 | 0.05 | 5 | 0.041695 | 0.0075902 | 52.5 | 111.8913 | 39.9446 | 52.5 | 0.76085 | 111.8913 | 52.5 | 2.1313 | 39.9446 | 111.8913 | 0.35699 | 39.9446 | 2.1399
Nonequipment | HVAC tune-up | Commercial | New | Schools K-12 | 182.5601 | 0.05 | 5 | 0.036244 | 0.006598 | 52.5 | 97.2646 | 34.723 | 52.5 | 0.66139 | 97.2646 | 52.5 | 1.8527 | 34.723 | 97.2646 | 0.35699 | 34.723 | 2.4617
Nonequipment | HVAC tune-up | Commercial | New | Warehouse | 40.105 | 0.05 | 5 | 0.0079622 | 0.0014494 | 52.5 | 21.3672 | 7.628 | 52.5 | 0.14529 | 21.3672 | 52.5 | 0.40699 | 7.628 | 21.3672 | 0.35699 | 7.628 | 11.206
Nonequipment | HVAC tune-up_RTU | Commercial | Existing | Assembly | 784.3099 | 0.05 | 5 | 0.15571 | 0.028346 | 350 | 417.8656 | 149.1759 | 350 | 0.42622 | 417.8656 | 350 | 1.1939 | 149.1759 | 417.8656 | 0.35699 | 149.1759 | 3.8201
Nonequipment | HVAC tune-up_RTU | Commercial | Existing | College and University | 870.122 | 0.05 | 5 | 0.32885 | 0.11115 | 350 | 467.7178 | 187.8709 | 350 | 0.53677 | 467.7178 | 350 | 1.3363 | 187.8709 | 467.7178 | 0.40168 | 187.8709 | 3.4433
Nonequipment | HVAC tune-up_RTU | Commercial | Existing | Grocery | 433.2607 | 0.05 | 5 | 0.086017 | 0.015659 | 350 | 230.8332 | 82.4063 | 350 | 0.23545 | 230.8332 | 350 | 0.65952 | 82.4063 | 230.8332 | 0.35699 | 82.4063 | 6.9152
Nonequipment | HVAC tune-up_RTU | Commercial | Existing | Healthcare | 1706.6392 | 0.05 | 5 | 0.59942 | 0.072781 | 350 | 916.1651 | 359.7225 | 350 | 1.0278 | 916.1651 | 350 | 2.6176 | 359.7225 | 916.1651 | 0.39264 | 359.7225 | 1.7556
Nonequipment | HVAC tune-up_RTU | Commercial | Existing | Hospitals | 1616.6266 | 0.05 | 5 | 0.61098 | 0.20652 | 350 | 868.9874 | 349.0512 | 350 | 0.99729 | 868.9874 | 350 | 2.4828 | 349.0512 | 868.9874 | 0.40168 | 349.0512 | 1.8533
Nonequipment | HVAC tune-up_RTU | Commercial | Existing | Institutional | 423.6594 | 0.05 | 5 | 0.084111 | 0.015312 | 350 | 225.7178 | 80.5801 | 350 | 0.23023 | 225.7178 | 350 | 0.64491 | 80.5801 | 225.7178 | 0.35699 | 80.5801 | 7.072
Nonequipment | HVAC tune-up_RTU | Commercial | Existing | Lodging/Hospitality | 1295.5816 | 0.05 | 5 | 0.45505 | 0.055251 | 350 | 695.4995 | 273.0805 | 350 | 0.78023 | 695.4995 | 350 | 1.9871 | 273.0805 | 695.4995 | 0.39264 | 273.0805 | 2.3126
Nonequipment | HVAC tune-up_RTU | Commercial | Existing | Miscellaneous | 438.0614 | 0.05 | 5 | 0.08697 | 0.015832 | 350 | 233.3909 | 83.3194 | 350 | 0.23806 | 233.3909 | 350 | 0.66683 | 83.3194 | 233.3909 | 0.35699 | 83.3194 | 6.8395
Nonequipment | HVAC tune-up_RTU | Commercial | Existing | Offices | 882.7237 | 0.05 | 5 | 0.17525 | 0.031903 | 350 | 470.2987 | 167.8942 | 350 | 0.4797 | 470.2987 | 350 | 1.3437 | 167.8942 | 470.2987 | 0.35699 | 167.8942 | 3.3942
Nonequipment | HVAC tune-up_RTU | Commercial | Existing | Restaurants | 1270.9781 | 0.05 | 5 | 0.25233 | 0.045935 | 350 | 677.1533 | 241.7403 | 350 | 0.69069 | 677.1533 | 350 | 1.9347 | 241.7403 | 677.1533 | 0.35699 | 241.7403 | 2.3573
Nonequipment | HVAC tune-up_RTU | Commercial | Existing | Retail | 996.1396 | 0.05 | 5 | 0.19777 | 0.036002 | 350 | 530.7245 | 189.4659 | 350 | 0.54133 | 530.7245 | 350 | 1.5164 | 189.4659 | 530.7245 | 0.35699 | 189.4659 | 3.0077
Nonequipment | HVAC tune-up_RTU | Commercial | Existing | Schools K-12 | 865.9214 | 0.05 | 5 | 0.17191 | 0.031296 | 350 | 461.3467 | 164.6984 | 350 | 0.47057 | 461.3467 | 350 | 1.3181 | 164.6984 | 461.3467 | 0.35699 | 164.6984 | 3.46
Nonequipment | HVAC tune-up_RTU | Commercial | Existing | Warehouse | 190.2267 | 0.05 | 5 | 0.037766 | 0.006875 | 350 | 101.3492 | 36.1811 | 350 | 0.10337 | 101.3492 | 350 | 0.28957 | 36.1811 | 101.3492 | 0.35699 | 36.1811 | 15.7502
Nonequipment | HVAC tune-up_RTU | Commercial | New | Assembly | 784.3099 | 0.05 | 5 | 0.15571 | 0.028346 | 350 | 417.8656 | 149.1759 | 350 | 0.42622 | 417.8656 | 350 | 1.1939 | 149.1759 | 417.8656 | 0.35699 | 149.1759 | 3.8201
Nonequipment | HVAC tune-up_RTU | Commercial | New | College and University | 870.122 | 0.05 | 5 | 0.32885 | 0.11115 | 350 | 467.7178 | 187.8709 | 350 | 0.53677 | 467.7178 | 350 | 1.3363 | 187.8709 | 467.7178 | 0.40168 | 187.8709 | 3.4433
Nonequipment | HVAC tune-up_RTU | Commercial | New | Grocery | 433.2607 | 0.05 | 5 | 0.086017 | 0.015659 | 350 | 230.8332 | 82.4063 | 350 | 0.23545 | 230.8332 | 350 | 0.65952 | 82.4063 | 230.8332 | 0.35699 | 82.4063 | 6.9152
Nonequipment | HVAC tune-up_RTU | Commercial | New | Healthcare | 1706.6392 | 0.05 | 5 | 0.59942 | 0.072781 | 350 | 916.1651 | 359.7225 | 350 | 1.0278 | 916.1651 | 350 | 2.6176 | 359.7225 | 916.1651 | 0.39264 | 359.7225 | 1.7556
Nonequipment | HVAC tune-up_RTU | Commercial | New | Hospitals | 1616.6266 | 0.05 | 5 | 0.61098 | 0.20652 | 350 | 868.9874 | 349.0512 | 350 | 0.99729 | 868.9874 | 350 | 2.4828 | 349.0512 | 868.9874 | 0.40168 | 349.0512 | 1.8533
Nonequipment | HVAC tune-up_RTU | Commercial | New | Institutional | 423.6594 | 0.05 | 5 | 0.084111 | 0.015312 | 350 | 225.7178 | 80.5801 | 350 | 0.23023 | 225.7178 | 350 | 0.64491 | 80.5801 | 225.7178 | 0.35699 | 80.5801 | 7.072
Nonequipment | HVAC tune-up_RTU | Commercial | New | Lodging/Hospitality | 1295.5816 | 0.05 | 5 | 0.45505 | 0.055251 | 350 | 695.4995 | 273.0805 | 350 | 0.78023 | 695.4995 | 350 | 1.9871 | 273.0805 | 695.4995 | 0.39264 | 273.0805 | 2.3126
Nonequipment | HVAC tune-up_RTU | Commercial | New | Miscellaneous | 438.0614 | 0.05 | 5 | 0.08697 | 0.015832 | 350 | 233.3909 | 83.3194 | 350 | 0.23806 | 233.3909 | 350 | 0.66683 | 83.3194 | 233.3909 | 0.35699 | 83.3194 | 6.8395
Nonequipment | HVAC tune-up_RTU | Commercial | New | Offices | 882.7237 | 0.05 | 5 | 0.17525 | 0.031903 | 350 | 470.2987 | 167.8942 | 350 | 0.4797 | 470.2987 | 350 | 1.3437 | 167.8942 | 470.2987 | 0.35699 | 167.8942 | 3.3942
Nonequipment | HVAC tune-up_RTU | Commercial | New | Restaurants | 1270.9781 | 0.05 | 5 | 0.25233 | 0.045935 | 350 | 677.1533 | 241.7403 | 350 | 0.69069 | 677.1533 | 350 | 1.9347 | 241.7403 | 677.1533 | 0.35699 | 241.7403 | 2.3573
Nonequipment | HVAC tune-up_RTU | Commercial | New | Retail | 996.1396 | 0.05 | 5 | 0.19777 | 0.036002 | 350 | 530.7245 | 189.4659 | 350 | 0.54133 | 530.7245 | 350 | 1.5164 | 189.4659 | 530.7245 | 0.35699 | 189.4659 | 3.0077
Nonequipment | HVAC tune-up_RTU | Commercial | New | Schools K-12 | 865.9214 | 0.05 | 5 | 0.17191 | 0.031296 | 350 | 461.3467 | 164.6984 | 350 | 0.47057 | 461.3467 | 350 | 1.3181 | 164.6984 | 461.3467 | 0.35699 | 164.6984 | 3.46
Nonequipment | HVAC tune-up_RTU | Commercial | New | Warehouse | 190.2267 | 0.05 | 5 | 0.037766 | 0.006875 | 350 | 101.3492 | 36.1811 | 350 | 0.10337 | 101.3492 | 350 | 0.28957 | 36.1811 | 101.3492 | 0.35699 | 36.1811 | 15.7502
Nonequipment | Infiltration Reduction - Air Sealing | Commercial | Existing | Assembly | 0.033904 | 0.0089511 | 11 | 7.4994e-06 | 2.2269e-05 | 0.262 | 0.033043 | 0.01291 | 0.262 | 0.049274 | 0.033043 | 0.262 | 0.12612 | 0.01291 | 0.033043 | 0.3907 | 0.01291 | 66.1518
Nonequipment | Infiltration Reduction - Air Sealing | Commercial | Existing | College and University | 0.016562 | 0.0014987 | 11 | 3.6634e-06 | 1.0878e-05 | 0.262 | 0.016141 | 0.0063063 | 0.262 | 0.02407 | 0.016141 | 0.262 | 0.061607 | 0.0063063 | 0.016141 | 0.3907 | 0.0063063 | 135.4224
Nonequipment | Infiltration Reduction - Air Sealing | Commercial | Existing | Grocery | 0.11529 | 0.0037179 | 11 | 2.5502e-05 | 7.5728e-05 | 0.262 | 0.11236 | 0.043901 | 0.262 | 0.16756 | 0.11236 | 0.262 | 0.42887 | 0.043901 | 0.11236 | 0.3907 | 0.043901 | 19.4531
Nonequipment | Infiltration Reduction - Air Sealing | Commercial | Existing | Healthcare | 0.032126 | 0.00213 | 11 | 7.1062e-06 | 2.1101e-05 | 0.262 | 0.03131 | 0.012233 | 0.262 | 0.046691 | 0.03131 | 0.262 | 0.1195 | 0.012233 | 0.03131 | 0.3907 | 0.012233 | 69.8125
Nonequipment | Infiltration Reduction - Air Sealing | Commercial | Existing | Hospitals | 0.016618 | 0.00020441 | 11 | 3.6759e-06 | 1.0915e-05 | 0.262 | 0.016196 | 0.0063279 | 0.262 | 0.024152 | 0.016196 | 0.262 | 0.061818 | 0.0063279 | 0.016196 | 0.3907 | 0.0063279 | 134.9595
Nonequipment | Infiltration Reduction - Air Sealing | Commercial | Existing | Institutional | 0.10368 | 0.0018425 | 11 | 2.2934e-05 | 6.8102e-05 | 0.262 | 0.10105 | 0.03948 | 0.262 | 0.15069 | 0.10105 | 0.262 | 0.38568 | 0.03948 | 0.10105 | 0.3907 | 0.03948 | 21.6316
Nonequipment | Infiltration Reduction - Air Sealing | Commercial | Existing | Lodging/Hospitality | 0.077996 | 0.0022461 | 11 | 1.7253e-05 | 5.1231e-05 | 0.262 | 0.076016 | 0.029699 | 0.262 | 0.11336 | 0.076016 | 0.262 | 0.29014 | 0.029699 | 0.076016 | 0.3907 | 0.029699 | 28.7551
Nonequipment | Infiltration Reduction - Air Sealing | Commercial | Existing | Miscellaneous | 0.020724 | 0.00019326 | 11 | 4.5842e-06 | 1.3612e-05 | 0.262 | 0.020198 | 0.0078914 | 0.262 | 0.03012 | 0.020198 | 0.262 | 0.077092 | 0.0078914 | 0.020198 | 0.3907 | 0.0078914 | 108.2201
Nonequipment | Infiltration Reduction - Air Sealing | Commercial | Existing | Offices | 0.15047 | 0.0025854 | 11 | 3.3283e-05 | 9.8832e-05 | 0.262 | 0.14665 | 0.057295 | 0.262 | 0.21868 | 0.14665 | 0.262 | 0.55972 | 0.057295 | 0.14665 | 0.3907 | 0.057295 | 14.9056
Nonequipment | Infiltration Reduction - Air Sealing | Commercial | Existing | Restaurants | 0.11187 | 0.003568 | 11 | 2.4745e-05 | 7.348e-05 | 0.262 | 0.10903 | 0.042598 | 0.262 | 0.16259 | 0.10903 | 0.262 | 0.41614 | 0.042598 | 0.10903 | 0.3907 | 0.042598 | 20.0482
Nonequipment | Infiltration Reduction - Air Sealing | Commercial | Existing | Retail | 0.048869 | 0.0081689 | 11 | 1.081e-05 | 3.2099e-05 | 0.262 | 0.047628 | 0.018608 | 0.262 | 0.071025 | 0.047628 | 0.262 | 0.18179 | 0.018608 | 0.047628 | 0.3907 | 0.018608 | 45.8938
Nonequipment | Infiltration Reduction - Air Sealing | Commercial | Existing | Schools K-12 | 0.011161 | 0.0021859 | 11 | 2.4687e-06 | 7.3307e-06 | 0.262 | 0.010877 | 0.0042498 | 0.262 | 0.01622 | 0.010877 | 0.262 | 0.041516 | 0.0042498 | 0.010877 | 0.3907 | 0.0042498 | 200.9559
Nonequipment | Infiltration Reduction - Air Sealing | Commercial | Existing | Warehouse | 0.030862 | 0.022004 | 11 | 6.8266e-06 | 2.0271e-05 | 0.262 | 0.030078 | 0.011752 | 0.262 | 0.044854 | 0.030078 | 0.262 | 0.1148 | 0.011752 | 0.030078 | 0.3907 | 0.011752 | 72.6718
Nonequipment | Infiltration Reduction - Air Sealing | Commercial | New | Assembly | 0.033383 | 0.0088137 | 11 | 7.3843e-06 | 2.1927e-05 | 0.262 | 0.032536 | 0.012712 | 0.262 | 0.048518 | 0.032536 | 0.262 | 0.12418 | 0.012712 | 0.032536 | 0.3907 | 0.012712 | 67.183
Nonequipment | Infiltration Reduction - Air Sealing | Commercial | New | College and University | 0.016307 | 0.0014757 | 11 | 3.6071e-06 | 1.0711e-05 | 0.262 | 0.015893 | 0.0062095 | 0.262 | 0.0237 | 0.015893 | 0.262 | 0.060661 | 0.0062095 | 0.015893 | 0.3907 | 0.0062095 | 137.5335
Nonequipment | Infiltration Reduction - Air Sealing | Commercial | New | Grocery | 0.11352 | 0.0036608 | 11 | 2.5111e-05 | 7.4565e-05 | 0.262 | 0.11064 | 0.043227 | 0.262 | 0.16499 | 0.11064 | 0.262 | 0.42229 | 0.043227 | 0.11064 | 0.3907 | 0.043227 | 19.7564
Nonequipment | Infiltration Reduction - Air Sealing | Commercial | New | Healthcare | 0.031633 | 0.0020973 | 11 | 6.9971e-06 | 2.0778e-05 | 0.262 | 0.03083 | 0.012045 | 0.262 | 0.045974 | 0.03083 | 0.262 | 0.11767 | 0.012045 | 0.03083 | 0.3907 | 0.012045 | 70.9008
Nonequipment | Infiltration Reduction - Air Sealing | Commercial | New | Hospitals | 0.016363 | 0.00020128 | 11 | 3.6195e-06 | 1.0748e-05 | 0.262 | 0.015948 | 0.0062308 | 0.262 | 0.023782 | 0.015948 | 0.262 | 0.060869 | 0.0062308 | 0.015948 | 0.3907 | 0.0062308 | 137.0634
Nonequipment | Infiltration Reduction - Air Sealing | Commercial | New | Institutional | 0.10209 | 0.0018142 | 11 | 2.2582e-05 | 6.7056e-05 | 0.262 | 0.099498 | 0.038874 | 0.262 | 0.14837 | 0.099498 | 0.262 | 0.37976 | 0.038874 | 0.099498 | 0.3907 | 0.038874 | 21.9688
Nonequipment | Infiltration Reduction - Air Sealing | Commercial | New | Lodging/Hospitality | 0.076799 | 0.0022116 | 11 | 1.6988e-05 | 5.0444e-05 | 0.262 | 0.074849 | 0.029244 | 0.262 | 0.11162 | 0.074849 | 0.262 | 0.28568 | 0.029244 | 0.074849 | 0.3907 | 0.029244 | 29.2034
Nonequipment | Infiltration Reduction - Air Sealing | Commercial | New | Miscellaneous | 0.020406 | 0.0001903 | 11 | 4.5138e-06 | 1.3404e-05 | 0.262 | 0.019888 | 0.0077703 | 0.262 | 0.029658 | 0.019888 | 0.262 | 0.075909 | 0.0077703 | 0.019888 | 0.3907 | 0.0077703 | 109.9072
Nonequipment | Infiltration Reduction - Air Sealing | Commercial | New | Offices | 0.14816 | 0.0025458 | 11 | 3.2772e-05 | 9.7315e-05 | 0.262 | 0.1444 | 0.056415 | 0.262 | 0.21533 | 0.1444 | 0.262 | 0.55113 | 0.056415 | 0.1444 | 0.3907 | 0.056415 | 15.1379
Nonequipment | Infiltration Reduction - Air Sealing | Commercial | New | Restaurants | 0.11015 | 0.0035132 | 11 | 2.4365e-05 | 7.2352e-05 | 0.262 | 0.10736 | 0.041944 | 0.262 | 0.16009 | 0.10736 | 0.262 | 0.40975 | 0.041944 | 0.10736 | 0.3907 | 0.041944 | 20.3608
Nonequipment | Infiltration Reduction - Air Sealing | Commercial | New | Retail | 0.048119 | 0.0080435 | 11 | 1.0644e-05 | 3.1606e-05 | 0.262 | 0.046897 | 0.018323 | 0.262 | 0.069934 | 0.046897 | 0.262 | 0.179 | 0.018323 | 0.046897 | 0.3907 | 0.018323 | 46.6093
Nonequipment | Infiltration Reduction - Air Sealing | Commercial | New | Schools K-12 | 0.010989 | 0.0021523 | 11 | 2.4308e-06 | 7.2182e-06 | 0.262 | 0.01071 | 0.0041845 | 0.262 | 0.015971 | 0.01071 | 0.262 | 0.040879 | 0.0041845 | 0.01071 | 0.3907 | 0.0041845 | 204.0886
Nonequipment | Infiltration Reduction - Air Sealing | Commercial | New | Warehouse | 0.030388 | 0.021666 | 11 | 6.7218e-06 | 1.996e-05 | 0.262 | 0.029617 | 0.011571 | 0.262 | 0.044165 | 0.029617 | 0.262 | 0.11304 | 0.011571 | 0.029617 | 0.3907 | 0.011571 | 73.8047
Nonequipment | Low U-Value Windows | Commercial | Existing | Assembly | 349.5006 | 0.46 | 20 | 0.12991 | 0.0014526 | 360 | 484.3015 | 183.4376 | 360 | 0.50955 | 484.3015 | 360 | 1.3453 | 183.4376 | 484.3015 | 0.37877 | 183.4376 | 8.8175
Nonequipment | Low U-Value Windows | Commercial | Existing | College and University | 349.5006 | 0.46 | 20 | 0.12991 | 0.0014526 | 360 | 484.3015 | 183.4376 | 360 | 0.50955 | 484.3015 | 360 | 1.3453 | 183.4376 | 484.3015 | 0.37877 | 183.4376 | 8.8175
Nonequipment | Low U-Value Windows | Commercial | Existing | Grocery | 349.5006 | 0.46 | 20 | 0.12991 | 0.0014526 | 360 | 484.3015 | 183.4376 | 360 | 0.50955 | 484.3015 | 360 | 1.3453 | 183.4376 | 484.3015 | 0.37877 | 183.4376 | 8.8175
Nonequipment | Low U-Value Windows | Commercial | Existing | Healthcare | 349.5006 | 0.46 | 20 | 0.12991 | 0.0014526 | 360 | 484.3015 | 183.4376 | 360 | 0.50955 | 484.3015 | 360 | 1.3453 | 183.4376 | 484.3015 | 0.37877 | 183.4376 | 8.8175
Nonequipment | Low U-Value Windows | Commercial | Existing | Hospitals | 349.5006 | 0.46 | 20 | 0.12991 | 0.0014526 | 360 | 484.3015 | 183.4376 | 360 | 0.50955 | 484.3015 | 360 | 1.3453 | 183.4376 | 484.3015 | 0.37877 | 183.4376 | 8.8175
Nonequipment | Low U-Value Windows | Commercial | Existing | Institutional | 349.5006 | 0.46 | 20 | 0.12991 | 0.0014526 | 360 | 484.3015 | 183.4376 | 360 | 0.50955 | 484.3015 | 360 | 1.3453 | 183.4376 | 484.3015 | 0.37877 | 183.4376 | 8.8175
Nonequipment | Low U-Value Windows | Commercial | Existing | Lodging/Hospitality | 349.5006 | 0.46 | 20 | 0.15422 | -0.034707 | 360 | 485.9614 | 192.5413 | 360 | 0.53484 | 485.9614 | 360 | 1.3499 | 192.5413 | 485.9614 | 0.39621 | 192.5413 | 8.8175
Nonequipment | Low U-Value Windows | Commercial | Existing | Miscellaneous | 349.5006 | 0.46 | 20 | 0.12032 | -0.020318 | 360 | 483.6467 | 181.1099 | 360 | 0.50308 | 483.6467 | 360 | 1.3435 | 181.1099 | 483.6467 | 0.37447 | 181.1099 | 8.8175
Nonequipment | Low U-Value Windows | Commercial | Existing | Offices | 349.5006 | 0.46 | 20 | 0.12991 | 0.0014526 | 360 | 484.3015 | 183.4376 | 360 | 0.50955 | 484.3015 | 360 | 1.3453 | 183.4376 | 484.3015 | 0.37877 | 183.4376 | 8.8175
Nonequipment | Low U-Value Windows | Commercial | Existing | Restaurants | 349.5006 | 0.46 | 20 | 0.12991 | 0.0014526 | 360 | 484.3015 | 183.4376 | 360 | 0.50955 | 484.3015 | 360 | 1.3453 | 183.4376 | 484.3015 | 0.37877 | 183.4376 | 8.8175
Nonequipment | Low U-Value Windows | Commercial | Existing | Retail | 349.5006 | 0.46 | 20 | 0.12991 | 0.0014526 | 360 | 484.3015 | 183.4376 | 360 | 0.50955 | 484.3015 | 360 | 1.3453 | 183.4376 | 484.3015 | 0.37877 | 183.4376 | 8.8175
Nonequipment | Low U-Value Windows | Commercial | Existing | Schools K-12 | 349.5006 | 0.46 | 20 | 0.12991 | 0.0014526 | 360 | 484.3015 | 183.4376 | 360 | 0.50955 | 484.3015 | 360 | 1.3453 | 183.4376 | 484.3015 | 0.37877 | 183.4376 | 8.8175
Nonequipment | Low U-Value Windows | Commercial | Existing | Warehouse | 349.5006 | 0.46 | 20 | 0.12032 | -0.020318 | 360 | 483.6467 | 181.1099 | 360 | 0.50308 | 483.6467 | 360 | 1.3435 | 181.1099 | 483.6467 | 0.37447 | 181.1099 | 8.8175
Nonequipment | Low U-Value Windows | Commercial | New | Assembly | 45.587 | 0.1 | 20 | 0.016945 | 0.00018946 | 360 | 63.1698 | 23.9266 | 360 | 0.066463 | 63.1698 | 360 | 0.17547 | 23.9266 | 63.1698 | 0.37877 | 23.9266 | 67.6006
Nonequipment | Low U-Value Windows | Commercial | New | College and University | 45.587 | 0.1 | 20 | 0.016945 | 0.00018946 | 360 | 63.1698 | 23.9266 | 360 | 0.066463 | 63.1698 | 360 | 0.17547 | 23.9266 | 63.1698 | 0.37877 | 23.9266 | 67.6006
Nonequipment | Low U-Value Windows | Commercial | New | Grocery | 45.587 | 0.1 | 20 | 0.016945 | 0.00018946 | 360 | 63.1698 | 23.9266 | 360 | 0.066463 | 63.1698 | 360 | 0.17547 | 23.9266 | 63.1698 | 0.37877 | 23.9266 | 67.6006
Nonequipment | Low U-Value Windows | Commercial | New | Healthcare | 45.587 | 0.1 | 20 | 0.016945 | 0.00018946 | 360 | 63.1698 | 23.9266 | 360 | 0.066463 | 63.1698 | 360 | 0.17547 | 23.9266 | 63.1698 | 0.37877 | 23.9266 | 67.6006
Nonequipment | Low U-Value Windows | Commercial | New | Hospitals | 45.587 | 0.1 | 20 | 0.016945 | 0.00018946 | 360 | 63.1698 | 23.9266 | 360 | 0.066463 | 63.1698 | 360 | 0.17547 | 23.9266 | 63.1698 | 0.37877 | 23.9266 | 67.6006
Nonequipment | Low U-Value Windows | Commercial | New | Institutional | 45.587 | 0.1 | 20 | 0.016945 | 0.00018946 | 360 | 63.1698 | 23.9266 | 360 | 0.066463 | 63.1698 | 360 | 0.17547 | 23.9266 | 63.1698 | 0.37877 | 23.9266 | 67.6006
Nonequipment | Low U-Value Windows | Commercial | New | Lodging/Hospitality | 45.587 | 0.1 | 20 | 0.020116 | -0.004527 | 360 | 63.3863 | 25.1141 | 360 | 0.069761 | 63.3863 | 360 | 0.17607 | 25.1141 | 63.3863 | 0.39621 | 25.1141 | 67.6006
Nonequipment | Low U-Value Windows | Commercial | New | Miscellaneous | 45.587 | 0.1 | 20 | 0.015694 | -0.0026501 | 360 | 63.0844 | 23.623 | 360 | 0.06562 | 63.0844 | 360 | 0.17523 | 23.623 | 63.0844 | 0.37447 | 23.623 | 67.6006
Nonequipment | Low U-Value Windows | Commercial | New | Offices | 45.587 | 0.1 | 20 | 0.016945 | 0.00018946 | 360 | 63.1698 | 23.9266 | 360 | 0.066463 | 63.1698 | 360 | 0.17547 | 23.9266 | 63.1698 | 0.37877 | 23.9266 | 67.6006
Nonequipment | Low U-Value Windows | Commercial | New | Restaurants | 45.587 | 0.1 | 20 | 0.016945 | 0.00018946 | 360 | 63.1698 | 23.9266 | 360 | 0.066463 | 63.1698 | 360 | 0.17547 | 23.9266 | 63.1698 | 0.37877 | 23.9266 | 67.6006
Nonequipment | Low U-Value Windows | Commercial | New | Retail | 45.587 | 0.1 | 20 | 0.016945 | 0.00018946 | 360 | 63.1698 | 23.9266 | 360 | 0.066463 | 63.1698 | 360 | 0.17547 | 23.9266 | 63.1698 | 0.37877 | 23.9266 | 67.6006
Nonequipment | Low U-Value Windows | Commercial | New | Schools K-12 | 45.587 | 0.1 | 20 | 0.016945 | 0.00018946 | 360 | 63.1698 | 23.9266 | 360 | 0.066463 | 63.1698 | 360 | 0.17547 | 23.9266 | 63.1698 | 0.37877 | 23.9266 | 67.6006
Nonequipment | Low U-Value Windows | Commercial | New | Warehouse | 45.587 | 0.1 | 20 | 0.015694 | -0.0026501 | 360 | 63.0844 | 23.623 | 360 | 0.06562 | 63.0844 | 360 | 0.17523 | 23.623 | 63.0844 | 0.37447 | 23.623 | 67.6006
Nonequipment | Programmable Thermostat | Commercial | Existing | Assembly | 1730.8165 | 0.036 | 11 | 0.020551 | -0.2844 | 2799.84 | 1669.3373 | 532.656 | 2799.84 | 0.19025 | 1669.3373 | 2799.84 | 0.59623 | 532.656 | 1669.3373 | 0.31908 | 532.656 | 13.8475
Nonequipment | Programmable Thermostat | Commercial | Existing | College and University | 10337.4835 | 0.036 | 11 | 0.86408 | 0.25527 | 10674.39 | 10006.1575 | 3407.9519 | 10674.39 | 0.31926 | 10006.1575 | 10674.39 | 0.9374 | 3407.9519 | 10006.1575 | 0.34059 | 3407.9519 | 8.8393
Nonequipment | Programmable Thermostat | Commercial | Existing | Grocery | 4167.1083 | 0.036 | 11 | 1.5442 | -0.0029304 | 699.96 | 4091.4066 | 1560.0052 | 699.96 | 2.2287 | 4091.4066 | 699.96 | 5.8452 | 1560.0052 | 4091.4066 | 0.38129 | 1560.0052 | 1.4379
Nonequipment | Programmable Thermostat | Commercial | Existing | Healthcare | 7273.7057 | 0.036 | 11 | 0.086367 | -1.1952 | 2974.83 | 7015.3412 | 2238.4713 | 2974.83 | 0.75247 | 7015.3412 | 2974.83 | 2.3582 | 2238.4713 | 7015.3412 | 0.31908 | 2238.4713 | 3.501
Nonequipment | Programmable Thermostat | Commercial | Existing | Hospitals | 75790.8694 | 0.036 | 11 | 6.3351 | 1.8716 | 29398.32 | 73361.7009 | 24985.9297 | 29398.32 | 0.84991 | 73361.7009 | 29398.32 | 2.4954 | 24985.9297 | 73361.7009 | 0.34059 | 24985.9297 | 3.3204
Nonequipment | Programmable Thermostat | Commercial | Existing | Institutional | 8408.4813 | 0.036 | 11 | 0.099841 | -1.3816 | 2974.83 | 8109.8091 | 2587.6966 | 2974.83 | 0.86986 | 8109.8091 | 2974.83 | 2.7261 | 2587.6966 | 8109.8091 | 0.31908 | 2587.6966 | 3.0285
Nonequipment | Programmable Thermostat | Commercial | Existing | Lodging/Hospitality | 6897.6783 | 0.036 | 11 | -0.22094 | 20.6086 | 4724.73 | 6638.0189 | 2054.4514 | 4724.73 | 0.43483 | 6638.0189 | 4724.73 | 1.405 | 2054.4514 | 6638.0189 | 0.3095 | 2054.4514 | 5.8636
Nonequipment | Programmable Thermostat | Commercial | Existing | Miscellaneous | 80163.8039 | 0.036 | 11 | 0.95185 | -13.172 | 40422.69 | 77316.3573 | 24670.2822 | 40422.69 | 0.61031 | 77316.3573 | 40422.69 | 1.9127 | 24670.2822 | 77316.3573 | 0.31908 | 24670.2822 | 4.3165
Nonequipment | Programmable Thermostat | Commercial | Existing | Offices | 5992.2752 | 0.036 | 11 | 0.071151 | -0.98461 | 2274.87 | 5779.4274 | 1844.1131 | 2274.87 | 0.81065 | 5779.4274 | 2274.87 | 2.5406 | 1844.1131 | 5779.4274 | 0.31908 | 1844.1131 | 3.2498
Nonequipment | Programmable Thermostat | Commercial | Existing | Restaurants | 4342.1523 | 0.036 | 11 | 1.6091 | -0.0030535 | 874.95 | 4263.2707 | 1625.5349 | 874.95 | 1.8579 | 4263.2707 | 874.95 | 4.8726 | 1625.5349 | 4263.2707 | 0.38129 | 1625.5349 | 1.7249
Nonequipment | Programmable Thermostat | Commercial | Existing | Retail | 1896.5464 | 0.036 | 11 | 0.70282 | -0.0013337 | 1749.9 | 1862.0928 | 709.9941 | 1749.9 | 0.40573 | 1862.0928 | 1749.9 | 1.0641 | 709.9941 | 1862.0928 | 0.38129 | 709.9941 | 7.8984
Nonequipment | Programmable Thermostat | Commercial | Existing | Schools K-12 | 7087.571 | 0.036 | 11 | 0.084157 | -1.1646 | 7349.58 | 6835.818 | 2181.1886 | 7349.58 | 0.29678 | 6835.818 | 7349.58 | 0.9301 | 2181.1886 | 6835.818 | 0.31908 | 2181.1886 | 8.8768
Nonequipment | Programmable Thermostat | Commercial | Existing | Warehouse | 704.082 | 0.036 | 11 | 0.0083602 | -0.11569 | 2274.87 | 679.0728 | 216.6801 | 2274.87 | 0.095249 | 679.0728 | 2274.87 | 0.29851 | 216.6801 | 679.0728 | 0.31908 | 216.6801 | 27.6581
Nonequipment | Programmable Thermostat | Commercial | New | Assembly | 1730.8165 | 0.036 | 11 | 0.020551 | -0.2844 | 2799.84 | 1669.3373 | 532.656 | 2799.84 | 0.19025 | 1669.3373 | 2799.84 | 0.59623 | 532.656 | 1669.3373 | 0.31908 | 532.656 | 13.8475
Nonequipment | Programmable Thermostat | Commercial | New | College and University | 10337.4835 | 0.036 | 11 | 0.86408 | 0.25527 | 10674.39 | 10006.1575 | 3407.9519 | 10674.39 | 0.31926 | 10006.1575 | 10674.39 | 0.9374 | 3407.9519 | 10006.1575 | 0.34059 | 3407.9519 | 8.8393
Nonequipment | Programmable Thermostat | Commercial | New | Grocery | 4167.1083 | 0.036 | 11 | 1.5442 | -0.0029304 | 699.96 | 4091.4066 | 1560.0052 | 699.96 | 2.2287 | 4091.4066 | 699.96 | 5.8452 | 1560.0052 | 4091.4066 | 0.38129 | 1560.0052 | 1.4379
Nonequipment | Programmable Thermostat | Commercial | New | Healthcare | 7273.7057 | 0.036 | 11 | 0.086367 | -1.1952 | 2974.83 | 7015.3412 | 2238.4713 | 2974.83 | 0.75247 | 7015.3412 | 2974.83 | 2.3582 | 2238.4713 | 7015.3412 | 0.31908 | 2238.4713 | 3.501
Nonequipment | Programmable Thermostat | Commercial | New | Hospitals | 75790.8694 | 0.036 | 11 | 6.3351 | 1.8716 | 29398.32 | 73361.7009 | 24985.9297 | 29398.32 | 0.84991 | 73361.7009 | 29398.32 | 2.4954 | 24985.9297 | 73361.7009 | 0.34059 | 24985.9297 | 3.3204
Nonequipment | Programmable Thermostat | Commercial | New | Institutional | 8408.4813 | 0.036 | 11 | 0.099841 | -1.3816 | 2974.83 | 8109.8091 | 2587.6966 | 2974.83 | 0.86986 | 8109.8091 | 2974.83 | 2.7261 | 2587.6966 | 8109.8091 | 0.31908 | 2587.6966 | 3.0285
Nonequipment | Programmable Thermostat | Commercial | New | Lodging/Hospitality | 6897.6783 | 0.036 | 11 | -0.22094 | 20.6086 | 4724.73 | 6638.0189 | 2054.4514 | 4724.73 | 0.43483 | 6638.0189 | 4724.73 | 1.405 | 2054.4514 | 6638.0189 | 0.3095 | 2054.4514 | 5.8636
Nonequipment | Programmable Thermostat | Commercial | New | Miscellaneous | 80163.8039 | 0.036 | 11 | 0.95185 | -13.172 | 40422.69 | 77316.3573 | 24670.2822 | 40422.69 | 0.61031 | 77316.3573 | 40422.69 | 1.9127 | 24670.2822 | 77316.3573 | 0.31908 | 24670.2822 | 4.3165
Nonequipment | Programmable Thermostat | Commercial | New | Offices | 5992.2752 | 0.036 | 11 | 0.071151 | -0.98461 | 2274.87 | 5779.4274 | 1844.1131 | 2274.87 | 0.81065 | 5779.4274 | 2274.87 | 2.5406 | 1844.1131 | 5779.4274 | 0.31908 | 1844.1131 | 3.2498
Nonequipment | Programmable Thermostat | Commercial | New | Restaurants | 4342.1523 | 0.036 | 11 | 1.6091 | -0.0030535 | 874.95 | 4263.2707 | 1625.5349 | 874.95 | 1.8579 | 4263.2707 | 874.95 | 4.8726 | 1625.5349 | 4263.2707 | 0.38129 | 1625.5349 | 1.7249
Nonequipment | Programmable Thermostat | Commercial | New | Retail | 1896.5464 | 0.036 | 11 | 0.70282 | -0.0013337 | 1749.9 | 1862.0928 | 709.9941 | 1749.9 | 0.40573 | 1862.0928 | 1749.9 | 1.0641 | 709.9941 | 1862.0928 | 0.38129 | 709.9941 | 7.8984
Nonequipment | Programmable Thermostat | Commercial | New | Schools K-12 | 7087.571 | 0.036 | 11 | 0.084157 | -1.1646 | 7349.58 | 6835.818 | 2181.1886 | 7349.58 | 0.29678 | 6835.818 | 7349.58 | 0.9301 | 2181.1886 | 6835.818 | 0.31908 | 2181.1886 | 8.8768
Nonequipment | Programmable Thermostat | Commercial | New | Warehouse | 704.082 | 0.036 | 11 | 0.0083602 | -0.11569 | 2274.87 | 679.0728 | 216.6801 | 2274.87 | 0.095249 | 679.0728 | 2274.87 | 0.29851 | 216.6801 | 679.0728 | 0.31908 | 216.6801 | 27.6581
Nonequipment | Roof Insulation | Commercial | Existing | Assembly | 0.26565 | 0.070136 | 20 | 5.3158e-06 | 0.00011983 | 0.68 | 0.36173 | 0.12126 | 0.68 | 0.17833 | 0.36173 | 0.68 | 0.53196 | 0.12126 | 0.36173 | 0.33522 | 0.12126 | 21.9122
Nonequipment | Roof Insulation | Commercial | Existing | College and University | 0.26565 | 0.024039 | 20 | 0.00010987 | 6.4716e-05 | 0.68 | 0.36887 | 0.15117 | 0.68 | 0.22231 | 0.36887 | 0.68 | 0.54246 | 0.15117 | 0.36887 | 0.40983 | 0.15117 | 21.9122
Nonequipment | Roof Insulation | Commercial | Existing | Grocery | 0.26565 | 0.0085665 | 20 | 5.4212e-05 | 0.00012398 | 0.68 | 0.36507 | 0.13405 | 0.68 | 0.19713 | 0.36507 | 0.68 | 0.53687 | 0.13405 | 0.36507 | 0.36718 | 0.13405 | 21.9122
Nonequipment | Roof Insulation | Commercial | Existing | Healthcare | 0.26565 | 0.017613 | 20 | 5.3158e-06 | 0.00011983 | 0.68 | 0.36173 | 0.12126 | 0.68 | 0.17833 | 0.36173 | 0.68 | 0.53196 | 0.12126 | 0.36173 | 0.33522 | 0.12126 | 21.9122
Nonequipment | Roof Insulation | Commercial | Existing | Hospitals | 0.26565 | 0.0032676 | 20 | 0.00010987 | 6.4716e-05 | 0.68 | 0.36887 | 0.15117 | 0.68 | 0.22231 | 0.36887 | 0.68 | 0.54246 | 0.15117 | 0.36887 | 0.40983 | 0.15117 | 21.9122
Nonequipment | Roof Insulation | Commercial | Existing | Institutional | 0.26565 | 0.0047208 | 20 | 5.3158e-06 | 0.00011983 | 0.68 | 0.36173 | 0.12126 | 0.68 | 0.17833 | 0.36173 | 0.68 | 0.53196 | 0.12126 | 0.36173 | 0.33522 | 0.12126 | 21.9122
Nonequipment | Roof Insulation | Commercial | Existing | Lodging/Hospitality | 0.26565 | 0.00765 | 20 | 0.00010987 | 6.4716e-05 | 0.68 | 0.36887 | 0.15117 | 0.68 | 0.22231 | 0.36887 | 0.68 | 0.54246 | 0.15117 | 0.36887 | 0.40983 | 0.15117 | 21.9122
Nonequipment | Roof Insulation | Commercial | Existing | Miscellaneous | 0.26565 | 0.0024773 | 20 | 5.3158e-06 | 0.00011983 | 0.68 | 0.36173 | 0.12126 | 0.68 | 0.17833 | 0.36173 | 0.68 | 0.53196 | 0.12126 | 0.36173 | 0.33522 | 0.12126 | 21.9122
Nonequipment | Roof Insulation | Commercial | Existing | Offices | 0.26565 | 0.0045646 | 20 | 5.3158e-06 | 0.00011983 | 0.68 | 0.36173 | 0.12126 | 0.68 | 0.17833 | 0.36173 | 0.68 | 0.53196 | 0.12126 | 0.36173 | 0.33522 | 0.12126 | 21.9122
Nonequipment | Roof Insulation | Commercial | Existing | Restaurants | 0.26565 | 0.0084727 | 20 | 5.4212e-05 | 0.00012398 | 0.68 | 0.36507 | 0.13405 | 0.68 | 0.19713 | 0.36507 | 0.68 | 0.53687 | 0.13405 | 0.36507 | 0.36718 | 0.13405 | 21.9122
Nonequipment | Roof Insulation | Commercial | Existing | Retail | 0.26565 | 0.044406 | 20 | 5.4212e-05 | 0.00012398 | 0.68 | 0.36507 | 0.13405 | 0.68 | 0.19713 | 0.36507 | 0.68 | 0.53687 | 0.13405 | 0.36507 | 0.36718 | 0.13405 | 21.9122
Nonequipment | Roof Insulation | Commercial | Existing | Schools K-12 | 0.26565 | 0.05203 | 20 | 5.3158e-06 | 0.00011983 | 0.68 | 0.36173 | 0.12126 | 0.68 | 0.17833 | 0.36173 | 0.68 | 0.53196 | 0.12126 | 0.36173 | 0.33522 | 0.12126 | 21.9122
Nonequipment | Roof Insulation | Commercial | Existing | Warehouse | 0.26565 | 0.1894 | 20 | 3.0145e-05 | 5.3786e-05 | 0.68 | 0.36343 | 0.1292 | 0.68 | 0.19001 | 0.36343 | 0.68 | 0.53445 | 0.1292 | 0.36343 | 0.35551 | 0.1292 | 21.9122
Nonequipment | Roof Insulation | Commercial | New | Assembly | 0.13079 | 0.03453 | 20 | 2.6171e-06 | 5.8995e-05 | 0.68 | 0.17809 | 0.0597 | 0.68 | 0.087794 | 0.17809 | 0.68 | 0.2619 | 0.0597 | 0.17809 | 0.33522 | 0.0597 | 44.5076
Nonequipment | Roof Insulation | Commercial | New | College and University | 0.13079 | 0.011835 | 20 | 5.4091e-05 | 3.1861e-05 | 0.68 | 0.1816 | 0.074426 | 0.68 | 0.10945 | 0.1816 | 0.68 | 0.26707 | 0.074426 | 0.1816 | 0.40983 | 0.074426 | 44.5076
Nonequipment | Roof Insulation | Commercial | New | Grocery | 0.13079 | 0.0042175 | 20 | 2.669e-05 | 6.1038e-05 | 0.68 | 0.17973 | 0.065995 | 0.68 | 0.097051 | 0.17973 | 0.68 | 0.26431 | 0.065995 | 0.17973 | 0.36718 | 0.065995 | 44.5076
Nonequipment | Roof Insulation | Commercial | New | Healthcare | 0.13079 | 0.0086712 | 20 | 2.6171e-06 | 5.8995e-05 | 0.68 | 0.17809 | 0.0597 | 0.68 | 0.087794 | 0.17809 | 0.68 | 0.2619 | 0.0597 | 0.17809 | 0.33522 | 0.0597 | 44.5076
Nonequipment | Roof Insulation | Commercial | New | Hospitals | 0.13079 | 0.0016087 | 20 | 5.4091e-05 | 3.1861e-05 | 0.68 | 0.1816 | 0.074426 | 0.68 | 0.10945 | 0.1816 | 0.68 | 0.26707 | 0.074426 | 0.1816 | 0.40983 | 0.074426 | 44.5076
Nonequipment | Roof Insulation | Commercial | New | Institutional | 0.13079 | 0.0023242 | 20 | 2.6171e-06 | 5.8995e-05 | 0.68 | 0.17809 | 0.0597 | 0.68 | 0.087794 | 0.17809 | 0.68 | 0.2619 | 0.0597 | 0.17809 | 0.33522 | 0.0597 | 44.5076
Nonequipment | Roof Insulation | Commercial | New | Lodging/Hospitality | 0.13079 | 0.0037663 | 20 | 5.4091e-05 | 3.1861e-05 | 0.68 | 0.1816 | 0.074426 | 0.68 | 0.10945 | 0.1816 | 0.68 | 0.26707 | 0.074426 | 0.1816 | 0.40983 | 0.074426 | 44.5076
Nonequipment | Roof Insulation | Commercial | New | Miscellaneous | 0.13079 | 0.0012196 | 20 | 2.6171e-06 | 5.8995e-05 | 0.68 | 0.17809 | 0.0597 | 0.68 | 0.087794 | 0.17809 | 0.68 | 0.2619 | 0.0597 | 0.17809 | 0.33522 | 0.0597 | 44.5076
Nonequipment | Roof Insulation | Commercial | New | Offices | 0.13079 | 0.0022473 | 20 | 2.6171e-06 | 5.8995e-05 | 0.68 | 0.17809 | 0.0597 | 0.68 | 0.087794 | 0.17809 | 0.68 | 0.2619 | 0.0597 | 0.17809 | 0.33522 | 0.0597 | 44.5076
Nonequipment | Roof Insulation | Commercial | New | Restaurants | 0.13079 | 0.0041713 | 20 | 2.669e-05 | 6.1038e-05 | 0.68 | 0.17973 | 0.065995 | 0.68 | 0.097051 | 0.17973 | 0.68 | 0.26431 | 0.065995 | 0.17973 | 0.36718 | 0.065995 | 44.5076
Nonequipment | Roof Insulation | Commercial | New | Retail | 0.13079 | 0.021862 | 20 | 2.669e-05 | 6.1038e-05 | 0.68 | 0.17973 | 0.065995 | 0.68 | 0.097051 | 0.17973 | 0.68 | 0.26431 | 0.065995 | 0.17973 | 0.36718 | 0.065995 | 44.5076
Nonequipment | Roof Insulation | Commercial | New | Schools K-12 | 0.13079 | 0.025616 | 20 | 2.6171e-06 | 5.8995e-05 | 0.68 | 0.17809 | 0.0597 | 0.68 | 0.087794 | 0.17809 | 0.68 | 0.2619 | 0.0597 | 0.17809 | 0.33522 | 0.0597 | 44.5076
Nonequipment | Roof Insulation | Commercial | New | Warehouse | 0.13079 | 0.093249 | 20 | 1.4841e-05 | 2.648e-05 | 0.68 | 0.17892 | 0.06361 | 0.68 | 0.093544 | 0.17892 | 0.68 | 0.26312 | 0.06361 | 0.17892 | 0.35551 | 0.06361 | 44.5076
Nonequipment | Smart Thermostat | Commercial | Existing | Assembly | 4807.8235 | 0.1 | 11 | 0.057087 | -0.78999 | 4384 | 4637.0479 | 1479.6 | 4384 | 0.3375 | 4637.0479 | 4384 | 1.0577 | 1479.6 | 4637.0479 | 0.31908 | 1479.6 | 7.8057
Nonequipment | Smart Thermostat | Commercial | Existing | College and University | 28715.232 | 0.1 | 11 | 2.4002 | 0.70909 | 16714 | 27794.8818 | 9466.533 | 16714 | 0.56638 | 27794.8818 | 16714 | 1.663 | 9466.533 | 27794.8818 | 0.34059 | 9466.533 | 4.9826
Nonequipment | Smart Thermostat | Commercial | Existing | Grocery | 11575.3008 | 0.1 | 11 | 4.2896 | -0.0081399 | 1096 | 11365.0184 | 4333.3477 | 1096 | 3.9538 | 11365.0184 | 1096 | 10.3695 | 4333.3477 | 11365.0184 | 0.38129 | 4333.3477 | 0.81053
Nonequipment | Smart Thermostat | Commercial | Existing | Healthcare | 20204.7382 | 0.1 | 11 | 0.23991 | -3.3199 | 4658 | 19487.0588 | 6217.9758 | 4658 | 1.3349 | 19487.0588 | 4658 | 4.1836 | 6217.9758 | 19487.0588 | 0.31908 | 6217.9758 | 1.9735
Nonequipment | Smart Thermostat | Commercial | Existing | Hospitals | 210530.1929 | 0.1 | 11 | 17.5975 | 5.1988 | 46032 | 203782.5024 | 69405.3604 | 46032 | 1.5078 | 203782.5024 | 46032 | 4.427 | 69405.3604 | 203782.5024 | 0.34059 | 69405.3604 | 1.8717
Nonequipment | Smart Thermostat | Commercial | Existing | Institutional | 23356.8925 | 0.1 | 11 | 0.27734 | -3.8379 | 4658 | 22527.2475 | 7188.0462 | 4658 | 1.5432 | 22527.2475 | 4658 | 4.8362 | 7188.0462 | 22527.2475 | 0.31908 | 7188.0462 | 1.7072
Nonequipment | Smart Thermostat | Commercial | Existing | Lodging/Hospitality | 19160.2176 | 0.1 | 11 | -0.61374 | 57.2461 | 7398 | 18438.9414 | 5706.8095 | 7398 | 0.7714 | 18438.9414 | 7398 | 2.4924 | 5706.8095 | 18438.9414 | 0.3095 | 5706.8095 | 3.3052
Nonequipment | Smart Thermostat | Commercial | Existing | Miscellaneous | 222677.233 | 0.1 | 11 | 2.644 | -36.5889 | 63294 | 214767.6593 | 68528.5616 | 63294 | 1.0827 | 214767.6593 | 63294 | 3.3932 | 68528.5616 | 214767.6593 | 0.31908 | 68528.5616 | 2.4332
Nonequipment | Smart Thermostat | Commercial | Existing | Offices | 16645.2088 | 0.1 | 11 | 0.19764 | -2.735 | 3562 | 16053.9651 | 5122.5363 | 3562 | 1.4381 | 16053.9651 | 3562 | 4.507 | 5122.5363 | 16053.9651 | 0.31908 | 5122.5363 | 1.8319
Nonequipment | Smart Thermostat | Commercial | Existing | Restaurants | 12061.5342 | 0.1 | 11 | 4.4698 | -0.0084818 | 1370 | 11842.4186 | 4515.3747 | 1370 | 3.2959 | 11842.4186 | 1370 | 8.6441 | 4515.3747 | 11842.4186 | 0.38129 | 4515.3747 | 0.97232
Nonequipment | Smart Thermostat | Commercial | Existing | Retail | 5268.1844 | 0.1 | 11 | 1.9523 | -0.0037047 | 2740 | 5172.4801 | 1972.2057 | 2740 | 0.71978 | 5172.4801 | 2740 | 1.8878 | 1972.2057 | 5172.4801 | 0.38129 | 1972.2057 | 4.4522
Nonequipment | Smart Thermostat | Commercial | Existing | Schools K-12 | 19687.6973 | 0.1 | 11 | 0.23377 | -3.235 | 11508 | 18988.3834 | 6058.8573 | 11508 | 0.52649 | 18988.3834 | 11508 | 1.65 | 6058.8573 | 18988.3834 | 0.31908 | 6058.8573 | 5.0037
Nonequipment | Smart Thermostat | Commercial | Existing | Warehouse | 1955.7834 | 0.1 | 11 | 0.023223 | -0.32136 | 3562 | 1886.3133 | 601.8892 | 3562 | 0.16898 | 1886.3133 | 3562 | 0.52957 | 601.8892 | 1886.3133 | 0.31908 | 601.8892 | 15.5906
Nonequipment | Smart Thermostat | Commercial | New | Assembly | 4807.8235 | 0.1 | 11 | 0.057087 | -0.78999 | 4384 | 4637.0479 | 1479.6 | 4384 | 0.3375 | 4637.0479 | 4384 | 1.0577 | 1479.6 | 4637.0479 | 0.31908 | 1479.6 | 7.8057
Nonequipment | Smart Thermostat | Commercial | New | College and University | 28715.232 | 0.1 | 11 | 2.4002 | 0.70909 | 16714 | 27794.8818 | 9466.533 | 16714 | 0.56638 | 27794.8818 | 16714 | 1.663 | 9466.533 | 27794.8818 | 0.34059 | 9466.533 | 4.9826
Nonequipment | Smart Thermostat | Commercial | New | Grocery | 11575.3008 | 0.1 | 11 | 4.2896 | -0.0081399 | 1096 | 11365.0184 | 4333.3477 | 1096 | 3.9538 | 11365.0184 | 1096 | 10.3695 | 4333.3477 | 11365.0184 | 0.38129 | 4333.3477 | 0.81053
Nonequipment | Smart Thermostat | Commercial | New | Healthcare | 20204.7382 | 0.1 | 11 | 0.23991 | -3.3199 | 4658 | 19487.0588 | 6217.9758 | 4658 | 1.3349 | 19487.0588 | 4658 | 4.1836 | 6217.9758 | 19487.0588 | 0.31908 | 6217.9758 | 1.9735
Nonequipment | Smart Thermostat | Commercial | New | Hospitals | 210530.1929 | 0.1 | 11 | 17.5975 | 5.1988 | 46032 | 203782.5024 | 69405.3604 | 46032 | 1.5078 | 203782.5024 | 46032 | 4.427 | 69405.3604 | 203782.5024 | 0.34059 | 69405.3604 | 1.8717
Nonequipment | Smart Thermostat | Commercial | New | Institutional | 23356.8925 | 0.1 | 11 | 0.27734 | -3.8379 | 4658 | 22527.2475 | 7188.0462 | 4658 | 1.5432 | 22527.2475 | 4658 | 4.8362 | 7188.0462 | 22527.2475 | 0.31908 | 7188.0462 | 1.7072
Nonequipment | Smart Thermostat | Commercial | New | Lodging/Hospitality | 19160.2176 | 0.1 | 11 | -0.61374 | 57.2461 | 7398 | 18438.9414 | 5706.8095 | 7398 | 0.7714 | 18438.9414 | 7398 | 2.4924 | 5706.8095 | 18438.9414 | 0.3095 | 5706.8095 | 3.3052
Nonequipment | Smart Thermostat | Commercial | New | Miscellaneous | 222677.233 | 0.1 | 11 | 2.644 | -36.5889 | 63294 | 214767.6593 | 68528.5616 | 63294 | 1.0827 | 214767.6593 | 63294 | 3.3932 | 68528.5616 | 214767.6593 | 0.31908 | 68528.5616 | 2.4332
Nonequipment | Smart Thermostat | Commercial | New | Offices | 16645.2088 | 0.1 | 11 | 0.19764 | -2.735 | 3562 | 16053.9651 | 5122.5363 | 3562 | 1.4381 | 16053.9651 | 3562 | 4.507 | 5122.5363 | 16053.9651 | 0.31908 | 5122.5363 | 1.8319
Nonequipment | Smart Thermostat | Commercial | New | Restaurants | 12061.5342 | 0.1 | 11 | 4.4698 | -0.0084818 | 1370 | 11842.4186 | 4515.3747 | 1370 | 3.2959 | 11842.4186 | 1370 | 8.6441 | 4515.3747 | 11842.4186 | 0.38129 | 4515.3747 | 0.97232
Nonequipment | Smart Thermostat | Commercial | New | Retail | 5268.1844 | 0.1 | 11 | 1.9523 | -0.0037047 | 2740 | 5172.4801 | 1972.2057 | 2740 | 0.71978 | 5172.4801 | 2740 | 1.8878 | 1972.2057 | 5172.4801 | 0.38129 | 1972.2057 | 4.4522
Nonequipment | Smart Thermostat | Commercial | New | Schools K-12 | 19687.6973 | 0.1 | 11 | 0.23377 | -3.235 | 11508 | 18988.3834 | 6058.8573 | 11508 | 0.52649 | 18988.3834 | 11508 | 1.65 | 6058.8573 | 18988.3834 | 0.31908 | 6058.8573 | 5.0037
Nonequipment | Smart Thermostat | Commercial | New | Warehouse | 1955.7834 | 0.1 | 11 | 0.023223 | -0.32136 | 3562 | 1886.3133 | 601.8892 | 3562 | 0.16898 | 1886.3133 | 3562 | 0.52957 | 601.8892 | 1886.3133 | 0.31908 | 601.8892 | 15.5906
Nonequipment | Thermal Energy Storage | Commercial | Existing | Assembly | -633.7788 | -0.015626 | 20 | 3.9872 | 1.1505 | 4786.7959 | -589.9097 | 1063.123 | 4786.7959 | 0.22209 | -589.9097 | 4786.7959 | -0.12324 | 1063.123 | -589.9097 | -1.8022 | 1063.123 | -64.6541
Nonequipment | Thermal Energy Storage | Commercial | Existing | College and University | -3785.3107 | -0.015626 | 20 | 23.8142 | 6.8715 | 28589.6422 | -3523.2979 | 6260.5376 | 28589.6422 | 0.21898 | -3523.2979 | 28589.6422 | -0.12324 | 6260.5376 | -3523.2979 | -1.7769 | 6260.5376 | -64.6541
Nonequipment | Thermal Energy Storage | Commercial | Existing | Grocery | -1525.8839 | -0.015626 | 20 | 9.5997 | 2.77 | 11524.6747 | -1420.2648 | 2559.5716 | 11524.6747 | 0.22209 | -1420.2648 | 11524.6747 | -0.12324 | 2559.5716 | -1420.2648 | -1.8022 | 2559.5716 | -64.6541
Nonequipment | Thermal Energy Storage | Commercial | Existing | Healthcare | -2663.437 | -0.015626 | 20 | 16.7563 | 4.835 | 20116.3701 | -2479.0784 | 4467.7434 | 20116.3701 | 0.22209 | -2479.0784 | 20116.3701 | -0.12324 | 4467.7434 | -2479.0784 | -1.8022 | 4467.7434 | -64.6541
Nonequipment | Thermal Energy Storage | Commercial | Existing | Hospitals | -27752.5944 | -0.015626 | 20 | 174.5978 | 50.3796 | 209609.4116 | -25831.6071 | 45900.1062 | 209609.4116 | 0.21898 | -25831.6071 | 209609.4116 | -0.12324 | 45900.1062 | -25831.6071 | -1.7769 | 45900.1062 | -64.6541
Nonequipment | Thermal Energy Storage | Commercial | Existing | Institutional | -3078.9615 | -0.015626 | 20 | 19.3704 | 5.5893 | 23254.7381 | -2865.8411 | 5164.7589 | 23254.7381 | 0.22209 | -2865.8411 | 23254.7381 | -0.12324 | 5164.7589 | -2865.8411 | -1.8022 | 5164.7589 | -64.6541
Nonequipment | Thermal Energy Storage | Commercial | Existing | Lodging/Hospitality | -2525.7458 | -0.015626 | 20 | 15.89 | 4.585 | 19076.4179 | -2350.918 | 4236.7753 | 19076.4179 | 0.22209 | -2350.918 | 19076.4179 | -0.12324 | 4236.7753 | -2350.918 | -1.8022 | 4236.7753 | -64.6541
Nonequipment | Thermal Energy Storage | Commercial | Existing | Miscellaneous | -29353.8464 | -0.015626 | 20 | 184.6717 | 53.2863 | 221703.325 | -27322.0231 | 49239.1796 | 221703.325 | 0.22209 | -27322.0231 | 221703.325 | -0.12324 | 49239.1796 | -27322.0231 | -1.8022 | 49239.1796 | -64.6541
Nonequipment | Thermal Energy Storage | Commercial | Existing | Offices | -2194.2113 | -0.015626 | 20 | 13.8043 | 3.9832 | 16572.4088 | -2042.3317 | 3680.6476 | 16572.4088 | 0.22209 | -2042.3317 | 16572.4088 | -0.12324 | 3680.6476 | -2042.3317 | -1.8022 | 3680.6476 | -64.6541
Nonequipment | Thermal Energy Storage | Commercial | Existing | Restaurants | -1589.9803 | -0.015626 | 20 | 10.0029 | 2.8863 | 12008.7815 | -1479.9246 | 2667.0892 | 12008.7815 | 0.22209 | -1479.9246 | 12008.7815 | -0.12324 | 2667.0892 | -1479.9246 | -1.8022 | 2667.0892 | -64.6541
Nonequipment | Thermal Energy Storage | Commercial | Existing | Retail | -694.4647 | -0.015626 | 20 | 4.369 | 1.2607 | 5245.1433 | -646.395 | 1164.9196 | 5245.1433 | 0.22209 | -646.395 | 5245.1433 | -0.12324 | 1164.9196 | -646.395 | -1.8022 | 1164.9196 | -64.6541
Nonequipment | Thermal Energy Storage | Commercial | Existing | Schools K-12 | -2595.2794 | -0.015626 | 20 | 16.3275 | 4.7112 | 19601.5906 | -2415.6386 | 4353.4135 | 19601.5906 | 0.22209 | -2415.6386 | 19601.5906 | -0.12324 | 4353.4135 | -2415.6386 | -1.8022 | 4353.4135 | -64.6541
Nonequipment | Thermal Energy Storage | Commercial | Existing | Warehouse | -257.8161 | -0.015626 | 20 | 1.622 | 0.46802 | 1947.2295 | -239.9705 | 432.4698 | 1947.2295 | 0.22209 | -239.9705 | 1947.2295 | -0.12324 | 432.4698 | -239.9705 | -1.8022 | 432.4698 | -64.6541
Nonequipment | Thermal Energy Storage | Commercial | New | Assembly | -633.7788 | -0.015626 | 20 | 3.9872 | 1.1505 | 4786.7959 | -589.9097 | 1063.123 | 4786.7959 | 0.22209 | -589.9097 | 4786.7959 | -0.12324 | 1063.123 | -589.9097 | -1.8022 | 1063.123 | -64.6541
Nonequipment | Thermal Energy Storage | Commercial | New | College and University | -3785.3107 | -0.015626 | 20 | 23.8142 | 6.8715 | 28589.6422 | -3523.2979 | 6260.5376 | 28589.6422 | 0.21898 | -3523.2979 | 28589.6422 | -0.12324 | 6260.5376 | -3523.2979 | -1.7769 | 6260.5376 | -64.6541
Nonequipment | Thermal Energy Storage | Commercial | New | Grocery | -1525.8839 | -0.015626 | 20 | 9.5997 | 2.77 | 11524.6747 | -1420.2648 | 2559.5716 | 11524.6747 | 0.22209 | -1420.2648 | 11524.6747 | -0.12324 | 2559.5716 | -1420.2648 | -1.8022 | 2559.5716 | -64.6541
Nonequipment | Thermal Energy Storage | Commercial | New | Healthcare | -2663.437 | -0.015626 | 20 | 16.7563 | 4.835 | 20116.3701 | -2479.0784 | 4467.7434 | 20116.3701 | 0.22209 | -2479.0784 | 20116.3701 | -0.12324 | 4467.7434 | -2479.0784 | -1.8022 | 4467.7434 | -64.6541
Nonequipment | Thermal Energy Storage | Commercial | New | Hospitals | -27752.5944 | -0.015626 | 20 | 174.5978 | 50.3796 | 209609.4116 | -25831.6071 | 45900.1062 | 209609.4116 | 0.21898 | -25831.6071 | 209609.4116 | -0.12324 | 45900.1062 | -25831.6071 | -1.7769 | 45900.1062 | -64.6541
Nonequipment | Thermal Energy Storage | Commercial | New | Institutional | -3078.9615 | -0.015626 | 20 | 19.3704 | 5.5893 | 23254.7381 | -2865.8411 | 5164.7589 | 23254.7381 | 0.22209 | -2865.8411 | 23254.7381 | -0.12324 | 5164.7589 | -2865.8411 | -1.8022 | 5164.7589 | -64.6541
Nonequipment | Thermal Energy Storage | Commercial | New | Lodging/Hospitality | -2525.7458 | -0.015626 | 20 | 15.89 | 4.585 | 19076.4179 | -2350.918 | 4236.7753 | 19076.4179 | 0.22209 | -2350.918 | 19076.4179 | -0.12324 | 4236.7753 | -2350.918 | -1.8022 | 4236.7753 | -64.6541
Nonequipment | Thermal Energy Storage | Commercial | New | Miscellaneous | -29353.8464 | -0.015626 | 20 | 184.6717 | 53.2863 | 221703.325 | -27322.0231 | 49239.1796 | 221703.325 | 0.22209 | -27322.0231 | 221703.325 | -0.12324 | 49239.1796 | -27322.0231 | -1.8022 | 49239.1796 | -64.6541
Nonequipment | Thermal Energy Storage | Commercial | New | Offices | -2194.2113 | -0.015626 | 20 | 13.8043 | 3.9832 | 16572.4088 | -2042.3317 | 3680.6476 | 16572.4088 | 0.22209 | -2042.3317 | 16572.4088 | -0.12324 | 3680.6476 | -2042.3317 | -1.8022 | 3680.6476 | -64.6541
Nonequipment | Thermal Energy Storage | Commercial | New | Restaurants | -1589.9803 | -0.015626 | 20 | 10.0029 | 2.8863 | 12008.7815 | -1479.9246 | 2667.0892 | 12008.7815 | 0.22209 | -1479.9246 | 12008.7815 | -0.12324 | 2667.0892 | -1479.9246 | -1.8022 | 2667.0892 | -64.6541
Nonequipment | Thermal Energy Storage | Commercial | New | Retail | -694.4647 | -0.015626 | 20 | 4.369 | 1.2607 | 5245.1433 | -646.395 | 1164.9196 | 5245.1433 | 0.22209 | -646.395 | 5245.1433 | -0.12324 | 1164.9196 | -646.395 | -1.8022 | 1164.9196 | -64.6541
Nonequipment | Thermal Energy Storage | Commercial | New | Schools K-12 | -2595.2794 | -0.015626 | 20 | 16.3275 | 4.7112 | 19601.5906 | -2415.6386 | 4353.4135 | 19601.5906 | 0.22209 | -2415.6386 | 19601.5906 | -0.12324 | 4353.4135 | -2415.6386 | -1.8022 | 4353.4135 | -64.6541
Nonequipment | Thermal Energy Storage | Commercial | New | Warehouse | -257.8161 | -0.015626 | 20 | 1.622 | 0.46802 | 1947.2295 | -239.9705 | 432.4698 | 1947.2295 | 0.22209 | -239.9705 | 1947.2295 | -0.12324 | 432.4698 | -239.9705 | -1.8022 | 432.4698 | -64.6541
Nonequipment | Wall Insulation | Commercial | Existing | Assembly | 1.9593 | 0.16285 | 20 | 3.9206e-05 | 0.00088379 | 0.9419 | 2.6679 | 0.89435 | 0.9419 | 0.94952 | 2.6679 | 0.9419 | 2.8325 | 0.89435 | 2.6679 | 0.33522 | 0.89435 | 4.1153
Nonequipment | Wall Insulation | Commercial | Existing | College and University | 1.9029 | 0.10121 | 20 | 0.00078702 | 0.00046358 | 0.9419 | 2.6423 | 1.0829 | 0.9419 | 1.1497 | 2.6423 | 0.9419 | 2.8053 | 1.0829 | 2.6423 | 0.40983 | 1.0829 | 4.2371
Nonequipment | Wall Insulation | Commercial | Existing | Grocery | 1.9307 | 0.027411 | 20 | 0.00039401 | 0.00090108 | 0.9419 | 2.6533 | 0.97425 | 0.9419 | 1.0343 | 2.6533 | 0.9419 | 2.817 | 0.97425 | 2.6533 | 0.36718 | 0.97425 | 4.1761
Nonequipment | Wall Insulation | Commercial | Existing | Healthcare | 1.8758 | 0.037517 | 20 | 3.7536e-05 | 0.00084614 | 0.9419 | 2.5543 | 0.85625 | 0.9419 | 0.90907 | 2.5543 | 0.9419 | 2.7118 | 0.85625 | 2.5543 | 0.33522 | 0.85625 | 4.2984
Nonequipment | Wall Insulation | Commercial | Existing | Hospitals | 1.9307 | 0.06448 | 20 | 0.00079852 | 0.00047035 | 0.9419 | 2.6809 | 1.0987 | 0.9419 | 1.1665 | 2.6809 | 0.9419 | 2.8463 | 1.0987 | 2.6809 | 0.40983 | 1.0987 | 4.1761
Nonequipment | Wall Insulation | Commercial | Existing | Institutional | 1.9029 | 0.11032 | 20 | 3.8078e-05 | 0.00085837 | 0.9419 | 2.5912 | 0.86863 | 0.9419 | 0.92221 | 2.5912 | 0.9419 | 2.751 | 0.86863 | 2.5912 | 0.33522 | 0.86863 | 4.2371
Nonequipment | Wall Insulation | Commercial | Existing | Lodging/Hospitality | 1.9029 | 0.2122 | 20 | 0.00078702 | 0.00046358 | 0.9419 | 2.6423 | 1.0829 | 0.9419 | 1.1497 | 2.6423 | 0.9419 | 2.8053 | 1.0829 | 2.6423 | 0.40983 | 1.0829 | 4.2371
Nonequipment | Wall Insulation | Commercial | Existing | Miscellaneous | 1.9307 | 0.0042531 | 20 | 3.8635e-05 | 0.00087092 | 0.9419 | 2.6291 | 0.88133 | 0.9419 | 0.93569 | 2.6291 | 0.9419 | 2.7912 | 0.88133 | 2.6291 | 0.33522 | 0.88133 | 4.1761
Nonequipment | Wall Insulation | Commercial | Existing | Offices | 1.9307 | 0.15663 | 20 | 3.8635e-05 | 0.00087092 | 0.9419 | 2.6291 | 0.88133 | 0.9419 | 0.93569 | 2.6291 | 0.9419 | 2.7912 | 0.88133 | 2.6291 | 0.33522 | 0.88133 | 4.1761
Nonequipment | Wall Insulation | Commercial | Existing | Restaurants | 1.9593 | 0.028996 | 20 | 0.00039983 | 0.0009144 | 0.9419 | 2.6925 | 0.98865 | 0.9419 | 1.0496 | 2.6925 | 0.9419 | 2.8586 | 0.98865 | 2.6925 | 0.36718 | 0.98865 | 4.1153
Nonequipment | Wall Insulation | Commercial | Existing | Retail | 1.9307 | 0.096633 | 20 | 0.00039401 | 0.00090108 | 0.9419 | 2.6533 | 0.97425 | 0.9419 | 1.0343 | 2.6533 | 0.9419 | 2.817 | 0.97425 | 2.6533 | 0.36718 | 0.97425 | 4.1761
Nonequipment | Wall Insulation | Commercial | Existing | Schools K-12 | 1.9886 | 0.059016 | 20 | 3.9792e-05 | 0.000897 | 0.9419 | 2.7078 | 0.90772 | 0.9419 | 0.96371 | 2.7078 | 0.9419 | 2.8748 | 0.90772 | 2.7078 | 0.33522 | 0.90772 | 4.0546
Nonequipment | Wall Insulation | Commercial | Existing | Warehouse | 1.9593 | 0.27743 | 20 | 0.00022233 | 0.0003967 | 0.9419 | 2.6804 | 0.95293 | 0.9419 | 1.0117 | 2.6804 | 0.9419 | 2.8458 | 0.95293 | 2.6804 | 0.35551 | 0.95293 | 4.1153
Nonequipment | Wall Insulation | Commercial | New | Assembly | 0 | 0 | 20 | 0 | 0 | 0.9419 | 0 | 0 | 0.9419 | 0 | 0 | 0.9419 | 0 | 0 | 0 | 0 | 0
Nonequipment | Wall Insulation | Commercial | New | College and University | 0 | 0 | 20 | 0 | 0 | 0.9419 | 0 | 0 | 0.9419 | 0 | 0 | 0.9419 | 0 | 0 | 0 | 0 | 0
Nonequipment | Wall Insulation | Commercial | New | Grocery | 0 | 0 | 20 | 0 | 0 | 0.9419 | 0 | 0 | 0.9419 | 0 | 0 | 0.9419 | 0 | 0 | 0 | 0 | 0
Nonequipment | Wall Insulation | Commercial | New | Healthcare | 0 | 0 | 20 | 0 | 0 | 0.9419 | 0 | 0 | 0.9419 | 0 | 0 | 0.9419 | 0 | 0 | 0 | 0 | 0
Nonequipment | Wall Insulation | Commercial | New | Hospitals | 0 | 0 | 20 | 0 | 0 | 0.9419 | 0 | 0 | 0.9419 | 0 | 0 | 0.9419 | 0 | 0 | 0 | 0 | 0
Nonequipment | Wall Insulation | Commercial | New | Institutional | 0 | 0 | 20 | 0 | 0 | 0.9419 | 0 | 0 | 0.9419 | 0 | 0 | 0.9419 | 0 | 0 | 0 | 0 | 0
Nonequipment | Wall Insulation | Commercial | New | Lodging/Hospitality | 0 | 0 | 20 | 0 | 0 | 0.9419 | 0 | 0 | 0.9419 | 0 | 0 | 0.9419 | 0 | 0 | 0 | 0 | 0
Nonequipment | Wall Insulation | Commercial | New | Miscellaneous | 0 | 0 | 20 | 0 | 0 | 0.9419 | 0 | 0 | 0.9419 | 0 | 0 | 0.9419 | 0 | 0 | 0 | 0 | 0
Nonequipment | Wall Insulation | Commercial | New | Offices | 0 | 0 | 20 | 0 | 0 | 0.9419 | 0 | 0 | 0.9419 | 0 | 0 | 0.9419 | 0 | 0 | 0 | 0 | 0
Nonequipment | Wall Insulation | Commercial | New | Restaurants | 0 | 0 | 20 | 0 | 0 | 0.9419 | 0 | 0 | 0.9419 | 0 | 0 | 0.9419 | 0 | 0 | 0 | 0 | 0
Nonequipment | Wall Insulation | Commercial | New | Retail | 0 | 0 | 20 | 0 | 0 | 0.9419 | 0 | 0 | 0.9419 | 0 | 0 | 0.9419 | 0 | 0 | 0 | 0 | 0
Nonequipment | Wall Insulation | Commercial | New | Schools K-12 | 0 | 0 | 20 | 0 | 0 | 0.9419 | 0 | 0 | 0.9419 | 0 | 0 | 0.9419 | 0 | 0 | 0 | 0 | 0
Nonequipment | Wall Insulation | Commercial | New | Warehouse | 0 | 0 | 20 | 0 | 0 | 0.9419 | 0 | 0 | 0.9419 | 0 | 0 | 0.9419 | 0 | 0 | 0 | 0 | 0
Nonequipment | Warehouse Loading Dock Seals | Commercial | Existing | Assembly | 0.067808 | 0.017902 | 18 | 7.6946e-06 | 1.3729e-05 | 0.2857 | 0.0881 | 0.031379 | 0.2857 | 0.10983 | 0.0881 | 0.2857 | 0.30837 | 0.031379 | 0.0881 | 0.35617 | 0.031379 | 36.0679
Nonequipment | Warehouse Loading Dock Seals | Commercial | Existing | College and University | 0.033123 | 0.0029974 | 18 | 3.7587e-06 | 6.7064e-06 | 0.2857 | 0.043036 | 0.015328 | 0.2857 | 0.053651 | 0.043036 | 0.2857 | 0.15063 | 0.015328 | 0.043036 | 0.35617 | 0.015328 | 73.8362
Nonequipment | Warehouse Loading Dock Seals | Commercial | Existing | Grocery | 0.23058 | 0.0074357 | 18 | 2.6166e-05 | 4.6686e-05 | 0.2857 | 0.29959 | 0.10671 | 0.2857 | 0.37349 | 0.29959 | 0.2857 | 1.0486 | 0.10671 | 0.29959 | 0.35617 | 0.10671 | 10.6064
Nonequipment | Warehouse Loading Dock Seals | Commercial | Existing | Healthcare | 0.064252 | 0.0042599 | 18 | 7.2912e-06 | 1.3009e-05 | 0.2857 | 0.083481 | 0.029734 | 0.2857 | 0.10407 | 0.083481 | 0.2857 | 0.2922 | 0.029734 | 0.083481 | 0.35617 | 0.029734 | 38.0638
Nonequipment | Warehouse Loading Dock Seals | Commercial | Existing | Hospitals | 0.033237 | 0.00040883 | 18 | 3.7716e-06 | 6.7294e-06 | 0.2857 | 0.043183 | 0.015381 | 0.2857 | 0.053835 | 0.043183 | 0.2857 | 0.15115 | 0.015381 | 0.043183 | 0.35617 | 0.015381 | 73.5838
Nonequipment | Warehouse Loading Dock Seals | Commercial | Existing | Institutional | 0.20736 | 0.003685 | 18 | 2.3531e-05 | 4.1985e-05 | 0.2857 | 0.26942 | 0.09596 | 0.2857 | 0.33588 | 0.26942 | 0.2857 | 0.94302 | 0.09596 | 0.26942 | 0.35617 | 0.09596 | 11.7942
Nonequipment | Warehouse Loading Dock Seals | Commercial | Existing | Lodging/Hospitality | 0.15599 | 0.0044921 | 18 | 1.7702e-05 | 3.1584e-05 | 0.2857 | 0.20268 | 0.072188 | 0.2857 | 0.25267 | 0.20268 | 0.2857 | 0.7094 | 0.072188 | 0.20268 | 0.35617 | 0.072188 | 15.6781
Nonequipment | Warehouse Loading Dock Seals | Commercial | Existing | Miscellaneous | 0.041449 | 0.00038653 | 18 | 4.7035e-06 | 8.3921e-06 | 0.2857 | 0.053853 | 0.019181 | 0.2857 | 0.067137 | 0.053853 | 0.2857 | 0.1885 | 0.019181 | 0.053853 | 0.35617 | 0.019181 | 59.0047
Nonequipment | Warehouse Loading Dock Seals | Commercial | Existing | Offices | 0.30093 | 0.0051709 | 18 | 3.4149e-05 | 6.093e-05 | 0.2857 | 0.39099 | 0.13926 | 0.2857 | 0.48744 | 0.39099 | 0.2857 | 1.3685 | 0.13926 | 0.39099 | 0.35617 | 0.13926 | 8.1269
Nonequipment | Warehouse Loading Dock Seals | Commercial | Existing | Restaurants | 0.22374 | 0.0071359 | 18 | 2.5389e-05 | 4.5301e-05 | 0.2857 | 0.2907 | 0.10354 | 0.2857 | 0.3624 | 0.2907 | 0.2857 | 1.0175 | 0.10354 | 0.2907 | 0.35617 | 0.10354 | 10.9309
Nonequipment | Warehouse Loading Dock Seals | Commercial | Existing | Retail | 0.097739 | 0.016338 | 18 | 1.1091e-05 | 1.9789e-05 | 0.2857 | 0.12699 | 0.04523 | 0.2857 | 0.15831 | 0.12699 | 0.2857 | 0.44448 | 0.04523 | 0.12699 | 0.35617 | 0.04523 | 25.0227
Nonequipment | Warehouse Loading Dock Seals | Commercial | Existing | Schools K-12 | 0.022321 | 0.0043718 | 18 | 2.533e-06 | 4.5194e-06 | 0.2857 | 0.029001 | 0.010329 | 0.2857 | 0.036155 | 0.029001 | 0.2857 | 0.10151 | 0.010329 | 0.029001 | 0.35617 | 0.010329 | 109.567
Nonequipment | Warehouse Loading Dock Seals | Commercial | Existing | Warehouse | 0.061724 | 0.044008 | 18 | 7.0043e-06 | 1.2497e-05 | 0.2857 | 0.080196 | 0.028564 | 0.2857 | 0.099978 | 0.080196 | 0.2857 | 0.2807 | 0.028564 | 0.080196 | 0.35617 | 0.028564 | 39.6228
Nonequipment | Warehouse Loading Dock Seals | Commercial | New | Assembly | 0.066767 | 0.017627 | 18 | 7.5765e-06 | 1.3518e-05 | 0.2857 | 0.086748 | 0.030897 | 0.2857 | 0.10815 | 0.086748 | 0.2857 | 0.30363 | 0.030897 | 0.086748 | 0.35617 | 0.030897 | 36.6301
Nonequipment | Warehouse Loading Dock Seals | Commercial | New | College and University | 0.032615 | 0.0029514 | 18 | 3.701e-06 | 6.6035e-06 | 0.2857 | 0.042375 | 0.015093 | 0.2857 | 0.052828 | 0.042375 | 0.2857 | 0.14832 | 0.015093 | 0.042375 | 0.35617 | 0.015093 | 74.9873
Nonequipment | Warehouse Loading Dock Seals | Commercial | New | Grocery | 0.22705 | 0.0073216 | 18 | 2.5764e-05 | 4.597e-05 | 0.2857 | 0.29499 | 0.10507 | 0.2857 | 0.36776 | 0.29499 | 0.2857 | 1.0325 | 0.10507 | 0.29499 | 0.35617 | 0.10507 | 10.7718
Nonequipment | Warehouse Loading Dock Seals | Commercial | New | Healthcare | 0.063266 | 0.0041945 | 18 | 7.1792e-06 | 1.2809e-05 | 0.2857 | 0.082199 | 0.029277 | 0.2857 | 0.10248 | 0.082199 | 0.2857 | 0.28771 | 0.029277 | 0.082199 | 0.35617 | 0.029277 | 38.6572
Nonequipment | Warehouse Loading Dock Seals | Commercial | New | Hospitals | 0.032726 | 0.00040255 | 18 | 3.7137e-06 | 6.6261e-06 | 0.2857 | 0.04252 | 0.015145 | 0.2857 | 0.053009 | 0.04252 | 0.2857 | 0.14883 | 0.015145 | 0.04252 | 0.35617 | 0.015145 | 74.731
Nonequipment | Warehouse Loading Dock Seals | Commercial | New | Institutional | 0.20418 | 0.0036284 | 18 | 2.317e-05 | 4.134e-05 | 0.2857 | 0.26528 | 0.094487 | 0.2857 | 0.33072 | 0.26528 | 0.2857 | 0.92854 | 0.094487 | 0.26528 | 0.35617 | 0.094487 | 11.978
Nonequipment | Warehouse Loading Dock Seals | Commercial | New | Lodging/Hospitality | 0.1536 | 0.0044232 | 18 | 1.743e-05 | 3.1099e-05 | 0.2857 | 0.19957 | 0.07108 | 0.2857 | 0.24879 | 0.19957 | 0.2857 | 0.69851 | 0.07108 | 0.19957 | 0.35617 | 0.07108 | 15.9225
Nonequipment | Warehouse Loading Dock Seals | Commercial | New | Miscellaneous | 0.040813 | 0.00038059 | 18 | 4.6313e-06 | 8.2633e-06 | 0.2857 | 0.053026 | 0.018887 | 0.2857 | 0.066106 | 0.053026 | 0.2857 | 0.1856 | 0.018887 | 0.053026 | 0.35617 | 0.018887 | 59.9246
Nonequipment | Warehouse Loading Dock Seals | Commercial | New | Offices | 0.29632 | 0.0050915 | 18 | 3.3625e-05 | 5.9995e-05 | 0.2857 | 0.38499 | 0.13712 | 0.2857 | 0.47996 | 0.38499 | 0.2857 | 1.3475 | 0.13712 | 0.38499 | 0.35617 | 0.13712 | 8.2536
Nonequipment | Warehouse Loading Dock Seals | Commercial | New | Restaurants | 0.22031 | 0.0070264 | 18 | 2.5e-05 | 4.4605e-05 | 0.2857 | 0.28624 | 0.10195 | 0.2857 | 0.35684 | 0.28624 | 0.2857 | 1.0019 | 0.10195 | 0.28624 | 0.35617 | 0.10195 | 11.1013
Nonequipment | Warehouse Loading Dock Seals | Commercial | New | Retail | 0.096238 | 0.016087 | 18 | 1.0921e-05 | 1.9485e-05 | 0.2857 | 0.12504 | 0.044536 | 0.2857 | 0.15588 | 0.12504 | 0.2857 | 0.43766 | 0.044536 | 0.12504 | 0.35617 | 0.044536 | 25.4127
Nonequipment | Warehouse Loading Dock Seals | Commercial | New | Schools K-12 | 0.021979 | 0.0043047 | 18 | 2.4941e-06 | 4.45e-06 | 0.2857 | 0.028556 | 0.010171 | 0.2857 | 0.0356 | 0.028556 | 0.2857 | 0.099952 | 0.010171 | 0.028556 | 0.35617 | 0.010171 | 111.275
Nonequipment | Warehouse Loading Dock Seals | Commercial | New | Warehouse | 0.060777 | 0.043333 | 18 | 6.8968e-06 | 1.2305e-05 | 0.2857 | 0.078965 | 0.028125 | 0.2857 | 0.098443 | 0.078965 | 0.2857 | 0.27639 | 0.028125 | 0.078965 | 0.35617 | 0.028125 | 40.2405
Nonequipment | Water Cooled Refrigeration Heat Recovery | Commercial | Existing | Assembly | 752.0072 | 0.1 | 20 | 0 | 0.050273 | 12234.7058 | 1022.9686 | 320.0898 | 12234.7058 | 0.026162 | 1022.9686 | 12234.7058 | 0.083612 | 320.0898 | 1022.9686 | 0.3129 | 320.0898 | 139.271
Nonequipment | Water Cooled Refrigeration Heat Recovery | Commercial | Existing | College and University | 4491.4422 | 0.1 | 20 | 0 | 0.48778 | 48217.5883 | 6109.7874 | 1957.8738 | 48217.5883 | 0.040605 | 6109.7874 | 48217.5883 | 0.12671 | 1957.8738 | 6109.7874 | 0.32045 | 1957.8738 | 91.8986
Nonequipment | Water Cooled Refrigeration Heat Recovery | Commercial | Existing | Grocery | 1810.5302 | 0.1 | 20 | 0 | 0.12104 | 2991.9275 | 2462.8959 | 770.6473 | 2991.9275 | 0.25758 | 2462.8959 | 2991.9275 | 0.82318 | 770.6473 | 2462.8959 | 0.3129 | 770.6473 | 14.146
Nonequipment | Water Cooled Refrigeration Heat Recovery | Commercial | Existing | Healthcare | 3160.2884 | 0.1 | 20 | 0 | 0.34321 | 12776.6861 | 4298.9956 | 1377.6078 | 12776.6861 | 0.10782 | 4298.9956 | 12776.6861 | 0.33647 | 1377.6078 | 4298.9956 | 0.32045 | 1377.6078 | 34.6083
Nonequipment | Water Cooled Refrigeration Heat Recovery | Commercial | Existing | Hospitals | 32929.7074 | 0.1 | 20 | 0 | 3.5762 | 133131.059 | 44794.8575 | 14354.4567 | 133131.059 | 0.10782 | 44794.8575 | 133131.059 | 0.33647 | 14354.4567 | 44794.8575 | 0.32045 | 14354.4567 | 34.6083
Nonequipment | Water Cooled Refrigeration Heat Recovery | Commercial | Existing | Institutional | 3653.327 | 0.1 | 20 | 0 | 0.24423 | 13100.2317 | 4969.6847 | 1555.0287 | 13100.2317 | 0.1187 | 4969.6847 | 13100.2317 | 0.37936 | 1555.0287 | 4969.6847 | 0.3129 | 1555.0287 | 30.6958
Nonequipment | Water Cooled Refrigeration Heat Recovery | Commercial | Existing | Lodging/Hospitality | 2996.9115 | 0.1 | 20 | 0 | 0.32547 | 21466.3879 | 4076.7512 | 1306.3899 | 21466.3879 | 0.060857 | 4076.7512 | 21466.3879 | 0.18991 | 1306.3899 | 4076.7512 | 0.32045 | 1306.3899 | 61.3161
Nonequipment | Water Cooled Refrigeration Heat Recovery | Commercial | Existing | Miscellaneous | 34829.6652 | 0.1 | 20 | 0 | 2.3284 | 19473.4566 | 47379.4033 | 14825.1527 | 19473.4566 | 0.7613 | 47379.4033 | 19473.4566 | 2.433 | 14825.1527 | 47379.4033 | 0.3129 | 14825.1527 | 4.7861
Nonequipment | Water Cooled Refrigeration Heat Recovery | Commercial | Existing | Offices | 2603.5309 | 0.1 | 20 | 0 | 0.17405 | 10201.2958 | 3541.6286 | 1108.1859 | 10201.2958 | 0.10863 | 3541.6286 | 10201.2958 | 0.34717 | 1108.1859 | 3541.6286 | 0.3129 | 1108.1859 | 33.5414
Nonequipment | Water Cooled Refrigeration Heat Recovery | Commercial | Existing | Restaurants | 1886.5835 | 0.1 | 20 | 0 | 0.20489 | 3225.6662 | 2566.3526 | 822.3845 | 3225.6662 | 0.25495 | 2566.3526 | 3225.6662 | 0.7956 | 822.3845 | 2566.3526 | 0.32045 | 822.3845 | 14.6363
Nonequipment | Water Cooled Refrigeration Heat Recovery | Commercial | Existing | Retail | 824.0137 | 0.1 | 20 | 0 | 0.055087 | 7266.8422 | 1120.9203 | 350.7392 | 7266.8422 | 0.048266 | 1120.9203 | 7266.8422 | 0.15425 | 350.7392 | 1120.9203 | 0.3129 | 350.7392 | 75.4919
Nonequipment | Water Cooled Refrigeration Heat Recovery | Commercial | Existing | Schools K-12 | 3079.4163 | 0.1 | 20 | 0 | 0.33443 | 33058.8757 | 4188.9839 | 1342.3547 | 33058.8757 | 0.040605 | 4188.9839 | 33058.8757 | 0.12671 | 1342.3547 | 4188.9839 | 0.32045 | 1342.3547 | 91.8986
Nonequipment | Water Cooled Refrigeration Heat Recovery | Commercial | Existing | Warehouse | 305.9104 | 0.1 | 20 | 0 | 0.020451 | 10200.6352 | 416.1353 | 130.2099 | 10200.6352 | 0.012765 | 416.1353 | 10200.6352 | 0.040795 | 130.2099 | 416.1353 | 0.3129 | 130.2099 | 285.4448
Nonequipment | Water Cooled Refrigeration Heat Recovery | Commercial | New | Assembly | 752.0072 | 0.1 | 20 | 0 | 0.050273 | 12234.7058 | 1022.9686 | 320.0898 | 12234.7058 | 0.026162 | 1022.9686 | 12234.7058 | 0.083612 | 320.0898 | 1022.9686 | 0.3129 | 320.0898 | 139.271
Nonequipment | Water Cooled Refrigeration Heat Recovery | Commercial | New | College and University | 4491.4422 | 0.1 | 20 | 0 | 0.48778 | 48217.5883 | 6109.7874 | 1957.8738 | 48217.5883 | 0.040605 | 6109.7874 | 48217.5883 | 0.12671 | 1957.8738 | 6109.7874 | 0.32045 | 1957.8738 | 91.8986
Nonequipment | Water Cooled Refrigeration Heat Recovery | Commercial | New | Grocery | 1810.5302 | 0.1 | 20 | 0 | 0.12104 | 2991.9275 | 2462.8959 | 770.6473 | 2991.9275 | 0.25758 | 2462.8959 | 2991.9275 | 0.82318 | 770.6473 | 2462.8959 | 0.3129 | 770.6473 | 14.146
Nonequipment | Water Cooled Refrigeration Heat Recovery | Commercial | New | Healthcare | 3160.2884 | 0.1 | 20 | 0 | 0.34321 | 12776.6861 | 4298.9956 | 1377.6078 | 12776.6861 | 0.10782 | 4298.9956 | 12776.6861 | 0.33647 | 1377.6078 | 4298.9956 | 0.32045 | 1377.6078 | 34.6083
Nonequipment | Water Cooled Refrigeration Heat Recovery | Commercial | New | Hospitals | 32929.7074 | 0.1 | 20 | 0 | 3.5762 | 133131.059 | 44794.8575 | 14354.4567 | 133131.059 | 0.10782 | 44794.8575 | 133131.059 | 0.33647 | 14354.4567 | 44794.8575 | 0.32045 | 14354.4567 | 34.6083
Nonequipment | Water Cooled Refrigeration Heat Recovery | Commercial | New | Institutional | 3653.327 | 0.1 | 20 | 0 | 0.24423 | 13100.2317 | 4969.6847 | 1555.0287 | 13100.2317 | 0.1187 | 4969.6847 | 13100.2317 | 0.37936 | 1555.0287 | 4969.6847 | 0.3129 | 1555.0287 | 30.6958
Nonequipment | Water Cooled Refrigeration Heat Recovery | Commercial | New | Lodging/Hospitality | 2996.9115 | 0.1 | 20 | 0 | 0.32547 | 21466.3879 | 4076.7512 | 1306.3899 | 21466.3879 | 0.060857 | 4076.7512 | 21466.3879 | 0.18991 | 1306.3899 | 4076.7512 | 0.32045 | 1306.3899 | 61.3161
Nonequipment | Water Cooled Refrigeration Heat Recovery | Commercial | New | Miscellaneous | 34829.6652 | 0.1 | 20 | 0 | 2.3284 | 19473.4566 | 47379.4033 | 14825.1527 | 19473.4566 | 0.7613 | 47379.4033 | 19473.4566 | 2.433 | 14825.1527 | 47379.4033 | 0.3129 | 14825.1527 | 4.7861
Nonequipment | Water Cooled Refrigeration Heat Recovery | Commercial | New | Offices | 2603.5309 | 0.1 | 20 | 0 | 0.17405 | 10201.2958 | 3541.6286 | 1108.1859 | 10201.2958 | 0.10863 | 3541.6286 | 10201.2958 | 0.34717 | 1108.1859 | 3541.6286 | 0.3129 | 1108.1859 | 33.5414
Nonequipment | Water Cooled Refrigeration Heat Recovery | Commercial | New | Restaurants | 1886.5835 | 0.1 | 20 | 0 | 0.20489 | 3225.6662 | 2566.3526 | 822.3845 | 3225.6662 | 0.25495 | 2566.3526 | 3225.6662 | 0.7956 | 822.3845 | 2566.3526 | 0.32045 | 822.3845 | 14.6363
Nonequipment | Water Cooled Refrigeration Heat Recovery | Commercial | New | Retail | 824.0137 | 0.1 | 20 | 0 | 0.055087 | 7266.8422 | 1120.9203 | 350.7392 | 7266.8422 | 0.048266 | 1120.9203 | 7266.8422 | 0.15425 | 350.7392 | 1120.9203 | 0.3129 | 350.7392 | 75.4919
Nonequipment | Water Cooled Refrigeration Heat Recovery | Commercial | New | Schools K-12 | 3079.4163 | 0.1 | 20 | 0 | 0.33443 | 33058.8757 | 4188.9839 | 1342.3547 | 33058.8757 | 0.040605 | 4188.9839 | 33058.8757 | 0.12671 | 1342.3547 | 4188.9839 | 0.32045 | 1342.3547 | 91.8986
Nonequipment | Water Cooled Refrigeration Heat Recovery | Commercial | New | Warehouse | 305.9104 | 0.1 | 20 | 0 | 0.020451 | 10200.6352 | 416.1353 | 130.2099 | 10200.6352 | 0.012765 | 416.1353 | 10200.6352 | 0.040795 | 130.2099 | 416.1353 | 0.3129 | 130.2099 | 285.4448
Nonequipment | Waterside Economizer | Commercial | Existing | Assembly | 10220.1104 | 0.055556 | 20 | 4.149 | 0 | 286420.8 | 14185.8677 | 5639.3033 | 286420.8 | 0.019689 | 14185.8677 | 286420.8 | 0.049528 | 5639.3033 | 14185.8677 | 0.39753 | 5639.3033 | 239.9043
Nonequipment | Waterside Economizer | Commercial | Existing | College and University | 11338.3015 | 0.055556 | 20 | 4.6029 | 0 | 286420.8 | 15737.9558 | 6256.3043 | 286420.8 | 0.021843 | 15737.9558 | 286420.8 | 0.054947 | 6256.3043 | 15737.9558 | 0.39753 | 6256.3043 | 216.2448
Nonequipment | Waterside Economizer | Commercial | Existing | Grocery | 5645.6922 | 0.055556 | 20 | 2.2919 | 0 | 286420.8 | 7836.4166 | 3115.2081 | 286420.8 | 0.010876 | 7836.4166 | 286420.8 | 0.02736 | 3115.2081 | 7836.4166 | 0.39753 | 3115.2081 | 434.2866
Nonequipment | Waterside Economizer | Commercial | Existing | Healthcare | 22238.71 | 0.055556 | 20 | 9.0281 | 0 | 286420.8 | 30868.1009 | 12270.9858 | 286420.8 | 0.042843 | 30868.1009 | 286420.8 | 0.10777 | 12270.9858 | 30868.1009 | 0.39753 | 12270.9858 | 110.2514
Nonequipment | Waterside Economizer | Commercial | Existing | Hospitals | 21065.7822 | 0.055556 | 20 | 8.5519 | 0 | 286420.8 | 29240.0365 | 11623.7819 | 286420.8 | 0.040583 | 29240.0365 | 286420.8 | 0.10209 | 11623.7819 | 29240.0365 | 0.39753 | 11623.7819 | 116.3901
Nonequipment | Waterside Economizer | Commercial | Existing | Institutional | 5520.5799 | 0.055556 | 20 | 2.2411 | 0 | 286420.8 | 7662.7564 | 3046.173 | 286420.8 | 0.010635 | 7662.7564 | 286420.8 | 0.026753 | 3046.173 | 7662.7564 | 0.39753 | 3046.173 | 444.1288
Nonequipment | Waterside Economizer | Commercial | Existing | Lodging/Hospitality | 16882.3399 | 0.055556 | 20 | 6.8536 | 0 | 286420.8 | 23433.2735 | 9315.4214 | 286420.8 | 0.032524 | 23433.2735 | 286420.8 | 0.081814 | 9315.4214 | 23433.2735 | 0.39753 | 9315.4214 | 145.2316
Nonequipment | Waterside Economizer | Commercial | Existing | Miscellaneous | 5708.2483 | 0.055556 | 20 | 2.3173 | 0 | 286420.8 | 7923.2467 | 3149.7256 | 286420.8 | 0.010997 | 7923.2467 | 286420.8 | 0.027663 | 3149.7256 | 7923.2467 | 0.39753 | 3149.7256 | 429.5273
Nonequipment | Waterside Economizer | Commercial | Existing | Offices | 11502.5114 | 0.055556 | 20 | 4.6696 | 0 | 286420.8 | 15965.8848 | 6346.9129 | 286420.8 | 0.022159 | 15965.8848 | 286420.8 | 0.055743 | 6346.9129 | 15965.8848 | 0.39753 | 6346.9129 | 213.1577
Nonequipment | Waterside Economizer | Commercial | Existing | Restaurants | 16561.7397 | 0.055556 | 20 | 6.7234 | 0 | 286420.8 | 22988.2692 | 9138.519 | 286420.8 | 0.031906 | 22988.2692 | 286420.8 | 0.08026 | 9138.519 | 22988.2692 | 0.39753 | 9138.519 | 148.0429
Nonequipment | Waterside Economizer | Commercial | Existing | Retail | 12980.4003 | 0.055556 | 20 | 5.2695 | 0 | 286420.8 | 18017.246 | 7162.3898 | 286420.8 | 0.025007 | 18017.246 | 286420.8 | 0.062905 | 7162.3898 | 18017.246 | 0.39753 | 7162.3898 | 188.8885
Nonequipment | Waterside Economizer | Commercial | Existing | Schools K-12 | 11283.5649 | 0.055556 | 20 | 4.5807 | 0 | 286420.8 | 15661.9795 | 6226.1015 | 286420.8 | 0.021738 | 15661.9795 | 286420.8 | 0.054682 | 6226.1015 | 15661.9795 | 0.39753 | 6226.1015 | 217.2938
Nonequipment | Waterside Economizer | Commercial | Existing | Warehouse | 2478.7873 | 0.055556 | 20 | 1.0063 | 0 | 286420.8 | 3440.6428 | 1367.7576 | 286420.8 | 0.0047753 | 3440.6428 | 286420.8 | 0.012013 | 1367.7576 | 3440.6428 | 0.39753 | 1367.7576 | 989.1324
Nonequipment | Waterside Economizer | Commercial | New | Assembly | 10220.1104 | 0.055556 | 20 | 4.149 | 0 | 286420.8 | 14185.8677 | 5639.3033 | 286420.8 | 0.019689 | 14185.8677 | 286420.8 | 0.049528 | 5639.3033 | 14185.8677 | 0.39753 | 5639.3033 | 239.9043
Nonequipment | Waterside Economizer | Commercial | New | College and University | 11338.3015 | 0.055556 | 20 | 4.6029 | 0 | 286420.8 | 15737.9558 | 6256.3043 | 286420.8 | 0.021843 | 15737.9558 | 286420.8 | 0.054947 | 6256.3043 | 15737.9558 | 0.39753 | 6256.3043 | 216.2448
Nonequipment | Waterside Economizer | Commercial | New | Grocery | 5645.6922 | 0.055556 | 20 | 2.2919 | 0 | 286420.8 | 7836.4166 | 3115.2081 | 286420.8 | 0.010876 | 7836.4166 | 286420.8 | 0.02736 | 3115.2081 | 7836.4166 | 0.39753 | 3115.2081 | 434.2866
Nonequipment | Waterside Economizer | Commercial | New | Healthcare | 22238.71 | 0.055556 | 20 | 9.0281 | 0 | 286420.8 | 30868.1009 | 12270.9858 | 286420.8 | 0.042843 | 30868.1009 | 286420.8 | 0.10777 | 12270.9858 | 30868.1009 | 0.39753 | 12270.9858 | 110.2514
Nonequipment | Waterside Economizer | Commercial | New | Hospitals | 21065.7822 | 0.055556 | 20 | 8.5519 | 0 | 286420.8 | 29240.0365 | 11623.7819 | 286420.8 | 0.040583 | 29240.0365 | 286420.8 | 0.10209 | 11623.7819 | 29240.0365 | 0.39753 | 11623.7819 | 116.3901
Nonequipment | Waterside Economizer | Commercial | New | Institutional | 5520.5799 | 0.055556 | 20 | 2.2411 | 0 | 286420.8 | 7662.7564 | 3046.173 | 286420.8 | 0.010635 | 7662.7564 | 286420.8 | 0.026753 | 3046.173 | 7662.7564 | 0.39753 | 3046.173 | 444.1288
Nonequipment | Waterside Economizer | Commercial | New | Lodging/Hospitality | 16882.3399 | 0.055556 | 20 | 6.8536 | 0 | 286420.8 | 23433.2735 | 9315.4214 | 286420.8 | 0.032524 | 23433.2735 | 286420.8 | 0.081814 | 9315.4214 | 23433.2735 | 0.39753 | 9315.4214 | 145.2316
Nonequipment | Waterside Economizer | Commercial | New | Miscellaneous | 5708.2483 | 0.055556 | 20 | 2.3173 | 0 | 286420.8 | 7923.2467 | 3149.7256 | 286420.8 | 0.010997 | 7923.2467 | 286420.8 | 0.027663 | 3149.7256 | 7923.2467 | 0.39753 | 3149.7256 | 429.5273
Nonequipment | Waterside Economizer | Commercial | New | Offices | 11502.5114 | 0.055556 | 20 | 4.6696 | 0 | 286420.8 | 15965.8848 | 6346.9129 | 286420.8 | 0.022159 | 15965.8848 | 286420.8 | 0.055743 | 6346.9129 | 15965.8848 | 0.39753 | 6346.9129 | 213.1577
Nonequipment | Waterside Economizer | Commercial | New | Restaurants | 16561.7397 | 0.055556 | 20 | 6.7234 | 0 | 286420.8 | 22988.2692 | 9138.519 | 286420.8 | 0.031906 | 22988.2692 | 286420.8 | 0.08026 | 9138.519 | 22988.2692 | 0.39753 | 9138.519 | 148.0429
Nonequipment | Waterside Economizer | Commercial | New | Retail | 12980.4003 | 0.055556 | 20 | 5.2695 | 0 | 286420.8 | 18017.246 | 7162.3898 | 286420.8 | 0.025007 | 18017.246 | 286420.8 | 0.062905 | 7162.3898 | 18017.246 | 0.39753 | 7162.3898 | 188.8885
Nonequipment | Waterside Economizer | Commercial | New | Schools K-12 | 11283.5649 | 0.055556 | 20 | 4.5807 | 0 | 286420.8 | 15661.9795 | 6226.1015 | 286420.8 | 0.021738 | 15661.9795 | 286420.8 | 0.054682 | 6226.1015 | 15661.9795 | 0.39753 | 6226.1015 | 217.2938
Nonequipment | Waterside Economizer | Commercial | New | Warehouse | 2478.7873 | 0.055556 | 20 | 1.0063 | 0 | 286420.8 | 3440.6428 | 1367.7576 | 286420.8 | 0.0047753 | 3440.6428 | 286420.8 | 0.012013 | 1367.7576 | 3440.6428 | 0.39753 | 1367.7576 | 989.1324
Nonequipment | Window Sun Protection | Commercial | Existing | Assembly | 105.7983 | 0.16 | 10 | 0.04043 | -0.010022 | 350 | 97.364 | 37.2009 | 350 | 0.10629 | 97.364 | 350 | 0.27818 | 37.2009 | 97.364 | 0.38208 | 37.2009 | 28.319
Nonequipment | Window Sun Protection | Commercial | Existing | College and University | 105.7983 | 0.16 | 10 | 0.04043 | -0.010022 | 350 | 97.364 | 37.2009 | 350 | 0.10629 | 97.364 | 350 | 0.27818 | 37.2009 | 97.364 | 0.38208 | 37.2009 | 28.319
Nonequipment | Window Sun Protection | Commercial | Existing | Grocery | 105.7983 | 0.16 | 10 | 0.04043 | -0.010022 | 350 | 97.364 | 37.2009 | 350 | 0.10629 | 97.364 | 350 | 0.27818 | 37.2009 | 97.364 | 0.38208 | 37.2009 | 28.319
Nonequipment | Window Sun Protection | Commercial | Existing | Healthcare | 105.7983 | 0.16 | 10 | 0.04043 | -0.010022 | 350 | 97.364 | 37.2009 | 350 | 0.10629 | 97.364 | 350 | 0.27818 | 37.2009 | 97.364 | 0.38208 | 37.2009 | 28.319
Nonequipment | Window Sun Protection | Commercial | Existing | Hospitals | 105.7983 | 0.16 | 10 | 0.04043 | -0.010022 | 350 | 97.364 | 37.2009 | 350 | 0.10629 | 97.364 | 350 | 0.27818 | 37.2009 | 97.364 | 0.38208 | 37.2009 | 28.319
Nonequipment | Window Sun Protection | Commercial | Existing | Institutional | 105.7983 | 0.16 | 10 | 0.04043 | -0.010022 | 350 | 97.364 | 37.2009 | 350 | 0.10629 | 97.364 | 350 | 0.27818 | 37.2009 | 97.364 | 0.38208 | 37.2009 | 28.319
Nonequipment | Window Sun Protection | Commercial | Existing | Lodging/Hospitality | 105.7983 | 0.16 | 10 | 0.047228 | -0.02335 | 350 | 97.6721 | 39.2461 | 350 | 0.11213 | 97.6721 | 350 | 0.27906 | 39.2461 | 97.6721 | 0.40181 | 39.2461 | 28.319
Nonequipment | Window Sun Protection | Commercial | Existing | Miscellaneous | 105.7983 | 0.16 | 10 | 0.055592 | -0.040764 | 350 | 98.0511 | 37.8471 | 350 | 0.10813 | 98.0511 | 350 | 0.28015 | 37.8471 | 98.0511 | 0.38599 | 37.8471 | 28.319
Nonequipment | Window Sun Protection | Commercial | Existing | Offices | 105.7983 | 0.16 | 10 | 0.04043 | -0.010022 | 350 | 97.364 | 37.2009 | 350 | 0.10629 | 97.364 | 350 | 0.27818 | 37.2009 | 97.364 | 0.38208 | 37.2009 | 28.319
Nonequipment | Window Sun Protection | Commercial | Existing | Restaurants | 105.7983 | 0.16 | 10 | 0.04043 | -0.010022 | 350 | 97.364 | 37.2009 | 350 | 0.10629 | 97.364 | 350 | 0.27818 | 37.2009 | 97.364 | 0.38208 | 37.2009 | 28.319
Nonequipment | Window Sun Protection | Commercial | Existing | Retail | 105.7983 | 0.16 | 10 | 0.04043 | -0.010022 | 350 | 97.364 | 37.2009 | 350 | 0.10629 | 97.364 | 350 | 0.27818 | 37.2009 | 97.364 | 0.38208 | 37.2009 | 28.319
Nonequipment | Window Sun Protection | Commercial | Existing | Schools K-12 | 105.7983 | 0.16 | 10 | 0.04043 | -0.010022 | 350 | 97.364 | 37.2009 | 350 | 0.10629 | 97.364 | 350 | 0.27818 | 37.2009 | 97.364 | 0.38208 | 37.2009 | 28.319
Nonequipment | Window Sun Protection | Commercial | Existing | Warehouse | 105.7983 | 0.16 | 10 | 0.055592 | -0.040764 | 350 | 98.0511 | 37.8471 | 350 | 0.10813 | 98.0511 | 350 | 0.28015 | 37.8471 | 98.0511 | 0.38599 | 37.8471 | 28.319
Nonequipment | Window Sun Protection | Commercial | New | Assembly | 63.479 | 0.16 | 10 | 0.024258 | -0.0060129 | 350 | 58.4184 | 22.3205 | 350 | 0.063773 | 58.4184 | 350 | 0.16691 | 22.3205 | 58.4184 | 0.38208 | 22.3205 | 47.1984
Nonequipment | Window Sun Protection | Commercial | New | College and University | 63.479 | 0.16 | 10 | 0.024258 | -0.0060129 | 350 | 58.4184 | 22.3205 | 350 | 0.063773 | 58.4184 | 350 | 0.16691 | 22.3205 | 58.4184 | 0.38208 | 22.3205 | 47.1984
Nonequipment | Window Sun Protection | Commercial | New | Grocery | 63.479 | 0.16 | 10 | 0.024258 | -0.0060129 | 350 | 58.4184 | 22.3205 | 350 | 0.063773 | 58.4184 | 350 | 0.16691 | 22.3205 | 58.4184 | 0.38208 | 22.3205 | 47.1984
Nonequipment | Window Sun Protection | Commercial | New | Healthcare | 63.479 | 0.16 | 10 | 0.024258 | -0.0060129 | 350 | 58.4184 | 22.3205 | 350 | 0.063773 | 58.4184 | 350 | 0.16691 | 22.3205 | 58.4184 | 0.38208 | 22.3205 | 47.1984
Nonequipment | Window Sun Protection | Commercial | New | Hospitals | 63.479 | 0.16 | 10 | 0.024258 | -0.0060129 | 350 | 58.4184 | 22.3205 | 350 | 0.063773 | 58.4184 | 350 | 0.16691 | 22.3205 | 58.4184 | 0.38208 | 22.3205 | 47.1984
Nonequipment | Window Sun Protection | Commercial | New | Institutional | 63.479 | 0.16 | 10 | 0.024258 | -0.0060129 | 350 | 58.4184 | 22.3205 | 350 | 0.063773 | 58.4184 | 350 | 0.16691 | 22.3205 | 58.4184 | 0.38208 | 22.3205 | 47.1984
Nonequipment | Window Sun Protection | Commercial | New | Lodging/Hospitality | 63.479 | 0.16 | 10 | 0.028337 | -0.01401 | 350 | 58.6032 | 23.5477 | 350 | 0.067279 | 58.6032 | 350 | 0.16744 | 23.5477 | 58.6032 | 0.40181 | 23.5477 | 47.1984
Nonequipment | Window Sun Protection | Commercial | New | Miscellaneous | 63.479 | 0.16 | 10 | 0.033355 | -0.024458 | 350 | 58.8307 | 22.7083 | 350 | 0.064881 | 58.8307 | 350 | 0.16809 | 22.7083 | 58.8307 | 0.38599 | 22.7083 | 47.1984
Nonequipment | Window Sun Protection | Commercial | New | Offices | 63.479 | 0.16 | 10 | 0.024258 | -0.0060129 | 350 | 58.4184 | 22.3205 | 350 | 0.063773 | 58.4184 | 350 | 0.16691 | 22.3205 | 58.4184 | 0.38208 | 22.3205 | 47.1984
Nonequipment | Window Sun Protection | Commercial | New | Restaurants | 63.479 | 0.16 | 10 | 0.024258 | -0.0060129 | 350 | 58.4184 | 22.3205 | 350 | 0.063773 | 58.4184 | 350 | 0.16691 | 22.3205 | 58.4184 | 0.38208 | 22.3205 | 47.1984
Nonequipment | Window Sun Protection | Commercial | New | Retail | 63.479 | 0.16 | 10 | 0.024258 | -0.0060129 | 350 | 58.4184 | 22.3205 | 350 | 0.063773 | 58.4184 | 350 | 0.16691 | 22.3205 | 58.4184 | 0.38208 | 22.3205 | 47.1984
Nonequipment | Window Sun Protection | Commercial | New | Schools K-12 | 63.479 | 0.16 | 10 | 0.024258 | -0.0060129 | 350 | 58.4184 | 22.3205 | 350 | 0.063773 | 58.4184 | 350 | 0.16691 | 22.3205 | 58.4184 | 0.38208 | 22.3205 | 47.1984
Nonequipment | Window Sun Protection | Commercial | New | Warehouse | 63.479 | 0.16 | 10 | 0.033355 | -0.024458 | 350 | 58.8307 | 22.7083 | 350 | 0.064881 | 58.8307 | 350 | 0.16809 | 22.7083 | 58.8307 | 0.38599 | 22.7083 | 47.1984
Nonequipment | Bi-Level Lighting Control (Interior) | Commercial | Existing | Assembly | 445.78 | 0.31 | 8 | 0.0012256 | 0 | 373 | 342.3619 | 114.5313 | 373 | 0.30705 | 342.3619 | 373 | 0.91786 | 114.5313 | 342.3619 | 0.33453 | 114.5313 | 7.1627
Nonequipment | Bi-Level Lighting Control (Interior) | Commercial | Existing | College and University | 683.24 | 0.31 | 8 | 0.0018785 | 0 | 373 | 524.7327 | 175.5403 | 373 | 0.47062 | 524.7327 | 373 | 1.4068 | 175.5403 | 524.7327 | 0.33453 | 175.5403 | 4.6733
Nonequipment | Bi-Level Lighting Control (Interior) | Commercial | Existing | Grocery | 859.32 | 0.31 | 8 | 0.010616 | 0 | 373 | 660.2814 | 221.262 | 373 | 0.5932 | 660.2814 | 373 | 1.7702 | 221.262 | 660.2814 | 0.3351 | 221.262 | 3.7157
Nonequipment | Bi-Level Lighting Control (Interior) | Commercial | Existing | Healthcare | 779.34 | 0.31 | 8 | 0.0021427 | 0 | 373 | 598.5381 | 200.2306 | 373 | 0.53681 | 598.5381 | 373 | 1.6047 | 200.2306 | 598.5381 | 0.33453 | 200.2306 | 4.097
Nonequipment | Bi-Level Lighting Control (Interior) | Commercial | Existing | Hospitals | 1054.31 | 0.31 | 8 | 0.0028987 | 0 | 373 | 809.7169 | 270.8768 | 373 | 0.72621 | 809.7169 | 373 | 2.1708 | 270.8768 | 809.7169 | 0.33453 | 270.8768 | 3.0285
Nonequipment | Bi-Level Lighting Control (Interior) | Commercial | Existing | Institutional | 511.345 | 0.31 | 8 | 0.0014059 | 0 | 373 | 392.7163 | 131.3765 | 373 | 0.35222 | 392.7163 | 373 | 1.0529 | 131.3765 | 392.7163 | 0.33453 | 131.3765 | 6.2443
Nonequipment | Bi-Level Lighting Control (Interior) | Commercial | Existing | Lodging/Hospitality | 581.87 | 0.31 | 8 | 0.0071882 | 0 | 373 | 447.0953 | 149.8228 | 373 | 0.40167 | 447.0953 | 373 | 1.1986 | 149.8228 | 447.0953 | 0.3351 | 149.8228 | 5.4875
Nonequipment | Bi-Level Lighting Control (Interior) | Commercial | Existing | Miscellaneous | 683.24 | 0.31 | 8 | 0.0018785 | 0 | 373 | 524.7327 | 175.5403 | 373 | 0.47062 | 524.7327 | 373 | 1.4068 | 175.5403 | 524.7327 | 0.33453 | 175.5403 | 4.6733
Nonequipment | Bi-Level Lighting Control (Interior) | Commercial | Existing | Offices | 504.215 | 0.31 | 8 | 0.0013863 | 0 | 373 | 387.2404 | 129.5446 | 373 | 0.3473 | 387.2404 | 373 | 1.0382 | 129.5446 | 387.2404 | 0.33453 | 129.5446 | 6.3326
Nonequipment | Bi-Level Lighting Control (Interior) | Commercial | Existing | Restaurants | 520.335 | 0.31 | 8 | 0.006428 | 0 | 373 | 399.8132 | 133.9785 | 373 | 0.35919 | 399.8132 | 373 | 1.0719 | 133.9785 | 399.8132 | 0.3351 | 133.9785 | 6.1364
Nonequipment | Bi-Level Lighting Control (Interior) | Commercial | Existing | Retail | 772.52 | 0.31 | 8 | 0.0095434 | 0 | 373 | 593.5863 | 198.9123 | 373 | 0.53328 | 593.5863 | 373 | 1.5914 | 198.9123 | 593.5863 | 0.3351 | 198.9123 | 4.1332
Nonequipment | Bi-Level Lighting Control (Interior) | Commercial | Existing | Schools K-12 | 368.745 | 0.31 | 8 | 0.0010138 | 0 | 373 | 283.1985 | 94.7392 | 373 | 0.25399 | 283.1985 | 373 | 0.75925 | 94.7392 | 283.1985 | 0.33453 | 94.7392 | 8.6591
Nonequipment | Bi-Level Lighting Control (Interior) | Commercial | Existing | Warehouse | 592.72 | 0.31 | 8 | 0.0016296 | 0 | 373 | 455.2128 | 152.2836 | 373 | 0.40827 | 455.2128 | 373 | 1.2204 | 152.2836 | 455.2128 | 0.33453 | 152.2836 | 5.387
Nonequipment | Bi-Level Lighting Control (Interior) | Commercial | New | Assembly | 445.78 | 0.31 | 8 | 0.0012256 | 0 | 373 | 342.3619 | 114.5313 | 373 | 0.30705 | 342.3619 | 373 | 0.91786 | 114.5313 | 342.3619 | 0.33453 | 114.5313 | 7.1627
Nonequipment | Bi-Level Lighting Control (Interior) | Commercial | New | College and University | 683.24 | 0.31 | 8 | 0.0018785 | 0 | 373 | 524.7327 | 175.5403 | 373 | 0.47062 | 524.7327 | 373 | 1.4068 | 175.5403 | 524.7327 | 0.33453 | 175.5403 | 4.6733
Nonequipment | Bi-Level Lighting Control (Interior) | Commercial | New | Grocery | 859.32 | 0.31 | 8 | 0.010616 | 0 | 373 | 660.2814 | 221.262 | 373 | 0.5932 | 660.2814 | 373 | 1.7702 | 221.262 | 660.2814 | 0.3351 | 221.262 | 3.7157
Nonequipment | Bi-Level Lighting Control (Interior) | Commercial | New | Healthcare | 779.34 | 0.31 | 8 | 0.0021427 | 0 | 373 | 598.5381 | 200.2306 | 373 | 0.53681 | 598.5381 | 373 | 1.6047 | 200.2306 | 598.5381 | 0.33453 | 200.2306 | 4.097
Nonequipment | Bi-Level Lighting Control (Interior) | Commercial | New | Hospitals | 1054.31 | 0.31 | 8 | 0.0028987 | 0 | 373 | 809.7169 | 270.8768 | 373 | 0.72621 | 809.7169 | 373 | 2.1708 | 270.8768 | 809.7169 | 0.33453 | 270.8768 | 3.0285
Nonequipment | Bi-Level Lighting Control (Interior) | Commercial | New | Institutional | 511.345 | 0.31 | 8 | 0.0014059 | 0 | 373 | 392.7163 | 131.3765 | 373 | 0.35222 | 392.7163 | 373 | 1.0529 | 131.3765 | 392.7163 | 0.33453 | 131.3765 | 6.2443
Nonequipment | Bi-Level Lighting Control (Interior) | Commercial | New | Lodging/Hospitality | 581.87 | 0.31 | 8 | 0.0071882 | 0 | 373 | 447.0953 | 149.8228 | 373 | 0.40167 | 447.0953 | 373 | 1.1986 | 149.8228 | 447.0953 | 0.3351 | 149.8228 | 5.4875
Nonequipment | Bi-Level Lighting Control (Interior) | Commercial | New | Miscellaneous | 683.24 | 0.31 | 8 | 0.0018785 | 0 | 373 | 524.7327 | 175.5403 | 373 | 0.47062 | 524.7327 | 373 | 1.4068 | 175.5403 | 524.7327 | 0.33453 | 175.5403 | 4.6733
Nonequipment | Bi-Level Lighting Control (Interior) | Commercial | New | Offices | 504.215 | 0.31 | 8 | 0.0013863 | 0 | 373 | 387.2404 | 129.5446 | 373 | 0.3473 | 387.2404 | 373 | 1.0382 | 129.5446 | 387.2404 | 0.33453 | 129.5446 | 6.3326
Nonequipment | Bi-Level Lighting Control (Interior) | Commercial | New | Restaurants | 520.335 | 0.31 | 8 | 0.006428 | 0 | 373 | 399.8132 | 133.9785 | 373 | 0.35919 | 399.8132 | 373 | 1.0719 | 133.9785 | 399.8132 | 0.3351 | 133.9785 | 6.1364
Nonequipment | Bi-Level Lighting Control (Interior) | Commercial | New | Retail | 772.52 | 0.31 | 8 | 0.0095434 | 0 | 373 | 593.5863 | 198.9123 | 373 | 0.53328 | 593.5863 | 373 | 1.5914 | 198.9123 | 593.5863 | 0.3351 | 198.9123 | 4.1332
Nonequipment | Bi-Level Lighting Control (Interior) | Commercial | New | Schools K-12 | 368.745 | 0.31 | 8 | 0.0010138 | 0 | 373 | 283.1985 | 94.7392 | 373 | 0.25399 | 283.1985 | 373 | 0.75925 | 94.7392 | 283.1985 | 0.33453 | 94.7392 | 8.6591
Nonequipment | Bi-Level Lighting Control (Interior) | Commercial | New | Warehouse | 592.72 | 0.31 | 8 | 0.0016296 | 0 | 373 | 455.2128 | 152.2836 | 373 | 0.40827 | 455.2128 | 373 | 1.2204 | 152.2836 | 455.2128 | 0.33453 | 152.2836 | 5.387
Nonequipment | Interior Lighting Controls | Commercial | Existing | Assembly | 402.64 | 0.28 | 8 | 0 | 0 | 156.3796 | 309.1874 | 103.8431 | 156.3796 | 0.66405 | 309.1874 | 156.3796 | 1.9772 | 103.8431 | 309.1874 | 0.33586 | 103.8431 | 3.3247
Nonequipment | Interior Lighting Controls | Commercial | Existing | College and University | 617.12 | 0.28 | 8 | 0 | 0 | 156.3796 | 473.8867 | 159.1587 | 156.3796 | 1.0178 | 473.8867 | 156.3796 | 3.0304 | 159.1587 | 473.8867 | 0.33586 | 159.1587 | 2.1692
Nonequipment | Interior Lighting Controls | Commercial | Existing | Grocery | 776.16 | 0.28 | 8 | 0 | 0 | 156.3796 | 596.0136 | 200.176 | 156.3796 | 1.2801 | 596.0136 | 156.3796 | 3.8113 | 200.176 | 596.0136 | 0.33586 | 200.176 | 1.7247
Nonequipment | Interior Lighting Controls | Commercial | Existing | Healthcare | 703.92 | 0.28 | 8 | 0 | 0 | 156.3796 | 540.5405 | 181.5449 | 156.3796 | 1.1609 | 540.5405 | 156.3796 | 3.4566 | 181.5449 | 540.5405 | 0.33586 | 181.5449 | 1.9017
Nonequipment | Interior Lighting Controls | Commercial | Existing | Hospitals | 952.28 | 0.28 | 8 | 0 | 0 | 156.3796 | 731.2563 | 245.5984 | 156.3796 | 1.5705 | 731.2563 | 156.3796 | 4.6762 | 245.5984 | 731.2563 | 0.33586 | 245.5984 | 1.4057
Nonequipment | Interior Lighting Controls | Commercial | Existing | Institutional | 461.86 | 0.28 | 8 | 0 | 0 | 156.3796 | 354.6625 | 119.1163 | 156.3796 | 0.76171 | 354.6625 | 156.3796 | 2.268 | 119.1163 | 354.6625 | 0.33586 | 119.1163 | 2.8984
Nonequipment | Interior Lighting Controls | Commercial | Existing | Lodging/Hospitality | 525.56 | 0.28 | 8 | 0 | 0 | 156.3796 | 403.5778 | 135.5449 | 156.3796 | 0.86677 | 403.5778 | 156.3796 | 2.5808 | 135.5449 | 403.5778 | 0.33586 | 135.5449 | 2.5471
Nonequipment | Interior Lighting Controls | Commercial | Existing | Miscellaneous | 617.12 | 0.28 | 8 | 0 | 0 | 156.3796 | 473.8867 | 159.1587 | 156.3796 | 1.0178 | 473.8867 | 156.3796 | 3.0304 | 159.1587 | 473.8867 | 0.33586 | 159.1587 | 2.1692
Nonequipment | Interior Lighting Controls | Commercial | Existing | Offices | 455.42 | 0.28 | 8 | 0 | 0 | 156.3796 | 349.7172 | 117.4554 | 156.3796 | 0.75109 | 349.7172 | 156.3796 | 2.2363 | 117.4554 | 349.7172 | 0.33586 | 117.4554 | 2.9394
Nonequipment | Interior Lighting Controls | Commercial | Existing | Restaurants | 469.98 | 0.28 | 8 | 0 | 0 | 156.3796 | 360.8979 | 121.2105 | 156.3796 | 0.7751 | 360.8979 | 156.3796 | 2.3078 | 121.2105 | 360.8979 | 0.33586 | 121.2105 | 2.8483
Nonequipment | Interior Lighting Controls | Commercial | Existing | Retail | 697.76 | 0.28 | 8 | 0 | 0 | 156.3796 | 535.8102 | 179.9562 | 156.3796 | 1.1508 | 535.8102 | 156.3796 | 3.4263 | 179.9562 | 535.8102 | 0.33586 | 179.9562 | 1.9185
Nonequipment | Interior Lighting Controls | Commercial | Existing | Schools K-12 | 333.06 | 0.28 | 8 | 0 | 0 | 156.3796 | 255.7569 | 85.898 | 156.3796 | 0.54929 | 255.7569 | 156.3796 | 1.6355 | 85.898 | 255.7569 | 0.33586 | 85.898 | 4.0193
Nonequipment | Interior Lighting Controls | Commercial | Existing | Warehouse | 535.36 | 0.28 | 8 | 0 | 0 | 156.3796 | 411.1032 | 138.0724 | 156.3796 | 0.88293 | 411.1032 | 156.3796 | 2.6289 | 138.0724 | 411.1032 | 0.33586 | 138.0724 | 2.5005
Nonequipment | Interior Lighting Controls | Commercial | New | Assembly | 402.64 | 0.28 | 8 | 0 | 0 | 156.3796 | 309.1874 | 103.8431 | 156.3796 | 0.66405 | 309.1874 | 156.3796 | 1.9772 | 103.8431 | 309.1874 | 0.33586 | 103.8431 | 3.3247
Nonequipment | Interior Lighting Controls | Commercial | New | College and University | 617.12 | 0.28 | 8 | 0 | 0 | 156.3796 | 473.8867 | 159.1587 | 156.3796 | 1.0178 | 473.8867 | 156.3796 | 3.0304 | 159.1587 | 473.8867 | 0.33586 | 159.1587 | 2.1692
Nonequipment | Interior Lighting Controls | Commercial | New | Grocery | 776.16 | 0.28 | 8 | 0 | 0 | 156.3796 | 596.0136 | 200.176 | 156.3796 | 1.2801 | 596.0136 | 156.3796 | 3.8113 | 200.176 | 596.0136 | 0.33586 | 200.176 | 1.7247
Nonequipment | Interior Lighting Controls | Commercial | New | Healthcare | 703.92 | 0.28 | 8 | 0 | 0 | 156.3796 | 540.5405 | 181.5449 | 156.3796 | 1.1609 | 540.5405 | 156.3796 | 3.4566 | 181.5449 | 540.5405 | 0.33586 | 181.5449 | 1.9017
Nonequipment | Interior Lighting Controls | Commercial | New | Hospitals | 952.28 | 0.28 | 8 | 0 | 0 | 156.3796 | 731.2563 | 245.5984 | 156.3796 | 1.5705 | 731.2563 | 156.3796 | 4.6762 | 245.5984 | 731.2563 | 0.33586 | 245.5984 | 1.4057
Nonequipment | Interior Lighting Controls | Commercial | New | Institutional | 461.86 | 0.28 | 8 | 0 | 0 | 156.3796 | 354.6625 | 119.1163 | 156.3796 | 0.76171 | 354.6625 | 156.3796 | 2.268 | 119.1163 | 354.6625 | 0.33586 | 119.1163 | 2.8984
Nonequipment | Interior Lighting Controls | Commercial | New | Lodging/Hospitality | 525.56 | 0.28 | 8 | 0 | 0 | 156.3796 | 403.5778 | 135.5449 | 156.3796 | 0.86677 | 403.5778 | 156.3796 | 2.5808 | 135.5449 | 403.5778 | 0.33586 | 135.5449 | 2.5471
Nonequipment | Interior Lighting Controls | Commercial | New | Miscellaneous | 617.12 | 0.28 | 8 | 0 | 0 | 156.3796 | 473.8867 | 159.1587 | 156.3796 | 1.0178 | 473.8867 | 156.3796 | 3.0304 | 159.1587 | 473.8867 | 0.33586 | 159.1587 | 2.1692
Nonequipment | Interior Lighting Controls | Commercial | New | Offices | 455.42 | 0.28 | 8 | 0 | 0 | 156.3796 | 349.7172 | 117.4554 | 156.3796 | 0.75109 | 349.7172 | 156.3796 | 2.2363 | 117.4554 | 349.7172 | 0.33586 | 117.4554 | 2.9394
Nonequipment | Interior Lighting Controls | Commercial | New | Restaurants | 469.98 | 0.28 | 8 | 0 | 0 | 156.3796 | 360.8979 | 121.2105 | 156.3796 | 0.7751 | 360.8979 | 156.3796 | 2.3078 | 121.2105 | 360.8979 | 0.33586 | 121.2105 | 2.8483
Nonequipment | Interior Lighting Controls | Commercial | New | Retail | 697.76 | 0.28 | 8 | 0 | 0 | 156.3796 | 535.8102 | 179.9562 | 156.3796 | 1.1508 | 535.8102 | 156.3796 | 3.4263 | 179.9562 | 535.8102 | 0.33586 | 179.9562 | 1.9185
Nonequipment | Interior Lighting Controls | Commercial | New | Schools K-12 | 333.06 | 0.28 | 8 | 0 | 0 | 156.3796 | 255.7569 | 85.898 | 156.3796 | 0.54929 | 255.7569 | 156.3796 | 1.6355 | 85.898 | 255.7569 | 0.33586 | 85.898 | 4.0193
Nonequipment | Interior Lighting Controls | Commercial | New | Warehouse | 535.36 | 0.28 | 8 | 0 | 0 | 156.3796 | 411.1032 | 138.0724 | 156.3796 | 0.88293 | 411.1032 | 156.3796 | 2.6289 | 138.0724 | 411.1032 | 0.33586 | 138.0724 | 2.5005
Nonequipment | Efficient Motor Belts | Commercial | Existing | Assembly | 94.8071 | 0.01105 | 10 | 0.012997 | 0.0032092 | 396.51 | 86.1961 | 29.8795 | 396.51 | 0.075356 | 86.1961 | 396.51 | 0.21739 | 29.8795 | 86.1961 | 0.34665 | 29.8795 | 35.8016
Nonequipment | Efficient Motor Belts | Commercial | Existing | College and University | 94.8071 | 0.01105 | 10 | 0.012292 | 0.010296 | 396.51 | 86.1642 | 30.5034 | 396.51 | 0.07693 | 86.1642 | 396.51 | 0.21731 | 30.5034 | 86.1642 | 0.35402 | 30.5034 | 35.8016
Nonequipment | Efficient Motor Belts | Commercial | Existing | Grocery | 94.8071 | 0.01105 | 10 | 0.012997 | 0.0032092 | 396.51 | 86.1961 | 29.8795 | 396.51 | 0.075356 | 86.1961 | 396.51 | 0.21739 | 29.8795 | 86.1961 | 0.34665 | 29.8795 | 35.8016
Nonequipment | Efficient Motor Belts | Commercial | Existing | Healthcare | 94.8071 | 0.01105 | 10 | 0.012292 | 0.010296 | 396.51 | 86.1642 | 30.5034 | 396.51 | 0.07693 | 86.1642 | 396.51 | 0.21731 | 30.5034 | 86.1642 | 0.35402 | 30.5034 | 35.8016
Nonequipment | Efficient Motor Belts | Commercial | Existing | Hospitals | 94.8071 | 0.01105 | 10 | 0.012292 | 0.010296 | 396.51 | 86.1642 | 30.5034 | 396.51 | 0.07693 | 86.1642 | 396.51 | 0.21731 | 30.5034 | 86.1642 | 0.35402 | 30.5034 | 35.8016
Nonequipment | Efficient Motor Belts | Commercial | Existing | Institutional | 94.8071 | 0.01105 | 10 | 0.012997 | 0.0032092 | 396.51 | 86.1961 | 29.8795 | 396.51 | 0.075356 | 86.1961 | 396.51 | 0.21739 | 29.8795 | 86.1961 | 0.34665 | 29.8795 | 35.8016
Nonequipment | Efficient Motor Belts | Commercial | Existing | Lodging/Hospitality | 94.8071 | 0.01105 | 10 | 0.012292 | 0.010296 | 396.51 | 86.1642 | 30.5034 | 396.51 | 0.07693 | 86.1642 | 396.51 | 0.21731 | 30.5034 | 86.1642 | 0.35402 | 30.5034 | 35.8016
Nonequipment | Efficient Motor Belts | Commercial | Existing | Miscellaneous | 94.8071 | 0.01105 | 10 | 0.012997 | 0.0032092 | 396.51 | 86.1961 | 29.8795 | 396.51 | 0.075356 | 86.1961 | 396.51 | 0.21739 | 29.8795 | 86.1961 | 0.34665 | 29.8795 | 35.8016
Nonequipment | Efficient Motor Belts | Commercial | Existing | Offices | 94.8071 | 0.01105 | 10 | 0.012997 | 0.0032092 | 396.51 | 86.1961 | 29.8795 | 396.51 | 0.075356 | 86.1961 | 396.51 | 0.21739 | 29.8795 | 86.1961 | 0.34665 | 29.8795 | 35.8016
Nonequipment | Efficient Motor Belts | Commercial | Existing | Restaurants | 94.8071 | 0.01105 | 10 | 0.012292 | 0.010296 | 396.51 | 86.1642 | 30.5034 | 396.51 | 0.07693 | 86.1642 | 396.51 | 0.21731 | 30.5034 | 86.1642 | 0.35402 | 30.5034 | 35.8016
Nonequipment | Efficient Motor Belts | Commercial | Existing | Retail | 94.8071 | 0.01105 | 10 | 0.012997 | 0.0032092 | 396.51 | 86.1961 | 29.8795 | 396.51 | 0.075356 | 86.1961 | 396.51 | 0.21739 | 29.8795 | 86.1961 | 0.34665 | 29.8795 | 35.8016
Nonequipment | Efficient Motor Belts | Commercial | Existing | Schools K-12 | 94.8071 | 0.01105 | 10 | 0.012292 | 0.010296 | 396.51 | 86.1642 | 30.5034 | 396.51 | 0.07693 | 86.1642 | 396.51 | 0.21731 | 30.5034 | 86.1642 | 0.35402 | 30.5034 | 35.8016
Nonequipment | Efficient Motor Belts | Commercial | Existing | Warehouse | 94.8071 | 0.01105 | 10 | 0.012997 | 0.0032092 | 396.51 | 86.1961 | 29.8795 | 396.51 | 0.075356 | 86.1961 | 396.51 | 0.21739 | 29.8795 | 86.1961 | 0.34665 | 29.8795 | 35.8016
Nonequipment | Efficient Motor Belts | Commercial | New | Assembly | 94.8071 | 0.01105 | 10 | 0.012997 | 0.0032092 | 396.51 | 86.1961 | 29.8795 | 396.51 | 0.075356 | 86.1961 | 396.51 | 0.21739 | 29.8795 | 86.1961 | 0.34665 | 29.8795 | 35.8016
Nonequipment | Efficient Motor Belts | Commercial | New | College and University | 94.8071 | 0.01105 | 10 | 0.012292 | 0.010296 | 396.51 | 86.1642 | 30.5034 | 396.51 | 0.07693 | 86.1642 | 396.51 | 0.21731 | 30.5034 | 86.1642 | 0.35402 | 30.5034 | 35.8016
Nonequipment | Efficient Motor Belts | Commercial | New | Grocery | 94.8071 | 0.01105 | 10 | 0.012997 | 0.0032092 | 396.51 | 86.1961 | 29.8795 | 396.51 | 0.075356 | 86.1961 | 396.51 | 0.21739 | 29.8795 | 86.1961 | 0.34665 | 29.8795 | 35.8016
Nonequipment | Efficient Motor Belts | Commercial | New | Healthcare | 94.8071 | 0.01105 | 10 | 0.012292 | 0.010296 | 396.51 | 86.1642 | 30.5034 | 396.51 | 0.07693 | 86.1642 | 396.51 | 0.21731 | 30.5034 | 86.1642 | 0.35402 | 30.5034 | 35.8016
Nonequipment | Efficient Motor Belts | Commercial | New | Hospitals | 94.8071 | 0.01105 | 10 | 0.012292 | 0.010296 | 396.51 | 86.1642 | 30.5034 | 396.51 | 0.07693 | 86.1642 | 396.51 | 0.21731 | 30.5034 | 86.1642 | 0.35402 | 30.5034 | 35.8016
Nonequipment | Efficient Motor Belts | Commercial | New | Institutional | 94.8071 | 0.01105 | 10 | 0.012997 | 0.0032092 | 396.51 | 86.1961 | 29.8795 | 396.51 | 0.075356 | 86.1961 | 396.51 | 0.21739 | 29.8795 | 86.1961 | 0.34665 | 29.8795 | 35.8016
Nonequipment | Efficient Motor Belts | Commercial | New | Lodging/Hospitality | 94.8071 | 0.01105 | 10 | 0.012292 | 0.010296 | 396.51 | 86.1642 | 30.5034 | 396.51 | 0.07693 | 86.1642 | 396.51 | 0.21731 | 30.5034 | 86.1642 | 0.35402 | 30.5034 | 35.8016
Nonequipment | Efficient Motor Belts | Commercial | New | Miscellaneous | 94.8071 | 0.01105 | 10 | 0.012997 | 0.0032092 | 396.51 | 86.1961 | 29.8795 | 396.51 | 0.075356 | 86.1961 | 396.51 | 0.21739 | 29.8795 | 86.1961 | 0.34665 | 29.8795 | 35.8016
Nonequipment | Efficient Motor Belts | Commercial | New | Offices | 94.8071 | 0.01105 | 10 | 0.012997 | 0.0032092 | 396.51 | 86.1961 | 29.8795 | 396.51 | 0.075356 | 86.1961 | 396.51 | 0.21739 | 29.8795 | 86.1961 | 0.34665 | 29.8795 | 35.8016
Nonequipment | Efficient Motor Belts | Commercial | New | Restaurants | 94.8071 | 0.01105 | 10 | 0.012292 | 0.010296 | 396.51 | 86.1642 | 30.5034 | 396.51 | 0.07693 | 86.1642 | 396.51 | 0.21731 | 30.5034 | 86.1642 | 0.35402 | 30.5034 | 35.8016
Nonequipment | Efficient Motor Belts | Commercial | New | Retail | 94.8071 | 0.01105 | 10 | 0.012997 | 0.0032092 | 396.51 | 86.1961 | 29.8795 | 396.51 | 0.075356 | 86.1961 | 396.51 | 0.21739 | 29.8795 | 86.1961 | 0.34665 | 29.8795 | 35.8016
Nonequipment | Efficient Motor Belts | Commercial | New | Schools K-12 | 94.8071 | 0.01105 | 10 | 0.012292 | 0.010296 | 396.51 | 86.1642 | 30.5034 | 396.51 | 0.07693 | 86.1642 | 396.51 | 0.21731 | 30.5034 | 86.1642 | 0.35402 | 30.5034 | 35.8016
Nonequipment | Efficient Motor Belts | Commercial | New | Warehouse | 94.8071 | 0.01105 | 10 | 0.012997 | 0.0032092 | 396.51 | 86.1961 | 29.8795 | 396.51 | 0.075356 | 86.1961 | 396.51 | 0.21739 | 29.8795 | 86.1961 | 0.34665 | 29.8795 | 35.8016
Nonequipment | Engine Block Timer | Commercial | Existing | Assembly | 259.2 | 0.36 | 5 | 0 | 0 | 78.49 | 136.7344 | 42.3203 | 78.49 | 0.53918 | 136.7344 | 78.49 | 1.7421 | 42.3203 | 136.7344 | 0.30951 | 42.3203 | 2.5922
Nonequipment | Engine Block Timer | Commercial | Existing | College and University | 259.2 | 0.36 | 5 | 0.032279 | 0.032279 | 78.49 | 137.589 | 48.0383 | 78.49 | 0.61203 | 137.589 | 78.49 | 1.7529 | 48.0383 | 137.589 | 0.34914 | 48.0383 | 2.5922
Nonequipment | Engine Block Timer | Commercial | Existing | Grocery | 259.2 | 0.36 | 5 | 0 | 0 | 78.49 | 136.7344 | 42.3203 | 78.49 | 0.53918 | 136.7344 | 78.49 | 1.7421 | 42.3203 | 136.7344 | 0.30951 | 42.3203 | 2.5922
Nonequipment | Engine Block Timer | Commercial | Existing | Healthcare | 259.2 | 0.36 | 5 | 0 | 0 | 78.49 | 136.7344 | 42.3203 | 78.49 | 0.53918 | 136.7344 | 78.49 | 1.7421 | 42.3203 | 136.7344 | 0.30951 | 42.3203 | 2.5922
Nonequipment | Engine Block Timer | Commercial | Existing | Hospitals | 259.2 | 0.36 | 5 | 0.032279 | 0.032279 | 78.49 | 137.589 | 48.0383 | 78.49 | 0.61203 | 137.589 | 78.49 | 1.7529 | 48.0383 | 137.589 | 0.34914 | 48.0383 | 2.5922
Nonequipment | Engine Block Timer | Commercial | Existing | Institutional | 259.2 | 0.36 | 5 | 0.012328 | 0.012951 | 78.49 | 137.0608 | 43.907 | 78.49 | 0.5594 | 137.0608 | 78.49 | 1.7462 | 43.907 | 137.0608 | 0.32035 | 43.907 | 2.5922
Nonequipment | Engine Block Timer | Commercial | Existing | Lodging/Hospitality | 259.2 | 0.36 | 5 | 0 | 0 | 78.49 | 136.7344 | 42.3203 | 78.49 | 0.53918 | 136.7344 | 78.49 | 1.7421 | 42.3203 | 136.7344 | 0.30951 | 42.3203 | 2.5922
Nonequipment | Engine Block Timer | Commercial | Existing | Miscellaneous | 259.2 | 0.36 | 5 | 0.012328 | 0.012951 | 78.49 | 137.0608 | 43.907 | 78.49 | 0.5594 | 137.0608 | 78.49 | 1.7462 | 43.907 | 137.0608 | 0.32035 | 43.907 | 2.5922
Nonequipment | Engine Block Timer | Commercial | Existing | Offices | 259.2 | 0.36 | 5 | 0.012328 | 0.012951 | 78.49 | 137.0608 | 43.907 | 78.49 | 0.5594 | 137.0608 | 78.49 | 1.7462 | 43.907 | 137.0608 | 0.32035 | 43.907 | 2.5922
Nonequipment | Engine Block Timer | Commercial | Existing | Restaurants | 259.2 | 0.36 | 5 | 0.012328 | 0.012951 | 78.49 | 137.0608 | 43.907 | 78.49 | 0.5594 | 137.0608 | 78.49 | 1.7462 | 43.907 | 137.0608 | 0.32035 | 43.907 | 2.5922
Nonequipment | Engine Block Timer | Commercial | Existing | Retail | 259.2 | 0.36 | 5 | 0.012328 | 0.012951 | 78.49 | 137.0608 | 43.907 | 78.49 | 0.5594 | 137.0608 | 78.49 | 1.7462 | 43.907 | 137.0608 | 0.32035 | 43.907 | 2.5922
Nonequipment | Engine Block Timer | Commercial | Existing | Schools K-12 | 259.2 | 0.36 | 5 | 0.012328 | 0.012951 | 78.49 | 137.0608 | 43.907 | 78.49 | 0.5594 | 137.0608 | 78.49 | 1.7462 | 43.907 | 137.0608 | 0.32035 | 43.907 | 2.5922
Nonequipment | Engine Block Timer | Commercial | Existing | Warehouse | 259.2 | 0.36 | 5 | 0.012328 | 0.012951 | 78.49 | 137.0608 | 43.907 | 78.49 | 0.5594 | 137.0608 | 78.49 | 1.7462 | 43.907 | 137.0608 | 0.32035 | 43.907 | 2.5922
Nonequipment | Engine Block Timer | Commercial | New | Assembly | 259.2 | 0.36 | 5 | 0 | 0 | 78.49 | 136.7344 | 42.3203 | 78.49 | 0.53918 | 136.7344 | 78.49 | 1.7421 | 42.3203 | 136.7344 | 0.30951 | 42.3203 | 2.5922
Nonequipment | Engine Block Timer | Commercial | New | College and University | 259.2 | 0.36 | 5 | 0.032279 | 0.032279 | 78.49 | 137.589 | 48.0383 | 78.49 | 0.61203 | 137.589 | 78.49 | 1.7529 | 48.0383 | 137.589 | 0.34914 | 48.0383 | 2.5922
Nonequipment | Engine Block Timer | Commercial | New | Grocery | 259.2 | 0.36 | 5 | 0 | 0 | 78.49 | 136.7344 | 42.3203 | 78.49 | 0.53918 | 136.7344 | 78.49 | 1.7421 | 42.3203 | 136.7344 | 0.30951 | 42.3203 | 2.5922
Nonequipment | Engine Block Timer | Commercial | New | Healthcare | 259.2 | 0.36 | 5 | 0 | 0 | 78.49 | 136.7344 | 42.3203 | 78.49 | 0.53918 | 136.7344 | 78.49 | 1.7421 | 42.3203 | 136.7344 | 0.30951 | 42.3203 | 2.5922
Nonequipment | Engine Block Timer | Commercial | New | Hospitals | 259.2 | 0.36 | 5 | 0.032279 | 0.032279 | 78.49 | 137.589 | 48.0383 | 78.49 | 0.61203 | 137.589 | 78.49 | 1.7529 | 48.0383 | 137.589 | 0.34914 | 48.0383 | 2.5922
Nonequipment | Engine Block Timer | Commercial | New | Institutional | 259.2 | 0.36 | 5 | 0.012328 | 0.012951 | 78.49 | 137.0608 | 43.907 | 78.49 | 0.5594 | 137.0608 | 78.49 | 1.7462 | 43.907 | 137.0608 | 0.32035 | 43.907 | 2.5922
Nonequipment | Engine Block Timer | Commercial | New | Lodging/Hospitality | 259.2 | 0.36 | 5 | 0 | 0 | 78.49 | 136.7344 | 42.3203 | 78.49 | 0.53918 | 136.7344 | 78.49 | 1.7421 | 42.3203 | 136.7344 | 0.30951 | 42.3203 | 2.5922
Nonequipment | Engine Block Timer | Commercial | New | Miscellaneous | 259.2 | 0.36 | 5 | 0.012328 | 0.012951 | 78.49 | 137.0608 | 43.907 | 78.49 | 0.5594 | 137.0608 | 78.49 | 1.7462 | 43.907 | 137.0608 | 0.32035 | 43.907 | 2.5922
Nonequipment | Engine Block Timer | Commercial | New | Offices | 259.2 | 0.36 | 5 | 0.012328 | 0.012951 | 78.49 | 137.0608 | 43.907 | 78.49 | 0.5594 | 137.0608 | 78.49 | 1.7462 | 43.907 | 137.0608 | 0.32035 | 43.907 | 2.5922
Nonequipment | Engine Block Timer | Commercial | New | Restaurants | 259.2 | 0.36 | 5 | 0.012328 | 0.012951 | 78.49 | 137.0608 | 43.907 | 78.49 | 0.5594 | 137.0608 | 78.49 | 1.7462 | 43.907 | 137.0608 | 0.32035 | 43.907 | 2.5922
Nonequipment | Engine Block Timer | Commercial | New | Retail | 259.2 | 0.36 | 5 | 0.012328 | 0.012951 | 78.49 | 137.0608 | 43.907 | 78.49 | 0.5594 | 137.0608 | 78.49 | 1.7462 | 43.907 | 137.0608 | 0.32035 | 43.907 | 2.5922
Nonequipment | Engine Block Timer | Commercial | New | Schools K-12 | 259.2 | 0.36 | 5 | 0.012328 | 0.012951 | 78.49 | 137.0608 | 43.907 | 78.49 | 0.5594 | 137.0608 | 78.49 | 1.7462 | 43.907 | 137.0608 | 0.32035 | 43.907 | 2.5922
Nonequipment | Engine Block Timer | Commercial | New | Warehouse | 259.2 | 0.36 | 5 | 0.012328 | 0.012951 | 78.49 | 137.0608 | 43.907 | 78.49 | 0.5594 | 137.0608 | 78.49 | 1.7462 | 43.907 | 137.0608 | 0.32035 | 43.907 | 2.5922
Nonequipment | Regenerative Drive Elevator Motor | Commercial | Existing | Assembly | 2027.9355 | 0.062105 | 13 | 0.28225 | 0.025857 | 10000 | 2193.2883 | 753.8474 | 10000 | 0.075385 | 2193.2883 | 10000 | 0.21933 | 753.8474 | 2193.2883 | 0.34371 | 753.8474 | 42.2119
Nonequipment | Regenerative Drive Elevator Motor | Commercial | Existing | College and University | 2027.9355 | 0.062105 | 13 | 0.26293 | 0.22024 | 10000 | 2192.2468 | 774.0186 | 10000 | 0.077402 | 2192.2468 | 10000 | 0.21922 | 774.0186 | 2192.2468 | 0.35307 | 774.0186 | 42.2119
Nonequipment | Regenerative Drive Elevator Motor | Commercial | Existing | Grocery | 2027.9355 | 0.062105 | 13 | 0.28225 | 0.025857 | 10000 | 2193.2883 | 753.8474 | 10000 | 0.075385 | 2193.2883 | 10000 | 0.21933 | 753.8474 | 2193.2883 | 0.34371 | 753.8474 | 42.2119
Nonequipment | Regenerative Drive Elevator Motor | Commercial | Existing | Healthcare | 2027.9355 | 0.062105 | 13 | 0.26293 | 0.22024 | 10000 | 2192.2468 | 774.0186 | 10000 | 0.077402 | 2192.2468 | 10000 | 0.21922 | 774.0186 | 2192.2468 | 0.35307 | 774.0186 | 42.2119
Nonequipment | Regenerative Drive Elevator Motor | Commercial | Existing | Hospitals | 2027.9355 | 0.062105 | 13 | 0.26293 | 0.22024 | 10000 | 2192.2468 | 774.0186 | 10000 | 0.077402 | 2192.2468 | 10000 | 0.21922 | 774.0186 | 2192.2468 | 0.35307 | 774.0186 | 42.2119
Nonequipment | Regenerative Drive Elevator Motor | Commercial | Existing | Institutional | 2027.9355 | 0.062105 | 13 | 0.28225 | 0.025857 | 10000 | 2193.2883 | 753.8474 | 10000 | 0.075385 | 2193.2883 | 10000 | 0.21933 | 753.8474 | 2193.2883 | 0.34371 | 753.8474 | 42.2119
Nonequipment | Regenerative Drive Elevator Motor | Commercial | Existing | Lodging/Hospitality | 2027.9355 | 0.062105 | 13 | 0.26293 | 0.22024 | 10000 | 2192.2468 | 774.0186 | 10000 | 0.077402 | 2192.2468 | 10000 | 0.21922 | 774.0186 | 2192.2468 | 0.35307 | 774.0186 | 42.2119
Nonequipment | Regenerative Drive Elevator Motor | Commercial | Existing | Miscellaneous | 2027.9355 | 0.062105 | 13 | 0.28225 | 0.025857 | 10000 | 2193.2883 | 753.8474 | 10000 | 0.075385 | 2193.2883 | 10000 | 0.21933 | 753.8474 | 2193.2883 | 0.34371 | 753.8474 | 42.2119
Nonequipment | Regenerative Drive Elevator Motor | Commercial | Existing | Offices | 2027.9355 | 0.062105 | 13 | 0.28225 | 0.025857 | 10000 | 2193.2883 | 753.8474 | 10000 | 0.075385 | 2193.2883 | 10000 | 0.21933 | 753.8474 | 2193.2883 | 0.34371 | 753.8474 | 42.2119
Nonequipment | Regenerative Drive Elevator Motor | Commercial | Existing | Restaurants | 2027.9355 | 0.062105 | 13 | 0.26293 | 0.22024 | 10000 | 2192.2468 | 774.0186 | 10000 | 0.077402 | 2192.2468 | 10000 | 0.21922 | 774.0186 | 2192.2468 | 0.35307 | 774.0186 | 42.2119
Nonequipment | Regenerative Drive Elevator Motor | Commercial | Existing | Retail | 2027.9355 | 0.062105 | 13 | 0.28225 | 0.025857 | 10000 | 2193.2883 | 753.8474 | 10000 | 0.075385 | 2193.2883 | 10000 | 0.21933 | 753.8474 | 2193.2883 | 0.34371 | 753.8474 | 42.2119
Nonequipment | Regenerative Drive Elevator Motor | Commercial | Existing | Schools K-12 | 2027.9355 | 0.062105 | 13 | 0.26293 | 0.22024 | 10000 | 2192.2468 | 774.0186 | 10000 | 0.077402 | 2192.2468 | 10000 | 0.21922 | 774.0186 | 2192.2468 | 0.35307 | 774.0186 | 42.2119
Nonequipment | Regenerative Drive Elevator Motor | Commercial | Existing | Warehouse | 2027.9355 | 0.062105 | 13 | 0.28225 | 0.025857 | 10000 | 2193.2883 | 753.8474 | 10000 | 0.075385 | 2193.2883 | 10000 | 0.21933 | 753.8474 | 2193.2883 | 0.34371 | 753.8474 | 42.2119
Nonequipment | Regenerative Drive Elevator Motor | Commercial | New | Assembly | 2027.9355 | 0.062105 | 13 | 0.28225 | 0.025857 | 10000 | 2193.2883 | 753.8474 | 10000 | 0.075385 | 2193.2883 | 10000 | 0.21933 | 753.8474 | 2193.2883 | 0.34371 | 753.8474 | 42.2119
Nonequipment | Regenerative Drive Elevator Motor | Commercial | New | College and University | 2027.9355 | 0.062105 | 13 | 0.26293 | 0.22024 | 10000 | 2192.2468 | 774.0186 | 10000 | 0.077402 | 2192.2468 | 10000 | 0.21922 | 774.0186 | 2192.2468 | 0.35307 | 774.0186 | 42.2119
Nonequipment | Regenerative Drive Elevator Motor | Commercial | New | Grocery | 2027.9355 | 0.062105 | 13 | 0.28225 | 0.025857 | 10000 | 2193.2883 | 753.8474 | 10000 | 0.075385 | 2193.2883 | 10000 | 0.21933 | 753.8474 | 2193.2883 | 0.34371 | 753.8474 | 42.2119
Nonequipment | Regenerative Drive Elevator Motor | Commercial | New | Healthcare | 2027.9355 | 0.062105 | 13 | 0.26293 | 0.22024 | 10000 | 2192.2468 | 774.0186 | 10000 | 0.077402 | 2192.2468 | 10000 | 0.21922 | 774.0186 | 2192.2468 | 0.35307 | 774.0186 | 42.2119
Nonequipment | Regenerative Drive Elevator Motor | Commercial | New | Hospitals | 2027.9355 | 0.062105 | 13 | 0.26293 | 0.22024 | 10000 | 2192.2468 | 774.0186 | 10000 | 0.077402 | 2192.2468 | 10000 | 0.21922 | 774.0186 | 2192.2468 | 0.35307 | 774.0186 | 42.2119
Nonequipment | Regenerative Drive Elevator Motor | Commercial | New | Institutional | 2027.9355 | 0.062105 | 13 | 0.28225 | 0.025857 | 10000 | 2193.2883 | 753.8474 | 10000 | 0.075385 | 2193.2883 | 10000 | 0.21933 | 753.8474 | 2193.2883 | 0.34371 | 753.8474 | 42.2119
Nonequipment | Regenerative Drive Elevator Motor | Commercial | New | Lodging/Hospitality | 2027.9355 | 0.062105 | 13 | 0.26293 | 0.22024 | 10000 | 2192.2468 | 774.0186 | 10000 | 0.077402 | 2192.2468 | 10000 | 0.21922 | 774.0186 | 2192.2468 | 0.35307 | 774.0186 | 42.2119
Nonequipment | Regenerative Drive Elevator Motor | Commercial | New | Miscellaneous | 2027.9355 | 0.062105 | 13 | 0.28225 | 0.025857 | 10000 | 2193.2883 | 753.8474 | 10000 | 0.075385 | 2193.2883 | 10000 | 0.21933 | 753.8474 | 2193.2883 | 0.34371 | 753.8474 | 42.2119
Nonequipment | Regenerative Drive Elevator Motor | Commercial | New | Offices | 2027.9355 | 0.062105 | 13 | 0.28225 | 0.025857 | 10000 | 2193.2883 | 753.8474 | 10000 | 0.075385 | 2193.2883 | 10000 | 0.21933 | 753.8474 | 2193.2883 | 0.34371 | 753.8474 | 42.2119
Nonequipment | Regenerative Drive Elevator Motor | Commercial | New | Restaurants | 2027.9355 | 0.062105 | 13 | 0.26293 | 0.22024 | 10000 | 2192.2468 | 774.0186 | 10000 | 0.077402 | 2192.2468 | 10000 | 0.21922 | 774.0186 | 2192.2468 | 0.35307 | 774.0186 | 42.2119
Nonequipment | Regenerative Drive Elevator Motor | Commercial | New | Retail | 2027.9355 | 0.062105 | 13 | 0.28225 | 0.025857 | 10000 | 2193.2883 | 753.8474 | 10000 | 0.075385 | 2193.2883 | 10000 | 0.21933 | 753.8474 | 2193.2883 | 0.34371 | 753.8474 | 42.2119
Nonequipment | Regenerative Drive Elevator Motor | Commercial | New | Schools K-12 | 2027.9355 | 0.062105 | 13 | 0.26293 | 0.22024 | 10000 | 2192.2468 | 774.0186 | 10000 | 0.077402 | 2192.2468 | 10000 | 0.21922 | 774.0186 | 2192.2468 | 0.35307 | 774.0186 | 42.2119
Nonequipment | Regenerative Drive Elevator Motor | Commercial | New | Warehouse | 2027.9355 | 0.062105 | 13 | 0.28225 | 0.025857 | 10000 | 2193.2883 | 753.8474 | 10000 | 0.075385 | 2193.2883 | 10000 | 0.21933 | 753.8474 | 2193.2883 | 0.34371 | 753.8474 | 42.2119
Nonequipment | VSD Controlled Compressor | Commercial | Existing | Assembly | 13160.16 | 0.20787 | 15 | 1.9843 | 0.92875 | 3986 | 15515.985 | 5419.0546 | 3986 | 1.3595 | 15515.985 | 3986 | 3.8926 | 5419.0546 | 15515.985 | 0.34926 | 5419.0546 | 2.5928
Nonequipment | VSD Controlled Compressor | Commercial | Existing | College and University | 13160.16 | 0.20787 | 15 | 1.7063 | 1.4292 | 3986 | 15499.6543 | 5456.1804 | 3986 | 1.3688 | 15499.6543 | 3986 | 3.8885 | 5456.1804 | 15499.6543 | 0.35202 | 5456.1804 | 2.5928
Nonequipment | VSD Controlled Compressor | Commercial | Existing | Grocery | 13160.16 | 0.20787 | 15 | 1.9843 | 0.92875 | 3986 | 15515.985 | 5419.0546 | 3986 | 1.3595 | 15515.985 | 3986 | 3.8926 | 5419.0546 | 15515.985 | 0.34926 | 5419.0546 | 2.5928
Nonequipment | VSD Controlled Compressor | Commercial | Existing | Healthcare | 13160.16 | 0.20787 | 15 | 1.7063 | 1.4292 | 3986 | 15499.6543 | 5456.1804 | 3986 | 1.3688 | 15499.6543 | 3986 | 3.8885 | 5456.1804 | 15499.6543 | 0.35202 | 5456.1804 | 2.5928
Nonequipment | VSD Controlled Compressor | Commercial | Existing | Hospitals | 13160.16 | 0.20787 | 15 | 1.7063 | 1.4292 | 3986 | 15499.6543 | 5456.1804 | 3986 | 1.3688 | 15499.6543 | 3986 | 3.8885 | 5456.1804 | 15499.6543 | 0.35202 | 5456.1804 | 2.5928
Nonequipment | VSD Controlled Compressor | Commercial | Existing | Institutional | 13160.16 | 0.20787 | 15 | 1.9843 | 0.92875 | 3986 | 15515.985 | 5419.0546 | 3986 | 1.3595 | 15515.985 | 3986 | 3.8926 | 5419.0546 | 15515.985 | 0.34926 | 5419.0546 | 2.5928
Nonequipment | VSD Controlled Compressor | Commercial | Existing | Lodging/Hospitality | 13160.16 | 0.20787 | 15 | 1.7063 | 1.4292 | 3986 | 15499.6543 | 5456.1804 | 3986 | 1.3688 | 15499.6543 | 3986 | 3.8885 | 5456.1804 | 15499.6543 | 0.35202 | 5456.1804 | 2.5928
Nonequipment | VSD Controlled Compressor | Commercial | Existing | Miscellaneous | 13160.16 | 0.20787 | 15 | 1.9843 | 0.92875 | 3986 | 15515.985 | 5419.0546 | 3986 | 1.3595 | 15515.985 | 3986 | 3.8926 | 5419.0546 | 15515.985 | 0.34926 | 5419.0546 | 2.5928
Nonequipment | VSD Controlled Compressor | Commercial | Existing | Offices | 13160.16 | 0.20787 | 15 | 1.9843 | 0.92875 | 3986 | 15515.985 | 5419.0546 | 3986 | 1.3595 | 15515.985 | 3986 | 3.8926 | 5419.0546 | 15515.985 | 0.34926 | 5419.0546 | 2.5928
Nonequipment | VSD Controlled Compressor | Commercial | Existing | Restaurants | 13160.16 | 0.20787 | 15 | 1.7063 | 1.4292 | 3986 | 15499.6543 | 5456.1804 | 3986 | 1.3688 | 15499.6543 | 3986 | 3.8885 | 5456.1804 | 15499.6543 | 0.35202 | 5456.1804 | 2.5928
Nonequipment | VSD Controlled Compressor | Commercial | Existing | Retail | 13160.16 | 0.20787 | 15 | 1.9843 | 0.92875 | 3986 | 15515.985 | 5419.0546 | 3986 | 1.3595 | 15515.985 | 3986 | 3.8926 | 5419.0546 | 15515.985 | 0.34926 | 5419.0546 | 2.5928
Nonequipment | VSD Controlled Compressor | Commercial | Existing | Schools K-12 | 13160.16 | 0.20787 | 15 | 1.7063 | 1.4292 | 3986 | 15499.6543 | 5456.1804 | 3986 | 1.3688 | 15499.6543 | 3986 | 3.8885 | 5456.1804 | 15499.6543 | 0.35202 | 5456.1804 | 2.5928
Nonequipment | VSD Controlled Compressor | Commercial | Existing | Warehouse | 13160.16 | 0.20787 | 15 | 1.9843 | 0.92875 | 3986 | 15515.985 | 5419.0546 | 3986 | 1.3595 | 15515.985 | 3986 | 3.8926 | 5419.0546 | 15515.985 | 0.34926 | 5419.0546 | 2.5928
Nonequipment | VSD Controlled Compressor | Commercial | New | Assembly | 13160.16 | 0.20787 | 15 | 1.9843 | 0.92875 | 3986 | 15515.985 | 5419.0546 | 3986 | 1.3595 | 15515.985 | 3986 | 3.8926 | 5419.0546 | 15515.985 | 0.34926 | 5419.0546 | 2.5928
Nonequipment | VSD Controlled Compressor | Commercial | New | College and University | 13160.16 | 0.20787 | 15 | 1.7063 | 1.4292 | 3986 | 15499.6543 | 5456.1804 | 3986 | 1.3688 | 15499.6543 | 3986 | 3.8885 | 5456.1804 | 15499.6543 | 0.35202 | 5456.1804 | 2.5928
Nonequipment | VSD Controlled Compressor | Commercial | New | Grocery | 13160.16 | 0.20787 | 15 | 1.9843 | 0.92875 | 3986 | 15515.985 | 5419.0546 | 3986 | 1.3595 | 15515.985 | 3986 | 3.8926 | 5419.0546 | 15515.985 | 0.34926 | 5419.0546 | 2.5928
Nonequipment | VSD Controlled Compressor | Commercial | New | Healthcare | 13160.16 | 0.20787 | 15 | 1.7063 | 1.4292 | 3986 | 15499.6543 | 5456.1804 | 3986 | 1.3688 | 15499.6543 | 3986 | 3.8885 | 5456.1804 | 15499.6543 | 0.35202 | 5456.1804 | 2.5928
Nonequipment | VSD Controlled Compressor | Commercial | New | Hospitals | 13160.16 | 0.20787 | 15 | 1.7063 | 1.4292 | 3986 | 15499.6543 | 5456.1804 | 3986 | 1.3688 | 15499.6543 | 3986 | 3.8885 | 5456.1804 | 15499.6543 | 0.35202 | 5456.1804 | 2.5928
Nonequipment | VSD Controlled Compressor | Commercial | New | Institutional | 13160.16 | 0.20787 | 15 | 1.9843 | 0.92875 | 3986 | 15515.985 | 5419.0546 | 3986 | 1.3595 | 15515.985 | 3986 | 3.8926 | 5419.0546 | 15515.985 | 0.34926 | 5419.0546 | 2.5928
Nonequipment | VSD Controlled Compressor | Commercial | New | Lodging/Hospitality | 13160.16 | 0.20787 | 15 | 1.7063 | 1.4292 | 3986 | 15499.6543 | 5456.1804 | 3986 | 1.3688 | 15499.6543 | 3986 | 3.8885 | 5456.1804 | 15499.6543 | 0.35202 | 5456.1804 | 2.5928
Nonequipment | VSD Controlled Compressor | Commercial | New | Miscellaneous | 13160.16 | 0.20787 | 15 | 1.9843 | 0.92875 | 3986 | 15515.985 | 5419.0546 | 3986 | 1.3595 | 15515.985 | 3986 | 3.8926 | 5419.0546 | 15515.985 | 0.34926 | 5419.0546 | 2.5928
Nonequipment | VSD Controlled Compressor | Commercial | New | Offices | 13160.16 | 0.20787 | 15 | 1.9843 | 0.92875 | 3986 | 15515.985 | 5419.0546 | 3986 | 1.3595 | 15515.985 | 3986 | 3.8926 | 5419.0546 | 15515.985 | 0.34926 | 5419.0546 | 2.5928
Nonequipment | VSD Controlled Compressor | Commercial | New | Restaurants | 13160.16 | 0.20787 | 15 | 1.7063 | 1.4292 | 3986 | 15499.6543 | 5456.1804 | 3986 | 1.3688 | 15499.6543 | 3986 | 3.8885 | 5456.1804 | 15499.6543 | 0.35202 | 5456.1804 | 2.5928
Nonequipment | VSD Controlled Compressor | Commercial | New | Retail | 13160.16 | 0.20787 | 15 | 1.9843 | 0.92875 | 3986 | 15515.985 | 5419.0546 | 3986 | 1.3595 | 15515.985 | 3986 | 3.8926 | 5419.0546 | 15515.985 | 0.34926 | 5419.0546 | 2.5928
Nonequipment | VSD Controlled Compressor | Commercial | New | Schools K-12 | 13160.16 | 0.20787 | 15 | 1.7063 | 1.4292 | 3986 | 15499.6543 | 5456.1804 | 3986 | 1.3688 | 15499.6543 | 3986 | 3.8885 | 5456.1804 | 15499.6543 | 0.35202 | 5456.1804 | 2.5928
Nonequipment | VSD Controlled Compressor | Commercial | New | Warehouse | 13160.16 | 0.20787 | 15 | 1.9843 | 0.92875 | 3986 | 15515.985 | 5419.0546 | 3986 | 1.3595 | 15515.985 | 3986 | 3.8926 | 5419.0546 | 15515.985 | 0.34926 | 5419.0546 | 2.5928
Nonequipment | Network PC Power Management | Commercial | Existing | Assembly | 2661.0035 | 0.56497 | 5 | 0.39582 | 0 | 638 | 1414.2253 | 519.9879 | 638 | 0.81503 | 1414.2253 | 638 | 2.2167 | 519.9879 | 1414.2253 | 0.36768 | 519.9879 | 2.0524
Nonequipment | Network PC Power Management | Commercial | Existing | College and University | 6992.2928 | 0.56497 | 5 | 0.93955 | 0.81114 | 1653 | 3713.4834 | 1300.2216 | 1653 | 0.78658 | 3713.4834 | 1653 | 2.2465 | 1300.2216 | 3713.4834 | 0.35014 | 1300.2216 | 2.0237
Nonequipment | Network PC Power Management | Commercial | Existing | Grocery | 3386.2106 | 0.56497 | 5 | 0.5037 | 0.3508 | 812 | 1799.6461 | 643.3156 | 812 | 0.79226 | 1799.6461 | 812 | 2.2163 | 643.3156 | 1799.6461 | 0.35747 | 643.3156 | 2.0527
Nonequipment | Network PC Power Management | Commercial | Existing | Healthcare | 4758.9388 | 0.56497 | 5 | 0.70789 | 0.49301 | 1131 | 2529.2005 | 904.1078 | 1131 | 0.79939 | 2529.2005 | 1131 | 2.2363 | 904.1078 | 2529.2005 | 0.35747 | 904.1078 | 2.0344
Nonequipment | Network PC Power Management | Commercial | Existing | Hospitals | 41742.7 | 0.56497 | 5 | 5.6089 | 4.8423 | 9773 | 22168.8119 | 7762.0835 | 9773 | 0.79424 | 22168.8119 | 9773 | 2.2684 | 7762.0835 | 22168.8119 | 0.35014 | 7762.0835 | 2.0042
Nonequipment | Network PC Power Management | Commercial | Existing | Institutional | 4344.3187 | 0.56497 | 5 | 0.64622 | 0 | 1044 | 2308.8452 | 848.9252 | 1044 | 0.81315 | 2308.8452 | 1044 | 2.2115 | 848.9252 | 2308.8452 | 0.36768 | 848.9252 | 2.0572
Nonequipment | Network PC Power Management | Commercial | Existing | Lodging/Hospitality | 3907.5345 | 0.56497 | 5 | 0.58124 | 0.40481 | 928 | 2076.7105 | 742.3572 | 928 | 0.79995 | 2076.7105 | 928 | 2.2378 | 742.3572 | 2076.7105 | 0.35747 | 742.3572 | 2.033
Nonequipment | Network PC Power Management | Commercial | Existing | Miscellaneous | 58330.5263 | 0.56497 | 5 | 8.6767 | 0 | 13659 | 31000.5242 | 11398.3938 | 13659 | 0.8345 | 31000.5242 | 13659 | 2.2696 | 11398.3938 | 31000.5242 | 0.36768 | 11398.3938 | 2.0045
Nonequipment | Network PC Power Management | Commercial | Existing | Offices | 3302.5466 | 0.56497 | 5 | 0.49125 | 0.34213 | 783 | 1755.1817 | 627.421 | 783 | 0.8013 | 1755.1817 | 783 | 2.2416 | 627.421 | 1755.1817 | 0.35747 | 627.421 | 2.0296
Nonequipment | Network PC Power Management | Commercial | Existing | Restaurants | 3183.805 | 0.56497 | 5 | 0.47359 | 0 | 754 | 1692.075 | 622.1487 | 754 | 0.82513 | 1692.075 | 754 | 2.2441 | 622.1487 | 1692.075 | 0.36768 | 622.1487 | 2.0273
Nonequipment | Network PC Power Management | Commercial | Existing | Retail | 1440.5919 | 0.56497 | 5 | 0.21429 | 0.14924 | 348 | 765.6215 | 273.685 | 348 | 0.78645 | 765.6215 | 348 | 2.2001 | 273.685 | 765.6215 | 0.35747 | 273.685 | 2.0679
Nonequipment | Network PC Power Management | Commercial | Existing | Schools K-12 | 4794.046 | 0.56497 | 5 | 0.71311 | 0.49665 | 1131 | 2547.8587 | 910.7775 | 1131 | 0.80529 | 2547.8587 | 1131 | 2.2527 | 910.7775 | 2547.8587 | 0.35747 | 910.7775 | 2.0195
Nonequipment | Network PC Power Management | Commercial | Existing | Warehouse | 391.5584 | 0.56497 | 5 | 0.058244 | 0 | 116 | 208.0989 | 76.5146 | 116 | 0.65961 | 208.0989 | 116 | 1.794 | 76.5146 | 208.0989 | 0.36768 | 76.5146 | 2.536
Nonequipment | Network PC Power Management | Commercial | New | Assembly | 2661.0035 | 0.56497 | 5 | 0.39582 | 0 | 638 | 1414.2253 | 519.9879 | 638 | 0.81503 | 1414.2253 | 638 | 2.2167 | 519.9879 | 1414.2253 | 0.36768 | 519.9879 | 2.0524
Nonequipment | Network PC Power Management | Commercial | New | College and University | 6992.2928 | 0.56497 | 5 | 0.93955 | 0.81114 | 1653 | 3713.4834 | 1300.2216 | 1653 | 0.78658 | 3713.4834 | 1653 | 2.2465 | 1300.2216 | 3713.4834 | 0.35014 | 1300.2216 | 2.0237
Nonequipment | Network PC Power Management | Commercial | New | Grocery | 3386.2106 | 0.56497 | 5 | 0.5037 | 0.3508 | 812 | 1799.6461 | 643.3156 | 812 | 0.79226 | 1799.6461 | 812 | 2.2163 | 643.3156 | 1799.6461 | 0.35747 | 643.3156 | 2.0527
Nonequipment | Network PC Power Management | Commercial | New | Healthcare | 4758.9388 | 0.56497 | 5 | 0.70789 | 0.49301 | 1131 | 2529.2005 | 904.1078 | 1131 | 0.79939 | 2529.2005 | 1131 | 2.2363 | 904.1078 | 2529.2005 | 0.35747 | 904.1078 | 2.0344
Nonequipment | Network PC Power Management | Commercial | New | Hospitals | 41742.7 | 0.56497 | 5 | 5.6089 | 4.8423 | 9773 | 22168.8119 | 7762.0835 | 9773 | 0.79424 | 22168.8119 | 9773 | 2.2684 | 7762.0835 | 22168.8119 | 0.35014 | 7762.0835 | 2.0042
Nonequipment | Network PC Power Management | Commercial | New | Institutional | 4344.3187 | 0.56497 | 5 | 0.64622 | 0 | 1044 | 2308.8452 | 848.9252 | 1044 | 0.81315 | 2308.8452 | 1044 | 2.2115 | 848.9252 | 2308.8452 | 0.36768 | 848.9252 | 2.0572
Nonequipment | Network PC Power Management | Commercial | New | Lodging/Hospitality | 3907.5345 | 0.56497 | 5 | 0.58124 | 0.40481 | 928 | 2076.7105 | 742.3572 | 928 | 0.79995 | 2076.7105 | 928 | 2.2378 | 742.3572 | 2076.7105 | 0.35747 | 742.3572 | 2.033
Nonequipment | Network PC Power Management | Commercial | New | Miscellaneous | 58330.5263 | 0.56497 | 5 | 8.6767 | 0 | 13659 | 31000.5242 | 11398.3938 | 13659 | 0.8345 | 31000.5242 | 13659 | 2.2696 | 11398.3938 | 31000.5242 | 0.36768 | 11398.3938 | 2.0045
Nonequipment | Network PC Power Management | Commercial | New | Offices | 3302.5466 | 0.56497 | 5 | 0.49125 | 0.34213 | 783 | 1755.1817 | 627.421 | 783 | 0.8013 | 1755.1817 | 783 | 2.2416 | 627.421 | 1755.1817 | 0.35747 | 627.421 | 2.0296
Nonequipment | Network PC Power Management | Commercial | New | Restaurants | 3183.805 | 0.56497 | 5 | 0.47359 | 0 | 754 | 1692.075 | 622.1487 | 754 | 0.82513 | 1692.075 | 754 | 2.2441 | 622.1487 | 1692.075 | 0.36768 | 622.1487 | 2.0273
Nonequipment | Network PC Power Management | Commercial | New | Retail | 1440.5919 | 0.56497 | 5 | 0.21429 | 0.14924 | 348 | 765.6215 | 273.685 | 348 | 0.78645 | 765.6215 | 348 | 2.2001 | 273.685 | 765.6215 | 0.35747 | 273.685 | 2.0679
Nonequipment | Network PC Power Management | Commercial | New | Schools K-12 | 4794.046 | 0.56497 | 5 | 0.71311 | 0.49665 | 1131 | 2547.8587 | 910.7775 | 1131 | 0.80529 | 2547.8587 | 1131 | 2.2527 | 910.7775 | 2547.8587 | 0.35747 | 910.7775 | 2.0195
Nonequipment | Network PC Power Management | Commercial | New | Warehouse | 391.5584 | 0.56497 | 5 | 0.058244 | 0 | 116 | 208.0989 | 76.5146 | 116 | 0.65961 | 208.0989 | 116 | 1.794 | 76.5146 | 208.0989 | 0.36768 | 76.5146 | 2.536
Nonequipment | Smart Strip Plug Outlet | Commercial | Existing | Assembly | 55.9044 | 0.011869 | 4 | 0.0083127 | 0 | 10 | 24.5486 | 8.9995 | 10 | 0.89995 | 24.5486 | 10 | 2.4549 | 8.9995 | 24.5486 | 0.3666 | 8.9995 | 1.5312
Nonequipment | Smart Strip Plug Outlet | Commercial | Existing | College and University | 146.8994 | 0.011869 | 4 | 0.021843 | 0.015181 | 20 | 64.506 | 23.0001 | 20 | 1.15 | 64.506 | 20 | 3.2253 | 23.0001 | 64.506 | 0.35656 | 23.0001 | 1.1655
Nonequipment | Smart Strip Plug Outlet | Commercial | Existing | Grocery | 71.1401 | 0.011869 | 4 | 0.010578 | 0.0073516 | 10 | 31.2388 | 11.1384 | 10 | 1.1138 | 31.2388 | 10 | 3.1239 | 11.1384 | 31.2388 | 0.35656 | 11.1384 | 1.2033
Nonequipment | Smart Strip Plug Outlet | Commercial | Existing | Healthcare | 99.9794 | 0.011869 | 4 | 0.014866 | 0.010332 | 10 | 43.9027 | 15.6538 | 10 | 1.5654 | 43.9027 | 10 | 4.3903 | 15.6538 | 43.9027 | 0.35656 | 15.6538 | 0.85621
Nonequipment | Smart Strip Plug Outlet | Commercial | Existing | Hospitals | 876.9623 | 0.011869 | 4 | 0.1304 | 0.090625 | 80 | 385.089 | 137.3063 | 80 | 1.7163 | 385.089 | 80 | 4.8136 | 137.3063 | 385.089 | 0.35656 | 137.3063 | 0.7809
Nonequipment | Smart Strip Plug Outlet | Commercial | Existing | Institutional | 91.2687 | 0.011869 | 4 | 0.013571 | 0 | 10 | 40.0777 | 14.6925 | 10 | 1.4692 | 40.0777 | 10 | 4.0078 | 14.6925 | 40.0777 | 0.3666 | 14.6925 | 0.93792
Nonequipment | Smart Strip Plug Outlet | Commercial | Existing | Lodging/Hospitality | 82.0924 | 0.011869 | 4 | 0.012207 | 0.0084835 | 10 | 36.0482 | 12.8532 | 10 | 1.2853 | 36.0482 | 10 | 3.6048 | 12.8532 | 36.0482 | 0.35656 | 12.8532 | 1.0428
Nonequipment | Smart Strip Plug Outlet | Commercial | Existing | Miscellaneous | 1225.4519 | 0.011869 | 4 | 0.18222 | 0 | 110 | 538.1168 | 197.2737 | 110 | 1.7934 | 538.1168 | 110 | 4.892 | 197.2737 | 538.1168 | 0.3666 | 197.2737 | 0.7684
Nonequipment | Smart Strip Plug Outlet | Commercial | Existing | Offices | 69.3824 | 0.011869 | 4 | 0.010317 | 0.00717 | 10 | 30.467 | 10.8632 | 10 | 1.0863 | 30.467 | 10 | 3.0467 | 10.8632 | 30.467 | 0.35656 | 10.8632 | 1.2338
Nonequipment | Smart Strip Plug Outlet | Commercial | Existing | Restaurants | 66.8878 | 0.011869 | 4 | 0.0099458 | 0 | 10 | 29.3716 | 10.7676 | 10 | 1.0768 | 29.3716 | 10 | 2.9372 | 10.7676 | 29.3716 | 0.3666 | 10.7676 | 1.2798
Nonequipment | Smart Strip Plug Outlet | Commercial | Existing | Retail | 30.265 | 0.011869 | 4 | 0.0045002 | 0.0031276 | 10 | 13.2899 | 4.7386 | 10 | 0.47386 | 13.2899 | 10 | 1.329 | 4.7386 | 13.2899 | 0.35656 | 4.7386 | 2.8284
Nonequipment | Smart Strip Plug Outlet | Commercial | Existing | Schools K-12 | 100.717 | 0.011869 | 4 | 0.014976 | 0.010408 | 10 | 44.2265 | 15.7693 | 10 | 1.5769 | 44.2265 | 10 | 4.4227 | 15.7693 | 44.2265 | 0.35656 | 15.7693 | 0.84994
Nonequipment | Smart Strip Plug Outlet | Commercial | Existing | Warehouse | 8.2262 | 0.011869 | 4 | 0.0012232 | 0 | 10 | 3.6122 | 1.3242 | 10 | 0.13242 | 3.6122 | 10 | 0.36122 | 1.3242 | 3.6122 | 0.3666 | 1.3242 | 10.4062
Nonequipment | Smart Strip Plug Outlet | Commercial | New | Assembly | 55.9044 | 0.011869 | 4 | 0.0083127 | 0 | 10 | 24.5486 | 8.9995 | 10 | 0.89995 | 24.5486 | 10 | 2.4549 | 8.9995 | 24.5486 | 0.3666 | 8.9995 | 1.5312
Nonequipment | Smart Strip Plug Outlet | Commercial | New | College and University | 146.8994 | 0.011869 | 4 | 0.021843 | 0.015181 | 20 | 64.506 | 23.0001 | 20 | 1.15 | 64.506 | 20 | 3.2253 | 23.0001 | 64.506 | 0.35656 | 23.0001 | 1.1655
Nonequipment | Smart Strip Plug Outlet | Commercial | New | Grocery | 71.1401 | 0.011869 | 4 | 0.010578 | 0.0073516 | 10 | 31.2388 | 11.1384 | 10 | 1.1138 | 31.2388 | 10 | 3.1239 | 11.1384 | 31.2388 | 0.35656 | 11.1384 | 1.2033
Nonequipment | Smart Strip Plug Outlet | Commercial | New | Healthcare | 99.9794 | 0.011869 | 4 | 0.014866 | 0.010332 | 10 | 43.9027 | 15.6538 | 10 | 1.5654 | 43.9027 | 10 | 4.3903 | 15.6538 | 43.9027 | 0.35656 | 15.6538 | 0.85621
Nonequipment | Smart Strip Plug Outlet | Commercial | New | Hospitals | 876.9623 | 0.011869 | 4 | 0.1304 | 0.090625 | 80 | 385.089 | 137.3063 | 80 | 1.7163 | 385.089 | 80 | 4.8136 | 137.3063 | 385.089 | 0.35656 | 137.3063 | 0.7809
Nonequipment | Smart Strip Plug Outlet | Commercial | New | Institutional | 91.2687 | 0.011869 | 4 | 0.013571 | 0 | 10 | 40.0777 | 14.6925 | 10 | 1.4692 | 40.0777 | 10 | 4.0078 | 14.6925 | 40.0777 | 0.3666 | 14.6925 | 0.93792
Nonequipment | Smart Strip Plug Outlet | Commercial | New | Lodging/Hospitality | 82.0924 | 0.011869 | 4 | 0.012207 | 0.0084835 | 10 | 36.0482 | 12.8532 | 10 | 1.2853 | 36.0482 | 10 | 3.6048 | 12.8532 | 36.0482 | 0.35656 | 12.8532 | 1.0428
Nonequipment | Smart Strip Plug Outlet | Commercial | New | Miscellaneous | 1225.4519 | 0.011869 | 4 | 0.18222 | 0 | 110 | 538.1168 | 197.2737 | 110 | 1.7934 | 538.1168 | 110 | 4.892 | 197.2737 | 538.1168 | 0.3666 | 197.2737 | 0.7684
Nonequipment | Smart Strip Plug Outlet | Commercial | New | Offices | 69.3824 | 0.011869 | 4 | 0.010317 | 0.00717 | 10 | 30.467 | 10.8632 | 10 | 1.0863 | 30.467 | 10 | 3.0467 | 10.8632 | 30.467 | 0.35656 | 10.8632 | 1.2338
Nonequipment | Smart Strip Plug Outlet | Commercial | New | Restaurants | 66.8878 | 0.011869 | 4 | 0.0099458 | 0 | 10 | 29.3716 | 10.7676 | 10 | 1.0768 | 29.3716 | 10 | 2.9372 | 10.7676 | 29.3716 | 0.3666 | 10.7676 | 1.2798
Nonequipment | Smart Strip Plug Outlet | Commercial | New | Retail | 30.265 | 0.011869 | 4 | 0.0045002 | 0.0031276 | 10 | 13.2899 | 4.7386 | 10 | 0.47386 | 13.2899 | 10 | 1.329 | 4.7386 | 13.2899 | 0.35656 | 4.7386 | 2.8284
Nonequipment | Smart Strip Plug Outlet | Commercial | New | Schools K-12 | 100.717 | 0.011869 | 4 | 0.014976 | 0.010408 | 10 | 44.2265 | 15.7693 | 10 | 1.5769 | 44.2265 | 10 | 4.4227 | 15.7693 | 44.2265 | 0.35656 | 15.7693 | 0.84994
Nonequipment | Smart Strip Plug Outlet | Commercial | New | Warehouse | 8.2262 | 0.011869 | 4 | 0.0012232 | 0 | 10 | 3.6122 | 1.3242 | 10 | 0.13242 | 3.6122 | 10 | 0.36122 | 1.3242 | 3.6122 | 0.3666 | 1.3242 | 10.4062
Nonequipment | Anti-Sweat Controls | Commercial | Existing | Assembly | 1022.6336 | 0.85 | 8 | 0.081727 | 0.082167 | 171 | 788.4308 | 262.2746 | 171 | 1.5338 | 788.4308 | 171 | 4.6107 | 262.2746 | 788.4308 | 0.33265 | 262.2746 | 1.4314
Nonequipment | Anti-Sweat Controls | Commercial | Existing | College and University | 1022.6336 | 0.85 | 8 | 0.13259 | 0.11106 | 171 | 790.3911 | 279.7056 | 171 | 1.6357 | 790.3911 | 171 | 4.6222 | 279.7056 | 790.3911 | 0.35388 | 279.7056 | 1.4314
Nonequipment | Anti-Sweat Controls | Commercial | Existing | Grocery | 1022.6336 | 0.85 | 8 | 0.081727 | 0.082167 | 171 | 788.4308 | 262.2746 | 171 | 1.5338 | 788.4308 | 171 | 4.6107 | 262.2746 | 788.4308 | 0.33265 | 262.2746 | 1.4314
Nonequipment | Anti-Sweat Controls | Commercial | Existing | Healthcare | 1022.6336 | 0.85 | 8 | 0.13259 | 0.11106 | 171 | 790.3911 | 279.7056 | 171 | 1.6357 | 790.3911 | 171 | 4.6222 | 279.7056 | 790.3911 | 0.35388 | 279.7056 | 1.4314
Nonequipment | Anti-Sweat Controls | Commercial | Existing | Hospitals | 1022.6336 | 0.85 | 8 | 0.13259 | 0.11106 | 171 | 790.3911 | 279.7056 | 171 | 1.6357 | 790.3911 | 171 | 4.6222 | 279.7056 | 790.3911 | 0.35388 | 279.7056 | 1.4314
Nonequipment | Anti-Sweat Controls | Commercial | Existing | Institutional | 1022.6336 | 0.85 | 8 | 0.081727 | 0.082167 | 171 | 788.4308 | 262.2746 | 171 | 1.5338 | 788.4308 | 171 | 4.6107 | 262.2746 | 788.4308 | 0.33265 | 262.2746 | 1.4314
Nonequipment | Anti-Sweat Controls | Commercial | Existing | Lodging/Hospitality | 1022.6336 | 0.85 | 8 | 0.13259 | 0.11106 | 171 | 790.3911 | 279.7056 | 171 | 1.6357 | 790.3911 | 171 | 4.6222 | 279.7056 | 790.3911 | 0.35388 | 279.7056 | 1.4314
Nonequipment | Anti-Sweat Controls | Commercial | Existing | Miscellaneous | 1022.6336 | 0.85 | 8 | 0.081727 | 0.082167 | 171 | 788.4308 | 262.2746 | 171 | 1.5338 | 788.4308 | 171 | 4.6107 | 262.2746 | 788.4308 | 0.33265 | 262.2746 | 1.4314
Nonequipment | Anti-Sweat Controls | Commercial | Existing | Offices | 1022.6336 | 0.85 | 8 | 0.081727 | 0.082167 | 171 | 788.4308 | 262.2746 | 171 | 1.5338 | 788.4308 | 171 | 4.6107 | 262.2746 | 788.4308 | 0.33265 | 262.2746 | 1.4314
Nonequipment | Anti-Sweat Controls | Commercial | Existing | Restaurants | 1022.6336 | 0.85 | 8 | 0.13259 | 0.11106 | 171 | 790.3911 | 279.7056 | 171 | 1.6357 | 790.3911 | 171 | 4.6222 | 279.7056 | 790.3911 | 0.35388 | 279.7056 | 1.4314
Nonequipment | Anti-Sweat Controls | Commercial | Existing | Retail | 1022.6336 | 0.85 | 8 | 0.081727 | 0.082167 | 171 | 788.4308 | 262.2746 | 171 | 1.5338 | 788.4308 | 171 | 4.6107 | 262.2746 | 788.4308 | 0.33265 | 262.2746 | 1.4314
Nonequipment | Anti-Sweat Controls | Commercial | Existing | Schools K-12 | 1022.6336 | 0.85 | 8 | 0.13259 | 0.11106 | 171 | 790.3911 | 279.7056 | 171 | 1.6357 | 790.3911 | 171 | 4.6222 | 279.7056 | 790.3911 | 0.35388 | 279.7056 | 1.4314
Nonequipment | Anti-Sweat Controls | Commercial | Existing | Warehouse | 1022.6336 | 0.85 | 8 | 0.081727 | 0.082167 | 171 | 788.4308 | 262.2746 | 171 | 1.5338 | 788.4308 | 171 | 4.6107 | 262.2746 | 788.4308 | 0.33265 | 262.2746 | 1.4314
Nonequipment | Anti-Sweat Controls | Commercial | New | Assembly | 1022.6336 | 0.85 | 8 | 0.081727 | 0.082167 | 171 | 788.4308 | 262.2746 | 171 | 1.5338 | 788.4308 | 171 | 4.6107 | 262.2746 | 788.4308 | 0.33265 | 262.2746 | 1.4314
Nonequipment | Anti-Sweat Controls | Commercial | New | College and University | 1022.6336 | 0.85 | 8 | 0.13259 | 0.11106 | 171 | 790.3911 | 279.7056 | 171 | 1.6357 | 790.3911 | 171 | 4.6222 | 279.7056 | 790.3911 | 0.35388 | 279.7056 | 1.4314
Nonequipment | Anti-Sweat Controls | Commercial | New | Grocery | 1022.6336 | 0.85 | 8 | 0.081727 | 0.082167 | 171 | 788.4308 | 262.2746 | 171 | 1.5338 | 788.4308 | 171 | 4.6107 | 262.2746 | 788.4308 | 0.33265 | 262.2746 | 1.4314
Nonequipment | Anti-Sweat Controls | Commercial | New | Healthcare | 1022.6336 | 0.85 | 8 | 0.13259 | 0.11106 | 171 | 790.3911 | 279.7056 | 171 | 1.6357 | 790.3911 | 171 | 4.6222 | 279.7056 | 790.3911 | 0.35388 | 279.7056 | 1.4314
Nonequipment | Anti-Sweat Controls | Commercial | New | Hospitals | 1022.6336 | 0.85 | 8 | 0.13259 | 0.11106 | 171 | 790.3911 | 279.7056 | 171 | 1.6357 | 790.3911 | 171 | 4.6222 | 279.7056 | 790.3911 | 0.35388 | 279.7056 | 1.4314
Nonequipment | Anti-Sweat Controls | Commercial | New | Institutional | 1022.6336 | 0.85 | 8 | 0.081727 | 0.082167 | 171 | 788.4308 | 262.2746 | 171 | 1.5338 | 788.4308 | 171 | 4.6107 | 262.2746 | 788.4308 | 0.33265 | 262.2746 | 1.4314
Nonequipment | Anti-Sweat Controls | Commercial | New | Lodging/Hospitality | 1022.6336 | 0.85 | 8 | 0.13259 | 0.11106 | 171 | 790.3911 | 279.7056 | 171 | 1.6357 | 790.3911 | 171 | 4.6222 | 279.7056 | 790.3911 | 0.35388 | 279.7056 | 1.4314
Nonequipment | Anti-Sweat Controls | Commercial | New | Miscellaneous | 1022.6336 | 0.85 | 8 | 0.081727 | 0.082167 | 171 | 788.4308 | 262.2746 | 171 | 1.5338 | 788.4308 | 171 | 4.6107 | 262.2746 | 788.4308 | 0.33265 | 262.2746 | 1.4314
Nonequipment | Anti-Sweat Controls | Commercial | New | Offices | 1022.6336 | 0.85 | 8 | 0.081727 | 0.082167 | 171 | 788.4308 | 262.2746 | 171 | 1.5338 | 788.4308 | 171 | 4.6107 | 262.2746 | 788.4308 | 0.33265 | 262.2746 | 1.4314
Nonequipment | Anti-Sweat Controls | Commercial | New | Restaurants | 1022.6336 | 0.85 | 8 | 0.13259 | 0.11106 | 171 | 790.3911 | 279.7056 | 171 | 1.6357 | 790.3911 | 171 | 4.6222 | 279.7056 | 790.3911 | 0.35388 | 279.7056 | 1.4314
Nonequipment | Anti-Sweat Controls | Commercial | New | Retail | 1022.6336 | 0.85 | 8 | 0.081727 | 0.082167 | 171 | 788.4308 | 262.2746 | 171 | 1.5338 | 788.4308 | 171 | 4.6107 | 262.2746 | 788.4308 | 0.33265 | 262.2746 | 1.4314
Nonequipment | Anti-Sweat Controls | Commercial | New | Schools K-12 | 1022.6336 | 0.85 | 8 | 0.13259 | 0.11106 | 171 | 790.3911 | 279.7056 | 171 | 1.6357 | 790.3911 | 171 | 4.6222 | 279.7056 | 790.3911 | 0.35388 | 279.7056 | 1.4314
Nonequipment | Anti-Sweat Controls | Commercial | New | Warehouse | 1022.6336 | 0.85 | 8 | 0.081727 | 0.082167 | 171 | 788.4308 | 262.2746 | 171 | 1.5338 | 788.4308 | 171 | 4.6107 | 262.2746 | 788.4308 | 0.33265 | 262.2746 | 1.4314
Nonequipment | Automatic Door Closer for Walk-in Coolers and Freezers | Commercial | Existing | Assembly | 39.0829 | 0.031308 | 8 | 0.0054303 | 0.0012106 | 156.82 | 30.2211 | 10.4462 | 156.82 | 0.066613 | 30.2211 | 156.82 | 0.19271 | 10.4462 | 30.2211 | 0.34566 | 10.4462 | 34.3482
Nonequipment | Automatic Door Closer for Walk-in Coolers and Freezers | Commercial | Existing | College and University | 39.0829 | 0.031308 | 8 | 0.0050673 | 0.0042445 | 156.82 | 30.2071 | 10.6898 | 156.82 | 0.068166 | 30.2071 | 156.82 | 0.19262 | 10.6898 | 30.2071 | 0.35388 | 10.6898 | 34.3482
Nonequipment | Automatic Door Closer for Walk-in Coolers and Freezers | Commercial | Existing | Grocery | 39.0829 | 0.031308 | 8 | 0.0054303 | 0.0012106 | 156.82 | 30.2211 | 10.4462 | 156.82 | 0.066613 | 30.2211 | 156.82 | 0.19271 | 10.4462 | 30.2211 | 0.34566 | 10.4462 | 34.3482
Nonequipment | Automatic Door Closer for Walk-in Coolers and Freezers | Commercial | Existing | Healthcare | 39.0829 | 0.031308 | 8 | 0.0050673 | 0.0042445 | 156.82 | 30.2071 | 10.6898 | 156.82 | 0.068166 | 30.2071 | 156.82 | 0.19262 | 10.6898 | 30.2071 | 0.35388 | 10.6898 | 34.3482
Nonequipment | Automatic Door Closer for Walk-in Coolers and Freezers | Commercial | Existing | Hospitals | 39.0829 | 0.031308 | 8 | 0.0050673 | 0.0042445 | 156.82 | 30.2071 | 10.6898 | 156.82 | 0.068166 | 30.2071 | 156.82 | 0.19262 | 10.6898 | 30.2071 | 0.35388 | 10.6898 | 34.3482
Nonequipment | Automatic Door Closer for Walk-in Coolers and Freezers | Commercial | Existing | Institutional | 39.0829 | 0.031308 | 8 | 0.0054303 | 0.0012106 | 156.82 | 30.2211 | 10.4462 | 156.82 | 0.066613 | 30.2211 | 156.82 | 0.19271 | 10.4462 | 30.2211 | 0.34566 | 10.4462 | 34.3482
Nonequipment | Automatic Door Closer for Walk-in Coolers and Freezers | Commercial | Existing | Lodging/Hospitality | 39.0829 | 0.031308 | 8 | 0.0050673 | 0.0042445 | 156.82 | 30.2071 | 10.6898 | 156.82 | 0.068166 | 30.2071 | 156.82 | 0.19262 | 10.6898 | 30.2071 | 0.35388 | 10.6898 | 34.3482
Nonequipment | Automatic Door Closer for Walk-in Coolers and Freezers | Commercial | Existing | Miscellaneous | 39.0829 | 0.031308 | 8 | 0.0054303 | 0.0012106 | 156.82 | 30.2211 | 10.4462 | 156.82 | 0.066613 | 30.2211 | 156.82 | 0.19271 | 10.4462 | 30.2211 | 0.34566 | 10.4462 | 34.3482
Nonequipment | Automatic Door Closer for Walk-in Coolers and Freezers | Commercial | Existing | Offices | 39.0829 | 0.031308 | 8 | 0.0054303 | 0.0012106 | 156.82 | 30.2211 | 10.4462 | 156.82 | 0.066613 | 30.2211 | 156.82 | 0.19271 | 10.4462 | 30.2211 | 0.34566 | 10.4462 | 34.3482
Nonequipment | Automatic Door Closer for Walk-in Coolers and Freezers | Commercial | Existing | Restaurants | 39.0829 | 0.031308 | 8 | 0.0050673 | 0.0042445 | 156.82 | 30.2071 | 10.6898 | 156.82 | 0.068166 | 30.2071 | 156.82 | 0.19262 | 10.6898 | 30.2071 | 0.35388 | 10.6898 | 34.3482
Nonequipment | Automatic Door Closer for Walk-in Coolers and Freezers | Commercial | Existing | Retail | 39.0829 | 0.031308 | 8 | 0.0054303 | 0.0012106 | 156.82 | 30.2211 | 10.4462 | 156.82 | 0.066613 | 30.2211 | 156.82 | 0.19271 | 10.4462 | 30.2211 | 0.34566 | 10.4462 | 34.3482
Nonequipment | Automatic Door Closer for Walk-in Coolers and Freezers | Commercial | Existing | Schools K-12 | 39.0829 | 0.031308 | 8 | 0.0050673 | 0.0042445 | 156.82 | 30.2071 | 10.6898 | 156.82 | 0.068166 | 30.2071 | 156.82 | 0.19262 | 10.6898 | 30.2071 | 0.35388 | 10.6898 | 34.3482
Nonequipment | Automatic Door Closer for Walk-in Coolers and Freezers | Commercial | Existing | Warehouse | 39.0829 | 0.031308 | 8 | 0.0054303 | 0.0012106 | 156.82 | 30.2211 | 10.4462 | 156.82 | 0.066613 | 30.2211 | 156.82 | 0.19271 | 10.4462 | 30.2211 | 0.34566 | 10.4462 | 34.3482
Nonequipment | Automatic Door Closer for Walk-in Coolers and Freezers | Commercial | New | Assembly | 39.0829 | 0.031308 | 8 | 0.0054303 | 0.0012106 | 156.82 | 30.2211 | 10.4462 | 156.82 | 0.066613 | 30.2211 | 156.82 | 0.19271 | 10.4462 | 30.2211 | 0.34566 | 10.4462 | 34.3482
Nonequipment | Automatic Door Closer for Walk-in Coolers and Freezers | Commercial | New | College and University | 39.0829 | 0.031308 | 8 | 0.0050673 | 0.0042445 | 156.82 | 30.2071 | 10.6898 | 156.82 | 0.068166 | 30.2071 | 156.82 | 0.19262 | 10.6898 | 30.2071 | 0.35388 | 10.6898 | 34.3482
Nonequipment | Automatic Door Closer for Walk-in Coolers and Freezers | Commercial | New | Grocery | 39.0829 | 0.031308 | 8 | 0.0054303 | 0.0012106 | 156.82 | 30.2211 | 10.4462 | 156.82 | 0.066613 | 30.2211 | 156.82 | 0.19271 | 10.4462 | 30.2211 | 0.34566 | 10.4462 | 34.3482
Nonequipment | Automatic Door Closer for Walk-in Coolers and Freezers | Commercial | New | Healthcare | 39.0829 | 0.031308 | 8 | 0.0050673 | 0.0042445 | 156.82 | 30.2071 | 10.6898 | 156.82 | 0.068166 | 30.2071 | 156.82 | 0.19262 | 10.6898 | 30.2071 | 0.35388 | 10.6898 | 34.3482
Nonequipment | Automatic Door Closer for Walk-in Coolers and Freezers | Commercial | New | Hospitals | 39.0829 | 0.031308 | 8 | 0.0050673 | 0.0042445 | 156.82 | 30.2071 | 10.6898 | 156.82 | 0.068166 | 30.2071 | 156.82 | 0.19262 | 10.6898 | 30.2071 | 0.35388 | 10.6898 | 34.3482
Nonequipment | Automatic Door Closer for Walk-in Coolers and Freezers | Commercial | New | Institutional | 39.0829 | 0.031308 | 8 | 0.0054303 | 0.0012106 | 156.82 | 30.2211 | 10.4462 | 156.82 | 0.066613 | 30.2211 | 156.82 | 0.19271 | 10.4462 | 30.2211 | 0.34566 | 10.4462 | 34.3482
Nonequipment | Automatic Door Closer for Walk-in Coolers and Freezers | Commercial | New | Lodging/Hospitality | 39.0829 | 0.031308 | 8 | 0.0050673 | 0.0042445 | 156.82 | 30.2071 | 10.6898 | 156.82 | 0.068166 | 30.2071 | 156.82 | 0.19262 | 10.6898 | 30.2071 | 0.35388 | 10.6898 | 34.3482
Nonequipment | Automatic Door Closer for Walk-in Coolers and Freezers | Commercial | New | Miscellaneous | 39.0829 | 0.031308 | 8 | 0.0054303 | 0.0012106 | 156.82 | 30.2211 | 10.4462 | 156.82 | 0.066613 | 30.2211 | 156.82 | 0.19271 | 10.4462 | 30.2211 | 0.34566 | 10.4462 | 34.3482
Nonequipment | Automatic Door Closer for Walk-in Coolers and Freezers | Commercial | New | Offices | 39.0829 | 0.031308 | 8 | 0.0054303 | 0.0012106 | 156.82 | 30.2211 | 10.4462 | 156.82 | 0.066613 | 30.2211 | 156.82 | 0.19271 | 10.4462 | 30.2211 | 0.34566 | 10.4462 | 34.3482
Nonequipment | Automatic Door Closer for Walk-in Coolers and Freezers | Commercial | New | Restaurants | 39.0829 | 0.031308 | 8 | 0.0050673 | 0.0042445 | 156.82 | 30.2071 | 10.6898 | 156.82 | 0.068166 | 30.2071 | 156.82 | 0.19262 | 10.6898 | 30.2071 | 0.35388 | 10.6898 | 34.3482
Nonequipment | Automatic Door Closer for Walk-in Coolers and Freezers | Commercial | New | Retail | 39.0829 | 0.031308 | 8 | 0.0054303 | 0.0012106 | 156.82 | 30.2211 | 10.4462 | 156.82 | 0.066613 | 30.2211 | 156.82 | 0.19271 | 10.4462 | 30.2211 | 0.34566 | 10.4462 | 34.3482
Nonequipment | Automatic Door Closer for Walk-in Coolers and Freezers | Commercial | New | Schools K-12 | 39.0829 | 0.031308 | 8 | 0.0050673 | 0.0042445 | 156.82 | 30.2071 | 10.6898 | 156.82 | 0.068166 | 30.2071 | 156.82 | 0.19262 | 10.6898 | 30.2071 | 0.35388 | 10.6898 | 34.3482
Nonequipment | Automatic Door Closer for Walk-in Coolers and Freezers | Commercial | New | Warehouse | 39.0829 | 0.031308 | 8 | 0.0054303 | 0.0012106 | 156.82 | 30.2211 | 10.4462 | 156.82 | 0.066613 | 30.2211 | 156.82 | 0.19271 | 10.4462 | 30.2211 | 0.34566 | 10.4462 | 34.3482
Nonequipment | Demand Defrost | Commercial | Existing | Assembly | 394.47 | 0.3 | 10 | 0.054904 | 0.0050296 | 666.68 | 358.6792 | 123.5888 | 666.68 | 0.18538 | 358.6792 | 666.68 | 0.53801 | 123.5888 | 358.6792 | 0.34457 | 123.5888 | 14.4675
Nonequipment | Demand Defrost | Commercial | Existing | College and University | 394.47 | 0.3 | 10 | 0.051145 | 0.04284 | 666.68 | 358.5088 | 126.9175 | 666.68 | 0.19037 | 358.5088 | 666.68 | 0.53775 | 126.9175 | 358.5088 | 0.35402 | 126.9175 | 14.4675
Nonequipment | Demand Defrost | Commercial | Existing | Grocery | 394.47 | 0.3 | 10 | 0.054904 | 0.0050296 | 666.68 | 358.6792 | 123.5888 | 666.68 | 0.18538 | 358.6792 | 666.68 | 0.53801 | 123.5888 | 358.6792 | 0.34457 | 123.5888 | 14.4675
Nonequipment | Demand Defrost | Commercial | Existing | Healthcare | 394.47 | 0.3 | 10 | 0.051145 | 0.04284 | 666.68 | 358.5088 | 126.9175 | 666.68 | 0.19037 | 358.5088 | 666.68 | 0.53775 | 126.9175 | 358.5088 | 0.35402 | 126.9175 | 14.4675
Nonequipment | Demand Defrost | Commercial | Existing | Hospitals | 394.47 | 0.3 | 10 | 0.051145 | 0.04284 | 666.68 | 358.5088 | 126.9175 | 666.68 | 0.19037 | 358.5088 | 666.68 | 0.53775 | 126.9175 | 358.5088 | 0.35402 | 126.9175 | 14.4675
Nonequipment | Demand Defrost | Commercial | Existing | Institutional | 394.47 | 0.3 | 10 | 0.054904 | 0.0050296 | 666.68 | 358.6792 | 123.5888 | 666.68 | 0.18538 | 358.6792 | 666.68 | 0.53801 | 123.5888 | 358.6792 | 0.34457 | 123.5888 | 14.4675
Nonequipment | Demand Defrost | Commercial | Existing | Lodging/Hospitality | 394.47 | 0.3 | 10 | 0.051145 | 0.04284 | 666.68 | 358.5088 | 126.9175 | 666.68 | 0.19037 | 358.5088 | 666.68 | 0.53775 | 126.9175 | 358.5088 | 0.35402 | 126.9175 | 14.4675
Nonequipment | Demand Defrost | Commercial | Existing | Miscellaneous | 394.47 | 0.3 | 10 | 0.054904 | 0.0050296 | 666.68 | 358.6792 | 123.5888 | 666.68 | 0.18538 | 358.6792 | 666.68 | 0.53801 | 123.5888 | 358.6792 | 0.34457 | 123.5888 | 14.4675
Nonequipment | Demand Defrost | Commercial | Existing | Offices | 394.47 | 0.3 | 10 | 0.054904 | 0.0050296 | 666.68 | 358.6792 | 123.5888 | 666.68 | 0.18538 | 358.6792 | 666.68 | 0.53801 | 123.5888 | 358.6792 | 0.34457 | 123.5888 | 14.4675
Nonequipment | Demand Defrost | Commercial | Existing | Restaurants | 394.47 | 0.3 | 10 | 0.051145 | 0.04284 | 666.68 | 358.5088 | 126.9175 | 666.68 | 0.19037 | 358.5088 | 666.68 | 0.53775 | 126.9175 | 358.5088 | 0.35402 | 126.9175 | 14.4675
Nonequipment | Demand Defrost | Commercial | Existing | Retail | 394.47 | 0.3 | 10 | 0.054904 | 0.0050296 | 666.68 | 358.6792 | 123.5888 | 666.68 | 0.18538 | 358.6792 | 666.68 | 0.53801 | 123.5888 | 358.6792 | 0.34457 | 123.5888 | 14.4675
Nonequipment | Demand Defrost | Commercial | Existing | Schools K-12 | 394.47 | 0.3 | 10 | 0.051145 | 0.04284 | 666.68 | 358.5088 | 126.9175 | 666.68 | 0.19037 | 358.5088 | 666.68 | 0.53775 | 126.9175 | 358.5088 | 0.35402 | 126.9175 | 14.4675
Nonequipment | Demand Defrost | Commercial | Existing | Warehouse | 394.47 | 0.3 | 10 | 0.054904 | 0.0050296 | 666.68 | 358.6792 | 123.5888 | 666.68 | 0.18538 | 358.6792 | 666.68 | 0.53801 | 123.5888 | 358.6792 | 0.34457 | 123.5888 | 14.4675
Nonequipment | Demand Defrost | Commercial | New | Assembly | 394.47 | 0.3 | 10 | 0.054904 | 0.0050296 | 666.68 | 358.6792 | 123.5888 | 666.68 | 0.18538 | 358.6792 | 666.68 | 0.53801 | 123.5888 | 358.6792 | 0.34457 | 123.5888 | 14.4675
Nonequipment | Demand Defrost | Commercial | New | College and University | 394.47 | 0.3 | 10 | 0.051145 | 0.04284 | 666.68 | 358.5088 | 126.9175 | 666.68 | 0.19037 | 358.5088 | 666.68 | 0.53775 | 126.9175 | 358.5088 | 0.35402 | 126.9175 | 14.4675
Nonequipment | Demand Defrost | Commercial | New | Grocery | 394.47 | 0.3 | 10 | 0.054904 | 0.0050296 | 666.68 | 358.6792 | 123.5888 | 666.68 | 0.18538 | 358.6792 | 666.68 | 0.53801 | 123.5888 | 358.6792 | 0.34457 | 123.5888 | 14.4675
Nonequipment | Demand Defrost | Commercial | New | Healthcare | 394.47 | 0.3 | 10 | 0.051145 | 0.04284 | 666.68 | 358.5088 | 126.9175 | 666.68 | 0.19037 | 358.5088 | 666.68 | 0.53775 | 126.9175 | 358.5088 | 0.35402 | 126.9175 | 14.4675
Nonequipment | Demand Defrost | Commercial | New | Hospitals | 394.47 | 0.3 | 10 | 0.051145 | 0.04284 | 666.68 | 358.5088 | 126.9175 | 666.68 | 0.19037 | 358.5088 | 666.68 | 0.53775 | 126.9175 | 358.5088 | 0.35402 | 126.9175 | 14.4675
Nonequipment | Demand Defrost | Commercial | New | Institutional | 394.47 | 0.3 | 10 | 0.054904 | 0.0050296 | 666.68 | 358.6792 | 123.5888 | 666.68 | 0.18538 | 358.6792 | 666.68 | 0.53801 | 123.5888 | 358.6792 | 0.34457 | 123.5888 | 14.4675
Nonequipment | Demand Defrost | Commercial | New | Lodging/Hospitality | 394.47 | 0.3 | 10 | 0.051145 | 0.04284 | 666.68 | 358.5088 | 126.9175 | 666.68 | 0.19037 | 358.5088 | 666.68 | 0.53775 | 126.9175 | 358.5088 | 0.35402 | 126.9175 | 14.4675
Nonequipment | Demand Defrost | Commercial | New | Miscellaneous | 394.47 | 0.3 | 10 | 0.054904 | 0.0050296 | 666.68 | 358.6792 | 123.5888 | 666.68 | 0.18538 | 358.6792 | 666.68 | 0.53801 | 123.5888 | 358.6792 | 0.34457 | 123.5888 | 14.4675
Nonequipment | Demand Defrost | Commercial | New | Offices | 394.47 | 0.3 | 10 | 0.054904 | 0.0050296 | 666.68 | 358.6792 | 123.5888 | 666.68 | 0.18538 | 358.6792 | 666.68 | 0.53801 | 123.5888 | 358.6792 | 0.34457 | 123.5888 | 14.4675
Nonequipment | Demand Defrost | Commercial | New | Restaurants | 394.47 | 0.3 | 10 | 0.051145 | 0.04284 | 666.68 | 358.5088 | 126.9175 | 666.68 | 0.19037 | 358.5088 | 666.68 | 0.53775 | 126.9175 | 358.5088 | 0.35402 | 126.9175 | 14.4675
Nonequipment | Demand Defrost | Commercial | New | Retail | 394.47 | 0.3 | 10 | 0.054904 | 0.0050296 | 666.68 | 358.6792 | 123.5888 | 666.68 | 0.18538 | 358.6792 | 666.68 | 0.53801 | 123.5888 | 358.6792 | 0.34457 | 123.5888 | 14.4675
Nonequipment | Demand Defrost | Commercial | New | Schools K-12 | 394.47 | 0.3 | 10 | 0.051145 | 0.04284 | 666.68 | 358.5088 | 126.9175 | 666.68 | 0.19037 | 358.5088 | 666.68 | 0.53775 | 126.9175 | 358.5088 | 0.35402 | 126.9175 | 14.4675
Nonequipment | Demand Defrost | Commercial | New | Warehouse | 394.47 | 0.3 | 10 | 0.054904 | 0.0050296 | 666.68 | 358.6792 | 123.5888 | 666.68 | 0.18538 | 358.6792 | 666.68 | 0.53801 | 123.5888 | 358.6792 | 0.34457 | 123.5888 | 14.4675
Nonequipment | Floating Head Pressure Controls | Commercial | Existing | Assembly | 2523.5714 | 0.060501 | 15 | 0.38051 | 0.1781 | 307 | 2975.3207 | 1039.1493 | 307 | 3.3849 | 2975.3207 | 307 | 9.6916 | 1039.1493 | 2975.3207 | 0.34926 | 1039.1493 | 1.0414
Nonequipment | Floating Head Pressure Controls | Commercial | Existing | College and University | 2523.5714 | 0.060501 | 15 | 0.32719 | 0.27407 | 307 | 2972.1891 | 1046.2685 | 307 | 3.408 | 2972.1891 | 307 | 9.6814 | 1046.2685 | 2972.1891 | 0.35202 | 1046.2685 | 1.0414
Nonequipment | Floating Head Pressure Controls | Commercial | Existing | Grocery | 2523.5714 | 0.060501 | 15 | 0.38051 | 0.1781 | 307 | 2975.3207 | 1039.1493 | 307 | 3.3849 | 2975.3207 | 307 | 9.6916 | 1039.1493 | 2975.3207 | 0.34926 | 1039.1493 | 1.0414
Nonequipment | Floating Head Pressure Controls | Commercial | Existing | Healthcare | 2523.5714 | 0.060501 | 15 | 0.32719 | 0.27407 | 307 | 2972.1891 | 1046.2685 | 307 | 3.408 | 2972.1891 | 307 | 9.6814 | 1046.2685 | 2972.1891 | 0.35202 | 1046.2685 | 1.0414
Nonequipment | Floating Head Pressure Controls | Commercial | Existing | Hospitals | 2523.5714 | 0.060501 | 15 | 0.32719 | 0.27407 | 307 | 2972.1891 | 1046.2685 | 307 | 3.408 | 2972.1891 | 307 | 9.6814 | 1046.2685 | 2972.1891 | 0.35202 | 1046.2685 | 1.0414
Nonequipment | Floating Head Pressure Controls | Commercial | Existing | Institutional | 2523.5714 | 0.060501 | 15 | 0.38051 | 0.1781 | 307 | 2975.3207 | 1039.1493 | 307 | 3.3849 | 2975.3207 | 307 | 9.6916 | 1039.1493 | 2975.3207 | 0.34926 | 1039.1493 | 1.0414
Nonequipment | Floating Head Pressure Controls | Commercial | Existing | Lodging/Hospitality | 2523.5714 | 0.060501 | 15 | 0.32719 | 0.27407 | 307 | 2972.1891 | 1046.2685 | 307 | 3.408 | 2972.1891 | 307 | 9.6814 | 1046.2685 | 2972.1891 | 0.35202 | 1046.2685 | 1.0414
Nonequipment | Floating Head Pressure Controls | Commercial | Existing | Miscellaneous | 2523.5714 | 0.060501 | 15 | 0.38051 | 0.1781 | 307 | 2975.3207 | 1039.1493 | 307 | 3.3849 | 2975.3207 | 307 | 9.6916 | 1039.1493 | 2975.3207 | 0.34926 | 1039.1493 | 1.0414
Nonequipment | Floating Head Pressure Controls | Commercial | Existing | Offices | 2523.5714 | 0.060501 | 15 | 0.38051 | 0.1781 | 307 | 2975.3207 | 1039.1493 | 307 | 3.3849 | 2975.3207 | 307 | 9.6916 | 1039.1493 | 2975.3207 | 0.34926 | 1039.1493 | 1.0414
Nonequipment | Floating Head Pressure Controls | Commercial | Existing | Restaurants | 2523.5714 | 0.060501 | 15 | 0.32719 | 0.27407 | 307 | 2972.1891 | 1046.2685 | 307 | 3.408 | 2972.1891 | 307 | 9.6814 | 1046.2685 | 2972.1891 | 0.35202 | 1046.2685 | 1.0414
Nonequipment | Floating Head Pressure Controls | Commercial | Existing | Retail | 2523.5714 | 0.060501 | 15 | 0.38051 | 0.1781 | 307 | 2975.3207 | 1039.1493 | 307 | 3.3849 | 2975.3207 | 307 | 9.6916 | 1039.1493 | 2975.3207 | 0.34926 | 1039.1493 | 1.0414
Nonequipment | Floating Head Pressure Controls | Commercial | Existing | Schools K-12 | 2523.5714 | 0.060501 | 15 | 0.32719 | 0.27407 | 307 | 2972.1891 | 1046.2685 | 307 | 3.408 | 2972.1891 | 307 | 9.6814 | 1046.2685 | 2972.1891 | 0.35202 | 1046.2685 | 1.0414
Nonequipment | Floating Head Pressure Controls | Commercial | Existing | Warehouse | 2523.5714 | 0.060501 | 15 | 0.38051 | 0.1781 | 307 | 2975.3207 | 1039.1493 | 307 | 3.3849 | 2975.3207 | 307 | 9.6916 | 1039.1493 | 2975.3207 | 0.34926 | 1039.1493 | 1.0414
Nonequipment | Floating Head Pressure Controls | Commercial | New | Assembly | 2523.5714 | 0.060501 | 15 | 0.38051 | 0.1781 | 307 | 2975.3207 | 1039.1493 | 307 | 3.3849 | 2975.3207 | 307 | 9.6916 | 1039.1493 | 2975.3207 | 0.34926 | 1039.1493 | 1.0414
Nonequipment | Floating Head Pressure Controls | Commercial | New | College and University | 2523.5714 | 0.060501 | 15 | 0.32719 | 0.27407 | 307 | 2972.1891 | 1046.2685 | 307 | 3.408 | 2972.1891 | 307 | 9.6814 | 1046.2685 | 2972.1891 | 0.35202 | 1046.2685 | 1.0414
Nonequipment | Floating Head Pressure Controls | Commercial | New | Grocery | 2523.5714 | 0.060501 | 15 | 0.38051 | 0.1781 | 307 | 2975.3207 | 1039.1493 | 307 | 3.3849 | 2975.3207 | 307 | 9.6916 | 1039.1493 | 2975.3207 | 0.34926 | 1039.1493 | 1.0414
Nonequipment | Floating Head Pressure Controls | Commercial | New | Healthcare | 2523.5714 | 0.060501 | 15 | 0.32719 | 0.27407 | 307 | 2972.1891 | 1046.2685 | 307 | 3.408 | 2972.1891 | 307 | 9.6814 | 1046.2685 | 2972.1891 | 0.35202 | 1046.2685 | 1.0414
Nonequipment | Floating Head Pressure Controls | Commercial | New | Hospitals | 2523.5714 | 0.060501 | 15 | 0.32719 | 0.27407 | 307 | 2972.1891 | 1046.2685 | 307 | 3.408 | 2972.1891 | 307 | 9.6814 | 1046.2685 | 2972.1891 | 0.35202 | 1046.2685 | 1.0414
Nonequipment | Floating Head Pressure Controls | Commercial | New | Institutional | 2523.5714 | 0.060501 | 15 | 0.38051 | 0.1781 | 307 | 2975.3207 | 1039.1493 | 307 | 3.3849 | 2975.3207 | 307 | 9.6916 | 1039.1493 | 2975.3207 | 0.34926 | 1039.1493 | 1.0414
Nonequipment | Floating Head Pressure Controls | Commercial | New | Lodging/Hospitality | 2523.5714 | 0.060501 | 15 | 0.32719 | 0.27407 | 307 | 2972.1891 | 1046.2685 | 307 | 3.408 | 2972.1891 | 307 | 9.6814 | 1046.2685 | 2972.1891 | 0.35202 | 1046.2685 | 1.0414
Nonequipment | Floating Head Pressure Controls | Commercial | New | Miscellaneous | 2523.5714 | 0.060501 | 15 | 0.38051 | 0.1781 | 307 | 2975.3207 | 1039.1493 | 307 | 3.3849 | 2975.3207 | 307 | 9.6916 | 1039.1493 | 2975.3207 | 0.34926 | 1039.1493 | 1.0414
Nonequipment | Floating Head Pressure Controls | Commercial | New | Offices | 2523.5714 | 0.060501 | 15 | 0.38051 | 0.1781 | 307 | 2975.3207 | 1039.1493 | 307 | 3.3849 | 2975.3207 | 307 | 9.6916 | 1039.1493 | 2975.3207 | 0.34926 | 1039.1493 | 1.0414
Nonequipment | Floating Head Pressure Controls | Commercial | New | Restaurants | 2523.5714 | 0.060501 | 15 | 0.32719 | 0.27407 | 307 | 2972.1891 | 1046.2685 | 307 | 3.408 | 2972.1891 | 307 | 9.6814 | 1046.2685 | 2972.1891 | 0.35202 | 1046.2685 | 1.0414
Nonequipment | Floating Head Pressure Controls | Commercial | New | Retail | 2523.5714 | 0.060501 | 15 | 0.38051 | 0.1781 | 307 | 2975.3207 | 1039.1493 | 307 | 3.3849 | 2975.3207 | 307 | 9.6916 | 1039.1493 | 2975.3207 | 0.34926 | 1039.1493 | 1.0414
Nonequipment | Floating Head Pressure Controls | Commercial | New | Schools K-12 | 2523.5714 | 0.060501 | 15 | 0.32719 | 0.27407 | 307 | 2972.1891 | 1046.2685 | 307 | 3.408 | 2972.1891 | 307 | 9.6814 | 1046.2685 | 2972.1891 | 0.35202 | 1046.2685 | 1.0414
Nonequipment | Floating Head Pressure Controls | Commercial | New | Warehouse | 2523.5714 | 0.060501 | 15 | 0.38051 | 0.1781 | 307 | 2975.3207 | 1039.1493 | 307 | 3.3849 | 2975.3207 | 307 | 9.6916 | 1039.1493 | 2975.3207 | 0.34926 | 1039.1493 | 1.0414
Nonequipment | Freezer-Cooler Replacement Gaskets | Commercial | Existing | Assembly | 156.3315 | 0.031308 | 4 | 0.022767 | 0.0074125 | 96.8 | 68.6374 | 23.7146 | 96.8 | 0.24499 | 68.6374 | 96.8 | 0.70906 | 23.7146 | 68.6374 | 0.34551 | 23.7146 | 5.3005
Nonequipment | Freezer-Cooler Replacement Gaskets | Commercial | Existing | College and University | 156.3315 | 0.031308 | 4 | 0.020269 | 0.016978 | 96.8 | 68.5827 | 24.0581 | 96.8 | 0.24853 | 68.5827 | 96.8 | 0.7085 | 24.0581 | 68.5827 | 0.35079 | 24.0581 | 5.3005
Nonequipment | Freezer-Cooler Replacement Gaskets | Commercial | Existing | Grocery | 156.3315 | 0.031308 | 4 | 0.022767 | 0.0074125 | 96.8 | 68.6374 | 23.7146 | 96.8 | 0.24499 | 68.6374 | 96.8 | 0.70906 | 23.7146 | 68.6374 | 0.34551 | 23.7146 | 5.3005
Nonequipment | Freezer-Cooler Replacement Gaskets | Commercial | Existing | Healthcare | 156.3315 | 0.031308 | 4 | 0.020269 | 0.016978 | 96.8 | 68.5827 | 24.0581 | 96.8 | 0.24853 | 68.5827 | 96.8 | 0.7085 | 24.0581 | 68.5827 | 0.35079 | 24.0581 | 5.3005
Nonequipment | Freezer-Cooler Replacement Gaskets | Commercial | Existing | Hospitals | 156.3315 | 0.031308 | 4 | 0.020269 | 0.016978 | 96.8 | 68.5827 | 24.0581 | 96.8 | 0.24853 | 68.5827 | 96.8 | 0.7085 | 24.0581 | 68.5827 | 0.35079 | 24.0581 | 5.3005
Nonequipment | Freezer-Cooler Replacement Gaskets | Commercial | Existing | Institutional | 156.3315 | 0.031308 | 4 | 0.022767 | 0.0074125 | 96.8 | 68.6374 | 23.7146 | 96.8 | 0.24499 | 68.6374 | 96.8 | 0.70906 | 23.7146 | 68.6374 | 0.34551 | 23.7146 | 5.3005
Nonequipment | Freezer-Cooler Replacement Gaskets | Commercial | Existing | Lodging/Hospitality | 156.3315 | 0.031308 | 4 | 0.020269 | 0.016978 | 96.8 | 68.5827 | 24.0581 | 96.8 | 0.24853 | 68.5827 | 96.8 | 0.7085 | 24.0581 | 68.5827 | 0.35079 | 24.0581 | 5.3005
Nonequipment | Freezer-Cooler Replacement Gaskets | Commercial | Existing | Miscellaneous | 156.3315 | 0.031308 | 4 | 0.022767 | 0.0074125 | 96.8 | 68.6374 | 23.7146 | 96.8 | 0.24499 | 68.6374 | 96.8 | 0.70906 | 23.7146 | 68.6374 | 0.34551 | 23.7146 | 5.3005
Nonequipment | Freezer-Cooler Replacement Gaskets | Commercial | Existing | Offices | 156.3315 | 0.031308 | 4 | 0.022767 | 0.0074125 | 96.8 | 68.6374 | 23.7146 | 96.8 | 0.24499 | 68.6374 | 96.8 | 0.70906 | 23.7146 | 68.6374 | 0.34551 | 23.7146 | 5.3005
Nonequipment | Freezer-Cooler Replacement Gaskets | Commercial | Existing | Restaurants | 156.3315 | 0.031308 | 4 | 0.020269 | 0.016978 | 96.8 | 68.5827 | 24.0581 | 96.8 | 0.24853 | 68.5827 | 96.8 | 0.7085 | 24.0581 | 68.5827 | 0.35079 | 24.0581 | 5.3005
Nonequipment | Freezer-Cooler Replacement Gaskets | Commercial | Existing | Retail | 156.3315 | 0.031308 | 4 | 0.022767 | 0.0074125 | 96.8 | 68.6374 | 23.7146 | 96.8 | 0.24499 | 68.6374 | 96.8 | 0.70906 | 23.7146 | 68.6374 | 0.34551 | 23.7146 | 5.3005
Nonequipment | Freezer-Cooler Replacement Gaskets | Commercial | Existing | Schools K-12 | 156.3315 | 0.031308 | 4 | 0.020269 | 0.016978 | 96.8 | 68.5827 | 24.0581 | 96.8 | 0.24853 | 68.5827 | 96.8 | 0.7085 | 24.0581 | 68.5827 | 0.35079 | 24.0581 | 5.3005
Nonequipment | Freezer-Cooler Replacement Gaskets | Commercial | Existing | Warehouse | 156.3315 | 0.031308 | 4 | 0.022767 | 0.0074125 | 96.8 | 68.6374 | 23.7146 | 96.8 | 0.24499 | 68.6374 | 96.8 | 0.70906 | 23.7146 | 68.6374 | 0.34551 | 23.7146 | 5.3005
Nonequipment | Freezer-Cooler Replacement Gaskets | Commercial | New | Assembly | 0 | 0 | 4 | 0 | 0 | 96.8 | 0 | 0 | 96.8 | 0 | 0 | 96.8 | 0 | 0 | 0 | 0 | 0
Nonequipment | Freezer-Cooler Replacement Gaskets | Commercial | New | College and University | 0 | 0 | 4 | 0 | 0 | 96.8 | 0 | 0 | 96.8 | 0 | 0 | 96.8 | 0 | 0 | 0 | 0 | 0
Nonequipment | Freezer-Cooler Replacement Gaskets | Commercial | New | Grocery | 0 | 0 | 4 | 0 | 0 | 96.8 | 0 | 0 | 96.8 | 0 | 0 | 96.8 | 0 | 0 | 0 | 0 | 0
Nonequipment | Freezer-Cooler Replacement Gaskets | Commercial | New | Healthcare | 0 | 0 | 4 | 0 | 0 | 96.8 | 0 | 0 | 96.8 | 0 | 0 | 96.8 | 0 | 0 | 0 | 0 | 0
Nonequipment | Freezer-Cooler Replacement Gaskets | Commercial | New | Hospitals | 0 | 0 | 4 | 0 | 0 | 96.8 | 0 | 0 | 96.8 | 0 | 0 | 96.8 | 0 | 0 | 0 | 0 | 0
Nonequipment | Freezer-Cooler Replacement Gaskets | Commercial | New | Institutional | 0 | 0 | 4 | 0 | 0 | 96.8 | 0 | 0 | 96.8 | 0 | 0 | 96.8 | 0 | 0 | 0 | 0 | 0
Nonequipment | Freezer-Cooler Replacement Gaskets | Commercial | New | Lodging/Hospitality | 0 | 0 | 4 | 0 | 0 | 96.8 | 0 | 0 | 96.8 | 0 | 0 | 96.8 | 0 | 0 | 0 | 0 | 0
Nonequipment | Freezer-Cooler Replacement Gaskets | Commercial | New | Miscellaneous | 0 | 0 | 4 | 0 | 0 | 96.8 | 0 | 0 | 96.8 | 0 | 0 | 96.8 | 0 | 0 | 0 | 0 | 0
Nonequipment | Freezer-Cooler Replacement Gaskets | Commercial | New | Offices | 0 | 0 | 4 | 0 | 0 | 96.8 | 0 | 0 | 96.8 | 0 | 0 | 96.8 | 0 | 0 | 0 | 0 | 0
Nonequipment | Freezer-Cooler Replacement Gaskets | Commercial | New | Restaurants | 0 | 0 | 4 | 0 | 0 | 96.8 | 0 | 0 | 96.8 | 0 | 0 | 96.8 | 0 | 0 | 0 | 0 | 0
Nonequipment | Freezer-Cooler Replacement Gaskets | Commercial | New | Retail | 0 | 0 | 4 | 0 | 0 | 96.8 | 0 | 0 | 96.8 | 0 | 0 | 96.8 | 0 | 0 | 0 | 0 | 0
Nonequipment | Freezer-Cooler Replacement Gaskets | Commercial | New | Schools K-12 | 0 | 0 | 4 | 0 | 0 | 96.8 | 0 | 0 | 96.8 | 0 | 0 | 96.8 | 0 | 0 | 0 | 0 | 0
Nonequipment | Freezer-Cooler Replacement Gaskets | Commercial | New | Warehouse | 0 | 0 | 4 | 0 | 0 | 96.8 | 0 | 0 | 96.8 | 0 | 0 | 96.8 | 0 | 0 | 0 | 0 | 0
Nonequipment | High Efficiency Refrigeration Compressor | Commercial | Existing | Assembly | 135.5 | 0.069221 | 13 | 0.020431 | 0.0095627 | 221.64 | 146.6331 | 51.3684 | 221.64 | 0.23177 | 146.6331 | 221.64 | 0.66158 | 51.3684 | 146.6331 | 0.35032 | 51.3684 | 14.0023
Nonequipment | High Efficiency Refrigeration Compressor | Commercial | Existing | College and University | 135.5 | 0.069221 | 13 | 0.017568 | 0.014716 | 221.64 | 146.4787 | 51.7174 | 221.64 | 0.23334 | 146.4787 | 221.64 | 0.66089 | 51.7174 | 146.4787 | 0.35307 | 51.7174 | 14.0023
Nonequipment | High Efficiency Refrigeration Compressor | Commercial | Existing | Grocery | 135.5 | 0.069221 | 13 | 0.020431 | 0.0095627 | 221.64 | 146.6331 | 51.3684 | 221.64 | 0.23177 | 146.6331 | 221.64 | 0.66158 | 51.3684 | 146.6331 | 0.35032 | 51.3684 | 14.0023
Nonequipment | High Efficiency Refrigeration Compressor | Commercial | Existing | Healthcare | 135.5 | 0.069221 | 13 | 0.017568 | 0.014716 | 221.64 | 146.4787 | 51.7174 | 221.64 | 0.23334 | 146.4787 | 221.64 | 0.66089 | 51.7174 | 146.4787 | 0.35307 | 51.7174 | 14.0023
Nonequipment | High Efficiency Refrigeration Compressor | Commercial | Existing | Hospitals | 135.5 | 0.069221 | 13 | 0.017568 | 0.014716 | 221.64 | 146.4787 | 51.7174 | 221.64 | 0.23334 | 146.4787 | 221.64 | 0.66089 | 51.7174 | 146.4787 | 0.35307 | 51.7174 | 14.0023
Nonequipment | High Efficiency Refrigeration Compressor | Commercial | Existing | Institutional | 135.5 | 0.069221 | 13 | 0.020431 | 0.0095627 | 221.64 | 146.6331 | 51.3684 | 221.64 | 0.23177 | 146.6331 | 221.64 | 0.66158 | 51.3684 | 146.6331 | 0.35032 | 51.3684 | 14.0023
Nonequipment | High Efficiency Refrigeration Compressor | Commercial | Existing | Lodging/Hospitality | 135.5 | 0.069221 | 13 | 0.017568 | 0.014716 | 221.64 | 146.4787 | 51.7174 | 221.64 | 0.23334 | 146.4787 | 221.64 | 0.66089 | 51.7174 | 146.4787 | 0.35307 | 51.7174 | 14.0023
Nonequipment | High Efficiency Refrigeration Compressor | Commercial | Existing | Miscellaneous | 135.5 | 0.069221 | 13 | 0.020431 | 0.0095627 | 221.64 | 146.6331 | 51.3684 | 221.64 | 0.23177 | 146.6331 | 221.64 | 0.66158 | 51.3684 | 146.6331 | 0.35032 | 51.3684 | 14.0023
Nonequipment | High Efficiency Refrigeration Compressor | Commercial | Existing | Offices | 135.5 | 0.069221 | 13 | 0.020431 | 0.0095627 | 221.64 | 146.6331 | 51.3684 | 221.64 | 0.23177 | 146.6331 | 221.64 | 0.66158 | 51.3684 | 146.6331 | 0.35032 | 51.3684 | 14.0023
Nonequipment | High Efficiency Refrigeration Compressor | Commercial | Existing | Restaurants | 135.5 | 0.069221 | 13 | 0.017568 | 0.014716 | 221.64 | 146.4787 | 51.7174 | 221.64 | 0.23334 | 146.4787 | 221.64 | 0.66089 | 51.7174 | 146.4787 | 0.35307 | 51.7174 | 14.0023
Nonequipment | High Efficiency Refrigeration Compressor | Commercial | Existing | Retail | 135.5 | 0.069221 | 13 | 0.020431 | 0.0095627 | 221.64 | 146.6331 | 51.3684 | 221.64 | 0.23177 | 146.6331 | 221.64 | 0.66158 | 51.3684 | 146.6331 | 0.35032 | 51.3684 | 14.0023
Nonequipment | High Efficiency Refrigeration Compressor | Commercial | Existing | Schools K-12 | 135.5 | 0.069221 | 13 | 0.017568 | 0.014716 | 221.64 | 146.4787 | 51.7174 | 221.64 | 0.23334 | 146.4787 | 221.64 | 0.66089 | 51.7174 | 146.4787 | 0.35307 | 51.7174 | 14.0023
Nonequipment | High Efficiency Refrigeration Compressor | Commercial | Existing | Warehouse | 135.5 | 0.069221 | 13 | 0.020431 | 0.0095627 | 221.64 | 146.6331 | 51.3684 | 221.64 | 0.23177 | 146.6331 | 221.64 | 0.66158 | 51.3684 | 146.6331 | 0.35032 | 51.3684 | 14.0023
Nonequipment | High Efficiency Refrigeration Compressor | Commercial | New | Assembly | 135.5 | 0.069221 | 13 | 0.020431 | 0.0095627 | 221.64 | 146.6331 | 51.3684 | 221.64 | 0.23177 | 146.6331 | 221.64 | 0.66158 | 51.3684 | 146.6331 | 0.35032 | 51.3684 | 14.0023
Nonequipment | High Efficiency Refrigeration Compressor | Commercial | New | College and University | 135.5 | 0.069221 | 13 | 0.017568 | 0.014716 | 221.64 | 146.4787 | 51.7174 | 221.64 | 0.23334 | 146.4787 | 221.64 | 0.66089 | 51.7174 | 146.4787 | 0.35307 | 51.7174 | 14.0023
Nonequipment | High Efficiency Refrigeration Compressor | Commercial | New | Grocery | 135.5 | 0.069221 | 13 | 0.020431 | 0.0095627 | 221.64 | 146.6331 | 51.3684 | 221.64 | 0.23177 | 146.6331 | 221.64 | 0.66158 | 51.3684 | 146.6331 | 0.35032 | 51.3684 | 14.0023
Nonequipment | High Efficiency Refrigeration Compressor | Commercial | New | Healthcare | 135.5 | 0.069221 | 13 | 0.017568 | 0.014716 | 221.64 | 146.4787 | 51.7174 | 221.64 | 0.23334 | 146.4787 | 221.64 | 0.66089 | 51.7174 | 146.4787 | 0.35307 | 51.7174 | 14.0023
Nonequipment | High Efficiency Refrigeration Compressor | Commercial | New | Hospitals | 135.5 | 0.069221 | 13 | 0.017568 | 0.014716 | 221.64 | 146.4787 | 51.7174 | 221.64 | 0.23334 | 146.4787 | 221.64 | 0.66089 | 51.7174 | 146.4787 | 0.35307 | 51.7174 | 14.0023
Nonequipment | High Efficiency Refrigeration Compressor | Commercial | New | Institutional | 135.5 | 0.069221 | 13 | 0.020431 | 0.0095627 | 221.64 | 146.6331 | 51.3684 | 221.64 | 0.23177 | 146.6331 | 221.64 | 0.66158 | 51.3684 | 146.6331 | 0.35032 | 51.3684 | 14.0023
Nonequipment | High Efficiency Refrigeration Compressor | Commercial | New | Lodging/Hospitality | 135.5 | 0.069221 | 13 | 0.017568 | 0.014716 | 221.64 | 146.4787 | 51.7174 | 221.64 | 0.23334 | 146.4787 | 221.64 | 0.66089 | 51.7174 | 146.4787 | 0.35307 | 51.7174 | 14.0023
Nonequipment | High Efficiency Refrigeration Compressor | Commercial | New | Miscellaneous | 135.5 | 0.069221 | 13 | 0.020431 | 0.0095627 | 221.64 | 146.6331 | 51.3684 | 221.64 | 0.23177 | 146.6331 | 221.64 | 0.66158 | 51.3684 | 146.6331 | 0.35032 | 51.3684 | 14.0023
Nonequipment | High Efficiency Refrigeration Compressor | Commercial | New | Offices | 135.5 | 0.069221 | 13 | 0.020431 | 0.0095627 | 221.64 | 146.6331 | 51.3684 | 221.64 | 0.23177 | 146.6331 | 221.64 | 0.66158 | 51.3684 | 146.6331 | 0.35032 | 51.3684 | 14.0023
Nonequipment | High Efficiency Refrigeration Compressor | Commercial | New | Restaurants | 135.5 | 0.069221 | 13 | 0.017568 | 0.014716 | 221.64 | 146.4787 | 51.7174 | 221.64 | 0.23334 | 146.4787 | 221.64 | 0.66089 | 51.7174 | 146.4787 | 0.35307 | 51.7174 | 14.0023
Nonequipment | High Efficiency Refrigeration Compressor | Commercial | New | Retail | 135.5 | 0.069221 | 13 | 0.020431 | 0.0095627 | 221.64 | 146.6331 | 51.3684 | 221.64 | 0.23177 | 146.6331 | 221.64 | 0.66158 | 51.3684 | 146.6331 | 0.35032 | 51.3684 | 14.0023
Nonequipment | High Efficiency Refrigeration Compressor | Commercial | New | Schools K-12 | 135.5 | 0.069221 | 13 | 0.017568 | 0.014716 | 221.64 | 146.4787 | 51.7174 | 221.64 | 0.23334 | 146.4787 | 221.64 | 0.66089 | 51.7174 | 146.4787 | 0.35307 | 51.7174 | 14.0023
Nonequipment | High Efficiency Refrigeration Compressor | Commercial | New | Warehouse | 135.5 | 0.069221 | 13 | 0.020431 | 0.0095627 | 221.64 | 146.6331 | 51.3684 | 221.64 | 0.23177 | 146.6331 | 221.64 | 0.66158 | 51.3684 | 146.6331 | 0.35032 | 51.3684 | 14.0023
Nonequipment | High R-Value Glass Doors | Commercial | Existing | Assembly | 175 | 0.2381 | 12 | 0.025557 | 0.0087903 | 394 | 179.9568 | 62.6886 | 394 | 0.15911 | 179.9568 | 394 | 0.45674 | 62.6886 | 179.9568 | 0.34835 | 62.6886 | 19.2729
Nonequipment | High R-Value Glass Doors | Commercial | Existing | College and University | 175 | 0.2381 | 12 | 0.02269 | 0.019005 | 394 | 179.8099 | 63.5575 | 394 | 0.16131 | 179.8099 | 394 | 0.45637 | 63.5575 | 179.8099 | 0.35347 | 63.5575 | 19.2729
Nonequipment | High R-Value Glass Doors | Commercial | Existing | Grocery | 175 | 0.2381 | 12 | 0.025557 | 0.0087903 | 394 | 179.9568 | 62.6886 | 394 | 0.15911 | 179.9568 | 394 | 0.45674 | 62.6886 | 179.9568 | 0.34835 | 62.6886 | 19.2729
Nonequipment | High R-Value Glass Doors | Commercial | Existing | Healthcare | 175 | 0.2381 | 12 | 0.02269 | 0.019005 | 394 | 179.8099 | 63.5575 | 394 | 0.16131 | 179.8099 | 394 | 0.45637 | 63.5575 | 179.8099 | 0.35347 | 63.5575 | 19.2729
Nonequipment | High R-Value Glass Doors | Commercial | Existing | Hospitals | 175 | 0.2381 | 12 | 0.02269 | 0.019005 | 394 | 179.8099 | 63.5575 | 394 | 0.16131 | 179.8099 | 394 | 0.45637 | 63.5575 | 179.8099 | 0.35347 | 63.5575 | 19.2729
Nonequipment | High R-Value Glass Doors | Commercial | Existing | Institutional | 175 | 0.2381 | 12 | 0.025557 | 0.0087903 | 394 | 179.9568 | 62.6886 | 394 | 0.15911 | 179.9568 | 394 | 0.45674 | 62.6886 | 179.9568 | 0.34835 | 62.6886 | 19.2729
Nonequipment | High R-Value Glass Doors | Commercial | Existing | Lodging/Hospitality | 175 | 0.2381 | 12 | 0.02269 | 0.019005 | 394 | 179.8099 | 63.5575 | 394 | 0.16131 | 179.8099 | 394 | 0.45637 | 63.5575 | 179.8099 | 0.35347 | 63.5575 | 19.2729
Nonequipment | High R-Value Glass Doors | Commercial | Existing | Miscellaneous | 175 | 0.2381 | 12 | 0.025557 | 0.0087903 | 394 | 179.9568 | 62.6886 | 394 | 0.15911 | 179.9568 | 394 | 0.45674 | 62.6886 | 179.9568 | 0.34835 | 62.6886 | 19.2729
Nonequipment | High R-Value Glass Doors | Commercial | Existing | Offices | 175 | 0.2381 | 12 | 0.025557 | 0.0087903 | 394 | 179.9568 | 62.6886 | 394 | 0.15911 | 179.9568 | 394 | 0.45674 | 62.6886 | 179.9568 | 0.34835 | 62.6886 | 19.2729
Nonequipment | High R-Value Glass Doors | Commercial | Existing | Restaurants | 175 | 0.2381 | 12 | 0.02269 | 0.019005 | 394 | 179.8099 | 63.5575 | 394 | 0.16131 | 179.8099 | 394 | 0.45637 | 63.5575 | 179.8099 | 0.35347 | 63.5575 | 19.2729
Nonequipment | High R-Value Glass Doors | Commercial | Existing | Retail | 175 | 0.2381 | 12 | 0.025557 | 0.0087903 | 394 | 179.9568 | 62.6886 | 394 | 0.15911 | 179.9568 | 394 | 0.45674 | 62.6886 | 179.9568 | 0.34835 | 62.6886 | 19.2729
Nonequipment | High R-Value Glass Doors | Commercial | Existing | Schools K-12 | 175 | 0.2381 | 12 | 0.02269 | 0.019005 | 394 | 179.8099 | 63.5575 | 394 | 0.16131 | 179.8099 | 394 | 0.45637 | 63.5575 | 179.8099 | 0.35347 | 63.5575 | 19.2729
Nonequipment | High R-Value Glass Doors | Commercial | Existing | Warehouse | 175 | 0.2381 | 12 | 0.025557 | 0.0087903 | 394 | 179.9568 | 62.6886 | 394 | 0.15911 | 179.9568 | 394 | 0.45674 | 62.6886 | 179.9568 | 0.34835 | 62.6886 | 19.2729
Nonequipment | High R-Value Glass Doors | Commercial | New | Assembly | 0 | 0 | 12 | 0 | 0 | 394 | 0 | 0 | 394 | 0 | 0 | 394 | 0 | 0 | 0 | 0 | 0
Nonequipment | High R-Value Glass Doors | Commercial | New | College and University | 0 | 0 | 12 | 0 | 0 | 394 | 0 | 0 | 394 | 0 | 0 | 394 | 0 | 0 | 0 | 0 | 0
Nonequipment | High R-Value Glass Doors | Commercial | New | Grocery | 0 | 0 | 12 | 0 | 0 | 394 | 0 | 0 | 394 | 0 | 0 | 394 | 0 | 0 | 0 | 0 | 0
Nonequipment | High R-Value Glass Doors | Commercial | New | Healthcare | 0 | 0 | 12 | 0 | 0 | 394 | 0 | 0 | 394 | 0 | 0 | 394 | 0 | 0 | 0 | 0 | 0
Nonequipment | High R-Value Glass Doors | Commercial | New | Hospitals | 0 | 0 | 12 | 0 | 0 | 394 | 0 | 0 | 394 | 0 | 0 | 394 | 0 | 0 | 0 | 0 | 0
Nonequipment | High R-Value Glass Doors | Commercial | New | Institutional | 0 | 0 | 12 | 0 | 0 | 394 | 0 | 0 | 394 | 0 | 0 | 394 | 0 | 0 | 0 | 0 | 0
Nonequipment | High R-Value Glass Doors | Commercial | New | Lodging/Hospitality | 0 | 0 | 12 | 0 | 0 | 394 | 0 | 0 | 394 | 0 | 0 | 394 | 0 | 0 | 0 | 0 | 0
Nonequipment | High R-Value Glass Doors | Commercial | New | Miscellaneous | 0 | 0 | 12 | 0 | 0 | 394 | 0 | 0 | 394 | 0 | 0 | 394 | 0 | 0 | 0 | 0 | 0
Nonequipment | High R-Value Glass Doors | Commercial | New | Offices | 0 | 0 | 12 | 0 | 0 | 394 | 0 | 0 | 394 | 0 | 0 | 394 | 0 | 0 | 0 | 0 | 0
Nonequipment | High R-Value Glass Doors | Commercial | New | Restaurants | 0 | 0 | 12 | 0 | 0 | 394 | 0 | 0 | 394 | 0 | 0 | 394 | 0 | 0 | 0 | 0 | 0
Nonequipment | High R-Value Glass Doors | Commercial | New | Retail | 0 | 0 | 12 | 0 | 0 | 394 | 0 | 0 | 394 | 0 | 0 | 394 | 0 | 0 | 0 | 0 | 0
Nonequipment | High R-Value Glass Doors | Commercial | New | Schools K-12 | 0 | 0 | 12 | 0 | 0 | 394 | 0 | 0 | 394 | 0 | 0 | 394 | 0 | 0 | 0 | 0 | 0
Nonequipment | High R-Value Glass Doors | Commercial | New | Warehouse | 0 | 0 | 12 | 0 | 0 | 394 | 0 | 0 | 394 | 0 | 0 | 394 | 0 | 0 | 0 | 0 | 0
Nonequipment | Night Covers for Display Cases | Commercial | Existing | Assembly | 103.3118 | 0.018765 | 5 | 0.015518 | 0.0069353 | 714 | 54.9104 | 19.1474 | 714 | 0.026817 | 54.9104 | 714 | 0.076905 | 19.1474 | 54.9104 | 0.3487 | 19.1474 | 59.1612
Nonequipment | Night Covers for Display Cases | Commercial | Existing | College and University | 103.3118 | 0.018765 | 5 | 0.015518 | 0.0069353 | 714 | 54.9104 | 19.1474 | 714 | 0.026817 | 54.9104 | 714 | 0.076905 | 19.1474 | 54.9104 | 0.3487 | 19.1474 | 59.1612
Nonequipment | Night Covers for Display Cases | Commercial | Existing | Grocery | 103.3118 | 0.018765 | 5 | 0.015518 | 0.0069353 | 714 | 54.9104 | 19.1474 | 714 | 0.026817 | 54.9104 | 714 | 0.076905 | 19.1474 | 54.9104 | 0.3487 | 19.1474 | 59.1612
Nonequipment | Night Covers for Display Cases | Commercial | Existing | Healthcare | 103.3118 | 0.018765 | 5 | 0.015518 | 0.0069353 | 714 | 54.9104 | 19.1474 | 714 | 0.026817 | 54.9104 | 714 | 0.076905 | 19.1474 | 54.9104 | 0.3487 | 19.1474 | 59.1612
Nonequipment | Night Covers for Display Cases | Commercial | Existing | Hospitals | 103.3118 | 0.018765 | 5 | 0.015518 | 0.0069353 | 714 | 54.9104 | 19.1474 | 714 | 0.026817 | 54.9104 | 714 | 0.076905 | 19.1474 | 54.9104 | 0.3487 | 19.1474 | 59.1612
Nonequipment | Night Covers for Display Cases | Commercial | Existing | Institutional | 103.3118 | 0.018765 | 5 | 0.015518 | 0.0069353 | 714 | 54.9104 | 19.1474 | 714 | 0.026817 | 54.9104 | 714 | 0.076905 | 19.1474 | 54.9104 | 0.3487 | 19.1474 | 59.1612
Nonequipment | Night Covers for Display Cases | Commercial | Existing | Lodging/Hospitality | 103.3118 | 0.018765 | 5 | 0.015518 | 0.0069353 | 714 | 54.9104 | 19.1474 | 714 | 0.026817 | 54.9104 | 714 | 0.076905 | 19.1474 | 54.9104 | 0.3487 | 19.1474 | 59.1612
Nonequipment | Night Covers for Display Cases | Commercial | Existing | Miscellaneous | 103.3118 | 0.018765 | 5 | 0.015518 | 0.0069353 | 714 | 54.9104 | 19.1474 | 714 | 0.026817 | 54.9104 | 714 | 0.076905 | 19.1474 | 54.9104 | 0.3487 | 19.1474 | 59.1612
Nonequipment | Night Covers for Display Cases | Commercial | Existing | Offices | 103.3118 | 0.018765 | 5 | 0.015518 | 0.0069353 | 714 | 54.9104 | 19.1474 | 714 | 0.026817 | 54.9104 | 714 | 0.076905 | 19.1474 | 54.9104 | 0.3487 | 19.1474 | 59.1612
Nonequipment | Night Covers for Display Cases | Commercial | Existing | Restaurants | 103.3118 | 0.018765 | 5 | 0.015518 | 0.0069353 | 714 | 54.9104 | 19.1474 | 714 | 0.026817 | 54.9104 | 714 | 0.076905 | 19.1474 | 54.9104 | 0.3487 | 19.1474 | 59.1612
Nonequipment | Night Covers for Display Cases | Commercial | Existing | Retail | 103.3118 | 0.018765 | 5 | 0.015518 | 0.0069353 | 714 | 54.9104 | 19.1474 | 714 | 0.026817 | 54.9104 | 714 | 0.076905 | 19.1474 | 54.9104 | 0.3487 | 19.1474 | 59.1612
Nonequipment | Night Covers for Display Cases | Commercial | Existing | Schools K-12 | 103.3118 | 0.018765 | 5 | 0.015518 | 0.0069353 | 714 | 54.9104 | 19.1474 | 714 | 0.026817 | 54.9104 | 714 | 0.076905 | 19.1474 | 54.9104 | 0.3487 | 19.1474 | 59.1612
Nonequipment | Night Covers for Display Cases | Commercial | Existing | Warehouse | 103.3118 | 0.018765 | 5 | 0.015518 | 0.0069353 | 714 | 54.9104 | 19.1474 | 714 | 0.026817 | 54.9104 | 714 | 0.076905 | 19.1474 | 54.9104 | 0.3487 | 19.1474 | 59.1612
Nonequipment | Night Covers for Display Cases | Commercial | New | Assembly | 103.3118 | 0.018765 | 5 | 0.015518 | 0.0069353 | 714 | 54.9104 | 19.1474 | 714 | 0.026817 | 54.9104 | 714 | 0.076905 | 19.1474 | 54.9104 | 0.3487 | 19.1474 | 59.1612
Nonequipment | Night Covers for Display Cases | Commercial | New | College and University | 103.3118 | 0.018765 | 5 | 0.015518 | 0.0069353 | 714 | 54.9104 | 19.1474 | 714 | 0.026817 | 54.9104 | 714 | 0.076905 | 19.1474 | 54.9104 | 0.3487 | 19.1474 | 59.1612
Nonequipment | Night Covers for Display Cases | Commercial | New | Grocery | 103.3118 | 0.018765 | 5 | 0.015518 | 0.0069353 | 714 | 54.9104 | 19.1474 | 714 | 0.026817 | 54.9104 | 714 | 0.076905 | 19.1474 | 54.9104 | 0.3487 | 19.1474 | 59.1612
Nonequipment | Night Covers for Display Cases | Commercial | New | Healthcare | 103.3118 | 0.018765 | 5 | 0.015518 | 0.0069353 | 714 | 54.9104 | 19.1474 | 714 | 0.026817 | 54.9104 | 714 | 0.076905 | 19.1474 | 54.9104 | 0.3487 | 19.1474 | 59.1612
Nonequipment | Night Covers for Display Cases | Commercial | New | Hospitals | 103.3118 | 0.018765 | 5 | 0.015518 | 0.0069353 | 714 | 54.9104 | 19.1474 | 714 | 0.026817 | 54.9104 | 714 | 0.076905 | 19.1474 | 54.9104 | 0.3487 | 19.1474 | 59.1612
Nonequipment | Night Covers for Display Cases | Commercial | New | Institutional | 103.3118 | 0.018765 | 5 | 0.015518 | 0.0069353 | 714 | 54.9104 | 19.1474 | 714 | 0.026817 | 54.9104 | 714 | 0.076905 | 19.1474 | 54.9104 | 0.3487 | 19.1474 | 59.1612
Nonequipment | Night Covers for Display Cases | Commercial | New | Lodging/Hospitality | 103.3118 | 0.018765 | 5 | 0.015518 | 0.0069353 | 714 | 54.9104 | 19.1474 | 714 | 0.026817 | 54.9104 | 714 | 0.076905 | 19.1474 | 54.9104 | 0.3487 | 19.1474 | 59.1612
Nonequipment | Night Covers for Display Cases | Commercial | New | Miscellaneous | 103.3118 | 0.018765 | 5 | 0.015518 | 0.0069353 | 714 | 54.9104 | 19.1474 | 714 | 0.026817 | 54.9104 | 714 | 0.076905 | 19.1474 | 54.9104 | 0.3487 | 19.1474 | 59.1612
Nonequipment | Night Covers for Display Cases | Commercial | New | Offices | 103.3118 | 0.018765 | 5 | 0.015518 | 0.0069353 | 714 | 54.9104 | 19.1474 | 714 | 0.026817 | 54.9104 | 714 | 0.076905 | 19.1474 | 54.9104 | 0.3487 | 19.1474 | 59.1612
Nonequipment | Night Covers for Display Cases | Commercial | New | Restaurants | 103.3118 | 0.018765 | 5 | 0.015518 | 0.0069353 | 714 | 54.9104 | 19.1474 | 714 | 0.026817 | 54.9104 | 714 | 0.076905 | 19.1474 | 54.9104 | 0.3487 | 19.1474 | 59.1612
Nonequipment | Night Covers for Display Cases | Commercial | New | Retail | 103.3118 | 0.018765 | 5 | 0.015518 | 0.0069353 | 714 | 54.9104 | 19.1474 | 714 | 0.026817 | 54.9104 | 714 | 0.076905 | 19.1474 | 54.9104 | 0.3487 | 19.1474 | 59.1612
Nonequipment | Night Covers for Display Cases | Commercial | New | Schools K-12 | 103.3118 | 0.018765 | 5 | 0.015518 | 0.0069353 | 714 | 54.9104 | 19.1474 | 714 | 0.026817 | 54.9104 | 714 | 0.076905 | 19.1474 | 54.9104 | 0.3487 | 19.1474 | 59.1612
Nonequipment | Night Covers for Display Cases | Commercial | New | Warehouse | 103.3118 | 0.018765 | 5 | 0.015518 | 0.0069353 | 714 | 54.9104 | 19.1474 | 714 | 0.026817 | 54.9104 | 714 | 0.076905 | 19.1474 | 54.9104 | 0.3487 | 19.1474 | 59.1612
Nonequipment | PSC to ECM Evaporator Fan Motor (Reach-In) | Commercial | Existing | Assembly | 503.9324 | 0.375 | 15 | 0.070139 | 0.0064253 | 177 | 593.7989 | 203.5015 | 177 | 1.1497 | 593.7989 | 177 | 3.3548 | 203.5015 | 593.7989 | 0.34271 | 203.5015 | 3.0067
Nonequipment | PSC to ECM Evaporator Fan Motor (Reach-In) | Commercial | Existing | College and University | 503.9324 | 0.375 | 15 | 0.065337 | 0.054728 | 177 | 593.517 | 208.9295 | 177 | 1.1804 | 593.517 | 177 | 3.3532 | 208.9295 | 593.517 | 0.35202 | 208.9295 | 3.0067
Nonequipment | PSC to ECM Evaporator Fan Motor (Reach-In) | Commercial | Existing | Grocery | 503.9324 | 0.375 | 15 | 0.070139 | 0.0064253 | 177 | 593.7989 | 203.5015 | 177 | 1.1497 | 593.7989 | 177 | 3.3548 | 203.5015 | 593.7989 | 0.34271 | 203.5015 | 3.0067
Nonequipment | PSC to ECM Evaporator Fan Motor (Reach-In) | Commercial | Existing | Healthcare | 503.9324 | 0.375 | 15 | 0.065337 | 0.054728 | 177 | 593.517 | 208.9295 | 177 | 1.1804 | 593.517 | 177 | 3.3532 | 208.9295 | 593.517 | 0.35202 | 208.9295 | 3.0067
Nonequipment | PSC to ECM Evaporator Fan Motor (Reach-In) | Commercial | Existing | Hospitals | 503.9324 | 0.375 | 15 | 0.065337 | 0.054728 | 177 | 593.517 | 208.9295 | 177 | 1.1804 | 593.517 | 177 | 3.3532 | 208.9295 | 593.517 | 0.35202 | 208.9295 | 3.0067
Nonequipment | PSC to ECM Evaporator Fan Motor (Reach-In) | Commercial | Existing | Institutional | 503.9324 | 0.375 | 15 | 0.070139 | 0.0064253 | 177 | 593.7989 | 203.5015 | 177 | 1.1497 | 593.7989 | 177 | 3.3548 | 203.5015 | 593.7989 | 0.34271 | 203.5015 | 3.0067
Nonequipment | PSC to ECM Evaporator Fan Motor (Reach-In) | Commercial | Existing | Lodging/Hospitality | 503.9324 | 0.375 | 15 | 0.065337 | 0.054728 | 177 | 593.517 | 208.9295 | 177 | 1.1804 | 593.517 | 177 | 3.3532 | 208.9295 | 593.517 | 0.35202 | 208.9295 | 3.0067
Nonequipment | PSC to ECM Evaporator Fan Motor (Reach-In) | Commercial | Existing | Miscellaneous | 503.9324 | 0.375 | 15 | 0.070139 | 0.0064253 | 177 | 593.7989 | 203.5015 | 177 | 1.1497 | 593.7989 | 177 | 3.3548 | 203.5015 | 593.7989 | 0.34271 | 203.5015 | 3.0067
Nonequipment | PSC to ECM Evaporator Fan Motor (Reach-In) | Commercial | Existing | Offices | 503.9324 | 0.375 | 15 | 0.070139 | 0.0064253 | 177 | 593.7989 | 203.5015 | 177 | 1.1497 | 593.7989 | 177 | 3.3548 | 203.5015 | 593.7989 | 0.34271 | 203.5015 | 3.0067
Nonequipment | PSC to ECM Evaporator Fan Motor (Reach-In) | Commercial | Existing | Restaurants | 503.9324 | 0.375 | 15 | 0.065337 | 0.054728 | 177 | 593.517 | 208.9295 | 177 | 1.1804 | 593.517 | 177 | 3.3532 | 208.9295 | 593.517 | 0.35202 | 208.9295 | 3.0067
Nonequipment | PSC to ECM Evaporator Fan Motor (Reach-In) | Commercial | Existing | Retail | 503.9324 | 0.375 | 15 | 0.070139 | 0.0064253 | 177 | 593.7989 | 203.5015 | 177 | 1.1497 | 593.7989 | 177 | 3.3548 | 203.5015 | 593.7989 | 0.34271 | 203.5015 | 3.0067
Nonequipment | PSC to ECM Evaporator Fan Motor (Reach-In) | Commercial | Existing | Schools K-12 | 503.9324 | 0.375 | 15 | 0.065337 | 0.054728 | 177 | 593.517 | 208.9295 | 177 | 1.1804 | 593.517 | 177 | 3.3532 | 208.9295 | 593.517 | 0.35202 | 208.9295 | 3.0067
Nonequipment | PSC to ECM Evaporator Fan Motor (Reach-In) | Commercial | Existing | Warehouse | 503.9324 | 0.375 | 15 | 0.070139 | 0.0064253 | 177 | 593.7989 | 203.5015 | 177 | 1.1497 | 593.7989 | 177 | 3.3548 | 203.5015 | 593.7989 | 0.34271 | 203.5015 | 3.0067
Nonequipment | PSC to ECM Evaporator Fan Motor (Reach-In) | Commercial | New | Assembly | 503.9324 | 0.375 | 15 | 0.070139 | 0.0064253 | 177 | 593.7989 | 203.5015 | 177 | 1.1497 | 593.7989 | 177 | 3.3548 | 203.5015 | 593.7989 | 0.34271 | 203.5015 | 3.0067
Nonequipment | PSC to ECM Evaporator Fan Motor (Reach-In) | Commercial | New | College and University | 503.9324 | 0.375 | 15 | 0.065337 | 0.054728 | 177 | 593.517 | 208.9295 | 177 | 1.1804 | 593.517 | 177 | 3.3532 | 208.9295 | 593.517 | 0.35202 | 208.9295 | 3.0067
Nonequipment | PSC to ECM Evaporator Fan Motor (Reach-In) | Commercial | New | Grocery | 503.9324 | 0.375 | 15 | 0.070139 | 0.0064253 | 177 | 593.7989 | 203.5015 | 177 | 1.1497 | 593.7989 | 177 | 3.3548 | 203.5015 | 593.7989 | 0.34271 | 203.5015 | 3.0067
Nonequipment | PSC to ECM Evaporator Fan Motor (Reach-In) | Commercial | New | Healthcare | 503.9324 | 0.375 | 15 | 0.065337 | 0.054728 | 177 | 593.517 | 208.9295 | 177 | 1.1804 | 593.517 | 177 | 3.3532 | 208.9295 | 593.517 | 0.35202 | 208.9295 | 3.0067
Nonequipment | PSC to ECM Evaporator Fan Motor (Reach-In) | Commercial | New | Hospitals | 503.9324 | 0.375 | 15 | 0.065337 | 0.054728 | 177 | 593.517 | 208.9295 | 177 | 1.1804 | 593.517 | 177 | 3.3532 | 208.9295 | 593.517 | 0.35202 | 208.9295 | 3.0067
Nonequipment | PSC to ECM Evaporator Fan Motor (Reach-In) | Commercial | New | Institutional | 503.9324 | 0.375 | 15 | 0.070139 | 0.0064253 | 177 | 593.7989 | 203.5015 | 177 | 1.1497 | 593.7989 | 177 | 3.3548 | 203.5015 | 593.7989 | 0.34271 | 203.5015 | 3.0067
Nonequipment | PSC to ECM Evaporator Fan Motor (Reach-In) | Commercial | New | Lodging/Hospitality | 503.9324 | 0.375 | 15 | 0.065337 | 0.054728 | 177 | 593.517 | 208.9295 | 177 | 1.1804 | 593.517 | 177 | 3.3532 | 208.9295 | 593.517 | 0.35202 | 208.9295 | 3.0067
Nonequipment | PSC to ECM Evaporator Fan Motor (Reach-In) | Commercial | New | Miscellaneous | 503.9324 | 0.375 | 15 | 0.070139 | 0.0064253 | 177 | 593.7989 | 203.5015 | 177 | 1.1497 | 593.7989 | 177 | 3.3548 | 203.5015 | 593.7989 | 0.34271 | 203.5015 | 3.0067
Nonequipment | PSC to ECM Evaporator Fan Motor (Reach-In) | Commercial | New | Offices | 503.9324 | 0.375 | 15 | 0.070139 | 0.0064253 | 177 | 593.7989 | 203.5015 | 177 | 1.1497 | 593.7989 | 177 | 3.3548 | 203.5015 | 593.7989 | 0.34271 | 203.5015 | 3.0067
Nonequipment | PSC to ECM Evaporator Fan Motor (Reach-In) | Commercial | New | Restaurants | 503.9324 | 0.375 | 15 | 0.065337 | 0.054728 | 177 | 593.517 | 208.9295 | 177 | 1.1804 | 593.517 | 177 | 3.3532 | 208.9295 | 593.517 | 0.35202 | 208.9295 | 3.0067
Nonequipment | PSC to ECM Evaporator Fan Motor (Reach-In) | Commercial | New | Retail | 503.9324 | 0.375 | 15 | 0.070139 | 0.0064253 | 177 | 593.7989 | 203.5015 | 177 | 1.1497 | 593.7989 | 177 | 3.3548 | 203.5015 | 593.7989 | 0.34271 | 203.5015 | 3.0067
Nonequipment | PSC to ECM Evaporator Fan Motor (Reach-In) | Commercial | New | Schools K-12 | 503.9324 | 0.375 | 15 | 0.065337 | 0.054728 | 177 | 593.517 | 208.9295 | 177 | 1.1804 | 593.517 | 177 | 3.3532 | 208.9295 | 593.517 | 0.35202 | 208.9295 | 3.0067
Nonequipment | PSC to ECM Evaporator Fan Motor (Reach-In) | Commercial | New | Warehouse | 503.9324 | 0.375 | 15 | 0.070139 | 0.0064253 | 177 | 593.7989 | 203.5015 | 177 | 1.1497 | 593.7989 | 177 | 3.3548 | 203.5015 | 593.7989 | 0.34271 | 203.5015 | 3.0067
Nonequipment | PSC to ECM Evaporator Fan Motor (Walk-In, Refrigerator) | Commercial | Existing | Assembly | 327.0516 | 0.375 | 15 | 0.04552 | 0.00417 | 177 | 385.3749 | 132.0723 | 177 | 0.74617 | 385.3749 | 177 | 2.1773 | 132.0723 | 385.3749 | 0.34271 | 132.0723 | 4.6328
Nonequipment | PSC to ECM Evaporator Fan Motor (Walk-In, Refrigerator) | Commercial | Existing | College and University | 327.0516 | 0.375 | 15 | 0.042404 | 0.035519 | 177 | 385.1919 | 135.5951 | 177 | 0.76607 | 385.1919 | 177 | 2.1762 | 135.5951 | 385.1919 | 0.35202 | 135.5951 | 4.6328
Nonequipment | PSC to ECM Evaporator Fan Motor (Walk-In, Refrigerator) | Commercial | Existing | Grocery | 327.0516 | 0.375 | 15 | 0.04552 | 0.00417 | 177 | 385.3749 | 132.0723 | 177 | 0.74617 | 385.3749 | 177 | 2.1773 | 132.0723 | 385.3749 | 0.34271 | 132.0723 | 4.6328
Nonequipment | PSC to ECM Evaporator Fan Motor (Walk-In, Refrigerator) | Commercial | Existing | Healthcare | 327.0516 | 0.375 | 15 | 0.042404 | 0.035519 | 177 | 385.1919 | 135.5951 | 177 | 0.76607 | 385.1919 | 177 | 2.1762 | 135.5951 | 385.1919 | 0.35202 | 135.5951 | 4.6328
Nonequipment | PSC to ECM Evaporator Fan Motor (Walk-In, Refrigerator) | Commercial | Existing | Hospitals | 327.0516 | 0.375 | 15 | 0.042404 | 0.035519 | 177 | 385.1919 | 135.5951 | 177 | 0.76607 | 385.1919 | 177 | 2.1762 | 135.5951 | 385.1919 | 0.35202 | 135.5951 | 4.6328
Nonequipment | PSC to ECM Evaporator Fan Motor (Walk-In, Refrigerator) | Commercial | Existing | Institutional | 327.0516 | 0.375 | 15 | 0.04552 | 0.00417 | 177 | 385.3749 | 132.0723 | 177 | 0.74617 | 385.3749 | 177 | 2.1773 | 132.0723 | 385.3749 | 0.34271 | 132.0723 | 4.6328
Nonequipment | PSC to ECM Evaporator Fan Motor (Walk-In, Refrigerator) | Commercial | Existing | Lodging/Hospitality | 327.0516 | 0.375 | 15 | 0.042404 | 0.035519 | 177 | 385.1919 | 135.5951 | 177 | 0.76607 | 385.1919 | 177 | 2.1762 | 135.5951 | 385.1919 | 0.35202 | 135.5951 | 4.6328
Nonequipment | PSC to ECM Evaporator Fan Motor (Walk-In, Refrigerator) | Commercial | Existing | Miscellaneous | 327.0516 | 0.375 | 15 | 0.04552 | 0.00417 | 177 | 385.3749 | 132.0723 | 177 | 0.74617 | 385.3749 | 177 | 2.1773 | 132.0723 | 385.3749 | 0.34271 | 132.0723 | 4.6328
Nonequipment | PSC to ECM Evaporator Fan Motor (Walk-In, Refrigerator) | Commercial | Existing | Offices | 327.0516 | 0.375 | 15 | 0.04552 | 0.00417 | 177 | 385.3749 | 132.0723 | 177 | 0.74617 | 385.3749 | 177 | 2.1773 | 132.0723 | 385.3749 | 0.34271 | 132.0723 | 4.6328
Nonequipment | PSC to ECM Evaporator Fan Motor (Walk-In, Refrigerator) | Commercial | Existing | Restaurants | 327.0516 | 0.375 | 15 | 0.042404 | 0.035519 | 177 | 385.1919 | 135.5951 | 177 | 0.76607 | 385.1919 | 177 | 2.1762 | 135.5951 | 385.1919 | 0.35202 | 135.5951 | 4.6328
Nonequipment | PSC to ECM Evaporator Fan Motor (Walk-In, Refrigerator) | Commercial | Existing | Retail | 327.0516 | 0.375 | 15 | 0.04552 | 0.00417 | 177 | 385.3749 | 132.0723 | 177 | 0.74617 | 385.3749 | 177 | 2.1773 | 132.0723 | 385.3749 | 0.34271 | 132.0723 | 4.6328
Nonequipment | PSC to ECM Evaporator Fan Motor (Walk-In, Refrigerator) | Commercial | Existing | Schools K-12 | 327.0516 | 0.375 | 15 | 0.042404 | 0.035519 | 177 | 385.1919 | 135.5951 | 177 | 0.76607 | 385.1919 | 177 | 2.1762 | 135.5951 | 385.1919 | 0.35202 | 135.5951 | 4.6328
Nonequipment | PSC to ECM Evaporator Fan Motor (Walk-In, Refrigerator) | Commercial | Existing | Warehouse | 327.0516 | 0.375 | 15 | 0.04552 | 0.00417 | 177 | 385.3749 | 132.0723 | 177 | 0.74617 | 385.3749 | 177 | 2.1773 | 132.0723 | 385.3749 | 0.34271 | 132.0723 | 4.6328
Nonequipment | PSC to ECM Evaporator Fan Motor (Walk-In, Refrigerator) | Commercial | New | Assembly | 327.0516 | 0.375 | 15 | 0.04552 | 0.00417 | 177 | 385.3749 | 132.0723 | 177 | 0.74617 | 385.3749 | 177 | 2.1773 | 132.0723 | 385.3749 | 0.34271 | 132.0723 | 4.6328
Nonequipment | PSC to ECM Evaporator Fan Motor (Walk-In, Refrigerator) | Commercial | New | College and University | 327.0516 | 0.375 | 15 | 0.042404 | 0.035519 | 177 | 385.1919 | 135.5951 | 177 | 0.76607 | 385.1919 | 177 | 2.1762 | 135.5951 | 385.1919 | 0.35202 | 135.5951 | 4.6328
Nonequipment | PSC to ECM Evaporator Fan Motor (Walk-In, Refrigerator) | Commercial | New | Grocery | 327.0516 | 0.375 | 15 | 0.04552 | 0.00417 | 177 | 385.3749 | 132.0723 | 177 | 0.74617 | 385.3749 | 177 | 2.1773 | 132.0723 | 385.3749 | 0.34271 | 132.0723 | 4.6328
Nonequipment | PSC to ECM Evaporator Fan Motor (Walk-In, Refrigerator) | Commercial | New | Healthcare | 327.0516 | 0.375 | 15 | 0.042404 | 0.035519 | 177 | 385.1919 | 135.5951 | 177 | 0.76607 | 385.1919 | 177 | 2.1762 | 135.5951 | 385.1919 | 0.35202 | 135.5951 | 4.6328
Nonequipment | PSC to ECM Evaporator Fan Motor (Walk-In, Refrigerator) | Commercial | New | Hospitals | 327.0516 | 0.375 | 15 | 0.042404 | 0.035519 | 177 | 385.1919 | 135.5951 | 177 | 0.76607 | 385.1919 | 177 | 2.1762 | 135.5951 | 385.1919 | 0.35202 | 135.5951 | 4.6328
Nonequipment | PSC to ECM Evaporator Fan Motor (Walk-In, Refrigerator) | Commercial | New | Institutional | 327.0516 | 0.375 | 15 | 0.04552 | 0.00417 | 177 | 385.3749 | 132.0723 | 177 | 0.74617 | 385.3749 | 177 | 2.1773 | 132.0723 | 385.3749 | 0.34271 | 132.0723 | 4.6328
Nonequipment | PSC to ECM Evaporator Fan Motor (Walk-In, Refrigerator) | Commercial | New | Lodging/Hospitality | 327.0516 | 0.375 | 15 | 0.042404 | 0.035519 | 177 | 385.1919 | 135.5951 | 177 | 0.76607 | 385.1919 | 177 | 2.1762 | 135.5951 | 385.1919 | 0.35202 | 135.5951 | 4.6328
Nonequipment | PSC to ECM Evaporator Fan Motor (Walk-In, Refrigerator) | Commercial | New | Miscellaneous | 327.0516 | 0.375 | 15 | 0.04552 | 0.00417 | 177 | 385.3749 | 132.0723 | 177 | 0.74617 | 385.3749 | 177 | 2.1773 | 132.0723 | 385.3749 | 0.34271 | 132.0723 | 4.6328
Nonequipment | PSC to ECM Evaporator Fan Motor (Walk-In, Refrigerator) | Commercial | New | Offices | 327.0516 | 0.375 | 15 | 0.04552 | 0.00417 | 177 | 385.3749 | 132.0723 | 177 | 0.74617 | 385.3749 | 177 | 2.1773 | 132.0723 | 385.3749 | 0.34271 | 132.0723 | 4.6328
Nonequipment | PSC to ECM Evaporator Fan Motor (Walk-In, Refrigerator) | Commercial | New | Restaurants | 327.0516 | 0.375 | 15 | 0.042404 | 0.035519 | 177 | 385.1919 | 135.5951 | 177 | 0.76607 | 385.1919 | 177 | 2.1762 | 135.5951 | 385.1919 | 0.35202 | 135.5951 | 4.6328
Nonequipment | PSC to ECM Evaporator Fan Motor (Walk-In, Refrigerator) | Commercial | New | Retail | 327.0516 | 0.375 | 15 | 0.04552 | 0.00417 | 177 | 385.3749 | 132.0723 | 177 | 0.74617 | 385.3749 | 177 | 2.1773 | 132.0723 | 385.3749 | 0.34271 | 132.0723 | 4.6328
Nonequipment | PSC to ECM Evaporator Fan Motor (Walk-In, Refrigerator) | Commercial | New | Schools K-12 | 327.0516 | 0.375 | 15 | 0.042404 | 0.035519 | 177 | 385.1919 | 135.5951 | 177 | 0.76607 | 385.1919 | 177 | 2.1762 | 135.5951 | 385.1919 | 0.35202 | 135.5951 | 4.6328
Nonequipment | PSC to ECM Evaporator Fan Motor (Walk-In, Refrigerator) | Commercial | New | Warehouse | 327.0516 | 0.375 | 15 | 0.04552 | 0.00417 | 177 | 385.3749 | 132.0723 | 177 | 0.74617 | 385.3749 | 177 | 2.1773 | 132.0723 | 385.3749 | 0.34271 | 132.0723 | 4.6328
Nonequipment | Refrigerated Display Case Lighting Controls | Commercial | Existing | Assembly | 61.4361 | 0.025235 | 8 | 0.0084392 | 0.0078859 | 104.14 | 47.502 | 16.9372 | 104.14 | 0.16264 | 47.502 | 104.14 | 0.45614 | 16.9372 | 47.502 | 0.35656 | 16.9372 | 14.5105
Nonequipment | Refrigerated Display Case Lighting Controls | Commercial | Existing | College and University | 61.4361 | 0.025235 | 8 | 0.0084392 | 0.0078859 | 104.14 | 47.502 | 16.9372 | 104.14 | 0.16264 | 47.502 | 104.14 | 0.45614 | 16.9372 | 47.502 | 0.35656 | 16.9372 | 14.5105
Nonequipment | Refrigerated Display Case Lighting Controls | Commercial | Existing | Grocery | 61.4361 | 0.025235 | 8 | 0.0084392 | 0.0078859 | 104.14 | 47.502 | 16.9372 | 104.14 | 0.16264 | 47.502 | 104.14 | 0.45614 | 16.9372 | 47.502 | 0.35656 | 16.9372 | 14.5105
Nonequipment | Refrigerated Display Case Lighting Controls | Commercial | Existing | Healthcare | 61.4361 | 0.025235 | 8 | 0.0084392 | 0.0078859 | 104.14 | 47.502 | 16.9372 | 104.14 | 0.16264 | 47.502 | 104.14 | 0.45614 | 16.9372 | 47.502 | 0.35656 | 16.9372 | 14.5105
Nonequipment | Refrigerated Display Case Lighting Controls | Commercial | Existing | Hospitals | 61.4361 | 0.025235 | 8 | 0.0084392 | 0.0078859 | 104.14 | 47.502 | 16.9372 | 104.14 | 0.16264 | 47.502 | 104.14 | 0.45614 | 16.9372 | 47.502 | 0.35656 | 16.9372 | 14.5105
Nonequipment | Refrigerated Display Case Lighting Controls | Commercial | Existing | Institutional | 61.4361 | 0.025235 | 8 | 0.0084392 | 0.0078859 | 104.14 | 47.502 | 16.9372 | 104.14 | 0.16264 | 47.502 | 104.14 | 0.45614 | 16.9372 | 47.502 | 0.35656 | 16.9372 | 14.5105
Nonequipment | Refrigerated Display Case Lighting Controls | Commercial | Existing | Lodging/Hospitality | 61.4361 | 0.025235 | 8 | 0.0084392 | 0.0078859 | 104.14 | 47.502 | 16.9372 | 104.14 | 0.16264 | 47.502 | 104.14 | 0.45614 | 16.9372 | 47.502 | 0.35656 | 16.9372 | 14.5105
Nonequipment | Refrigerated Display Case Lighting Controls | Commercial | Existing | Miscellaneous | 61.4361 | 0.025235 | 8 | 0.0084392 | 0.0078859 | 104.14 | 47.502 | 16.9372 | 104.14 | 0.16264 | 47.502 | 104.14 | 0.45614 | 16.9372 | 47.502 | 0.35656 | 16.9372 | 14.5105
Nonequipment | Refrigerated Display Case Lighting Controls | Commercial | Existing | Offices | 61.4361 | 0.025235 | 8 | 0.0084392 | 0.0078859 | 104.14 | 47.502 | 16.9372 | 104.14 | 0.16264 | 47.502 | 104.14 | 0.45614 | 16.9372 | 47.502 | 0.35656 | 16.9372 | 14.5105
Nonequipment | Refrigerated Display Case Lighting Controls | Commercial | Existing | Restaurants | 61.4361 | 0.025235 | 8 | 0.0084392 | 0.0078859 | 104.14 | 47.502 | 16.9372 | 104.14 | 0.16264 | 47.502 | 104.14 | 0.45614 | 16.9372 | 47.502 | 0.35656 | 16.9372 | 14.5105
Nonequipment | Refrigerated Display Case Lighting Controls | Commercial | Existing | Retail | 61.4361 | 0.025235 | 8 | 0.0084392 | 0.0078859 | 104.14 | 47.502 | 16.9372 | 104.14 | 0.16264 | 47.502 | 104.14 | 0.45614 | 16.9372 | 47.502 | 0.35656 | 16.9372 | 14.5105
Nonequipment | Refrigerated Display Case Lighting Controls | Commercial | Existing | Schools K-12 | 61.4361 | 0.025235 | 8 | 0.0084392 | 0.0078859 | 104.14 | 47.502 | 16.9372 | 104.14 | 0.16264 | 47.502 | 104.14 | 0.45614 | 16.9372 | 47.502 | 0.35656 | 16.9372 | 14.5105
Nonequipment | Refrigerated Display Case Lighting Controls | Commercial | Existing | Warehouse | 61.4361 | 0.025235 | 8 | 0.0084392 | 0.0078859 | 104.14 | 47.502 | 16.9372 | 104.14 | 0.16264 | 47.502 | 104.14 | 0.45614 | 16.9372 | 47.502 | 0.35656 | 16.9372 | 14.5105
Nonequipment | Refrigerated Display Case Lighting Controls | Commercial | New | Assembly | 22.7985 | 0.0093646 | 8 | 0.0031317 | 0.0029264 | 104.14 | 17.6277 | 6.2853 | 104.14 | 0.060354 | 17.6277 | 104.14 | 0.16927 | 6.2853 | 17.6277 | 0.35656 | 6.2853 | 39.1021
Nonequipment | Refrigerated Display Case Lighting Controls | Commercial | New | College and University | 22.7985 | 0.0093646 | 8 | 0.0031317 | 0.0029264 | 104.14 | 17.6277 | 6.2853 | 104.14 | 0.060354 | 17.6277 | 104.14 | 0.16927 | 6.2853 | 17.6277 | 0.35656 | 6.2853 | 39.1021
Nonequipment | Refrigerated Display Case Lighting Controls | Commercial | New | Grocery | 22.7985 | 0.0093646 | 8 | 0.0031317 | 0.0029264 | 104.14 | 17.6277 | 6.2853 | 104.14 | 0.060354 | 17.6277 | 104.14 | 0.16927 | 6.2853 | 17.6277 | 0.35656 | 6.2853 | 39.1021
Nonequipment | Refrigerated Display Case Lighting Controls | Commercial | New | Healthcare | 22.7985 | 0.0093646 | 8 | 0.0031317 | 0.0029264 | 104.14 | 17.6277 | 6.2853 | 104.14 | 0.060354 | 17.6277 | 104.14 | 0.16927 | 6.2853 | 17.6277 | 0.35656 | 6.2853 | 39.1021
Nonequipment | Refrigerated Display Case Lighting Controls | Commercial | New | Hospitals | 22.7985 | 0.0093646 | 8 | 0.0031317 | 0.0029264 | 104.14 | 17.6277 | 6.2853 | 104.14 | 0.060354 | 17.6277 | 104.14 | 0.16927 | 6.2853 | 17.6277 | 0.35656 | 6.2853 | 39.1021
Nonequipment | Refrigerated Display Case Lighting Controls | Commercial | New | Institutional | 22.7985 | 0.0093646 | 8 | 0.0031317 | 0.0029264 | 104.14 | 17.6277 | 6.2853 | 104.14 | 0.060354 | 17.6277 | 104.14 | 0.16927 | 6.2853 | 17.6277 | 0.35656 | 6.2853 | 39.1021
Nonequipment | Refrigerated Display Case Lighting Controls | Commercial | New | Lodging/Hospitality | 22.7985 | 0.0093646 | 8 | 0.0031317 | 0.0029264 | 104.14 | 17.6277 | 6.2853 | 104.14 | 0.060354 | 17.6277 | 104.14 | 0.16927 | 6.2853 | 17.6277 | 0.35656 | 6.2853 | 39.1021
Nonequipment | Refrigerated Display Case Lighting Controls | Commercial | New | Miscellaneous | 22.7985 | 0.0093646 | 8 | 0.0031317 | 0.0029264 | 104.14 | 17.6277 | 6.2853 | 104.14 | 0.060354 | 17.6277 | 104.14 | 0.16927 | 6.2853 | 17.6277 | 0.35656 | 6.2853 | 39.1021
Nonequipment | Refrigerated Display Case Lighting Controls | Commercial | New | Offices | 22.7985 | 0.0093646 | 8 | 0.0031317 | 0.0029264 | 104.14 | 17.6277 | 6.2853 | 104.14 | 0.060354 | 17.6277 | 104.14 | 0.16927 | 6.2853 | 17.6277 | 0.35656 | 6.2853 | 39.1021
Nonequipment | Refrigerated Display Case Lighting Controls | Commercial | New | Restaurants | 22.7985 | 0.0093646 | 8 | 0.0031317 | 0.0029264 | 104.14 | 17.6277 | 6.2853 | 104.14 | 0.060354 | 17.6277 | 104.14 | 0.16927 | 6.2853 | 17.6277 | 0.35656 | 6.2853 | 39.1021
Nonequipment | Refrigerated Display Case Lighting Controls | Commercial | New | Retail | 22.7985 | 0.0093646 | 8 | 0.0031317 | 0.0029264 | 104.14 | 17.6277 | 6.2853 | 104.14 | 0.060354 | 17.6277 | 104.14 | 0.16927 | 6.2853 | 17.6277 | 0.35656 | 6.2853 | 39.1021
Nonequipment | Refrigerated Display Case Lighting Controls | Commercial | New | Schools K-12 | 22.7985 | 0.0093646 | 8 | 0.0031317 | 0.0029264 | 104.14 | 17.6277 | 6.2853 | 104.14 | 0.060354 | 17.6277 | 104.14 | 0.16927 | 6.2853 | 17.6277 | 0.35656 | 6.2853 | 39.1021
Nonequipment | Refrigerated Display Case Lighting Controls | Commercial | New | Warehouse | 22.7985 | 0.0093646 | 8 | 0.0031317 | 0.0029264 | 104.14 | 17.6277 | 6.2853 | 104.14 | 0.060354 | 17.6277 | 104.14 | 0.16927 | 6.2853 | 17.6277 | 0.35656 | 6.2853 | 39.1021
Nonequipment | Strip Curtains for Walk-ins | Commercial | Existing | Assembly | 420 | 0.021154 | 4 | 0.060723 | 0.016724 | 214.62 | 184.3913 | 63.5423 | 214.62 | 0.29607 | 184.3913 | 214.62 | 0.85915 | 63.5423 | 184.3913 | 0.34461 | 63.5423 | 4.3743
Nonequipment | Strip Curtains for Walk-ins | Commercial | Existing | College and University | 420 | 0.021154 | 4 | 0.054455 | 0.045613 | 214.62 | 184.2542 | 64.6346 | 214.62 | 0.30116 | 184.2542 | 214.62 | 0.85851 | 64.6346 | 184.2542 | 0.35079 | 64.6346 | 4.3743
Nonequipment | Strip Curtains for Walk-ins | Commercial | Existing | Grocery | 420 | 0.021154 | 4 | 0.060723 | 0.016724 | 214.62 | 184.3913 | 63.5423 | 214.62 | 0.29607 | 184.3913 | 214.62 | 0.85915 | 63.5423 | 184.3913 | 0.34461 | 63.5423 | 4.3743
Nonequipment | Strip Curtains for Walk-ins | Commercial | Existing | Healthcare | 420 | 0.021154 | 4 | 0.054455 | 0.045613 | 214.62 | 184.2542 | 64.6346 | 214.62 | 0.30116 | 184.2542 | 214.62 | 0.85851 | 64.6346 | 184.2542 | 0.35079 | 64.6346 | 4.3743
Nonequipment | Strip Curtains for Walk-ins | Commercial | Existing | Hospitals | 420 | 0.021154 | 4 | 0.054455 | 0.045613 | 214.62 | 184.2542 | 64.6346 | 214.62 | 0.30116 | 184.2542 | 214.62 | 0.85851 | 64.6346 | 184.2542 | 0.35079 | 64.6346 | 4.3743
Nonequipment | Strip Curtains for Walk-ins | Commercial | Existing | Institutional | 420 | 0.021154 | 4 | 0.060723 | 0.016724 | 214.62 | 184.3913 | 63.5423 | 214.62 | 0.29607 | 184.3913 | 214.62 | 0.85915 | 63.5423 | 184.3913 | 0.34461 | 63.5423 | 4.3743
Nonequipment | Strip Curtains for Walk-ins | Commercial | Existing | Lodging/Hospitality | 420 | 0.021154 | 4 | 0.054455 | 0.045613 | 214.62 | 184.2542 | 64.6346 | 214.62 | 0.30116 | 184.2542 | 214.62 | 0.85851 | 64.6346 | 184.2542 | 0.35079 | 64.6346 | 4.3743
Nonequipment | Strip Curtains for Walk-ins | Commercial | Existing | Miscellaneous | 420 | 0.021154 | 4 | 0.060723 | 0.016724 | 214.62 | 184.3913 | 63.5423 | 214.62 | 0.29607 | 184.3913 | 214.62 | 0.85915 | 63.5423 | 184.3913 | 0.34461 | 63.5423 | 4.3743
Nonequipment | Strip Curtains for Walk-ins | Commercial | Existing | Offices | 420 | 0.021154 | 4 | 0.060723 | 0.016724 | 214.62 | 184.3913 | 63.5423 | 214.62 | 0.29607 | 184.3913 | 214.62 | 0.85915 | 63.5423 | 184.3913 | 0.34461 | 63.5423 | 4.3743
Nonequipment | Strip Curtains for Walk-ins | Commercial | Existing | Restaurants | 420 | 0.021154 | 4 | 0.054455 | 0.045613 | 214.62 | 184.2542 | 64.6346 | 214.62 | 0.30116 | 184.2542 | 214.62 | 0.85851 | 64.6346 | 184.2542 | 0.35079 | 64.6346 | 4.3743
Nonequipment | Strip Curtains for Walk-ins | Commercial | Existing | Retail | 420 | 0.021154 | 4 | 0.060723 | 0.016724 | 214.62 | 184.3913 | 63.5423 | 214.62 | 0.29607 | 184.3913 | 214.62 | 0.85915 | 63.5423 | 184.3913 | 0.34461 | 63.5423 | 4.3743
Nonequipment | Strip Curtains for Walk-ins | Commercial | Existing | Schools K-12 | 420 | 0.021154 | 4 | 0.054455 | 0.045613 | 214.62 | 184.2542 | 64.6346 | 214.62 | 0.30116 | 184.2542 | 214.62 | 0.85851 | 64.6346 | 184.2542 | 0.35079 | 64.6346 | 4.3743
Nonequipment | Strip Curtains for Walk-ins | Commercial | Existing | Warehouse | 420 | 0.021154 | 4 | 0.060723 | 0.016724 | 214.62 | 184.3913 | 63.5423 | 214.62 | 0.29607 | 184.3913 | 214.62 | 0.85915 | 63.5423 | 184.3913 | 0.34461 | 63.5423 | 4.3743
Nonequipment | Strip Curtains for Walk-ins | Commercial | New | Assembly | 420 | 0.021154 | 4 | 0.060723 | 0.016724 | 214.62 | 184.3913 | 63.5423 | 214.62 | 0.29607 | 184.3913 | 214.62 | 0.85915 | 63.5423 | 184.3913 | 0.34461 | 63.5423 | 4.3743
Nonequipment | Strip Curtains for Walk-ins | Commercial | New | College and University | 420 | 0.021154 | 4 | 0.054455 | 0.045613 | 214.62 | 184.2542 | 64.6346 | 214.62 | 0.30116 | 184.2542 | 214.62 | 0.85851 | 64.6346 | 184.2542 | 0.35079 | 64.6346 | 4.3743
Nonequipment | Strip Curtains for Walk-ins | Commercial | New | Grocery | 420 | 0.021154 | 4 | 0.060723 | 0.016724 | 214.62 | 184.3913 | 63.5423 | 214.62 | 0.29607 | 184.3913 | 214.62 | 0.85915 | 63.5423 | 184.3913 | 0.34461 | 63.5423 | 4.3743
Nonequipment | Strip Curtains for Walk-ins | Commercial | New | Healthcare | 420 | 0.021154 | 4 | 0.054455 | 0.045613 | 214.62 | 184.2542 | 64.6346 | 214.62 | 0.30116 | 184.2542 | 214.62 | 0.85851 | 64.6346 | 184.2542 | 0.35079 | 64.6346 | 4.3743
Nonequipment | Strip Curtains for Walk-ins | Commercial | New | Hospitals | 420 | 0.021154 | 4 | 0.054455 | 0.045613 | 214.62 | 184.2542 | 64.6346 | 214.62 | 0.30116 | 184.2542 | 214.62 | 0.85851 | 64.6346 | 184.2542 | 0.35079 | 64.6346 | 4.3743
Nonequipment | Strip Curtains for Walk-ins | Commercial | New | Institutional | 420 | 0.021154 | 4 | 0.060723 | 0.016724 | 214.62 | 184.3913 | 63.5423 | 214.62 | 0.29607 | 184.3913 | 214.62 | 0.85915 | 63.5423 | 184.3913 | 0.34461 | 63.5423 | 4.3743
Nonequipment | Strip Curtains for Walk-ins | Commercial | New | Lodging/Hospitality | 420 | 0.021154 | 4 | 0.054455 | 0.045613 | 214.62 | 184.2542 | 64.6346 | 214.62 | 0.30116 | 184.2542 | 214.62 | 0.85851 | 64.6346 | 184.2542 | 0.35079 | 64.6346 | 4.3743
Nonequipment | Strip Curtains for Walk-ins | Commercial | New | Miscellaneous | 420 | 0.021154 | 4 | 0.060723 | 0.016724 | 214.62 | 184.3913 | 63.5423 | 214.62 | 0.29607 | 184.3913 | 214.62 | 0.85915 | 63.5423 | 184.3913 | 0.34461 | 63.5423 | 4.3743
Nonequipment | Strip Curtains for Walk-ins | Commercial | New | Offices | 420 | 0.021154 | 4 | 0.060723 | 0.016724 | 214.62 | 184.3913 | 63.5423 | 214.62 | 0.29607 | 184.3913 | 214.62 | 0.85915 | 63.5423 | 184.3913 | 0.34461 | 63.5423 | 4.3743
Nonequipment | Strip Curtains for Walk-ins | Commercial | New | Restaurants | 420 | 0.021154 | 4 | 0.054455 | 0.045613 | 214.62 | 184.2542 | 64.6346 | 214.62 | 0.30116 | 184.2542 | 214.62 | 0.85851 | 64.6346 | 184.2542 | 0.35079 | 64.6346 | 4.3743
Nonequipment | Strip Curtains for Walk-ins | Commercial | New | Retail | 420 | 0.021154 | 4 | 0.060723 | 0.016724 | 214.62 | 184.3913 | 63.5423 | 214.62 | 0.29607 | 184.3913 | 214.62 | 0.85915 | 63.5423 | 184.3913 | 0.34461 | 63.5423 | 4.3743
Nonequipment | Strip Curtains for Walk-ins | Commercial | New | Schools K-12 | 420 | 0.021154 | 4 | 0.054455 | 0.045613 | 214.62 | 184.2542 | 64.6346 | 214.62 | 0.30116 | 184.2542 | 214.62 | 0.85851 | 64.6346 | 184.2542 | 0.35079 | 64.6346 | 4.3743
Nonequipment | Strip Curtains for Walk-ins | Commercial | New | Warehouse | 420 | 0.021154 | 4 | 0.060723 | 0.016724 | 214.62 | 184.3913 | 63.5423 | 214.62 | 0.29607 | 184.3913 | 214.62 | 0.85915 | 63.5423 | 184.3913 | 0.34461 | 63.5423 | 4.3743
Nonequipment | CO Sensors for Parking Garage Exhaust | Commercial | Existing | Assembly | 4980.032 | 0.33 | 15 | 0.20046 | 0.20046 | 607 | 5839.1887 | 1890.2319 | 607 | 3.1141 | 5839.1887 | 607 | 9.6198 | 1890.2319 | 5839.1887 | 0.32371 | 1890.2319 | 1.0434
Nonequipment | CO Sensors for Parking Garage Exhaust | Commercial | Existing | College and University | 4980.032 | 0.33 | 15 | 0.20046 | 0.20046 | 607 | 5839.1887 | 1890.2319 | 607 | 3.1141 | 5839.1887 | 607 | 9.6198 | 1890.2319 | 5839.1887 | 0.32371 | 1890.2319 | 1.0434
Nonequipment | CO Sensors for Parking Garage Exhaust | Commercial | Existing | Grocery | 4980.032 | 0.33 | 15 | 0.20046 | 0.20046 | 607 | 5839.1887 | 1890.2319 | 607 | 3.1141 | 5839.1887 | 607 | 9.6198 | 1890.2319 | 5839.1887 | 0.32371 | 1890.2319 | 1.0434
Nonequipment | CO Sensors for Parking Garage Exhaust | Commercial | Existing | Healthcare | 4980.032 | 0.33 | 15 | 0.20046 | 0.20046 | 607 | 5839.1887 | 1890.2319 | 607 | 3.1141 | 5839.1887 | 607 | 9.6198 | 1890.2319 | 5839.1887 | 0.32371 | 1890.2319 | 1.0434
Nonequipment | CO Sensors for Parking Garage Exhaust | Commercial | Existing | Hospitals | 4980.032 | 0.33 | 15 | 0.20046 | 0.20046 | 607 | 5839.1887 | 1890.2319 | 607 | 3.1141 | 5839.1887 | 607 | 9.6198 | 1890.2319 | 5839.1887 | 0.32371 | 1890.2319 | 1.0434
Nonequipment | CO Sensors for Parking Garage Exhaust | Commercial | Existing | Institutional | 4980.032 | 0.33 | 15 | 0.20046 | 0.20046 | 607 | 5839.1887 | 1890.2319 | 607 | 3.1141 | 5839.1887 | 607 | 9.6198 | 1890.2319 | 5839.1887 | 0.32371 | 1890.2319 | 1.0434
Nonequipment | CO Sensors for Parking Garage Exhaust | Commercial | Existing | Lodging/Hospitality | 4980.032 | 0.33 | 15 | 0.20046 | 0.20046 | 607 | 5839.1887 | 1890.2319 | 607 | 3.1141 | 5839.1887 | 607 | 9.6198 | 1890.2319 | 5839.1887 | 0.32371 | 1890.2319 | 1.0434
Nonequipment | CO Sensors for Parking Garage Exhaust | Commercial | Existing | Miscellaneous | 4980.032 | 0.33 | 15 | 0.20046 | 0.20046 | 607 | 5839.1887 | 1890.2319 | 607 | 3.1141 | 5839.1887 | 607 | 9.6198 | 1890.2319 | 5839.1887 | 0.32371 | 1890.2319 | 1.0434
Nonequipment | CO Sensors for Parking Garage Exhaust | Commercial | Existing | Offices | 4980.032 | 0.33 | 15 | 0.20046 | 0.20046 | 607 | 5839.1887 | 1890.2319 | 607 | 3.1141 | 5839.1887 | 607 | 9.6198 | 1890.2319 | 5839.1887 | 0.32371 | 1890.2319 | 1.0434
Nonequipment | CO Sensors for Parking Garage Exhaust | Commercial | Existing | Restaurants | 4980.032 | 0.33 | 15 | 0.20046 | 0.20046 | 607 | 5839.1887 | 1890.2319 | 607 | 3.1141 | 5839.1887 | 607 | 9.6198 | 1890.2319 | 5839.1887 | 0.32371 | 1890.2319 | 1.0434
Nonequipment | CO Sensors for Parking Garage Exhaust | Commercial | Existing | Retail | 4980.032 | 0.33 | 15 | 0.20046 | 0.20046 | 607 | 5839.1887 | 1890.2319 | 607 | 3.1141 | 5839.1887 | 607 | 9.6198 | 1890.2319 | 5839.1887 | 0.32371 | 1890.2319 | 1.0434
Nonequipment | CO Sensors for Parking Garage Exhaust | Commercial | Existing | Schools K-12 | 4980.032 | 0.33 | 15 | 0.20046 | 0.20046 | 607 | 5839.1887 | 1890.2319 | 607 | 3.1141 | 5839.1887 | 607 | 9.6198 | 1890.2319 | 5839.1887 | 0.32371 | 1890.2319 | 1.0434
Nonequipment | CO Sensors for Parking Garage Exhaust | Commercial | Existing | Warehouse | 4980.032 | 0.33 | 15 | 0.20046 | 0.20046 | 607 | 5839.1887 | 1890.2319 | 607 | 3.1141 | 5839.1887 | 607 | 9.6198 | 1890.2319 | 5839.1887 | 0.32371 | 1890.2319 | 1.0434
Nonequipment | CO Sensors for Parking Garage Exhaust | Commercial | New | Assembly | 4980.032 | 0.33 | 15 | 0.20046 | 0.20046 | 607 | 5839.1887 | 1890.2319 | 607 | 3.1141 | 5839.1887 | 607 | 9.6198 | 1890.2319 | 5839.1887 | 0.32371 | 1890.2319 | 1.0434
Nonequipment | CO Sensors for Parking Garage Exhaust | Commercial | New | College and University | 4980.032 | 0.33 | 15 | 0.20046 | 0.20046 | 607 | 5839.1887 | 1890.2319 | 607 | 3.1141 | 5839.1887 | 607 | 9.6198 | 1890.2319 | 5839.1887 | 0.32371 | 1890.2319 | 1.0434
Nonequipment | CO Sensors for Parking Garage Exhaust | Commercial | New | Grocery | 4980.032 | 0.33 | 15 | 0.20046 | 0.20046 | 607 | 5839.1887 | 1890.2319 | 607 | 3.1141 | 5839.1887 | 607 | 9.6198 | 1890.2319 | 5839.1887 | 0.32371 | 1890.2319 | 1.0434
Nonequipment | CO Sensors for Parking Garage Exhaust | Commercial | New | Healthcare | 4980.032 | 0.33 | 15 | 0.20046 | 0.20046 | 607 | 5839.1887 | 1890.2319 | 607 | 3.1141 | 5839.1887 | 607 | 9.6198 | 1890.2319 | 5839.1887 | 0.32371 | 1890.2319 | 1.0434
Nonequipment | CO Sensors for Parking Garage Exhaust | Commercial | New | Hospitals | 4980.032 | 0.33 | 15 | 0.20046 | 0.20046 | 607 | 5839.1887 | 1890.2319 | 607 | 3.1141 | 5839.1887 | 607 | 9.6198 | 1890.2319 | 5839.1887 | 0.32371 | 1890.2319 | 1.0434
Nonequipment | CO Sensors for Parking Garage Exhaust | Commercial | New | Institutional | 4980.032 | 0.33 | 15 | 0.20046 | 0.20046 | 607 | 5839.1887 | 1890.2319 | 607 | 3.1141 | 5839.1887 | 607 | 9.6198 | 1890.2319 | 5839.1887 | 0.32371 | 1890.2319 | 1.0434
Nonequipment | CO Sensors for Parking Garage Exhaust | Commercial | New | Lodging/Hospitality | 4980.032 | 0.33 | 15 | 0.20046 | 0.20046 | 607 | 5839.1887 | 1890.2319 | 607 | 3.1141 | 5839.1887 | 607 | 9.6198 | 1890.2319 | 5839.1887 | 0.32371 | 1890.2319 | 1.0434
Nonequipment | CO Sensors for Parking Garage Exhaust | Commercial | New | Miscellaneous | 4980.032 | 0.33 | 15 | 0.20046 | 0.20046 | 607 | 5839.1887 | 1890.2319 | 607 | 3.1141 | 5839.1887 | 607 | 9.6198 | 1890.2319 | 5839.1887 | 0.32371 | 1890.2319 | 1.0434
Nonequipment | CO Sensors for Parking Garage Exhaust | Commercial | New | Offices | 4980.032 | 0.33 | 15 | 0.20046 | 0.20046 | 607 | 5839.1887 | 1890.2319 | 607 | 3.1141 | 5839.1887 | 607 | 9.6198 | 1890.2319 | 5839.1887 | 0.32371 | 1890.2319 | 1.0434
Nonequipment | CO Sensors for Parking Garage Exhaust | Commercial | New | Restaurants | 4980.032 | 0.33 | 15 | 0.20046 | 0.20046 | 607 | 5839.1887 | 1890.2319 | 607 | 3.1141 | 5839.1887 | 607 | 9.6198 | 1890.2319 | 5839.1887 | 0.32371 | 1890.2319 | 1.0434
Nonequipment | CO Sensors for Parking Garage Exhaust | Commercial | New | Retail | 4980.032 | 0.33 | 15 | 0.20046 | 0.20046 | 607 | 5839.1887 | 1890.2319 | 607 | 3.1141 | 5839.1887 | 607 | 9.6198 | 1890.2319 | 5839.1887 | 0.32371 | 1890.2319 | 1.0434
Nonequipment | CO Sensors for Parking Garage Exhaust | Commercial | New | Schools K-12 | 4980.032 | 0.33 | 15 | 0.20046 | 0.20046 | 607 | 5839.1887 | 1890.2319 | 607 | 3.1141 | 5839.1887 | 607 | 9.6198 | 1890.2319 | 5839.1887 | 0.32371 | 1890.2319 | 1.0434
Nonequipment | CO Sensors for Parking Garage Exhaust | Commercial | New | Warehouse | 4980.032 | 0.33 | 15 | 0.20046 | 0.20046 | 607 | 5839.1887 | 1890.2319 | 607 | 3.1141 | 5839.1887 | 607 | 9.6198 | 1890.2319 | 5839.1887 | 0.32371 | 1890.2319 | 1.0434
Nonequipment | Demand Controlled Ventilation | Commercial | Existing | Assembly | 4678.5352 | 0.5 | 10 | 0.4871 | 2.7424 | 1500 | 4246.6092 | 1524.3532 | 1500 | 1.0162 | 4246.6092 | 1500 | 2.8311 | 1524.3532 | 4246.6092 | 0.35896 | 1524.3532 | 2.7445
Nonequipment | Demand Controlled Ventilation | Commercial | Existing | College and University | 27943.0441 | 0.5 | 10 | 2.9093 | 16.3792 | 4500 | 25363.3207 | 9104.3601 | 4500 | 2.0232 | 25363.3207 | 4500 | 5.6363 | 9104.3601 | 25363.3207 | 0.35896 | 9104.3601 | 1.3786
Nonequipment | Demand Controlled Ventilation | Commercial | Existing | Grocery | 2125.2697 | 0.094339 | 10 | 0.22127 | 1.2458 | 1500 | 1929.0632 | 692.4521 | 1500 | 0.46163 | 1929.0632 | 1500 | 1.286 | 692.4521 | 1929.0632 | 0.35896 | 692.4521 | 6.0418
Nonequipment | Demand Controlled Ventilation | Commercial | Existing | Healthcare | 9075.7228 | 0.2308 | 10 | 0.94492 | 5.3199 | 1500 | 8237.8451 | 2957.0382 | 1500 | 1.9714 | 8237.8451 | 1500 | 5.4919 | 2957.0382 | 8237.8451 | 0.35896 | 2957.0382 | 1.4148
Nonequipment | Demand Controlled Ventilation | Commercial | Existing | Hospitals | 94567.6036 | 0.2308 | 10 | 9.8459 | 55.4323 | 10500 | 85837.0496 | 30811.8726 | 10500 | 2.9345 | 85837.0496 | 10500 | 8.175 | 30811.8726 | 85837.0496 | 0.35896 | 30811.8726 | 0.95046
Nonequipment | Demand Controlled Ventilation | Commercial | Existing | Institutional | 9305.5485 | 0.20471 | 10 | 0.96884 | 5.4546 | 1500 | 8446.4531 | 3031.9196 | 1500 | 2.0213 | 8446.4531 | 1500 | 5.631 | 3031.9196 | 8446.4531 | 0.35896 | 3031.9196 | 1.3799
Nonequipment | Demand Controlled Ventilation | Commercial | Existing | Lodging/Hospitality | 15248.3191 | 0.40891 | 10 | 1.5876 | 8.938 | 3000 | 13840.5825 | 4968.1841 | 3000 | 1.6561 | 13840.5825 | 3000 | 4.6135 | 4968.1841 | 13840.5825 | 0.35896 | 4968.1841 | 1.6842
Nonequipment | Demand Controlled Ventilation | Commercial | Existing | Miscellaneous | 13832.6709 | 0.031918 | 10 | 1.4402 | 8.1082 | 3000 | 12555.6281 | 4506.9398 | 3000 | 1.5023 | 12555.6281 | 3000 | 4.1852 | 4506.9398 | 12555.6281 | 0.35896 | 4506.9398 | 1.8565
Nonequipment | Demand Controlled Ventilation | Commercial | Existing | Offices | 7246.3338 | 0.22369 | 10 | 0.75445 | 4.2476 | 1500 | 6577.3467 | 2360.9895 | 1500 | 1.574 | 6577.3467 | 1500 | 4.3849 | 2360.9895 | 6577.3467 | 0.35896 | 2360.9895 | 1.772
Nonequipment | Demand Controlled Ventilation | Commercial | Existing | Restaurants | 2291.3025 | 0.097609 | 10 | 0.23856 | 1.3431 | 1500 | 2079.7677 | 746.5487 | 1500 | 0.4977 | 2079.7677 | 1500 | 1.3865 | 746.5487 | 2079.7677 | 0.35896 | 746.5487 | 5.604
Nonequipment | Demand Controlled Ventilation | Commercial | Existing | Retail | 5126.5164 | 0.5 | 10 | 0.53375 | 3.005 | 1500 | 4653.2325 | 1670.3138 | 1500 | 1.1135 | 4653.2325 | 1500 | 3.1022 | 1670.3138 | 4653.2325 | 0.35896 | 1670.3138 | 2.5047
Nonequipment | Demand Controlled Ventilation | Commercial | Existing | Schools K-12 | 19158.2709 | 0.5 | 10 | 1.9947 | 11.2299 | 3000 | 17389.5646 | 6242.1187 | 3000 | 2.0807 | 17389.5646 | 3000 | 5.7965 | 6242.1187 | 17389.5646 | 0.35896 | 6242.1187 | 1.3405
Nonequipment | Demand Controlled Ventilation | Commercial | Existing | Warehouse | 1903.19 | 0.5 | 10 | 0.19815 | 1.1156 | 1500 | 1727.486 | 620.0945 | 1500 | 0.4134 | 1727.486 | 1500 | 1.1517 | 620.0945 | 1727.486 | 0.35896 | 620.0945 | 6.7468
Nonequipment | Demand Controlled Ventilation | Commercial | New | Assembly | 4678.5352 | 0.5 | 10 | 0.4871 | 2.7424 | 1500 | 4246.6092 | 1524.3532 | 1500 | 1.0162 | 4246.6092 | 1500 | 2.8311 | 1524.3532 | 4246.6092 | 0.35896 | 1524.3532 | 2.7445
Nonequipment | Demand Controlled Ventilation | Commercial | New | College and University | 27943.0441 | 0.5 | 10 | 2.9093 | 16.3792 | 4500 | 25363.3207 | 9104.3601 | 4500 | 2.0232 | 25363.3207 | 4500 | 5.6363 | 9104.3601 | 25363.3207 | 0.35896 | 9104.3601 | 1.3786
Nonequipment | Demand Controlled Ventilation | Commercial | New | Grocery | 2125.2697 | 0.094339 | 10 | 0.22127 | 1.2458 | 1500 | 1929.0632 | 692.4521 | 1500 | 0.46163 | 1929.0632 | 1500 | 1.286 | 692.4521 | 1929.0632 | 0.35896 | 692.4521 | 6.0418
Nonequipment | Demand Controlled Ventilation | Commercial | New | Healthcare | 9075.7228 | 0.2308 | 10 | 0.94492 | 5.3199 | 1500 | 8237.8451 | 2957.0382 | 1500 | 1.9714 | 8237.8451 | 1500 | 5.4919 | 2957.0382 | 8237.8451 | 0.35896 | 2957.0382 | 1.4148
Nonequipment | Demand Controlled Ventilation | Commercial | New | Hospitals | 94567.6036 | 0.2308 | 10 | 9.8459 | 55.4323 | 10500 | 85837.0496 | 30811.8726 | 10500 | 2.9345 | 85837.0496 | 10500 | 8.175 | 30811.8726 | 85837.0496 | 0.35896 | 30811.8726 | 0.95046
Nonequipment | Demand Controlled Ventilation | Commercial | New | Institutional | 9305.5485 | 0.20471 | 10 | 0.96884 | 5.4546 | 1500 | 8446.4531 | 3031.9196 | 1500 | 2.0213 | 8446.4531 | 1500 | 5.631 | 3031.9196 | 8446.4531 | 0.35896 | 3031.9196 | 1.3799
Nonequipment | Demand Controlled Ventilation | Commercial | New | Lodging/Hospitality | 15248.3191 | 0.40891 | 10 | 1.5876 | 8.938 | 3000 | 13840.5825 | 4968.1841 | 3000 | 1.6561 | 13840.5825 | 3000 | 4.6135 | 4968.1841 | 13840.5825 | 0.35896 | 4968.1841 | 1.6842
Nonequipment | Demand Controlled Ventilation | Commercial | New | Miscellaneous | 13832.6709 | 0.031918 | 10 | 1.4402 | 8.1082 | 3000 | 12555.6281 | 4506.9398 | 3000 | 1.5023 | 12555.6281 | 3000 | 4.1852 | 4506.9398 | 12555.6281 | 0.35896 | 4506.9398 | 1.8565
Nonequipment | Demand Controlled Ventilation | Commercial | New | Offices | 7246.3338 | 0.22369 | 10 | 0.75445 | 4.2476 | 1500 | 6577.3467 | 2360.9895 | 1500 | 1.574 | 6577.3467 | 1500 | 4.3849 | 2360.9895 | 6577.3467 | 0.35896 | 2360.9895 | 1.772
Nonequipment | Demand Controlled Ventilation | Commercial | New | Restaurants | 2291.3025 | 0.097609 | 10 | 0.23856 | 1.3431 | 1500 | 2079.7677 | 746.5487 | 1500 | 0.4977 | 2079.7677 | 1500 | 1.3865 | 746.5487 | 2079.7677 | 0.35896 | 746.5487 | 5.604
Nonequipment | Demand Controlled Ventilation | Commercial | New | Retail | 5126.5164 | 0.5 | 10 | 0.53375 | 3.005 | 1500 | 4653.2325 | 1670.3138 | 1500 | 1.1135 | 4653.2325 | 1500 | 3.1022 | 1670.3138 | 4653.2325 | 0.35896 | 1670.3138 | 2.5047
Nonequipment | Demand Controlled Ventilation | Commercial | New | Schools K-12 | 19158.2709 | 0.5 | 10 | 1.9947 | 11.2299 | 3000 | 17389.5646 | 6242.1187 | 3000 | 2.0807 | 17389.5646 | 3000 | 5.7965 | 6242.1187 | 17389.5646 | 0.35896 | 6242.1187 | 1.3405
Nonequipment | Demand Controlled Ventilation | Commercial | New | Warehouse | 1903.19 | 0.5 | 10 | 0.19815 | 1.1156 | 1500 | 1727.486 | 620.0945 | 1500 | 0.4134 | 1727.486 | 1500 | 1.1517 | 620.0945 | 1727.486 | 0.35896 | 620.0945 | 6.7468
Nonequipment | VAV System | Commercial | Existing | Assembly | 69747.4569 | 0.3 | 10 | 19.8511 | 20.1456 | 5039.4571 | 63878.8721 | 24596.6982 | 5039.4571 | 4.8808 | 63878.8721 | 5039.4571 | 12.6757 | 24596.6982 | 63878.8721 | 0.38505 | 24596.6982 | 0.61851
Nonequipment | VAV System | Commercial | Existing | College and University | 274878.2198 | 0.3 | 10 | 78.2342 | 79.3948 | 19860.7529 | 251749.8331 | 96936.8192 | 19860.7529 | 4.8808 | 251749.8331 | 19860.7529 | 12.6757 | 96936.8192 | 251749.8331 | 0.38505 | 96936.8192 | 0.61851
Nonequipment | VAV System | Commercial | Existing | Grocery | 17056.3424 | 0.3 | 10 | 4.8545 | 4.9265 | 1232.3705 | 15621.2134 | 6014.9821 | 1232.3705 | 4.8808 | 15621.2134 | 1232.3705 | 12.6757 | 6014.9821 | 15621.2134 | 0.38505 | 6014.9821 | 0.61851
Nonequipment | VAV System | Commercial | Existing | Healthcare | 72837.1712 | 0.3 | 10 | 20.7305 | 21.038 | 5262.698 | 66708.6163 | 25686.2974 | 5262.698 | 4.8808 | 66708.6163 | 5262.698 | 12.6757 | 25686.2974 | 66708.6163 | 0.38505 | 25686.2974 | 0.61851
Nonequipment | VAV System | Commercial | Existing | Hospitals | 758951.8639 | 0.3 | 10 | 216.0084 | 219.2128 | 54836.4852 | 695093.2859 | 267647.1772 | 54836.4852 | 4.8808 | 695093.2859 | 54836.4852 | 12.6757 | 267647.1772 | 695093.2859 | 0.38505 | 267647.1772 | 0.61851
Nonequipment | VAV System | Commercial | Existing | Institutional | 74681.6361 | 0.3 | 10 | 21.2554 | 21.5708 | 5395.966 | 68397.887 | 26336.7547 | 5395.966 | 4.8808 | 68397.887 | 5395.966 | 12.6757 | 26336.7547 | 68397.887 | 0.38505 | 26336.7547 | 0.61851
Nonequipment | VAV System | Commercial | Existing | Lodging/Hospitality | 122375.3139 | 0.3 | 10 | 34.8297 | 35.3464 | 8841.9733 | 112078.5957 | 43156.1063 | 8841.9733 | 4.8808 | 112078.5957 | 8841.9733 | 12.6757 | 43156.1063 | 112078.5957 | 0.38505 | 43156.1063 | 0.61851
Nonequipment | VAV System | Commercial | Existing | Miscellaneous | 111014.0362 | 0.3 | 10 | 31.5962 | 32.0649 | 8021.0878 | 101673.2613 | 39149.5098 | 8021.0878 | 4.8808 | 101673.2613 | 8021.0878 | 12.6757 | 39149.5098 | 101673.2613 | 0.38505 | 39149.5098 | 0.61851
Nonequipment | VAV System | Commercial | Existing | Offices | 58155.4186 | 0.3 | 10 | 16.5519 | 16.7974 | 4201.8986 | 53262.1934 | 20508.7231 | 4201.8986 | 4.8808 | 53262.1934 | 4201.8986 | 12.6757 | 20508.7231 | 53262.1934 | 0.38505 | 20508.7231 | 0.61851
Nonequipment | VAV System | Commercial | Existing | Restaurants | 18388.8374 | 0.3 | 10 | 5.2337 | 5.3114 | 1328.6471 | 16841.5917 | 6484.8914 | 1328.6471 | 4.8808 | 16841.5917 | 1328.6471 | 12.6757 | 6484.8914 | 16841.5917 | 0.38505 | 6484.8914 | 0.61851
Nonequipment | VAV System | Commercial | Existing | Retail | 41426.7224 | 0.3 | 10 | 11.7906 | 11.9655 | 2993.2015 | 37941.0578 | 14609.2866 | 2993.2015 | 4.8808 | 37941.0578 | 2993.2015 | 12.6757 | 14609.2866 | 37941.0578 | 0.38505 | 14609.2866 | 0.61851
Nonequipment | VAV System | Commercial | Existing | Schools K-12 | 188461.6219 | 0.3 | 10 | 53.6388 | 54.4345 | 13616.9017 | 172604.3696 | 66461.6868 | 13616.9017 | 4.8808 | 172604.3696 | 13616.9017 | 12.6757 | 66461.6868 | 172604.3696 | 0.38505 | 66461.6868 | 0.61851
Nonequipment | VAV System | Commercial | Existing | Warehouse | 58151.6527 | 0.3 | 10 | 16.5508 | 16.7963 | 4201.6265 | 53258.7444 | 20507.395 | 4201.6265 | 4.8808 | 53258.7444 | 4201.6265 | 12.6757 | 20507.395 | 53258.7444 | 0.38505 | 20507.395 | 0.61851
Nonequipment | VAV System | Commercial | New | Assembly | 69747.4569 | 0.3 | 10 | 19.8511 | 20.1456 | 5039.4571 | 63878.8721 | 24596.6982 | 5039.4571 | 4.8808 | 63878.8721 | 5039.4571 | 12.6757 | 24596.6982 | 63878.8721 | 0.38505 | 24596.6982 | 0.61851
Nonequipment | VAV System | Commercial | New | College and University | 274878.2198 | 0.3 | 10 | 78.2342 | 79.3948 | 19860.7529 | 251749.8331 | 96936.8192 | 19860.7529 | 4.8808 | 251749.8331 | 19860.7529 | 12.6757 | 96936.8192 | 251749.8331 | 0.38505 | 96936.8192 | 0.61851
Nonequipment | VAV System | Commercial | New | Grocery | 17056.3424 | 0.3 | 10 | 4.8545 | 4.9265 | 1232.3705 | 15621.2134 | 6014.9821 | 1232.3705 | 4.8808 | 15621.2134 | 1232.3705 | 12.6757 | 6014.9821 | 15621.2134 | 0.38505 | 6014.9821 | 0.61851
Nonequipment | VAV System | Commercial | New | Healthcare | 72837.1712 | 0.3 | 10 | 20.7305 | 21.038 | 5262.698 | 66708.6163 | 25686.2974 | 5262.698 | 4.8808 | 66708.6163 | 5262.698 | 12.6757 | 25686.2974 | 66708.6163 | 0.38505 | 25686.2974 | 0.61851
Nonequipment | VAV System | Commercial | New | Hospitals | 758951.8639 | 0.3 | 10 | 216.0084 | 219.2128 | 54836.4852 | 695093.2859 | 267647.1772 | 54836.4852 | 4.8808 | 695093.2859 | 54836.4852 | 12.6757 | 267647.1772 | 695093.2859 | 0.38505 | 267647.1772 | 0.61851
Nonequipment | VAV System | Commercial | New | Institutional | 74681.6361 | 0.3 | 10 | 21.2554 | 21.5708 | 5395.966 | 68397.887 | 26336.7547 | 5395.966 | 4.8808 | 68397.887 | 5395.966 | 12.6757 | 26336.7547 | 68397.887 | 0.38505 | 26336.7547 | 0.61851
Nonequipment | VAV System | Commercial | New | Lodging/Hospitality | 122375.3139 | 0.3 | 10 | 34.8297 | 35.3464 | 8841.9733 | 112078.5957 | 43156.1063 | 8841.9733 | 4.8808 | 112078.5957 | 8841.9733 | 12.6757 | 43156.1063 | 112078.5957 | 0.38505 | 43156.1063 | 0.61851
Nonequipment | VAV System | Commercial | New | Miscellaneous | 111014.0362 | 0.3 | 10 | 31.5962 | 32.0649 | 8021.0878 | 101673.2613 | 39149.5098 | 8021.0878 | 4.8808 | 101673.2613 | 8021.0878 | 12.6757 | 39149.5098 | 101673.2613 | 0.38505 | 39149.5098 | 0.61851
Nonequipment | VAV System | Commercial | New | Offices | 58155.4186 | 0.3 | 10 | 16.5519 | 16.7974 | 4201.8986 | 53262.1934 | 20508.7231 | 4201.8986 | 4.8808 | 53262.1934 | 4201.8986 | 12.6757 | 20508.7231 | 53262.1934 | 0.38505 | 20508.7231 | 0.61851
Nonequipment | VAV System | Commercial | New | Restaurants | 18388.8374 | 0.3 | 10 | 5.2337 | 5.3114 | 1328.6471 | 16841.5917 | 6484.8914 | 1328.6471 | 4.8808 | 16841.5917 | 1328.6471 | 12.6757 | 6484.8914 | 16841.5917 | 0.38505 | 6484.8914 | 0.61851
Nonequipment | VAV System | Commercial | New | Retail | 41426.7224 | 0.3 | 10 | 11.7906 | 11.9655 | 2993.2015 | 37941.0578 | 14609.2866 | 2993.2015 | 4.8808 | 37941.0578 | 2993.2015 | 12.6757 | 14609.2866 | 37941.0578 | 0.38505 | 14609.2866 | 0.61851
Nonequipment | VAV System | Commercial | New | Schools K-12 | 188461.6219 | 0.3 | 10 | 53.6388 | 54.4345 | 13616.9017 | 172604.3696 | 66461.6868 | 13616.9017 | 4.8808 | 172604.3696 | 13616.9017 | 12.6757 | 66461.6868 | 172604.3696 | 0.38505 | 66461.6868 | 0.61851
Nonequipment | VAV System | Commercial | New | Warehouse | 58151.6527 | 0.3 | 10 | 16.5508 | 16.7963 | 4201.6265 | 53258.7444 | 20507.395 | 4201.6265 | 4.8808 | 53258.7444 | 4201.6265 | 12.6757 | 20507.395 | 53258.7444 | 0.38505 | 20507.395 | 0.61851
Nonequipment | Retro-Commissioning | Commercial | Existing | Assembly | 19406.44 | 0.16 | 5 | 3.2444 | 10.0589 | 5780.176 | 10323.2782 | 3828.8365 | 5780.176 | 0.66241 | 10323.2782 | 5780.176 | 1.786 | 3828.8365 | 10323.2782 | 0.37089 | 3828.8365 | 2.5497
Nonequipment | Retro-Commissioning | Commercial | Existing | College and University | 115907.03 | 0.16 | 5 | 48.8723 | 0.56148 | 22779.963 | 62437.808 | 25366.7718 | 22779.963 | 1.1136 | 62437.808 | 22779.963 | 2.7409 | 25366.7718 | 62437.808 | 0.40627 | 25366.7718 | 1.6824
Nonequipment | Retro-Commissioning | Commercial | Existing | Grocery | 46722.91 | 0.16 | 5 | 14.4255 | 27.951 | 1413.509 | 25029.4323 | 10152.4254 | 1413.509 | 7.1824 | 25029.4323 | 1413.509 | 17.7073 | 10152.4254 | 25029.4323 | 0.40562 | 10152.4254 | 0.25897
Nonequipment | Retro-Commissioning | Commercial | Existing | Healthcare | 81555.02 | 0.16 | 5 | 13.6345 | 42.2724 | 6036.2297 | 43383.287 | 16090.5781 | 6036.2297 | 2.6657 | 43383.287 | 6036.2297 | 7.1871 | 16090.5781 | 43383.287 | 0.37089 | 16090.5781 | 0.63358
Nonequipment | Retro-Commissioning | Commercial | Existing | Hospitals | 849790.53 | 0.16 | 5 | 358.3151 | 4.1166 | 62896.5633 | 457772.5612 | 185980.4575 | 62896.5633 | 2.9569 | 457772.5612 | 62896.5633 | 7.2782 | 185980.4575 | 457772.5612 | 0.40627 | 185980.4575 | 0.63358
Nonequipment | Retro-Commissioning | Commercial | Existing | Institutional | 94278.48 | 0.16 | 5 | 15.7616 | 48.8673 | 6189.0859 | 50151.5463 | 18600.8813 | 6189.0859 | 3.0054 | 50151.5463 | 6189.0859 | 8.1032 | 18600.8813 | 50151.5463 | 0.37089 | 18600.8813 | 0.56196
Nonequipment | Retro-Commissioning | Commercial | Existing | Lodging/Hospitality | 77338.89 | 0.16 | 5 | 23.8781 | 46.2663 | 10141.6006 | 41430.3928 | 16804.9745 | 10141.6006 | 1.657 | 41430.3928 | 10141.6006 | 4.0852 | 16804.9745 | 41430.3928 | 0.40562 | 16804.9745 | 1.1225
Nonequipment | Retro-Commissioning | Commercial | Existing | Miscellaneous | 898821.23 | 0.16 | 5 | 150.2665 | 465.8856 | 86393.6779 | 478128.9909 | 177334.9236 | 86393.6779 | 2.0526 | 478128.9909 | 86393.6779 | 5.5343 | 177334.9236 | 478128.9909 | 0.37089 | 177334.9236 | 0.82281
Nonequipment | Retro-Commissioning | Commercial | Existing | Offices | 67187.23 | 0.16 | 5 | 11.2325 | 34.8251 | 4819.5098 | 35740.3246 | 13255.8532 | 4819.5098 | 2.7505 | 35740.3246 | 4819.5098 | 7.4158 | 13255.8532 | 35740.3246 | 0.37089 | 13255.8532 | 0.61405
Nonequipment | Retro-Commissioning | Commercial | Existing | Restaurants | 48685.54 | 0.16 | 5 | 15.0315 | 29.1251 | 1523.9368 | 26080.8119 | 10578.8855 | 1523.9368 | 6.9418 | 26080.8119 | 1523.9368 | 17.1141 | 10578.8855 | 26080.8119 | 0.40562 | 10578.8855 | 0.26795
Nonequipment | Retro-Commissioning | Commercial | Existing | Retail | 21264.66 | 0.16 | 5 | 6.5654 | 12.7211 | 3433.1538 | 11391.4644 | 4620.5999 | 3433.1538 | 1.3459 | 11391.4644 | 3433.1538 | 3.3181 | 4620.5999 | 11391.4644 | 0.40562 | 4620.5999 | 1.3821
Nonequipment | Retro-Commissioning | Commercial | Existing | Schools K-12 | 79468.03 | 0.16 | 5 | 13.2856 | 41.1906 | 15618.3665 | 42273.1103 | 15678.8208 | 15618.3665 | 1.0039 | 42273.1103 | 15618.3665 | 2.7066 | 15678.8208 | 42273.1103 | 0.37089 | 15678.8208 | 1.6824
Nonequipment | Retro-Commissioning | Commercial | Existing | Warehouse | 7894.4 | 0.16 | 5 | 1.3198 | 4.0919 | 4819.1977 | 4199.4352 | 1557.5431 | 4819.1977 | 0.3232 | 4199.4352 | 4819.1977 | 0.8714 | 1557.5431 | 4199.4352 | 0.37089 | 1557.5431 | 5.2257
Nonequipment | Retro-Commissioning | Commercial | New | Assembly | 19406.44 | 0.16 | 5 | 3.2444 | 10.0589 | 5780.176 | 10323.2782 | 3828.8365 | 5780.176 | 0.66241 | 10323.2782 | 5780.176 | 1.786 | 3828.8365 | 10323.2782 | 0.37089 | 3828.8365 | 2.5497
Nonequipment | Retro-Commissioning | Commercial | New | College and University | 115907.03 | 0.16 | 5 | 48.8723 | 0.56148 | 22779.963 | 62437.808 | 25366.7718 | 22779.963 | 1.1136 | 62437.808 | 22779.963 | 2.7409 | 25366.7718 | 62437.808 | 0.40627 | 25366.7718 | 1.6824
Nonequipment | Retro-Commissioning | Commercial | New | Grocery | 46722.91 | 0.16 | 5 | 14.4255 | 27.951 | 1413.509 | 25029.4323 | 10152.4254 | 1413.509 | 7.1824 | 25029.4323 | 1413.509 | 17.7073 | 10152.4254 | 25029.4323 | 0.40562 | 10152.4254 | 0.25897
Nonequipment | Retro-Commissioning | Commercial | New | Healthcare | 81555.02 | 0.16 | 5 | 13.6345 | 42.2724 | 6036.2297 | 43383.287 | 16090.5781 | 6036.2297 | 2.6657 | 43383.287 | 6036.2297 | 7.1871 | 16090.5781 | 43383.287 | 0.37089 | 16090.5781 | 0.63358
Nonequipment | Retro-Commissioning | Commercial | New | Hospitals | 849790.53 | 0.16 | 5 | 358.3151 | 4.1166 | 62896.5633 | 457772.5612 | 185980.4575 | 62896.5633 | 2.9569 | 457772.5612 | 62896.5633 | 7.2782 | 185980.4575 | 457772.5612 | 0.40627 | 185980.4575 | 0.63358
Nonequipment | Retro-Commissioning | Commercial | New | Institutional | 94278.48 | 0.16 | 5 | 15.7616 | 48.8673 | 6189.0859 | 50151.5463 | 18600.8813 | 6189.0859 | 3.0054 | 50151.5463 | 6189.0859 | 8.1032 | 18600.8813 | 50151.5463 | 0.37089 | 18600.8813 | 0.56196
Nonequipment | Retro-Commissioning | Commercial | New | Lodging/Hospitality | 77338.89 | 0.16 | 5 | 23.8781 | 46.2663 | 10141.6006 | 41430.3928 | 16804.9745 | 10141.6006 | 1.657 | 41430.3928 | 10141.6006 | 4.0852 | 16804.9745 | 41430.3928 | 0.40562 | 16804.9745 | 1.1225
Nonequipment | Retro-Commissioning | Commercial | New | Miscellaneous | 898821.23 | 0.16 | 5 | 150.2665 | 465.8856 | 86393.6779 | 478128.9909 | 177334.9236 | 86393.6779 | 2.0526 | 478128.9909 | 86393.6779 | 5.5343 | 177334.9236 | 478128.9909 | 0.37089 | 177334.9236 | 0.82281
Nonequipment | Retro-Commissioning | Commercial | New | Offices | 67187.23 | 0.16 | 5 | 11.2325 | 34.8251 | 4819.5098 | 35740.3246 | 13255.8532 | 4819.5098 | 2.7505 | 35740.3246 | 4819.5098 | 7.4158 | 13255.8532 | 35740.3246 | 0.37089 | 13255.8532 | 0.61405
Nonequipment | Retro-Commissioning | Commercial | New | Restaurants | 48685.54 | 0.16 | 5 | 15.0315 | 29.1251 | 1523.9368 | 26080.8119 | 10578.8855 | 1523.9368 | 6.9418 | 26080.8119 | 1523.9368 | 17.1141 | 10578.8855 | 26080.8119 | 0.40562 | 10578.8855 | 0.26795
Nonequipment | Retro-Commissioning | Commercial | New | Retail | 21264.66 | 0.16 | 5 | 6.5654 | 12.7211 | 3433.1538 | 11391.4644 | 4620.5999 | 3433.1538 | 1.3459 | 11391.4644 | 3433.1538 | 3.3181 | 4620.5999 | 11391.4644 | 0.40562 | 4620.5999 | 1.3821
Nonequipment | Retro-Commissioning | Commercial | New | Schools K-12 | 79468.03 | 0.16 | 5 | 13.2856 | 41.1906 | 15618.3665 | 42273.1103 | 15678.8208 | 15618.3665 | 1.0039 | 42273.1103 | 15618.3665 | 2.7066 | 15678.8208 | 42273.1103 | 0.37089 | 15678.8208 | 1.6824
Nonequipment | Retro-Commissioning | Commercial | New | Warehouse | 7894.4 | 0.16 | 5 | 1.3198 | 4.0919 | 4819.1977 | 4199.4352 | 1557.5431 | 4819.1977 | 0.3232 | 4199.4352 | 4819.1977 | 0.8714 | 1557.5431 | 4199.4352 | 0.37089 | 1557.5431 | 5.2257