## Sheet1
Measure Type | Name | Sector | Vintage | Segment | Savings UEC (kWh) | Energy Savings % | Full Measure Life (yrs) | Summer Peak Savings (Kw) | Winter Peak Savings (Kw) | Incremental Cost per Measure ($) | Total Net Bill Reductions (Lost Revenue) | TRC Benefits | TRC Costs | Tech CE Ratio (TRC) | PCT Benefits | PCT Costs | PCT Ratio | RIM Benefits | RIM Costs | RIM Ratio | Net Avoided Costs Primary Fuel Electricity | Payback Year
Equipment | Energy Star Clothes Dryer | Residential | Turnover | Single Family | 145.9522 | 0.20865 | 11 | 0.022953 | 0.013331 | 249 | 147.1994 | 50.185 | 249 | 0.20155 | 147.1994 | 249 | 0.59116 | 50.185 | 147.1994 | 0.34093 | 50.185 | 13.9578
Equipment | Energy Star Clothes Dryer | Residential | Turnover | Multi-Family | 145.9522 | 0.20865 | 11 | 0.022953 | 0.013331 | 249 | 147.1994 | 50.185 | 249 | 0.20155 | 147.1994 | 249 | 0.59116 | 50.185 | 147.1994 | 0.34093 | 50.185 | 13.9578
Equipment | Energy Star Clothes Dryer | Residential | Turnover | Manufactured Home | 145.9522 | 0.20865 | 11 | 0.022953 | 0.013331 | 249 | 147.1994 | 50.185 | 249 | 0.20155 | 147.1994 | 249 | 0.59116 | 50.185 | 147.1994 | 0.34093 | 50.185 | 13.9578
Equipment | Energy Star Clothes Dryer | Residential | New | Single Family | 145.9522 | 0.20865 | 11 | 0.022953 | 0.013331 | 249 | 147.1994 | 50.185 | 249 | 0.20155 | 147.1994 | 249 | 0.59116 | 50.185 | 147.1994 | 0.34093 | 50.185 | 13.9578
Equipment | Energy Star Clothes Dryer | Residential | New | Multi-Family | 145.9522 | 0.20865 | 11 | 0.022953 | 0.013331 | 249 | 147.1994 | 50.185 | 249 | 0.20155 | 147.1994 | 249 | 0.59116 | 50.185 | 147.1994 | 0.34093 | 50.185 | 13.9578
Equipment | Energy Star Clothes Dryer | Residential | New | Manufactured Home | 145.9522 | 0.20865 | 11 | 0.022953 | 0.013331 | 249 | 147.1994 | 50.185 | 249 | 0.20155 | 147.1994 | 249 | 0.59116 | 50.185 | 147.1994 | 0.34093 | 50.185 | 13.9578
Equipment | Energy Star Clothes Washer | Residential | Turnover | Single Family | 544.539 | 0.37795 | 11 | 0.085635 | 0.049737 | 58.34 | 549.1923 | 187.2374 | 58.34 | 3.2094 | 549.1923 | 58.34 | 9.4136 | 187.2374 | 549.1923 | 0.34093 | 187.2374 | 0.87653
Equipment | Energy Star Clothes Washer | Residential | Turnover | Multi-Family | 544.539 | 0.37795 | 11 | 0.085635 | 0.049737 | 58.34 | 549.1923 | 187.2374 | 58.34 | 3.2094 | 549.1923 | 58.34 | 9.4136 | 187.2374 | 549.1923 | 0.34093 | 187.2374 | 0.87653
Equipment | Energy Star Clothes Washer | Residential | Turnover | Manufactured Home | 544.539 | 0.37795 | 11 | 0.085635 | 0.049737 | 58.34 | 549.1923 | 187.2374 | 58.34 | 3.2094 | 549.1923 | 58.34 | 9.4136 | 187.2374 | 549.1923 | 0.34093 | 187.2374 | 0.87653
Equipment | Energy Star Clothes Washer | Residential | New | Single Family | 544.539 | 0.37795 | 11 | 0.085635 | 0.049737 | 58.34 | 549.1923 | 187.2374 | 58.34 | 3.2094 | 549.1923 | 58.34 | 9.4136 | 187.2374 | 549.1923 | 0.34093 | 187.2374 | 0.87653
Equipment | Energy Star Clothes Washer | Residential | New | Multi-Family | 544.539 | 0.37795 | 11 | 0.085635 | 0.049737 | 58.34 | 549.1923 | 187.2374 | 58.34 | 3.2094 | 549.1923 | 58.34 | 9.4136 | 187.2374 | 549.1923 | 0.34093 | 187.2374 | 0.87653
Equipment | Energy Star Clothes Washer | Residential | New | Manufactured Home | 544.539 | 0.37795 | 11 | 0.085635 | 0.049737 | 58.34 | 549.1923 | 187.2374 | 58.34 | 3.2094 | 549.1923 | 58.34 | 9.4136 | 187.2374 | 549.1923 | 0.34093 | 187.2374 | 0.87653
Equipment | Energy Star Dishwasher | Residential | Turnover | Single Family | 40.303 | 0.13128 | 10 | 0.0044126 | 0.0047969 | 0 | 38.0774 | 12.3765 | 0 | 999 | 38.0774 | 0 | 999 | 12.3765 | 38.0774 | 0.32503 | 12.3765 | 0
Equipment | Energy Star Dishwasher | Residential | Turnover | Multi-Family | 40.303 | 0.13128 | 10 | 0.0044126 | 0.0047969 | 0 | 38.0774 | 12.3765 | 0 | 999 | 38.0774 | 0 | 999 | 12.3765 | 38.0774 | 0.32503 | 12.3765 | 0
Equipment | Energy Star Dishwasher | Residential | Turnover | Manufactured Home | 40.303 | 0.13128 | 10 | 0.0044126 | 0.0047969 | 0 | 38.0774 | 12.3765 | 0 | 999 | 38.0774 | 0 | 999 | 12.3765 | 38.0774 | 0.32503 | 12.3765 | 0
Equipment | Energy Star Dishwasher | Residential | New | Single Family | 40.303 | 0.13128 | 10 | 0.0044126 | 0.0047969 | 0 | 38.0774 | 12.3765 | 0 | 999 | 38.0774 | 0 | 999 | 12.3765 | 38.0774 | 0.32503 | 12.3765 | 0
Equipment | Energy Star Dishwasher | Residential | New | Multi-Family | 40.303 | 0.13128 | 10 | 0.0044126 | 0.0047969 | 0 | 38.0774 | 12.3765 | 0 | 999 | 38.0774 | 0 | 999 | 12.3765 | 38.0774 | 0.32503 | 12.3765 | 0
Equipment | Energy Star Dishwasher | Residential | New | Manufactured Home | 40.303 | 0.13128 | 10 | 0.0044126 | 0.0047969 | 0 | 38.0774 | 12.3765 | 0 | 999 | 38.0774 | 0 | 999 | 12.3765 | 38.0774 | 0.32503 | 12.3765 | 0
Equipment | Energy Star Freezer | Residential | Turnover | Single Family | 65.6 | 0.11602 | 11 | 0.0085251 | 0.0058997 | 90 | 66.1606 | 21.727 | 90 | 0.24141 | 66.1606 | 90 | 0.73512 | 21.727 | 66.1606 | 0.3284 | 21.727 | 11.2245
Equipment | Energy Star Freezer | Residential | Turnover | Multi-Family | 65.6 | 0.11602 | 11 | 0.0085251 | 0.0058997 | 90 | 66.1606 | 21.727 | 90 | 0.24141 | 66.1606 | 90 | 0.73512 | 21.727 | 66.1606 | 0.3284 | 21.727 | 11.2245
Equipment | Energy Star Freezer | Residential | Turnover | Manufactured Home | 65.6 | 0.11602 | 11 | 0.0085251 | 0.0058997 | 90 | 66.1606 | 21.727 | 90 | 0.24141 | 66.1606 | 90 | 0.73512 | 21.727 | 66.1606 | 0.3284 | 21.727 | 11.2245
Equipment | Energy Star Freezer | Residential | New | Single Family | 65.6 | 0.11602 | 11 | 0.0085251 | 0.0058997 | 90 | 66.1606 | 21.727 | 90 | 0.24141 | 66.1606 | 90 | 0.73512 | 21.727 | 66.1606 | 0.3284 | 21.727 | 11.2245
Equipment | Energy Star Freezer | Residential | New | Multi-Family | 65.6 | 0.11602 | 11 | 0.0085251 | 0.0058997 | 90 | 66.1606 | 21.727 | 90 | 0.24141 | 66.1606 | 90 | 0.73512 | 21.727 | 66.1606 | 0.3284 | 21.727 | 11.2245
Equipment | Energy Star Freezer | Residential | New | Manufactured Home | 65.6 | 0.11602 | 11 | 0.0085251 | 0.0058997 | 90 | 66.1606 | 21.727 | 90 | 0.24141 | 66.1606 | 90 | 0.73512 | 21.727 | 66.1606 | 0.3284 | 21.727 | 11.2245
Equipment | Energy Star Refrigerator | Residential | Turnover | Single Family | 133.5 | 0.21989 | 14 | 0.013935 | 0.0046429 | 122 | 156.9655 | 48.038 | 122 | 0.39375 | 156.9655 | 122 | 1.2866 | 48.038 | 156.9655 | 0.30604 | 48.038 | 7.4766
Equipment | Energy Star Refrigerator | Residential | Turnover | Multi-Family | 133.5 | 0.21989 | 14 | 0.013935 | 0.0046429 | 122 | 156.9655 | 48.038 | 122 | 0.39375 | 156.9655 | 122 | 1.2866 | 48.038 | 156.9655 | 0.30604 | 48.038 | 7.4766
Equipment | Energy Star Refrigerator | Residential | Turnover | Manufactured Home | 133.5 | 0.21989 | 14 | 0.013935 | 0.0046429 | 122 | 156.9655 | 48.038 | 122 | 0.39375 | 156.9655 | 122 | 1.2866 | 48.038 | 156.9655 | 0.30604 | 48.038 | 7.4766
Equipment | Energy Star Refrigerator | Residential | New | Single Family | 133.5 | 0.21989 | 14 | 0.013935 | 0.0046429 | 122 | 156.9655 | 48.038 | 122 | 0.39375 | 156.9655 | 122 | 1.2866 | 48.038 | 156.9655 | 0.30604 | 48.038 | 7.4766
Equipment | Energy Star Refrigerator | Residential | New | Multi-Family | 133.5 | 0.21989 | 14 | 0.013935 | 0.0046429 | 122 | 156.9655 | 48.038 | 122 | 0.39375 | 156.9655 | 122 | 1.2866 | 48.038 | 156.9655 | 0.30604 | 48.038 | 7.4766
Equipment | Energy Star Refrigerator | Residential | New | Manufactured Home | 133.5 | 0.21989 | 14 | 0.013935 | 0.0046429 | 122 | 156.9655 | 48.038 | 122 | 0.39375 | 156.9655 | 122 | 1.2866 | 48.038 | 156.9655 | 0.30604 | 48.038 | 7.4766
Equipment | Heat Pump Clothes Dryer | Residential | Turnover | Single Family | 216.0685 | 0.30889 | 12 | 0.033979 | 0.019735 | 850 | 230.7869 | 78.4051 | 850 | 0.092241 | 230.7869 | 850 | 0.27151 | 78.4051 | 230.7869 | 0.33973 | 78.4051 | 32.1851
Equipment | Heat Pump Clothes Dryer | Residential | Turnover | Multi-Family | 216.0685 | 0.30889 | 12 | 0.033979 | 0.019735 | 850 | 230.7869 | 78.4051 | 850 | 0.092241 | 230.7869 | 850 | 0.27151 | 78.4051 | 230.7869 | 0.33973 | 78.4051 | 32.1851
Equipment | Heat Pump Clothes Dryer | Residential | Turnover | Manufactured Home | 216.0685 | 0.30889 | 12 | 0.033979 | 0.019735 | 850 | 230.7869 | 78.4051 | 850 | 0.092241 | 230.7869 | 850 | 0.27151 | 78.4051 | 230.7869 | 0.33973 | 78.4051 | 32.1851
Equipment | Heat Pump Clothes Dryer | Residential | New | Single Family | 216.0685 | 0.30889 | 12 | 0.033979 | 0.019735 | 850 | 230.7869 | 78.4051 | 850 | 0.092241 | 230.7869 | 850 | 0.27151 | 78.4051 | 230.7869 | 0.33973 | 78.4051 | 32.1851
Equipment | Heat Pump Clothes Dryer | Residential | New | Multi-Family | 216.0685 | 0.30889 | 12 | 0.033979 | 0.019735 | 850 | 230.7869 | 78.4051 | 850 | 0.092241 | 230.7869 | 850 | 0.27151 | 78.4051 | 230.7869 | 0.33973 | 78.4051 | 32.1851
Equipment | Heat Pump Clothes Dryer | Residential | New | Manufactured Home | 216.0685 | 0.30889 | 12 | 0.033979 | 0.019735 | 850 | 230.7869 | 78.4051 | 850 | 0.092241 | 230.7869 | 850 | 0.27151 | 78.4051 | 230.7869 | 0.33973 | 78.4051 | 32.1851
Equipment | High Efficiency Convection Oven | Residential | Turnover | Single Family | 84.3 | 0.2 | 12 | 0.020919 | 0.0068781 | 652.5 | 90.0424 | 32.7069 | 652.5 | 0.050125 | 90.0424 | 652.5 | 0.138 | 32.7069 | 90.0424 | 0.36324 | 32.7069 | 63.3258
Equipment | High Efficiency Convection Oven | Residential | Turnover | Multi-Family | 84.3 | 0.2 | 12 | 0.020919 | 0.0068781 | 652.5 | 90.0424 | 32.7069 | 652.5 | 0.050125 | 90.0424 | 652.5 | 0.138 | 32.7069 | 90.0424 | 0.36324 | 32.7069 | 63.3258
Equipment | High Efficiency Convection Oven | Residential | Turnover | Manufactured Home | 84.3 | 0.2 | 12 | 0.020919 | 0.0068781 | 652.5 | 90.0424 | 32.7069 | 652.5 | 0.050125 | 90.0424 | 652.5 | 0.138 | 32.7069 | 90.0424 | 0.36324 | 32.7069 | 63.3258
Equipment | High Efficiency Convection Oven | Residential | New | Single Family | 84.3 | 0.2 | 12 | 0.020919 | 0.0068781 | 652.5 | 90.0424 | 32.7069 | 652.5 | 0.050125 | 90.0424 | 652.5 | 0.138 | 32.7069 | 90.0424 | 0.36324 | 32.7069 | 63.3258
Equipment | High Efficiency Convection Oven | Residential | New | Multi-Family | 84.3 | 0.2 | 12 | 0.020919 | 0.0068781 | 652.5 | 90.0424 | 32.7069 | 652.5 | 0.050125 | 90.0424 | 652.5 | 0.138 | 32.7069 | 90.0424 | 0.36324 | 32.7069 | 63.3258
Equipment | High Efficiency Convection Oven | Residential | New | Manufactured Home | 84.3 | 0.2 | 12 | 0.020919 | 0.0068781 | 652.5 | 90.0424 | 32.7069 | 652.5 | 0.050125 | 90.0424 | 652.5 | 0.138 | 32.7069 | 90.0424 | 0.36324 | 32.7069 | 63.3258
Equipment | High Efficiency Induction Cooktop | Residential | Turnover | Single Family | 533.952 | 0.18824 | 10 | 0.12662 | 0.03038 | 226.5 | 504.4663 | 184.6439 | 226.5 | 0.8152 | 504.4663 | 226.5 | 2.2272 | 184.6439 | 504.4663 | 0.36602 | 184.6439 | 3.4705
Equipment | High Efficiency Induction Cooktop | Residential | Turnover | Multi-Family | 533.952 | 0.18824 | 10 | 0.12662 | 0.03038 | 226.5 | 504.4663 | 184.6439 | 226.5 | 0.8152 | 504.4663 | 226.5 | 2.2272 | 184.6439 | 504.4663 | 0.36602 | 184.6439 | 3.4705
Equipment | High Efficiency Induction Cooktop | Residential | Turnover | Manufactured Home | 533.952 | 0.18824 | 10 | 0.12662 | 0.03038 | 226.5 | 504.4663 | 184.6439 | 226.5 | 0.8152 | 504.4663 | 226.5 | 2.2272 | 184.6439 | 504.4663 | 0.36602 | 184.6439 | 3.4705
Equipment | High Efficiency Induction Cooktop | Residential | New | Single Family | 533.952 | 0.18824 | 10 | 0.12662 | 0.03038 | 226.5 | 504.4663 | 184.6439 | 226.5 | 0.8152 | 504.4663 | 226.5 | 2.2272 | 184.6439 | 504.4663 | 0.36602 | 184.6439 | 3.4705
Equipment | High Efficiency Induction Cooktop | Residential | New | Multi-Family | 533.952 | 0.18824 | 10 | 0.12662 | 0.03038 | 226.5 | 504.4663 | 184.6439 | 226.5 | 0.8152 | 504.4663 | 226.5 | 2.2272 | 184.6439 | 504.4663 | 0.36602 | 184.6439 | 3.4705
Equipment | High Efficiency Induction Cooktop | Residential | New | Manufactured Home | 533.952 | 0.18824 | 10 | 0.12662 | 0.03038 | 226.5 | 504.4663 | 184.6439 | 226.5 | 0.8152 | 504.4663 | 226.5 | 2.2272 | 184.6439 | 504.4663 | 0.36602 | 184.6439 | 3.4705
Equipment | Heat Pump Water Heater | Residential | Turnover | Single Family | 1559.9186 | 0.62511 | 10 | 0.10489 | 0.39178 | 1006 | 1473.7774 | 468.6536 | 1006 | 0.46586 | 1473.7774 | 1006 | 1.465 | 468.6536 | 1473.7774 | 0.31799 | 468.6536 | 5.2762
Equipment | Heat Pump Water Heater | Residential | Turnover | Multi-Family | 1226.1991 | 0.62511 | 10 | 0.082447 | 0.30796 | 1006 | 1158.4864 | 368.3927 | 1006 | 0.3662 | 1158.4864 | 1006 | 1.1516 | 368.3927 | 1158.4864 | 0.31799 | 368.3927 | 6.7122
Equipment | Heat Pump Water Heater | Residential | Turnover | Manufactured Home | 1216.4239 | 0.62511 | 10 | 0.081789 | 0.30551 | 1006 | 1149.251 | 365.4559 | 1006 | 0.36328 | 1149.251 | 1006 | 1.1424 | 365.4559 | 1149.251 | 0.31799 | 365.4559 | 6.7661
Equipment | Heat Pump Water Heater | Residential | New | Single Family | 1559.9186 | 0.62511 | 10 | 0.10489 | 0.39178 | 1006 | 1473.7774 | 468.6536 | 1006 | 0.46586 | 1473.7774 | 1006 | 1.465 | 468.6536 | 1473.7774 | 0.31799 | 468.6536 | 5.2762
Equipment | Heat Pump Water Heater | Residential | New | Multi-Family | 1226.1991 | 0.62511 | 10 | 0.082447 | 0.30796 | 1006 | 1158.4864 | 368.3927 | 1006 | 0.3662 | 1158.4864 | 1006 | 1.1516 | 368.3927 | 1158.4864 | 0.31799 | 368.3927 | 6.7122
Equipment | Heat Pump Water Heater | Residential | New | Manufactured Home | 1216.4239 | 0.62511 | 10 | 0.081789 | 0.30551 | 1006 | 1149.251 | 365.4559 | 1006 | 0.36328 | 1149.251 | 1006 | 1.1424 | 365.4559 | 1149.251 | 0.31799 | 365.4559 | 6.7661
Equipment | Instantaneous Hot Water System | Residential | Turnover | Single Family | 149.9719 | 0.058469 | 20 | -0.0034743 | 0.041304 | 2380.91 | 213.4575 | 61.0516 | 2380.91 | 0.025642 | 213.4575 | 2380.91 | 0.089654 | 61.0516 | 213.4575 | 0.28601 | 61.0516 | 129.8856
Equipment | Instantaneous Hot Water System | Residential | Turnover | Multi-Family | 117.8878 | 0.058469 | 20 | -0.002731 | 0.032468 | 2380.91 | 167.7917 | 47.9906 | 2380.91 | 0.020156 | 167.7917 | 2380.91 | 0.070474 | 47.9906 | 167.7917 | 0.28601 | 47.9906 | 165.235
Equipment | Instantaneous Hot Water System | Residential | Turnover | Manufactured Home | 116.948 | 0.058469 | 20 | -0.0027093 | 0.032209 | 2380.91 | 166.454 | 47.608 | 2380.91 | 0.019996 | 166.454 | 2380.91 | 0.069912 | 47.608 | 166.454 | 0.28601 | 47.608 | 166.5628
Equipment | Instantaneous Hot Water System | Residential | New | Single Family | 149.9719 | 0.058469 | 20 | -0.0034743 | 0.041304 | 2380.91 | 213.4575 | 61.0516 | 2380.91 | 0.025642 | 213.4575 | 2380.91 | 0.089654 | 61.0516 | 213.4575 | 0.28601 | 61.0516 | 129.8856
Equipment | Instantaneous Hot Water System | Residential | New | Multi-Family | 117.8878 | 0.058469 | 20 | -0.002731 | 0.032468 | 2380.91 | 167.7917 | 47.9906 | 2380.91 | 0.020156 | 167.7917 | 2380.91 | 0.070474 | 47.9906 | 167.7917 | 0.28601 | 47.9906 | 165.235
Equipment | Instantaneous Hot Water System | Residential | New | Manufactured Home | 116.948 | 0.058469 | 20 | -0.0027093 | 0.032209 | 2380.91 | 166.454 | 47.608 | 2380.91 | 0.019996 | 166.454 | 2380.91 | 0.069912 | 47.608 | 166.454 | 0.28601 | 47.608 | 166.5628
Equipment | Solar Water Heater | Residential | Turnover | Single Family | 1913.1534 | 0.76667 | 15 | 0.14299 | 0.020075 | 6767 | 2342.3659 | 749.7198 | 6767 | 0.11079 | 2342.3659 | 6767 | 0.34615 | 749.7198 | 2342.3659 | 0.32007 | 749.7198 | 28.9384
Equipment | Solar Water Heater | Residential | Turnover | Multi-Family | 1503.865 | 0.76667 | 15 | 0.1124 | 0.015781 | 6767 | 1841.2544 | 589.3293 | 6767 | 0.087089 | 1841.2544 | 6767 | 0.27209 | 589.3293 | 1841.2544 | 0.32007 | 589.3293 | 36.8142
Equipment | Solar Water Heater | Residential | Turnover | Manufactured Home | 1491.8763 | 0.76667 | 15 | 0.11151 | 0.015655 | 6767 | 1826.5759 | 584.6312 | 6767 | 0.086394 | 1826.5759 | 6767 | 0.26992 | 584.6312 | 1826.5759 | 0.32007 | 584.6312 | 37.11
Equipment | Solar Water Heater | Residential | New | Single Family | 1913.1534 | 0.76667 | 15 | 0.14299 | 0.020075 | 6767 | 2342.3659 | 749.7198 | 6767 | 0.11079 | 2342.3659 | 6767 | 0.34615 | 749.7198 | 2342.3659 | 0.32007 | 749.7198 | 28.9384
Equipment | Solar Water Heater | Residential | New | Multi-Family | 1503.865 | 0.76667 | 15 | 0.1124 | 0.015781 | 6767 | 1841.2544 | 589.3293 | 6767 | 0.087089 | 1841.2544 | 6767 | 0.27209 | 589.3293 | 1841.2544 | 0.32007 | 589.3293 | 36.8142
Equipment | Solar Water Heater | Residential | New | Manufactured Home | 1491.8763 | 0.76667 | 15 | 0.11151 | 0.015655 | 6767 | 1826.5759 | 584.6312 | 6767 | 0.086394 | 1826.5759 | 6767 | 0.26992 | 584.6312 | 1826.5759 | 0.32007 | 584.6312 | 37.11
Equipment | Energy Star Air Purifier | Residential | Turnover | Single Family | 641.9636 | 0.59885 | 9 | 0.085069 | 0.061385 | 0 | 562.6959 | 182.5222 | 0 | 999 | 562.6959 | 0 | 999 | 182.5222 | 562.6959 | 0.32437 | 182.5222 | 0
Equipment | Energy Star Air Purifier | Residential | Turnover | Multi-Family | 641.9636 | 0.59885 | 9 | 0.085069 | 0.061385 | 0 | 562.6959 | 182.5222 | 0 | 999 | 562.6959 | 0 | 999 | 182.5222 | 562.6959 | 0.32437 | 182.5222 | 0
Equipment | Energy Star Air Purifier | Residential | Turnover | Manufactured Home | 641.9636 | 0.59885 | 9 | 0.085069 | 0.061385 | 0 | 562.6959 | 182.5222 | 0 | 999 | 562.6959 | 0 | 999 | 182.5222 | 562.6959 | 0.32437 | 182.5222 | 0
Equipment | Energy Star Air Purifier | Residential | New | Single Family | 641.9636 | 0.59885 | 9 | 0.085069 | 0.061385 | 0 | 562.6959 | 182.5222 | 0 | 999 | 562.6959 | 0 | 999 | 182.5222 | 562.6959 | 0.32437 | 182.5222 | 0
Equipment | Energy Star Air Purifier | Residential | New | Multi-Family | 641.9636 | 0.59885 | 9 | 0.085069 | 0.061385 | 0 | 562.6959 | 182.5222 | 0 | 999 | 562.6959 | 0 | 999 | 182.5222 | 562.6959 | 0.32437 | 182.5222 | 0
Equipment | Energy Star Air Purifier | Residential | New | Manufactured Home | 641.9636 | 0.59885 | 9 | 0.085069 | 0.061385 | 0 | 562.6959 | 182.5222 | 0 | 999 | 562.6959 | 0 | 999 | 182.5222 | 562.6959 | 0.32437 | 182.5222 | 0
Equipment | Energy Star Audio-Video Equipment | Residential | Turnover | Single Family | 80.2955 | 0.81688 | 5 | 0 | 0 | 134.84 | 44.3195 | 13.4658 | 134.84 | 0.099865 | 44.3195 | 134.84 | 0.32868 | 13.4658 | 44.3195 | 0.30384 | 13.4658 | 13.739
Equipment | Energy Star Audio-Video Equipment | Residential | Turnover | Multi-Family | 80.2955 | 0.81688 | 5 | 0 | 0 | 134.84 | 44.3195 | 13.4658 | 134.84 | 0.099865 | 44.3195 | 134.84 | 0.32868 | 13.4658 | 44.3195 | 0.30384 | 13.4658 | 13.739
Equipment | Energy Star Audio-Video Equipment | Residential | Turnover | Manufactured Home | 80.2955 | 0.81688 | 5 | 0 | 0 | 134.84 | 44.3195 | 13.4658 | 134.84 | 0.099865 | 44.3195 | 134.84 | 0.32868 | 13.4658 | 44.3195 | 0.30384 | 13.4658 | 13.739
Equipment | Energy Star Audio-Video Equipment | Residential | New | Single Family | 80.2955 | 0.81688 | 5 | 0 | 0 | 134.84 | 44.3195 | 13.4658 | 134.84 | 0.099865 | 44.3195 | 134.84 | 0.32868 | 13.4658 | 44.3195 | 0.30384 | 13.4658 | 13.739
Equipment | Energy Star Audio-Video Equipment | Residential | New | Multi-Family | 80.2955 | 0.81688 | 5 | 0 | 0 | 134.84 | 44.3195 | 13.4658 | 134.84 | 0.099865 | 44.3195 | 134.84 | 0.32868 | 13.4658 | 44.3195 | 0.30384 | 13.4658 | 13.739
Equipment | Energy Star Audio-Video Equipment | Residential | New | Manufactured Home | 80.2955 | 0.81688 | 5 | 0 | 0 | 134.84 | 44.3195 | 13.4658 | 134.84 | 0.099865 | 44.3195 | 134.84 | 0.32868 | 13.4658 | 44.3195 | 0.30384 | 13.4658 | 13.739
Equipment | Energy Star Imaging Equipment | Residential | Turnover | Single Family | 127.645 | 0.42609 | 5 | 0.011573 | 0.0067571 | 0 | 70.4543 | 21.7777 | 0 | 999 | 70.4543 | 0 | 999 | 21.7777 | 70.4543 | 0.3091 | 21.7777 | 0
Equipment | Energy Star Imaging Equipment | Residential | Turnover | Multi-Family | 127.645 | 0.42609 | 5 | 0.011573 | 0.0067571 | 0 | 70.4543 | 21.7777 | 0 | 999 | 70.4543 | 0 | 999 | 21.7777 | 70.4543 | 0.3091 | 21.7777 | 0
Equipment | Energy Star Imaging Equipment | Residential | Turnover | Manufactured Home | 127.645 | 0.42609 | 5 | 0.011573 | 0.0067571 | 0 | 70.4543 | 21.7777 | 0 | 999 | 70.4543 | 0 | 999 | 21.7777 | 70.4543 | 0.3091 | 21.7777 | 0
Equipment | Energy Star Imaging Equipment | Residential | New | Single Family | 127.645 | 0.42609 | 5 | 0.011573 | 0.0067571 | 0 | 70.4543 | 21.7777 | 0 | 999 | 70.4543 | 0 | 999 | 21.7777 | 70.4543 | 0.3091 | 21.7777 | 0
Equipment | Energy Star Imaging Equipment | Residential | New | Multi-Family | 127.645 | 0.42609 | 5 | 0.011573 | 0.0067571 | 0 | 70.4543 | 21.7777 | 0 | 999 | 70.4543 | 0 | 999 | 21.7777 | 70.4543 | 0.3091 | 21.7777 | 0
Equipment | Energy Star Imaging Equipment | Residential | New | Manufactured Home | 127.645 | 0.42609 | 5 | 0.011573 | 0.0067571 | 0 | 70.4543 | 21.7777 | 0 | 999 | 70.4543 | 0 | 999 | 21.7777 | 70.4543 | 0.3091 | 21.7777 | 0
Equipment | Energy Star Personal Computer | Residential | Turnover | Single Family | 119.5512 | 0.43619 | 4 | 0.018954 | 0.0040635 | 29.75 | 54.5213 | 17.9138 | 29.75 | 0.60215 | 54.5213 | 29.75 | 1.8326 | 17.9138 | 54.5213 | 0.32857 | 17.9138 | 2.0359
Equipment | Energy Star Personal Computer | Residential | Turnover | Multi-Family | 119.5512 | 0.43619 | 4 | 0.018954 | 0.0040635 | 29.75 | 54.5213 | 17.9138 | 29.75 | 0.60215 | 54.5213 | 29.75 | 1.8326 | 17.9138 | 54.5213 | 0.32857 | 17.9138 | 2.0359
Equipment | Energy Star Personal Computer | Residential | Turnover | Manufactured Home | 119.5512 | 0.43619 | 4 | 0.018954 | 0.0040635 | 29.75 | 54.5213 | 17.9138 | 29.75 | 0.60215 | 54.5213 | 29.75 | 1.8326 | 17.9138 | 54.5213 | 0.32857 | 17.9138 | 2.0359
Equipment | Energy Star Personal Computer | Residential | New | Single Family | 119.5512 | 0.43619 | 4 | 0.018954 | 0.0040635 | 29.75 | 54.5213 | 17.9138 | 29.75 | 0.60215 | 54.5213 | 29.75 | 1.8326 | 17.9138 | 54.5213 | 0.32857 | 17.9138 | 2.0359
Equipment | Energy Star Personal Computer | Residential | New | Multi-Family | 119.5512 | 0.43619 | 4 | 0.018954 | 0.0040635 | 29.75 | 54.5213 | 17.9138 | 29.75 | 0.60215 | 54.5213 | 29.75 | 1.8326 | 17.9138 | 54.5213 | 0.32857 | 17.9138 | 2.0359
Equipment | Energy Star Personal Computer | Residential | New | Manufactured Home | 119.5512 | 0.43619 | 4 | 0.018954 | 0.0040635 | 29.75 | 54.5213 | 17.9138 | 29.75 | 0.60215 | 54.5213 | 29.75 | 1.8326 | 17.9138 | 54.5213 | 0.32857 | 17.9138 | 2.0359
Equipment | Energy Star TV | Residential | Turnover | Single Family | 38.325 | 0.35097 | 6 | 0.0076643 | 0.0045849 | 93.3333 | 24.5876 | 8.5983 | 93.3333 | 0.092125 | 24.5876 | 93.3333 | 0.26344 | 8.5983 | 24.5876 | 0.3497 | 8.5983 | 19.9243
Equipment | Energy Star TV | Residential | Turnover | Multi-Family | 38.325 | 0.35097 | 6 | 0.0076643 | 0.0045849 | 93.3333 | 24.5876 | 8.5983 | 93.3333 | 0.092125 | 24.5876 | 93.3333 | 0.26344 | 8.5983 | 24.5876 | 0.3497 | 8.5983 | 19.9243
Equipment | Energy Star TV | Residential | Turnover | Manufactured Home | 38.325 | 0.35097 | 6 | 0.0076643 | 0.0045849 | 93.3333 | 24.5876 | 8.5983 | 93.3333 | 0.092125 | 24.5876 | 93.3333 | 0.26344 | 8.5983 | 24.5876 | 0.3497 | 8.5983 | 19.9243
Equipment | Energy Star TV | Residential | New | Single Family | 38.325 | 0.35097 | 6 | 0.0076643 | 0.0045849 | 93.3333 | 24.5876 | 8.5983 | 93.3333 | 0.092125 | 24.5876 | 93.3333 | 0.26344 | 8.5983 | 24.5876 | 0.3497 | 8.5983 | 19.9243
Equipment | Energy Star TV | Residential | New | Multi-Family | 38.325 | 0.35097 | 6 | 0.0076643 | 0.0045849 | 93.3333 | 24.5876 | 8.5983 | 93.3333 | 0.092125 | 24.5876 | 93.3333 | 0.26344 | 8.5983 | 24.5876 | 0.3497 | 8.5983 | 19.9243
Equipment | Energy Star TV | Residential | New | Manufactured Home | 38.325 | 0.35097 | 6 | 0.0076643 | 0.0045849 | 93.3333 | 24.5876 | 8.5983 | 93.3333 | 0.092125 | 24.5876 | 93.3333 | 0.26344 | 8.5983 | 24.5876 | 0.3497 | 8.5983 | 19.9243
Equipment | 14 SEER ASHP from base electric resistance heating | Residential | Turnover | Single Family | 5482.4104 | 0.41458 | 15 | 0 | 1.5463 | 469.29 | 6712.3791 | 2003.1653 | 469.29 | 4.2685 | 6712.3791 | 469.29 | 14.3033 | 2003.1653 | 6712.3791 | 0.29843 | 2003.1653 | 0.70032
Equipment | 14 SEER ASHP from base electric resistance heating | Residential | Turnover | Multi-Family | 3654.9403 | 0.41458 | 15 | 0 | 1.0309 | 312.86 | 4474.9194 | 1335.4435 | 312.86 | 4.2685 | 4474.9194 | 312.86 | 14.3033 | 1335.4435 | 4474.9194 | 0.29843 | 1335.4435 | 0.70032
Equipment | 14 SEER ASHP from base electric resistance heating | Residential | Turnover | Manufactured Home | 5482.4104 | 0.41458 | 15 | 0 | 1.5463 | 469.29 | 6712.3791 | 2003.1653 | 469.29 | 4.2685 | 6712.3791 | 469.29 | 14.3033 | 2003.1653 | 6712.3791 | 0.29843 | 2003.1653 | 0.70032
Equipment | 14 SEER ASHP from base electric resistance heating | Residential | New | Single Family | 5482.4104 | 0.41458 | 15 | 0 | 1.5463 | 469.29 | 6712.3791 | 2003.1653 | 469.29 | 4.2685 | 6712.3791 | 469.29 | 14.3033 | 2003.1653 | 6712.3791 | 0.29843 | 2003.1653 | 0.70032
Equipment | 14 SEER ASHP from base electric resistance heating | Residential | New | Multi-Family | 3654.9403 | 0.41458 | 15 | 0 | 1.0309 | 312.86 | 4474.9194 | 1335.4435 | 312.86 | 4.2685 | 4474.9194 | 312.86 | 14.3033 | 1335.4435 | 4474.9194 | 0.29843 | 1335.4435 | 0.70032
Equipment | 14 SEER ASHP from base electric resistance heating | Residential | New | Manufactured Home | 5482.4104 | 0.41458 | 15 | 0 | 1.5463 | 469.29 | 6712.3791 | 2003.1653 | 469.29 | 4.2685 | 6712.3791 | 469.29 | 14.3033 | 2003.1653 | 6712.3791 | 0.29843 | 2003.1653 | 0.70032
Equipment | 15 SEER Air Source Heat Pump | Residential | Turnover | Single Family | 393.6521 | 0.05085 | 15 | 0.1045 | 0.11103 | 474 | 481.9672 | 174.3175 | 474 | 0.36776 | 481.9672 | 474 | 1.0168 | 174.3175 | 481.9672 | 0.36168 | 174.3175 | 9.8513
Equipment | 15 SEER Air Source Heat Pump | Residential | Turnover | Multi-Family | 262.4347 | 0.05085 | 15 | 0.069666 | 0.074019 | 447 | 321.3115 | 116.2117 | 447 | 0.25998 | 321.3115 | 447 | 0.71882 | 116.2117 | 321.3115 | 0.36168 | 116.2117 | 13.9352
Equipment | 15 SEER Air Source Heat Pump | Residential | Turnover | Manufactured Home | 393.6521 | 0.05085 | 15 | 0.1045 | 0.11103 | 474 | 481.9672 | 174.3175 | 474 | 0.36776 | 481.9672 | 474 | 1.0168 | 174.3175 | 481.9672 | 0.36168 | 174.3175 | 9.8513
Equipment | 15 SEER Air Source Heat Pump | Residential | New | Single Family | 393.6521 | 0.05085 | 15 | 0.1045 | 0.11103 | 474 | 481.9672 | 174.3175 | 474 | 0.36776 | 481.9672 | 474 | 1.0168 | 174.3175 | 481.9672 | 0.36168 | 174.3175 | 9.8513
Equipment | 15 SEER Air Source Heat Pump | Residential | New | Multi-Family | 262.4347 | 0.05085 | 15 | 0.069666 | 0.074019 | 447 | 321.3115 | 116.2117 | 447 | 0.25998 | 321.3115 | 447 | 0.71882 | 116.2117 | 321.3115 | 0.36168 | 116.2117 | 13.9352
Equipment | 15 SEER Air Source Heat Pump | Residential | New | Manufactured Home | 393.6521 | 0.05085 | 15 | 0.1045 | 0.11103 | 474 | 481.9672 | 174.3175 | 474 | 0.36776 | 481.9672 | 474 | 1.0168 | 174.3175 | 481.9672 | 0.36168 | 174.3175 | 9.8513
Equipment | 15 SEER Central AC | Residential | Turnover | Single Family | 255.9017 | 0.066667 | 15 | 0.15798 | 0 | 371 | 313.3128 | 132.2268 | 371 | 0.35641 | 313.3128 | 371 | 0.84451 | 132.2268 | 313.3128 | 0.42203 | 132.2268 | 11.8612
Equipment | 15 SEER Central AC | Residential | Turnover | Multi-Family | 170.6011 | 0.066667 | 15 | 0.10532 | 0 | 332 | 208.8752 | 88.1512 | 332 | 0.26552 | 208.8752 | 332 | 0.62914 | 88.1512 | 208.8752 | 0.42203 | 88.1512 | 15.9215
Equipment | 15 SEER Central AC | Residential | Turnover | Manufactured Home | 255.9017 | 0.066667 | 15 | 0.15798 | 0 | 371 | 313.3128 | 132.2268 | 371 | 0.35641 | 313.3128 | 371 | 0.84451 | 132.2268 | 313.3128 | 0.42203 | 132.2268 | 11.8612
Equipment | 15 SEER Central AC | Residential | New | Single Family | 255.9017 | 0.066667 | 15 | 0.15798 | 0 | 371 | 313.3128 | 132.2268 | 371 | 0.35641 | 313.3128 | 371 | 0.84451 | 132.2268 | 313.3128 | 0.42203 | 132.2268 | 11.8612
Equipment | 15 SEER Central AC | Residential | New | Multi-Family | 170.6011 | 0.066667 | 15 | 0.10532 | 0 | 332 | 208.8752 | 88.1512 | 332 | 0.26552 | 208.8752 | 332 | 0.62914 | 88.1512 | 208.8752 | 0.42203 | 88.1512 | 15.9215
Equipment | 15 SEER Central AC | Residential | New | Manufactured Home | 255.9017 | 0.066667 | 15 | 0.15798 | 0 | 371 | 313.3128 | 132.2268 | 371 | 0.35641 | 313.3128 | 371 | 0.84451 | 132.2268 | 313.3128 | 0.42203 | 132.2268 | 11.8612
Equipment | 16 SEER Air Source Heat Pump | Residential | Turnover | Single Family | 826.7425 | 0.10679 | 15 | 0.21947 | 0.23318 | 1385 | 1012.2207 | 366.0993 | 1385 | 0.26433 | 1012.2207 | 1385 | 0.73085 | 366.0993 | 1012.2207 | 0.36168 | 366.0993 | 13.7059
Equipment | 16 SEER Air Source Heat Pump | Residential | Turnover | Multi-Family | 551.1617 | 0.10679 | 15 | 0.14631 | 0.15545 | 1148 | 674.8138 | 244.0662 | 1148 | 0.2126 | 674.8138 | 1148 | 0.58782 | 244.0662 | 674.8138 | 0.36168 | 244.0662 | 17.0408
Equipment | 16 SEER Air Source Heat Pump | Residential | Turnover | Manufactured Home | 826.7425 | 0.10679 | 15 | 0.21947 | 0.23318 | 1385 | 1012.2207 | 366.0993 | 1385 | 0.26433 | 1012.2207 | 1385 | 0.73085 | 366.0993 | 1012.2207 | 0.36168 | 366.0993 | 13.7059
Equipment | 16 SEER Air Source Heat Pump | Residential | New | Single Family | 826.7425 | 0.10679 | 15 | 0.21947 | 0.23318 | 1385 | 1012.2207 | 366.0993 | 1385 | 0.26433 | 1012.2207 | 1385 | 0.73085 | 366.0993 | 1012.2207 | 0.36168 | 366.0993 | 13.7059
Equipment | 16 SEER Air Source Heat Pump | Residential | New | Multi-Family | 551.1617 | 0.10679 | 15 | 0.14631 | 0.15545 | 1148 | 674.8138 | 244.0662 | 1148 | 0.2126 | 674.8138 | 1148 | 0.58782 | 244.0662 | 674.8138 | 0.36168 | 244.0662 | 17.0408
Equipment | 16 SEER Air Source Heat Pump | Residential | New | Manufactured Home | 826.7425 | 0.10679 | 15 | 0.21947 | 0.23318 | 1385 | 1012.2207 | 366.0993 | 1385 | 0.26433 | 1012.2207 | 1385 | 0.73085 | 366.0993 | 1012.2207 | 0.36168 | 366.0993 | 13.7059
Equipment | 16 SEER Central AC | Residential | Turnover | Single Family | 479.8157 | 0.125 | 15 | 0.29621 | 0 | 726 | 587.4615 | 247.9252 | 726 | 0.34149 | 587.4615 | 726 | 0.80918 | 247.9252 | 587.4615 | 0.42203 | 247.9252 | 12.3791
Equipment | 16 SEER Central AC | Residential | Turnover | Multi-Family | 319.8771 | 0.125 | 15 | 0.19747 | 0 | 649 | 391.641 | 165.2835 | 649 | 0.25467 | 391.641 | 649 | 0.60345 | 165.2835 | 391.641 | 0.42203 | 165.2835 | 16.5993
Equipment | 16 SEER Central AC | Residential | Turnover | Manufactured Home | 479.8157 | 0.125 | 15 | 0.29621 | 0 | 726 | 587.4615 | 247.9252 | 726 | 0.34149 | 587.4615 | 726 | 0.80918 | 247.9252 | 587.4615 | 0.42203 | 247.9252 | 12.3791
Equipment | 16 SEER Central AC | Residential | New | Single Family | 479.8157 | 0.125 | 15 | 0.29621 | 0 | 726 | 587.4615 | 247.9252 | 726 | 0.34149 | 587.4615 | 726 | 0.80918 | 247.9252 | 587.4615 | 0.42203 | 247.9252 | 12.3791
Equipment | 16 SEER Central AC | Residential | New | Multi-Family | 319.8771 | 0.125 | 15 | 0.19747 | 0 | 649 | 391.641 | 165.2835 | 649 | 0.25467 | 391.641 | 649 | 0.60345 | 165.2835 | 391.641 | 0.42203 | 165.2835 | 16.5993
Equipment | 16 SEER Central AC | Residential | New | Manufactured Home | 479.8157 | 0.125 | 15 | 0.29621 | 0 | 726 | 587.4615 | 247.9252 | 726 | 0.34149 | 587.4615 | 726 | 0.80918 | 247.9252 | 587.4615 | 0.42203 | 247.9252 | 12.3791
Equipment | 17 SEER Air Source Heat Pump | Residential | Turnover | Single Family | 1211.4716 | 0.15649 | 15 | 0.3216 | 0.34169 | 2250 | 1483.263 | 536.4655 | 2250 | 0.23843 | 1483.263 | 2250 | 0.65923 | 536.4655 | 1483.263 | 0.36168 | 536.4655 | 15.1949
Equipment | 17 SEER Air Source Heat Pump | Residential | Turnover | Multi-Family | 807.6477 | 0.15649 | 15 | 0.2144 | 0.22779 | 1837 | 988.842 | 357.6437 | 1837 | 0.19469 | 988.842 | 1837 | 0.53829 | 357.6437 | 988.842 | 0.36168 | 357.6437 | 18.6087
Equipment | 17 SEER Air Source Heat Pump | Residential | Turnover | Manufactured Home | 1211.4716 | 0.15649 | 15 | 0.3216 | 0.34169 | 2250 | 1483.263 | 536.4655 | 2250 | 0.23843 | 1483.263 | 2250 | 0.65923 | 536.4655 | 1483.263 | 0.36168 | 536.4655 | 15.1949
Equipment | 17 SEER Air Source Heat Pump | Residential | New | Single Family | 1211.4716 | 0.15649 | 15 | 0.3216 | 0.34169 | 2250 | 1483.263 | 536.4655 | 2250 | 0.23843 | 1483.263 | 2250 | 0.65923 | 536.4655 | 1483.263 | 0.36168 | 536.4655 | 15.1949
Equipment | 17 SEER Air Source Heat Pump | Residential | New | Multi-Family | 807.6477 | 0.15649 | 15 | 0.2144 | 0.22779 | 1837 | 988.842 | 357.6437 | 1837 | 0.19469 | 988.842 | 1837 | 0.53829 | 357.6437 | 988.842 | 0.36168 | 357.6437 | 18.6087
Equipment | 17 SEER Air Source Heat Pump | Residential | New | Manufactured Home | 1211.4716 | 0.15649 | 15 | 0.3216 | 0.34169 | 2250 | 1483.263 | 536.4655 | 2250 | 0.23843 | 1483.263 | 2250 | 0.65923 | 536.4655 | 1483.263 | 0.36168 | 536.4655 | 15.1949
Equipment | 17 SEER Central AC | Residential | Turnover | Single Family | 677.3869 | 0.17647 | 15 | 0.41818 | 0 | 2350 | 829.3574 | 350.0121 | 2350 | 0.14894 | 829.3574 | 2350 | 0.35292 | 350.0121 | 829.3574 | 0.42203 | 350.0121 | 28.3831
Equipment | 17 SEER Central AC | Residential | Turnover | Multi-Family | 451.5913 | 0.17647 | 15 | 0.27879 | 0 | 1565 | 552.9049 | 233.3414 | 1565 | 0.1491 | 552.9049 | 1565 | 0.35329 | 233.3414 | 552.9049 | 0.42203 | 233.3414 | 28.3529
Equipment | 17 SEER Central AC | Residential | Turnover | Manufactured Home | 677.3869 | 0.17647 | 15 | 0.41818 | 0 | 2350 | 829.3574 | 350.0121 | 2350 | 0.14894 | 829.3574 | 2350 | 0.35292 | 350.0121 | 829.3574 | 0.42203 | 350.0121 | 28.3831
Equipment | 17 SEER Central AC | Residential | New | Single Family | 677.3869 | 0.17647 | 15 | 0.41818 | 0 | 2350 | 829.3574 | 350.0121 | 2350 | 0.14894 | 829.3574 | 2350 | 0.35292 | 350.0121 | 829.3574 | 0.42203 | 350.0121 | 28.3831
Equipment | 17 SEER Central AC | Residential | New | Multi-Family | 451.5913 | 0.17647 | 15 | 0.27879 | 0 | 1565 | 552.9049 | 233.3414 | 1565 | 0.1491 | 552.9049 | 1565 | 0.35329 | 233.3414 | 552.9049 | 0.42203 | 233.3414 | 28.3529
Equipment | 17 SEER Central AC | Residential | New | Manufactured Home | 677.3869 | 0.17647 | 15 | 0.41818 | 0 | 2350 | 829.3574 | 350.0121 | 2350 | 0.14894 | 829.3574 | 2350 | 0.35292 | 350.0121 | 829.3574 | 0.42203 | 350.0121 | 28.3831
Equipment | 18 SEER Air Source Heat Pump | Residential | Turnover | Single Family | 1387.0904 | 0.17918 | 15 | 0.36822 | 0.39122 | 3013 | 1698.2816 | 614.2333 | 3013 | 0.20386 | 1698.2816 | 3013 | 0.56365 | 614.2333 | 1698.2816 | 0.36168 | 614.2333 | 17.7714
Equipment | 18 SEER Air Source Heat Pump | Residential | Turnover | Multi-Family | 924.727 | 0.17918 | 15 | 0.24548 | 0.26082 | 2733 | 1132.1877 | 409.4888 | 2733 | 0.14983 | 1132.1877 | 2733 | 0.41427 | 409.4888 | 1132.1877 | 0.36168 | 409.4888 | 24.1799
Equipment | 18 SEER Air Source Heat Pump | Residential | Turnover | Manufactured Home | 1387.0904 | 0.17918 | 15 | 0.36822 | 0.39122 | 3013 | 1698.2816 | 614.2333 | 3013 | 0.20386 | 1698.2816 | 3013 | 0.56365 | 614.2333 | 1698.2816 | 0.36168 | 614.2333 | 17.7714
Equipment | 18 SEER Air Source Heat Pump | Residential | New | Single Family | 1387.0904 | 0.17918 | 15 | 0.36822 | 0.39122 | 3013 | 1698.2816 | 614.2333 | 3013 | 0.20386 | 1698.2816 | 3013 | 0.56365 | 614.2333 | 1698.2816 | 0.36168 | 614.2333 | 17.7714
Equipment | 18 SEER Air Source Heat Pump | Residential | New | Multi-Family | 924.727 | 0.17918 | 15 | 0.24548 | 0.26082 | 2733 | 1132.1877 | 409.4888 | 2733 | 0.14983 | 1132.1877 | 2733 | 0.41427 | 409.4888 | 1132.1877 | 0.36168 | 409.4888 | 24.1799
Equipment | 18 SEER Air Source Heat Pump | Residential | New | Manufactured Home | 1387.0904 | 0.17918 | 15 | 0.36822 | 0.39122 | 3013 | 1698.2816 | 614.2333 | 3013 | 0.20386 | 1698.2816 | 3013 | 0.56365 | 614.2333 | 1698.2816 | 0.36168 | 614.2333 | 17.7714
Equipment | 18 SEER Central AC | Residential | Turnover | Single Family | 853.0057 | 0.22222 | 15 | 0.5266 | 0 | 3333 | 1044.376 | 440.7559 | 3333 | 0.13224 | 1044.376 | 3333 | 0.31334 | 440.7559 | 1044.376 | 0.42203 | 440.7559 | 31.9677
Equipment | 18 SEER Central AC | Residential | Turnover | Multi-Family | 568.6705 | 0.22222 | 15 | 0.35106 | 0 | 2426 | 696.2506 | 293.8373 | 2426 | 0.12112 | 696.2506 | 2426 | 0.287 | 293.8373 | 696.2506 | 0.42203 | 293.8373 | 34.9026
Equipment | 18 SEER Central AC | Residential | Turnover | Manufactured Home | 853.0057 | 0.22222 | 15 | 0.5266 | 0 | 3333 | 1044.376 | 440.7559 | 3333 | 0.13224 | 1044.376 | 3333 | 0.31334 | 440.7559 | 1044.376 | 0.42203 | 440.7559 | 31.9677
Equipment | 18 SEER Central AC | Residential | New | Single Family | 853.0057 | 0.22222 | 15 | 0.5266 | 0 | 3333 | 1044.376 | 440.7559 | 3333 | 0.13224 | 1044.376 | 3333 | 0.31334 | 440.7559 | 1044.376 | 0.42203 | 440.7559 | 31.9677
Equipment | 18 SEER Central AC | Residential | New | Multi-Family | 568.6705 | 0.22222 | 15 | 0.35106 | 0 | 2426 | 696.2506 | 293.8373 | 2426 | 0.12112 | 696.2506 | 2426 | 0.287 | 293.8373 | 696.2506 | 0.42203 | 293.8373 | 34.9026
Equipment | 18 SEER Central AC | Residential | New | Manufactured Home | 853.0057 | 0.22222 | 15 | 0.5266 | 0 | 3333 | 1044.376 | 440.7559 | 3333 | 0.13224 | 1044.376 | 3333 | 0.31334 | 440.7559 | 1044.376 | 0.42203 | 440.7559 | 31.9677
Equipment | 21 SEER Air Source Heat Pump | Residential | Turnover | Single Family | 1982.0354 | 0.25603 | 15 | 0.54544 | 0.54465 | 4740 | 2426.7014 | 881.5334 | 4740 | 0.18598 | 2426.7014 | 4740 | 0.51196 | 881.5334 | 2426.7014 | 0.36326 | 881.5334 | 19.5657
Equipment | 21 SEER Air Source Heat Pump | Residential | Turnover | Multi-Family | 1321.3569 | 0.25603 | 15 | 0.36362 | 0.3631 | 4539 | 1617.8009 | 587.6889 | 4539 | 0.12948 | 1617.8009 | 4539 | 0.35642 | 587.6889 | 1617.8009 | 0.36326 | 587.6889 | 28.104
Equipment | 21 SEER Air Source Heat Pump | Residential | Turnover | Manufactured Home | 1982.0354 | 0.25603 | 15 | 0.54544 | 0.54465 | 4740 | 2426.7014 | 881.5334 | 4740 | 0.18598 | 2426.7014 | 4740 | 0.51196 | 881.5334 | 2426.7014 | 0.36326 | 881.5334 | 19.5657
Equipment | 21 SEER Air Source Heat Pump | Residential | New | Single Family | 1982.0354 | 0.25603 | 15 | 0.54544 | 0.54465 | 4740 | 2426.7014 | 881.5334 | 4740 | 0.18598 | 2426.7014 | 4740 | 0.51196 | 881.5334 | 2426.7014 | 0.36326 | 881.5334 | 19.5657
Equipment | 21 SEER Air Source Heat Pump | Residential | New | Multi-Family | 1321.3569 | 0.25603 | 15 | 0.36362 | 0.3631 | 4539 | 1617.8009 | 587.6889 | 4539 | 0.12948 | 1617.8009 | 4539 | 0.35642 | 587.6889 | 1617.8009 | 0.36326 | 587.6889 | 28.104
Equipment | 21 SEER Air Source Heat Pump | Residential | New | Manufactured Home | 1982.0354 | 0.25603 | 15 | 0.54544 | 0.54465 | 4740 | 2426.7014 | 881.5334 | 4740 | 0.18598 | 2426.7014 | 4740 | 0.51196 | 881.5334 | 2426.7014 | 0.36326 | 881.5334 | 19.5657
Equipment | 21 SEER ASHP from base electric resistance heating | Residential | Turnover | Single Family | 7464.4458 | 0.56447 | 15 | 0.54544 | 2.0512 | 5209.29 | 9139.0804 | 2879.7762 | 5209.29 | 0.55282 | 9139.0804 | 5209.29 | 1.7544 | 2879.7762 | 9139.0804 | 0.31511 | 2879.7762 | 5.7096
Equipment | 21 SEER ASHP from base electric resistance heating | Residential | Turnover | Multi-Family | 4976.2972 | 0.56447 | 15 | 0.36362 | 1.3674 | 4851.86 | 6092.7203 | 1919.8508 | 4851.86 | 0.39569 | 6092.7203 | 4851.86 | 1.2557 | 1919.8508 | 6092.7203 | 0.31511 | 1919.8508 | 7.9768
Equipment | 21 SEER ASHP from base electric resistance heating | Residential | Turnover | Manufactured Home | 7464.4458 | 0.56447 | 15 | 0.54544 | 2.0512 | 5209.29 | 9139.0804 | 2879.7762 | 5209.29 | 0.55282 | 9139.0804 | 5209.29 | 1.7544 | 2879.7762 | 9139.0804 | 0.31511 | 2879.7762 | 5.7096
Equipment | 21 SEER ASHP from base electric resistance heating | Residential | New | Single Family | 7464.4458 | 0.56447 | 15 | 0.54544 | 2.0512 | 5209.29 | 9139.0804 | 2879.7762 | 5209.29 | 0.55282 | 9139.0804 | 5209.29 | 1.7544 | 2879.7762 | 9139.0804 | 0.31511 | 2879.7762 | 5.7096
Equipment | 21 SEER ASHP from base electric resistance heating | Residential | New | Multi-Family | 4976.2972 | 0.56447 | 15 | 0.36362 | 1.3674 | 4851.86 | 6092.7203 | 1919.8508 | 4851.86 | 0.39569 | 6092.7203 | 4851.86 | 1.2557 | 1919.8508 | 6092.7203 | 0.31511 | 1919.8508 | 7.9768
Equipment | 21 SEER ASHP from base electric resistance heating | Residential | New | Manufactured Home | 7464.4458 | 0.56447 | 15 | 0.54544 | 2.0512 | 13839.956 | 9139.0804 | 2879.7762 | 13839.956 | 0.20808 | 9139.0804 | 13839.956 | 0.66034 | 2879.7762 | 9139.0804 | 0.31511 | 2879.7762 | 15.1693
Equipment | 21 SEER Central AC | Residential | Turnover | Single Family | 1279.5086 | 0.33333 | 15 | 0.78989 | 0 | 5194 | 1566.564 | 661.1339 | 5194 | 0.12729 | 1566.564 | 5194 | 0.30161 | 661.1339 | 1566.564 | 0.42203 | 661.1339 | 33.2114
Equipment | 21 SEER Central AC | Residential | Turnover | Multi-Family | 853.0057 | 0.33333 | 15 | 0.5266 | 0 | 4217 | 1044.376 | 440.7559 | 4217 | 0.10452 | 1044.376 | 4217 | 0.24766 | 440.7559 | 1044.376 | 0.42203 | 440.7559 | 40.4464
Equipment | 21 SEER Central AC | Residential | Turnover | Manufactured Home | 1279.5086 | 0.33333 | 15 | 0.78989 | 0 | 5194 | 1566.564 | 661.1339 | 5194 | 0.12729 | 1566.564 | 5194 | 0.30161 | 661.1339 | 1566.564 | 0.42203 | 661.1339 | 33.2114
Equipment | 21 SEER Central AC | Residential | New | Single Family | 1279.5086 | 0.33333 | 15 | 0.78989 | 0 | 5194 | 1566.564 | 661.1339 | 5194 | 0.12729 | 1566.564 | 5194 | 0.30161 | 661.1339 | 1566.564 | 0.42203 | 661.1339 | 33.2114
Equipment | 21 SEER Central AC | Residential | New | Multi-Family | 853.0057 | 0.33333 | 15 | 0.5266 | 0 | 4217 | 1044.376 | 440.7559 | 4217 | 0.10452 | 1044.376 | 4217 | 0.24766 | 440.7559 | 1044.376 | 0.42203 | 440.7559 | 40.4464
Equipment | 21 SEER Central AC | Residential | New | Manufactured Home | 1279.5086 | 0.33333 | 15 | 0.78989 | 0 | 5194 | 1566.564 | 661.1339 | 5194 | 0.12729 | 1566.564 | 5194 | 0.30161 | 661.1339 | 1566.564 | 0.42203 | 661.1339 | 33.2114
Equipment | Energy Star Room AC | Residential | Turnover | Single Family | 150.6455 | 0.091667 | 9 | 0.093 | 0 | 18.67 | 132.0443 | 57.2309 | 18.67 | 3.0654 | 132.0443 | 18.67 | 7.0725 | 57.2309 | 132.0443 | 0.43342 | 57.2309 | 1.0139
Equipment | Energy Star Room AC | Residential | Turnover | Multi-Family | 150.6455 | 0.091667 | 9 | 0.093 | 0 | 18.67 | 132.0443 | 57.2309 | 18.67 | 3.0654 | 132.0443 | 18.67 | 7.0725 | 57.2309 | 132.0443 | 0.43342 | 57.2309 | 1.0139
Equipment | Energy Star Room AC | Residential | Turnover | Manufactured Home | 150.6455 | 0.091667 | 9 | 0.093 | 0 | 18.67 | 132.0443 | 57.2309 | 18.67 | 3.0654 | 132.0443 | 18.67 | 7.0725 | 57.2309 | 132.0443 | 0.43342 | 57.2309 | 1.0139
Equipment | Energy Star Room AC | Residential | New | Single Family | 150.6455 | 0.091667 | 9 | 0.093 | 0 | 18.67 | 132.0443 | 57.2309 | 18.67 | 3.0654 | 132.0443 | 18.67 | 7.0725 | 57.2309 | 132.0443 | 0.43342 | 57.2309 | 1.0139
Equipment | Energy Star Room AC | Residential | New | Multi-Family | 150.6455 | 0.091667 | 9 | 0.093 | 0 | 18.67 | 132.0443 | 57.2309 | 18.67 | 3.0654 | 132.0443 | 18.67 | 7.0725 | 57.2309 | 132.0443 | 0.43342 | 57.2309 | 1.0139
Equipment | Energy Star Room AC | Residential | New | Manufactured Home | 150.6455 | 0.091667 | 9 | 0.093 | 0 | 18.67 | 132.0443 | 57.2309 | 18.67 | 3.0654 | 132.0443 | 18.67 | 7.0725 | 57.2309 | 132.0443 | 0.43342 | 57.2309 | 1.0139
Equipment | Ground Source Heat Pump | Residential | Turnover | Single Family | 2068.1269 | 0.20036 | 22 | 0.39241 | 1.2172 | 14639.526 | 3072.8006 | 1027.0663 | 14639.526 | 0.070157 | 3072.8006 | 14639.526 | 0.2099 | 1027.0663 | 3072.8006 | 0.33424 | 1027.0663 | 57.9132
Equipment | Ground Source Heat Pump | Residential | Turnover | Multi-Family | 2068.1269 | 0.20036 | 22 | 0.39241 | 1.2172 | 13839.956 | 3072.8006 | 1027.0663 | 13839.956 | 0.07421 | 3072.8006 | 13839.956 | 0.22202 | 1027.0663 | 3072.8006 | 0.33424 | 1027.0663 | 54.7502
Equipment | Ground Source Heat Pump | Residential | Turnover | Manufactured Home | 2068.1269 | 0.20036 | 22 | 0.39241 | 1.2172 | 14639.526 | 3072.8006 | 1027.0663 | 14639.526 | 0.070157 | 3072.8006 | 14639.526 | 0.2099 | 1027.0663 | 3072.8006 | 0.33424 | 1027.0663 | 57.9132
Equipment | Ground Source Heat Pump | Residential | New | Single Family | 2068.1269 | 0.20036 | 22 | 0.39241 | 1.2172 | 14639.526 | 3072.8006 | 1027.0663 | 14639.526 | 0.070157 | 3072.8006 | 14639.526 | 0.2099 | 1027.0663 | 3072.8006 | 0.33424 | 1027.0663 | 57.9132
Equipment | Ground Source Heat Pump | Residential | New | Multi-Family | 2068.1269 | 0.20036 | 22 | 0.39241 | 1.2172 | 13839.956 | 3072.8006 | 1027.0663 | 13839.956 | 0.07421 | 3072.8006 | 13839.956 | 0.22202 | 1027.0663 | 3072.8006 | 0.33424 | 1027.0663 | 54.7502
Equipment | Ground Source Heat Pump | Residential | New | Manufactured Home | 2068.1269 | 0.20036 | 22 | 0.39241 | 1.2172 | 14639.526 | 3072.8006 | 1027.0663 | 14639.526 | 0.070157 | 3072.8006 | 14639.526 | 0.2099 | 1027.0663 | 3072.8006 | 0.33424 | 1027.0663 | 57.9132
Equipment | Variable Refrigerant Flow (VRF) HVAC Systems | Residential | Turnover | Single Family | 1708.5902 | 0.2582 | 13 | 0.093523 | 0.19093 | 3207.372 | 1920.0711 | 593.1997 | 3207.372 | 0.18495 | 1920.0711 | 3207.372 | 0.59864 | 593.1997 | 1920.0711 | 0.30895 | 593.1997 | 15.3582
Equipment | Variable Refrigerant Flow (VRF) HVAC Systems | Residential | Turnover | Multi-Family | 1139.0602 | 0.26471 | 13 | 0.062348 | 0.12728 | 2645.892 | 1280.0474 | 395.4665 | 2645.892 | 0.14946 | 1280.0474 | 2645.892 | 0.48379 | 395.4665 | 1280.0474 | 0.30895 | 395.4665 | 19.0044
Equipment | Variable Refrigerant Flow (VRF) HVAC Systems | Residential | Turnover | Manufactured Home | 1708.5902 | 0.26396 | 13 | 0.093523 | 0.19093 | 3207.372 | 1920.0711 | 593.1997 | 3207.372 | 0.18495 | 1920.0711 | 3207.372 | 0.59864 | 593.1997 | 1920.0711 | 0.30895 | 593.1997 | 15.3582
Equipment | Variable Refrigerant Flow (VRF) HVAC Systems | Residential | New | Single Family | 1708.5902 | 0.2582 | 13 | 0.093523 | 0.19093 | 2526.732 | 1920.0711 | 593.1997 | 2526.732 | 0.23477 | 1920.0711 | 2526.732 | 0.7599 | 593.1997 | 1920.0711 | 0.30895 | 593.1997 | 12.099
Equipment | Variable Refrigerant Flow (VRF) HVAC Systems | Residential | New | Multi-Family | 1139.0602 | 0.26471 | 13 | 0.062348 | 0.12728 | 1965.252 | 1280.0474 | 395.4665 | 1965.252 | 0.20123 | 1280.0474 | 1965.252 | 0.65134 | 395.4665 | 1280.0474 | 0.30895 | 395.4665 | 14.1156
Equipment | Variable Refrigerant Flow (VRF) HVAC Systems | Residential | New | Manufactured Home | 1708.5902 | 0.26396 | 13 | 0.093523 | 0.19093 | 2526.732 | 1920.0711 | 593.1997 | 2526.732 | 0.23477 | 1920.0711 | 2526.732 | 0.7599 | 593.1997 | 1920.0711 | 0.30895 | 593.1997 | 12.099
Equipment | CFL - 15W Flood (Exterior) | Residential | Turnover | Single Family | 47.45 | 0.76923 | 7.8 | 0 | 0 | 3.92 | 37.2957 | 10.7442 | 3.92 | 2.7409 | 37.2957 | 3.92 | 9.5142 | 10.7442 | 37.2957 | 0.28808 | 10.7442 | 0.67589
Equipment | CFL - 15W Flood (Exterior) | Residential | Turnover | Multi-Family | 47.45 | 0.76923 | 7.8 | 0 | 0 | 3.92 | 37.2957 | 10.7442 | 3.92 | 2.7409 | 37.2957 | 3.92 | 9.5142 | 10.7442 | 37.2957 | 0.28808 | 10.7442 | 0.67589
Equipment | CFL - 15W Flood (Exterior) | Residential | Turnover | Manufactured Home | 47.45 | 0.76923 | 7.8 | 0 | 0 | 3.92 | 37.2957 | 10.7442 | 3.92 | 2.7409 | 37.2957 | 3.92 | 9.5142 | 10.7442 | 37.2957 | 0.28808 | 10.7442 | 0.67589
Equipment | CFL - 15W Flood (Exterior) | Residential | New | Single Family | 47.45 | 0.76923 | 7.8 | 0 | 0 | 3.92 | 37.2957 | 10.7442 | 3.92 | 2.7409 | 37.2957 | 3.92 | 9.5142 | 10.7442 | 37.2957 | 0.28808 | 10.7442 | 0.67589
Equipment | CFL - 15W Flood (Exterior) | Residential | New | Multi-Family | 47.45 | 0.76923 | 7.8 | 0 | 0 | 3.92 | 37.2957 | 10.7442 | 3.92 | 2.7409 | 37.2957 | 3.92 | 9.5142 | 10.7442 | 37.2957 | 0.28808 | 10.7442 | 0.67589
Equipment | CFL - 15W Flood (Exterior) | Residential | New | Manufactured Home | 47.45 | 0.76923 | 7.8 | 0 | 0 | 3.92 | 37.2957 | 10.7442 | 3.92 | 2.7409 | 37.2957 | 3.92 | 9.5142 | 10.7442 | 37.2957 | 0.28808 | 10.7442 | 0.67589
Equipment | CFL - 15W Flood | Residential | Turnover | Single Family | 4.7606 | 0.23077 | 7.8 | 0.00041875 | 0.00043966 | 3.92 | 3.7419 | 1.1774 | 3.92 | 0.30037 | 3.7419 | 3.92 | 0.95456 | 1.1774 | 3.7419 | 0.31467 | 1.1774 | 6.7367
Equipment | CFL - 15W Flood | Residential | Turnover | Multi-Family | 4.7606 | 0.23077 | 7.8 | 0.00041875 | 0.00043966 | 3.92 | 3.7419 | 1.1774 | 3.92 | 0.30037 | 3.7419 | 3.92 | 0.95456 | 1.1774 | 3.7419 | 0.31467 | 1.1774 | 6.7367
Equipment | CFL - 15W Flood | Residential | Turnover | Manufactured Home | 4.7606 | 0.23077 | 7.8 | 0.00041875 | 0.00043966 | 3.92 | 3.7419 | 1.1774 | 3.92 | 0.30037 | 3.7419 | 3.92 | 0.95456 | 1.1774 | 3.7419 | 0.31467 | 1.1774 | 6.7367
Equipment | CFL - 15W Flood | Residential | New | Single Family | 4.7606 | 0.23077 | 7.8 | 0.00041875 | 0.00043966 | 3.92 | 3.7419 | 1.1774 | 3.92 | 0.30037 | 3.7419 | 3.92 | 0.95456 | 1.1774 | 3.7419 | 0.31467 | 1.1774 | 6.7367
Equipment | CFL - 15W Flood | Residential | New | Multi-Family | 4.7606 | 0.23077 | 7.8 | 0.00041875 | 0.00043966 | 3.92 | 3.7419 | 1.1774 | 3.92 | 0.30037 | 3.7419 | 3.92 | 0.95456 | 1.1774 | 3.7419 | 0.31467 | 1.1774 | 6.7367
Equipment | CFL - 15W Flood | Residential | New | Manufactured Home | 4.7606 | 0.23077 | 7.8 | 0.00041875 | 0.00043966 | 3.92 | 3.7419 | 1.1774 | 3.92 | 0.30037 | 3.7419 | 3.92 | 0.95456 | 1.1774 | 3.7419 | 0.31467 | 1.1774 | 6.7367
Equipment | CFL-13W | Residential | Turnover | Single Family | 5.2896 | 0.27778 | 7.8 | 0.00046528 | 0.00048851 | 1.32 | 4.1576 | 1.3083 | 1.32 | 0.99111 | 4.1576 | 1.32 | 3.1497 | 1.3083 | 4.1576 | 0.31467 | 1.3083 | 2.0416
Equipment | CFL-13W | Residential | Turnover | Multi-Family | 5.2896 | 0.27778 | 7.8 | 0.00046528 | 0.00048851 | 1.32 | 4.1576 | 1.3083 | 1.32 | 0.99111 | 4.1576 | 1.32 | 3.1497 | 1.3083 | 4.1576 | 0.31467 | 1.3083 | 2.0416
Equipment | CFL-13W | Residential | Turnover | Manufactured Home | 5.2896 | 0.27778 | 7.8 | 0.00046528 | 0.00048851 | 1.32 | 4.1576 | 1.3083 | 1.32 | 0.99111 | 4.1576 | 1.32 | 3.1497 | 1.3083 | 4.1576 | 0.31467 | 1.3083 | 2.0416
Equipment | CFL-13W | Residential | New | Single Family | 5.2896 | 0.27778 | 7.8 | 0.00046528 | 0.00048851 | 1.32 | 4.1576 | 1.3083 | 1.32 | 0.99111 | 4.1576 | 1.32 | 3.1497 | 1.3083 | 4.1576 | 0.31467 | 1.3083 | 2.0416
Equipment | CFL-13W | Residential | New | Multi-Family | 5.2896 | 0.27778 | 7.8 | 0.00046528 | 0.00048851 | 1.32 | 4.1576 | 1.3083 | 1.32 | 0.99111 | 4.1576 | 1.32 | 3.1497 | 1.3083 | 4.1576 | 0.31467 | 1.3083 | 2.0416
Equipment | CFL-13W | Residential | New | Manufactured Home | 5.2896 | 0.27778 | 7.8 | 0.00046528 | 0.00048851 | 1.32 | 4.1576 | 1.3083 | 1.32 | 0.99111 | 4.1576 | 1.32 | 3.1497 | 1.3083 | 4.1576 | 0.31467 | 1.3083 | 2.0416
Equipment | CFL-23W | Residential | Turnover | Single Family | 7.4054 | 0.23333 | 7.8 | 0.00065139 | 0.00068392 | 0.85 | 5.8207 | 1.8316 | 0.85 | 2.1548 | 5.8207 | 0.85 | 6.8478 | 1.8316 | 5.8207 | 0.31467 | 1.8316 | 0.93907
Equipment | CFL-23W | Residential | Turnover | Multi-Family | 7.4054 | 0.23333 | 7.8 | 0.00065139 | 0.00068392 | 0.85 | 5.8207 | 1.8316 | 0.85 | 2.1548 | 5.8207 | 0.85 | 6.8478 | 1.8316 | 5.8207 | 0.31467 | 1.8316 | 0.93907
Equipment | CFL-23W | Residential | Turnover | Manufactured Home | 7.4054 | 0.23333 | 7.8 | 0.00065139 | 0.00068392 | 0.85 | 5.8207 | 1.8316 | 0.85 | 2.1548 | 5.8207 | 0.85 | 6.8478 | 1.8316 | 5.8207 | 0.31467 | 1.8316 | 0.93907
Equipment | CFL-23W | Residential | New | Single Family | 7.4054 | 0.23333 | 7.8 | 0.00065139 | 0.00068392 | 0.85 | 5.8207 | 1.8316 | 0.85 | 2.1548 | 5.8207 | 0.85 | 6.8478 | 1.8316 | 5.8207 | 0.31467 | 1.8316 | 0.93907
Equipment | CFL-23W | Residential | New | Multi-Family | 7.4054 | 0.23333 | 7.8 | 0.00065139 | 0.00068392 | 0.85 | 5.8207 | 1.8316 | 0.85 | 2.1548 | 5.8207 | 0.85 | 6.8478 | 1.8316 | 5.8207 | 0.31467 | 1.8316 | 0.93907
Equipment | CFL-23W | Residential | New | Manufactured Home | 7.4054 | 0.23333 | 7.8 | 0.00065139 | 0.00068392 | 0.85 | 5.8207 | 1.8316 | 0.85 | 2.1548 | 5.8207 | 0.85 | 6.8478 | 1.8316 | 5.8207 | 0.31467 | 1.8316 | 0.93907
Equipment | LED - 14W | Residential | Turnover | Single Family | 16.9267 | 0.53333 | 10 | 0.0014889 | 0.0015632 | 1.88 | 15.992 | 4.9955 | 1.88 | 2.6572 | 15.992 | 1.88 | 8.5064 | 4.9955 | 15.992 | 0.31237 | 4.9955 | 0.90869
Equipment | LED - 14W | Residential | Turnover | Multi-Family | 16.9267 | 0.53333 | 10 | 0.0014889 | 0.0015632 | 1.88 | 15.992 | 4.9955 | 1.88 | 2.6572 | 15.992 | 1.88 | 8.5064 | 4.9955 | 15.992 | 0.31237 | 4.9955 | 0.90869
Equipment | LED - 14W | Residential | Turnover | Manufactured Home | 16.9267 | 0.53333 | 10 | 0.0014889 | 0.0015632 | 1.88 | 15.992 | 4.9955 | 1.88 | 2.6572 | 15.992 | 1.88 | 8.5064 | 4.9955 | 15.992 | 0.31237 | 4.9955 | 0.90869
Equipment | LED - 14W | Residential | New | Single Family | 16.9267 | 0.53333 | 10 | 0.0014889 | 0.0015632 | 1.88 | 15.992 | 4.9955 | 1.88 | 2.6572 | 15.992 | 1.88 | 8.5064 | 4.9955 | 15.992 | 0.31237 | 4.9955 | 0.90869
Equipment | LED - 14W | Residential | New | Multi-Family | 16.9267 | 0.53333 | 10 | 0.0014889 | 0.0015632 | 1.88 | 15.992 | 4.9955 | 1.88 | 2.6572 | 15.992 | 1.88 | 8.5064 | 4.9955 | 15.992 | 0.31237 | 4.9955 | 0.90869
Equipment | LED - 14W | Residential | New | Manufactured Home | 16.9267 | 0.53333 | 10 | 0.0014889 | 0.0015632 | 1.88 | 15.992 | 4.9955 | 1.88 | 2.6572 | 15.992 | 1.88 | 8.5064 | 4.9955 | 15.992 | 0.31237 | 4.9955 | 0.90869
Equipment | LED - 9W Flood (Exterior) | Residential | Turnover | Single Family | 53.144 | 0.86154 | 10 | 0 | 0 | 3.14 | 50.2093 | 14.3675 | 3.14 | 4.5756 | 50.2093 | 3.14 | 15.9902 | 14.3675 | 50.2093 | 0.28615 | 14.3675 | 0.4834
Equipment | LED - 9W Flood (Exterior) | Residential | Turnover | Multi-Family | 53.144 | 0.86154 | 10 | 0 | 0 | 3.14 | 50.2093 | 14.3675 | 3.14 | 4.5756 | 50.2093 | 3.14 | 15.9902 | 14.3675 | 50.2093 | 0.28615 | 14.3675 | 0.4834
Equipment | LED - 9W Flood (Exterior) | Residential | Turnover | Manufactured Home | 53.144 | 0.86154 | 10 | 0 | 0 | 3.14 | 50.2093 | 14.3675 | 3.14 | 4.5756 | 50.2093 | 3.14 | 15.9902 | 14.3675 | 50.2093 | 0.28615 | 14.3675 | 0.4834
Equipment | LED - 9W Flood (Exterior) | Residential | New | Single Family | 53.144 | 0.86154 | 10 | 0 | 0 | 3.14 | 50.2093 | 14.3675 | 3.14 | 4.5756 | 50.2093 | 3.14 | 15.9902 | 14.3675 | 50.2093 | 0.28615 | 14.3675 | 0.4834
Equipment | LED - 9W Flood (Exterior) | Residential | New | Multi-Family | 53.144 | 0.86154 | 10 | 0 | 0 | 3.14 | 50.2093 | 14.3675 | 3.14 | 4.5756 | 50.2093 | 3.14 | 15.9902 | 14.3675 | 50.2093 | 0.28615 | 14.3675 | 0.4834
Equipment | LED - 9W Flood (Exterior) | Residential | New | Manufactured Home | 53.144 | 0.86154 | 10 | 0 | 0 | 3.14 | 50.2093 | 14.3675 | 3.14 | 4.5756 | 50.2093 | 3.14 | 15.9902 | 14.3675 | 50.2093 | 0.28615 | 14.3675 | 0.4834
Equipment | LED - 9W Flood | Residential | Turnover | Single Family | 11.1081 | 0.53846 | 10 | 0.00097708 | 0.0010259 | 3.14 | 10.4947 | 3.2783 | 3.14 | 1.044 | 10.4947 | 3.14 | 3.3423 | 3.2783 | 10.4947 | 0.31237 | 3.2783 | 2.3127
Equipment | LED - 9W Flood | Residential | Turnover | Multi-Family | 11.1081 | 0.53846 | 10 | 0.00097708 | 0.0010259 | 3.14 | 10.4947 | 3.2783 | 3.14 | 1.044 | 10.4947 | 3.14 | 3.3423 | 3.2783 | 10.4947 | 0.31237 | 3.2783 | 2.3127
Equipment | LED - 9W Flood | Residential | Turnover | Manufactured Home | 11.1081 | 0.53846 | 10 | 0.00097708 | 0.0010259 | 3.14 | 10.4947 | 3.2783 | 3.14 | 1.044 | 10.4947 | 3.14 | 3.3423 | 3.2783 | 10.4947 | 0.31237 | 3.2783 | 2.3127
Equipment | LED - 9W Flood | Residential | New | Single Family | 11.1081 | 0.53846 | 10 | 0.00097708 | 0.0010259 | 3.14 | 10.4947 | 3.2783 | 3.14 | 1.044 | 10.4947 | 3.14 | 3.3423 | 3.2783 | 10.4947 | 0.31237 | 3.2783 | 2.3127
Equipment | LED - 9W Flood | Residential | New | Multi-Family | 11.1081 | 0.53846 | 10 | 0.00097708 | 0.0010259 | 3.14 | 10.4947 | 3.2783 | 3.14 | 1.044 | 10.4947 | 3.14 | 3.3423 | 3.2783 | 10.4947 | 0.31237 | 3.2783 | 2.3127
Equipment | LED - 9W Flood | Residential | New | Manufactured Home | 11.1081 | 0.53846 | 10 | 0.00097708 | 0.0010259 | 3.14 | 10.4947 | 3.2783 | 3.14 | 1.044 | 10.4947 | 3.14 | 3.3423 | 3.2783 | 10.4947 | 0.31237 | 3.2783 | 2.3127
Equipment | LED - 9W | Residential | Turnover | Single Family | 9.5213 | 0.5 | 10 | 0.0008375 | 0.00087932 | 1.2 | 8.9955 | 2.81 | 1.2 | 2.3416 | 8.9955 | 1.2 | 7.4962 | 2.81 | 8.9955 | 0.31237 | 2.81 | 1.0311
Equipment | LED - 9W | Residential | Turnover | Multi-Family | 9.5213 | 0.5 | 10 | 0.0008375 | 0.00087932 | 1.2 | 8.9955 | 2.81 | 1.2 | 2.3416 | 8.9955 | 1.2 | 7.4962 | 2.81 | 8.9955 | 0.31237 | 2.81 | 1.0311
Equipment | LED - 9W | Residential | Turnover | Manufactured Home | 9.5213 | 0.5 | 10 | 0.0008375 | 0.00087932 | 1.2 | 8.9955 | 2.81 | 1.2 | 2.3416 | 8.9955 | 1.2 | 7.4962 | 2.81 | 8.9955 | 0.31237 | 2.81 | 1.0311
Equipment | LED - 9W | Residential | New | Single Family | 9.5213 | 0.5 | 10 | 0.0008375 | 0.00087932 | 1.2 | 8.9955 | 2.81 | 1.2 | 2.3416 | 8.9955 | 1.2 | 7.4962 | 2.81 | 8.9955 | 0.31237 | 2.81 | 1.0311
Equipment | LED - 9W | Residential | New | Multi-Family | 9.5213 | 0.5 | 10 | 0.0008375 | 0.00087932 | 1.2 | 8.9955 | 2.81 | 1.2 | 2.3416 | 8.9955 | 1.2 | 7.4962 | 2.81 | 8.9955 | 0.31237 | 2.81 | 1.0311
Equipment | LED - 9W | Residential | New | Manufactured Home | 9.5213 | 0.5 | 10 | 0.0008375 | 0.00087932 | 1.2 | 8.9955 | 2.81 | 1.2 | 2.3416 | 8.9955 | 1.2 | 7.4962 | 2.81 | 8.9955 | 0.31237 | 2.81 | 1.0311
Equipment | LED Specialty Lamps-5W Chandelier | Residential | Turnover | Single Family | 7.4054 | 0.58333 | 10 | 0.00065139 | 0.00068392 | 1.97 | 6.9965 | 2.1855 | 1.97 | 1.1094 | 6.9965 | 1.97 | 3.5515 | 2.1855 | 6.9965 | 0.31237 | 2.1855 | 2.1764
Equipment | LED Specialty Lamps-5W Chandelier | Residential | Turnover | Multi-Family | 7.4054 | 0.58333 | 10 | 0.00065139 | 0.00068392 | 1.97 | 6.9965 | 2.1855 | 1.97 | 1.1094 | 6.9965 | 1.97 | 3.5515 | 2.1855 | 6.9965 | 0.31237 | 2.1855 | 2.1764
Equipment | LED Specialty Lamps-5W Chandelier | Residential | Turnover | Manufactured Home | 7.4054 | 0.58333 | 10 | 0.00065139 | 0.00068392 | 1.97 | 6.9965 | 2.1855 | 1.97 | 1.1094 | 6.9965 | 1.97 | 3.5515 | 2.1855 | 6.9965 | 0.31237 | 2.1855 | 2.1764
Equipment | LED Specialty Lamps-5W Chandelier | Residential | New | Single Family | 7.4054 | 0.58333 | 10 | 0.00065139 | 0.00068392 | 1.97 | 6.9965 | 2.1855 | 1.97 | 1.1094 | 6.9965 | 1.97 | 3.5515 | 2.1855 | 6.9965 | 0.31237 | 2.1855 | 2.1764
Equipment | LED Specialty Lamps-5W Chandelier | Residential | New | Multi-Family | 7.4054 | 0.58333 | 10 | 0.00065139 | 0.00068392 | 1.97 | 6.9965 | 2.1855 | 1.97 | 1.1094 | 6.9965 | 1.97 | 3.5515 | 2.1855 | 6.9965 | 0.31237 | 2.1855 | 2.1764
Equipment | LED Specialty Lamps-5W Chandelier | Residential | New | Manufactured Home | 7.4054 | 0.58333 | 10 | 0.00065139 | 0.00068392 | 1.97 | 6.9965 | 2.1855 | 1.97 | 1.1094 | 6.9965 | 1.97 | 3.5515 | 2.1855 | 6.9965 | 0.31237 | 2.1855 | 2.1764
Equipment | Linear LED | Residential | Turnover | Single Family | 14.8108 | 0.4375 | 15 | 0 | 8.6271e-10 | 2.15 | 18.1336 | 5.3757 | 2.15 | 2.5003 | 18.1336 | 2.15 | 8.4342 | 5.3757 | 18.1336 | 0.29645 | 5.3757 | 1.1876
Equipment | Linear LED | Residential | Turnover | Multi-Family | 14.8108 | 0.4375 | 15 | 0 | 8.6271e-10 | 2.15 | 18.1336 | 5.3757 | 2.15 | 2.5003 | 18.1336 | 2.15 | 8.4342 | 5.3757 | 18.1336 | 0.29645 | 5.3757 | 1.1876
Equipment | Linear LED | Residential | Turnover | Manufactured Home | 14.8108 | 0.4375 | 15 | 0 | 8.6271e-10 | 2.15 | 18.1336 | 5.3757 | 2.15 | 2.5003 | 18.1336 | 2.15 | 8.4342 | 5.3757 | 18.1336 | 0.29645 | 5.3757 | 1.1876
Equipment | Linear LED | Residential | New | Single Family | 14.8108 | 0.4375 | 15 | 0 | 8.6271e-10 | 2.15 | 18.1336 | 5.3757 | 2.15 | 2.5003 | 18.1336 | 2.15 | 8.4342 | 5.3757 | 18.1336 | 0.29645 | 5.3757 | 1.1876
Equipment | Linear LED | Residential | New | Multi-Family | 14.8108 | 0.4375 | 15 | 0 | 8.6271e-10 | 2.15 | 18.1336 | 5.3757 | 2.15 | 2.5003 | 18.1336 | 2.15 | 8.4342 | 5.3757 | 18.1336 | 0.29645 | 5.3757 | 1.1876
Equipment | Linear LED | Residential | New | Manufactured Home | 14.8108 | 0.4375 | 15 | 0 | 8.6271e-10 | 2.15 | 18.1336 | 5.3757 | 2.15 | 2.5003 | 18.1336 | 2.15 | 8.4342 | 5.3757 | 18.1336 | 0.29645 | 5.3757 | 1.1876
Equipment | Low Wattage T8 Fixture | Residential | Turnover | Single Family | 6.3475 | 0.1875 | 15 | 0 | 1.191e-09 | 0.44 | 7.7716 | 2.3039 | 0.44 | 5.2361 | 7.7716 | 0.44 | 17.6626 | 2.3039 | 7.7716 | 0.29645 | 2.3039 | 0.56712
Equipment | Low Wattage T8 Fixture | Residential | Turnover | Multi-Family | 6.3475 | 0.1875 | 15 | 0 | 1.191e-09 | 0.44 | 7.7716 | 2.3039 | 0.44 | 5.2361 | 7.7716 | 0.44 | 17.6626 | 2.3039 | 7.7716 | 0.29645 | 2.3039 | 0.56712
Equipment | Low Wattage T8 Fixture | Residential | Turnover | Manufactured Home | 6.3475 | 0.1875 | 15 | 0 | 1.191e-09 | 0.44 | 7.7716 | 2.3039 | 0.44 | 5.2361 | 7.7716 | 0.44 | 17.6626 | 2.3039 | 7.7716 | 0.29645 | 2.3039 | 0.56712
Equipment | Low Wattage T8 Fixture | Residential | New | Single Family | 6.3475 | 0.1875 | 15 | 0 | 1.191e-09 | 0.44 | 7.7716 | 2.3039 | 0.44 | 5.2361 | 7.7716 | 0.44 | 17.6626 | 2.3039 | 7.7716 | 0.29645 | 2.3039 | 0.56712
Equipment | Low Wattage T8 Fixture | Residential | New | Multi-Family | 6.3475 | 0.1875 | 15 | 0 | 1.191e-09 | 0.44 | 7.7716 | 2.3039 | 0.44 | 5.2361 | 7.7716 | 0.44 | 17.6626 | 2.3039 | 7.7716 | 0.29645 | 2.3039 | 0.56712
Equipment | Low Wattage T8 Fixture | Residential | New | Manufactured Home | 6.3475 | 0.1875 | 15 | 0 | 1.191e-09 | 0.44 | 7.7716 | 2.3039 | 0.44 | 5.2361 | 7.7716 | 0.44 | 17.6626 | 2.3039 | 7.7716 | 0.29645 | 2.3039 | 0.56712
Equipment | Energy Star Bathroom Ventilating Fan | Residential | Turnover | Single Family | 5.9063 | 0.62651 | 10 | 0.00020675 | 0.00082699 | 12.1 | 5.5802 | 1.7089 | 12.1 | 0.14123 | 5.5802 | 12.1 | 0.46117 | 1.7089 | 5.5802 | 0.30624 | 1.7089 | 16.7608
Equipment | Energy Star Bathroom Ventilating Fan | Residential | Turnover | Multi-Family | 5.9063 | 0.62651 | 10 | 0.00020675 | 0.00082699 | 12.1 | 5.5802 | 1.7089 | 12.1 | 0.14123 | 5.5802 | 12.1 | 0.46117 | 1.7089 | 5.5802 | 0.30624 | 1.7089 | 16.7608
Equipment | Energy Star Bathroom Ventilating Fan | Residential | Turnover | Manufactured Home | 5.9063 | 0.62651 | 10 | 0.00020675 | 0.00082699 | 12.1 | 5.5802 | 1.7089 | 12.1 | 0.14123 | 5.5802 | 12.1 | 0.46117 | 1.7089 | 5.5802 | 0.30624 | 1.7089 | 16.7608
Equipment | Energy Star Bathroom Ventilating Fan | Residential | New | Single Family | 5.9063 | 0.62651 | 10 | 0.00020675 | 0.00082699 | 12.1 | 5.5802 | 1.7089 | 12.1 | 0.14123 | 5.5802 | 12.1 | 0.46117 | 1.7089 | 5.5802 | 0.30624 | 1.7089 | 16.7608
Equipment | Energy Star Bathroom Ventilating Fan | Residential | New | Multi-Family | 5.9063 | 0.62651 | 10 | 0.00020675 | 0.00082699 | 12.1 | 5.5802 | 1.7089 | 12.1 | 0.14123 | 5.5802 | 12.1 | 0.46117 | 1.7089 | 5.5802 | 0.30624 | 1.7089 | 16.7608
Equipment | Energy Star Bathroom Ventilating Fan | Residential | New | Manufactured Home | 5.9063 | 0.62651 | 10 | 0.00020675 | 0.00082699 | 12.1 | 5.5802 | 1.7089 | 12.1 | 0.14123 | 5.5802 | 12.1 | 0.46117 | 1.7089 | 5.5802 | 0.30624 | 1.7089 | 16.7608
Equipment | Energy Star Ceiling Fan | Residential | Turnover | Single Family | 21.4818 | 0.68693 | 20 | 0 | 2.4186e-06 | 45 | 30.5754 | 8.8083 | 45 | 0.19574 | 30.5754 | 45 | 0.67945 | 8.8083 | 30.5754 | 0.28809 | 8.8083 | 17.1384
Equipment | Energy Star Ceiling Fan | Residential | Turnover | Multi-Family | 21.4818 | 0.68693 | 20 | 0 | 2.4186e-06 | 45 | 30.5754 | 8.8083 | 45 | 0.19574 | 30.5754 | 45 | 0.67945 | 8.8083 | 30.5754 | 0.28809 | 8.8083 | 17.1384
Equipment | Energy Star Ceiling Fan | Residential | Turnover | Manufactured Home | 21.4818 | 0.68693 | 20 | 0 | 2.4186e-06 | 45 | 30.5754 | 8.8083 | 45 | 0.19574 | 30.5754 | 45 | 0.67945 | 8.8083 | 30.5754 | 0.28809 | 8.8083 | 17.1384
Equipment | Energy Star Ceiling Fan | Residential | New | Single Family | 21.4818 | 0.68693 | 20 | 0 | 4.4863e-06 | 45 | 30.5754 | 8.8565 | 45 | 0.19681 | 30.5754 | 45 | 0.67945 | 8.8565 | 30.5754 | 0.28966 | 8.8565 | 17.1384
Equipment | Energy Star Ceiling Fan | Residential | New | Multi-Family | 21.4818 | 0.68693 | 20 | 0 | 4.4863e-06 | 45 | 30.5754 | 8.8565 | 45 | 0.19681 | 30.5754 | 45 | 0.67945 | 8.8565 | 30.5754 | 0.28966 | 8.8565 | 17.1384
Equipment | Energy Star Ceiling Fan | Residential | New | Manufactured Home | 21.4818 | 0.68693 | 20 | 0 | 4.4863e-06 | 45 | 30.5754 | 8.8565 | 45 | 0.19681 | 30.5754 | 45 | 0.67945 | 8.8565 | 30.5754 | 0.28966 | 8.8565 | 17.1384
Equipment | Energy Star Dehumidifier | Residential | Turnover | Single Family | 214.4267 | 0.25 | 12 | 0.035168 | 0.0066615 | 20 | 229.0332 | 73.8586 | 20 | 3.6929 | 229.0332 | 20 | 11.4517 | 73.8586 | 229.0332 | 0.32248 | 73.8586 | 0.7631
Equipment | Energy Star Dehumidifier | Residential | Turnover | Multi-Family | 214.4267 | 0.25 | 12 | 0.035168 | 0.0066615 | 20 | 229.0332 | 73.8586 | 20 | 3.6929 | 229.0332 | 20 | 11.4517 | 73.8586 | 229.0332 | 0.32248 | 73.8586 | 0.7631
Equipment | Energy Star Dehumidifier | Residential | Turnover | Manufactured Home | 214.4267 | 0.25 | 12 | 0.035168 | 0.0066615 | 20 | 229.0332 | 73.8586 | 20 | 3.6929 | 229.0332 | 20 | 11.4517 | 73.8586 | 229.0332 | 0.32248 | 73.8586 | 0.7631
Equipment | Energy Star Dehumidifier | Residential | New | Single Family | 214.4267 | 0.25 | 12 | 0.035168 | 0.0066615 | 20 | 229.0332 | 73.8586 | 20 | 3.6929 | 229.0332 | 20 | 11.4517 | 73.8586 | 229.0332 | 0.32248 | 73.8586 | 0.7631
Equipment | Energy Star Dehumidifier | Residential | New | Multi-Family | 214.4267 | 0.25 | 12 | 0.035168 | 0.0066615 | 20 | 229.0332 | 73.8586 | 20 | 3.6929 | 229.0332 | 20 | 11.4517 | 73.8586 | 229.0332 | 0.32248 | 73.8586 | 0.7631
Equipment | Energy Star Dehumidifier | Residential | New | Manufactured Home | 214.4267 | 0.25 | 12 | 0.035168 | 0.0066615 | 20 | 229.0332 | 73.8586 | 20 | 3.6929 | 229.0332 | 20 | 11.4517 | 73.8586 | 229.0332 | 0.32248 | 73.8586 | 0.7631
Equipment | Heat Pump Pool Heater | Residential | Turnover | Single Family | 9411.7647 | 0.8 | 15 | 0 | 0 | 906.95 | 11523.2767 | 3169.9365 | 906.95 | 3.4952 | 11523.2767 | 906.95 | 12.7055 | 3169.9365 | 11523.2767 | 0.27509 | 3169.9365 | 0.78839
Equipment | Heat Pump Pool Heater | Residential | Turnover | Multi-Family | 9411.7647 | 0.8 | 15 | 0 | 0 | 906.95 | 11523.2767 | 3169.9365 | 906.95 | 3.4952 | 11523.2767 | 906.95 | 12.7055 | 3169.9365 | 11523.2767 | 0.27509 | 3169.9365 | 0.78839
Equipment | Heat Pump Pool Heater | Residential | Turnover | Manufactured Home | 9411.7647 | 0.8 | 15 | 0 | 0 | 906.95 | 11523.2767 | 3169.9365 | 906.95 | 3.4952 | 11523.2767 | 906.95 | 12.7055 | 3169.9365 | 11523.2767 | 0.27509 | 3169.9365 | 0.78839
Equipment | Heat Pump Pool Heater | Residential | New | Single Family | 9411.7647 | 0.8 | 15 | 0 | 0 | 906.95 | 11523.2767 | 3169.9365 | 906.95 | 3.4952 | 11523.2767 | 906.95 | 12.7055 | 3169.9365 | 11523.2767 | 0.27509 | 3169.9365 | 0.78839
Equipment | Heat Pump Pool Heater | Residential | New | Multi-Family | 9411.7647 | 0.8 | 15 | 0 | 0 | 906.95 | 11523.2767 | 3169.9365 | 906.95 | 3.4952 | 11523.2767 | 906.95 | 12.7055 | 3169.9365 | 11523.2767 | 0.27509 | 3169.9365 | 0.78839
Equipment | Heat Pump Pool Heater | Residential | New | Manufactured Home | 9411.7647 | 0.8 | 15 | 0 | 0 | 906.95 | 11523.2767 | 3169.9365 | 906.95 | 3.4952 | 11523.2767 | 906.95 | 12.7055 | 3169.9365 | 11523.2767 | 0.27509 | 3169.9365 | 0.78839
Equipment | Solar Pool Heater | Residential | Turnover | Single Family | 10130.719 | 0.86111 | 15 | 0 | 0 | 3477 | 12403.527 | 3412.0844 | 3477 | 0.98133 | 12403.527 | 3477 | 3.5673 | 3412.0844 | 12403.527 | 0.27509 | 3412.0844 | 2.808
Equipment | Solar Pool Heater | Residential | Turnover | Multi-Family | 10130.719 | 0.86111 | 15 | 0 | 0 | 3477 | 12403.527 | 3412.0844 | 3477 | 0.98133 | 12403.527 | 3477 | 3.5673 | 3412.0844 | 12403.527 | 0.27509 | 3412.0844 | 2.808
Equipment | Solar Pool Heater | Residential | Turnover | Manufactured Home | 10130.719 | 0.86111 | 15 | 0 | 0 | 3477 | 12403.527 | 3412.0844 | 3477 | 0.98133 | 12403.527 | 3477 | 3.5673 | 3412.0844 | 12403.527 | 0.27509 | 3412.0844 | 2.808
Equipment | Solar Pool Heater | Residential | New | Single Family | 10130.719 | 0.86111 | 15 | 0 | 0 | 3477 | 12403.527 | 3412.0844 | 3477 | 0.98133 | 12403.527 | 3477 | 3.5673 | 3412.0844 | 12403.527 | 0.27509 | 3412.0844 | 2.808
Equipment | Solar Pool Heater | Residential | New | Multi-Family | 10130.719 | 0.86111 | 15 | 0 | 0 | 3477 | 12403.527 | 3412.0844 | 3477 | 0.98133 | 12403.527 | 3477 | 3.5673 | 3412.0844 | 12403.527 | 0.27509 | 3412.0844 | 2.808
Equipment | Solar Pool Heater | Residential | New | Manufactured Home | 10130.719 | 0.86111 | 15 | 0 | 0 | 3477 | 12403.527 | 3412.0844 | 3477 | 0.98133 | 12403.527 | 3477 | 3.5673 | 3412.0844 | 12403.527 | 0.27509 | 3412.0844 | 2.808
Equipment | Solar Powered Pool Pumps | Residential | Turnover | Single Family | 2370.06 | 0.81 | 10 | 1.2881 | 0 | 2259.01 | 2239.1815 | 927.1338 | 2259.01 | 0.41042 | 2239.1815 | 2259.01 | 0.99122 | 927.1338 | 2239.1815 | 0.41405 | 927.1338 | 7.7981
Equipment | Solar Powered Pool Pumps | Residential | Turnover | Multi-Family | 2370.06 | 0.81 | 10 | 1.2881 | 0 | 2259.01 | 2239.1815 | 927.1338 | 2259.01 | 0.41042 | 2239.1815 | 2259.01 | 0.99122 | 927.1338 | 2239.1815 | 0.41405 | 927.1338 | 7.7981
Equipment | Solar Powered Pool Pumps | Residential | Turnover | Manufactured Home | 2370.06 | 0.81 | 10 | 1.2881 | 0 | 2259.01 | 2239.1815 | 927.1338 | 2259.01 | 0.41042 | 2239.1815 | 2259.01 | 0.99122 | 927.1338 | 2239.1815 | 0.41405 | 927.1338 | 7.7981
Equipment | Solar Powered Pool Pumps | Residential | New | Single Family | 2370.06 | 0.81 | 10 | 1.2881 | 0 | 2259.01 | 2239.1815 | 927.1338 | 2259.01 | 0.41042 | 2239.1815 | 2259.01 | 0.99122 | 927.1338 | 2239.1815 | 0.41405 | 927.1338 | 7.7981
Equipment | Solar Powered Pool Pumps | Residential | New | Multi-Family | 2370.06 | 0.81 | 10 | 1.2881 | 0 | 2259.01 | 2239.1815 | 927.1338 | 2259.01 | 0.41042 | 2239.1815 | 2259.01 | 0.99122 | 927.1338 | 2239.1815 | 0.41405 | 927.1338 | 7.7981
Equipment | Solar Powered Pool Pumps | Residential | New | Manufactured Home | 2370.06 | 0.81 | 10 | 1.2881 | 0 | 2259.01 | 2239.1815 | 927.1338 | 2259.01 | 0.41042 | 2239.1815 | 2259.01 | 0.99122 | 927.1338 | 2239.1815 | 0.41405 | 927.1338 | 7.7981
Equipment | Two Speed Pool Pump | Residential | Turnover | Single Family | 1807.8327 | 0.61785 | 10 | 0.98252 | 0 | 359.01 | 1708.0013 | 707.1985 | 359.01 | 1.9699 | 1708.0013 | 359.01 | 4.7575 | 707.1985 | 1708.0013 | 0.41405 | 707.1985 | 1.6247
Equipment | Two Speed Pool Pump | Residential | Turnover | Multi-Family | 1807.8327 | 0.61785 | 10 | 0.98252 | 0 | 359.01 | 1708.0013 | 707.1985 | 359.01 | 1.9699 | 1708.0013 | 359.01 | 4.7575 | 707.1985 | 1708.0013 | 0.41405 | 707.1985 | 1.6247
Equipment | Two Speed Pool Pump | Residential | Turnover | Manufactured Home | 1807.8327 | 0.61785 | 10 | 0.98252 | 0 | 359.01 | 1708.0013 | 707.1985 | 359.01 | 1.9699 | 1708.0013 | 359.01 | 4.7575 | 707.1985 | 1708.0013 | 0.41405 | 707.1985 | 1.6247
Equipment | Two Speed Pool Pump | Residential | New | Single Family | 1807.8327 | 0.61785 | 10 | 0.98252 | 0 | 359.01 | 1708.0013 | 707.1985 | 359.01 | 1.9699 | 1708.0013 | 359.01 | 4.7575 | 707.1985 | 1708.0013 | 0.41405 | 707.1985 | 1.6247
Equipment | Two Speed Pool Pump | Residential | New | Multi-Family | 1807.8327 | 0.61785 | 10 | 0.98252 | 0 | 359.01 | 1708.0013 | 707.1985 | 359.01 | 1.9699 | 1708.0013 | 359.01 | 4.7575 | 707.1985 | 1708.0013 | 0.41405 | 707.1985 | 1.6247
Equipment | Two Speed Pool Pump | Residential | New | Manufactured Home | 1807.8327 | 0.61785 | 10 | 0.98252 | 0 | 359.01 | 1708.0013 | 707.1985 | 359.01 | 1.9699 | 1708.0013 | 359.01 | 4.7575 | 707.1985 | 1708.0013 | 0.41405 | 707.1985 | 1.6247
Equipment | Variable Speed Pool Pump | Residential | Turnover | Single Family | 1883.28 | 0.64364 | 10 | 1.0235 | 0 | 1085.01 | 1779.2823 | 736.7124 | 1085.01 | 0.67899 | 1779.2823 | 1085.01 | 1.6399 | 736.7124 | 1779.2823 | 0.41405 | 736.7124 | 4.7135
Equipment | Variable Speed Pool Pump | Residential | Turnover | Multi-Family | 1883.28 | 0.64364 | 10 | 1.0235 | 0 | 1085.01 | 1779.2823 | 736.7124 | 1085.01 | 0.67899 | 1779.2823 | 1085.01 | 1.6399 | 736.7124 | 1779.2823 | 0.41405 | 736.7124 | 4.7135
Equipment | Variable Speed Pool Pump | Residential | Turnover | Manufactured Home | 1883.28 | 0.64364 | 10 | 1.0235 | 0 | 1085.01 | 1779.2823 | 736.7124 | 1085.01 | 0.67899 | 1779.2823 | 1085.01 | 1.6399 | 736.7124 | 1779.2823 | 0.41405 | 736.7124 | 4.7135
Equipment | Variable Speed Pool Pump | Residential | New | Single Family | 1883.28 | 0.64364 | 10 | 1.0235 | 0 | 1085.01 | 1779.2823 | 736.7124 | 1085.01 | 0.67899 | 1779.2823 | 1085.01 | 1.6399 | 736.7124 | 1779.2823 | 0.41405 | 736.7124 | 4.7135
Equipment | Variable Speed Pool Pump | Residential | New | Multi-Family | 1883.28 | 0.64364 | 10 | 1.0235 | 0 | 1085.01 | 1779.2823 | 736.7124 | 1085.01 | 0.67899 | 1779.2823 | 1085.01 | 1.6399 | 736.7124 | 1779.2823 | 0.41405 | 736.7124 | 4.7135
Equipment | Variable Speed Pool Pump | Residential | New | Manufactured Home | 1883.28 | 0.64364 | 10 | 1.0235 | 0 | 1085.01 | 1779.2823 | 736.7124 | 1085.01 | 0.67899 | 1779.2823 | 1085.01 | 1.6399 | 736.7124 | 1779.2823 | 0.41405 | 736.7124 | 4.7135
Nonequipment | Removal of 2nd Refrigerator-Freezer | Residential | Existing | Single Family | 1052.5805 | 1 | 5 | 0.10987 | 0.036607 | 50 | 580.9774 | 181.4023 | 50 | 3.628 | 580.9774 | 50 | 11.6195 | 181.4023 | 580.9774 | 0.31224 | 181.4023 | 0.38864
Nonequipment | Removal of 2nd Refrigerator-Freezer | Residential | Existing | Multi-Family | 1052.5805 | 1 | 5 | 0.10987 | 0.036607 | 50 | 580.9774 | 181.4023 | 50 | 3.628 | 580.9774 | 50 | 11.6195 | 181.4023 | 580.9774 | 0.31224 | 181.4023 | 0.38864
Nonequipment | Removal of 2nd Refrigerator-Freezer | Residential | Existing | Manufactured Home | 1052.5805 | 1 | 5 | 0.10987 | 0.036607 | 50 | 580.9774 | 181.4023 | 50 | 3.628 | 580.9774 | 50 | 11.6195 | 181.4023 | 580.9774 | 0.31224 | 181.4023 | 0.38864
Nonequipment | Removal of 2nd Refrigerator-Freezer | Residential | New | Single Family | 1052.5805 | 1 | 5 | 0.10987 | 0.036607 | 50 | 580.9774 | 181.4023 | 50 | 3.628 | 580.9774 | 50 | 11.6195 | 181.4023 | 580.9774 | 0.31224 | 181.4023 | 0.38864
Nonequipment | Removal of 2nd Refrigerator-Freezer | Residential | New | Multi-Family | 1052.5805 | 1 | 5 | 0.10987 | 0.036607 | 50 | 580.9774 | 181.4023 | 50 | 3.628 | 580.9774 | 50 | 11.6195 | 181.4023 | 580.9774 | 0.31224 | 181.4023 | 0.38864
Nonequipment | Removal of 2nd Refrigerator-Freezer | Residential | New | Manufactured Home | 1052.5805 | 1 | 5 | 0.10987 | 0.036607 | 50 | 580.9774 | 181.4023 | 50 | 3.628 | 580.9774 | 50 | 11.6195 | 181.4023 | 580.9774 | 0.31224 | 181.4023 | 0.38864
Nonequipment | Drain Water Heat Recovery | Residential | Existing | Single Family | 237.513 | 0.123 | 15 | 0.021393 | 0.046051 | 1025 | 290.7986 | 92.2351 | 1025 | 0.089985 | 290.7986 | 1025 | 0.28371 | 92.2351 | 290.7986 | 0.31718 | 92.2351 | 35.3073
Nonequipment | Drain Water Heat Recovery | Residential | Existing | Multi-Family | 203.442 | 0.123 | 15 | 0.018324 | 0.039445 | 1025 | 249.0838 | 79.0041 | 1025 | 0.077077 | 249.0838 | 1025 | 0.24301 | 79.0041 | 249.0838 | 0.31718 | 79.0041 | 41.2203
Nonequipment | Drain Water Heat Recovery | Residential | Existing | Manufactured Home | 301.227 | 0.123 | 15 | 0.027132 | 0.058404 | 1025 | 368.8067 | 116.9776 | 1025 | 0.11412 | 368.8067 | 1025 | 0.35981 | 116.9776 | 368.8067 | 0.31718 | 116.9776 | 27.8393
Nonequipment | Drain Water Heat Recovery | Residential | New | Single Family | 237.513 | 0.123 | 15 | 0.021393 | 0.046051 | 815 | 290.7986 | 92.2351 | 815 | 0.11317 | 290.7986 | 815 | 0.35681 | 92.2351 | 290.7986 | 0.31718 | 92.2351 | 28.0736
Nonequipment | Drain Water Heat Recovery | Residential | New | Multi-Family | 203.442 | 0.123 | 15 | 0.018324 | 0.039445 | 815 | 249.0838 | 79.0041 | 815 | 0.096938 | 249.0838 | 815 | 0.30562 | 79.0041 | 249.0838 | 0.31718 | 79.0041 | 32.7752
Nonequipment | Drain Water Heat Recovery | Residential | New | Manufactured Home | 301.227 | 0.123 | 15 | 0.027132 | 0.058404 | 815 | 368.8067 | 116.9776 | 815 | 0.14353 | 368.8067 | 815 | 0.45252 | 116.9776 | 368.8067 | 0.31718 | 116.9776 | 22.1356
Nonequipment | Faucet Aerator | Residential | Existing | Single Family | 69.6077 | 0.036047 | 10 | 0.0062696 | 0.013496 | 3 | 65.7638 | 21.2201 | 3 | 7.0734 | 65.7638 | 3 | 21.9213 | 21.2201 | 65.7638 | 0.32267 | 21.2201 | 0.35261
Nonequipment | Faucet Aerator | Residential | Existing | Multi-Family | 54.7162 | 0.033081 | 10 | 0.0049283 | 0.010609 | 3 | 51.6947 | 16.6804 | 3 | 5.5601 | 51.6947 | 3 | 17.2316 | 16.6804 | 51.6947 | 0.32267 | 16.6804 | 0.44857
Nonequipment | Faucet Aerator | Residential | Existing | Manufactured Home | 54.28 | 0.022164 | 10 | 0.004889 | 0.010524 | 3 | 51.2826 | 16.5474 | 3 | 5.5158 | 51.2826 | 3 | 17.0942 | 16.5474 | 51.2826 | 0.32267 | 16.5474 | 0.45218
Nonequipment | Faucet Aerator | Residential | New | Single Family | 29.0032 | 0.01502 | 10 | 0.0026123 | 0.0056233 | 3 | 27.4016 | 8.8417 | 3 | 2.9472 | 27.4016 | 3 | 9.1339 | 8.8417 | 27.4016 | 0.32267 | 8.8417 | 0.84626
Nonequipment | Faucet Aerator | Residential | New | Multi-Family | 22.7984 | 0.013784 | 10 | 0.0020535 | 0.0044203 | 3 | 21.5395 | 6.9502 | 3 | 2.3167 | 21.5395 | 3 | 7.1798 | 6.9502 | 21.5395 | 0.32267 | 6.9502 | 1.0766
Nonequipment | Faucet Aerator | Residential | New | Manufactured Home | 22.6167 | 0.0092351 | 10 | 0.0020371 | 0.0043851 | 3 | 21.3677 | 6.8948 | 3 | 2.2983 | 21.3677 | 3 | 7.1226 | 6.8948 | 21.3677 | 0.32267 | 6.8948 | 1.0852
Nonequipment | Heat Trap | Residential | Existing | Single Family | 132.247 | 0.068486 | 10 | 0.011912 | 0.025641 | 116.77 | 124.9441 | 40.3159 | 116.77 | 0.34526 | 124.9441 | 116.77 | 1.07 | 40.3159 | 124.9441 | 0.32267 | 40.3159 | 7.2239
Nonequipment | Heat Trap | Residential | Existing | Multi-Family | 103.9549 | 0.062851 | 10 | 0.0093633 | 0.020155 | 116.77 | 98.2143 | 31.6909 | 116.77 | 0.2714 | 98.2143 | 116.77 | 0.84109 | 31.6909 | 98.2143 | 0.32267 | 31.6909 | 9.19
Nonequipment | Heat Trap | Residential | Existing | Manufactured Home | 103.1262 | 0.042109 | 10 | 0.0092887 | 0.019995 | 116.77 | 97.4314 | 31.4383 | 116.77 | 0.26923 | 97.4314 | 116.77 | 0.83439 | 31.4383 | 97.4314 | 0.32267 | 31.4383 | 9.2638
Nonequipment | Heat Trap | Residential | New | Single Family | 132.247 | 0.068486 | 10 | 0.011912 | 0.025641 | 116.77 | 124.9441 | 40.3159 | 116.77 | 0.34526 | 124.9441 | 116.77 | 1.07 | 40.3159 | 124.9441 | 0.32267 | 40.3159 | 7.2239
Nonequipment | Heat Trap | Residential | New | Multi-Family | 103.9549 | 0.062851 | 10 | 0.0093633 | 0.020155 | 116.77 | 98.2143 | 31.6909 | 116.77 | 0.2714 | 98.2143 | 116.77 | 0.84109 | 31.6909 | 98.2143 | 0.32267 | 31.6909 | 9.19
Nonequipment | Heat Trap | Residential | New | Manufactured Home | 103.1262 | 0.042109 | 10 | 0.0092887 | 0.019995 | 116.77 | 97.4314 | 31.4383 | 116.77 | 0.26923 | 97.4314 | 116.77 | 0.83439 | 31.4383 | 97.4314 | 0.32267 | 31.4383 | 9.2638
Nonequipment | Hot Water Pipe Insulation | Residential | Existing | Single Family | 147.8828 | 0.076561 | 13 | 0.01332 | 0.028672 | 18 | 166.187 | 53.1028 | 18 | 2.9502 | 166.187 | 18 | 9.2326 | 53.1028 | 166.187 | 0.31954 | 53.1028 | 0.99582
Nonequipment | Hot Water Pipe Insulation | Residential | Existing | Multi-Family | 126.7083 | 0.076561 | 13 | 0.011413 | 0.024567 | 18 | 142.3916 | 45.4993 | 18 | 2.5277 | 142.3916 | 18 | 7.9106 | 45.4993 | 142.3916 | 0.31954 | 45.4993 | 1.1622
Nonequipment | Hot Water Pipe Insulation | Residential | Existing | Manufactured Home | 187.4977 | 0.076561 | 13 | 0.016888 | 0.036353 | 18 | 210.7052 | 67.328 | 18 | 3.7404 | 210.7052 | 18 | 11.7058 | 67.328 | 210.7052 | 0.31954 | 67.328 | 0.78542
Nonequipment | Hot Water Pipe Insulation | Residential | New | Single Family | 147.8828 | 0.076561 | 13 | 0.01332 | 0.028672 | 18 | 166.187 | 53.1028 | 18 | 2.9502 | 166.187 | 18 | 9.2326 | 53.1028 | 166.187 | 0.31954 | 53.1028 | 0.99582
Nonequipment | Hot Water Pipe Insulation | Residential | New | Multi-Family | 126.7083 | 0.076561 | 13 | 0.011413 | 0.024567 | 18 | 142.3916 | 45.4993 | 18 | 2.5277 | 142.3916 | 18 | 7.9106 | 45.4993 | 142.3916 | 0.31954 | 45.4993 | 1.1622
Nonequipment | Hot Water Pipe Insulation | Residential | New | Manufactured Home | 187.4977 | 0.076561 | 13 | 0.016888 | 0.036353 | 18 | 210.7052 | 67.328 | 18 | 3.7404 | 210.7052 | 18 | 11.7058 | 67.328 | 210.7052 | 0.31954 | 67.328 | 0.78542
Nonequipment | Low Flow Showerhead | Residential | Existing | Single Family | 295.0025 | 0.15277 | 9 | 0.026571 | 0.057197 | 7 | 258.5765 | 83.6257 | 7 | 11.9465 | 258.5765 | 7 | 36.9395 | 83.6257 | 258.5765 | 0.32341 | 83.6257 | 0.19413
Nonequipment | Low Flow Showerhead | Residential | Existing | Multi-Family | 231.8914 | 0.1402 | 9 | 0.020887 | 0.044961 | 7 | 203.2582 | 65.7354 | 7 | 9.3908 | 203.2582 | 7 | 29.0369 | 65.7354 | 203.2582 | 0.32341 | 65.7354 | 0.24697
Nonequipment | Low Flow Showerhead | Residential | Existing | Manufactured Home | 230.0428 | 0.093933 | 9 | 0.02072 | 0.044602 | 7 | 201.6378 | 65.2113 | 7 | 9.3159 | 201.6378 | 7 | 28.8054 | 65.2113 | 201.6378 | 0.32341 | 65.2113 | 0.24895
Nonequipment | Low Flow Showerhead | Residential | New | Single Family | 295.0025 | 0.15277 | 9 | 0.026571 | 0.057197 | 7 | 258.5765 | 83.6257 | 7 | 11.9465 | 258.5765 | 7 | 36.9395 | 83.6257 | 258.5765 | 0.32341 | 83.6257 | 0.19413
Nonequipment | Low Flow Showerhead | Residential | New | Multi-Family | 231.8914 | 0.1402 | 9 | 0.020887 | 0.044961 | 7 | 203.2582 | 65.7354 | 7 | 9.3908 | 203.2582 | 7 | 29.0369 | 65.7354 | 203.2582 | 0.32341 | 65.7354 | 0.24697
Nonequipment | Low Flow Showerhead | Residential | New | Manufactured Home | 230.0428 | 0.093933 | 9 | 0.02072 | 0.044602 | 7 | 201.6378 | 65.2113 | 7 | 9.3159 | 201.6378 | 7 | 28.8054 | 65.2113 | 201.6378 | 0.32341 | 65.2113 | 0.24895
Nonequipment | Thermostatic Shower Restriction Valve | Residential | Existing | Single Family | 92.6413 | 0.047976 | 10 | 0.0083443 | 0.017962 | 29.95 | 87.5255 | 28.242 | 29.95 | 0.94297 | 87.5255 | 29.95 | 2.9224 | 28.242 | 87.5255 | 0.32267 | 28.242 | 2.645
Nonequipment | Thermostatic Shower Restriction Valve | Residential | Existing | Multi-Family | 72.8222 | 0.044028 | 10 | 0.0065592 | 0.014119 | 29.95 | 68.8008 | 22.2 | 29.95 | 0.74124 | 68.8008 | 29.95 | 2.2972 | 22.2 | 68.8008 | 0.32267 | 22.2 | 3.3648
Nonequipment | Thermostatic Shower Restriction Valve | Residential | Existing | Manufactured Home | 72.2416 | 0.029498 | 10 | 0.0065069 | 0.014007 | 29.95 | 68.2523 | 22.0231 | 29.95 | 0.73533 | 68.2523 | 29.95 | 2.2789 | 22.0231 | 68.2523 | 0.32267 | 22.0231 | 3.3919
Nonequipment | Thermostatic Shower Restriction Valve | Residential | New | Single Family | 92.6413 | 0.047976 | 10 | 0.0083443 | 0.017962 | 29.95 | 87.5255 | 28.242 | 29.95 | 0.94297 | 87.5255 | 29.95 | 2.9224 | 28.242 | 87.5255 | 0.32267 | 28.242 | 2.645
Nonequipment | Thermostatic Shower Restriction Valve | Residential | New | Multi-Family | 72.8222 | 0.044028 | 10 | 0.0065592 | 0.014119 | 29.95 | 68.8008 | 22.2 | 29.95 | 0.74124 | 68.8008 | 29.95 | 2.2972 | 22.2 | 68.8008 | 0.32267 | 22.2 | 3.3648
Nonequipment | Thermostatic Shower Restriction Valve | Residential | New | Manufactured Home | 72.2416 | 0.029498 | 10 | 0.0065069 | 0.014007 | 29.95 | 68.2523 | 22.0231 | 29.95 | 0.73533 | 68.2523 | 29.95 | 2.2789 | 22.0231 | 68.2523 | 0.32267 | 22.0231 | 3.3919
Nonequipment | Water Heater Blanket | Residential | Existing | Single Family | 263.9459 | 0.13669 | 7 | 0.023774 | 0.051176 | 167.92 | 191.4297 | 62.139 | 167.92 | 0.37005 | 191.4297 | 167.92 | 1.14 | 62.139 | 191.4297 | 0.3246 | 62.139 | 5.2049
Nonequipment | Water Heater Blanket | Residential | Existing | Multi-Family | 263.9459 | 0.15958 | 7 | 0.023774 | 0.051176 | 167.92 | 191.4297 | 62.139 | 167.92 | 0.37005 | 191.4297 | 167.92 | 1.14 | 62.139 | 191.4297 | 0.3246 | 62.139 | 5.2049
Nonequipment | Water Heater Blanket | Residential | Existing | Manufactured Home | 263.9459 | 0.10778 | 7 | 0.023774 | 0.051176 | 167.92 | 191.4297 | 62.139 | 167.92 | 0.37005 | 191.4297 | 167.92 | 1.14 | 62.139 | 191.4297 | 0.3246 | 62.139 | 5.2049
Nonequipment | Water Heater Blanket | Residential | New | Single Family | 252.4943 | 0.13076 | 7 | 0.022742 | 0.048955 | 167.92 | 183.1243 | 59.443 | 167.92 | 0.354 | 183.1243 | 167.92 | 1.0905 | 59.443 | 183.1243 | 0.3246 | 59.443 | 5.441
Nonequipment | Water Heater Blanket | Residential | New | Multi-Family | 252.4943 | 0.15266 | 7 | 0.022742 | 0.048955 | 167.92 | 183.1243 | 59.443 | 167.92 | 0.354 | 183.1243 | 167.92 | 1.0905 | 59.443 | 183.1243 | 0.3246 | 59.443 | 5.441
Nonequipment | Water Heater Blanket | Residential | New | Manufactured Home | 252.4943 | 0.1031 | 7 | 0.022742 | 0.048955 | 167.92 | 183.1243 | 59.443 | 167.92 | 0.354 | 183.1243 | 167.92 | 1.0905 | 59.443 | 183.1243 | 0.3246 | 59.443 | 5.441
Nonequipment | Water Heater Thermostat Setback | Residential | Existing | Single Family | 36.5826 | 0.018945 | 4 | 0.003295 | 0.0070929 | 1.65 | 16.6835 | 5.418 | 1.65 | 3.2836 | 16.6835 | 1.65 | 10.1112 | 5.418 | 16.6835 | 0.32475 | 5.418 | 0.36901
Nonequipment | Water Heater Thermostat Setback | Residential | Existing | Multi-Family | 36.5826 | 0.022118 | 4 | 0.003295 | 0.0070929 | 1.65 | 16.6835 | 5.418 | 1.65 | 3.2836 | 16.6835 | 1.65 | 10.1112 | 5.418 | 16.6835 | 0.32475 | 5.418 | 0.36901
Nonequipment | Water Heater Thermostat Setback | Residential | Existing | Manufactured Home | 36.5826 | 0.014938 | 4 | 0.003295 | 0.0070929 | 1.65 | 16.6835 | 5.418 | 1.65 | 3.2836 | 16.6835 | 1.65 | 10.1112 | 5.418 | 16.6835 | 0.32475 | 5.418 | 0.36901
Nonequipment | Water Heater Thermostat Setback | Residential | New | Single Family | 36.5826 | 0.018945 | 4 | 0.003295 | 0.0070929 | 1.65 | 16.6835 | 5.418 | 1.65 | 3.2836 | 16.6835 | 1.65 | 10.1112 | 5.418 | 16.6835 | 0.32475 | 5.418 | 0.36901
Nonequipment | Water Heater Thermostat Setback | Residential | New | Multi-Family | 36.5826 | 0.022118 | 4 | 0.003295 | 0.0070929 | 1.65 | 16.6835 | 5.418 | 1.65 | 3.2836 | 16.6835 | 1.65 | 10.1112 | 5.418 | 16.6835 | 0.32475 | 5.418 | 0.36901
Nonequipment | Water Heater Thermostat Setback | Residential | New | Manufactured Home | 36.5826 | 0.014938 | 4 | 0.003295 | 0.0070929 | 1.65 | 16.6835 | 5.418 | 1.65 | 3.2836 | 16.6835 | 1.65 | 10.1112 | 5.418 | 16.6835 | 0.32475 | 5.418 | 0.36901
Nonequipment | Water Heater Timeclock | Residential | Existing | Single Family | 96.55 | 0.05 | 7 | 0 | 0 | 143.33 | 70.0239 | 22.4962 | 143.33 | 0.15695 | 70.0239 | 143.33 | 0.48855 | 22.4962 | 70.0239 | 0.32126 | 22.4962 | 12.1454
Nonequipment | Water Heater Timeclock | Residential | Existing | Multi-Family | 82.7 | 0.05 | 7 | 0 | 0 | 143.33 | 59.9791 | 19.2692 | 143.33 | 0.13444 | 59.9791 | 143.33 | 0.41847 | 19.2692 | 59.9791 | 0.32126 | 19.2692 | 14.1795
Nonequipment | Water Heater Timeclock | Residential | Existing | Manufactured Home | 122.45 | 0.05 | 7 | 0 | 0 | 143.33 | 88.8082 | 28.531 | 143.33 | 0.19906 | 88.8082 | 143.33 | 0.61961 | 28.531 | 88.8082 | 0.32126 | 28.531 | 9.5765
Nonequipment | Water Heater Timeclock | Residential | New | Single Family | 96.55 | 0.05 | 7 | 0 | 0 | 143.33 | 70.0239 | 22.4962 | 143.33 | 0.15695 | 70.0239 | 143.33 | 0.48855 | 22.4962 | 70.0239 | 0.32126 | 22.4962 | 12.1454
Nonequipment | Water Heater Timeclock | Residential | New | Multi-Family | 82.7 | 0.05 | 7 | 0 | 0 | 143.33 | 59.9791 | 19.2692 | 143.33 | 0.13444 | 59.9791 | 143.33 | 0.41847 | 19.2692 | 59.9791 | 0.32126 | 19.2692 | 14.1795
Nonequipment | Water Heater Timeclock | Residential | New | Manufactured Home | 122.45 | 0.05 | 7 | 0 | 0 | 143.33 | 88.8082 | 28.531 | 143.33 | 0.19906 | 88.8082 | 143.33 | 0.61961 | 28.531 | 88.8082 | 0.32126 | 28.531 | 9.5765
Nonequipment | Smart Power Strip | Residential | Existing | Single Family | 53.801 | 0.023657 | 5 | 0.0059262 | 0.0046242 | 10 | 29.6957 | 9.5356 | 10 | 0.95356 | 29.6957 | 10 | 2.9696 | 9.5356 | 29.6957 | 0.32111 | 9.5356 | 1.5207
Nonequipment | Smart Power Strip | Residential | Existing | Multi-Family | 53.801 | 0.045749 | 5 | 0.0059262 | 0.0046242 | 10 | 29.6957 | 9.5356 | 10 | 0.95356 | 29.6957 | 10 | 2.9696 | 9.5356 | 29.6957 | 0.32111 | 9.5356 | 1.5207
Nonequipment | Smart Power Strip | Residential | Existing | Manufactured Home | 53.801 | 0.028648 | 5 | 0.0059262 | 0.0046242 | 10 | 29.6957 | 9.5356 | 10 | 0.95356 | 29.6957 | 10 | 2.9696 | 9.5356 | 29.6957 | 0.32111 | 9.5356 | 1.5207
Nonequipment | Smart Power Strip | Residential | New | Single Family | 53.801 | 0.023657 | 5 | 0.0059262 | 0.0046242 | 10 | 29.6957 | 9.5356 | 10 | 0.95356 | 29.6957 | 10 | 2.9696 | 9.5356 | 29.6957 | 0.32111 | 9.5356 | 1.5207
Nonequipment | Smart Power Strip | Residential | New | Multi-Family | 53.801 | 0.045749 | 5 | 0.0059262 | 0.0046242 | 10 | 29.6957 | 9.5356 | 10 | 0.95356 | 29.6957 | 10 | 2.9696 | 9.5356 | 29.6957 | 0.32111 | 9.5356 | 1.5207
Nonequipment | Smart Power Strip | Residential | New | Manufactured Home | 53.801 | 0.028648 | 5 | 0.0059262 | 0.0046242 | 10 | 29.6957 | 9.5356 | 10 | 0.95356 | 29.6957 | 10 | 2.9696 | 9.5356 | 29.6957 | 0.32111 | 9.5356 | 1.5207
Nonequipment | Air Sealing-Infiltration Control | Residential | Existing | Single Family | 595.5471 | 0.09 | 11 | 0.20819 | 0.23002 | 578.496 | 600.6362 | 218.7365 | 578.496 | 0.37811 | 600.6362 | 578.496 | 1.0383 | 218.7365 | 600.6362 | 0.36417 | 218.7365 | 7.9472
Nonequipment | Air Sealing-Infiltration Control | Residential | Existing | Multi-Family | 387.27 | 0.09 | 11 | 0.10084 | 0.1994 | 343.22 | 390.5794 | 133.7432 | 343.22 | 0.38967 | 390.5794 | 343.22 | 1.138 | 133.7432 | 390.5794 | 0.34242 | 133.7432 | 7.2508
Nonequipment | Air Sealing-Infiltration Control | Residential | Existing | Manufactured Home | 582.57 | 0.09 | 11 | 0.13851 | 0.31897 | 362.084 | 587.5483 | 197.9464 | 362.084 | 0.54669 | 587.5483 | 362.084 | 1.6227 | 197.9464 | 587.5483 | 0.3369 | 197.9464 | 5.085
Nonequipment | Air Sealing-Infiltration Control | Residential | New | Single Family | 0 | 0 | 11 | 0 | 0 | 578.496 | 0 | 0 | 578.496 | 0 | 0 | 578.496 | 0 | 0 | 0 | 0 | 0
Nonequipment | Air Sealing-Infiltration Control | Residential | New | Multi-Family | 0 | 0 | 11 | 0 | 0 | 343.22 | 0 | 0 | 343.22 | 0 | 0 | 343.22 | 0 | 0 | 0 | 0 | 0
Nonequipment | Air Sealing-Infiltration Control | Residential | New | Manufactured Home | 0 | 0 | 11 | 0 | 0 | 362.084 | 0 | 0 | 362.084 | 0 | 0 | 362.084 | 0 | 0 | 0 | 0 | 0
Nonequipment | Ceiling Insulation(R12 to R38) | Residential | Existing | Single Family | 843 | 0.10584 | 20 | 0.2849 | 0.39813 | 842.0071 | 1199.8555 | 444.5533 | 842.0071 | 0.52797 | 1199.8555 | 842.0071 | 1.425 | 444.5533 | 1199.8555 | 0.37051 | 444.5533 | 8.1718
Nonequipment | Ceiling Insulation(R12 to R38) | Residential | Existing | Multi-Family | 522 | 0.15095 | 20 | 0.17642 | 0.24653 | 699.3845 | 742.971 | 275.275 | 699.3845 | 0.3936 | 742.971 | 699.3845 | 1.0623 | 275.275 | 742.971 | 0.37051 | 275.275 | 10.9616
Nonequipment | Ceiling Insulation(R12 to R38) | Residential | Existing | Manufactured Home | 517.2 | 0.10962 | 20 | 0.1748 | 0.24426 | 737.8239 | 736.1391 | 272.7437 | 737.8239 | 0.36966 | 736.1391 | 737.8239 | 0.99772 | 272.7437 | 736.1391 | 0.37051 | 272.7437 | 11.6714
Nonequipment | Ceiling Insulation(R12 to R38) | Residential | New | Single Family | 843 | 0.10584 | 20 | 0.2849 | 0.39813 | 842.0071 | 1199.8555 | 444.5533 | 842.0071 | 0.52797 | 1199.8555 | 842.0071 | 1.425 | 444.5533 | 1199.8555 | 0.37051 | 444.5533 | 8.1718
Nonequipment | Ceiling Insulation(R12 to R38) | Residential | New | Multi-Family | 522 | 0.15095 | 20 | 0.17642 | 0.24653 | 699.3845 | 742.971 | 275.275 | 699.3845 | 0.3936 | 742.971 | 699.3845 | 1.0623 | 275.275 | 742.971 | 0.37051 | 275.275 | 10.9616
Nonequipment | Ceiling Insulation(R12 to R38) | Residential | New | Manufactured Home | 517.2 | 0.10962 | 20 | 0.1748 | 0.24426 | 737.8239 | 736.1391 | 272.7437 | 737.8239 | 0.36966 | 736.1391 | 737.8239 | 0.99772 | 272.7437 | 736.1391 | 0.37051 | 272.7437 | 11.6714
Nonequipment | Ceiling Insulation(R19 to R38) | Residential | Existing | Single Family | 426 | 0.056053 | 20 | 0.14644 | 0.20845 | 721.5516 | 606.3327 | 225.2645 | 721.5516 | 0.31219 | 606.3327 | 721.5516 | 0.84032 | 225.2645 | 606.3327 | 0.37152 | 225.2645 | 13.8575
Nonequipment | Ceiling Insulation(R19 to R38) | Residential | Existing | Multi-Family | 265 | 0.081917 | 20 | 0.091093 | 0.12967 | 599.3323 | 377.1788 | 140.1293 | 599.3323 | 0.23381 | 377.1788 | 599.3323 | 0.62933 | 140.1293 | 377.1788 | 0.37152 | 140.1293 | 18.5033
Nonequipment | Ceiling Insulation(R19 to R38) | Residential | Existing | Manufactured Home | 254.41 | 0.056802 | 20 | 0.087453 | 0.12449 | 632.2727 | 362.1059 | 134.5294 | 632.2727 | 0.21277 | 362.1059 | 632.2727 | 0.57271 | 134.5294 | 362.1059 | 0.37152 | 134.5294 | 20.3328
Nonequipment | Ceiling Insulation(R19 to R38) | Residential | New | Single Family | 426 | 0.056053 | 20 | 0.14644 | 0.20845 | 721.5516 | 606.3327 | 225.2645 | 721.5516 | 0.31219 | 606.3327 | 721.5516 | 0.84032 | 225.2645 | 606.3327 | 0.37152 | 225.2645 | 13.8575
Nonequipment | Ceiling Insulation(R19 to R38) | Residential | New | Multi-Family | 265 | 0.081917 | 20 | 0.091093 | 0.12967 | 599.3323 | 377.1788 | 140.1293 | 599.3323 | 0.23381 | 377.1788 | 599.3323 | 0.62933 | 140.1293 | 377.1788 | 0.37152 | 140.1293 | 18.5033
Nonequipment | Ceiling Insulation(R19 to R38) | Residential | New | Manufactured Home | 254.41 | 0.056802 | 20 | 0.087453 | 0.12449 | 632.2727 | 362.1059 | 134.5294 | 632.2727 | 0.21277 | 362.1059 | 632.2727 | 0.57271 | 134.5294 | 362.1059 | 0.37152 | 134.5294 | 20.3328
Nonequipment | Ceiling Insulation(R2 to R38) | Residential | Existing | Single Family | 3236 | 0.31691 | 20 | 0.81093 | 1.4913 | 1014.0863 | 4605.8512 | 1619.5587 | 1014.0863 | 1.5971 | 4605.8512 | 1014.0863 | 4.5419 | 1619.5587 | 4605.8512 | 0.35163 | 1619.5587 | 2.5639
Nonequipment | Ceiling Insulation(R2 to R38) | Residential | Existing | Multi-Family | 1949 | 0.40766 | 20 | 0.48841 | 0.89818 | 842.3162 | 2774.0432 | 975.4388 | 842.3162 | 1.158 | 2774.0432 | 842.3162 | 3.2934 | 975.4388 | 2774.0432 | 0.35163 | 975.4388 | 3.5358
Nonequipment | Ceiling Insulation(R2 to R38) | Residential | Existing | Manufactured Home | 2007.61 | 0.32713 | 20 | 0.5031 | 0.92519 | 888.6115 | 2857.4638 | 1004.772 | 888.6115 | 1.1307 | 2857.4638 | 888.6115 | 3.2157 | 1004.772 | 2857.4638 | 0.35163 | 1004.772 | 3.6213
Nonequipment | Ceiling Insulation(R2 to R38) | Residential | New | Single Family | 3236 | 0.31691 | 20 | 0.81093 | 1.4913 | 1014.0863 | 4605.8512 | 1619.5587 | 1014.0863 | 1.5971 | 4605.8512 | 1014.0863 | 4.5419 | 1619.5587 | 4605.8512 | 0.35163 | 1619.5587 | 2.5639
Nonequipment | Ceiling Insulation(R2 to R38) | Residential | New | Multi-Family | 1949 | 0.40766 | 20 | 0.48841 | 0.89818 | 842.3162 | 2774.0432 | 975.4388 | 842.3162 | 1.158 | 2774.0432 | 842.3162 | 3.2934 | 975.4388 | 2774.0432 | 0.35163 | 975.4388 | 3.5358
Nonequipment | Ceiling Insulation(R2 to R38) | Residential | New | Manufactured Home | 2007.61 | 0.32713 | 20 | 0.5031 | 0.92519 | 888.6115 | 2857.4638 | 1004.772 | 888.6115 | 1.1307 | 2857.4638 | 888.6115 | 3.2157 | 1004.772 | 2857.4638 | 0.35163 | 1004.772 | 3.6213
Nonequipment | Ceiling Insulation(R30 to R38) | Residential | Existing | Single Family | 123 | 0.016748 | 20 | 0.042129 | 0.061582 | 532.2645 | 175.0679 | 64.9603 | 532.2645 | 0.12205 | 175.0679 | 532.2645 | 0.32891 | 64.9603 | 175.0679 | 0.37106 | 64.9603 | 35.4038
Nonequipment | Ceiling Insulation(R30 to R38) | Residential | Existing | Multi-Family | 75 | 0.02451 | 20 | 0.025689 | 0.03755 | 442.1074 | 106.7487 | 39.61 | 442.1074 | 0.089594 | 106.7487 | 442.1074 | 0.24145 | 39.61 | 106.7487 | 0.37106 | 39.61 | 48.2275
Nonequipment | Ceiling Insulation(R30 to R38) | Residential | Existing | Manufactured Home | 71.7 | 0.016596 | 20 | 0.024558 | 0.035898 | 466.4064 | 102.0518 | 37.8671 | 466.4064 | 0.081189 | 102.0518 | 466.4064 | 0.2188 | 37.8671 | 102.0518 | 0.37106 | 37.8671 | 53.2198
Nonequipment | Ceiling Insulation(R30 to R38) | Residential | New | Single Family | 123 | 0.016748 | 20 | 0.042129 | 0.061582 | 532.2645 | 175.0679 | 64.9603 | 532.2645 | 0.12205 | 175.0679 | 532.2645 | 0.32891 | 64.9603 | 175.0679 | 0.37106 | 64.9603 | 35.4038
Nonequipment | Ceiling Insulation(R30 to R38) | Residential | New | Multi-Family | 75 | 0.02451 | 20 | 0.025689 | 0.03755 | 442.1074 | 106.7487 | 39.61 | 442.1074 | 0.089594 | 106.7487 | 442.1074 | 0.24145 | 39.61 | 106.7487 | 0.37106 | 39.61 | 48.2275
Nonequipment | Ceiling Insulation(R30 to R38) | Residential | New | Manufactured Home | 71.7 | 0.016596 | 20 | 0.024558 | 0.035898 | 466.4064 | 102.0518 | 37.8671 | 466.4064 | 0.081189 | 102.0518 | 466.4064 | 0.2188 | 37.8671 | 102.0518 | 0.37106 | 37.8671 | 53.2198
Nonequipment | Central AC Tune Up | Residential | Existing | Single Family | 187.352 | 0.05 | 2 | 0.11566 | 0 | 175 | 45.6224 | 20.4168 | 175 | 0.11667 | 45.6224 | 175 | 0.2607 | 20.4168 | 45.6224 | 0.44752 | 20.4168 | 7.642
Nonequipment | Central AC Tune Up | Residential | Existing | Multi-Family | 90.75 | 0.05 | 2 | 0.056024 | 0 | 175 | 22.0987 | 9.8896 | 175 | 0.056512 | 22.0987 | 175 | 0.12628 | 9.8896 | 22.0987 | 0.44752 | 9.8896 | 15.7768
Nonequipment | Central AC Tune Up | Residential | Existing | Manufactured Home | 124.65 | 0.05 | 2 | 0.076952 | 0 | 175 | 30.3537 | 13.5838 | 175 | 0.077622 | 30.3537 | 175 | 0.17345 | 13.5838 | 30.3537 | 0.44752 | 13.5838 | 11.4861
Nonequipment | Central AC Tune Up | Residential | New | Single Family | 0 | 0 | 2 | 0 | 0 | 175 | 0 | 0 | 175 | 0 | 0 | 175 | 0 | 0 | 0 | 0 | 0
Nonequipment | Central AC Tune Up | Residential | New | Multi-Family | 0 | 0 | 2 | 0 | 0 | 175 | 0 | 0 | 175 | 0 | 0 | 175 | 0 | 0 | 0 | 0 | 0
Nonequipment | Central AC Tune Up | Residential | New | Manufactured Home | 0 | 0 | 2 | 0 | 0 | 175 | 0 | 0 | 175 | 0 | 0 | 175 | 0 | 0 | 0 | 0 | 0
Nonequipment | Duct Insulation | Residential | Existing | Single Family | 135.3381 | 0.020453 | 15 | 0.047311 | 0.052273 | 1515.9757 | 165.7009 | 60.9382 | 1515.9757 | 0.040197 | 165.7009 | 1515.9757 | 0.1093 | 60.9382 | 165.7009 | 0.36776 | 60.9382 | 91.6432
Nonequipment | Duct Insulation | Residential | Existing | Multi-Family | 88.0071 | 0.020453 | 15 | 0.022916 | 0.045313 | 1259.2375 | 107.7513 | 37.3371 | 1259.2375 | 0.029651 | 107.7513 | 1259.2375 | 0.085569 | 37.3371 | 107.7513 | 0.34651 | 37.3371 | 117.0625
Nonequipment | Duct Insulation | Residential | Existing | Manufactured Home | 132.389 | 0.020453 | 15 | 0.031477 | 0.072486 | 1328.4475 | 162.0903 | 55.292 | 1328.4475 | 0.041622 | 162.0903 | 1328.4475 | 0.12201 | 55.292 | 162.0903 | 0.34112 | 55.292 | 82.0957
Nonequipment | Duct Insulation | Residential | New | Single Family | 0 | 0 | 15 | 0 | 0 | 1515.9757 | 0 | 0 | 1515.9757 | 0 | 0 | 1515.9757 | 0 | 0 | 0 | 0 | 0
Nonequipment | Duct Insulation | Residential | New | Multi-Family | 0 | 0 | 15 | 0 | 0 | 1259.2375 | 0 | 0 | 1259.2375 | 0 | 0 | 1259.2375 | 0 | 0 | 0 | 0 | 0
Nonequipment | Duct Insulation | Residential | New | Manufactured Home | 0 | 0 | 15 | 0 | 0 | 1328.4475 | 0 | 0 | 1328.4475 | 0 | 0 | 1328.4475 | 0 | 0 | 0 | 0 | 0
Nonequipment | Duct Repair | Residential | Existing | Single Family | 794.0628 | 0.12 | 11 | 0.27758 | 0.3067 | 275 | 800.8483 | 299.3626 | 275 | 1.0886 | 800.8483 | 275 | 2.9122 | 299.3626 | 800.8483 | 0.37381 | 299.3626 | 2.8334
Nonequipment | Duct Repair | Residential | Existing | Multi-Family | 516.36 | 0.12 | 11 | 0.13446 | 0.26586 | 275 | 520.7725 | 183.3404 | 275 | 0.66669 | 520.7725 | 275 | 1.8937 | 183.3404 | 520.7725 | 0.35205 | 183.3404 | 4.3572
Nonequipment | Duct Repair | Residential | Existing | Manufactured Home | 776.76 | 0.12 | 11 | 0.18468 | 0.4253 | 275 | 783.3977 | 271.4744 | 275 | 0.98718 | 783.3977 | 275 | 2.8487 | 271.4744 | 783.3977 | 0.34653 | 271.4744 | 2.8965
Nonequipment | Duct Repair | Residential | New | Single Family | 0 | 0 | 11 | 0 | 0 | 275 | 0 | 0 | 275 | 0 | 0 | 275 | 0 | 0 | 0 | 0 | 0
Nonequipment | Duct Repair | Residential | New | Multi-Family | 0 | 0 | 11 | 0 | 0 | 275 | 0 | 0 | 275 | 0 | 0 | 275 | 0 | 0 | 0 | 0 | 0
Nonequipment | Duct Repair | Residential | New | Manufactured Home | 0 | 0 | 11 | 0 | 0 | 275 | 0 | 0 | 275 | 0 | 0 | 275 | 0 | 0 | 0 | 0 | 0
Nonequipment | Energy Star Certified Roof Products | Residential | Existing | Single Family | 827.1488 | 0.125 | 20 | 0.28915 | 0.31948 | 0 | 1177.2942 | 425.8048 | 0 | 999 | 1177.2942 | 0 | 999 | 425.8048 | 1177.2942 | 0.36168 | 425.8048 | 0
Nonequipment | Energy Star Certified Roof Products | Residential | Existing | Multi-Family | 537.875 | 0.125 | 20 | 0.14006 | 0.27694 | 0 | 765.5662 | 260.9138 | 0 | 999 | 765.5662 | 0 | 999 | 260.9138 | 765.5662 | 0.34081 | 260.9138 | 0
Nonequipment | Energy Star Certified Roof Products | Residential | Existing | Manufactured Home | 809.125 | 0.125 | 20 | 0.19238 | 0.44302 | 0 | 1151.6407 | 386.3933 | 0 | 999 | 1151.6407 | 0 | 999 | 386.3933 | 1151.6407 | 0.33552 | 386.3933 | 0
Nonequipment | Energy Star Certified Roof Products | Residential | New | Single Family | 827.1488 | 0.125 | 20 | 0.28915 | 0.31948 | 0 | 1177.2942 | 425.8048 | 0 | 999 | 1177.2942 | 0 | 999 | 425.8048 | 1177.2942 | 0.36168 | 425.8048 | 0
Nonequipment | Energy Star Certified Roof Products | Residential | New | Multi-Family | 537.875 | 0.125 | 20 | 0.14006 | 0.27694 | 0 | 765.5662 | 260.9138 | 0 | 999 | 765.5662 | 0 | 999 | 260.9138 | 765.5662 | 0.34081 | 260.9138 | 0
Nonequipment | Energy Star Certified Roof Products | Residential | New | Manufactured Home | 809.125 | 0.125 | 20 | 0.19238 | 0.44302 | 0 | 1151.6407 | 386.3933 | 0 | 999 | 1151.6407 | 0 | 999 | 386.3933 | 1151.6407 | 0.33552 | 386.3933 | 0
Nonequipment | Energy Star Door | Residential | Existing | Single Family | 176.251 | 0.026635 | 20 | 0.025278 | 0.10241 | 278.02 | 250.8608 | 84.9558 | 278.02 | 0.30557 | 250.8608 | 278.02 | 0.90231 | 84.9558 | 250.8608 | 0.33866 | 84.9558 | 12.9054
Nonequipment | Energy Star Door | Residential | Existing | Multi-Family | 176.251 | 0.04096 | 20 | 0.025278 | 0.10241 | 278.02 | 250.8608 | 84.9558 | 278.02 | 0.30557 | 250.8608 | 278.02 | 0.90231 | 84.9558 | 250.8608 | 0.33866 | 84.9558 | 12.9054
Nonequipment | Energy Star Door | Residential | Existing | Manufactured Home | 176.251 | 0.027229 | 20 | 0.025278 | 0.10241 | 278.02 | 250.8608 | 84.9558 | 278.02 | 0.30557 | 250.8608 | 278.02 | 0.90231 | 84.9558 | 250.8608 | 0.33866 | 84.9558 | 12.9054
Nonequipment | Energy Star Door | Residential | New | Single Family | 125.0813 | 0.018902 | 20 | 0.017939 | 0.07268 | 278.02 | 178.0303 | 60.2912 | 278.02 | 0.21686 | 178.0303 | 278.02 | 0.64035 | 60.2912 | 178.0303 | 0.33866 | 60.2912 | 18.1849
Nonequipment | Energy Star Door | Residential | New | Multi-Family | 125.0813 | 0.029068 | 20 | 0.017939 | 0.07268 | 278.02 | 178.0303 | 60.2912 | 278.02 | 0.21686 | 178.0303 | 278.02 | 0.64035 | 60.2912 | 178.0303 | 0.33866 | 60.2912 | 18.1849
Nonequipment | Energy Star Door | Residential | New | Manufactured Home | 125.0813 | 0.019324 | 20 | 0.017939 | 0.07268 | 278.02 | 178.0303 | 60.2912 | 278.02 | 0.21686 | 178.0303 | 278.02 | 0.64035 | 60.2912 | 178.0303 | 0.33866 | 60.2912 | 18.1849
Nonequipment | Energy Star Windows | Residential | Existing | Single Family | 570.6508 | 0.086238 | 20 | 0.071863 | 0.18349 | 360 | 812.2165 | 256.7929 | 360 | 0.71331 | 812.2165 | 360 | 2.2562 | 256.7929 | 812.2165 | 0.31616 | 256.7929 | 5.1613
Nonequipment | Energy Star Windows | Residential | Existing | Multi-Family | 570.6508 | 0.13262 | 20 | 0.071863 | 0.18349 | 360 | 812.2165 | 256.7929 | 360 | 0.71331 | 812.2165 | 360 | 2.2562 | 256.7929 | 812.2165 | 0.31616 | 256.7929 | 5.1613
Nonequipment | Energy Star Windows | Residential | Existing | Manufactured Home | 570.6508 | 0.088159 | 20 | 0.071863 | 0.18349 | 360 | 812.2165 | 256.7929 | 360 | 0.71331 | 812.2165 | 360 | 2.2562 | 256.7929 | 812.2165 | 0.31616 | 256.7929 | 5.1613
Nonequipment | Energy Star Windows | Residential | New | Single Family | 195.2226 | 0.029502 | 20 | 0 | 0.039527 | 360 | 277.8636 | 87.2236 | 360 | 0.24229 | 277.8636 | 360 | 0.77184 | 87.2236 | 277.8636 | 0.31391 | 87.2236 | 15.0869
Nonequipment | Energy Star Windows | Residential | New | Multi-Family | 195.2226 | 0.045369 | 20 | 0 | 0.039527 | 360 | 277.8636 | 87.2236 | 360 | 0.24229 | 277.8636 | 360 | 0.77184 | 87.2236 | 277.8636 | 0.31391 | 87.2236 | 15.0869
Nonequipment | Energy Star Windows | Residential | New | Manufactured Home | 195.2226 | 0.03016 | 20 | 0 | 0.039527 | 360 | 277.8636 | 87.2236 | 360 | 0.24229 | 277.8636 | 360 | 0.77184 | 87.2236 | 277.8636 | 0.31391 | 87.2236 | 15.0869
Nonequipment | Floor Insulation | Residential | Existing | Single Family | 73 | 0.0052582 | 20 | 0 | 0.04491 | 2201.3816 | 103.9021 | 32.0868 | 2201.3816 | 0.014576 | 103.9021 | 2201.3816 | 0.047199 | 32.0868 | 103.9021 | 0.30882 | 32.0868 | 246.7178
Nonequipment | Floor Insulation | Residential | Existing | Multi-Family | 30 | 0.0035928 | 20 | 0 | 0.018456 | 1828.5027 | 42.6995 | 13.1863 | 1828.5027 | 0.0072116 | 42.6995 | 1828.5027 | 0.023352 | 13.1863 | 42.6995 | 0.30882 | 13.1863 | 498.6575
Nonequipment | Floor Insulation | Residential | Existing | Manufactured Home | 59 | 0.0058474 | 20 | 0 | 0.036297 | 1929.0005 | 83.9757 | 25.9332 | 1929.0005 | 0.013444 | 83.9757 | 1929.0005 | 0.043533 | 25.9332 | 83.9757 | 0.30882 | 25.9332 | 267.4905
Nonequipment | Floor Insulation | Residential | New | Single Family | 0 | 0 | 20 | 0 | 0 | 2201.3816 | 0 | 0 | 2201.3816 | 0 | 0 | 2201.3816 | 0 | 0 | 0 | 0 | 0
Nonequipment | Floor Insulation | Residential | New | Multi-Family | 0 | 0 | 20 | 0 | 0 | 1828.5027 | 0 | 0 | 1828.5027 | 0 | 0 | 1828.5027 | 0 | 0 | 0 | 0 | 0
Nonequipment | Floor Insulation | Residential | New | Manufactured Home | 0 | 0 | 20 | 0 | 0 | 1929.0005 | 0 | 0 | 1929.0005 | 0 | 0 | 1929.0005 | 0 | 0 | 0 | 0 | 0
Nonequipment | Green Roof | Residential | Existing | Single Family | 969.6678 | 0.14654 | 20 | 0.33897 | 0.37453 | 26072.6495 | 1380.1438 | 499.1717 | 26072.6495 | 0.019145 | 1380.1438 | 26072.6495 | 0.052935 | 499.1717 | 1380.1438 | 0.36168 | 499.1717 | 219.9836
Nonequipment | Green Roof | Residential | Existing | Multi-Family | 630.5517 | 0.14654 | 20 | 0.16419 | 0.32466 | 21656.3583 | 897.4744 | 305.8697 | 21656.3583 | 0.014124 | 897.4744 | 21656.3583 | 0.041442 | 305.8697 | 897.4744 | 0.34081 | 305.8697 | 280.9912
Nonequipment | Green Roof | Residential | Existing | Manufactured Home | 948.5385 | 0.14654 | 20 | 0.22553 | 0.51935 | 22846.6314 | 1350.0702 | 452.9694 | 22846.6314 | 0.019827 | 1350.0702 | 22846.6314 | 0.059093 | 452.9694 | 1350.0702 | 0.33552 | 452.9694 | 197.0585
Nonequipment | Green Roof | Residential | New | Single Family | 969.6678 | 0.14654 | 20 | 0.33897 | 0.37453 | 26072.6495 | 1380.1438 | 499.1717 | 26072.6495 | 0.019145 | 1380.1438 | 26072.6495 | 0.052935 | 499.1717 | 1380.1438 | 0.36168 | 499.1717 | 219.9836
Nonequipment | Green Roof | Residential | New | Multi-Family | 630.5517 | 0.14654 | 20 | 0.16419 | 0.32466 | 21656.3583 | 897.4744 | 305.8697 | 21656.3583 | 0.014124 | 897.4744 | 21656.3583 | 0.041442 | 305.8697 | 897.4744 | 0.34081 | 305.8697 | 280.9912
Nonequipment | Green Roof | Residential | New | Manufactured Home | 948.5385 | 0.14654 | 20 | 0.22553 | 0.51935 | 22846.6314 | 1350.0702 | 452.9694 | 22846.6314 | 0.019827 | 1350.0702 | 22846.6314 | 0.059093 | 452.9694 | 1350.0702 | 0.33552 | 452.9694 | 197.0585
Nonequipment | Heat Pump Tune Up | Residential | Existing | Single Family | 330.8595 | 0.05 | 2 | 0.11566 | 0.12779 | 175 | 80.5681 | 31.1262 | 175 | 0.17786 | 80.5681 | 175 | 0.46039 | 31.1262 | 80.5681 | 0.38633 | 31.1262 | 4.3274
Nonequipment | Heat Pump Tune Up | Residential | Existing | Multi-Family | 215.15 | 0.05 | 2 | 0.056024 | 0.11078 | 175 | 52.3915 | 19.0022 | 175 | 0.10858 | 52.3915 | 175 | 0.29938 | 19.0022 | 52.3915 | 0.3627 | 19.0022 | 6.6546
Nonequipment | Heat Pump Tune Up | Residential | Existing | Manufactured Home | 323.65 | 0.05 | 2 | 0.076952 | 0.17721 | 175 | 78.8125 | 28.1121 | 175 | 0.16064 | 78.8125 | 175 | 0.45036 | 28.1121 | 78.8125 | 0.3567 | 28.1121 | 4.4237
Nonequipment | Heat Pump Tune Up | Residential | New | Single Family | 0 | 0 | 2 | 0 | 0 | 175 | 0 | 0 | 175 | 0 | 0 | 175 | 0 | 0 | 0 | 0 | 0
Nonequipment | Heat Pump Tune Up | Residential | New | Multi-Family | 0 | 0 | 2 | 0 | 0 | 175 | 0 | 0 | 175 | 0 | 0 | 175 | 0 | 0 | 0 | 0 | 0
Nonequipment | Heat Pump Tune Up | Residential | New | Manufactured Home | 0 | 0 | 2 | 0 | 0 | 175 | 0 | 0 | 175 | 0 | 0 | 175 | 0 | 0 | 0 | 0 | 0
Nonequipment | Home Energy Management System | Residential | Existing | Single Family | 697.3117 | 0.10538 | 11 | 0.10672 | 0.057972 | 481.26 | 703.2705 | 231.5532 | 481.26 | 0.48114 | 703.2705 | 481.26 | 1.4613 | 231.5532 | 703.2705 | 0.32925 | 231.5532 | 5.6465
Nonequipment | Home Energy Management System | Residential | Existing | Multi-Family | 502.428 | 0.11676 | 11 | 0.076897 | 0.04177 | 481.26 | 506.7214 | 166.839 | 481.26 | 0.34667 | 506.7214 | 481.26 | 1.0529 | 166.839 | 506.7214 | 0.32925 | 166.839 | 7.8367
Nonequipment | Home Energy Management System | Residential | Existing | Manufactured Home | 774.5016 | 0.11965 | 11 | 0.11854 | 0.064389 | 481.26 | 781.12 | 257.1853 | 481.26 | 0.5344 | 781.12 | 481.26 | 1.6231 | 257.1853 | 781.12 | 0.32925 | 257.1853 | 5.0838
Nonequipment | Home Energy Management System | Residential | New | Single Family | 697.3117 | 0.10538 | 11 | 0.10627 | 0.067088 | 481.26 | 703.2705 | 232.0027 | 481.26 | 0.48207 | 703.2705 | 481.26 | 1.4613 | 232.0027 | 703.2705 | 0.32989 | 232.0027 | 5.6465
Nonequipment | Home Energy Management System | Residential | New | Multi-Family | 502.428 | 0.11676 | 11 | 0.076568 | 0.048338 | 481.26 | 506.7214 | 167.1629 | 481.26 | 0.34734 | 506.7214 | 481.26 | 1.0529 | 167.1629 | 506.7214 | 0.32989 | 167.1629 | 7.8367
Nonequipment | Home Energy Management System | Residential | New | Manufactured Home | 774.5016 | 0.11965 | 11 | 0.11803 | 0.074515 | 481.26 | 781.12 | 257.6845 | 481.26 | 0.53544 | 781.12 | 481.26 | 1.6231 | 257.6845 | 781.12 | 0.32989 | 257.6845 | 5.0838
Nonequipment | HVAC ECM Motor | Residential | Existing | Single Family | 48.0178 | 0.0072565 | 15 | 0.0082352 | 0.016593 | 287 | 58.7906 | 20.3308 | 287 | 0.070839 | 58.7906 | 287 | 0.20485 | 20.3308 | 58.7906 | 0.34582 | 20.3308 | 48.8998
Nonequipment | HVAC ECM Motor | Residential | Existing | Multi-Family | 48.0178 | 0.011159 | 15 | 0.0082352 | 0.016593 | 287 | 58.7906 | 20.3308 | 287 | 0.070839 | 58.7906 | 287 | 0.20485 | 20.3308 | 58.7906 | 0.34582 | 20.3308 | 48.8998
Nonequipment | HVAC ECM Motor | Residential | Existing | Manufactured Home | 48.0178 | 0.0074182 | 15 | 0.0082352 | 0.016593 | 287 | 58.7906 | 20.3308 | 287 | 0.070839 | 58.7906 | 287 | 0.20485 | 20.3308 | 58.7906 | 0.34582 | 20.3308 | 48.8998
Nonequipment | HVAC ECM Motor | Residential | New | Single Family | 48.0178 | 0.0072565 | 15 | 0.0082352 | 0.016593 | 287 | 58.7906 | 20.3308 | 287 | 0.070839 | 58.7906 | 287 | 0.20485 | 20.3308 | 58.7906 | 0.34582 | 20.3308 | 48.8998
Nonequipment | HVAC ECM Motor | Residential | New | Multi-Family | 48.0178 | 0.011159 | 15 | 0.0082352 | 0.016593 | 287 | 58.7906 | 20.3308 | 287 | 0.070839 | 58.7906 | 287 | 0.20485 | 20.3308 | 58.7906 | 0.34582 | 20.3308 | 48.8998
Nonequipment | HVAC ECM Motor | Residential | New | Manufactured Home | 48.0178 | 0.0074182 | 15 | 0.0082352 | 0.016593 | 287 | 58.7906 | 20.3308 | 287 | 0.070839 | 58.7906 | 287 | 0.20485 | 20.3308 | 58.7906 | 0.34582 | 20.3308 | 48.8998
Nonequipment | Programmable Thermostat | Residential | Existing | Single Family | 113.8157 | 0.0172 | 11 | 0.078623 | 0 | 174.99 | 114.7883 | 51.9833 | 174.99 | 0.29706 | 114.7883 | 174.99 | 0.65597 | 51.9833 | 114.7883 | 0.45286 | 51.9833 | 12.5788
Nonequipment | Programmable Thermostat | Residential | Existing | Multi-Family | 74.0116 | 0.0172 | 11 | 0.051127 | 0 | 174.99 | 74.6441 | 33.8035 | 174.99 | 0.19317 | 74.6441 | 174.99 | 0.42656 | 33.8035 | 74.6441 | 0.45286 | 33.8035 | 19.3438
Nonequipment | Programmable Thermostat | Residential | Existing | Manufactured Home | 111.3356 | 0.0172 | 11 | 0.07691 | 0 | 174.99 | 112.287 | 50.8506 | 174.99 | 0.29059 | 112.287 | 174.99 | 0.64168 | 50.8506 | 112.287 | 0.45286 | 50.8506 | 12.859
Nonequipment | Programmable Thermostat | Residential | New | Single Family | 113.8157 | 0.0172 | 11 | 0.1026 | 0 | 33 | 114.7883 | 56.2254 | 33 | 1.7038 | 114.7883 | 33 | 3.4784 | 56.2254 | 114.7883 | 0.48982 | 56.2254 | 2.3721
Nonequipment | Programmable Thermostat | Residential | New | Multi-Family | 74.0116 | 0.0172 | 11 | 0.066717 | 0 | 33 | 74.6441 | 36.562 | 33 | 1.1079 | 74.6441 | 33 | 2.2619 | 36.562 | 74.6441 | 0.48982 | 36.562 | 3.6479
Nonequipment | Programmable Thermostat | Residential | New | Manufactured Home | 111.3356 | 0.0172 | 11 | 0.10036 | 0 | 33 | 112.287 | 55.0003 | 33 | 1.6667 | 112.287 | 33 | 3.4026 | 55.0003 | 112.287 | 0.48982 | 55.0003 | 2.425
Nonequipment | Radiant Barrier | Residential | Existing | Single Family | 661.719 | 0.1 | 20 | 0.22755 | 0.31839 | 1413.5714 | 941.8354 | 350.1127 | 1413.5714 | 0.24768 | 941.8354 | 1413.5714 | 0.66628 | 350.1127 | 941.8354 | 0.37173 | 350.1127 | 17.4772
Nonequipment | Radiant Barrier | Residential | Existing | Multi-Family | 430.3 | 0.1 | 20 | 0.14797 | 0.20704 | 1155 | 612.453 | 227.6699 | 1155 | 0.19712 | 612.453 | 1155 | 0.53026 | 227.6699 | 612.453 | 0.37173 | 227.6699 | 21.9603
Nonequipment | Radiant Barrier | Residential | Existing | Manufactured Home | 647.3 | 0.1 | 20 | 0.22259 | 0.31145 | 1191 | 921.3126 | 342.4837 | 1191 | 0.28756 | 921.3126 | 1191 | 0.77356 | 342.4837 | 921.3126 | 0.37173 | 342.4837 | 15.0534
Nonequipment | Radiant Barrier | Residential | New | Single Family | 661.719 | 0.1 | 20 | 0.22755 | 0.31839 | 1413.5714 | 941.8354 | 350.1127 | 1413.5714 | 0.24768 | 941.8354 | 1413.5714 | 0.66628 | 350.1127 | 941.8354 | 0.37173 | 350.1127 | 17.4772
Nonequipment | Radiant Barrier | Residential | New | Multi-Family | 430.3 | 0.1 | 20 | 0.14797 | 0.20704 | 1155 | 612.453 | 227.6699 | 1155 | 0.19712 | 612.453 | 1155 | 0.53026 | 227.6699 | 612.453 | 0.37173 | 227.6699 | 21.9603
Nonequipment | Radiant Barrier | Residential | New | Manufactured Home | 647.3 | 0.1 | 20 | 0.22259 | 0.31145 | 1191 | 921.3126 | 342.4837 | 1191 | 0.28756 | 921.3126 | 1191 | 0.77356 | 342.4837 | 921.3126 | 0.37173 | 342.4837 | 15.0534
Nonequipment | Sealed crawlspace | Residential | Existing | Single Family | 162.06 | 0.011673 | 11 | 0.016469 | 0.10118 | 5500 | 163.4449 | 56.1102 | 5500 | 0.010202 | 163.4449 | 5500 | 0.029717 | 56.1102 | 163.4449 | 0.3433 | 56.1102 | 277.661
Nonequipment | Sealed crawlspace | Residential | Existing | Multi-Family | 66.6 | 0.007976 | 11 | 0.0067683 | 0.041583 | 4568.3877 | 67.1691 | 23.059 | 4568.3877 | 0.0050475 | 67.1691 | 4568.3877 | 0.014703 | 23.059 | 67.1691 | 0.3433 | 23.059 | 561.1988
Nonequipment | Sealed crawlspace | Residential | Existing | Manufactured Home | 130.98 | 0.012981 | 11 | 0.013311 | 0.081779 | 4819.4746 | 132.0993 | 45.3493 | 4819.4746 | 0.0094096 | 132.0993 | 4819.4746 | 0.027409 | 45.3493 | 132.0993 | 0.3433 | 45.3493 | 301.039
Nonequipment | Sealed crawlspace | Residential | New | Single Family | 0 | 0 | 11 | 0 | 0 | 5500 | 0 | 0 | 5500 | 0 | 0 | 5500 | 0 | 0 | 0 | 0 | 0
Nonequipment | Sealed crawlspace | Residential | New | Multi-Family | 0 | 0 | 11 | 0 | 0 | 4568.3877 | 0 | 0 | 4568.3877 | 0 | 0 | 4568.3877 | 0 | 0 | 0 | 0 | 0
Nonequipment | Sealed crawlspace | Residential | New | Manufactured Home | 0 | 0 | 11 | 0 | 0 | 4819.4746 | 0 | 0 | 4819.4746 | 0 | 0 | 4819.4746 | 0 | 0 | 0 | 0 | 0
Nonequipment | Smart Thermostat | Residential | Existing | Single Family | 264.6876 | 0.04 | 11 | 0.18285 | 0 | 274 | 266.9494 | 120.8914 | 274 | 0.44121 | 266.9494 | 274 | 0.97427 | 120.8914 | 266.9494 | 0.45286 | 120.8914 | 8.4693
Nonequipment | Smart Thermostat | Residential | Existing | Multi-Family | 172.12 | 0.04 | 11 | 0.1189 | 0 | 274 | 173.5908 | 78.6128 | 274 | 0.28691 | 173.5908 | 274 | 0.63354 | 78.6128 | 173.5908 | 0.45286 | 78.6128 | 13.0241
Nonequipment | Smart Thermostat | Residential | Existing | Manufactured Home | 258.92 | 0.04 | 11 | 0.17886 | 0 | 274 | 261.1326 | 118.2572 | 274 | 0.4316 | 261.1326 | 274 | 0.95304 | 118.2572 | 261.1326 | 0.45286 | 118.2572 | 8.6579
Nonequipment | Smart Thermostat | Residential | New | Single Family | 264.6876 | 0.04 | 11 | 0.2386 | 0 | 132.01 | 266.9494 | 130.7568 | 132.01 | 0.99051 | 266.9494 | 132.01 | 2.0222 | 130.7568 | 266.9494 | 0.48982 | 130.7568 | 4.0804
Nonequipment | Smart Thermostat | Residential | New | Multi-Family | 172.12 | 0.04 | 11 | 0.15516 | 0 | 132.01 | 173.5908 | 85.028 | 132.01 | 0.6441 | 173.5908 | 132.01 | 1.315 | 85.028 | 173.5908 | 0.48982 | 85.028 | 6.2749
Nonequipment | Smart Thermostat | Residential | New | Manufactured Home | 258.92 | 0.04 | 11 | 0.2334 | 0 | 132.01 | 261.1326 | 127.9076 | 132.01 | 0.96892 | 261.1326 | 132.01 | 1.9781 | 127.9076 | 261.1326 | 0.48982 | 127.9076 | 4.1713
Nonequipment | Spray Foam Insulation(Base R12) | Residential | Existing | Single Family | 1250 | 0.15694 | 20 | 0.31324 | 0.57605 | 5204.5714 | 1779.1452 | 625.6021 | 5204.5714 | 0.1202 | 1779.1452 | 5204.5714 | 0.34184 | 625.6021 | 1779.1452 | 0.35163 | 625.6021 | 34.0646
Nonequipment | Spray Foam Insulation(Base R12) | Residential | Existing | Multi-Family | 834 | 0.24118 | 20 | 0.209 | 0.38434 | 4323 | 1187.0457 | 417.4017 | 4323 | 0.096554 | 1187.0457 | 4323 | 0.27459 | 417.4017 | 1187.0457 | 0.35163 | 417.4017 | 42.4079
Nonequipment | Spray Foam Insulation(Base R12) | Residential | Existing | Manufactured Home | 1035.55 | 0.21949 | 20 | 0.2595 | 0.47723 | 4560.6 | 1473.9151 | 518.2738 | 4560.6 | 0.11364 | 1473.9151 | 4560.6 | 0.32318 | 518.2738 | 1473.9151 | 0.35163 | 518.2738 | 36.0312
Nonequipment | Spray Foam Insulation(Base R12) | Residential | New | Single Family | 1250 | 0.15694 | 20 | 0.31324 | 0.57605 | 5204.5714 | 1779.1452 | 625.6021 | 5204.5714 | 0.1202 | 1779.1452 | 5204.5714 | 0.34184 | 625.6021 | 1779.1452 | 0.35163 | 625.6021 | 34.0646
Nonequipment | Spray Foam Insulation(Base R12) | Residential | New | Multi-Family | 834 | 0.24118 | 20 | 0.209 | 0.38434 | 4323 | 1187.0457 | 417.4017 | 4323 | 0.096554 | 1187.0457 | 4323 | 0.27459 | 417.4017 | 1187.0457 | 0.35163 | 417.4017 | 42.4079
Nonequipment | Spray Foam Insulation(Base R12) | Residential | New | Manufactured Home | 1035.55 | 0.21949 | 20 | 0.2595 | 0.47723 | 4560.6 | 1473.9151 | 518.2738 | 4560.6 | 0.11364 | 1473.9151 | 4560.6 | 0.32318 | 518.2738 | 1473.9151 | 0.35163 | 518.2738 | 36.0312
Nonequipment | Spray Foam Insulation(Base R19) | Residential | Existing | Single Family | 880 | 0.11579 | 20 | 0.3025 | 0.4306 | 5204.5714 | 1252.5182 | 465.335 | 5204.5714 | 0.089409 | 1252.5182 | 5204.5714 | 0.24066 | 465.335 | 1252.5182 | 0.37152 | 465.335 | 48.3872
Nonequipment | Spray Foam Insulation(Base R19) | Residential | Existing | Multi-Family | 603 | 0.1864 | 20 | 0.20728 | 0.29506 | 4323 | 858.2597 | 318.8603 | 4323 | 0.073759 | 858.2597 | 4323 | 0.19853 | 318.8603 | 858.2597 | 0.37152 | 318.8603 | 58.6538
Nonequipment | Spray Foam Insulation(Base R19) | Residential | Existing | Manufactured Home | 796.41 | 0.17781 | 20 | 0.27376 | 0.3897 | 4560.6 | 1133.5432 | 421.1335 | 4560.6 | 0.092342 | 1133.5432 | 4560.6 | 0.24855 | 421.1335 | 1133.5432 | 0.37152 | 421.1335 | 46.8504
Nonequipment | Spray Foam Insulation(Base R19) | Residential | New | Single Family | 880 | 0.11579 | 20 | 0.3025 | 0.4306 | 5204.5714 | 1252.5182 | 465.335 | 5204.5714 | 0.089409 | 1252.5182 | 5204.5714 | 0.24066 | 465.335 | 1252.5182 | 0.37152 | 465.335 | 48.3872
Nonequipment | Spray Foam Insulation(Base R19) | Residential | New | Multi-Family | 603 | 0.1864 | 20 | 0.20728 | 0.29506 | 4323 | 858.2597 | 318.8603 | 4323 | 0.073759 | 858.2597 | 4323 | 0.19853 | 318.8603 | 858.2597 | 0.37152 | 318.8603 | 58.6538
Nonequipment | Spray Foam Insulation(Base R19) | Residential | New | Manufactured Home | 796.41 | 0.17781 | 20 | 0.27376 | 0.3897 | 4560.6 | 1133.5432 | 421.1335 | 4560.6 | 0.092342 | 1133.5432 | 4560.6 | 0.24855 | 421.1335 | 1133.5432 | 0.37152 | 421.1335 | 46.8504
Nonequipment | Spray Foam Insulation(Base R2) | Residential | Existing | Single Family | 3485 | 0.3413 | 20 | 1.1778 | 1.6459 | 5204.5714 | 4960.2569 | 1837.8033 | 5204.5714 | 0.35311 | 4960.2569 | 5204.5714 | 0.95306 | 1837.8033 | 4960.2569 | 0.37051 | 1837.8033 | 12.2183
Nonequipment | Spray Foam Insulation(Base R2) | Residential | Existing | Multi-Family | 2156 | 0.45095 | 20 | 0.72865 | 1.0182 | 4323 | 3068.6697 | 1136.9595 | 4323 | 0.263 | 3068.6697 | 4323 | 0.70985 | 1136.9595 | 3068.6697 | 0.37051 | 1136.9595 | 16.4046
Nonequipment | Spray Foam Insulation(Base R2) | Residential | Existing | Manufactured Home | 2444.11 | 0.39826 | 20 | 0.82602 | 1.1543 | 4560.6 | 3478.7413 | 1288.8934 | 4560.6 | 0.28261 | 3478.7413 | 4560.6 | 0.76278 | 1288.8934 | 3478.7413 | 0.37051 | 1288.8934 | 15.2661
Nonequipment | Spray Foam Insulation(Base R2) | Residential | New | Single Family | 3485 | 0.3413 | 20 | 1.1778 | 1.6459 | 5204.5714 | 4960.2569 | 1837.8033 | 5204.5714 | 0.35311 | 4960.2569 | 5204.5714 | 0.95306 | 1837.8033 | 4960.2569 | 0.37051 | 1837.8033 | 12.2183
Nonequipment | Spray Foam Insulation(Base R2) | Residential | New | Multi-Family | 2156 | 0.45095 | 20 | 0.72865 | 1.0182 | 4323 | 3068.6697 | 1136.9595 | 4323 | 0.263 | 3068.6697 | 4323 | 0.70985 | 1136.9595 | 3068.6697 | 0.37051 | 1136.9595 | 16.4046
Nonequipment | Spray Foam Insulation(Base R2) | Residential | New | Manufactured Home | 2444.11 | 0.39826 | 20 | 0.82602 | 1.1543 | 4560.6 | 3478.7413 | 1288.8934 | 4560.6 | 0.28261 | 3478.7413 | 4560.6 | 0.76278 | 1288.8934 | 3478.7413 | 0.37051 | 1288.8934 | 15.2661
Nonequipment | Spray Foam Insulation(Base R30) | Residential | Existing | Single Family | 618 | 0.08415 | 20 | 0.21168 | 0.30941 | 5204.5714 | 879.6094 | 326.3861 | 5204.5714 | 0.062711 | 879.6094 | 5204.5714 | 0.16901 | 326.3861 | 879.6094 | 0.37106 | 326.3861 | 68.9008
Nonequipment | Spray Foam Insulation(Base R30) | Residential | Existing | Multi-Family | 429 | 0.1402 | 20 | 0.14694 | 0.21479 | 4323 | 610.6026 | 226.569 | 4323 | 0.05241 | 610.6026 | 4323 | 0.14125 | 226.569 | 610.6026 | 0.37106 | 226.569 | 82.4434
Nonequipment | Spray Foam Insulation(Base R30) | Residential | Existing | Manufactured Home | 635.42 | 0.14707 | 20 | 0.21764 | 0.31813 | 4560.6 | 904.4036 | 335.5861 | 4560.6 | 0.073584 | 904.4036 | 4560.6 | 0.19831 | 335.5861 | 904.4036 | 0.37106 | 335.5861 | 58.7204
Nonequipment | Spray Foam Insulation(Base R30) | Residential | New | Single Family | 618 | 0.08415 | 20 | 0.21168 | 0.30941 | 4293.7327 | 879.6094 | 326.3861 | 4293.7327 | 0.076015 | 879.6094 | 4293.7327 | 0.20486 | 326.3861 | 879.6094 | 0.37106 | 326.3861 | 56.8427
Nonequipment | Spray Foam Insulation(Base R30) | Residential | New | Multi-Family | 429 | 0.1402 | 20 | 0.14694 | 0.21479 | 3566.4428 | 610.6026 | 226.569 | 3566.4428 | 0.063528 | 610.6026 | 3566.4428 | 0.17121 | 226.569 | 610.6026 | 0.37106 | 226.569 | 68.0152
Nonequipment | Spray Foam Insulation(Base R30) | Residential | New | Manufactured Home | 635.42 | 0.14707 | 20 | 0.21764 | 0.31813 | 3762.4611 | 904.4036 | 335.5861 | 3762.4611 | 0.089193 | 904.4036 | 3762.4611 | 0.24038 | 335.5861 | 904.4036 | 0.37106 | 335.5861 | 48.4439
Nonequipment | Storm Door | Residential | Existing | Single Family | 151.6137 | 0.022912 | 20 | 0.025456 | 0.088062 | 329.0418 | 215.7943 | 73.8733 | 329.0418 | 0.22451 | 215.7943 | 329.0418 | 0.65583 | 73.8733 | 215.7943 | 0.34233 | 73.8733 | 17.7558
Nonequipment | Storm Door | Residential | Existing | Multi-Family | 151.6137 | 0.035234 | 20 | 0.025456 | 0.088062 | 329.0418 | 215.7943 | 73.8733 | 329.0418 | 0.22451 | 215.7943 | 329.0418 | 0.65583 | 73.8733 | 215.7943 | 0.34233 | 73.8733 | 17.7558
Nonequipment | Storm Door | Residential | Existing | Manufactured Home | 151.6137 | 0.023422 | 20 | 0.025456 | 0.088062 | 329.0418 | 215.7943 | 73.8733 | 329.0418 | 0.22451 | 215.7943 | 329.0418 | 0.65583 | 73.8733 | 215.7943 | 0.34233 | 73.8733 | 17.7558
Nonequipment | Storm Door | Residential | New | Single Family | 100.4441 | 0.015179 | 20 | 0.016865 | 0.058341 | 329.0418 | 142.9637 | 48.9411 | 329.0418 | 0.14874 | 142.9637 | 329.0418 | 0.43448 | 48.9411 | 142.9637 | 0.34233 | 48.9411 | 26.8012
Nonequipment | Storm Door | Residential | New | Multi-Family | 100.4441 | 0.023343 | 20 | 0.016865 | 0.058341 | 329.0418 | 142.9637 | 48.9411 | 329.0418 | 0.14874 | 142.9637 | 329.0418 | 0.43448 | 48.9411 | 142.9637 | 0.34233 | 48.9411 | 26.8012
Nonequipment | Storm Door | Residential | New | Manufactured Home | 100.4441 | 0.015517 | 20 | 0.016865 | 0.058341 | 329.0418 | 142.9637 | 48.9411 | 329.0418 | 0.14874 | 142.9637 | 329.0418 | 0.43448 | 48.9411 | 142.9637 | 0.34233 | 48.9411 | 26.8012
Nonequipment | Wall Insulation | Residential | Existing | Single Family | 1113 | 0.14583 | 20 | 0.15001 | 0.77472 | 1886.262 | 1584.1509 | 493.3322 | 1886.262 | 0.26154 | 1584.1509 | 1886.262 | 0.83984 | 493.3322 | 1584.1509 | 0.31142 | 493.3322 | 13.8655
Nonequipment | Wall Insulation | Residential | Existing | Multi-Family | 391 | 0.11399 | 20 | 0.034571 | 0.29831 | 1227.9314 | 556.5166 | 167.2706 | 1227.9314 | 0.13622 | 556.5166 | 1227.9314 | 0.45321 | 167.2706 | 556.5166 | 0.30057 | 167.2706 | 25.6936
Nonequipment | Wall Insulation | Residential | Existing | Manufactured Home | 859 | 0.15802 | 20 | 0.10063 | 0.61978 | 1261.2248 | 1222.6286 | 375.701 | 1261.2248 | 0.29789 | 1222.6286 | 1261.2248 | 0.9694 | 375.701 | 1222.6286 | 0.30729 | 375.701 | 12.0123
Nonequipment | Wall Insulation | Residential | New | Single Family | 0 | 0 | 20 | 0 | 0 | 1886.262 | 0 | 0 | 1886.262 | 0 | 0 | 1886.262 | 0 | 0 | 0 | 0 | 0
Nonequipment | Wall Insulation | Residential | New | Multi-Family | 0 | 0 | 20 | 0 | 0 | 1227.9314 | 0 | 0 | 1227.9314 | 0 | 0 | 1227.9314 | 0 | 0 | 0 | 0 | 0
Nonequipment | Wall Insulation | Residential | New | Manufactured Home | 0 | 0 | 20 | 0 | 0 | 1261.2248 | 0 | 0 | 1261.2248 | 0 | 0 | 1261.2248 | 0 | 0 | 0 | 0 | 0
Nonequipment | Window Sun Protection | Residential | Existing | Single Family | 91.8622 | 0.024516 | 10 | 0.13817 | -0.063238 | 1099.584 | 86.7894 | 43.1728 | 1099.584 | 0.039263 | 86.7894 | 1099.584 | 0.078929 | 43.1728 | 86.7894 | 0.49744 | 43.1728 | 97.9309
Nonequipment | Window Sun Protection | Residential | Existing | Multi-Family | 76.5518 | 0.042177 | 10 | 0.11514 | -0.052699 | 652.38 | 72.3245 | 35.9773 | 652.38 | 0.055148 | 72.3245 | 652.38 | 0.11086 | 35.9773 | 72.3245 | 0.49744 | 35.9773 | 69.7226
Nonequipment | Window Sun Protection | Residential | Existing | Manufactured Home | 61.2414 | 0.024565 | 10 | 0.092115 | -0.042159 | 688.236 | 57.8596 | 28.7819 | 688.236 | 0.04182 | 57.8596 | 688.236 | 0.084069 | 28.7819 | 57.8596 | 0.49744 | 28.7819 | 91.9433
Nonequipment | Window Sun Protection | Residential | New | Single Family | 91.8622 | 0.024516 | 10 | 0.13817 | -0.063238 | 1099.584 | 86.7894 | 43.1728 | 1099.584 | 0.039263 | 86.7894 | 1099.584 | 0.078929 | 43.1728 | 86.7894 | 0.49744 | 43.1728 | 97.9309
Nonequipment | Window Sun Protection | Residential | New | Multi-Family | 76.5518 | 0.042177 | 10 | 0.11514 | -0.052699 | 652.38 | 72.3245 | 35.9773 | 652.38 | 0.055148 | 72.3245 | 652.38 | 0.11086 | 35.9773 | 72.3245 | 0.49744 | 35.9773 | 69.7226
Nonequipment | Window Sun Protection | Residential | New | Manufactured Home | 61.2414 | 0.024565 | 10 | 0.092115 | -0.042159 | 688.236 | 57.8596 | 28.7819 | 688.236 | 0.04182 | 57.8596 | 688.236 | 0.084069 | 28.7819 | 57.8596 | 0.49744 | 28.7819 | 91.9433
Nonequipment | Exterior Lighting Controls | Residential | Existing | Single Family | 56.94 | 0.5 | 10 | 0 | 0 | 52.3496 | 53.7957 | 15.3937 | 52.3496 | 0.29406 | 53.7957 | 52.3496 | 1.0276 | 15.3937 | 53.7957 | 0.28615 | 15.3937 | 7.5218
Nonequipment | Exterior Lighting Controls | Residential | Existing | Multi-Family | 56.94 | 0.5 | 10 | 0 | 0 | 52.3496 | 53.7957 | 15.3937 | 52.3496 | 0.29406 | 53.7957 | 52.3496 | 1.0276 | 15.3937 | 53.7957 | 0.28615 | 15.3937 | 7.5218
Nonequipment | Exterior Lighting Controls | Residential | Existing | Manufactured Home | 56.94 | 0.5 | 10 | 0 | 0 | 52.3496 | 53.7957 | 15.3937 | 52.3496 | 0.29406 | 53.7957 | 52.3496 | 1.0276 | 15.3937 | 53.7957 | 0.28615 | 15.3937 | 7.5218
Nonequipment | Exterior Lighting Controls | Residential | New | Single Family | 56.94 | 0.5 | 10 | 0 | 0 | 52.3496 | 53.7957 | 15.3937 | 52.3496 | 0.29406 | 53.7957 | 52.3496 | 1.0276 | 15.3937 | 53.7957 | 0.28615 | 15.3937 | 7.5218
Nonequipment | Exterior Lighting Controls | Residential | New | Multi-Family | 56.94 | 0.5 | 10 | 0 | 0 | 52.3496 | 53.7957 | 15.3937 | 52.3496 | 0.29406 | 53.7957 | 52.3496 | 1.0276 | 15.3937 | 53.7957 | 0.28615 | 15.3937 | 7.5218
Nonequipment | Exterior Lighting Controls | Residential | New | Manufactured Home | 56.94 | 0.5 | 10 | 0 | 0 | 52.3496 | 53.7957 | 15.3937 | 52.3496 | 0.29406 | 53.7957 | 52.3496 | 1.0276 | 15.3937 | 53.7957 | 0.28615 | 15.3937 | 7.5218
Nonequipment | Interior Lighting Controls | Residential | Existing | Single Family | 36.2714 | 0.28571 | 8 | 0.0049193 | 0.0037144 | 63.5396 | 29.1428 | 9.6617 | 63.5396 | 0.15206 | 29.1428 | 63.5396 | 0.45866 | 9.6617 | 29.1428 | 0.33153 | 9.6617 | 14.332
Nonequipment | Interior Lighting Controls | Residential | Existing | Multi-Family | 36.2714 | 0.28571 | 8 | 0.0049193 | 0.0037144 | 63.5396 | 29.1428 | 9.6617 | 63.5396 | 0.15206 | 29.1428 | 63.5396 | 0.45866 | 9.6617 | 29.1428 | 0.33153 | 9.6617 | 14.332
Nonequipment | Interior Lighting Controls | Residential | Existing | Manufactured Home | 36.2714 | 0.28571 | 8 | 0.0049193 | 0.0037144 | 63.5396 | 29.1428 | 9.6617 | 63.5396 | 0.15206 | 29.1428 | 63.5396 | 0.45866 | 9.6617 | 29.1428 | 0.33153 | 9.6617 | 14.332
Nonequipment | Interior Lighting Controls | Residential | New | Single Family | 36.2714 | 0.28571 | 8 | 0.0049193 | 0.0037144 | 63.5396 | 29.1428 | 9.6617 | 63.5396 | 0.15206 | 29.1428 | 63.5396 | 0.45866 | 9.6617 | 29.1428 | 0.33153 | 9.6617 | 14.332
Nonequipment | Interior Lighting Controls | Residential | New | Multi-Family | 36.2714 | 0.28571 | 8 | 0.0049193 | 0.0037144 | 63.5396 | 29.1428 | 9.6617 | 63.5396 | 0.15206 | 29.1428 | 63.5396 | 0.45866 | 9.6617 | 29.1428 | 0.33153 | 9.6617 | 14.332
Nonequipment | Interior Lighting Controls | Residential | New | Manufactured Home | 36.2714 | 0.28571 | 8 | 0.0049193 | 0.0037144 | 63.5396 | 29.1428 | 9.6617 | 63.5396 | 0.15206 | 29.1428 | 63.5396 | 0.45866 | 9.6617 | 29.1428 | 0.33153 | 9.6617 | 14.332
Nonequipment | Solar Attic Fan | Residential | Existing | Single Family | 224.8224 | 0.06 | 15 | 0.077312 | 0 | 575 | 275.2609 | 104.0795 | 575 | 0.18101 | 275.2609 | 575 | 0.47871 | 104.0795 | 275.2609 | 0.37811 | 104.0795 | 20.9246
Nonequipment | Solar Attic Fan | Residential | Existing | Multi-Family | 108.9 | 0.06 | 15 | 0.037449 | 0 | 575 | 133.3315 | 50.4143 | 575 | 0.087677 | 133.3315 | 575 | 0.23188 | 50.4143 | 133.3315 | 0.37811 | 50.4143 | 43.1984
Nonequipment | Solar Attic Fan | Residential | Existing | Manufactured Home | 149.58 | 0.06 | 15 | 0.051438 | 0 | 575 | 183.138 | 69.2467 | 575 | 0.12043 | 183.138 | 575 | 0.3185 | 69.2467 | 183.138 | 0.37811 | 69.2467 | 31.4501
Nonequipment | Solar Attic Fan | Residential | New | Single Family | 224.8224 | 0.06 | 15 | 0.077312 | 0 | 575 | 275.2609 | 104.0795 | 575 | 0.18101 | 275.2609 | 575 | 0.47871 | 104.0795 | 275.2609 | 0.37811 | 104.0795 | 20.9246
Nonequipment | Solar Attic Fan | Residential | New | Multi-Family | 108.9 | 0.06 | 15 | 0.037449 | 0 | 575 | 133.3315 | 50.4143 | 575 | 0.087677 | 133.3315 | 575 | 0.23188 | 50.4143 | 133.3315 | 0.37811 | 50.4143 | 43.1984
Nonequipment | Solar Attic Fan | Residential | New | Manufactured Home | 149.58 | 0.06 | 15 | 0.051438 | 0 | 575 | 183.138 | 69.2467 | 575 | 0.12043 | 183.138 | 575 | 0.3185 | 69.2467 | 183.138 | 0.37811 | 69.2467 | 31.4501