## Staff ROG27
Technical Potential – Measure Savings
Customer | Measure | Measure | Summer | Winter | Annual
Class | Type | Name | Peak | Peak | Energy
|  |  | (MW) | (MW) | (GWh)
Residential | NonEquip | Smart Power Strip | 0.1207 | 0.094182 | 1.0958
Residential | Equip | Energy Star TV | 0.39653 | 0.23721 | 1.9828
Residential | NonEquip | Water Heater Timeclock | 0 | 0 | 2.2172
Residential | NonEquip | Water Heater Thermostat Setback | 0.0032446 | 0.0069844 | 0.036023
Residential | NonEquip | Water Heater Blanket | 0.2682 | 0.57734 | 2.9777
Residential | NonEquip | Thermostatic Shower Restriction Valve | 0.0097674 | 0.021025 | 0.10844
Residential | NonEquip | Low Flow Showerhead | 0.47597 | 1.0246 | 5.2844
Residential | NonEquip | Hot Water Pipe Insulation | 0.22867 | 0.49223 | 2.5388
Residential | NonEquip | Heat Trap | 0.13862 | 0.2984 | 1.539
Residential | NonEquip | Faucet Aerator | 0.091821 | 0.19765 | 1.0194
Residential | NonEquip | Drain Water Heat Recovery | 0.23159 | 0.49852 | 2.5712
Residential | Equip | Solar Water Heater | 3.1819 | 0.44673 | 42.5723
Residential | NonEquip | Wall Insulation | 0.92762 | 4.1988 | 6.2178
Residential | NonEquip | Storm Door | 0 | 0 | 0
Residential | NonEquip | Spray Foam Insulation(Base R30) | 9.6314 | 6.4041 | 24.2601
Residential | NonEquip | Spray Foam Insulation(Base R2) | 22.8192 | 9.7323 | 47.4683
Residential | NonEquip | Spray Foam Insulation(Base R19) | 2.1519 | 1.3233 | 5.1457
Residential | NonEquip | Spray Foam Insulation(Base R12) | 5.3448 | 4.3177 | 17.0766
Residential | NonEquip | Smart Thermostat | 15.7087 | 0 | 13.3071
Residential | NonEquip | Sealed crawlspace | 0 | 0.11795 | 0.088801
Residential | NonEquip | Radiant Barrier | 0.52826 | 0.26753 | 1.0494
Residential | NonEquip | Programmable Thermostat | 0.12483 | 0 | 0.15263
Residential | NonEquip | HVAC ECM Motor | 0 | 0.34194 | 0.36935
Residential | NonEquip | Home Energy Management System | 0.35273 | 0.058719 | 1.1491
Residential | NonEquip | Heat Pump Tune Up | 0 | 0 | 0
Residential | NonEquip | Green Roof | 0.19864 | 0.080656 | 0.41235
Residential | NonEquip | Floor Insulation | 0 | 0.00023685 | 0.000385
Residential | NonEquip | Energy Star Windows | 3.3718 | 1.8613 | 23.815
Residential | NonEquip | Energy Star Door | 0.53659 | 0.60157 | 2.9119
Residential | NonEquip | Energy Star Certified Roof Products | 20.1741 | 8.404 | 42.1166
Residential | NonEquip | Duct Repair | 15.3158 | 6.2475 | 31.8252
Residential | NonEquip | Duct Insulation | 0 | 0 | 0
Residential | NonEquip | Ceiling Insulation(R30 to R38) | 0.098142 | 0.1534 | 0.30271
Residential | NonEquip | Ceiling Insulation(R2 to R38) | 1.8496 | 1.2953 | 5.2806
Residential | NonEquip | Ceiling Insulation(R19 to R38) | 0.12135 | 0.085647 | 0.26917
Residential | NonEquip | Ceiling Insulation(R12 to R38) | 0.62718 | 0.42613 | 1.4082
Residential | NonEquip | Air Sealing-Infiltration Control | 10.0605 | 4.2249 | 21.0409
Residential | NonEquip | Solar Attic Fan | 0.16413 | 0 | 0.47729
Residential | NonEquip | Window Sun Protection | 6.1481 | -2.8139 | 4.0875
Residential | NonEquip | Central AC Tune Up | 0 | 0 | 0
Residential | Equip | Variable Refrigerant Flow (VRF) HVAC Systems | 0.10655 | 0.18587 | 1.7506
Residential | Equip | Energy Star Room AC | 1.5901 | 0 | 2.5758
Residential | NonEquip | Removal of 2nd Refrigerator-Freezer | 0.55595 | 0.18523 | 5.326
Residential | Equip | Energy Star Refrigerator | 2.9278 | 0.97547 | 28.0484
Residential | Equip | High Efficiency Induction Cooktop | 1.0565 | 0.25347 | 4.455
Residential | Equip | Variable Speed Pool Pump | 4.2688 | 0 | 7.8546
Residential | Equip | Two Speed Pool Pump | 0 | 0 | 0
Residential | Equip | Solar Powered Pool Pumps | 0 | 0 | 0
Residential | Equip | Solar Pool Heater | 0 | 0 | 1.9913
Residential | Equip | Heat Pump Pool Heater | 0 | 0 | 5.8508
Residential | Equip | Instantaneous Hot Water System | -0.00071071 | 0.0084493 | 0.030679
Residential | Equip | High Efficiency Convection Oven | 0.90711 | 0.29825 | 3.6554
Residential | Equip | Energy Star Audio-Video Equipment | 0 | 0 | 8.2264
Residential | Equip | Energy Star Dehumidifier | 0.031454 | 0.005958 | 0.19178
Residential | NonEquip | Interior Lighting Controls | 0.1628 | 0.12293 | 1.2004
Residential | NonEquip | Exterior Lighting Controls | 0 | 0 | 0.11509
Residential | Equip | LED Specialty Lamps-5W Chandelier | 0.28077 | 0.29479 | 3.1919
Residential | Equip | LED - 9W Flood | 6.2481 | 6.5601 | 71.0324
Residential | Equip | LED - 14W | 4.5224 | 4.7483 | 51.4139
Residential | Equip | Low Wattage T8 Fixture | 0 | 0 | 0
Residential | Equip | Linear LED | 0 | 1.0734e-06 | 18.4285
Residential | Equip | Energy Star Personal Computer | 0.46376 | 0.099421 | 2.9251
Residential | Equip | Energy Star Imaging Equipment | 0.0062716 | 0.0036619 | 0.069175
Residential | Equip | Ground Source Heat Pump | 0.083293 | 0.058329 | 0.15518
Residential | Equip | 21 SEER ASHP from base electric resistance heating | 14.7027 | 3.0612 | 43.721
Residential | Equip | 21 SEER Air Source Heat Pump | 19.9389 | 2.099 | 49.4809
Residential | Equip | 14 SEER ASHP from base electric resistance heating | 0 | 0 | 0
Residential | Equip | 18 SEER Air Source Heat Pump | 0 | 0 | 0
Residential | Equip | 17 SEER Air Source Heat Pump | 0 | 0 | 0
Residential | Equip | 16 SEER Air Source Heat Pump | 0 | 0 | 0
Residential | Equip | 15 SEER Air Source Heat Pump | 0 | 0 | 0
Residential | Equip | Heat Pump Water Heater | 3.8701 | 14.4562 | 57.5593
Residential | Equip | Energy Star Freezer | 0.82121 | 0.56832 | 6.3192
Residential | Equip | Energy Star Ceiling Fan | 0 | 0.00023158 | 2.0073
Residential | Equip | Energy Star Bathroom Ventilating Fan | 0.048692 | 0.19477 | 1.391
Residential | Equip | LED - 9W Flood (Exterior) | 0 | 0 | 4.4981
Residential | Equip | CFL - 15W Flood (Exterior) | 0 | 0 | 0
Residential | Equip | Energy Star Dishwasher | 0.074702 | 0.081208 | 0.6823
Residential | Equip | Energy Star Clothes Washer | 0.43386 | 0.25199 | 2.7589
Residential | Equip | Heat Pump Clothes Dryer | 4.0977 | 2.3799 | 26.0563
Residential | Equip | Energy Star Clothes Dryer | 1.9646 | 1.141 | 12.4924
Residential | Equip | 21 SEER Central AC | 93.6808 | 0 | 151.7488
Residential | Equip | 18 SEER Central AC | 0 | 0 | 0
Residential | Equip | 17 SEER Central AC | 0 | 0 | 0
Residential | Equip | 16 SEER Central AC | 0 | 0 | 0
Residential | Equip | 15 SEER Central AC | 0 | 0 | 0
Residential | Equip | Energy Star Air Purifier | 0.69391 | 0.50072 | 5.2365
Commercial | NonEquip | Retro-Commissioning | 21.8648 | 41.3816 | 102.5168
Commercial | NonEquip | Strip Curtains for Walk-ins | 0.0038281 | 0.0012819 | 0.0268
Commercial | NonEquip | Refrigerated Display Case Lighting Controls | 0.011134 | 0.010404 | 0.081055
Commercial | NonEquip | PSC to ECM Evaporator Fan Motor (Walk-In, Refrigerator) | 0.13006 | 0.049277 | 0.96093
Commercial | NonEquip | PSC to ECM Evaporator Fan Motor (Reach-In) | 0.13714 | 0.050579 | 1.0122
Commercial | NonEquip | Night Covers for Display Cases | 0.0077524 | 0.0034647 | 0.051612
Commercial | NonEquip | High R-Value Glass Doors | 0.23484 | 0.080774 | 1.6081
Commercial | NonEquip | High Efficiency Refrigeration Compressor | 0.061038 | 0.031086 | 0.41217
Commercial | NonEquip | Freezer-Cooler Replacement Gaskets | 0.033376 | 0.017394 | 0.23997
Commercial | NonEquip | Floating Head Pressure Controls | 0.037029 | 0.031017 | 0.2856
Commercial | NonEquip | Demand Defrost | 0.34049 | 0.12606 | 2.5135
Commercial | NonEquip | Automatic Door Closer for Walk-in Coolers and Freezers | 0.023756 | 0.010951 | 0.17572
Commercial | NonEquip | Anti-Sweat Controls | 0.27199 | 0.2632 | 3.11
Commercial | Equip | Energy Star Vending Machine | 0.39628 | 0.24742 | 2.5327
Commercial | Equip | Energy Star Ice Maker | 0.14177 | 0.10783 | 1.0267
Commercial | NonEquip | Outdoor Lighting Controls | 0 | 0 | 18.1233
Commercial | NonEquip | Bi-Level Lighting Control (Exterior) | 0 | 0 | 7.8449
Commercial | Equip | LED Traffic and Crosswalk Lighting | 0 | 0 | 0
Commercial | Equip | LED Street Lights | 0 | 0 | 0
Commercial | Equip | Energy Star Steamer | 0.0010693 | 0.00062088 | 0.0072772
Commercial | Equip | LED Exterior Lighting | 0 | 0 | 0.032137
Commercial | Equip | LED - 9W Flood | 0 | 0 | 0.08274
Commercial | Equip | CFL - 15W Flood | 0 | 0 | 0
Commercial | NonEquip | Interior Lighting Controls | 0 | 0 | 20.0837
Commercial | NonEquip | Bi-Level Lighting Control (Interior) | 0.244 | 0 | 36.8292
Commercial | NonEquip | Facility Energy Management System | 2.7621 | 0.37449 | 12.6302
Commercial | Equip | LED Display Lighting (Interior) | 0.0018606 | 0.00044977 | 0.0079185
Commercial | Equip | LED - 14W | 0.044096 | 0.010988 | 0.19209
Commercial | Equip | CFL-23W | 0 | 0 | 0
Commercial | NonEquip | Smart Strip Plug Outlet | 0.2103 | 0.12381 | 1.4143
Commercial | NonEquip | Network PC Power Management | 0.49767 | 0.32254 | 3.3559
Commercial | Equip | Server Virtualization | 0.30259 | 0.21046 | 2.033
Commercial | Equip | Energy Star Servers | 0.050965 | 0.035448 | 0.34242
Commercial | Equip | High Efficiency Data Center Cooling | 0.010629 | 0.0061388 | 0.046361
Commercial | NonEquip | Window Sun Protection | 5.5657 | -0.1191 | 14.3113
Commercial | NonEquip | Waterside Economizer | 0.4855 | 0 | 1.265
Commercial | NonEquip | Smart Thermostat | 2.1744 | 1.316 | 32.526
Commercial | NonEquip | Programmable Thermostat | 0 | 0 | 0
Commercial | NonEquip | Low U-Value Windows | 12.4553 | -0.058829 | 33.6704
Commercial | NonEquip | HVAC tune-up_RTU | 0 | 0 | 0
Commercial | NonEquip | HVAC tune-up | 0 | 0 | 0
Commercial | NonEquip | Green Roof | 0.0024812 | 0 | 0.0077747
Commercial | NonEquip | Facility Commissioning | 0.34684 | 0.002314 | 1.713
Commercial | NonEquip | Energy Recovery Ventilation System (ERV) | 37.4999 | 1.8453 | 22.0412
Commercial | NonEquip | Duct Sealing Repair | 1.8125 | 0.56811 | 10.0137
Commercial | NonEquip | Dedicated Outdoor Air System on VRF unit | 0.071428 | 0.24187 | 1.1196
Commercial | NonEquip | Cool Roof | 3.185 | 0 | 10.4474
Commercial | NonEquip | Chilled Water System - Variable Speed Drives | 3.552 | 0.205 | 32.9115
Commercial | NonEquip | Chilled Water Controls Optimization | 1.939 | 0.0010909 | 5.1227
Commercial | NonEquip | Ceiling Insulation(R2 to R38) | 0.050078 | 0.093293 | 2.7094
Commercial | NonEquip | Ceiling Insulation(R12 to R38) | 0.003962 | 0.0077462 | 0.21517
Commercial | NonEquip | Airside Economizer | -0.21324 | 0.0003027 | 1.0587
Commercial | NonEquip | Wall Insulation | 0.5723 | 0.046504 | 8.3539
Commercial | NonEquip | Roof Insulation | 1.2369 | 0.16124 | 10.4457
Commercial | NonEquip | Floor Insulation | 0.039843 | 0.0089326 | 0.44696
Commercial | NonEquip | Duct Insulation | 0.35087 | 0.067106 | 1.4065
Commercial | NonEquip | Ceiling Insulation(R19 to R38) | 0.00052168 | 0.002376 | 0.031338
Commercial | Equip | Geothermal Heat Pump | 0.068639 | 0.038751 | 0.27834
Commercial | Equip | Variable Refrigerant Flow (VRF) HVAC Systems | 0.17161 | 0.78815 | 3.4453
Commercial | Equip | High Efficiency PTHP | 0 | 0 | 0
Commercial | Equip | High Efficiency PTAC | 0 | 0 | 0
Commercial | NonEquip | Water Cooled Refrigeration Heat Recovery | 0 | 0.016152 | 0.23788
Commercial | NonEquip | Warehouse Loading Dock Seals | 0.037901 | 0.0034082 | 0.35083
Commercial | NonEquip | Infiltration Reduction - Air Sealing | 0.022531 | 0.015697 | 0.12576
Commercial | NonEquip | ECM Motors on Furnaces | 0 | 0.0001418 | 0.0093922
Commercial | NonEquip | Destratification Fans | 0 | 0.037916 | 0.18727
Commercial | NonEquip | Ceiling Insulation(R30 to R38) | 0 | 0.00031656 | 0.00070179
Commercial | NonEquip | Air Curtains | 0 | 0.0023304 | 0.030559
Commercial | NonEquip | Hotel Card Energy Control Systems | 0.02865 | -0.0065728 | 3.8021
Commercial | Equip | Energy Star Refrigerator | 0.25187 | 0.19819 | 1.913
Commercial | NonEquip | VSD Controlled Compressor | 2.1165 | 1.1803 | 14.5915
Commercial | NonEquip | Regenerative Drive Elevator Motor | 0.052544 | 0.027335 | 0.39346
Commercial | NonEquip | Engine Block Timer | 0.23727 | 0.24858 | 5.634
Commercial | NonEquip | Efficient Motor Belts | 0.037949 | 0.01187 | 0.2786
Commercial | Equip | Variable Speed Pool Pump | 0.139 | 0.021575 | 0.59062
Commercial | Equip | Solar Powered Pool Pump | 0.031058 | 0.0048208 | 0.13197
Commercial | Equip | Solar Pool Heater | 0 | 0.0079574 | 0.21783
Commercial | Equip | Heat Pump Pool Heater | 0 | 0.10165 | 2.7828
Commercial | Equip | High Efficiency DX 135k- less than 240k BTU | 7.3985 | 0 | 18.6425
Commercial | Equip | Premium T8 - Lamp Replacement | 0 | 0 | 0
Commercial | Equip | Premium T8 - Fixture Replacement | 0 | 0 | 0
Commercial | Equip | LED Linear - Lamp Replacement | 4.5054 | 0.62665 | 18.9308
Commercial | Equip | LED Linear - Fixture Replacement | 27.4733 | 4.151 | 114.7456
Commercial | Equip | Energy Star Commercial Oven | 0.10297 | 0.053881 | 0.63407
Commercial | Equip | ENERGY STAR Water Cooler | 1.0215 | 1.0215 | 5.8735
Commercial | Equip | ENERGY STAR Commercial Clothes Washer | 1.4038 | 1.5884 | 15.2842
Commercial | Equip | Efficient Battery Charger | 8.0335 | 0 | 14.6612
Commercial | Equip | Energy Star Uninterruptable Power Supply | 0.060889 | 0.060889 | 0.53339
Commercial | NonEquip | VAV System | 1.526 | 1.5486 | 5.3615
Commercial | NonEquip | Demand Controlled Ventilation | 2.4641 | 13.8728 | 23.667
Commercial | NonEquip | CO Sensors for Parking Garage Exhaust | 0.0094339 | 0.0094339 | 0.23436
Commercial | Equip | High Speed Fans | 0.0027802 | 0.001811 | 0.021077
Commercial | Equip | 10HP Open Drip-Proof(ODP) Motor | 0.00059179 | 0.00042835 | 0.0045167
Commercial | Equip | High Bay LED | 16.286 | 15.9784 | 88.0658
Commercial | Equip | High Bay Fluorescent (T5) | 0 | 0 | 0
Commercial | Equip | Energy Star Fryer | 0.02474 | 0.0076504 | 0.15262
Commercial | Equip | LED Parking Lighting | 0 | 0 | 15.9376
Commercial | Equip | High Efficiency HID Lighting | 0 | 0 | 0
Commercial | Equip | LED Display Lighting (Exterior) | 0 | 0 | 0.025218
Commercial | Equip | ENERGY STAR Imaging Equipment | 1.0817 | 0.72637 | 7.8003
Commercial | Equip | High Efficiency Chiller (Air Cooled, 50 tons) | 1.2473 | 0.073052 | 4.6353
Commercial | Equip | High Efficiency Chiller (Water cooled-positive displacement, 100 tons) | 0.49586 | 0.0012396 | 1.3322
Commercial | Equip | High Efficiency Chiller (Water cooled-centrifugal, 200 tons) | 0.82515 | 0.0020627 | 2.2168
Commercial | Equip | Refrigerated Display Case LED Lighting | 0 | 0 | 0
Commercial | Equip | Energy Star Commercial Solid Door Refrigerator | 1.0301 | 0.46033 | 6.8969
Commercial | Equip | Energy Star Commercial Solid Door Freezer | 0.56669 | 0.25323 | 3.794
Commercial | Equip | Energy Star Commercial Glass Door Refrigerator | 0 | 0 | 0
Commercial | Equip | Energy Star Commercial Glass Door Freezer | 0 | 0 | 0
Commercial | Equip | Induction Cooktops | 0.088338 | 0.036374 | 0.40968
Commercial | Equip | Efficient Exhaust Hood | 0.32424 | 0.12726 | 1.4831
Commercial | Equip | Energy Star Hot Food Holding Cabinet | 0.7653 | 0.3703 | 4.1556
Commercial | Equip | Energy Star Griddle | 0.18854 | 0.048251 | 1.141
Commercial | Equip | Energy Star PCs | 0.59243 | 0.20589 | 4.1215
Commercial | NonEquip | Thermostatic Shower Restriction Valve | 0.099983 | 0.8152 | 1.8374
Commercial | NonEquip | Tank Wrap on Water Heater | 0.039435 | 0.040235 | 0.39369
Commercial | NonEquip | Low-Flow Pre-Rinse Sprayers | 0.037284 | 0.093554 | 0.35519
Commercial | NonEquip | Low Flow Shower Head | 0.017782 | 0.14502 | 0.32683
Commercial | NonEquip | Hot Water Pipe Insulation | 0.051704 | 0.0622 | 0.48832
Commercial | NonEquip | Hot Water Circulation Pump Control | 0.039737 | 0.041675 | 1.475
Commercial | NonEquip | Faucet Aerator | 0.026234 | 0.031516 | 0.15395
Commercial | NonEquip | Drain Water Heat Recovery | 0.033997 | 0.056461 | 0.21819
Commercial | Equip | Solar Water Heater | 0.69566 | 0.097667 | 9.3075
Commercial | Equip | Heat Pump Water Heater | 2.1921 | 4.5573 | 18.649
Commercial | Equip | Energy Star Commercial Dishwasher | 0.22922 | -2.4387e-05 | 3.159
Commercial | Equip | Instantaneous Hot Water System | 0.017923 | 0.020958 | 0.16305
Commercial | Equip | Two Speed Pool Pump | 0 | 0 | 0
Commercial | NonEquip | Thermal Energy Storage | 8.7208 | 2.5275 | -1.3877
Industrial | NonEquip | Process Other Systems Optimization | 0.027563 | 0.026883 | 0.2002
Industrial | NonEquip | Plant Energy Management | 0.56708 | 0.55412 | 4.1553
Industrial | NonEquip | Process Heat System Optimization | 0.023619 | 0.023037 | 0.17156
Industrial | NonEquip | Process Heat Improved Controls | 0.0095784 | 0.0093422 | 0.069574
Industrial | NonEquip | Process Refrig System Optimization | 0.023277 | 0.022703 | 0.16907
Industrial | NonEquip | Process Refrig Controls | 0.0086229 | 0.0084103 | 0.062634
Industrial | Equip | Process Refrig Equipment Upgrade | 0.027833 | 0.027147 | 0.20217
Industrial | NonEquip | Pump System Optimization | 0.088306 | 0.085974 | 0.65577
Industrial | NonEquip | Pump Improved Controls | 0.01621 | 0.015782 | 0.12037
Industrial | NonEquip | Motor Optimization | 0.17095 | 0.16644 | 1.2695
Industrial | NonEquip | Motor Improved Controls | 0.015167 | 0.014766 | 0.11263
Industrial | Equip | Pump Equipment Upgrade | 0.11305 | 0.11006 | 0.83948
Industrial | Equip | Motor Equipment Upgrades | 0.032811 | 0.031944 | 0.24365
Industrial | NonEquip | Fan Improved Controls | 0.1314 | 0.12793 | 0.97578
Industrial | Equip | Fan Equipment Upgrades | 0.051051 | 0.049703 | 0.37911
Industrial | NonEquip | Lighting Controls | 0.037536 | 0.036486 | 0.26297
Industrial | Equip | Efficient Lighting - Other Interior Lighting | 0.18206 | 0.17697 | 1.2755
Industrial | Equip | Efficient Lighting - High Bay | 0.14897 | 0.1448 | 1.0436
Industrial | NonEquip | HVAC Recommissioning | 0.043899 | 0.042834 | 0.30816
Industrial | NonEquip | HVAC Improved Controls | 0.040162 | 0.039188 | 0.28193
Industrial | NonEquip | Building Envelope Improvements | 0.047577 | 0.046422 | 0.33398
Industrial | Equip | HVAC Equipment Upgrades | 0.060473 | 0.059006 | 0.42451
Industrial | NonEquip | Lighting Controls - Exterior | 0 | 0 | 0.030414
Industrial | Equip | Efficient Lighting - Exterior | 0 | 0 | 0.087446
Industrial | NonEquip | Compressed Air System Optimization | 0.055548 | 0.054081 | 0.4125
Industrial | NonEquip | Compressed Air Controls | 0.066345 | 0.064592 | 0.49268
Industrial | Equip | Compressed Air Equipment | 0.14779 | 0.14389 | 1.0975
Industrial | Equip | Process Heat Equipment Upgrade | 0.067218 | 0.065561 | 0.48825
Industrial | NonEquip | Fan System Optimization | 0.11291 | 0.10993 | 0.83847
Industrial | Equip | Process Other Equipment Upgrades | 0.0013046 | 0.0012724 | 0.0094762
Residential | Direct Load Control | Central air conditioner - Load Shed | 92.439 | 272.019 | 0
Residential | Direct Load Control | Central Heating - Load Shed
Residential | Direct Load Control | Central air conditioner - 50% cycling
Residential | Direct Load Control | Central Heating - 50% cycling
Residential | Direct Load Control | Water heater switches
Residential | Direct Load Control | Pool pump switches
Residential | Direct Load Control | Room AC control
Residential | Direct Load Control | Smart thermostats - Utility Installation
Residential | Direct Load Control | Smart thermostats - BYOT
Residential | Pricing | CPP + Tech
Small C&I | Direct Load Control | Central air conditioner - Load Shed | 16.061 | 18.414 | 0
Small C&I | Direct Load Control | Central Heating - Load Shed
Small C&I | Direct Load Control | Central air conditioner - 50% cycling
Small C&I | Direct Load Control | Central Heating - 50% cycling
Small C&I | Direct Load Control | Smart thermostats - Utility Installation
Small C&I | Direct Load Control | Smart thermostats - BYOT
Small C&I | Pricing | CPP + Tech
Large C&I | Utility-Controlled Loads | Auto DR | 319.953 | 302.931 | 0
Large C&I | Pricing | CPP
Large C&I | Contractual | Firm Service Level
Large C&I | Contractual | Guaranteed Load Drop
Residential | PV | PV System | 102.3209 | 15.3023 | 791.2916
Residential | Storage | Battery Storage from PV System | 70.5744 | 49.8085 | 0
Non-Residential | PV | PV System | 265.9874 | 39.7789 | 2056.9962
Non-Residential | Storage | Battery Storage from PV System | 2.7146 | 0 | 0
Non-Residential | CHP | CHP – Fuel Cell | 29.2 | 19.3416 | 181.6123
Non-Residential | CHP | CHP – Micro Turbine | 67.9 | 44.9759 | 291.454
Non-Residential | CHP | CHP – Gas Turbine | 3.5 | 2.3183 | 24.8346
Non-Residential | CHP | CHP – Reciprocating Engine | 98.15 | 65.013 | 343.9176
Non-Residential | CHP | CHP - Steam Turbine | 12 | 7.9486 | 94.608

## Staff ROG32_EP
Economic Potential - RIM | [10 empty] | Economic Potential - RIM | [11 empty] | Economic Potential - TRC | [10 empty] | Economic Potential - TRC
Existing DSM Program Measures | [10 empty] | Existing DSM Program Measures | [11 empty] | Existing DSM Program Measures | [10 empty] | Existing DSM Program Measures
[Economic Potential or Achievable Potential] – [TRC or RIM] | [10 empty] | [Economic Potential or Achievable Potential] – [TRC or RIM] | [11 empty] | [Economic Potential or Achievable Potential] – [TRC or RIM] | [10 empty] | [Economic Potential or Achievable Potential] – [TRC or RIM]
Customer | Program | Measure | Segment | Vintage | TRC | RIM | PCT | Summer | Winter | Energy | Customer | Program | Measure | Segment | Vintage | TRC | RIM | PCT | Summer | Winter | Energy | Reason For | Customer | Program | Measure | Segment | Vintage | TRC | RIM | PCT | Summer | Winter | Energy | Customer | Program | Measure | Segment | Vintage | TRC | RIM | PCT | Summer | Winter | Energy | Reason For
Class | Name | Name | [5 empty] | (MW) | (MW) | (GWh) | Class | Name | Name | [5 empty] | (MW) | (MW) | (GWh) | Failure | Class | Name | Name | [5 empty] | (MW) | (MW) | (GWh) | Class | Name | Name | [5 empty] | (MW) | (MW) | (GWh) | Failure
Industrial | Indoor Lighting Billed Solution or Indoor Lighting Rebates | Lighting Controls - Exterior | Agriculture and Assembly | Existing | 4.3363 | 1.0775 | 4.0243 | 0 | 0 | 0.0030671 | Residential | Custom Incentives | Energy Star Imaging Equipment | Single Family | Turnover | 999 | 0.53824 | 999 | 0 | 0 | 0 | Fail RIM | Residential | Efficiency Delivered | CFL-13W | Single Family | Turnover | 1.8426 | 0.65022 | 2.8338 | 1.2983 | 1.3631 | 14.7596 | Residential | Custom Incentives | Energy Star Imaging Equipment | Single Family | Turnover | 999 | 0.53824 | 999 | 0 | 0 | 0 | Fail 2-year Threshold
Industrial | Indoor Lighting Billed Solution or Indoor Lighting Rebates | Lighting Controls - Exterior | Agriculture and Assembly | New | 4.3363 | 1.0775 | 4.0243 | 0 | 0 | 5.0434e-05 | Residential | Custom Incentives | Energy Star Imaging Equipment | Multi-Family | Turnover | 999 | 0.53824 | 999 | 0 | 0 | 0 | Fail RIM | Residential | Efficiency Delivered | CFL-13W | Multi-Family | Turnover | 1.8426 | 0.65022 | 2.8338 | 0.9737 | 1.0223 | 11.0696 | Residential | Custom Incentives | Energy Star Imaging Equipment | Multi-Family | Turnover | 999 | 0.53824 | 999 | 0 | 0 | 0 | Fail 2-year Threshold
Industrial | Indoor Lighting Billed Solution or Indoor Lighting Rebates | Lighting Controls - Exterior | Chemicals and Plastics | Existing | 3.8718 | 1.0775 | 3.5932 | 0 | 0 | 0.0073711 | Residential | Custom Incentives | Energy Star Imaging Equipment | Manufactured Home | Turnover | 999 | 0.53824 | 999 | 0 | 0 | 0 | Fail RIM | Residential | Efficiency Delivered | CFL-13W | Manufactured Home | Turnover | 1.8426 | 0.65022 | 2.8338 | 0.015394 | 0.016162 | 0.175 | Residential | Custom Incentives | Energy Star Imaging Equipment | Manufactured Home | Turnover | 999 | 0.53824 | 999 | 0 | 0 | 0 | Fail 2-year Threshold
Industrial | Indoor Lighting Billed Solution or Indoor Lighting Rebates | Lighting Controls - Exterior | Chemicals and Plastics | New | 3.8718 | 1.0775 | 3.5932 | 0 | 0 | 0.00012121 | Residential | Custom Incentives | Energy Star Imaging Equipment | Single Family | New | 999 | 0.53824 | 999 | 0 | 0 | 0 | Fail RIM | Residential | Efficiency Delivered | CFL-13W | Single Family | New | 1.8426 | 0.65022 | 2.8338 | 0.038637 | 0.040566 | 0.43925 | Residential | Custom Incentives | Energy Star Imaging Equipment | Single Family | New | 999 | 0.53824 | 999 | 0 | 0 | 0 | Fail 2-year Threshold
Industrial | Indoor Lighting Billed Solution or Indoor Lighting Rebates | Lighting Controls - Exterior | Construction | Existing | 3.9186 | 1.0775 | 3.6367 | 0 | 0 | 0.0012311 | Residential | Custom Incentives | Energy Star Imaging Equipment | Multi-Family | New | 999 | 0.53824 | 999 | 0 | 0 | 0 | Fail RIM | Residential | Efficiency Delivered | CFL-13W | Multi-Family | New | 1.8426 | 0.65022 | 2.8338 | 0.028977 | 0.030424 | 0.32943 | Residential | Custom Incentives | Energy Star Imaging Equipment | Multi-Family | New | 999 | 0.53824 | 999 | 0 | 0 | 0 | Fail 2-year Threshold
Industrial | Indoor Lighting Billed Solution or Indoor Lighting Rebates | Lighting Controls - Exterior | Construction | New | 3.9186 | 1.0775 | 3.6367 | 0 | 0 | 2.0243e-05 | Residential | Custom Incentives | Energy Star Imaging Equipment | Manufactured Home | New | 999 | 0.53824 | 999 | 0 | 0 | 0 | Fail RIM | Residential | Efficiency Delivered | CFL-13W | Manufactured Home | New | 1.8426 | 0.65022 | 2.8338 | 0.00045811 | 0.00048099 | 0.0052081 | Residential | Custom Incentives | Energy Star Imaging Equipment | Manufactured Home | New | 999 | 0.53824 | 999 | 0 | 0 | 0 | Fail 2-year Threshold
Industrial | Indoor Lighting Billed Solution or Indoor Lighting Rebates | Lighting Controls - Exterior | Electrical and Electronic Equip. | Existing | 3.7947 | 1.0775 | 3.5217 | 0 | 0 | 0.0024354 | Residential | Efficient Electric Heat Pump Rebates | 15 SEER Air Source Heat Pump | Single Family | Turnover | 0.16023 | 0.61085 | 0.26231 | 0 | 0 | 0 | Fail RIM | Residential | ENERGY STAR® Windows Rebates | Ceiling Insulation(R2 to R38) | Single Family | Existing | 2.7182 | 0.61638 | 4.41 | 11.9423 | 6.4793 | 31.7712 | Residential | Efficient Electric Heat Pump Rebates | 15 SEER Air Source Heat Pump | Single Family | Turnover | 0.16023 | 0.61085 | 0.26231 | 0 | 0 | 0 | Fail TRC
Industrial | Indoor Lighting Billed Solution or Indoor Lighting Rebates | Lighting Controls - Exterior | Electrical and Electronic Equip. | New | 3.7947 | 1.0775 | 3.5217 | 0 | 0 | 4.0046e-05 | Residential | Efficient Electric Heat Pump Rebates | 15 SEER Air Source Heat Pump | Multi-Family | Turnover | 0.10851 | 0.61085 | 0.17764 | 0 | 0 | 0 | Fail RIM | Residential | ENERGY STAR® Windows Rebates | Ceiling Insulation(R2 to R38) | Multi-Family | Existing | 1.971 | 0.61638 | 3.1977 | 10.4698 | 7.1905 | 30.0142 | Residential | Efficient Electric Heat Pump Rebates | 15 SEER Air Source Heat Pump | Multi-Family | Turnover | 0.10851 | 0.61085 | 0.17764 | 0 | 0 | 0 | Fail TRC
Industrial | Indoor Lighting Billed Solution or Indoor Lighting Rebates | Lighting Controls - Exterior | Lumber/Furniture/Pulp/Paper | Existing | 3.1418 | 1.0775 | 2.9157 | 0 | 0 | 0.0030239 | Residential | Efficient Electric Heat Pump Rebates | 15 SEER Air Source Heat Pump | Manufactured Home | Turnover | 0.16023 | 0.61085 | 0.26231 | 0 | 0 | 0 | Fail RIM | Residential | ENERGY STAR® Windows Rebates | Ceiling Insulation(R2 to R38) | Manufactured Home | Existing | 1.9245 | 0.61638 | 3.1223 | 0.1216 | 0.10759 | 0.36556 | Residential | Efficient Electric Heat Pump Rebates | 15 SEER Air Source Heat Pump | Manufactured Home | Turnover | 0.16023 | 0.61085 | 0.26231 | 0 | 0 | 0 | Fail TRC
Industrial | Indoor Lighting Billed Solution or Indoor Lighting Rebates | Lighting Controls - Exterior | Lumber/Furniture/Pulp/Paper | New | 3.1418 | 1.0775 | 2.9157 | 0 | 0 | 4.9724e-05 | Residential | Efficient Electric Heat Pump Rebates | 15 SEER Air Source Heat Pump | Single Family | New | 0.16023 | 0.61085 | 0.26231 | 0 | 0 | 0 | Fail RIM | Residential | ENERGY STAR® Windows Rebates | Ceiling Insulation(R2 to R38) | Single Family | New | 2.7182 | 0.61638 | 4.41 | 0 | 0 | 0 | Residential | Efficient Electric Heat Pump Rebates | 15 SEER Air Source Heat Pump | Single Family | New | 0.16023 | 0.61085 | 0.26231 | 0 | 0 | 0 | Fail TRC
Industrial | Indoor Lighting Billed Solution or Indoor Lighting Rebates | Lighting Controls - Exterior | Metal Products and Machinery | Existing | 3.4447 | 1.0775 | 3.1969 | 0 | 0 | 0.0065395 | Residential | Efficient Electric Heat Pump Rebates | 15 SEER Air Source Heat Pump | Multi-Family | New | 0.10851 | 0.61085 | 0.17764 | 0 | 0 | 0 | Fail RIM | Residential | ENERGY STAR® Windows Rebates | Ceiling Insulation(R2 to R38) | Multi-Family | New | 1.971 | 0.61638 | 3.1977 | 0 | 0 | 0 | Residential | Efficient Electric Heat Pump Rebates | 15 SEER Air Source Heat Pump | Multi-Family | New | 0.10851 | 0.61085 | 0.17764 | 0 | 0 | 0 | Fail TRC
Industrial | Indoor Lighting Billed Solution or Indoor Lighting Rebates | Lighting Controls - Exterior | Metal Products and Machinery | New | 3.4447 | 1.0775 | 3.1969 | 0 | 0 | 0.00010753 | Residential | Efficient Electric Heat Pump Rebates | 15 SEER Air Source Heat Pump | Manufactured Home | New | 0.16023 | 0.61085 | 0.26231 | 0 | 0 | 0 | Fail RIM | Residential | ENERGY STAR® Windows Rebates | Ceiling Insulation(R2 to R38) | Manufactured Home | New | 1.9245 | 0.61638 | 3.1223 | 0 | 0 | 0 | Residential | Efficient Electric Heat Pump Rebates | 15 SEER Air Source Heat Pump | Manufactured Home | New | 0.16023 | 0.61085 | 0.26231 | 0 | 0 | 0 | Fail TRC
Industrial | Indoor Lighting Billed Solution or Indoor Lighting Rebates | Lighting Controls - Exterior | Primary Resources Industries | Existing | 3.7301 | 1.0775 | 3.4617 | 0 | 0 | 0.0045182 | Residential | Efficient Electric Heat Pump Rebates | 16 SEER Air Source Heat Pump | Single Family | Turnover | 0.22057 | 0.61085 | 0.36109 | 0 | 0 | 0 | Fail RIM | Residential | Duct Repair/Replacement Rebates | Duct Repair | Single Family | Existing | 1.6657 | 0.62234 | 2.6765 | 5.1969 | 1.6852 | 10.3106 | Residential | Efficient Electric Heat Pump Rebates | 16 SEER Air Source Heat Pump | Single Family | Turnover | 0.22057 | 0.61085 | 0.36109 | 0 | 0 | 0 | Fail TRC
Industrial | Indoor Lighting Billed Solution or Indoor Lighting Rebates | Lighting Controls - Exterior | Primary Resources Industries | New | 3.7301 | 1.0775 | 3.4617 | 0 | 0 | 7.4296e-05 | Residential | Efficient Electric Heat Pump Rebates | 16 SEER Air Source Heat Pump | Multi-Family | Turnover | 0.16153 | 0.61085 | 0.26443 | 0 | 0 | 0 | Fail RIM | Residential | Duct Repair/Replacement Rebates | Duct Repair | Multi-Family | Existing | 1.0832 | 0.62234 | 1.7405 | 17.7888 | 5.6924 | 35.2076 | Residential | Efficient Electric Heat Pump Rebates | 16 SEER Air Source Heat Pump | Multi-Family | Turnover | 0.16153 | 0.61085 | 0.26443 | 0 | 0 | 0 | Fail TRC
Industrial | Indoor Lighting Billed Solution or Indoor Lighting Rebates | Lighting Controls - Exterior | Stone/Clay/Glass/Concrete | Existing | 3.658 | 1.0775 | 3.3948 | 0 | 0 | 0.0010711 | Residential | Efficient Electric Heat Pump Rebates | 16 SEER Air Source Heat Pump | Manufactured Home | Turnover | 0.22057 | 0.61085 | 0.36109 | 0 | 0 | 0 | Fail RIM | Residential | Duct Repair/Replacement Rebates | Duct Repair | Manufactured Home | Existing | 1.6294 | 0.62234 | 2.6182 | 0.28648 | 0.089986 | 0.56511 | Residential | Efficient Electric Heat Pump Rebates | 16 SEER Air Source Heat Pump | Manufactured Home | Turnover | 0.22057 | 0.61085 | 0.36109 | 0 | 0 | 0 | Fail TRC
Industrial | Indoor Lighting Billed Solution or Indoor Lighting Rebates | Lighting Controls - Exterior | Stone/Clay/Glass/Concrete | New | 3.658 | 1.0775 | 3.3948 | 0 | 0 | 1.7612e-05 | Residential | Efficient Electric Heat Pump Rebates | 16 SEER Air Source Heat Pump | Single Family | New | 0.22057 | 0.61085 | 0.36109 | 0 | 0 | 0 | Fail RIM | Commercial | Custom Incentives | Efficient Exhaust Hood | Assembly | Turnover | 3.2843 | 0.71916 | 4.5669 | 0 | 0 | 0 | Residential | Efficient Electric Heat Pump Rebates | 16 SEER Air Source Heat Pump | Single Family | New | 0.22057 | 0.61085 | 0.36109 | 0 | 0 | 0 | Fail TRC
Industrial | Indoor Lighting Billed Solution or Indoor Lighting Rebates | Lighting Controls - Exterior | Textiles and Leather | Existing | 4.2702 | 1.0775 | 3.9629 | 0 | 0 | 0.00079686 | Residential | Efficient Electric Heat Pump Rebates | 16 SEER Air Source Heat Pump | Multi-Family | New | 0.16153 | 0.61085 | 0.26443 | 0 | 0 | 0 | Fail RIM | Commercial | Custom Incentives | Efficient Exhaust Hood | College and University | Turnover | 3.2843 | 0.71916 | 4.5669 | 0.00020911 | 8.2075e-05 | 0.0009565 | Residential | Efficient Electric Heat Pump Rebates | 16 SEER Air Source Heat Pump | Multi-Family | New | 0.16153 | 0.61085 | 0.26443 | 0 | 0 | 0 | Fail TRC
Industrial | Indoor Lighting Billed Solution or Indoor Lighting Rebates | Lighting Controls - Exterior | Textiles and Leather | New | 4.2702 | 1.0775 | 3.9629 | 0 | 0 | 1.3103e-05 | Residential | Efficient Electric Heat Pump Rebates | 16 SEER Air Source Heat Pump | Manufactured Home | New | 0.22057 | 0.61085 | 0.36109 | 0 | 0 | 0 | Fail RIM | Commercial | Custom Incentives | Efficient Exhaust Hood | Grocery | Turnover | 3.2843 | 0.71916 | 4.5669 | 0 | 0 | 0 | Residential | Efficient Electric Heat Pump Rebates | 16 SEER Air Source Heat Pump | Manufactured Home | New | 0.22057 | 0.61085 | 0.36109 | 0 | 0 | 0 | Fail TRC
Industrial | Indoor Lighting Billed Solution or Indoor Lighting Rebates | Lighting Controls - Exterior | Transportation Equipment | Existing | 4.1712 | 1.0775 | 3.8711 | 0 | 0 | 0.0032503 | Residential | Efficient Electric Heat Pump Rebates | 17 SEER Air Source Heat Pump | Single Family | Turnover | 0.24355 | 0.61085 | 0.3987 | 0 | 0 | 0 | Fail RIM | Commercial | Custom Incentives | Efficient Exhaust Hood | Healthcare | Turnover | 3.2843 | 0.71916 | 4.5669 | 0.0021211 | 0.00083252 | 0.0097022 | Residential | Efficient Electric Heat Pump Rebates | 17 SEER Air Source Heat Pump | Single Family | Turnover | 0.24355 | 0.61085 | 0.3987 | 0 | 0 | 0 | Fail TRC
Industrial | Indoor Lighting Billed Solution or Indoor Lighting Rebates | Lighting Controls - Exterior | Transportation Equipment | New | 4.1712 | 1.0775 | 3.8711 | 0 | 0 | 5.3448e-05 | Residential | Efficient Electric Heat Pump Rebates | 17 SEER Air Source Heat Pump | Multi-Family | Turnover | 0.18402 | 0.61085 | 0.30126 | 0 | 0 | 0 | Fail RIM | Commercial | Custom Incentives | Efficient Exhaust Hood | Hospitals | Turnover | 3.2843 | 0.71916 | 4.5669 | 0.0050352 | 0.0019763 | 0.023032 | Residential | Efficient Electric Heat Pump Rebates | 17 SEER Air Source Heat Pump | Multi-Family | Turnover | 0.18402 | 0.61085 | 0.30126 | 0 | 0 | 0 | Fail TRC
Industrial | Indoor Lighting Billed Solution or Indoor Lighting Rebates | Lighting Controls - Exterior | Water and Wastewater | Existing | 3.9186 | 1.0775 | 3.6367 | 0 | 0 | 1.5077e-05 | Residential | Efficient Electric Heat Pump Rebates | 17 SEER Air Source Heat Pump | Manufactured Home | Turnover | 0.24355 | 0.61085 | 0.3987 | 0 | 0 | 0 | Fail RIM | Commercial | Custom Incentives | Efficient Exhaust Hood | Institutional | Turnover | 3.2843 | 0.71916 | 4.5669 | 0 | 0 | 0 | Residential | Efficient Electric Heat Pump Rebates | 17 SEER Air Source Heat Pump | Manufactured Home | Turnover | 0.24355 | 0.61085 | 0.3987 | 0 | 0 | 0 | Fail TRC
Industrial | Indoor Lighting Billed Solution or Indoor Lighting Rebates | Lighting Controls - Exterior | Water and Wastewater | New | 3.9186 | 1.0775 | 3.6367 | 0 | 0 | 2.4793e-07 | Residential | Efficient Electric Heat Pump Rebates | 17 SEER Air Source Heat Pump | Single Family | New | 0.24355 | 0.61085 | 0.3987 | 0 | 0 | 0 | Fail RIM | Commercial | Custom Incentives | Efficient Exhaust Hood | Lodging/Hospitality | Turnover | 3.2843 | 0.71916 | 4.5669 | 0.15418 | 0.060515 | 0.70524 | Residential | Efficient Electric Heat Pump Rebates | 17 SEER Air Source Heat Pump | Single Family | New | 0.24355 | 0.61085 | 0.3987 | 0 | 0 | 0 | Fail TRC
[11 empty] | Residential | Efficient Electric Heat Pump Rebates | 17 SEER Air Source Heat Pump | Multi-Family | New | 0.18402 | 0.61085 | 0.30126 | 0 | 0 | 0 | Fail RIM | Commercial | Custom Incentives | Efficient Exhaust Hood | Miscellaneous | Turnover | 3.2843 | 0.71916 | 4.5669 | 0 | 0 | 0 | Residential | Efficient Electric Heat Pump Rebates | 17 SEER Air Source Heat Pump | Multi-Family | New | 0.18402 | 0.61085 | 0.30126 | 0 | 0 | 0 | Fail TRC
[11 empty] | Residential | Efficient Electric Heat Pump Rebates | 17 SEER Air Source Heat Pump | Manufactured Home | New | 0.24355 | 0.61085 | 0.3987 | 0 | 0 | 0 | Fail RIM | Commercial | Custom Incentives | Efficient Exhaust Hood | Offices | Turnover | 3.2843 | 0.71916 | 4.5669 | 0 | 0 | 0 | Residential | Efficient Electric Heat Pump Rebates | 17 SEER Air Source Heat Pump | Manufactured Home | New | 0.24355 | 0.61085 | 0.3987 | 0 | 0 | 0 | Fail TRC
[11 empty] | Residential | Efficient Electric Heat Pump Rebates | 18 SEER Air Source Heat Pump | Single Family | Turnover | 0.22905 | 0.61085 | 0.37497 | 0 | 0 | 0 | Fail RIM | Commercial | Custom Incentives | Efficient Exhaust Hood | Restaurants | Turnover | 3.2843 | 0.71916 | 4.5669 | 0.20084 | 0.078828 | 0.91866 | Residential | Efficient Electric Heat Pump Rebates | 18 SEER Air Source Heat Pump | Single Family | Turnover | 0.22905 | 0.61085 | 0.37497 | 0 | 0 | 0 | Fail TRC
[11 empty] | Residential | Efficient Electric Heat Pump Rebates | 18 SEER Air Source Heat Pump | Multi-Family | Turnover | 0.16341 | 0.61085 | 0.26751 | 0 | 0 | 0 | Fail RIM | Commercial | Custom Incentives | Efficient Exhaust Hood | Retail | Turnover | 3.2843 | 0.71916 | 4.5669 | 0 | 0 | 0 | Residential | Efficient Electric Heat Pump Rebates | 18 SEER Air Source Heat Pump | Multi-Family | Turnover | 0.16341 | 0.61085 | 0.26751 | 0 | 0 | 0 | Fail TRC
[11 empty] | Residential | Efficient Electric Heat Pump Rebates | 18 SEER Air Source Heat Pump | Manufactured Home | Turnover | 0.22905 | 0.61085 | 0.37497 | 0 | 0 | 0 | Fail RIM | Commercial | Custom Incentives | Efficient Exhaust Hood | Schools K-12 | Turnover | 3.2843 | 0.71916 | 4.5669 | 0.0069904 | 0.0027437 | 0.031975 | Residential | Efficient Electric Heat Pump Rebates | 18 SEER Air Source Heat Pump | Manufactured Home | Turnover | 0.22905 | 0.61085 | 0.37497 | 0 | 0 | 0 | Fail TRC
[11 empty] | Residential | Efficient Electric Heat Pump Rebates | 18 SEER Air Source Heat Pump | Single Family | New | 0.22905 | 0.61085 | 0.37497 | 0 | 0 | 0 | Fail RIM | Commercial | Custom Incentives | Efficient Exhaust Hood | Warehouse | Turnover | 3.2843 | 0.71916 | 4.5669 | 0 | 0 | 0 | Residential | Efficient Electric Heat Pump Rebates | 18 SEER Air Source Heat Pump | Single Family | New | 0.22905 | 0.61085 | 0.37497 | 0 | 0 | 0 | Fail TRC
[11 empty] | Residential | Efficient Electric Heat Pump Rebates | 18 SEER Air Source Heat Pump | Multi-Family | New | 0.16341 | 0.61085 | 0.26751 | 0 | 0 | 0 | Fail RIM | Commercial | Custom Incentives | Efficient Exhaust Hood | Assembly | New | 3.2843 | 0.71916 | 4.5669 | 0 | 0 | 0 | Residential | Efficient Electric Heat Pump Rebates | 18 SEER Air Source Heat Pump | Multi-Family | New | 0.16341 | 0.61085 | 0.26751 | 0 | 0 | 0 | Fail TRC
[11 empty] | Residential | Efficient Electric Heat Pump Rebates | 18 SEER Air Source Heat Pump | Manufactured Home | New | 0.22905 | 0.61085 | 0.37497 | 0 | 0 | 0 | Fail RIM | Commercial | Custom Incentives | Efficient Exhaust Hood | College and University | New | 3.2843 | 0.71916 | 4.5669 | 4.8133e-06 | 1.8892e-06 | 2.2017e-05 | Residential | Efficient Electric Heat Pump Rebates | 18 SEER Air Source Heat Pump | Manufactured Home | New | 0.22905 | 0.61085 | 0.37497 | 0 | 0 | 0 | Fail TRC
[11 empty] | Residential | Efficient Electric Heat Pump Rebates | 21 SEER Air Source Heat Pump | Single Family | Turnover | 0.23394 | 0.61312 | 0.38156 | 0 | 0 | 0 | Fail RIM | Commercial | Custom Incentives | Efficient Exhaust Hood | Grocery | New | 3.2843 | 0.71916 | 4.5669 | 0 | 0 | 0 | Residential | Efficient Electric Heat Pump Rebates | 21 SEER Air Source Heat Pump | Single Family | Turnover | 0.23394 | 0.61312 | 0.38156 | 0 | 0 | 0 | Fail TRC
[11 empty] | Residential | Efficient Electric Heat Pump Rebates | 21 SEER Air Source Heat Pump | Multi-Family | Turnover | 0.16137 | 0.61312 | 0.26319 | 0 | 0 | 0 | Fail RIM | Commercial | Custom Incentives | Efficient Exhaust Hood | Healthcare | New | 3.2843 | 0.71916 | 4.5669 | 4.8823e-05 | 1.9163e-05 | 0.00022332 | Residential | Efficient Electric Heat Pump Rebates | 21 SEER Air Source Heat Pump | Multi-Family | Turnover | 0.16137 | 0.61312 | 0.26319 | 0 | 0 | 0 | Fail TRC
[11 empty] | Residential | Efficient Electric Heat Pump Rebates | 21 SEER Air Source Heat Pump | Manufactured Home | Turnover | 0.23394 | 0.61312 | 0.38156 | 0 | 0 | 0 | Fail RIM | Commercial | Custom Incentives | Efficient Exhaust Hood | Hospitals | New | 3.2843 | 0.71916 | 4.5669 | 0.0001159 | 4.549e-05 | 0.00053014 | Residential | Efficient Electric Heat Pump Rebates | 21 SEER Air Source Heat Pump | Manufactured Home | Turnover | 0.23394 | 0.61312 | 0.38156 | 0 | 0 | 0 | Fail TRC
[11 empty] | Residential | Efficient Electric Heat Pump Rebates | 21 SEER Air Source Heat Pump | Single Family | New | 0.23394 | 0.61312 | 0.38156 | 0 | 0 | 0 | Fail RIM | Commercial | Custom Incentives | Efficient Exhaust Hood | Institutional | New | 3.2843 | 0.71916 | 4.5669 | 0 | 0 | 0 | Residential | Efficient Electric Heat Pump Rebates | 21 SEER Air Source Heat Pump | Single Family | New | 0.23394 | 0.61312 | 0.38156 | 0 | 0 | 0 | Fail TRC
[11 empty] | Residential | Efficient Electric Heat Pump Rebates | 21 SEER Air Source Heat Pump | Multi-Family | New | 0.16137 | 0.61312 | 0.26319 | 0 | 0 | 0 | Fail RIM | Commercial | Custom Incentives | Efficient Exhaust Hood | Lodging/Hospitality | New | 3.2843 | 0.71916 | 4.5669 | 0.0035489 | 0.0013929 | 0.016233 | Residential | Efficient Electric Heat Pump Rebates | 21 SEER Air Source Heat Pump | Multi-Family | New | 0.16137 | 0.61312 | 0.26319 | 0 | 0 | 0 | Fail TRC
[11 empty] | Residential | Efficient Electric Heat Pump Rebates | 21 SEER Air Source Heat Pump | Manufactured Home | New | 0.23394 | 0.61312 | 0.38156 | 0 | 0 | 0 | Fail RIM | Commercial | Custom Incentives | Efficient Exhaust Hood | Miscellaneous | New | 3.2843 | 0.71916 | 4.5669 | 0 | 0 | 0 | Residential | Efficient Electric Heat Pump Rebates | 21 SEER Air Source Heat Pump | Manufactured Home | New | 0.23394 | 0.61312 | 0.38156 | 0 | 0 | 0 | Fail TRC
[11 empty] | Residential | Efficient Electric Heat Pump Rebates | 21 SEER ASHP from base electric resistance heating | Single Family | Turnover | 0.78133 | 0.58627 | 1.3327 | 0 | 0 | 0 | Fail RIM | Commercial | Custom Incentives | Efficient Exhaust Hood | Offices | New | 3.2843 | 0.71916 | 4.5669 | 0 | 0 | 0 | Residential | Efficient Electric Heat Pump Rebates | 21 SEER ASHP from base electric resistance heating | Single Family | Turnover | 0.78133 | 0.58627 | 1.3327 | 0 | 0 | 0 | Fail TRC
[11 empty] | Residential | Efficient Electric Heat Pump Rebates | 21 SEER ASHP from base electric resistance heating | Multi-Family | Turnover | 0.55135 | 0.58627 | 0.94044 | 0 | 0 | 0 | Fail RIM | Commercial | Custom Incentives | Efficient Exhaust Hood | Restaurants | New | 3.2843 | 0.71916 | 4.5669 | 0.0046228 | 0.0018145 | 0.021146 | Residential | Efficient Electric Heat Pump Rebates | 21 SEER ASHP from base electric resistance heating | Multi-Family | Turnover | 0.55135 | 0.58627 | 0.94044 | 0 | 0 | 0 | Fail TRC
[11 empty] | Residential | Efficient Electric Heat Pump Rebates | 21 SEER ASHP from base electric resistance heating | Manufactured Home | Turnover | 0.78133 | 0.58627 | 1.3327 | 0 | 0 | 0 | Fail RIM | Commercial | Custom Incentives | Efficient Exhaust Hood | Retail | New | 3.2843 | 0.71916 | 4.5669 | 0 | 0 | 0 | Residential | Efficient Electric Heat Pump Rebates | 21 SEER ASHP from base electric resistance heating | Manufactured Home | Turnover | 0.78133 | 0.58627 | 1.3327 | 0 | 0 | 0 | Fail TRC
[11 empty] | Residential | Efficient Electric Heat Pump Rebates | 21 SEER ASHP from base electric resistance heating | Single Family | New | 0.78133 | 0.58627 | 1.3327 | 0 | 0 | 0 | Fail RIM | Commercial | Custom Incentives | Efficient Exhaust Hood | Schools K-12 | New | 3.2843 | 0.71916 | 4.5669 | 0.0001609 | 6.3154e-05 | 0.000736 | Residential | Efficient Electric Heat Pump Rebates | 21 SEER ASHP from base electric resistance heating | Single Family | New | 0.78133 | 0.58627 | 1.3327 | 0 | 0 | 0 | Fail TRC
[11 empty] | Residential | Efficient Electric Heat Pump Rebates | 21 SEER ASHP from base electric resistance heating | Multi-Family | New | 0.55135 | 0.58627 | 0.94044 | 0 | 0 | 0 | Fail RIM | Commercial | Custom Incentives | Efficient Exhaust Hood | Warehouse | New | 3.2843 | 0.71916 | 4.5669 | 0 | 0 | 0 | Residential | Efficient Electric Heat Pump Rebates | 21 SEER ASHP from base electric resistance heating | Multi-Family | New | 0.55135 | 0.58627 | 0.94044 | 0 | 0 | 0 | Fail TRC
[11 empty] | Residential | Efficient Electric Heat Pump Rebates | 21 SEER ASHP from base electric resistance heating | Manufactured Home | New | 0.78133 | 0.58627 | 1.3327 | 0 | 0 | 0 | Fail RIM | Commercial | Custom Incentives | Energy Star Hot Food Holding Cabinet | Assembly | Turnover | 1.4527 | 0.70865 | 2.05 | 0 | 0 | 0 | Residential | Efficient Electric Heat Pump Rebates | 21 SEER ASHP from base electric resistance heating | Manufactured Home | New | 0.78133 | 0.58627 | 1.3327 | 0 | 0 | 0 | Fail TRC
[11 empty] | Residential | Efficiency Delivered | CFL-13W | Single Family | Turnover | 1.8426 | 0.65022 | 2.8338 | 0 | 0 | 0 | Fail RIM | Commercial | Custom Incentives | Energy Star Hot Food Holding Cabinet | College and University | Turnover | 1.4527 | 0.70865 | 2.05 | 0.00051341 | 0.00024842 | 0.0027878 | Residential | Custom Incentives | Drain Water Heat Recovery | Single Family | Existing | 0.23408 | 0.64378 | 0.3636 | 0 | 0 | 0 | Fail TRC
[11 empty] | Residential | Efficiency Delivered | CFL-13W | Multi-Family | Turnover | 1.8426 | 0.65022 | 2.8338 | 0 | 0 | 0 | Fail RIM | Commercial | Custom Incentives | Energy Star Hot Food Holding Cabinet | Grocery | Turnover | 1.4527 | 0.70865 | 2.05 | 0 | 0 | 0 | Residential | Custom Incentives | Drain Water Heat Recovery | Multi-Family | Existing | 0.2005 | 0.64378 | 0.31144 | 0 | 0 | 0 | Fail TRC
[11 empty] | Residential | Efficiency Delivered | CFL-13W | Manufactured Home | Turnover | 1.8426 | 0.65022 | 2.8338 | 0 | 0 | 0 | Fail RIM | Commercial | Custom Incentives | Energy Star Hot Food Holding Cabinet | Healthcare | Turnover | 1.4527 | 0.70865 | 2.05 | 0.0051806 | 0.0025068 | 0.028131 | Residential | Custom Incentives | Drain Water Heat Recovery | Manufactured Home | Existing | 0.29687 | 0.64378 | 0.46114 | 0 | 0 | 0 | Fail TRC
[11 empty] | Residential | Efficiency Delivered | CFL-13W | Single Family | New | 1.8426 | 0.65022 | 2.8338 | 0 | 0 | 0 | Fail RIM | Commercial | Custom Incentives | Energy Star Hot Food Holding Cabinet | Hospitals | Turnover | 1.4527 | 0.70865 | 2.05 | 0.011382 | 0.0055074 | 0.061804 | Residential | Custom Incentives | Drain Water Heat Recovery | Single Family | New | 0.27058 | 0.64378 | 0.4203 | 0 | 0 | 0 | Fail TRC
[11 empty] | Residential | Efficiency Delivered | CFL-13W | Multi-Family | New | 1.8426 | 0.65022 | 2.8338 | 0 | 0 | 0 | Fail RIM | Commercial | Custom Incentives | Energy Star Hot Food Holding Cabinet | Institutional | Turnover | 1.4527 | 0.70865 | 2.05 | 0 | 0 | 0 | Residential | Custom Incentives | Drain Water Heat Recovery | Multi-Family | New | 0.23176 | 0.64378 | 0.36001 | 0 | 0 | 0 | Fail TRC
[11 empty] | Residential | Efficiency Delivered | CFL-13W | Manufactured Home | New | 1.8426 | 0.65022 | 2.8338 | 0 | 0 | 0 | Fail RIM | Commercial | Custom Incentives | Energy Star Hot Food Holding Cabinet | Lodging/Hospitality | Turnover | 1.4527 | 0.70865 | 2.05 | 0.29083 | 0.14072 | 1.5792 | Residential | Custom Incentives | Drain Water Heat Recovery | Manufactured Home | New | 0.34316 | 0.64378 | 0.53304 | 0 | 0 | 0 | Fail TRC
[11 empty] | Residential | Custom Incentives | Drain Water Heat Recovery | Single Family | Existing | 0.23408 | 0.64378 | 0.3636 | 0 | 0 | 0 | Fail RIM | Commercial | Custom Incentives | Energy Star Hot Food Holding Cabinet | Miscellaneous | Turnover | 1.4527 | 0.70865 | 2.05 | 0 | 0 | 0 | Residential | Efficiency Delivered | Faucet Aerator | Single Family | Existing | 10.7825 | 0.65242 | 16.527 | 0 | 0 | 0 | Fail 2-year Threshold
[11 empty] | Residential | Custom Incentives | Drain Water Heat Recovery | Multi-Family | Existing | 0.2005 | 0.64378 | 0.31144 | 0 | 0 | 0 | Fail RIM | Commercial | Custom Incentives | Energy Star Hot Food Holding Cabinet | Offices | Turnover | 1.4527 | 0.70865 | 2.05 | 0 | 0 | 0 | Residential | Efficiency Delivered | Faucet Aerator | Multi-Family | Existing | 8.4758 | 0.65242 | 12.9913 | 0 | 0 | 0 | Fail 2-year Threshold
[11 empty] | Residential | Custom Incentives | Drain Water Heat Recovery | Manufactured Home | Existing | 0.29687 | 0.64378 | 0.46114 | 0 | 0 | 0 | Fail RIM | Commercial | Custom Incentives | Energy Star Hot Food Holding Cabinet | Restaurants | Turnover | 1.4527 | 0.70865 | 2.05 | 0.37884 | 0.18331 | 2.0571 | Residential | Efficiency Delivered | Faucet Aerator | Manufactured Home | Existing | 8.4082 | 0.65242 | 12.8878 | 0 | 0 | 0 | Fail 2-year Threshold
[11 empty] | Residential | Custom Incentives | Drain Water Heat Recovery | Single Family | New | 0.27058 | 0.64378 | 0.4203 | 0 | 0 | 0 | Fail RIM | Commercial | Custom Incentives | Energy Star Hot Food Holding Cabinet | Retail | Turnover | 1.4527 | 0.70865 | 2.05 | 0 | 0 | 0 | Residential | Efficiency Delivered | Faucet Aerator | Single Family | New | 4.4927 | 0.65242 | 6.8863 | 0 | 0 | 0 | Fail 2-year Threshold
[11 empty] | Residential | Custom Incentives | Drain Water Heat Recovery | Multi-Family | New | 0.23176 | 0.64378 | 0.36001 | 0 | 0 | 0 | Fail RIM | Commercial | Custom Incentives | Energy Star Hot Food Holding Cabinet | Schools K-12 | Turnover | 1.4527 | 0.70865 | 2.05 | 0.017163 | 0.0083046 | 0.093194 | Residential | Efficiency Delivered | Faucet Aerator | Multi-Family | New | 3.5316 | 0.65242 | 5.4131 | 0 | 0 | 0 | Fail 2-year Threshold
[11 empty] | Residential | Custom Incentives | Drain Water Heat Recovery | Manufactured Home | New | 0.34316 | 0.64378 | 0.53304 | 0 | 0 | 0 | Fail RIM | Commercial | Custom Incentives | Energy Star Hot Food Holding Cabinet | Warehouse | Turnover | 1.4527 | 0.70865 | 2.05 | 0 | 0 | 0 | Residential | Efficiency Delivered | Faucet Aerator | Manufactured Home | New | 3.5034 | 0.65242 | 5.3699 | 0 | 0 | 0 | Fail 2-year Threshold
[11 empty] | Residential | Efficiency Delivered | Faucet Aerator | Single Family | Existing | 10.7825 | 0.65242 | 16.527 | 0 | 0 | 0 | Fail RIM | Commercial | Custom Incentives | Energy Star Hot Food Holding Cabinet | Assembly | New | 1.4527 | 0.70865 | 2.05 | 0 | 0 | 0 | Residential | Efficiency Delivered | Hot Water Pipe Insulation | Single Family | Existing | 5.5402 | 0.64427 | 8.5992 | 0 | 0 | 0 | Fail 2-year Threshold
[11 empty] | Residential | Efficiency Delivered | Faucet Aerator | Multi-Family | Existing | 8.4758 | 0.65242 | 12.9913 | 0 | 0 | 0 | Fail RIM | Commercial | Custom Incentives | Energy Star Hot Food Holding Cabinet | College and University | New | 1.4527 | 0.70865 | 2.05 | 1.1818e-05 | 5.7182e-06 | 6.417e-05 | Residential | Efficiency Delivered | Hot Water Pipe Insulation | Multi-Family | Existing | 4.747 | 0.64427 | 7.3679 | 0 | 0 | 0 | Fail 2-year Threshold
[11 empty] | Residential | Efficiency Delivered | Faucet Aerator | Manufactured Home | Existing | 8.4082 | 0.65242 | 12.8878 | 0 | 0 | 0 | Fail RIM | Commercial | Custom Incentives | Energy Star Hot Food Holding Cabinet | Grocery | New | 1.4527 | 0.70865 | 2.05 | 0 | 0 | 0 | Residential | Efficiency Delivered | Hot Water Pipe Insulation | Manufactured Home | Existing | 7.0244 | 0.64427 | 10.9028 | 0 | 0 | 0 | Fail 2-year Threshold
[11 empty] | Residential | Efficiency Delivered | Faucet Aerator | Single Family | New | 4.4927 | 0.65242 | 6.8863 | 0 | 0 | 0 | Fail RIM | Commercial | Custom Incentives | Energy Star Hot Food Holding Cabinet | Healthcare | New | 1.4527 | 0.70865 | 2.05 | 0.00011925 | 5.77e-05 | 0.00064751 | Residential | Efficiency Delivered | Hot Water Pipe Insulation | Single Family | New | 5.5402 | 0.64427 | 8.5992 | 0 | 0 | 0 | Fail 2-year Threshold
[11 empty] | Residential | Efficiency Delivered | Faucet Aerator | Multi-Family | New | 3.5316 | 0.65242 | 5.4131 | 0 | 0 | 0 | Fail RIM | Commercial | Custom Incentives | Energy Star Hot Food Holding Cabinet | Hospitals | New | 1.4527 | 0.70865 | 2.05 | 0.00026199 | 0.00012677 | 0.0014226 | Residential | Efficiency Delivered | Hot Water Pipe Insulation | Multi-Family | New | 4.747 | 0.64427 | 7.3679 | 0 | 0 | 0 | Fail 2-year Threshold
[11 empty] | Residential | Efficiency Delivered | Faucet Aerator | Manufactured Home | New | 3.5034 | 0.65242 | 5.3699 | 0 | 0 | 0 | Fail RIM | Commercial | Custom Incentives | Energy Star Hot Food Holding Cabinet | Institutional | New | 1.4527 | 0.70865 | 2.05 | 0 | 0 | 0 | Residential | Efficiency Delivered | Hot Water Pipe Insulation | Manufactured Home | New | 7.0244 | 0.64427 | 10.9028 | 0 | 0 | 0 | Fail 2-year Threshold
[11 empty] | Residential | Efficiency Delivered | Hot Water Pipe Insulation | Single Family | Existing | 5.5402 | 0.64427 | 8.5992 | 0 | 0 | 0 | Fail RIM | Commercial | Custom Incentives | Energy Star Hot Food Holding Cabinet | Lodging/Hospitality | New | 1.4527 | 0.70865 | 2.05 | 0.0066943 | 0.0032392 | 0.03635 | Residential | Efficiency Delivered | Low Flow Showerhead | Single Family | Existing | 19.5859 | 0.65724 | 29.8002 | 0 | 0 | 0 | Fail 2-year Threshold
[11 empty] | Residential | Efficiency Delivered | Hot Water Pipe Insulation | Multi-Family | Existing | 4.747 | 0.64427 | 7.3679 | 0 | 0 | 0 | Fail RIM | Commercial | Custom Incentives | Energy Star Hot Food Holding Cabinet | Miscellaneous | New | 1.4527 | 0.70865 | 2.05 | 0 | 0 | 0 | Residential | Efficiency Delivered | Low Flow Showerhead | Multi-Family | Existing | 15.3958 | 0.65724 | 23.4249 | 0 | 0 | 0 | Fail 2-year Threshold
[11 empty] | Residential | Efficiency Delivered | Hot Water Pipe Insulation | Manufactured Home | Existing | 7.0244 | 0.64427 | 10.9028 | 0 | 0 | 0 | Fail RIM | Commercial | Custom Incentives | Energy Star Hot Food Holding Cabinet | Offices | New | 1.4527 | 0.70865 | 2.05 | 0 | 0 | 0 | Residential | Efficiency Delivered | Low Flow Showerhead | Manufactured Home | Existing | 15.2731 | 0.65724 | 23.2382 | 0 | 0 | 0 | Fail 2-year Threshold
[11 empty] | Residential | Efficiency Delivered | Hot Water Pipe Insulation | Single Family | New | 5.5402 | 0.64427 | 8.5992 | 0 | 0 | 0 | Fail RIM | Commercial | Custom Incentives | Energy Star Hot Food Holding Cabinet | Restaurants | New | 1.4527 | 0.70865 | 2.05 | 0.0087202 | 0.0042194 | 0.047351 | Residential | Efficiency Delivered | Low Flow Showerhead | Single Family | New | 19.5859 | 0.65724 | 29.8002 | 0 | 0 | 0 | Fail 2-year Threshold
[11 empty] | Residential | Efficiency Delivered | Hot Water Pipe Insulation | Multi-Family | New | 4.747 | 0.64427 | 7.3679 | 0 | 0 | 0 | Fail RIM | Commercial | Custom Incentives | Energy Star Hot Food Holding Cabinet | Retail | New | 1.4527 | 0.70865 | 2.05 | 0 | 0 | 0 | Residential | Efficiency Delivered | Low Flow Showerhead | Multi-Family | New | 15.3958 | 0.65724 | 23.4249 | 0 | 0 | 0 | Fail 2-year Threshold
[11 empty] | Residential | Efficiency Delivered | Hot Water Pipe Insulation | Manufactured Home | New | 7.0244 | 0.64427 | 10.9028 | 0 | 0 | 0 | Fail RIM | Commercial | Custom Incentives | Energy Star Hot Food Holding Cabinet | Schools K-12 | New | 1.4527 | 0.70865 | 2.05 | 0.00039505 | 0.00019115 | 0.0021451 | Residential | Efficiency Delivered | Low Flow Showerhead | Manufactured Home | New | 15.2731 | 0.65724 | 23.2382 | 0 | 0 | 0 | Fail 2-year Threshold
[11 empty] | Residential | Efficiency Delivered | Low Flow Showerhead | Single Family | Existing | 19.5859 | 0.65724 | 29.8002 | 0 | 0 | 0 | Fail RIM | Commercial | Custom Incentives | Energy Star Hot Food Holding Cabinet | Warehouse | New | 1.4527 | 0.70865 | 2.05 | 0 | 0 | 0 | Residential | Ceiling Insulation Upgrade Rebates | Ceiling Insulation(R12 to R38) | Single Family | Existing | 0.88182 | 0.63733 | 1.3836 | 0 | 0 | 0 | Fail TRC
[11 empty] | Residential | Efficiency Delivered | Low Flow Showerhead | Multi-Family | Existing | 15.3958 | 0.65724 | 23.4249 | 0 | 0 | 0 | Fail RIM | Commercial | Indoor Lighting Billed Solution or Indoor Lighting Rebates | High Efficiency HID Lighting | Assembly | Turnover | 1.6046 | 0.63617 | 2.5223 | 0 | 0 | 0.03619 | Residential | Ceiling Insulation Upgrade Rebates | Ceiling Insulation(R12 to R38) | Multi-Family | Existing | 0.65739 | 0.63733 | 1.0315 | 0 | 0 | 0 | Fail TRC
[11 empty] | Residential | Efficiency Delivered | Low Flow Showerhead | Manufactured Home | Existing | 15.2731 | 0.65724 | 23.2382 | 0 | 0 | 0 | Fail RIM | Commercial | Indoor Lighting Billed Solution or Indoor Lighting Rebates | High Efficiency HID Lighting | College and University | Turnover | 1.6046 | 0.63617 | 2.5223 | 0 | 0 | 0.052924 | Residential | Ceiling Insulation Upgrade Rebates | Ceiling Insulation(R12 to R38) | Manufactured Home | Existing | 0.61741 | 0.63733 | 0.96875 | 0 | 0 | 0 | Fail TRC
[11 empty] | Residential | Efficiency Delivered | Low Flow Showerhead | Single Family | New | 19.5859 | 0.65724 | 29.8002 | 0 | 0 | 0 | Fail RIM | Commercial | Indoor Lighting Billed Solution or Indoor Lighting Rebates | High Efficiency HID Lighting | Grocery | Turnover | 1.6046 | 0.63617 | 2.5223 | 0 | 0 | 0.29132 | Residential | Ceiling Insulation Upgrade Rebates | Ceiling Insulation(R12 to R38) | Single Family | New | 0.88182 | 0.63733 | 1.3836 | 0 | 0 | 0 | Fail TRC
[11 empty] | Residential | Efficiency Delivered | Low Flow Showerhead | Multi-Family | New | 15.3958 | 0.65724 | 23.4249 | 0 | 0 | 0 | Fail RIM | Commercial | Indoor Lighting Billed Solution or Indoor Lighting Rebates | High Efficiency HID Lighting | Healthcare | Turnover | 1.6046 | 0.63617 | 2.5223 | 0 | 0 | 0.084697 | Residential | Ceiling Insulation Upgrade Rebates | Ceiling Insulation(R12 to R38) | Multi-Family | New | 0.65739 | 0.63733 | 1.0315 | 0 | 0 | 0 | Fail TRC
[11 empty] | Residential | Efficiency Delivered | Low Flow Showerhead | Manufactured Home | New | 15.2731 | 0.65724 | 23.2382 | 0 | 0 | 0 | Fail RIM | Commercial | Indoor Lighting Billed Solution or Indoor Lighting Rebates | High Efficiency HID Lighting | Hospitals | Turnover | 1.6046 | 0.63617 | 2.5223 | 0 | 0 | 0.056676 | Residential | Ceiling Insulation Upgrade Rebates | Ceiling Insulation(R12 to R38) | Manufactured Home | New | 0.61741 | 0.63733 | 0.96875 | 0 | 0 | 0 | Fail TRC
[11 empty] | Residential | Ceiling Insulation Upgrade Rebates | Ceiling Insulation(R12 to R38) | Single Family | Existing | 0.88182 | 0.63733 | 1.3836 | 0 | 0 | 0 | Fail RIM | Commercial | Indoor Lighting Billed Solution or Indoor Lighting Rebates | High Efficiency HID Lighting | Institutional | Turnover | 1.6046 | 0.63617 | 2.5223 | 0 | 0 | 0.79022 | Residential | Window Film/Solar Screen Rebates | Ceiling Insulation(R19 to R38) | Single Family | Existing | 0.52071 | 0.63819 | 0.81592 | 0 | 0 | 0 | Fail TRC
[11 empty] | Residential | Ceiling Insulation Upgrade Rebates | Ceiling Insulation(R12 to R38) | Multi-Family | Existing | 0.65739 | 0.63733 | 1.0315 | 0 | 0 | 0 | Fail RIM | Commercial | Indoor Lighting Billed Solution or Indoor Lighting Rebates | High Efficiency HID Lighting | Lodging/Hospitality | Turnover | 1.6046 | 0.63617 | 2.5223 | 0 | 0 | 0.60206 | Residential | Window Film/Solar Screen Rebates | Ceiling Insulation(R19 to R38) | Multi-Family | Existing | 0.38997 | 0.63819 | 0.61106 | 0 | 0 | 0 | Fail TRC
[11 empty] | Residential | Ceiling Insulation Upgrade Rebates | Ceiling Insulation(R12 to R38) | Manufactured Home | Existing | 0.61741 | 0.63733 | 0.96875 | 0 | 0 | 0 | Fail RIM | Commercial | Indoor Lighting Billed Solution or Indoor Lighting Rebates | High Efficiency HID Lighting | Miscellaneous | Turnover | 1.6046 | 0.63617 | 2.5223 | 0 | 0 | 0.27419 | Residential | Window Film/Solar Screen Rebates | Ceiling Insulation(R19 to R38) | Manufactured Home | Existing | 0.35488 | 0.63819 | 0.55608 | 0 | 0 | 0 | Fail TRC
[11 empty] | Residential | Ceiling Insulation Upgrade Rebates | Ceiling Insulation(R12 to R38) | Single Family | New | 0.88182 | 0.63733 | 1.3836 | 0 | 0 | 0 | Fail RIM | Commercial | Indoor Lighting Billed Solution or Indoor Lighting Rebates | High Efficiency HID Lighting | Offices | Turnover | 1.6046 | 0.63617 | 2.5223 | 0 | 0 | 0.75484 | Residential | Window Film/Solar Screen Rebates | Ceiling Insulation(R19 to R38) | Single Family | New | 0.52071 | 0.63819 | 0.81592 | 0 | 0 | 0 | Fail TRC
[11 empty] | Residential | Ceiling Insulation Upgrade Rebates | Ceiling Insulation(R12 to R38) | Multi-Family | New | 0.65739 | 0.63733 | 1.0315 | 0 | 0 | 0 | Fail RIM | Commercial | Indoor Lighting Billed Solution or Indoor Lighting Rebates | High Efficiency HID Lighting | Restaurants | Turnover | 1.6046 | 0.63617 | 2.5223 | 0 | 0 | 0.16947 | Residential | Window Film/Solar Screen Rebates | Ceiling Insulation(R19 to R38) | Multi-Family | New | 0.38997 | 0.63819 | 0.61106 | 0 | 0 | 0 | Fail TRC
[11 empty] | Residential | Ceiling Insulation Upgrade Rebates | Ceiling Insulation(R12 to R38) | Manufactured Home | New | 0.61741 | 0.63733 | 0.96875 | 0 | 0 | 0 | Fail RIM | Commercial | Indoor Lighting Billed Solution or Indoor Lighting Rebates | High Efficiency HID Lighting | Retail | Turnover | 1.6046 | 0.63617 | 2.5223 | 0 | 0 | 0.64927 | Residential | Window Film/Solar Screen Rebates | Ceiling Insulation(R19 to R38) | Manufactured Home | New | 0.35488 | 0.63819 | 0.55608 | 0 | 0 | 0 | Fail TRC
[11 empty] | Residential | Window Film/Solar Screen Rebates | Ceiling Insulation(R19 to R38) | Single Family | Existing | 0.52071 | 0.63819 | 0.81592 | 0 | 0 | 0 | Fail RIM | Commercial | Indoor Lighting Billed Solution or Indoor Lighting Rebates | High Efficiency HID Lighting | Schools K-12 | Turnover | 1.6046 | 0.63617 | 2.5223 | 0 | 0 | 0.22937 | Residential | Efficient Electric Heat Pump Rebates | Ceiling Insulation(R30 to R38) | Single Family | Existing | 0.2024 | 0.63377 | 0.31936 | 0 | 0 | 0 | Fail TRC
[11 empty] | Residential | Window Film/Solar Screen Rebates | Ceiling Insulation(R19 to R38) | Multi-Family | Existing | 0.38997 | 0.63819 | 0.61106 | 0 | 0 | 0 | Fail RIM | Commercial | Indoor Lighting Billed Solution or Indoor Lighting Rebates | High Efficiency HID Lighting | Warehouse | Turnover | 1.6046 | 0.63617 | 2.5223 | 0 | 0 | 0.83277 | Residential | Efficient Electric Heat Pump Rebates | Ceiling Insulation(R30 to R38) | Multi-Family | Existing | 0.14858 | 0.63377 | 0.23444 | 0 | 0 | 0 | Fail TRC
[11 empty] | Residential | Window Film/Solar Screen Rebates | Ceiling Insulation(R19 to R38) | Manufactured Home | Existing | 0.35488 | 0.63819 | 0.55608 | 0 | 0 | 0 | Fail RIM | Commercial | Indoor Lighting Billed Solution or Indoor Lighting Rebates | High Efficiency HID Lighting | Assembly | New | 1.6046 | 0.63617 | 2.5223 | 0 | 0 | 0.0074951 | Residential | Efficient Electric Heat Pump Rebates | Ceiling Insulation(R30 to R38) | Manufactured Home | Existing | 0.13465 | 0.63377 | 0.21245 | 0 | 0 | 0 | Fail TRC
[11 empty] | Residential | Window Film/Solar Screen Rebates | Ceiling Insulation(R19 to R38) | Single Family | New | 0.52071 | 0.63819 | 0.81592 | 0 | 0 | 0 | Fail RIM | Commercial | Indoor Lighting Billed Solution or Indoor Lighting Rebates | High Efficiency HID Lighting | College and University | New | 1.6046 | 0.63617 | 2.5223 | 0 | 0 | 0.0012182 | Residential | Efficient Electric Heat Pump Rebates | Ceiling Insulation(R30 to R38) | Single Family | New | 0.2024 | 0.63377 | 0.31936 | 0 | 0 | 0 | Fail TRC
[11 empty] | Residential | Window Film/Solar Screen Rebates | Ceiling Insulation(R19 to R38) | Multi-Family | New | 0.38997 | 0.63819 | 0.61106 | 0 | 0 | 0 | Fail RIM | Commercial | Indoor Lighting Billed Solution or Indoor Lighting Rebates | High Efficiency HID Lighting | Grocery | New | 1.6046 | 0.63617 | 2.5223 | 0 | 0 | 0.060275 | Residential | Efficient Electric Heat Pump Rebates | Ceiling Insulation(R30 to R38) | Multi-Family | New | 0.14858 | 0.63377 | 0.23444 | 0 | 0 | 0 | Fail TRC
[11 empty] | Residential | Window Film/Solar Screen Rebates | Ceiling Insulation(R19 to R38) | Manufactured Home | New | 0.35488 | 0.63819 | 0.55608 | 0 | 0 | 0 | Fail RIM | Commercial | Indoor Lighting Billed Solution or Indoor Lighting Rebates | High Efficiency HID Lighting | Healthcare | New | 1.6046 | 0.63617 | 2.5223 | 0 | 0 | 0.0019496 | Residential | Efficient Electric Heat Pump Rebates | Ceiling Insulation(R30 to R38) | Manufactured Home | New | 0.13465 | 0.63377 | 0.21245 | 0 | 0 | 0 | Fail TRC
[11 empty] | Residential | ENERGY STAR® Windows Rebates | Ceiling Insulation(R2 to R38) | Single Family | Existing | 2.7182 | 0.61638 | 4.41 | 0 | 0 | 0 | Fail RIM | Commercial | Indoor Lighting Billed Solution or Indoor Lighting Rebates | High Efficiency HID Lighting | Hospitals | New | 1.6046 | 0.63617 | 2.5223 | 0 | 0 | 0.010723 | Residential | Duct Repair/Replacement Rebates | Duct Insulation | Single Family | Existing | 0.067861 | 0.65819 | 0.1031 | 0 | 0 | 0 | Fail TRC
[11 empty] | Residential | ENERGY STAR® Windows Rebates | Ceiling Insulation(R2 to R38) | Multi-Family | Existing | 1.971 | 0.61638 | 3.1977 | 0 | 0 | 0 | Fail RIM | Commercial | Indoor Lighting Billed Solution or Indoor Lighting Rebates | High Efficiency HID Lighting | Institutional | New | 1.6046 | 0.63617 | 2.5223 | 0 | 0 | 0.018189 | Residential | Duct Repair/Replacement Rebates | Duct Insulation | Multi-Family | Existing | 0.05217 | 0.64635 | 0.080715 | 0 | 0 | 0 | Fail TRC
[11 empty] | Residential | ENERGY STAR® Windows Rebates | Ceiling Insulation(R2 to R38) | Manufactured Home | Existing | 1.9245 | 0.61638 | 3.1223 | 0 | 0 | 0 | Fail RIM | Commercial | Indoor Lighting Billed Solution or Indoor Lighting Rebates | High Efficiency HID Lighting | Lodging/Hospitality | New | 1.6046 | 0.63617 | 2.5223 | 0 | 0 | 0.11391 | Residential | Duct Repair/Replacement Rebates | Duct Insulation | Manufactured Home | Existing | 0.074044 | 0.64334 | 0.11509 | 0 | 0 | 0 | Fail TRC
[11 empty] | Residential | ENERGY STAR® Windows Rebates | Ceiling Insulation(R2 to R38) | Single Family | New | 2.7182 | 0.61638 | 4.41 | 0 | 0 | 0 | Fail RIM | Commercial | Indoor Lighting Billed Solution or Indoor Lighting Rebates | High Efficiency HID Lighting | Miscellaneous | New | 1.6046 | 0.63617 | 2.5223 | 0 | 0 | 0.0063113 | Residential | Duct Repair/Replacement Rebates | Duct Insulation | Single Family | New | 0 | 0 | 0 | 0 | 0 | 0 | Fail TRC
[11 empty] | Residential | ENERGY STAR® Windows Rebates | Ceiling Insulation(R2 to R38) | Multi-Family | New | 1.971 | 0.61638 | 3.1977 | 0 | 0 | 0 | Fail RIM | Commercial | Indoor Lighting Billed Solution or Indoor Lighting Rebates | High Efficiency HID Lighting | Offices | New | 1.6046 | 0.63617 | 2.5223 | 0 | 0 | 0.14281 | Residential | Duct Repair/Replacement Rebates | Duct Insulation | Multi-Family | New | 0 | 0 | 0 | 0 | 0 | 0 | Fail TRC
[11 empty] | Residential | ENERGY STAR® Windows Rebates | Ceiling Insulation(R2 to R38) | Manufactured Home | New | 1.9245 | 0.61638 | 3.1223 | 0 | 0 | 0 | Fail RIM | Commercial | Indoor Lighting Billed Solution or Indoor Lighting Rebates | High Efficiency HID Lighting | Restaurants | New | 1.6046 | 0.63617 | 2.5223 | 0 | 0 | 0.038044 | Residential | Duct Repair/Replacement Rebates | Duct Insulation | Manufactured Home | New | 0 | 0 | 0 | 0 | 0 | 0 | Fail TRC
[11 empty] | Residential | Efficient Electric Heat Pump Rebates | Ceiling Insulation(R30 to R38) | Single Family | Existing | 0.2024 | 0.63377 | 0.31936 | 0 | 0 | 0 | Fail RIM | Commercial | Indoor Lighting Billed Solution or Indoor Lighting Rebates | High Efficiency HID Lighting | Retail | New | 1.6046 | 0.63617 | 2.5223 | 0 | 0 | 0.12284 | Residential | Duct Repair/Replacement Rebates | Duct Repair | Single Family | New | 0 | 0 | 0 | 0 | 0 | 0 | Fail TRC
[11 empty] | Residential | Efficient Electric Heat Pump Rebates | Ceiling Insulation(R30 to R38) | Multi-Family | Existing | 0.14858 | 0.63377 | 0.23444 | 0 | 0 | 0 | Fail RIM | Commercial | Indoor Lighting Billed Solution or Indoor Lighting Rebates | High Efficiency HID Lighting | Schools K-12 | New | 1.6046 | 0.63617 | 2.5223 | 0 | 0 | 0.0052797 | Residential | Duct Repair/Replacement Rebates | Duct Repair | Multi-Family | New | 0 | 0 | 0 | 0 | 0 | 0 | Fail TRC
[11 empty] | Residential | Efficient Electric Heat Pump Rebates | Ceiling Insulation(R30 to R38) | Manufactured Home | Existing | 0.13465 | 0.63377 | 0.21245 | 0 | 0 | 0 | Fail RIM | Commercial | Indoor Lighting Billed Solution or Indoor Lighting Rebates | High Efficiency HID Lighting | Warehouse | New | 1.6046 | 0.63617 | 2.5223 | 0 | 0 | 0.019169 | Residential | Duct Repair/Replacement Rebates | Duct Repair | Manufactured Home | New | 0 | 0 | 0 | 0 | 0 | 0 | Fail TRC
[11 empty] | Residential | Efficient Electric Heat Pump Rebates | Ceiling Insulation(R30 to R38) | Single Family | New | 0.2024 | 0.63377 | 0.31936 | 0 | 0 | 0 | Fail RIM | Commercial | Indoor Lighting Billed Solution or Indoor Lighting Rebates | LED Exterior Lighting | Assembly | Turnover | 1.7053 | 0.63617 | 2.6806 | 0 | 0 | 0 | Residential | ENERGY STAR® Windows Rebates | Energy Star Windows | Single Family | Existing | 0.58698 | 0.58761 | 0.99893 | 0 | 0 | 0 | Fail TRC
[11 empty] | Residential | Efficient Electric Heat Pump Rebates | Ceiling Insulation(R30 to R38) | Multi-Family | New | 0.14858 | 0.63377 | 0.23444 | 0 | 0 | 0 | Fail RIM | Commercial | Indoor Lighting Billed Solution or Indoor Lighting Rebates | LED Exterior Lighting | College and University | Turnover | 1.7053 | 0.63617 | 2.6806 | 0 | 0 | 0.00079924 | Residential | ENERGY STAR® Windows Rebates | Energy Star Windows | Multi-Family | Existing | 0.58698 | 0.58761 | 0.99893 | 0 | 0 | 0 | Fail TRC
[11 empty] | Residential | Efficient Electric Heat Pump Rebates | Ceiling Insulation(R30 to R38) | Manufactured Home | New | 0.13465 | 0.63377 | 0.21245 | 0 | 0 | 0 | Fail RIM | Commercial | Indoor Lighting Billed Solution or Indoor Lighting Rebates | LED Exterior Lighting | Grocery | Turnover | 1.7053 | 0.63617 | 2.6806 | 0 | 0 | 0.0035044 | Residential | ENERGY STAR® Windows Rebates | Energy Star Windows | Manufactured Home | Existing | 0.58698 | 0.58761 | 0.99893 | 0 | 0 | 0 | Fail TRC
[11 empty] | Residential | Duct Repair/Replacement Rebates | Duct Insulation | Single Family | Existing | 0.067861 | 0.65819 | 0.1031 | 0 | 0 | 0 | Fail RIM | Commercial | Indoor Lighting Billed Solution or Indoor Lighting Rebates | LED Exterior Lighting | Healthcare | Turnover | 1.7053 | 0.63617 | 2.6806 | 0 | 0 | 0.0011628 | Residential | ENERGY STAR® Windows Rebates | Energy Star Windows | Single Family | New | 0.20498 | 0.52888 | 0.38758 | 0 | 0 | 0 | Fail TRC
[11 empty] | Residential | Duct Repair/Replacement Rebates | Duct Insulation | Multi-Family | Existing | 0.05217 | 0.64635 | 0.080715 | 0 | 0 | 0 | Fail RIM | Commercial | Indoor Lighting Billed Solution or Indoor Lighting Rebates | LED Exterior Lighting | Hospitals | Turnover | 1.7053 | 0.63617 | 2.6806 | 0 | 0 | 0.00046213 | Residential | ENERGY STAR® Windows Rebates | Energy Star Windows | Multi-Family | New | 0.20498 | 0.52888 | 0.38758 | 0 | 0 | 0 | Fail TRC
[11 empty] | Residential | Duct Repair/Replacement Rebates | Duct Insulation | Manufactured Home | Existing | 0.074044 | 0.64334 | 0.11509 | 0 | 0 | 0 | Fail RIM | Commercial | Indoor Lighting Billed Solution or Indoor Lighting Rebates | LED Exterior Lighting | Institutional | Turnover | 1.7053 | 0.63617 | 2.6806 | 0 | 0 | 0 | Residential | ENERGY STAR® Windows Rebates | Energy Star Windows | Manufactured Home | New | 0.20498 | 0.52888 | 0.38758 | 0 | 0 | 0 | Fail TRC
[11 empty] | Residential | Duct Repair/Replacement Rebates | Duct Insulation | Single Family | New | 0 | 0 | 0 | 0 | 0 | 0 | Fail RIM | Commercial | Indoor Lighting Billed Solution or Indoor Lighting Rebates | LED Exterior Lighting | Lodging/Hospitality | Turnover | 1.7053 | 0.63617 | 2.6806 | 0 | 0 | 0 | Residential | Ceiling Insulation Upgrade Rebates | Spray Foam Insulation(Base R12) | Single Family | Existing | 0.20459 | 0.61638 | 0.33192 | 0 | 0 | 0 | Fail TRC
[11 empty] | Residential | Duct Repair/Replacement Rebates | Duct Insulation | Multi-Family | New | 0 | 0 | 0 | 0 | 0 | 0 | Fail RIM | Commercial | Indoor Lighting Billed Solution or Indoor Lighting Rebates | LED Exterior Lighting | Miscellaneous | Turnover | 1.7053 | 0.63617 | 2.6806 | 0 | 0 | 0.0029089 | Residential | Ceiling Insulation Upgrade Rebates | Spray Foam Insulation(Base R12) | Multi-Family | Existing | 0.16434 | 0.61638 | 0.26662 | 0 | 0 | 0 | Fail TRC
[11 empty] | Residential | Duct Repair/Replacement Rebates | Duct Insulation | Manufactured Home | New | 0 | 0 | 0 | 0 | 0 | 0 | Fail RIM | Commercial | Indoor Lighting Billed Solution or Indoor Lighting Rebates | LED Exterior Lighting | Offices | Turnover | 1.7053 | 0.63617 | 2.6806 | 0 | 0 | 0.0092324 | Residential | Ceiling Insulation Upgrade Rebates | Spray Foam Insulation(Base R12) | Manufactured Home | Existing | 0.19342 | 0.61638 | 0.3138 | 0 | 0 | 0 | Fail TRC
[11 empty] | Residential | Duct Repair/Replacement Rebates | Duct Repair | Single Family | Existing | 1.6657 | 0.62234 | 2.6765 | 0 | 0 | 0 | Fail RIM | Commercial | Indoor Lighting Billed Solution or Indoor Lighting Rebates | LED Exterior Lighting | Restaurants | Turnover | 1.7053 | 0.63617 | 2.6806 | 0 | 0 | 0.0016046 | Residential | Ceiling Insulation Upgrade Rebates | Spray Foam Insulation(Base R12) | Single Family | New | 0.20459 | 0.61638 | 0.33192 | 0 | 0 | 0 | Fail TRC
[11 empty] | Residential | Duct Repair/Replacement Rebates | Duct Repair | Multi-Family | Existing | 1.0832 | 0.62234 | 1.7405 | 0 | 0 | 0 | Fail RIM | Commercial | Indoor Lighting Billed Solution or Indoor Lighting Rebates | LED Exterior Lighting | Retail | Turnover | 1.7053 | 0.63617 | 2.6806 | 0 | 0 | 0 | Residential | Ceiling Insulation Upgrade Rebates | Spray Foam Insulation(Base R12) | Multi-Family | New | 0.16434 | 0.61638 | 0.26662 | 0 | 0 | 0 | Fail TRC
[11 empty] | Residential | Duct Repair/Replacement Rebates | Duct Repair | Manufactured Home | Existing | 1.6294 | 0.62234 | 2.6182 | 0 | 0 | 0 | Fail RIM | Commercial | Indoor Lighting Billed Solution or Indoor Lighting Rebates | LED Exterior Lighting | Schools K-12 | Turnover | 1.7053 | 0.63617 | 2.6806 | 0 | 0 | 0.0034068 | Residential | Ceiling Insulation Upgrade Rebates | Spray Foam Insulation(Base R12) | Manufactured Home | New | 0.19342 | 0.61638 | 0.3138 | 0 | 0 | 0 | Fail TRC
[11 empty] | Residential | Duct Repair/Replacement Rebates | Duct Repair | Single Family | New | 0 | 0 | 0 | 0 | 0 | 0 | Fail RIM | Commercial | Indoor Lighting Billed Solution or Indoor Lighting Rebates | LED Exterior Lighting | Warehouse | Turnover | 1.7053 | 0.63617 | 2.6806 | 0 | 0 | 0.011166 | Residential | Ceiling Insulation Upgrade Rebates | Spray Foam Insulation(Base R19) | Single Family | Existing | 0.14912 | 0.63819 | 0.23367 | 0 | 0 | 0 | Fail TRC
[11 empty] | Residential | Duct Repair/Replacement Rebates | Duct Repair | Multi-Family | New | 0 | 0 | 0 | 0 | 0 | 0 | Fail RIM | Commercial | Indoor Lighting Billed Solution or Indoor Lighting Rebates | LED Exterior Lighting | Assembly | New | 1.7053 | 0.63617 | 2.6806 | 0 | 0 | 0 | Residential | Ceiling Insulation Upgrade Rebates | Spray Foam Insulation(Base R19) | Multi-Family | Existing | 0.12302 | 0.63819 | 0.19277 | 0 | 0 | 0 | Fail TRC
[11 empty] | Residential | Duct Repair/Replacement Rebates | Duct Repair | Manufactured Home | New | 0 | 0 | 0 | 0 | 0 | 0 | Fail RIM | Commercial | Indoor Lighting Billed Solution or Indoor Lighting Rebates | LED Exterior Lighting | College and University | New | 1.7053 | 0.63617 | 2.6806 | 0 | 0 | 1.8397e-05 | Residential | Ceiling Insulation Upgrade Rebates | Spray Foam Insulation(Base R19) | Manufactured Home | Existing | 0.15402 | 0.63819 | 0.24133 | 0 | 0 | 0 | Fail TRC
[11 empty] | Residential | ENERGY STAR® Windows Rebates | Energy Star Windows | Single Family | Existing | 0.58698 | 0.58761 | 0.99893 | 0 | 0 | 0 | Fail RIM | Commercial | Indoor Lighting Billed Solution or Indoor Lighting Rebates | LED Exterior Lighting | Grocery | New | 1.7053 | 0.63617 | 2.6806 | 0 | 0 | 8.7386e-05 | Residential | Ceiling Insulation Upgrade Rebates | Spray Foam Insulation(Base R19) | Single Family | New | 0.14912 | 0.63819 | 0.23367 | 0 | 0 | 0 | Fail TRC
[11 empty] | Residential | ENERGY STAR® Windows Rebates | Energy Star Windows | Multi-Family | Existing | 0.58698 | 0.58761 | 0.99893 | 0 | 0 | 0 | Fail RIM | Commercial | Indoor Lighting Billed Solution or Indoor Lighting Rebates | LED Exterior Lighting | Healthcare | New | 1.7053 | 0.63617 | 2.6806 | 0 | 0 | 2.6765e-05 | Residential | Ceiling Insulation Upgrade Rebates | Spray Foam Insulation(Base R19) | Multi-Family | New | 0.12302 | 0.63819 | 0.19277 | 0 | 0 | 0 | Fail TRC
[11 empty] | Residential | ENERGY STAR® Windows Rebates | Energy Star Windows | Manufactured Home | Existing | 0.58698 | 0.58761 | 0.99893 | 0 | 0 | 0 | Fail RIM | Commercial | Indoor Lighting Billed Solution or Indoor Lighting Rebates | LED Exterior Lighting | Hospitals | New | 1.7053 | 0.63617 | 2.6806 | 0 | 0 | 1.1524e-05 | Residential | Ceiling Insulation Upgrade Rebates | Spray Foam Insulation(Base R19) | Manufactured Home | New | 0.15402 | 0.63819 | 0.24133 | 0 | 0 | 0 | Fail TRC
[11 empty] | Residential | ENERGY STAR® Windows Rebates | Energy Star Windows | Single Family | New | 0.20498 | 0.52888 | 0.38758 | 0 | 0 | 0 | Fail RIM | Commercial | Indoor Lighting Billed Solution or Indoor Lighting Rebates | LED Exterior Lighting | Institutional | New | 1.7053 | 0.63617 | 2.6806 | 0 | 0 | 0 | Residential | Ceiling Insulation Upgrade Rebates | Spray Foam Insulation(Base R2) | Single Family | Existing | 0 | 0.63733 | 0 | 0 | 0 | 0 | Fail TRC
[11 empty] | Residential | ENERGY STAR® Windows Rebates | Energy Star Windows | Multi-Family | New | 0.20498 | 0.52888 | 0.38758 | 0 | 0 | 0 | Fail RIM | Commercial | Indoor Lighting Billed Solution or Indoor Lighting Rebates | LED Exterior Lighting | Lodging/Hospitality | New | 1.7053 | 0.63617 | 2.6806 | 0 | 0 | 0 | Residential | Ceiling Insulation Upgrade Rebates | Spray Foam Insulation(Base R2) | Multi-Family | Existing | 0 | 0.63733 | 0 | 0 | 0 | 0 | Fail TRC
[11 empty] | Residential | ENERGY STAR® Windows Rebates | Energy Star Windows | Manufactured Home | New | 0.20498 | 0.52888 | 0.38758 | 0 | 0 | 0 | Fail RIM | Commercial | Indoor Lighting Billed Solution or Indoor Lighting Rebates | LED Exterior Lighting | Miscellaneous | New | 1.7053 | 0.63617 | 2.6806 | 0 | 0 | 6.6958e-05 | Residential | Ceiling Insulation Upgrade Rebates | Spray Foam Insulation(Base R2) | Manufactured Home | Existing | 0 | 0.63733 | 0 | 0 | 0 | 0 | Fail TRC
[11 empty] | Residential | Ceiling Insulation Upgrade Rebates | Spray Foam Insulation(Base R12) | Single Family | Existing | 0.20459 | 0.61638 | 0.33192 | 0 | 0 | 0 | Fail RIM | Commercial | Indoor Lighting Billed Solution or Indoor Lighting Rebates | LED Exterior Lighting | Offices | New | 1.7053 | 0.63617 | 2.6806 | 0 | 0 | 0.00023022 | Residential | Ceiling Insulation Upgrade Rebates | Spray Foam Insulation(Base R2) | Single Family | New | 0 | 0.63733 | 0 | 0 | 0 | 0 | Fail TRC
[11 empty] | Residential | Ceiling Insulation Upgrade Rebates | Spray Foam Insulation(Base R12) | Multi-Family | Existing | 0.16434 | 0.61638 | 0.26662 | 0 | 0 | 0 | Fail RIM | Commercial | Indoor Lighting Billed Solution or Indoor Lighting Rebates | LED Exterior Lighting | Restaurants | New | 1.7053 | 0.63617 | 2.6806 | 0 | 0 | 4.0012e-05 | Residential | Ceiling Insulation Upgrade Rebates | Spray Foam Insulation(Base R2) | Multi-Family | New | 0 | 0.63733 | 0 | 0 | 0 | 0 | Fail TRC
[11 empty] | Residential | Ceiling Insulation Upgrade Rebates | Spray Foam Insulation(Base R12) | Manufactured Home | Existing | 0.19342 | 0.61638 | 0.3138 | 0 | 0 | 0 | Fail RIM | Commercial | Indoor Lighting Billed Solution or Indoor Lighting Rebates | LED Exterior Lighting | Retail | New | 1.7053 | 0.63617 | 2.6806 | 0 | 0 | 0 | Residential | Ceiling Insulation Upgrade Rebates | Spray Foam Insulation(Base R2) | Manufactured Home | New | 0 | 0.63733 | 0 | 0 | 0 | 0 | Fail TRC
[11 empty] | Residential | Ceiling Insulation Upgrade Rebates | Spray Foam Insulation(Base R12) | Single Family | New | 0.20459 | 0.61638 | 0.33192 | 0 | 0 | 0 | Fail RIM | Commercial | Indoor Lighting Billed Solution or Indoor Lighting Rebates | LED Exterior Lighting | Schools K-12 | New | 1.7053 | 0.63617 | 2.6806 | 0 | 0 | 7.8418e-05 | Residential | Ceiling Insulation Upgrade Rebates | Spray Foam Insulation(Base R30) | Single Family | Existing | 0.104 | 0.63377 | 0.1641 | 0 | 0 | 0 | Fail TRC
[11 empty] | Residential | Ceiling Insulation Upgrade Rebates | Spray Foam Insulation(Base R12) | Multi-Family | New | 0.16434 | 0.61638 | 0.26662 | 0 | 0 | 0 | Fail RIM | Commercial | Indoor Lighting Billed Solution or Indoor Lighting Rebates | LED Exterior Lighting | Warehouse | New | 1.7053 | 0.63617 | 2.6806 | 0 | 0 | 0.00025703 | Residential | Ceiling Insulation Upgrade Rebates | Spray Foam Insulation(Base R30) | Multi-Family | Existing | 0.086918 | 0.63377 | 0.13714 | 0 | 0 | 0 | Fail TRC
[11 empty] | Residential | Ceiling Insulation Upgrade Rebates | Spray Foam Insulation(Base R12) | Manufactured Home | New | 0.19342 | 0.61638 | 0.3138 | 0 | 0 | 0 | Fail RIM | Commercial | Custom Incentives | High Efficiency Chiller (Air Cooled, 50 tons) | Assembly | Turnover | 1.6348 | 0.66777 | 2.4482 | 0.065922 | 0.003861 | 0.24499 | Residential | Ceiling Insulation Upgrade Rebates | Spray Foam Insulation(Base R30) | Manufactured Home | Existing | 0.12203 | 0.63377 | 0.19255 | 0 | 0 | 0 | Fail TRC
[11 empty] | Residential | Ceiling Insulation Upgrade Rebates | Spray Foam Insulation(Base R19) | Single Family | Existing | 0.14912 | 0.63819 | 0.23367 | 0 | 0 | 0 | Fail RIM | Commercial | Custom Incentives | High Efficiency Chiller (Air Cooled, 50 tons) | College and University | Turnover | 1.8137 | 0.66777 | 2.7161 | 0.026987 | 0.0015806 | 0.10029 | Residential | Ceiling Insulation Upgrade Rebates | Spray Foam Insulation(Base R30) | Single Family | New | 0.12606 | 0.63377 | 0.19891 | 0 | 0 | 0 | Fail TRC
[11 empty] | Residential | Ceiling Insulation Upgrade Rebates | Spray Foam Insulation(Base R19) | Multi-Family | Existing | 0.12302 | 0.63819 | 0.19277 | 0 | 0 | 0 | Fail RIM | Commercial | Custom Incentives | High Efficiency Chiller (Air Cooled, 50 tons) | Healthcare | Turnover | 3.5574 | 0.66777 | 5.3272 | 0 | 0 | 0 | Residential | Ceiling Insulation Upgrade Rebates | Spray Foam Insulation(Base R30) | Multi-Family | New | 0.087511 | 0.63377 | 0.13808 | 0 | 0 | 0 | Fail TRC
[11 empty] | Residential | Ceiling Insulation Upgrade Rebates | Spray Foam Insulation(Base R19) | Manufactured Home | Existing | 0.15402 | 0.63819 | 0.24133 | 0 | 0 | 0 | Fail RIM | Commercial | Custom Incentives | High Efficiency Chiller (Air Cooled, 50 tons) | Hospitals | Turnover | 3.3698 | 0.66777 | 5.0463 | 0.13471 | 0.0078896 | 0.50061 | Residential | Ceiling Insulation Upgrade Rebates | Spray Foam Insulation(Base R30) | Manufactured Home | New | 0.12962 | 0.63377 | 0.20452 | 0 | 0 | 0 | Fail TRC
[11 empty] | Residential | Ceiling Insulation Upgrade Rebates | Spray Foam Insulation(Base R19) | Single Family | New | 0.14912 | 0.63819 | 0.23367 | 0 | 0 | 0 | Fail RIM | Commercial | Custom Incentives | High Efficiency Chiller (Air Cooled, 50 tons) | Lodging/Hospitality | Turnover | 2.7006 | 0.66777 | 4.0441 | 0.15444 | 0.0090455 | 0.57395 | Residential | Window Film/Solar Screen Rebates | Window Sun Protection | Single Family | Existing | 0.049017 | 0.68038 | 0.072043 | 0 | 0 | 0 | Fail TRC
[11 empty] | Residential | Ceiling Insulation Upgrade Rebates | Spray Foam Insulation(Base R19) | Multi-Family | New | 0.12302 | 0.63819 | 0.19277 | 0 | 0 | 0 | Fail RIM | Commercial | Custom Incentives | High Efficiency Chiller (Air Cooled, 50 tons) | Offices | Turnover | 1.84 | 0.66777 | 2.7554 | 0.24551 | 0.014379 | 0.91238 | Residential | Window Film/Solar Screen Rebates | Window Sun Protection | Multi-Family | Existing | 0.068848 | 0.68038 | 0.10119 | 0 | 0 | 0 | Fail TRC
[11 empty] | Residential | Ceiling Insulation Upgrade Rebates | Spray Foam Insulation(Base R19) | Manufactured Home | New | 0.15402 | 0.63819 | 0.24133 | 0 | 0 | 0 | Fail RIM | Commercial | Custom Incentives | High Efficiency Chiller (Air Cooled, 50 tons) | Restaurants | Turnover | 2.6493 | 0.66777 | 3.9673 | 0.011262 | 0.00065962 | 0.041854 | Residential | Window Film/Solar Screen Rebates | Window Sun Protection | Manufactured Home | Existing | 0.052209 | 0.68038 | 0.076734 | 0 | 0 | 0 | Fail TRC
[11 empty] | Residential | Ceiling Insulation Upgrade Rebates | Spray Foam Insulation(Base R2) | Single Family | Existing | 0 | 0.63733 | 0 | 0 | 0 | 0 | Fail RIM | Commercial | Custom Incentives | High Efficiency Chiller (Air Cooled, 50 tons) | Retail | Turnover | 2.0764 | 0.66777 | 3.1094 | 0 | 0 | 0 | Residential | Window Film/Solar Screen Rebates | Window Sun Protection | Single Family | New | 0.049017 | 0.68038 | 0.072043 | 0 | 0 | 0 | Fail TRC
[11 empty] | Residential | Ceiling Insulation Upgrade Rebates | Spray Foam Insulation(Base R2) | Multi-Family | Existing | 0 | 0.63733 | 0 | 0 | 0 | 0 | Fail RIM | Commercial | Custom Incentives | High Efficiency Chiller (Air Cooled, 50 tons) | Schools K-12 | Turnover | 1.805 | 0.66777 | 2.703 | 0.36502 | 0.021379 | 1.3565 | Residential | Window Film/Solar Screen Rebates | Window Sun Protection | Multi-Family | New | 0.068848 | 0.68038 | 0.10119 | 0 | 0 | 0 | Fail TRC
[11 empty] | Residential | Ceiling Insulation Upgrade Rebates | Spray Foam Insulation(Base R2) | Manufactured Home | Existing | 0 | 0.63733 | 0 | 0 | 0 | 0 | Fail RIM | Commercial | Custom Incentives | High Efficiency Chiller (Air Cooled, 50 tons) | Assembly | New | 1.6348 | 0.66777 | 2.4482 | 0.0012486 | 7.3129e-05 | 0.0046402 | Residential | Window Film/Solar Screen Rebates | Window Sun Protection | Manufactured Home | New | 0.052209 | 0.68038 | 0.076734 | 0 | 0 | 0 | Fail TRC
[11 empty] | Residential | Ceiling Insulation Upgrade Rebates | Spray Foam Insulation(Base R2) | Single Family | New | 0 | 0.63733 | 0 | 0 | 0 | 0 | Fail RIM | Commercial | Custom Incentives | High Efficiency Chiller (Air Cooled, 50 tons) | College and University | New | 1.8137 | 0.66777 | 2.7161 | 0.00061799 | 3.6195e-05 | 0.0022967 | Residential | Indoor Lighting Billed Solution or Indoor Lighting Rebates | Interior Lighting Controls | Single Family | Existing | 0.25856 | 0.62653 | 0.41269 | 0 | 0 | 0 | Fail TRC
[11 empty] | Residential | Ceiling Insulation Upgrade Rebates | Spray Foam Insulation(Base R2) | Multi-Family | New | 0 | 0.63733 | 0 | 0 | 0 | 0 | Fail RIM | Commercial | Custom Incentives | High Efficiency Chiller (Air Cooled, 50 tons) | Healthcare | New | 3.5574 | 0.66777 | 5.3272 | 0 | 0 | 0 | Residential | Indoor Lighting Billed Solution or Indoor Lighting Rebates | Interior Lighting Controls | Multi-Family | Existing | 0.25856 | 0.62653 | 0.41269 | 0 | 0 | 0 | Fail TRC
[11 empty] | Residential | Ceiling Insulation Upgrade Rebates | Spray Foam Insulation(Base R2) | Manufactured Home | New | 0 | 0.63733 | 0 | 0 | 0 | 0 | Fail RIM | Commercial | Custom Incentives | High Efficiency Chiller (Air Cooled, 50 tons) | Hospitals | New | 3.3698 | 0.66777 | 5.0463 | 0.0031007 | 0.0001816 | 0.011523 | Residential | Indoor Lighting Billed Solution or Indoor Lighting Rebates | Interior Lighting Controls | Manufactured Home | Existing | 0.25856 | 0.62653 | 0.41269 | 0 | 0 | 0 | Fail TRC
[11 empty] | Residential | Ceiling Insulation Upgrade Rebates | Spray Foam Insulation(Base R30) | Single Family | Existing | 0.104 | 0.63377 | 0.1641 | 0 | 0 | 0 | Fail RIM | Commercial | Custom Incentives | High Efficiency Chiller (Air Cooled, 50 tons) | Lodging/Hospitality | New | 2.7006 | 0.66777 | 4.0441 | 0.0032594 | 0.0001909 | 0.012113 | Residential | Indoor Lighting Billed Solution or Indoor Lighting Rebates | Interior Lighting Controls | Single Family | New | 0.25856 | 0.62653 | 0.41269 | 0 | 0 | 0 | Fail TRC
[11 empty] | Residential | Ceiling Insulation Upgrade Rebates | Spray Foam Insulation(Base R30) | Multi-Family | Existing | 0.086918 | 0.63377 | 0.13714 | 0 | 0 | 0 | Fail RIM | Commercial | Custom Incentives | High Efficiency Chiller (Air Cooled, 50 tons) | Offices | New | 1.84 | 0.66777 | 2.7554 | 0.0048024 | 0.00028127 | 0.017847 | Residential | Indoor Lighting Billed Solution or Indoor Lighting Rebates | Interior Lighting Controls | Multi-Family | New | 0.25856 | 0.62653 | 0.41269 | 0 | 0 | 0 | Fail TRC
[11 empty] | Residential | Ceiling Insulation Upgrade Rebates | Spray Foam Insulation(Base R30) | Manufactured Home | Existing | 0.12203 | 0.63377 | 0.19255 | 0 | 0 | 0 | Fail RIM | Commercial | Custom Incentives | High Efficiency Chiller (Air Cooled, 50 tons) | Restaurants | New | 2.6493 | 0.66777 | 3.9673 | 0.00024085 | 1.4106e-05 | 0.00089506 | Residential | Indoor Lighting Billed Solution or Indoor Lighting Rebates | Interior Lighting Controls | Manufactured Home | New | 0.25856 | 0.62653 | 0.41269 | 0 | 0 | 0 | Fail TRC
[11 empty] | Residential | Ceiling Insulation Upgrade Rebates | Spray Foam Insulation(Base R30) | Single Family | New | 0.12606 | 0.63377 | 0.19891 | 0 | 0 | 0 | Fail RIM | Commercial | Custom Incentives | High Efficiency Chiller (Air Cooled, 50 tons) | Retail | New | 2.0764 | 0.66777 | 3.1094 | 0 | 0 | 0 | Commercial | Custom Incentives | Energy Star Commercial Oven | Assembly | Turnover | 3.6228 | 0.70592 | 5.132 | 0 | 0 | 0 | Fail 2-year Threshold
[11 empty] | Residential | Ceiling Insulation Upgrade Rebates | Spray Foam Insulation(Base R30) | Multi-Family | New | 0.087511 | 0.63377 | 0.13808 | 0 | 0 | 0 | Fail RIM | Commercial | Custom Incentives | High Efficiency Chiller (Air Cooled, 50 tons) | Schools K-12 | New | 1.805 | 0.66777 | 2.703 | 0.0080482 | 0.00047138 | 0.02991 | Commercial | Custom Incentives | Energy Star Commercial Oven | College and University | Turnover | 3.6228 | 0.70592 | 5.132 | 0 | 0 | 0 | Fail 2-year Threshold
[11 empty] | Residential | Ceiling Insulation Upgrade Rebates | Spray Foam Insulation(Base R30) | Manufactured Home | New | 0.12962 | 0.63377 | 0.20452 | 0 | 0 | 0 | Fail RIM | Commercial | Custom Incentives | High Efficiency Chiller (Water cooled-centrifugal, 200 tons) | Assembly | Turnover | 1.5927 | 0.73314 | 2.1724 | 0.044147 | 0.00011036 | 0.1186 | Commercial | Custom Incentives | Energy Star Commercial Oven | Grocery | Turnover | 3.6228 | 0.70592 | 5.132 | 0 | 0 | 0 | Fail 2-year Threshold
[11 empty] | Residential | Window Film/Solar Screen Rebates | Window Sun Protection | Single Family | Existing | 0.049017 | 0.68038 | 0.072043 | 0 | 0 | 0 | Fail RIM | Commercial | Custom Incentives | High Efficiency Chiller (Water cooled-centrifugal, 200 tons) | College and University | Turnover | 1.767 | 0.73314 | 2.4101 | 0.018131 | 4.5322e-05 | 0.048708 | Commercial | Custom Incentives | Energy Star Commercial Oven | Healthcare | Turnover | 3.6228 | 0.70592 | 5.132 | 0 | 0 | 0 | Fail 2-year Threshold
[11 empty] | Residential | Window Film/Solar Screen Rebates | Window Sun Protection | Multi-Family | Existing | 0.068848 | 0.68038 | 0.10119 | 0 | 0 | 0 | Fail RIM | Commercial | Custom Incentives | High Efficiency Chiller (Water cooled-centrifugal, 200 tons) | Healthcare | Turnover | 3.4657 | 0.73314 | 4.7272 | 0 | 0 | 0 | Commercial | Custom Incentives | Energy Star Commercial Oven | Hospitals | Turnover | 3.6228 | 0.70592 | 5.132 | 0 | 0 | 0 | Fail 2-year Threshold
[11 empty] | Residential | Window Film/Solar Screen Rebates | Window Sun Protection | Manufactured Home | Existing | 0.052209 | 0.68038 | 0.076734 | 0 | 0 | 0 | Fail RIM | Commercial | Custom Incentives | High Efficiency Chiller (Water cooled-centrifugal, 200 tons) | Hospitals | Turnover | 3.2829 | 0.73314 | 4.4779 | 0.090211 | 0.00022551 | 0.24236 | Commercial | Custom Incentives | Energy Star Commercial Oven | Institutional | Turnover | 3.6228 | 0.70592 | 5.132 | 0 | 0 | 0 | Fail 2-year Threshold
[11 empty] | Residential | Window Film/Solar Screen Rebates | Window Sun Protection | Single Family | New | 0.049017 | 0.68038 | 0.072043 | 0 | 0 | 0 | Fail RIM | Commercial | Custom Incentives | High Efficiency Chiller (Water cooled-centrifugal, 200 tons) | Lodging/Hospitality | Turnover | 2.6309 | 0.73314 | 3.5886 | 0.10376 | 0.00025937 | 0.27875 | Commercial | Custom Incentives | Energy Star Commercial Oven | Lodging/Hospitality | Turnover | 3.6228 | 0.70592 | 5.132 | 0 | 0 | 0 | Fail 2-year Threshold
[11 empty] | Residential | Window Film/Solar Screen Rebates | Window Sun Protection | Multi-Family | New | 0.068848 | 0.68038 | 0.10119 | 0 | 0 | 0 | Fail RIM | Commercial | Custom Incentives | High Efficiency Chiller (Water cooled-centrifugal, 200 tons) | Offices | Turnover | 1.7925 | 0.73314 | 2.445 | 0.16441 | 0.00041099 | 0.4417 | Commercial | Custom Incentives | Energy Star Commercial Oven | Miscellaneous | Turnover | 3.6228 | 0.70592 | 5.132 | 0 | 0 | 0 | Fail 2-year Threshold
[11 empty] | Residential | Window Film/Solar Screen Rebates | Window Sun Protection | Manufactured Home | New | 0.052209 | 0.68038 | 0.076734 | 0 | 0 | 0 | Fail RIM | Commercial | Custom Incentives | High Efficiency Chiller (Water cooled-centrifugal, 200 tons) | Restaurants | Turnover | 2.581 | 0.73314 | 3.5205 | 0.0075663 | 1.8914e-05 | 0.020327 | Commercial | Custom Incentives | Energy Star Commercial Oven | Offices | Turnover | 3.6228 | 0.70592 | 5.132 | 0 | 0 | 0 | Fail 2-year Threshold
[11 empty] | Residential | Indoor Lighting Billed Solution or Indoor Lighting Rebates | Interior Lighting Controls | Single Family | Existing | 0.25856 | 0.62653 | 0.41269 | 0 | 0 | 0 | Fail RIM | Commercial | Custom Incentives | High Efficiency Chiller (Water cooled-centrifugal, 200 tons) | Retail | Turnover | 2.0229 | 0.73314 | 2.7592 | 0 | 0 | 0 | Commercial | Custom Incentives | Energy Star Commercial Oven | Restaurants | Turnover | 3.6228 | 0.70592 | 5.132 | 0 | 0 | 0 | Fail 2-year Threshold
[11 empty] | Residential | Indoor Lighting Billed Solution or Indoor Lighting Rebates | Interior Lighting Controls | Multi-Family | Existing | 0.25856 | 0.62653 | 0.41269 | 0 | 0 | 0 | Fail RIM | Commercial | Custom Incentives | High Efficiency Chiller (Water cooled-centrifugal, 200 tons) | Schools K-12 | Turnover | 1.7584 | 0.73314 | 2.3985 | 0.24523 | 0.00061303 | 0.65883 | Commercial | Custom Incentives | Energy Star Commercial Oven | Retail | Turnover | 3.6228 | 0.70592 | 5.132 | 0 | 0 | 0 | Fail 2-year Threshold
[11 empty] | Residential | Indoor Lighting Billed Solution or Indoor Lighting Rebates | Interior Lighting Controls | Manufactured Home | Existing | 0.25856 | 0.62653 | 0.41269 | 0 | 0 | 0 | Fail RIM | Commercial | Custom Incentives | High Efficiency Chiller (Water cooled-centrifugal, 200 tons) | Assembly | New | 1.5927 | 0.73314 | 2.1724 | 3.8809e-05 | 9.7014e-08 | 0.00010426 | Commercial | Custom Incentives | Energy Star Commercial Oven | Schools K-12 | Turnover | 3.6228 | 0.70592 | 5.132 | 0 | 0 | 0 | Fail 2-year Threshold
[11 empty] | Residential | Indoor Lighting Billed Solution or Indoor Lighting Rebates | Interior Lighting Controls | Single Family | New | 0.25856 | 0.62653 | 0.41269 | 0 | 0 | 0 | Fail RIM | Commercial | Custom Incentives | High Efficiency Chiller (Water cooled-centrifugal, 200 tons) | College and University | New | 1.767 | 0.73314 | 2.4101 | 0.00039155 | 9.7879e-07 | 0.0010519 | Commercial | Custom Incentives | Energy Star Commercial Oven | Warehouse | Turnover | 3.6228 | 0.70592 | 5.132 | 0 | 0 | 0 | Fail 2-year Threshold
[11 empty] | Residential | Indoor Lighting Billed Solution or Indoor Lighting Rebates | Interior Lighting Controls | Multi-Family | New | 0.25856 | 0.62653 | 0.41269 | 0 | 0 | 0 | Fail RIM | Commercial | Custom Incentives | High Efficiency Chiller (Water cooled-centrifugal, 200 tons) | Healthcare | New | 3.4657 | 0.73314 | 4.7272 | 0 | 0 | 0 | Commercial | Custom Incentives | Energy Star Commercial Oven | Assembly | New | 3.6228 | 0.70592 | 5.132 | 0 | 0 | 0 | Fail 2-year Threshold
[11 empty] | Residential | Indoor Lighting Billed Solution or Indoor Lighting Rebates | Interior Lighting Controls | Manufactured Home | New | 0.25856 | 0.62653 | 0.41269 | 0 | 0 | 0 | Fail RIM | Commercial | Custom Incentives | High Efficiency Chiller (Water cooled-centrifugal, 200 tons) | Hospitals | New | 3.2829 | 0.73314 | 4.4779 | 0.0020765 | 5.1907e-06 | 0.0055785 | Commercial | Custom Incentives | Energy Star Commercial Oven | College and University | New | 3.6228 | 0.70592 | 5.132 | 0 | 0 | 0 | Fail 2-year Threshold
[11 empty] | Commercial | Custom Incentives | Efficient Exhaust Hood | Assembly | Turnover | 3.2843 | 0.71916 | 4.5669 | 0 | 0 | 0 | Fail RIM | Commercial | Custom Incentives | High Efficiency Chiller (Water cooled-centrifugal, 200 tons) | Lodging/Hospitality | New | 2.6309 | 0.73314 | 3.5886 | 0 | 0 | 0 | Commercial | Custom Incentives | Energy Star Commercial Oven | Grocery | New | 3.6228 | 0.70592 | 5.132 | 0 | 0 | 0 | Fail 2-year Threshold
[11 empty] | Commercial | Custom Incentives | Efficient Exhaust Hood | College and University | Turnover | 3.2843 | 0.71916 | 4.5669 | 0 | 0 | 0 | Fail RIM | Commercial | Custom Incentives | High Efficiency Chiller (Water cooled-centrifugal, 200 tons) | Offices | New | 1.7925 | 0.73314 | 2.445 | 0.00048663 | 1.2165e-06 | 0.0013074 | Commercial | Custom Incentives | Energy Star Commercial Oven | Healthcare | New | 3.6228 | 0.70592 | 5.132 | 0 | 0 | 0 | Fail 2-year Threshold
[11 empty] | Commercial | Custom Incentives | Efficient Exhaust Hood | Grocery | Turnover | 3.2843 | 0.71916 | 4.5669 | 0 | 0 | 0 | Fail RIM | Commercial | Custom Incentives | High Efficiency Chiller (Water cooled-centrifugal, 200 tons) | Restaurants | New | 2.581 | 0.73314 | 3.5205 | 2.5546e-05 | 6.3859e-08 | 6.863e-05 | Commercial | Custom Incentives | Energy Star Commercial Oven | Hospitals | New | 3.6228 | 0.70592 | 5.132 | 0 | 0 | 0 | Fail 2-year Threshold
[11 empty] | Commercial | Custom Incentives | Efficient Exhaust Hood | Healthcare | Turnover | 3.2843 | 0.71916 | 4.5669 | 0 | 0 | 0 | Fail RIM | Commercial | Custom Incentives | High Efficiency Chiller (Water cooled-centrifugal, 200 tons) | Retail | New | 2.0229 | 0.73314 | 2.7592 | 0 | 0 | 0 | Commercial | Custom Incentives | Energy Star Commercial Oven | Institutional | New | 3.6228 | 0.70592 | 5.132 | 0 | 0 | 0 | Fail 2-year Threshold
[11 empty] | Commercial | Custom Incentives | Efficient Exhaust Hood | Hospitals | Turnover | 3.2843 | 0.71916 | 4.5669 | 0 | 0 | 0 | Fail RIM | Commercial | Custom Incentives | High Efficiency Chiller (Water cooled-centrifugal, 200 tons) | Schools K-12 | New | 1.7584 | 0.73314 | 2.3985 | 0.0027849 | 6.9617e-06 | 0.0074818 | Commercial | Custom Incentives | Energy Star Commercial Oven | Lodging/Hospitality | New | 3.6228 | 0.70592 | 5.132 | 0 | 0 | 0 | Fail 2-year Threshold
[11 empty] | Commercial | Custom Incentives | Efficient Exhaust Hood | Institutional | Turnover | 3.2843 | 0.71916 | 4.5669 | 0 | 0 | 0 | Fail RIM | Commercial | Custom Incentives | High Efficiency Chiller (Water cooled-positive displacement, 100 tons) | College and University | Turnover | 1.0279 | 0.73314 | 1.402 | 0.010498 | 2.6243e-05 | 0.028204 | Commercial | Custom Incentives | Energy Star Commercial Oven | Miscellaneous | New | 3.6228 | 0.70592 | 5.132 | 0 | 0 | 0 | Fail 2-year Threshold
[11 empty] | Commercial | Custom Incentives | Efficient Exhaust Hood | Lodging/Hospitality | Turnover | 3.2843 | 0.71916 | 4.5669 | 0 | 0 | 0 | Fail RIM | Commercial | Custom Incentives | High Efficiency Chiller (Water cooled-positive displacement, 100 tons) | Healthcare | Turnover | 2.0161 | 0.73314 | 2.7499 | 0 | 0 | 0 | Commercial | Custom Incentives | Energy Star Commercial Oven | Offices | New | 3.6228 | 0.70592 | 5.132 | 0 | 0 | 0 | Fail 2-year Threshold
[11 empty] | Commercial | Custom Incentives | Efficient Exhaust Hood | Miscellaneous | Turnover | 3.2843 | 0.71916 | 4.5669 | 0 | 0 | 0 | Fail RIM | Commercial | Custom Incentives | High Efficiency Chiller (Water cooled-positive displacement, 100 tons) | Hospitals | Turnover | 1.9098 | 0.73314 | 2.6049 | 0.049777 | 0.00012443 | 0.13373 | Commercial | Custom Incentives | Energy Star Commercial Oven | Restaurants | New | 3.6228 | 0.70592 | 5.132 | 0 | 0 | 0 | Fail 2-year Threshold
[11 empty] | Commercial | Custom Incentives | Efficient Exhaust Hood | Offices | Turnover | 3.2843 | 0.71916 | 4.5669 | 0 | 0 | 0 | Fail RIM | Commercial | Custom Incentives | High Efficiency Chiller (Water cooled-positive displacement, 100 tons) | Lodging/Hospitality | Turnover | 1.5305 | 0.73314 | 2.0876 | 0.061553 | 0.00015387 | 0.16536 | Commercial | Custom Incentives | Energy Star Commercial Oven | Retail | New | 3.6228 | 0.70592 | 5.132 | 0 | 0 | 0 | Fail 2-year Threshold
[11 empty] | Commercial | Custom Incentives | Efficient Exhaust Hood | Restaurants | Turnover | 3.2843 | 0.71916 | 4.5669 | 0 | 0 | 0 | Fail RIM | Commercial | Custom Incentives | High Efficiency Chiller (Water cooled-positive displacement, 100 tons) | Offices | Turnover | 1.0428 | 0.73314 | 1.4224 | 0.095318 | 0.00023827 | 0.25608 | Commercial | Custom Incentives | Energy Star Commercial Oven | Schools K-12 | New | 3.6228 | 0.70592 | 5.132 | 0 | 0 | 0 | Fail 2-year Threshold
[11 empty] | Commercial | Custom Incentives | Efficient Exhaust Hood | Retail | Turnover | 3.2843 | 0.71916 | 4.5669 | 0 | 0 | 0 | Fail RIM | Commercial | Custom Incentives | High Efficiency Chiller (Water cooled-positive displacement, 100 tons) | Restaurants | Turnover | 1.5014 | 0.73314 | 2.048 | 0.0045957 | 1.1488e-05 | 0.012347 | Commercial | Custom Incentives | Energy Star Commercial Oven | Warehouse | New | 3.6228 | 0.70592 | 5.132 | 0 | 0 | 0 | Fail 2-year Threshold
[11 empty] | Commercial | Custom Incentives | Efficient Exhaust Hood | Schools K-12 | Turnover | 3.2843 | 0.71916 | 4.5669 | 0 | 0 | 0 | Fail RIM | Commercial | Custom Incentives | High Efficiency Chiller (Water cooled-positive displacement, 100 tons) | Retail | Turnover | 1.1768 | 0.73314 | 1.6051 | 0 | 0 | 0 | Commercial | Custom Incentives | Energy Star Fryer | Assembly | Turnover | 0.28459 | 0.71352 | 0.39885 | 0 | 0 | 0 | Fail TRC
[11 empty] | Commercial | Custom Incentives | Efficient Exhaust Hood | Warehouse | Turnover | 3.2843 | 0.71916 | 4.5669 | 0 | 0 | 0 | Fail RIM | Commercial | Custom Incentives | High Efficiency Chiller (Water cooled-positive displacement, 100 tons) | Schools K-12 | Turnover | 1.0229 | 0.73314 | 1.3953 | 0.142 | 0.00035496 | 0.38148 | Commercial | Custom Incentives | Energy Star Fryer | College and University | Turnover | 0.28459 | 0.71352 | 0.39885 | 0 | 0 | 0 | Fail TRC
[11 empty] | Commercial | Custom Incentives | Efficient Exhaust Hood | Assembly | New | 3.2843 | 0.71916 | 4.5669 | 0 | 0 | 0 | Fail RIM | Commercial | Custom Incentives | High Efficiency Chiller (Water cooled-positive displacement, 100 tons) | College and University | New | 1.0279 | 0.73314 | 1.402 | 0.00022511 | 5.6272e-07 | 0.00060476 | Commercial | Custom Incentives | Energy Star Fryer | Grocery | Turnover | 0.28459 | 0.71352 | 0.39885 | 0 | 0 | 0 | Fail TRC
[11 empty] | Commercial | Custom Incentives | Efficient Exhaust Hood | College and University | New | 3.2843 | 0.71916 | 4.5669 | 0 | 0 | 0 | Fail RIM | Commercial | Custom Incentives | High Efficiency Chiller (Water cooled-positive displacement, 100 tons) | Healthcare | New | 2.0161 | 0.73314 | 2.7499 | 0 | 0 | 0 | Commercial | Custom Incentives | Energy Star Fryer | Healthcare | Turnover | 0.28459 | 0.71352 | 0.39885 | 0 | 0 | 0 | Fail TRC
[11 empty] | Commercial | Custom Incentives | Efficient Exhaust Hood | Grocery | New | 3.2843 | 0.71916 | 4.5669 | 0 | 0 | 0 | Fail RIM | Commercial | Custom Incentives | High Efficiency Chiller (Water cooled-positive displacement, 100 tons) | Hospitals | New | 1.9098 | 0.73314 | 2.6049 | 0.00081609 | 2.04e-06 | 0.0021924 | Commercial | Custom Incentives | Energy Star Fryer | Hospitals | Turnover | 0.28459 | 0.71352 | 0.39885 | 0 | 0 | 0 | Fail TRC
[11 empty] | Commercial | Custom Incentives | Efficient Exhaust Hood | Healthcare | New | 3.2843 | 0.71916 | 4.5669 | 0 | 0 | 0 | Fail RIM | Commercial | Custom Incentives | High Efficiency Chiller (Water cooled-positive displacement, 100 tons) | Lodging/Hospitality | New | 1.5305 | 0.73314 | 2.0876 | 0 | 0 | 0 | Commercial | Custom Incentives | Energy Star Fryer | Institutional | Turnover | 0.28459 | 0.71352 | 0.39885 | 0 | 0 | 0 | Fail TRC
[11 empty] | Commercial | Custom Incentives | Efficient Exhaust Hood | Hospitals | New | 3.2843 | 0.71916 | 4.5669 | 0 | 0 | 0 | Fail RIM | Commercial | Custom Incentives | High Efficiency Chiller (Water cooled-positive displacement, 100 tons) | Offices | New | 1.0428 | 0.73314 | 1.4224 | 0.00029512 | 7.3773e-07 | 0.00079285 | Commercial | Custom Incentives | Energy Star Fryer | Lodging/Hospitality | Turnover | 0.28459 | 0.71352 | 0.39885 | 0 | 0 | 0 | Fail TRC
[11 empty] | Commercial | Custom Incentives | Efficient Exhaust Hood | Institutional | New | 3.2843 | 0.71916 | 4.5669 | 0 | 0 | 0 | Fail RIM | Commercial | Custom Incentives | High Efficiency Chiller (Water cooled-positive displacement, 100 tons) | Restaurants | New | 1.5014 | 0.73314 | 2.048 | 1.5517e-05 | 3.8788e-08 | 4.1686e-05 | Commercial | Custom Incentives | Energy Star Fryer | Miscellaneous | Turnover | 0.28459 | 0.71352 | 0.39885 | 0 | 0 | 0 | Fail TRC
[11 empty] | Commercial | Custom Incentives | Efficient Exhaust Hood | Lodging/Hospitality | New | 3.2843 | 0.71916 | 4.5669 | 0 | 0 | 0 | Fail RIM | Commercial | Custom Incentives | High Efficiency Chiller (Water cooled-positive displacement, 100 tons) | Retail | New | 1.1768 | 0.73314 | 1.6051 | 0 | 0 | 0 | Commercial | Custom Incentives | Energy Star Fryer | Offices | Turnover | 0.28459 | 0.71352 | 0.39885 | 0 | 0 | 0 | Fail TRC
[11 empty] | Commercial | Custom Incentives | Efficient Exhaust Hood | Miscellaneous | New | 3.2843 | 0.71916 | 4.5669 | 0 | 0 | 0 | Fail RIM | Commercial | Custom Incentives | High Efficiency Chiller (Water cooled-positive displacement, 100 tons) | Schools K-12 | New | 1.0229 | 0.73314 | 1.3953 | 0.0016011 | 4.0023e-06 | 0.0043013 | Commercial | Custom Incentives | Energy Star Fryer | Restaurants | Turnover | 0.28459 | 0.71352 | 0.39885 | 0 | 0 | 0 | Fail TRC
[11 empty] | Commercial | Custom Incentives | Efficient Exhaust Hood | Offices | New | 3.2843 | 0.71916 | 4.5669 | 0 | 0 | 0 | Fail RIM | Commercial | Custom Incentives | High Efficiency PTAC | Grocery | Turnover | 2.5447 | 0.6853 | 3.7133 | 0 | 0 | 0 | Commercial | Custom Incentives | Energy Star Fryer | Retail | Turnover | 0.28459 | 0.71352 | 0.39885 | 0 | 0 | 0 | Fail TRC
[11 empty] | Commercial | Custom Incentives | Efficient Exhaust Hood | Restaurants | New | 3.2843 | 0.71916 | 4.5669 | 0 | 0 | 0 | Fail RIM | Commercial | Custom Incentives | High Efficiency PTAC | Institutional | Turnover | 2.4883 | 0.6853 | 3.6311 | 0 | 0 | 0 | Commercial | Custom Incentives | Energy Star Fryer | Schools K-12 | Turnover | 0.28459 | 0.71352 | 0.39885 | 0 | 0 | 0 | Fail TRC
[11 empty] | Commercial | Custom Incentives | Efficient Exhaust Hood | Retail | New | 3.2843 | 0.71916 | 4.5669 | 0 | 0 | 0 | Fail RIM | Commercial | Custom Incentives | High Efficiency PTAC | Miscellaneous | Turnover | 2.7119 | 0.72553 | 3.7379 | 0.0080071 | 0 | 0.020458 | Commercial | Custom Incentives | Energy Star Fryer | Warehouse | Turnover | 0.28459 | 0.71352 | 0.39885 | 0 | 0 | 0 | Fail TRC
[11 empty] | Commercial | Custom Incentives | Efficient Exhaust Hood | Schools K-12 | New | 3.2843 | 0.71916 | 4.5669 | 0 | 0 | 0 | Fail RIM | Commercial | Custom Incentives | High Efficiency PTAC | Warehouse | Turnover | 1.1173 | 0.6853 | 1.6304 | 0 | 0 | 0 | Commercial | Custom Incentives | Energy Star Fryer | Assembly | New | 0.28459 | 0.71352 | 0.39885 | 0 | 0 | 0 | Fail TRC
[11 empty] | Commercial | Custom Incentives | Efficient Exhaust Hood | Warehouse | New | 3.2843 | 0.71916 | 4.5669 | 0 | 0 | 0 | Fail RIM | Commercial | Custom Incentives | High Efficiency PTAC | Grocery | New | 2.5447 | 0.6853 | 3.7133 | 0 | 0 | 0 | Commercial | Custom Incentives | Energy Star Fryer | College and University | New | 0.28459 | 0.71352 | 0.39885 | 0 | 0 | 0 | Fail TRC
[11 empty] | Commercial | Custom Incentives | Energy Star Commercial Oven | Assembly | Turnover | 3.6228 | 0.70592 | 5.132 | 0 | 0 | 0 | Fail RIM | Commercial | Custom Incentives | High Efficiency PTAC | Institutional | New | 2.4883 | 0.6853 | 3.6311 | 0 | 0 | 0 | Commercial | Custom Incentives | Energy Star Fryer | Grocery | New | 0.28459 | 0.71352 | 0.39885 | 0 | 0 | 0 | Fail TRC
[11 empty] | Commercial | Custom Incentives | Energy Star Commercial Oven | College and University | Turnover | 3.6228 | 0.70592 | 5.132 | 0 | 0 | 0 | Fail RIM | Commercial | Custom Incentives | High Efficiency PTAC | Miscellaneous | New | 2.7119 | 0.72553 | 3.7379 | 0.00018431 | 0 | 0.00047089 | Commercial | Custom Incentives | Energy Star Fryer | Healthcare | New | 0.28459 | 0.71352 | 0.39885 | 0 | 0 | 0 | Fail TRC
[11 empty] | Commercial | Custom Incentives | Energy Star Commercial Oven | Grocery | Turnover | 3.6228 | 0.70592 | 5.132 | 0 | 0 | 0 | Fail RIM | Commercial | Custom Incentives | High Efficiency PTAC | Warehouse | New | 1.1173 | 0.6853 | 1.6304 | 0 | 0 | 0 | Commercial | Custom Incentives | Energy Star Fryer | Hospitals | New | 0.28459 | 0.71352 | 0.39885 | 0 | 0 | 0 | Fail TRC
[11 empty] | Commercial | Custom Incentives | Energy Star Commercial Oven | Healthcare | Turnover | 3.6228 | 0.70592 | 5.132 | 0 | 0 | 0 | Fail RIM | Commercial | Custom Incentives | High Efficiency PTHP | Grocery | Turnover | 2.6444 | 0.6853 | 3.8588 | 0 | 4.9628e-06 | 0.027252 | Commercial | Custom Incentives | Energy Star Fryer | Institutional | New | 0.28459 | 0.71352 | 0.39885 | 0 | 0 | 0 | Fail TRC
[11 empty] | Commercial | Custom Incentives | Energy Star Commercial Oven | Hospitals | Turnover | 3.6228 | 0.70592 | 5.132 | 0 | 0 | 0 | Fail RIM | Commercial | Custom Incentives | High Efficiency PTHP | Institutional | Turnover | 2.5389 | 0.6853 | 3.7048 | 0.033159 | 5.8444e-06 | 0.098763 | Commercial | Custom Incentives | Energy Star Fryer | Lodging/Hospitality | New | 0.28459 | 0.71352 | 0.39885 | 0 | 0 | 0 | Fail TRC
[11 empty] | Commercial | Custom Incentives | Energy Star Commercial Oven | Institutional | Turnover | 3.6228 | 0.70592 | 5.132 | 0 | 0 | 0 | Fail RIM | Commercial | Custom Incentives | High Efficiency PTHP | Miscellaneous | Turnover | 2.6049 | 0.6853 | 3.8011 | 0 | 0 | 0 | Commercial | Custom Incentives | Energy Star Fryer | Miscellaneous | New | 0.28459 | 0.71352 | 0.39885 | 0 | 0 | 0 | Fail TRC
[11 empty] | Commercial | Custom Incentives | Energy Star Commercial Oven | Lodging/Hospitality | Turnover | 3.6228 | 0.70592 | 5.132 | 0 | 0 | 0 | Fail RIM | Commercial | Custom Incentives | High Efficiency PTHP | Warehouse | Turnover | 1.1493 | 0.6853 | 1.677 | 0 | 6.782e-06 | 0.037242 | Commercial | Custom Incentives | Energy Star Fryer | Offices | New | 0.28459 | 0.71352 | 0.39885 | 0 | 0 | 0 | Fail TRC
[11 empty] | Commercial | Custom Incentives | Energy Star Commercial Oven | Miscellaneous | Turnover | 3.6228 | 0.70592 | 5.132 | 0 | 0 | 0 | Fail RIM | Commercial | Custom Incentives | High Efficiency PTHP | Grocery | New | 2.6444 | 0.6853 | 3.8588 | 0 | 1.1423e-07 | 0.00062728 | Commercial | Custom Incentives | Energy Star Fryer | Restaurants | New | 0.28459 | 0.71352 | 0.39885 | 0 | 0 | 0 | Fail TRC
[11 empty] | Commercial | Custom Incentives | Energy Star Commercial Oven | Offices | Turnover | 3.6228 | 0.70592 | 5.132 | 0 | 0 | 0 | Fail RIM | Commercial | Custom Incentives | High Efficiency PTHP | Institutional | New | 2.5389 | 0.6853 | 3.7048 | 0.00076326 | 1.3453e-07 | 0.0022733 | Commercial | Custom Incentives | Energy Star Fryer | Retail | New | 0.28459 | 0.71352 | 0.39885 | 0 | 0 | 0 | Fail TRC
[11 empty] | Commercial | Custom Incentives | Energy Star Commercial Oven | Restaurants | Turnover | 3.6228 | 0.70592 | 5.132 | 0 | 0 | 0 | Fail RIM | Commercial | Custom Incentives | High Efficiency PTHP | Miscellaneous | New | 2.6049 | 0.6853 | 3.8011 | 0 | 0 | 0 | Commercial | Custom Incentives | Energy Star Fryer | Schools K-12 | New | 0.28459 | 0.71352 | 0.39885 | 0 | 0 | 0 | Fail TRC
[11 empty] | Commercial | Custom Incentives | Energy Star Commercial Oven | Retail | Turnover | 3.6228 | 0.70592 | 5.132 | 0 | 0 | 0 | Fail RIM | Commercial | Custom Incentives | High Efficiency PTHP | Warehouse | New | 1.1493 | 0.6853 | 1.677 | 0 | 1.5611e-07 | 0.00085723 | Commercial | Custom Incentives | Energy Star Fryer | Warehouse | New | 0.28459 | 0.71352 | 0.39885 | 0 | 0 | 0 | Fail TRC
[11 empty] | Commercial | Custom Incentives | Energy Star Commercial Oven | Schools K-12 | Turnover | 3.6228 | 0.70592 | 5.132 | 0 | 0 | 0 | Fail RIM | Commercial | Indoor Lighting Billed Solution or Indoor Lighting Rebates | High Bay Fluorescent (T5) | Schools K-12 | Turnover | 3.5994 | 0.67224 | 5.3544 | 0 | 0 | 0 | Commercial | Custom Incentives | Energy Star Griddle | Assembly | Turnover | 999 | 0.70923 | 999 | 0 | 0 | 0 | Fail 2-year Threshold
[11 empty] | Commercial | Custom Incentives | Energy Star Commercial Oven | Warehouse | Turnover | 3.6228 | 0.70592 | 5.132 | 0 | 0 | 0 | Fail RIM | Commercial | Indoor Lighting Billed Solution or Indoor Lighting Rebates | High Bay Fluorescent (T5) | Schools K-12 | New | 3.5994 | 0.67224 | 5.3544 | 0 | 0 | 0 | Commercial | Custom Incentives | Energy Star Griddle | College and University | Turnover | 999 | 0.70923 | 999 | 0 | 0 | 0 | Fail 2-year Threshold
[11 empty] | Commercial | Custom Incentives | Energy Star Commercial Oven | Assembly | New | 3.6228 | 0.70592 | 5.132 | 0 | 0 | 0 | Fail RIM | Commercial | Indoor Lighting Billed Solution or Indoor Lighting Rebates | High Bay LED | Assembly | Turnover | 2.9495 | 0.67224 | 4.3876 | 0.34206 | 0.3356 | 1.8497 | Commercial | Custom Incentives | Energy Star Griddle | Grocery | Turnover | 999 | 0.70923 | 999 | 0 | 0 | 0 | Fail 2-year Threshold
[11 empty] | Commercial | Custom Incentives | Energy Star Commercial Oven | College and University | New | 3.6228 | 0.70592 | 5.132 | 0 | 0 | 0 | Fail RIM | Commercial | Indoor Lighting Billed Solution or Indoor Lighting Rebates | High Bay LED | Institutional | Turnover | 3.3834 | 0.67224 | 5.033 | 0 | 0 | 0 | Commercial | Custom Incentives | Energy Star Griddle | Healthcare | Turnover | 999 | 0.70923 | 999 | 0 | 0 | 0 | Fail 2-year Threshold
[11 empty] | Commercial | Custom Incentives | Energy Star Commercial Oven | Grocery | New | 3.6228 | 0.70592 | 5.132 | 0 | 0 | 0 | Fail RIM | Commercial | Indoor Lighting Billed Solution or Indoor Lighting Rebates | High Bay LED | Offices | Turnover | 3.3362 | 0.67224 | 4.9628 | 0 | 0 | 0 | Commercial | Custom Incentives | Energy Star Griddle | Hospitals | Turnover | 999 | 0.70923 | 999 | 0 | 0 | 0 | Fail 2-year Threshold
[11 empty] | Commercial | Custom Incentives | Energy Star Commercial Oven | Healthcare | New | 3.6228 | 0.70592 | 5.132 | 0 | 0 | 0 | Fail RIM | Commercial | Indoor Lighting Billed Solution or Indoor Lighting Rebates | High Bay LED | Restaurants | Turnover | 3.4428 | 0.67224 | 5.1215 | 0 | 0 | 0 | Commercial | Custom Incentives | Energy Star Griddle | Institutional | Turnover | 999 | 0.70923 | 999 | 0 | 0 | 0 | Fail 2-year Threshold
[11 empty] | Commercial | Custom Incentives | Energy Star Commercial Oven | Hospitals | New | 3.6228 | 0.70592 | 5.132 | 0 | 0 | 0 | Fail RIM | Commercial | Indoor Lighting Billed Solution or Indoor Lighting Rebates | High Bay LED | Schools K-12 | Turnover | 2.4398 | 0.67224 | 3.6294 | 0 | 0 | 0 | Commercial | Custom Incentives | Energy Star Griddle | Lodging/Hospitality | Turnover | 999 | 0.70923 | 999 | 0 | 0 | 0 | Fail 2-year Threshold
[11 empty] | Commercial | Custom Incentives | Energy Star Commercial Oven | Institutional | New | 3.6228 | 0.70592 | 5.132 | 0 | 0 | 0 | Fail RIM | Commercial | Indoor Lighting Billed Solution or Indoor Lighting Rebates | High Bay LED | Assembly | New | 2.9495 | 0.67224 | 4.3876 | 0 | 0 | 0 | Commercial | Custom Incentives | Energy Star Griddle | Miscellaneous | Turnover | 999 | 0.70923 | 999 | 0 | 0 | 0 | Fail 2-year Threshold
[11 empty] | Commercial | Custom Incentives | Energy Star Commercial Oven | Lodging/Hospitality | New | 3.6228 | 0.70592 | 5.132 | 0 | 0 | 0 | Fail RIM | Commercial | Indoor Lighting Billed Solution or Indoor Lighting Rebates | High Bay LED | Institutional | New | 3.3834 | 0.67224 | 5.033 | 0 | 0 | 0 | Commercial | Custom Incentives | Energy Star Griddle | Offices | Turnover | 999 | 0.70923 | 999 | 0 | 0 | 0 | Fail 2-year Threshold
[11 empty] | Commercial | Custom Incentives | Energy Star Commercial Oven | Miscellaneous | New | 3.6228 | 0.70592 | 5.132 | 0 | 0 | 0 | Fail RIM | Commercial | Indoor Lighting Billed Solution or Indoor Lighting Rebates | High Bay LED | Offices | New | 3.3362 | 0.67224 | 4.9628 | 0 | 0 | 0 | Commercial | Custom Incentives | Energy Star Griddle | Restaurants | Turnover | 999 | 0.70923 | 999 | 0 | 0 | 0 | Fail 2-year Threshold
[11 empty] | Commercial | Custom Incentives | Energy Star Commercial Oven | Offices | New | 3.6228 | 0.70592 | 5.132 | 0 | 0 | 0 | Fail RIM | Commercial | Indoor Lighting Billed Solution or Indoor Lighting Rebates | High Bay LED | Restaurants | New | 3.4428 | 0.67224 | 5.1215 | 0 | 0 | 0 | Commercial | Custom Incentives | Energy Star Griddle | Retail | Turnover | 999 | 0.70923 | 999 | 0 | 0 | 0 | Fail 2-year Threshold
[11 empty] | Commercial | Custom Incentives | Energy Star Commercial Oven | Restaurants | New | 3.6228 | 0.70592 | 5.132 | 0 | 0 | 0 | Fail RIM | Commercial | Indoor Lighting Billed Solution or Indoor Lighting Rebates | High Bay LED | Schools K-12 | New | 2.4398 | 0.67224 | 3.6294 | 0 | 0 | 0 | Commercial | Custom Incentives | Energy Star Griddle | Schools K-12 | Turnover | 999 | 0.70923 | 999 | 0 | 0 | 0 | Fail 2-year Threshold
[11 empty] | Commercial | Custom Incentives | Energy Star Commercial Oven | Retail | New | 3.6228 | 0.70592 | 5.132 | 0 | 0 | 0 | Fail RIM | Commercial | Indoor Lighting Billed Solution or Indoor Lighting Rebates | Premium T8 - Fixture Replacement | College and University | Turnover | 1.0989 | 0.67502 | 1.628 | 0.014592 | 0.013535 | 0.13925 | Commercial | Custom Incentives | Energy Star Griddle | Warehouse | Turnover | 999 | 0.70923 | 999 | 0 | 0 | 0 | Fail 2-year Threshold
[11 empty] | Commercial | Custom Incentives | Energy Star Commercial Oven | Schools K-12 | New | 3.6228 | 0.70592 | 5.132 | 0 | 0 | 0 | Fail RIM | Commercial | Indoor Lighting Billed Solution or Indoor Lighting Rebates | Premium T8 - Fixture Replacement | Grocery | Turnover | 1.4821 | 0.71845 | 2.063 | 0.18089 | 9.9097e-06 | 0.74173 | Commercial | Custom Incentives | Energy Star Griddle | Assembly | New | 999 | 0.70923 | 999 | 0 | 0 | 0 | Fail 2-year Threshold
[11 empty] | Commercial | Custom Incentives | Energy Star Commercial Oven | Warehouse | New | 3.6228 | 0.70592 | 5.132 | 0 | 0 | 0 | Fail RIM | Commercial | Indoor Lighting Billed Solution or Indoor Lighting Rebates | Premium T8 - Fixture Replacement | Healthcare | Turnover | 1.2568 | 0.67178 | 1.8708 | 0.05415 | 0.012388 | 0.22339 | Commercial | Custom Incentives | Energy Star Griddle | College and University | New | 999 | 0.70923 | 999 | 0 | 0 | 0 | Fail 2-year Threshold
[11 empty] | Commercial | Custom Incentives | Energy Star Fryer | Assembly | Turnover | 0.28459 | 0.71352 | 0.39885 | 0 | 0 | 0 | Fail RIM | Commercial | Indoor Lighting Billed Solution or Indoor Lighting Rebates | Premium T8 - Fixture Replacement | Hospitals | Turnover | 1.6958 | 0.67502 | 2.5121 | 0.018313 | 0.016986 | 0.17476 | Commercial | Custom Incentives | Energy Star Griddle | Grocery | New | 999 | 0.70923 | 999 | 0 | 0 | 0 | Fail 2-year Threshold
[11 empty] | Commercial | Custom Incentives | Energy Star Fryer | College and University | Turnover | 0.28459 | 0.71352 | 0.39885 | 0 | 0 | 0 | Fail RIM | Commercial | Indoor Lighting Billed Solution or Indoor Lighting Rebates | Premium T8 - Fixture Replacement | Lodging/Hospitality | Turnover | 1.0036 | 0.71845 | 1.3969 | 0.44972 | 2.4638e-05 | 1.8441 | Commercial | Custom Incentives | Energy Star Griddle | Healthcare | New | 999 | 0.70923 | 999 | 0 | 0 | 0 | Fail 2-year Threshold
[11 empty] | Commercial | Custom Incentives | Energy Star Fryer | Grocery | Turnover | 0.28459 | 0.71352 | 0.39885 | 0 | 0 | 0 | Fail RIM | Commercial | Indoor Lighting Billed Solution or Indoor Lighting Rebates | Premium T8 - Fixture Replacement | Miscellaneous | Turnover | 1.1018 | 0.67178 | 1.6401 | 0.17206 | 0.039362 | 0.70983 | Commercial | Custom Incentives | Energy Star Griddle | Hospitals | New | 999 | 0.70923 | 999 | 0 | 0 | 0 | Fail 2-year Threshold
[11 empty] | Commercial | Custom Incentives | Energy Star Fryer | Healthcare | Turnover | 0.28459 | 0.71352 | 0.39885 | 0 | 0 | 0 | Fail RIM | Commercial | Indoor Lighting Billed Solution or Indoor Lighting Rebates | Premium T8 - Fixture Replacement | Retail | Turnover | 1.3324 | 0.71845 | 1.8546 | 0.45589 | 2.4975e-05 | 1.8694 | Commercial | Custom Incentives | Energy Star Griddle | Institutional | New | 999 | 0.70923 | 999 | 0 | 0 | 0 | Fail 2-year Threshold
[11 empty] | Commercial | Custom Incentives | Energy Star Fryer | Hospitals | Turnover | 0.28459 | 0.71352 | 0.39885 | 0 | 0 | 0 | Fail RIM | Commercial | Indoor Lighting Billed Solution or Indoor Lighting Rebates | Premium T8 - Fixture Replacement | College and University | New | 1.0989 | 0.67502 | 1.628 | 0 | 0 | 0 | Commercial | Custom Incentives | Energy Star Griddle | Lodging/Hospitality | New | 999 | 0.70923 | 999 | 0 | 0 | 0 | Fail 2-year Threshold
[11 empty] | Commercial | Custom Incentives | Energy Star Fryer | Institutional | Turnover | 0.28459 | 0.71352 | 0.39885 | 0 | 0 | 0 | Fail RIM | Commercial | Indoor Lighting Billed Solution or Indoor Lighting Rebates | Premium T8 - Fixture Replacement | Grocery | New | 1.4821 | 0.71845 | 2.063 | 0 | 0 | 0 | Commercial | Custom Incentives | Energy Star Griddle | Miscellaneous | New | 999 | 0.70923 | 999 | 0 | 0 | 0 | Fail 2-year Threshold
[11 empty] | Commercial | Custom Incentives | Energy Star Fryer | Lodging/Hospitality | Turnover | 0.28459 | 0.71352 | 0.39885 | 0 | 0 | 0 | Fail RIM | Commercial | Indoor Lighting Billed Solution or Indoor Lighting Rebates | Premium T8 - Fixture Replacement | Healthcare | New | 1.2568 | 0.67178 | 1.8708 | 0 | 0 | 0 | Commercial | Custom Incentives | Energy Star Griddle | Offices | New | 999 | 0.70923 | 999 | 0 | 0 | 0 | Fail 2-year Threshold
[11 empty] | Commercial | Custom Incentives | Energy Star Fryer | Miscellaneous | Turnover | 0.28459 | 0.71352 | 0.39885 | 0 | 0 | 0 | Fail RIM | Commercial | Indoor Lighting Billed Solution or Indoor Lighting Rebates | Premium T8 - Fixture Replacement | Hospitals | New | 1.6958 | 0.67502 | 2.5121 | 0 | 0 | 0 | Commercial | Custom Incentives | Energy Star Griddle | Restaurants | New | 999 | 0.70923 | 999 | 0 | 0 | 0 | Fail 2-year Threshold
[11 empty] | Commercial | Custom Incentives | Energy Star Fryer | Offices | Turnover | 0.28459 | 0.71352 | 0.39885 | 0 | 0 | 0 | Fail RIM | Commercial | Indoor Lighting Billed Solution or Indoor Lighting Rebates | Premium T8 - Fixture Replacement | Lodging/Hospitality | New | 1.0036 | 0.71845 | 1.3969 | 0 | 0 | 0 | Commercial | Custom Incentives | Energy Star Griddle | Retail | New | 999 | 0.70923 | 999 | 0 | 0 | 0 | Fail 2-year Threshold
[11 empty] | Commercial | Custom Incentives | Energy Star Fryer | Restaurants | Turnover | 0.28459 | 0.71352 | 0.39885 | 0 | 0 | 0 | Fail RIM | Commercial | Indoor Lighting Billed Solution or Indoor Lighting Rebates | Premium T8 - Fixture Replacement | Miscellaneous | New | 1.1018 | 0.67178 | 1.6401 | 0 | 0 | 0 | Commercial | Custom Incentives | Energy Star Griddle | Schools K-12 | New | 999 | 0.70923 | 999 | 0 | 0 | 0 | Fail 2-year Threshold
[11 empty] | Commercial | Custom Incentives | Energy Star Fryer | Retail | Turnover | 0.28459 | 0.71352 | 0.39885 | 0 | 0 | 0 | Fail RIM | Commercial | Indoor Lighting Billed Solution or Indoor Lighting Rebates | Premium T8 - Fixture Replacement | Retail | New | 1.3324 | 0.71845 | 1.8546 | 0 | 0 | 0 | Commercial | Custom Incentives | Energy Star Griddle | Warehouse | New | 999 | 0.70923 | 999 | 0 | 0 | 0 | Fail 2-year Threshold
[11 empty] | Commercial | Custom Incentives | Energy Star Fryer | Schools K-12 | Turnover | 0.28459 | 0.71352 | 0.39885 | 0 | 0 | 0 | Fail RIM | Commercial | Custom Incentives | High Speed Fans | Assembly | Turnover | 1.5208 | 0.71448 | 2.1285 | 9.3207e-07 | 8.5385e-08 | 6.6967e-06 | Commercial | Custom Incentives | Energy Star Steamer | Assembly | Turnover | 8.2099 | 0.70921 | 11.5762 | 0 | 0 | 0 | Fail 2-year Threshold
[11 empty] | Commercial | Custom Incentives | Energy Star Fryer | Warehouse | Turnover | 0.28459 | 0.71352 | 0.39885 | 0 | 0 | 0 | Fail RIM | Commercial | Custom Incentives | High Speed Fans | College and University | Turnover | 1.4465 | 0.67994 | 2.1274 | 0 | 0 | 0 | Commercial | Custom Incentives | Energy Star Steamer | College and University | Turnover | 8.2099 | 0.70921 | 11.5762 | 0 | 0 | 0 | Fail 2-year Threshold
[11 empty] | Commercial | Custom Incentives | Energy Star Fryer | Assembly | New | 0.28459 | 0.71352 | 0.39885 | 0 | 0 | 0 | Fail RIM | Commercial | Custom Incentives | High Speed Fans | Grocery | Turnover | 1.5208 | 0.71448 | 2.1285 | 0.00014377 | 1.317e-05 | 0.0010329 | Commercial | Custom Incentives | Energy Star Steamer | Grocery | Turnover | 8.2099 | 0.70921 | 11.5762 | 0 | 0 | 0 | Fail 2-year Threshold
[11 empty] | Commercial | Custom Incentives | Energy Star Fryer | College and University | New | 0.28459 | 0.71352 | 0.39885 | 0 | 0 | 0 | Fail RIM | Commercial | Custom Incentives | High Speed Fans | Healthcare | Turnover | 1.4465 | 0.67994 | 2.1274 | 0.00015421 | 0.00012917 | 0.0011894 | Commercial | Custom Incentives | Energy Star Steamer | Healthcare | Turnover | 8.2099 | 0.70921 | 11.5762 | 0 | 0 | 0 | Fail 2-year Threshold
[11 empty] | Commercial | Custom Incentives | Energy Star Fryer | Grocery | New | 0.28459 | 0.71352 | 0.39885 | 0 | 0 | 0 | Fail RIM | Commercial | Custom Incentives | High Speed Fans | Hospitals | Turnover | 1.4465 | 0.67994 | 2.1274 | 0.0011419 | 0.0009565 | 0.0088073 | Commercial | Custom Incentives | Energy Star Steamer | Hospitals | Turnover | 8.2099 | 0.70921 | 11.5762 | 0 | 0 | 0 | Fail 2-year Threshold
[11 empty] | Commercial | Custom Incentives | Energy Star Fryer | Healthcare | New | 0.28459 | 0.71352 | 0.39885 | 0 | 0 | 0 | Fail RIM | Commercial | Custom Incentives | High Speed Fans | Institutional | Turnover | 1.5208 | 0.71448 | 2.1285 | 0 | 0 | 0 | Commercial | Custom Incentives | Energy Star Steamer | Institutional | Turnover | 8.2099 | 0.70921 | 11.5762 | 0 | 0 | 0 | Fail 2-year Threshold
[11 empty] | Commercial | Custom Incentives | Energy Star Fryer | Hospitals | New | 0.28459 | 0.71352 | 0.39885 | 0 | 0 | 0 | Fail RIM | Commercial | Custom Incentives | High Speed Fans | Lodging/Hospitality | Turnover | 1.4465 | 0.67994 | 2.1274 | 0.000841 | 0.00070444 | 0.0064865 | Commercial | Custom Incentives | Energy Star Steamer | Lodging/Hospitality | Turnover | 8.2099 | 0.70921 | 11.5762 | 0 | 0 | 0 | Fail 2-year Threshold
[11 empty] | Commercial | Custom Incentives | Energy Star Fryer | Institutional | New | 0.28459 | 0.71352 | 0.39885 | 0 | 0 | 0 | Fail RIM | Commercial | Custom Incentives | High Speed Fans | Miscellaneous | Turnover | 1.5208 | 0.71448 | 2.1285 | 1.4206e-05 | 1.3014e-06 | 0.00010207 | Commercial | Custom Incentives | Energy Star Steamer | Miscellaneous | Turnover | 8.2099 | 0.70921 | 11.5762 | 0 | 0 | 0 | Fail 2-year Threshold
[11 empty] | Commercial | Custom Incentives | Energy Star Fryer | Lodging/Hospitality | New | 0.28459 | 0.71352 | 0.39885 | 0 | 0 | 0 | Fail RIM | Commercial | Custom Incentives | High Speed Fans | Offices | Turnover | 1.5208 | 0.71448 | 2.1285 | 0.00032281 | 2.9572e-05 | 0.0023193 | Commercial | Custom Incentives | Energy Star Steamer | Offices | Turnover | 8.2099 | 0.70921 | 11.5762 | 0 | 0 | 0 | Fail 2-year Threshold
[11 empty] | Commercial | Custom Incentives | Energy Star Fryer | Miscellaneous | New | 0.28459 | 0.71352 | 0.39885 | 0 | 0 | 0 | Fail RIM | Commercial | Custom Incentives | High Speed Fans | Restaurants | Turnover | 1.4465 | 0.67994 | 2.1274 | 0.00016199 | 0.00013569 | 0.0012494 | Commercial | Custom Incentives | Energy Star Steamer | Restaurants | Turnover | 8.2099 | 0.70921 | 11.5762 | 0 | 0 | 0 | Fail 2-year Threshold
[11 empty] | Commercial | Custom Incentives | Energy Star Fryer | Offices | New | 0.28459 | 0.71352 | 0.39885 | 0 | 0 | 0 | Fail RIM | Commercial | Custom Incentives | High Speed Fans | Retail | Turnover | 1.5208 | 0.71448 | 2.1285 | 0.0003765 | 3.449e-05 | 0.002705 | Commercial | Custom Incentives | Energy Star Steamer | Retail | Turnover | 8.2099 | 0.70921 | 11.5762 | 0 | 0 | 0 | Fail 2-year Threshold
[11 empty] | Commercial | Custom Incentives | Energy Star Fryer | Restaurants | New | 0.28459 | 0.71352 | 0.39885 | 0 | 0 | 0 | Fail RIM | Commercial | Custom Incentives | High Speed Fans | Schools K-12 | Turnover | 1.4465 | 0.67994 | 2.1274 | 0.00019497 | 0.00016331 | 0.0015038 | Commercial | Custom Incentives | Energy Star Steamer | Schools K-12 | Turnover | 8.2099 | 0.70921 | 11.5762 | 0 | 0 | 0 | Fail 2-year Threshold
[11 empty] | Commercial | Custom Incentives | Energy Star Fryer | Retail | New | 0.28459 | 0.71352 | 0.39885 | 0 | 0 | 0 | Fail RIM | Commercial | Custom Incentives | High Speed Fans | Warehouse | Turnover | 1.5208 | 0.71448 | 2.1285 | 1.947e-06 | 1.7836e-07 | 1.3989e-05 | Commercial | Custom Incentives | Energy Star Steamer | Warehouse | Turnover | 8.2099 | 0.70921 | 11.5762 | 0 | 0 | 0 | Fail 2-year Threshold
[11 empty] | Commercial | Custom Incentives | Energy Star Fryer | Schools K-12 | New | 0.28459 | 0.71352 | 0.39885 | 0 | 0 | 0 | Fail RIM | Commercial | Custom Incentives | High Speed Fans | Assembly | New | 1.5208 | 0.71448 | 2.1285 | 2.1475e-08 | 1.9673e-09 | 1.5429e-07 | Commercial | Custom Incentives | Energy Star Steamer | Assembly | New | 8.2099 | 0.70921 | 11.5762 | 0 | 0 | 0 | Fail 2-year Threshold
[11 empty] | Commercial | Custom Incentives | Energy Star Fryer | Warehouse | New | 0.28459 | 0.71352 | 0.39885 | 0 | 0 | 0 | Fail RIM | Commercial | Custom Incentives | High Speed Fans | College and University | New | 1.4465 | 0.67994 | 2.1274 | 0 | 0 | 0 | Commercial | Custom Incentives | Energy Star Steamer | College and University | New | 8.2099 | 0.70921 | 11.5762 | 0 | 0 | 0 | Fail 2-year Threshold
[11 empty] | Commercial | Custom Incentives | Energy Star Griddle | Assembly | Turnover | 999 | 0.70923 | 999 | 0 | 0 | 0 | Fail RIM | Commercial | Custom Incentives | High Speed Fans | Grocery | New | 1.5208 | 0.71448 | 2.1285 | 3.3092e-06 | 3.0315e-07 | 2.3776e-05 | Commercial | Custom Incentives | Energy Star Steamer | Grocery | New | 8.2099 | 0.70921 | 11.5762 | 0 | 0 | 0 | Fail 2-year Threshold
[11 empty] | Commercial | Custom Incentives | Energy Star Griddle | College and University | Turnover | 999 | 0.70923 | 999 | 0 | 0 | 0 | Fail RIM | Commercial | Custom Incentives | High Speed Fans | Healthcare | New | 1.4465 | 0.67994 | 2.1274 | 3.5495e-06 | 2.9732e-06 | 2.7377e-05 | Commercial | Custom Incentives | Energy Star Steamer | Healthcare | New | 8.2099 | 0.70921 | 11.5762 | 0 | 0 | 0 | Fail 2-year Threshold
[11 empty] | Commercial | Custom Incentives | Energy Star Griddle | Grocery | Turnover | 999 | 0.70923 | 999 | 0 | 0 | 0 | Fail RIM | Commercial | Custom Incentives | High Speed Fans | Hospitals | New | 1.4465 | 0.67994 | 2.1274 | 2.6285e-05 | 2.2017e-05 | 0.00020273 | Commercial | Custom Incentives | Energy Star Steamer | Hospitals | New | 8.2099 | 0.70921 | 11.5762 | 0 | 0 | 0 | Fail 2-year Threshold
[11 empty] | Commercial | Custom Incentives | Energy Star Griddle | Healthcare | Turnover | 999 | 0.70923 | 999 | 0 | 0 | 0 | Fail RIM | Commercial | Custom Incentives | High Speed Fans | Institutional | New | 1.5208 | 0.71448 | 2.1285 | 0 | 0 | 0 | Commercial | Custom Incentives | Energy Star Steamer | Institutional | New | 8.2099 | 0.70921 | 11.5762 | 0 | 0 | 0 | Fail 2-year Threshold
[11 empty] | Commercial | Custom Incentives | Energy Star Griddle | Hospitals | Turnover | 999 | 0.70923 | 999 | 0 | 0 | 0 | Fail RIM | Commercial | Custom Incentives | High Speed Fans | Lodging/Hospitality | New | 1.4465 | 0.67994 | 2.1274 | 1.9358e-05 | 1.6215e-05 | 0.0001493 | Commercial | Custom Incentives | Energy Star Steamer | Lodging/Hospitality | New | 8.2099 | 0.70921 | 11.5762 | 0 | 0 | 0 | Fail 2-year Threshold
[11 empty] | Commercial | Custom Incentives | Energy Star Griddle | Institutional | Turnover | 999 | 0.70923 | 999 | 0 | 0 | 0 | Fail RIM | Commercial | Custom Incentives | High Speed Fans | Miscellaneous | New | 1.5208 | 0.71448 | 2.1285 | 3.2699e-07 | 2.9955e-08 | 2.3494e-06 | Commercial | Custom Incentives | Energy Star Steamer | Miscellaneous | New | 8.2099 | 0.70921 | 11.5762 | 0 | 0 | 0 | Fail 2-year Threshold
[11 empty] | Commercial | Custom Incentives | Energy Star Griddle | Lodging/Hospitality | Turnover | 999 | 0.70923 | 999 | 0 | 0 | 0 | Fail RIM | Commercial | Custom Incentives | High Speed Fans | Offices | New | 1.5208 | 0.71448 | 2.1285 | 7.5329e-06 | 6.9007e-07 | 5.4122e-05 | Commercial | Custom Incentives | Energy Star Steamer | Offices | New | 8.2099 | 0.70921 | 11.5762 | 0 | 0 | 0 | Fail 2-year Threshold
[11 empty] | Commercial | Custom Incentives | Energy Star Griddle | Miscellaneous | Turnover | 999 | 0.70923 | 999 | 0 | 0 | 0 | Fail RIM | Commercial | Custom Incentives | High Speed Fans | Restaurants | New | 1.4465 | 0.67994 | 2.1274 | 3.7287e-06 | 3.1233e-06 | 2.8759e-05 | Commercial | Custom Incentives | Energy Star Steamer | Restaurants | New | 8.2099 | 0.70921 | 11.5762 | 0 | 0 | 0 | Fail 2-year Threshold
[11 empty] | Commercial | Custom Incentives | Energy Star Griddle | Offices | Turnover | 999 | 0.70923 | 999 | 0 | 0 | 0 | Fail RIM | Commercial | Custom Incentives | High Speed Fans | Retail | New | 1.5208 | 0.71448 | 2.1285 | 8.6661e-06 | 7.9389e-07 | 6.2264e-05 | Commercial | Custom Incentives | Energy Star Steamer | Retail | New | 8.2099 | 0.70921 | 11.5762 | 0 | 0 | 0 | Fail 2-year Threshold
[11 empty] | Commercial | Custom Incentives | Energy Star Griddle | Restaurants | Turnover | 999 | 0.70923 | 999 | 0 | 0 | 0 | Fail RIM | Commercial | Custom Incentives | High Speed Fans | Schools K-12 | New | 1.4465 | 0.67994 | 2.1274 | 4.4879e-06 | 3.7592e-06 | 3.4614e-05 | Commercial | Custom Incentives | Energy Star Steamer | Schools K-12 | New | 8.2099 | 0.70921 | 11.5762 | 0 | 0 | 0 | Fail 2-year Threshold
[11 empty] | Commercial | Custom Incentives | Energy Star Griddle | Retail | Turnover | 999 | 0.70923 | 999 | 0 | 0 | 0 | Fail RIM | Commercial | Custom Incentives | High Speed Fans | Warehouse | New | 1.5208 | 0.71448 | 2.1285 | 4.4815e-08 | 4.1054e-09 | 3.2199e-07 | Commercial | Custom Incentives | Energy Star Steamer | Warehouse | New | 8.2099 | 0.70921 | 11.5762 | 0 | 0 | 0 | Fail 2-year Threshold
[11 empty] | Commercial | Custom Incentives | Energy Star Griddle | Schools K-12 | Turnover | 999 | 0.70923 | 999 | 0 | 0 | 0 | Fail RIM | Commercial | Custom Incentives | Hot Water Circulation Pump Control | Assembly | Existing | 1.0006 | 0.63266 | 1.5816 | 0.00023737 | 0.00024937 | 0.004991 | Commercial | Custom Incentives | Induction Cooktops | Assembly | Turnover | 0.42711 | 0.69405 | 0.61539 | 0 | 0 | 0 | Fail TRC
[11 empty] | Commercial | Custom Incentives | Energy Star Griddle | Warehouse | Turnover | 999 | 0.70923 | 999 | 0 | 0 | 0 | Fail RIM | Commercial | Custom Incentives | Hot Water Circulation Pump Control | College and University | Existing | 1.0483 | 0.66006 | 1.5882 | 0.0011486 | 0.0011486 | 0.0092234 | Commercial | Custom Incentives | Induction Cooktops | College and University | Turnover | 0.42711 | 0.69405 | 0.61539 | 0 | 0 | 0 | Fail TRC
[11 empty] | Commercial | Custom Incentives | Energy Star Griddle | Assembly | New | 999 | 0.70923 | 999 | 0 | 0 | 0 | Fail RIM | Commercial | Custom Incentives | Hot Water Circulation Pump Control | Healthcare | Existing | 1.0006 | 0.63266 | 1.5816 | 0.0026879 | 0.0028237 | 0.056516 | Commercial | Custom Incentives | Induction Cooktops | Grocery | Turnover | 0.42711 | 0.69405 | 0.61539 | 0 | 0 | 0 | Fail TRC
[11 empty] | Commercial | Custom Incentives | Energy Star Griddle | College and University | New | 999 | 0.70923 | 999 | 0 | 0 | 0 | Fail RIM | Commercial | Custom Incentives | Hot Water Circulation Pump Control | Hospitals | Existing | 1.0483 | 0.66006 | 1.5882 | 0.0011323 | 0.0011323 | 0.0090926 | Commercial | Custom Incentives | Induction Cooktops | Healthcare | Turnover | 0.42711 | 0.69405 | 0.61539 | 0 | 0 | 0 | Fail TRC
[11 empty] | Commercial | Custom Incentives | Energy Star Griddle | Grocery | New | 999 | 0.70923 | 999 | 0 | 0 | 0 | Fail RIM | Commercial | Custom Incentives | Hot Water Circulation Pump Control | Institutional | Existing | 1.0006 | 0.63266 | 1.5816 | 0.013874 | 0.014574 | 0.2917 | Commercial | Custom Incentives | Induction Cooktops | Hospitals | Turnover | 0.42711 | 0.69405 | 0.61539 | 0 | 0 | 0 | Fail TRC
[11 empty] | Commercial | Custom Incentives | Energy Star Griddle | Healthcare | New | 999 | 0.70923 | 999 | 0 | 0 | 0 | Fail RIM | Commercial | Custom Incentives | Hot Water Circulation Pump Control | Miscellaneous | Existing | 1.0006 | 0.63266 | 1.5816 | 1.5413e-05 | 1.6192e-05 | 0.00032407 | Commercial | Custom Incentives | Induction Cooktops | Institutional | Turnover | 0.42711 | 0.69405 | 0.61539 | 0 | 0 | 0 | Fail TRC
[11 empty] | Commercial | Custom Incentives | Energy Star Griddle | Hospitals | New | 999 | 0.70923 | 999 | 0 | 0 | 0 | Fail RIM | Commercial | Custom Incentives | Hot Water Circulation Pump Control | Offices | Existing | 1.0006 | 0.63266 | 1.5816 | 0.0045132 | 0.0047412 | 0.094894 | Commercial | Custom Incentives | Induction Cooktops | Lodging/Hospitality | Turnover | 0.42711 | 0.69405 | 0.61539 | 0 | 0 | 0 | Fail TRC
[11 empty] | Commercial | Custom Incentives | Energy Star Griddle | Institutional | New | 999 | 0.70923 | 999 | 0 | 0 | 0 | Fail RIM | Commercial | Custom Incentives | Hot Water Circulation Pump Control | Schools K-12 | Existing | 1.0006 | 0.63266 | 1.5816 | 0.023273 | 0.024449 | 0.48933 | Commercial | Custom Incentives | Induction Cooktops | Miscellaneous | Turnover | 0.42711 | 0.69405 | 0.61539 | 0 | 0 | 0 | Fail TRC
[11 empty] | Commercial | Custom Incentives | Energy Star Griddle | Lodging/Hospitality | New | 999 | 0.70923 | 999 | 0 | 0 | 0 | Fail RIM | Commercial | Custom Incentives | Hot Water Circulation Pump Control | Warehouse | Existing | 1.0006 | 0.63266 | 1.5816 | 0.0025193 | 0.0026466 | 0.052969 | Commercial | Custom Incentives | Induction Cooktops | Offices | Turnover | 0.42711 | 0.69405 | 0.61539 | 0 | 0 | 0 | Fail TRC
[11 empty] | Commercial | Custom Incentives | Energy Star Griddle | Miscellaneous | New | 999 | 0.70923 | 999 | 0 | 0 | 0 | Fail RIM | Commercial | Custom Incentives | Hot Water Circulation Pump Control | Assembly | New | 1.0006 | 0.63266 | 1.5816 | 0 | 0 | 0 | Commercial | Custom Incentives | Induction Cooktops | Restaurants | Turnover | 0.42711 | 0.69405 | 0.61539 | 0 | 0 | 0 | Fail TRC
[11 empty] | Commercial | Custom Incentives | Energy Star Griddle | Offices | New | 999 | 0.70923 | 999 | 0 | 0 | 0 | Fail RIM | Commercial | Custom Incentives | Hot Water Circulation Pump Control | College and University | New | 1.0483 | 0.66006 | 1.5882 | 0 | 0 | 0 | Commercial | Custom Incentives | Induction Cooktops | Retail | Turnover | 0.42711 | 0.69405 | 0.61539 | 0 | 0 | 0 | Fail TRC
[11 empty] | Commercial | Custom Incentives | Energy Star Griddle | Restaurants | New | 999 | 0.70923 | 999 | 0 | 0 | 0 | Fail RIM | Commercial | Custom Incentives | Hot Water Circulation Pump Control | Healthcare | New | 1.0006 | 0.63266 | 1.5816 | 0 | 0 | 0 | Commercial | Custom Incentives | Induction Cooktops | Schools K-12 | Turnover | 0.42711 | 0.69405 | 0.61539 | 0 | 0 | 0 | Fail TRC
[11 empty] | Commercial | Custom Incentives | Energy Star Griddle | Retail | New | 999 | 0.70923 | 999 | 0 | 0 | 0 | Fail RIM | Commercial | Custom Incentives | Hot Water Circulation Pump Control | Hospitals | New | 1.0483 | 0.66006 | 1.5882 | 0 | 0 | 0 | Commercial | Custom Incentives | Induction Cooktops | Warehouse | Turnover | 0.42711 | 0.69405 | 0.61539 | 0 | 0 | 0 | Fail TRC
[11 empty] | Commercial | Custom Incentives | Energy Star Griddle | Schools K-12 | New | 999 | 0.70923 | 999 | 0 | 0 | 0 | Fail RIM | Commercial | Custom Incentives | Hot Water Circulation Pump Control | Institutional | New | 1.0006 | 0.63266 | 1.5816 | 0.00033382 | 0.00035069 | 0.0070189 | Commercial | Custom Incentives | Induction Cooktops | Assembly | New | 0.42711 | 0.69405 | 0.61539 | 0 | 0 | 0 | Fail TRC
[11 empty] | Commercial | Custom Incentives | Energy Star Griddle | Warehouse | New | 999 | 0.70923 | 999 | 0 | 0 | 0 | Fail RIM | Commercial | Custom Incentives | Hot Water Circulation Pump Control | Miscellaneous | New | 1.0006 | 0.63266 | 1.5816 | 3.7087e-07 | 3.8961e-07 | 7.7978e-06 | Commercial | Custom Incentives | Induction Cooktops | College and University | New | 0.42711 | 0.69405 | 0.61539 | 0 | 0 | 0 | Fail TRC
[11 empty] | Commercial | Custom Incentives | Energy Star Hot Food Holding Cabinet | Assembly | Turnover | 1.4527 | 0.70865 | 2.05 | 0 | 0 | 0 | Fail RIM | Commercial | Custom Incentives | Hot Water Circulation Pump Control | Offices | New | 1.0006 | 0.63266 | 1.5816 | 0 | 0 | 0 | Commercial | Custom Incentives | Induction Cooktops | Grocery | New | 0.42711 | 0.69405 | 0.61539 | 0 | 0 | 0 | Fail TRC
[11 empty] | Commercial | Custom Incentives | Energy Star Hot Food Holding Cabinet | College and University | Turnover | 1.4527 | 0.70865 | 2.05 | 0 | 0 | 0 | Fail RIM | Commercial | Custom Incentives | Hot Water Circulation Pump Control | Schools K-12 | New | 1.0006 | 0.63266 | 1.5816 | 0 | 0 | 0 | Commercial | Custom Incentives | Induction Cooktops | Healthcare | New | 0.42711 | 0.69405 | 0.61539 | 0 | 0 | 0 | Fail TRC
[11 empty] | Commercial | Custom Incentives | Energy Star Hot Food Holding Cabinet | Grocery | Turnover | 1.4527 | 0.70865 | 2.05 | 0 | 0 | 0 | Fail RIM | Commercial | Custom Incentives | Hot Water Circulation Pump Control | Warehouse | New | 1.0006 | 0.63266 | 1.5816 | 0 | 0 | 0 | Commercial | Custom Incentives | Induction Cooktops | Hospitals | New | 0.42711 | 0.69405 | 0.61539 | 0 | 0 | 0 | Fail TRC
[11 empty] | Commercial | Custom Incentives | Energy Star Hot Food Holding Cabinet | Healthcare | Turnover | 1.4527 | 0.70865 | 2.05 | 0 | 0 | 0 | Fail RIM | Commercial | Indoor Lighting Billed Solution or Indoor Lighting Rebates | Outdoor Lighting Controls | Assembly | Existing | 1.7219 | 0.57215 | 3.0095 | 0 | 0 | 0.15336 | Commercial | Custom Incentives | Induction Cooktops | Institutional | New | 0.42711 | 0.69405 | 0.61539 | 0 | 0 | 0 | Fail TRC
[11 empty] | Commercial | Custom Incentives | Energy Star Hot Food Holding Cabinet | Hospitals | Turnover | 1.4527 | 0.70865 | 2.05 | 0 | 0 | 0 | Fail RIM | Commercial | Indoor Lighting Billed Solution or Indoor Lighting Rebates | Outdoor Lighting Controls | College and University | Existing | 1.7219 | 0.57215 | 3.0095 | 0 | 0 | 0.21658 | Commercial | Custom Incentives | Induction Cooktops | Lodging/Hospitality | New | 0.42711 | 0.69405 | 0.61539 | 0 | 0 | 0 | Fail TRC
[11 empty] | Commercial | Custom Incentives | Energy Star Hot Food Holding Cabinet | Institutional | Turnover | 1.4527 | 0.70865 | 2.05 | 0 | 0 | 0 | Fail RIM | Commercial | Indoor Lighting Billed Solution or Indoor Lighting Rebates | Outdoor Lighting Controls | Grocery | Existing | 1.7219 | 0.57215 | 3.0095 | 0 | 0 | 1.2345 | Commercial | Custom Incentives | Induction Cooktops | Miscellaneous | New | 0.42711 | 0.69405 | 0.61539 | 0 | 0 | 0 | Fail TRC
[11 empty] | Commercial | Custom Incentives | Energy Star Hot Food Holding Cabinet | Lodging/Hospitality | Turnover | 1.4527 | 0.70865 | 2.05 | 0 | 0 | 0 | Fail RIM | Commercial | Indoor Lighting Billed Solution or Indoor Lighting Rebates | Outdoor Lighting Controls | Healthcare | Existing | 1.7219 | 0.57215 | 3.0095 | 0 | 0 | 0.34661 | Commercial | Custom Incentives | Induction Cooktops | Offices | New | 0.42711 | 0.69405 | 0.61539 | 0 | 0 | 0 | Fail TRC
[11 empty] | Commercial | Custom Incentives | Energy Star Hot Food Holding Cabinet | Miscellaneous | Turnover | 1.4527 | 0.70865 | 2.05 | 0 | 0 | 0 | Fail RIM | Commercial | Indoor Lighting Billed Solution or Indoor Lighting Rebates | Outdoor Lighting Controls | Hospitals | Existing | 1.7219 | 0.57215 | 3.0095 | 0 | 0 | 0.2442 | Commercial | Custom Incentives | Induction Cooktops | Restaurants | New | 0.42711 | 0.69405 | 0.61539 | 0 | 0 | 0 | Fail TRC
[11 empty] | Commercial | Custom Incentives | Energy Star Hot Food Holding Cabinet | Offices | Turnover | 1.4527 | 0.70865 | 2.05 | 0 | 0 | 0 | Fail RIM | Commercial | Indoor Lighting Billed Solution or Indoor Lighting Rebates | Outdoor Lighting Controls | Institutional | Existing | 1.7219 | 0.57215 | 3.0095 | 0 | 0 | 3.1805 | Commercial | Custom Incentives | Induction Cooktops | Retail | New | 0.42711 | 0.69405 | 0.61539 | 0 | 0 | 0 | Fail TRC
[11 empty] | Commercial | Custom Incentives | Energy Star Hot Food Holding Cabinet | Restaurants | Turnover | 1.4527 | 0.70865 | 2.05 | 0 | 0 | 0 | Fail RIM | Commercial | Indoor Lighting Billed Solution or Indoor Lighting Rebates | Outdoor Lighting Controls | Lodging/Hospitality | Existing | 1.7219 | 0.57215 | 3.0095 | 0 | 0 | 2.5941 | Commercial | Custom Incentives | Induction Cooktops | Schools K-12 | New | 0.42711 | 0.69405 | 0.61539 | 0 | 0 | 0 | Fail TRC
[11 empty] | Commercial | Custom Incentives | Energy Star Hot Food Holding Cabinet | Retail | Turnover | 1.4527 | 0.70865 | 2.05 | 0 | 0 | 0 | Fail RIM | Commercial | Indoor Lighting Billed Solution or Indoor Lighting Rebates | Outdoor Lighting Controls | Miscellaneous | Existing | 1.7219 | 0.57215 | 3.0095 | 0 | 0 | 1.1036 | Commercial | Custom Incentives | Induction Cooktops | Warehouse | New | 0.42711 | 0.69405 | 0.61539 | 0 | 0 | 0 | Fail TRC
[11 empty] | Commercial | Custom Incentives | Energy Star Hot Food Holding Cabinet | Schools K-12 | Turnover | 1.4527 | 0.70865 | 2.05 | 0 | 0 | 0 | Fail RIM | Commercial | Indoor Lighting Billed Solution or Indoor Lighting Rebates | Outdoor Lighting Controls | Offices | Existing | 1.7219 | 0.57215 | 3.0095 | 0 | 0 | 3.2524 | Commercial | Custom Incentives | Energy Star Commercial Dishwasher | Assembly | Turnover | 20.6611 | 0.72921 | 28.3337 | 0 | 0 | 0 | Fail 2-year Threshold
[11 empty] | Commercial | Custom Incentives | Energy Star Hot Food Holding Cabinet | Warehouse | Turnover | 1.4527 | 0.70865 | 2.05 | 0 | 0 | 0 | Fail RIM | Commercial | Indoor Lighting Billed Solution or Indoor Lighting Rebates | Outdoor Lighting Controls | Restaurants | Existing | 1.7219 | 0.57215 | 3.0095 | 0 | 0 | 0.70658 | Commercial | Custom Incentives | Energy Star Commercial Dishwasher | College and University | Turnover | 20.6611 | 0.72921 | 28.3337 | 0 | 0 | 0 | Fail 2-year Threshold
[11 empty] | Commercial | Custom Incentives | Energy Star Hot Food Holding Cabinet | Assembly | New | 1.4527 | 0.70865 | 2.05 | 0 | 0 | 0 | Fail RIM | Commercial | Indoor Lighting Billed Solution or Indoor Lighting Rebates | Outdoor Lighting Controls | Retail | Existing | 1.7219 | 0.57215 | 3.0095 | 0 | 0 | 2.7975 | Commercial | Custom Incentives | Energy Star Commercial Dishwasher | Grocery | Turnover | 20.6611 | 0.72921 | 28.3337 | 0 | 0 | 0 | Fail 2-year Threshold
[11 empty] | Commercial | Custom Incentives | Energy Star Hot Food Holding Cabinet | College and University | New | 1.4527 | 0.70865 | 2.05 | 0 | 0 | 0 | Fail RIM | Commercial | Indoor Lighting Billed Solution or Indoor Lighting Rebates | Outdoor Lighting Controls | Schools K-12 | Existing | 1.7219 | 0.57215 | 3.0095 | 0 | 0 | 0.9232 | Commercial | Custom Incentives | Energy Star Commercial Dishwasher | Healthcare | Turnover | 20.6611 | 0.72921 | 28.3337 | 0 | 0 | 0 | Fail 2-year Threshold
[11 empty] | Commercial | Custom Incentives | Energy Star Hot Food Holding Cabinet | Grocery | New | 1.4527 | 0.70865 | 2.05 | 0 | 0 | 0 | Fail RIM | Commercial | Indoor Lighting Billed Solution or Indoor Lighting Rebates | Outdoor Lighting Controls | Warehouse | Existing | 1.7219 | 0.57215 | 3.0095 | 0 | 0 | 3.0259 | Commercial | Custom Incentives | Energy Star Commercial Dishwasher | Hospitals | Turnover | 20.6611 | 0.72921 | 28.3337 | 0 | 0 | 0 | Fail 2-year Threshold
[11 empty] | Commercial | Custom Incentives | Energy Star Hot Food Holding Cabinet | Healthcare | New | 1.4527 | 0.70865 | 2.05 | 0 | 0 | 0 | Fail RIM | Commercial | Indoor Lighting Billed Solution or Indoor Lighting Rebates | Outdoor Lighting Controls | Assembly | New | 1.7219 | 0.57215 | 3.0095 | 0 | 0 | 0.0035335 | Commercial | Custom Incentives | Energy Star Commercial Dishwasher | Institutional | Turnover | 20.6611 | 0.72921 | 28.3337 | 0 | 0 | 0 | Fail 2-year Threshold
[11 empty] | Commercial | Custom Incentives | Energy Star Hot Food Holding Cabinet | Hospitals | New | 1.4527 | 0.70865 | 2.05 | 0 | 0 | 0 | Fail RIM | Commercial | Indoor Lighting Billed Solution or Indoor Lighting Rebates | Outdoor Lighting Controls | College and University | New | 1.7219 | 0.57215 | 3.0095 | 0 | 0 | 0.0049852 | Commercial | Custom Incentives | Energy Star Commercial Dishwasher | Lodging/Hospitality | Turnover | 20.6611 | 0.72921 | 28.3337 | 0 | 0 | 0 | Fail 2-year Threshold
[11 empty] | Commercial | Custom Incentives | Energy Star Hot Food Holding Cabinet | Institutional | New | 1.4527 | 0.70865 | 2.05 | 0 | 0 | 0 | Fail RIM | Commercial | Indoor Lighting Billed Solution or Indoor Lighting Rebates | Outdoor Lighting Controls | Grocery | New | 1.7219 | 0.57215 | 3.0095 | 0 | 0 | 0.028416 | Commercial | Custom Incentives | Energy Star Commercial Dishwasher | Miscellaneous | Turnover | 20.6611 | 0.72921 | 28.3337 | 0 | 0 | 0 | Fail 2-year Threshold
[11 empty] | Commercial | Custom Incentives | Energy Star Hot Food Holding Cabinet | Lodging/Hospitality | New | 1.4527 | 0.70865 | 2.05 | 0 | 0 | 0 | Fail RIM | Commercial | Indoor Lighting Billed Solution or Indoor Lighting Rebates | Outdoor Lighting Controls | Healthcare | New | 1.7219 | 0.57215 | 3.0095 | 0 | 0 | 0.0079782 | Commercial | Custom Incentives | Energy Star Commercial Dishwasher | Offices | Turnover | 20.6611 | 0.72921 | 28.3337 | 0 | 0 | 0 | Fail 2-year Threshold
[11 empty] | Commercial | Custom Incentives | Energy Star Hot Food Holding Cabinet | Miscellaneous | New | 1.4527 | 0.70865 | 2.05 | 0 | 0 | 0 | Fail RIM | Commercial | Indoor Lighting Billed Solution or Indoor Lighting Rebates | Outdoor Lighting Controls | Hospitals | New | 1.7219 | 0.57215 | 3.0095 | 0 | 0 | 0.0056209 | Commercial | Custom Incentives | Energy Star Commercial Dishwasher | Restaurants | Turnover | 20.6611 | 0.72921 | 28.3337 | 0 | 0 | 0 | Fail 2-year Threshold
[11 empty] | Commercial | Custom Incentives | Energy Star Hot Food Holding Cabinet | Offices | New | 1.4527 | 0.70865 | 2.05 | 0 | 0 | 0 | Fail RIM | Commercial | Indoor Lighting Billed Solution or Indoor Lighting Rebates | Outdoor Lighting Controls | Institutional | New | 1.7219 | 0.57215 | 3.0095 | 0 | 0 | 0.07321 | Commercial | Custom Incentives | Energy Star Commercial Dishwasher | Retail | Turnover | 20.6611 | 0.72921 | 28.3337 | 0 | 0 | 0 | Fail 2-year Threshold
[11 empty] | Commercial | Custom Incentives | Energy Star Hot Food Holding Cabinet | Restaurants | New | 1.4527 | 0.70865 | 2.05 | 0 | 0 | 0 | Fail RIM | Commercial | Indoor Lighting Billed Solution or Indoor Lighting Rebates | Outdoor Lighting Controls | Lodging/Hospitality | New | 1.7219 | 0.57215 | 3.0095 | 0 | 0 | 0.05971 | Commercial | Custom Incentives | Energy Star Commercial Dishwasher | Schools K-12 | Turnover | 20.6611 | 0.72921 | 28.3337 | 0 | 0 | 0 | Fail 2-year Threshold
[11 empty] | Commercial | Custom Incentives | Energy Star Hot Food Holding Cabinet | Retail | New | 1.4527 | 0.70865 | 2.05 | 0 | 0 | 0 | Fail RIM | Commercial | Indoor Lighting Billed Solution or Indoor Lighting Rebates | Outdoor Lighting Controls | Miscellaneous | New | 1.7219 | 0.57215 | 3.0095 | 0 | 0 | 0.025402 | Commercial | Custom Incentives | Energy Star Commercial Dishwasher | Warehouse | Turnover | 20.6611 | 0.72921 | 28.3337 | 0 | 0 | 0 | Fail 2-year Threshold
[11 empty] | Commercial | Custom Incentives | Energy Star Hot Food Holding Cabinet | Schools K-12 | New | 1.4527 | 0.70865 | 2.05 | 0 | 0 | 0 | Fail RIM | Commercial | Indoor Lighting Billed Solution or Indoor Lighting Rebates | Outdoor Lighting Controls | Offices | New | 1.7219 | 0.57215 | 3.0095 | 0 | 0 | 0.074862 | Commercial | Custom Incentives | Energy Star Commercial Dishwasher | Assembly | New | 20.6611 | 0.72921 | 28.3337 | 0 | 0 | 0 | Fail 2-year Threshold
[11 empty] | Commercial | Custom Incentives | Energy Star Hot Food Holding Cabinet | Warehouse | New | 1.4527 | 0.70865 | 2.05 | 0 | 0 | 0 | Fail RIM | Commercial | Indoor Lighting Billed Solution or Indoor Lighting Rebates | Outdoor Lighting Controls | Restaurants | New | 1.7219 | 0.57215 | 3.0095 | 0 | 0 | 0.016264 | Commercial | Custom Incentives | Energy Star Commercial Dishwasher | College and University | New | 20.6611 | 0.72921 | 28.3337 | 0 | 0 | 0 | Fail 2-year Threshold
[11 empty] | Commercial | Custom Incentives | Energy Star Steamer | Assembly | Turnover | 8.2099 | 0.70921 | 11.5762 | 0 | 0 | 0 | Fail RIM | Commercial | Indoor Lighting Billed Solution or Indoor Lighting Rebates | Outdoor Lighting Controls | Retail | New | 1.7219 | 0.57215 | 3.0095 | 0 | 0 | 0.064392 | Commercial | Custom Incentives | Energy Star Commercial Dishwasher | Grocery | New | 20.6611 | 0.72921 | 28.3337 | 0 | 0 | 0 | Fail 2-year Threshold
[11 empty] | Commercial | Custom Incentives | Energy Star Steamer | College and University | Turnover | 8.2099 | 0.70921 | 11.5762 | 0 | 0 | 0 | Fail RIM | Commercial | Indoor Lighting Billed Solution or Indoor Lighting Rebates | Outdoor Lighting Controls | Schools K-12 | New | 1.7219 | 0.57215 | 3.0095 | 0 | 0 | 0.02125 | Commercial | Custom Incentives | Energy Star Commercial Dishwasher | Healthcare | New | 20.6611 | 0.72921 | 28.3337 | 0 | 0 | 0 | Fail 2-year Threshold
[11 empty] | Commercial | Custom Incentives | Energy Star Steamer | Grocery | Turnover | 8.2099 | 0.70921 | 11.5762 | 0 | 0 | 0 | Fail RIM | Commercial | Indoor Lighting Billed Solution or Indoor Lighting Rebates | Outdoor Lighting Controls | Warehouse | New | 1.7219 | 0.57215 | 3.0095 | 0 | 0 | 0.06965 | Commercial | Custom Incentives | Energy Star Commercial Dishwasher | Hospitals | New | 20.6611 | 0.72921 | 28.3337 | 0 | 0 | 0 | Fail 2-year Threshold
[11 empty] | Commercial | Custom Incentives | Energy Star Steamer | Healthcare | Turnover | 8.2099 | 0.70921 | 11.5762 | 0 | 0 | 0 | Fail RIM | Commercial | ENERGY STAR® Windows Rebates | Ceiling Insulation(R2 to R38) | Assembly | Existing | 1.965 | 0.54065 | 3.6345 | 0 | 0 | 0 | Commercial | Custom Incentives | Energy Star Commercial Dishwasher | Institutional | New | 20.6611 | 0.72921 | 28.3337 | 0 | 0 | 0 | Fail 2-year Threshold
[11 empty] | Commercial | Custom Incentives | Energy Star Steamer | Hospitals | Turnover | 8.2099 | 0.70921 | 11.5762 | 0 | 0 | 0 | Fail RIM | Commercial | ENERGY STAR® Windows Rebates | Ceiling Insulation(R2 to R38) | College and University | Existing | 2.4171 | 0.6511 | 3.7123 | 0 | 0 | 0 | Commercial | Custom Incentives | Energy Star Commercial Dishwasher | Lodging/Hospitality | New | 20.6611 | 0.72921 | 28.3337 | 0 | 0 | 0 | Fail 2-year Threshold
[11 empty] | Commercial | Custom Incentives | Energy Star Steamer | Institutional | Turnover | 8.2099 | 0.70921 | 11.5762 | 0 | 0 | 0 | Fail RIM | Commercial | ENERGY STAR® Windows Rebates | Ceiling Insulation(R2 to R38) | Grocery | Existing | 2.219 | 0.60448 | 3.6709 | 0 | 0 | 0 | Commercial | Custom Incentives | Energy Star Commercial Dishwasher | Miscellaneous | New | 20.6611 | 0.72921 | 28.3337 | 0 | 0 | 0 | Fail 2-year Threshold
[11 empty] | Commercial | Custom Incentives | Energy Star Steamer | Lodging/Hospitality | Turnover | 8.2099 | 0.70921 | 11.5762 | 0 | 0 | 0 | Fail RIM | Commercial | ENERGY STAR® Windows Rebates | Ceiling Insulation(R2 to R38) | Healthcare | Existing | 1.965 | 0.54065 | 3.6345 | 0.024588 | 0.0081591 | 1.2468 | Commercial | Custom Incentives | Energy Star Commercial Dishwasher | Offices | New | 20.6611 | 0.72921 | 28.3337 | 0 | 0 | 0 | Fail 2-year Threshold
[11 empty] | Commercial | Custom Incentives | Energy Star Steamer | Miscellaneous | Turnover | 8.2099 | 0.70921 | 11.5762 | 0 | 0 | 0 | Fail RIM | Commercial | ENERGY STAR® Windows Rebates | Ceiling Insulation(R2 to R38) | Hospitals | Existing | 2.4171 | 0.6511 | 3.7123 | 0 | 0 | 0 | Commercial | Custom Incentives | Energy Star Commercial Dishwasher | Restaurants | New | 20.6611 | 0.72921 | 28.3337 | 0 | 0 | 0 | Fail 2-year Threshold
[11 empty] | Commercial | Custom Incentives | Energy Star Steamer | Offices | Turnover | 8.2099 | 0.70921 | 11.5762 | 0 | 0 | 0 | Fail RIM | Commercial | ENERGY STAR® Windows Rebates | Ceiling Insulation(R2 to R38) | Institutional | Existing | 1.965 | 0.54065 | 3.6345 | 0 | 0 | 0 | Commercial | Custom Incentives | Energy Star Commercial Dishwasher | Retail | New | 20.6611 | 0.72921 | 28.3337 | 0 | 0 | 0 | Fail 2-year Threshold
[11 empty] | Commercial | Custom Incentives | Energy Star Steamer | Restaurants | Turnover | 8.2099 | 0.70921 | 11.5762 | 0 | 0 | 0 | Fail RIM | Commercial | ENERGY STAR® Windows Rebates | Ceiling Insulation(R2 to R38) | Lodging/Hospitality | Existing | 2.4171 | 0.6511 | 3.7123 | 0 | 0 | 0 | Commercial | Custom Incentives | Energy Star Commercial Dishwasher | Schools K-12 | New | 20.6611 | 0.72921 | 28.3337 | 0 | 0 | 0 | Fail 2-year Threshold
[11 empty] | Commercial | Custom Incentives | Energy Star Steamer | Retail | Turnover | 8.2099 | 0.70921 | 11.5762 | 0 | 0 | 0 | Fail RIM | Commercial | ENERGY STAR® Windows Rebates | Ceiling Insulation(R2 to R38) | Miscellaneous | Existing | 1.965 | 0.54065 | 3.6345 | 0 | 0 | 0 | Commercial | Custom Incentives | Energy Star Commercial Dishwasher | Warehouse | New | 20.6611 | 0.72921 | 28.3337 | 0 | 0 | 0 | Fail 2-year Threshold
[11 empty] | Commercial | Custom Incentives | Energy Star Steamer | Schools K-12 | Turnover | 8.2099 | 0.70921 | 11.5762 | 0 | 0 | 0 | Fail RIM | Commercial | ENERGY STAR® Windows Rebates | Ceiling Insulation(R2 to R38) | Offices | Existing | 1.965 | 0.54065 | 3.6345 | 0.03223 | 0.10649 | 1.8467 | Commercial | Efficient Electric Heat Pump Rebates | Geothermal Heat Pump | Assembly | Turnover | 0.041045 | 0.62997 | 0.065154 | 0 | 0 | 0 | Fail TRC
[11 empty] | Commercial | Custom Incentives | Energy Star Steamer | Warehouse | Turnover | 8.2099 | 0.70921 | 11.5762 | 0 | 0 | 0 | Fail RIM | Commercial | ENERGY STAR® Windows Rebates | Ceiling Insulation(R2 to R38) | Restaurants | Existing | 2.219 | 0.60448 | 3.6709 | 0 | 0 | 0 | Commercial | Efficient Electric Heat Pump Rebates | Geothermal Heat Pump | College and University | Turnover | 0.048756 | 0.68418 | 0.071261 | 0 | 0 | 0 | Fail TRC
[11 empty] | Commercial | Custom Incentives | Energy Star Steamer | Assembly | New | 8.2099 | 0.70921 | 11.5762 | 0 | 0 | 0 | Fail RIM | Commercial | ENERGY STAR® Windows Rebates | Ceiling Insulation(R2 to R38) | Retail | Existing | 2.219 | 0.60448 | 3.6709 | 0 | 0 | 0 | Commercial | Efficient Electric Heat Pump Rebates | Geothermal Heat Pump | Grocery | Turnover | 0.022968 | 0.62997 | 0.036459 | 0 | 0 | 0 | Fail TRC
[11 empty] | Commercial | Custom Incentives | Energy Star Steamer | College and University | New | 8.2099 | 0.70921 | 11.5762 | 0 | 0 | 0 | Fail RIM | Commercial | ENERGY STAR® Windows Rebates | Ceiling Insulation(R2 to R38) | Schools K-12 | Existing | 1.965 | 0.54065 | 3.6345 | 0 | 0 | 0 | Commercial | Efficient Electric Heat Pump Rebates | Geothermal Heat Pump | Healthcare | Turnover | 0.08916 | 0.62997 | 0.14153 | 0 | 0 | 0 | Fail TRC
[11 empty] | Commercial | Custom Incentives | Energy Star Steamer | Grocery | New | 8.2099 | 0.70921 | 11.5762 | 0 | 0 | 0 | Fail RIM | Commercial | ENERGY STAR® Windows Rebates | Ceiling Insulation(R2 to R38) | Warehouse | Existing | 1.6829 | 0.60768 | 2.7694 | 0 | 0 | 0 | Commercial | Efficient Electric Heat Pump Rebates | Geothermal Heat Pump | Hospitals | Turnover | 0.090565 | 0.68418 | 0.13237 | 0 | 0 | 0 | Fail TRC
[11 empty] | Commercial | Custom Incentives | Energy Star Steamer | Healthcare | New | 8.2099 | 0.70921 | 11.5762 | 0 | 0 | 0 | Fail RIM | Commercial | ENERGY STAR® Windows Rebates | Ceiling Insulation(R2 to R38) | Assembly | New | 1.9318 | 0.54065 | 3.5732 | 0 | 0 | 0 | Commercial | Efficient Electric Heat Pump Rebates | Geothermal Heat Pump | Institutional | Turnover | 0.022255 | 0.62997 | 0.035327 | 0 | 0 | 0 | Fail TRC
[11 empty] | Commercial | Custom Incentives | Energy Star Steamer | Hospitals | New | 8.2099 | 0.70921 | 11.5762 | 0 | 0 | 0 | Fail RIM | Commercial | ENERGY STAR® Windows Rebates | Ceiling Insulation(R2 to R38) | College and University | New | 2.3763 | 0.6511 | 3.6497 | 0 | 0 | 0 | Commercial | Efficient Electric Heat Pump Rebates | Geothermal Heat Pump | Lodging/Hospitality | Turnover | 0.067651 | 0.62997 | 0.10739 | 0 | 0 | 0 | Fail TRC
[11 empty] | Commercial | Custom Incentives | Energy Star Steamer | Institutional | New | 8.2099 | 0.70921 | 11.5762 | 0 | 0 | 0 | Fail RIM | Commercial | ENERGY STAR® Windows Rebates | Ceiling Insulation(R2 to R38) | Grocery | New | 2.1816 | 0.60448 | 3.6089 | 0 | 0 | 0 | Commercial | Efficient Electric Heat Pump Rebates | Geothermal Heat Pump | Miscellaneous | Turnover | 0.022923 | 0.62997 | 0.036388 | 0 | 0 | 0 | Fail TRC
[11 empty] | Commercial | Custom Incentives | Energy Star Steamer | Lodging/Hospitality | New | 8.2099 | 0.70921 | 11.5762 | 0 | 0 | 0 | Fail RIM | Commercial | ENERGY STAR® Windows Rebates | Ceiling Insulation(R2 to R38) | Healthcare | New | 1.9318 | 0.54065 | 3.5732 | 0 | 0 | 0 | Commercial | Efficient Electric Heat Pump Rebates | Geothermal Heat Pump | Offices | Turnover | 0.046059 | 0.62997 | 0.073113 | 0 | 0 | 0 | Fail TRC
[11 empty] | Commercial | Custom Incentives | Energy Star Steamer | Miscellaneous | New | 8.2099 | 0.70921 | 11.5762 | 0 | 0 | 0 | Fail RIM | Commercial | ENERGY STAR® Windows Rebates | Ceiling Insulation(R2 to R38) | Hospitals | New | 2.3763 | 0.6511 | 3.6497 | 0 | 0 | 0 | Commercial | Efficient Electric Heat Pump Rebates | Geothermal Heat Pump | Restaurants | Turnover | 0.067034 | 0.62997 | 0.10641 | 0 | 0 | 0 | Fail TRC
[11 empty] | Commercial | Custom Incentives | Energy Star Steamer | Offices | New | 8.2099 | 0.70921 | 11.5762 | 0 | 0 | 0 | Fail RIM | Commercial | ENERGY STAR® Windows Rebates | Ceiling Insulation(R2 to R38) | Institutional | New | 1.9318 | 0.54065 | 3.5732 | 0 | 0 | 0 | Commercial | Efficient Electric Heat Pump Rebates | Geothermal Heat Pump | Retail | Turnover | 0.052393 | 0.62997 | 0.083168 | 0 | 0 | 0 | Fail TRC
[11 empty] | Commercial | Custom Incentives | Energy Star Steamer | Restaurants | New | 8.2099 | 0.70921 | 11.5762 | 0 | 0 | 0 | Fail RIM | Commercial | ENERGY STAR® Windows Rebates | Ceiling Insulation(R2 to R38) | Lodging/Hospitality | New | 2.3763 | 0.6511 | 3.6497 | 0 | 0 | 0 | Commercial | Efficient Electric Heat Pump Rebates | Geothermal Heat Pump | Schools K-12 | Turnover | 0.045574 | 0.62997 | 0.072343 | 0 | 0 | 0 | Fail TRC
[11 empty] | Commercial | Custom Incentives | Energy Star Steamer | Retail | New | 8.2099 | 0.70921 | 11.5762 | 0 | 0 | 0 | Fail RIM | Commercial | ENERGY STAR® Windows Rebates | Ceiling Insulation(R2 to R38) | Miscellaneous | New | 1.9318 | 0.54065 | 3.5732 | 0 | 0 | 0 | Commercial | Efficient Electric Heat Pump Rebates | Geothermal Heat Pump | Warehouse | Turnover | 0.010033 | 0.62997 | 0.015926 | 0 | 0 | 0 | Fail TRC
[11 empty] | Commercial | Custom Incentives | Energy Star Steamer | Schools K-12 | New | 8.2099 | 0.70921 | 11.5762 | 0 | 0 | 0 | Fail RIM | Commercial | ENERGY STAR® Windows Rebates | Ceiling Insulation(R2 to R38) | Offices | New | 1.9318 | 0.54065 | 3.5732 | 0 | 0 | 0 | Commercial | Efficient Electric Heat Pump Rebates | Geothermal Heat Pump | Assembly | New | 0.041045 | 0.62997 | 0.065154 | 0 | 0 | 0 | Fail TRC
[11 empty] | Commercial | Custom Incentives | Energy Star Steamer | Warehouse | New | 8.2099 | 0.70921 | 11.5762 | 0 | 0 | 0 | Fail RIM | Commercial | ENERGY STAR® Windows Rebates | Ceiling Insulation(R2 to R38) | Restaurants | New | 2.1816 | 0.60448 | 3.6089 | 0 | 0 | 0 | Commercial | Efficient Electric Heat Pump Rebates | Geothermal Heat Pump | College and University | New | 0.048756 | 0.68418 | 0.071261 | 0 | 0 | 0 | Fail TRC
[11 empty] | Commercial | Custom Incentives | Induction Cooktops | Assembly | Turnover | 0.42711 | 0.69405 | 0.61539 | 0 | 0 | 0 | Fail RIM | Commercial | ENERGY STAR® Windows Rebates | Ceiling Insulation(R2 to R38) | Retail | New | 2.1816 | 0.60448 | 3.6089 | 0 | 0 | 0 | Commercial | Efficient Electric Heat Pump Rebates | Geothermal Heat Pump | Grocery | New | 0.022968 | 0.62997 | 0.036459 | 0 | 0 | 0 | Fail TRC
[11 empty] | Commercial | Custom Incentives | Induction Cooktops | College and University | Turnover | 0.42711 | 0.69405 | 0.61539 | 0 | 0 | 0 | Fail RIM | Commercial | ENERGY STAR® Windows Rebates | Ceiling Insulation(R2 to R38) | Schools K-12 | New | 1.9318 | 0.54065 | 3.5732 | 0 | 0 | 0 | Commercial | Efficient Electric Heat Pump Rebates | Geothermal Heat Pump | Healthcare | New | 0.08916 | 0.62997 | 0.14153 | 0 | 0 | 0 | Fail TRC
[11 empty] | Commercial | Custom Incentives | Induction Cooktops | Grocery | Turnover | 0.42711 | 0.69405 | 0.61539 | 0 | 0 | 0 | Fail RIM | Commercial | ENERGY STAR® Windows Rebates | Ceiling Insulation(R2 to R38) | Warehouse | New | 1.6829 | 0.60768 | 2.7694 | 0 | 0 | 0 | Commercial | Efficient Electric Heat Pump Rebates | Geothermal Heat Pump | Hospitals | New | 0.090565 | 0.68418 | 0.13237 | 0 | 0 | 0 | Fail TRC
[11 empty] | Commercial | Custom Incentives | Induction Cooktops | Healthcare | Turnover | 0.42711 | 0.69405 | 0.61539 | 0 | 0 | 0 | Fail RIM | Commercial | Custom Incentives | Chilled Water System - Variable Speed Drives | Assembly | Existing | 3.1294 | 0.64886 | 4.8229 | 0.20384 | 0.011764 | 1.8887 | Commercial | Efficient Electric Heat Pump Rebates | Geothermal Heat Pump | Institutional | New | 0.022255 | 0.62997 | 0.035327 | 0 | 0 | 0 | Fail TRC
[11 empty] | Commercial | Custom Incentives | Induction Cooktops | Hospitals | Turnover | 0.42711 | 0.69405 | 0.61539 | 0 | 0 | 0 | Fail RIM | Commercial | Custom Incentives | Chilled Water System - Variable Speed Drives | College and University | Existing | 3.1294 | 0.64886 | 4.8229 | 0.0060283 | 0.00034791 | 0.055855 | Commercial | Efficient Electric Heat Pump Rebates | Geothermal Heat Pump | Lodging/Hospitality | New | 0.067651 | 0.62997 | 0.10739 | 0 | 0 | 0 | Fail TRC
[11 empty] | Commercial | Custom Incentives | Induction Cooktops | Institutional | Turnover | 0.42711 | 0.69405 | 0.61539 | 0 | 0 | 0 | Fail RIM | Commercial | Custom Incentives | Chilled Water System - Variable Speed Drives | Grocery | Existing | 3.1294 | 0.64886 | 4.8229 | 0 | 0 | 0 | Commercial | Efficient Electric Heat Pump Rebates | Geothermal Heat Pump | Miscellaneous | New | 0.022923 | 0.62997 | 0.036388 | 0 | 0 | 0 | Fail TRC
[11 empty] | Commercial | Custom Incentives | Induction Cooktops | Lodging/Hospitality | Turnover | 0.42711 | 0.69405 | 0.61539 | 0 | 0 | 0 | Fail RIM | Commercial | Custom Incentives | Chilled Water System - Variable Speed Drives | Healthcare | Existing | 3.1294 | 0.64886 | 4.8229 | 0 | 0 | 0 | Commercial | Efficient Electric Heat Pump Rebates | Geothermal Heat Pump | Offices | New | 0.046059 | 0.62997 | 0.073113 | 0 | 0 | 0 | Fail TRC
[11 empty] | Commercial | Custom Incentives | Induction Cooktops | Miscellaneous | Turnover | 0.42711 | 0.69405 | 0.61539 | 0 | 0 | 0 | Fail RIM | Commercial | Custom Incentives | Chilled Water System - Variable Speed Drives | Hospitals | Existing | 3.1294 | 0.64886 | 4.8229 | 0.1122 | 0.0064755 | 1.0396 | Commercial | Efficient Electric Heat Pump Rebates | Geothermal Heat Pump | Restaurants | New | 0.067034 | 0.62997 | 0.10641 | 0 | 0 | 0 | Fail TRC
[11 empty] | Commercial | Custom Incentives | Induction Cooktops | Offices | Turnover | 0.42711 | 0.69405 | 0.61539 | 0 | 0 | 0 | Fail RIM | Commercial | Custom Incentives | Chilled Water System - Variable Speed Drives | Institutional | Existing | 3.1294 | 0.64886 | 4.8229 | 1.2185 | 0.070322 | 11.2899 | Commercial | Efficient Electric Heat Pump Rebates | Geothermal Heat Pump | Retail | New | 0.052393 | 0.62997 | 0.083168 | 0 | 0 | 0 | Fail TRC
[11 empty] | Commercial | Custom Incentives | Induction Cooktops | Restaurants | Turnover | 0.42711 | 0.69405 | 0.61539 | 0 | 0 | 0 | Fail RIM | Commercial | Custom Incentives | Chilled Water System - Variable Speed Drives | Lodging/Hospitality | Existing | 3.1294 | 0.64886 | 4.8229 | 0.55856 | 0.032236 | 5.1754 | Commercial | Efficient Electric Heat Pump Rebates | Geothermal Heat Pump | Schools K-12 | New | 0.045574 | 0.62997 | 0.072343 | 0 | 0 | 0 | Fail TRC
[11 empty] | Commercial | Custom Incentives | Induction Cooktops | Retail | Turnover | 0.42711 | 0.69405 | 0.61539 | 0 | 0 | 0 | Fail RIM | Commercial | Custom Incentives | Chilled Water System - Variable Speed Drives | Miscellaneous | Existing | 3.1294 | 0.64886 | 4.8229 | 0.083276 | 0.0048061 | 0.7716 | Commercial | Efficient Electric Heat Pump Rebates | Geothermal Heat Pump | Warehouse | New | 0.010033 | 0.62997 | 0.015926 | 0 | 0 | 0 | Fail TRC
[11 empty] | Commercial | Custom Incentives | Induction Cooktops | Schools K-12 | Turnover | 0.42711 | 0.69405 | 0.61539 | 0 | 0 | 0 | Fail RIM | Commercial | Custom Incentives | Chilled Water System - Variable Speed Drives | Offices | Existing | 3.1294 | 0.64886 | 4.8229 | 0.69844 | 0.040309 | 6.4715 | Commercial | Custom Incentives | High Efficiency Chiller (Air Cooled, 50 tons) | Grocery | Turnover | 0.9031 | 0.66777 | 1.3524 | 0 | 0 | 0 | Fail TRC
[11 empty] | Commercial | Custom Incentives | Induction Cooktops | Warehouse | Turnover | 0.42711 | 0.69405 | 0.61539 | 0 | 0 | 0 | Fail RIM | Commercial | Custom Incentives | Chilled Water System - Variable Speed Drives | Restaurants | Existing | 3.1294 | 0.64886 | 4.8229 | 0.034757 | 0.0020059 | 0.32205 | Commercial | Custom Incentives | High Efficiency Chiller (Air Cooled, 50 tons) | Institutional | Turnover | 0.88309 | 0.66777 | 1.3224 | 0 | 0 | 0 | Fail TRC
[11 empty] | Commercial | Custom Incentives | Induction Cooktops | Assembly | New | 0.42711 | 0.69405 | 0.61539 | 0 | 0 | 0 | Fail RIM | Commercial | Custom Incentives | Chilled Water System - Variable Speed Drives | Retail | Existing | 3.1294 | 0.64886 | 4.8229 | 0 | 0 | 0 | Commercial | Custom Incentives | High Efficiency Chiller (Air Cooled, 50 tons) | Miscellaneous | Turnover | 0.91311 | 0.66777 | 1.3674 | 0 | 0 | 0 | Fail TRC
[11 empty] | Commercial | Custom Incentives | Induction Cooktops | College and University | New | 0.42711 | 0.69405 | 0.61539 | 0 | 0 | 0 | Fail RIM | Commercial | Custom Incentives | Chilled Water System - Variable Speed Drives | Schools K-12 | Existing | 3.1294 | 0.64886 | 4.8229 | 0.66884 | 0.038601 | 6.1972 | Commercial | Custom Incentives | High Efficiency Chiller (Air Cooled, 50 tons) | Warehouse | Turnover | 0.39652 | 0.66777 | 0.59379 | 0 | 0 | 0 | Fail TRC
[11 empty] | Commercial | Custom Incentives | Induction Cooktops | Grocery | New | 0.42711 | 0.69405 | 0.61539 | 0 | 0 | 0 | Fail RIM | Commercial | Custom Incentives | Chilled Water System - Variable Speed Drives | Warehouse | Existing | 3.1294 | 0.64886 | 4.8229 | 0 | 0 | 0 | Commercial | Custom Incentives | High Efficiency Chiller (Air Cooled, 50 tons) | Grocery | New | 0.9031 | 0.66777 | 1.3524 | 0 | 0 | 0 | Fail TRC
[11 empty] | Commercial | Custom Incentives | Induction Cooktops | Healthcare | New | 0.42711 | 0.69405 | 0.61539 | 0 | 0 | 0 | Fail RIM | Commercial | Custom Incentives | Chilled Water System - Variable Speed Drives | Assembly | New | 3.1294 | 0.64886 | 4.8229 | 0.0046965 | 0.00027105 | 0.043516 | Commercial | Custom Incentives | High Efficiency Chiller (Air Cooled, 50 tons) | Institutional | New | 0.88309 | 0.66777 | 1.3224 | 0 | 0 | 0 | Fail TRC
[11 empty] | Commercial | Custom Incentives | Induction Cooktops | Hospitals | New | 0.42711 | 0.69405 | 0.61539 | 0 | 0 | 0 | Fail RIM | Commercial | Custom Incentives | Chilled Water System - Variable Speed Drives | College and University | New | 3.1294 | 0.64886 | 4.8229 | 0.00013876 | 8.0081e-06 | 0.0012857 | Commercial | Custom Incentives | High Efficiency Chiller (Air Cooled, 50 tons) | Miscellaneous | New | 0.91311 | 0.66777 | 1.3674 | 0 | 0 | 0 | Fail TRC
[11 empty] | Commercial | Custom Incentives | Induction Cooktops | Institutional | New | 0.42711 | 0.69405 | 0.61539 | 0 | 0 | 0 | Fail RIM | Commercial | Custom Incentives | Chilled Water System - Variable Speed Drives | Grocery | New | 3.1294 | 0.64886 | 4.8229 | 0 | 0 | 0 | Commercial | Custom Incentives | High Efficiency Chiller (Air Cooled, 50 tons) | Warehouse | New | 0.39652 | 0.66777 | 0.59379 | 0 | 0 | 0 | Fail TRC
[11 empty] | Commercial | Custom Incentives | Induction Cooktops | Lodging/Hospitality | New | 0.42711 | 0.69405 | 0.61539 | 0 | 0 | 0 | Fail RIM | Commercial | Custom Incentives | Chilled Water System - Variable Speed Drives | Healthcare | New | 3.1294 | 0.64886 | 4.8229 | 0 | 0 | 0 | Commercial | Custom Incentives | High Efficiency Chiller (Water cooled-centrifugal, 200 tons) | Grocery | Turnover | 0.87982 | 0.73314 | 1.2001 | 0 | 0 | 0 | Fail TRC
[11 empty] | Commercial | Custom Incentives | Induction Cooktops | Miscellaneous | New | 0.42711 | 0.69405 | 0.61539 | 0 | 0 | 0 | Fail RIM | Commercial | Custom Incentives | Chilled Water System - Variable Speed Drives | Hospitals | New | 3.1294 | 0.64886 | 4.8229 | 0.0012625 | 7.2865e-05 | 0.011698 | Commercial | Custom Incentives | High Efficiency Chiller (Water cooled-centrifugal, 200 tons) | Institutional | Turnover | 0.86033 | 0.73314 | 1.1735 | 0 | 0 | 0 | Fail TRC
[11 empty] | Commercial | Custom Incentives | Induction Cooktops | Offices | New | 0.42711 | 0.69405 | 0.61539 | 0 | 0 | 0 | Fail RIM | Commercial | Custom Incentives | Chilled Water System - Variable Speed Drives | Institutional | New | 3.1294 | 0.64886 | 4.8229 | 0.028047 | 0.0016187 | 0.25987 | Commercial | Custom Incentives | High Efficiency Chiller (Water cooled-centrifugal, 200 tons) | Miscellaneous | Turnover | 0.88957 | 0.73314 | 1.2134 | 0 | 0 | 0 | Fail TRC
[11 empty] | Commercial | Custom Incentives | Induction Cooktops | Restaurants | New | 0.42711 | 0.69405 | 0.61539 | 0 | 0 | 0 | Fail RIM | Commercial | Custom Incentives | Chilled Water System - Variable Speed Drives | Lodging/Hospitality | New | 3.1294 | 0.64886 | 4.8229 | 0.012857 | 0.00074201 | 0.11913 | Commercial | Custom Incentives | High Efficiency Chiller (Water cooled-centrifugal, 200 tons) | Warehouse | Turnover | 0.38629 | 0.73314 | 0.5269 | 0 | 0 | 0 | Fail TRC
[11 empty] | Commercial | Custom Incentives | Induction Cooktops | Retail | New | 0.42711 | 0.69405 | 0.61539 | 0 | 0 | 0 | Fail RIM | Commercial | Custom Incentives | Chilled Water System - Variable Speed Drives | Miscellaneous | New | 3.1294 | 0.64886 | 4.8229 | 0.0019168 | 0.00011063 | 0.017761 | Commercial | Custom Incentives | High Efficiency Chiller (Water cooled-centrifugal, 200 tons) | Grocery | New | 0.87982 | 0.73314 | 1.2001 | 0 | 0 | 0 | Fail TRC
[11 empty] | Commercial | Custom Incentives | Induction Cooktops | Schools K-12 | New | 0.42711 | 0.69405 | 0.61539 | 0 | 0 | 0 | Fail RIM | Commercial | Custom Incentives | Chilled Water System - Variable Speed Drives | Offices | New | 3.1294 | 0.64886 | 4.8229 | 0.016077 | 0.00092783 | 0.14896 | Commercial | Custom Incentives | High Efficiency Chiller (Water cooled-centrifugal, 200 tons) | Institutional | New | 0.86033 | 0.73314 | 1.1735 | 0 | 0 | 0 | Fail TRC
[11 empty] | Commercial | Custom Incentives | Induction Cooktops | Warehouse | New | 0.42711 | 0.69405 | 0.61539 | 0 | 0 | 0 | Fail RIM | Commercial | Custom Incentives | Chilled Water System - Variable Speed Drives | Restaurants | New | 3.1294 | 0.64886 | 4.8229 | 0.00080004 | 4.6173e-05 | 0.0074128 | Commercial | Custom Incentives | High Efficiency Chiller (Water cooled-centrifugal, 200 tons) | Miscellaneous | New | 0.88957 | 0.73314 | 1.2134 | 0 | 0 | 0 | Fail TRC
[11 empty] | Commercial | Custom Incentives | Energy Star Commercial Dishwasher | Assembly | Turnover | 20.6611 | 0.72921 | 28.3337 | 0 | 0 | 0 | Fail RIM | Commercial | Custom Incentives | Chilled Water System - Variable Speed Drives | Retail | New | 3.1294 | 0.64886 | 4.8229 | 0 | 0 | 0 | Commercial | Custom Incentives | High Efficiency Chiller (Water cooled-centrifugal, 200 tons) | Warehouse | New | 0.38629 | 0.73314 | 0.5269 | 0 | 0 | 0 | Fail TRC
[11 empty] | Commercial | Custom Incentives | Energy Star Commercial Dishwasher | College and University | Turnover | 20.6611 | 0.72921 | 28.3337 | 0 | 0 | 0 | Fail RIM | Commercial | Custom Incentives | Chilled Water System - Variable Speed Drives | Schools K-12 | New | 3.1294 | 0.64886 | 4.8229 | 0.015395 | 0.00088851 | 0.14265 | Commercial | Custom Incentives | High Efficiency Chiller (Water cooled-positive displacement, 100 tons) | Assembly | Turnover | 0.92652 | 0.73314 | 1.2638 | 0 | 0 | 0 | Fail TRC
[11 empty] | Commercial | Custom Incentives | Energy Star Commercial Dishwasher | Grocery | Turnover | 20.6611 | 0.72921 | 28.3337 | 0 | 0 | 0 | Fail RIM | Commercial | Custom Incentives | Chilled Water System - Variable Speed Drives | Warehouse | New | 3.1294 | 0.64886 | 4.8229 | 0 | 0 | 0 | Commercial | Custom Incentives | High Efficiency Chiller (Water cooled-positive displacement, 100 tons) | Grocery | Turnover | 0.51182 | 0.73314 | 0.69812 | 0 | 0 | 0 | Fail TRC
[11 empty] | Commercial | Custom Incentives | Energy Star Commercial Dishwasher | Healthcare | Turnover | 20.6611 | 0.72921 | 28.3337 | 0 | 0 | 0 | Fail RIM | Commercial | Duct Repair/Replacement Rebates | Duct Sealing Repair | Assembly | Existing | 2.0055 | 0.65534 | 3.0603 | 0 | 0 | 0 | Commercial | Custom Incentives | High Efficiency Chiller (Water cooled-positive displacement, 100 tons) | Institutional | Turnover | 0.50048 | 0.73314 | 0.68265 | 0 | 0 | 0 | Fail TRC
[11 empty] | Commercial | Custom Incentives | Energy Star Commercial Dishwasher | Hospitals | Turnover | 20.6611 | 0.72921 | 28.3337 | 0 | 0 | 0 | Fail RIM | Commercial | Duct Repair/Replacement Rebates | Duct Sealing Repair | College and University | Existing | 3.0394 | 0.65534 | 4.6378 | 0 | 0 | 0 | Commercial | Custom Incentives | High Efficiency Chiller (Water cooled-positive displacement, 100 tons) | Miscellaneous | Turnover | 0.51749 | 0.73314 | 0.70586 | 0 | 0 | 0 | Fail TRC
[11 empty] | Commercial | Custom Incentives | Energy Star Commercial Dishwasher | Institutional | Turnover | 20.6611 | 0.72921 | 28.3337 | 0 | 0 | 0 | Fail RIM | Commercial | Duct Repair/Replacement Rebates | Duct Sealing Repair | Schools K-12 | Existing | 3.0394 | 0.65534 | 4.6378 | 0 | 0 | 0 | Commercial | Custom Incentives | High Efficiency Chiller (Water cooled-positive displacement, 100 tons) | Warehouse | Turnover | 0.22472 | 0.73314 | 0.30652 | 0 | 0 | 0 | Fail TRC
[11 empty] | Commercial | Custom Incentives | Energy Star Commercial Dishwasher | Lodging/Hospitality | Turnover | 20.6611 | 0.72921 | 28.3337 | 0 | 0 | 0 | Fail RIM | Commercial | Duct Repair/Replacement Rebates | Duct Sealing Repair | Assembly | New | 2.0055 | 0.65534 | 3.0603 | 0 | 0 | 0 | Commercial | Custom Incentives | High Efficiency Chiller (Water cooled-positive displacement, 100 tons) | Assembly | New | 0.92652 | 0.73314 | 1.2638 | 0 | 0 | 0 | Fail TRC
[11 empty] | Commercial | Custom Incentives | Energy Star Commercial Dishwasher | Miscellaneous | Turnover | 20.6611 | 0.72921 | 28.3337 | 0 | 0 | 0 | Fail RIM | Commercial | Duct Repair/Replacement Rebates | Duct Sealing Repair | College and University | New | 3.0394 | 0.65534 | 4.6378 | 0 | 0 | 0 | Commercial | Custom Incentives | High Efficiency Chiller (Water cooled-positive displacement, 100 tons) | Grocery | New | 0.51182 | 0.73314 | 0.69812 | 0 | 0 | 0 | Fail TRC
[11 empty] | Commercial | Custom Incentives | Energy Star Commercial Dishwasher | Offices | Turnover | 20.6611 | 0.72921 | 28.3337 | 0 | 0 | 0 | Fail RIM | Commercial | Duct Repair/Replacement Rebates | Duct Sealing Repair | Schools K-12 | New | 3.0394 | 0.65534 | 4.6378 | 0 | 0 | 0 | Commercial | Custom Incentives | High Efficiency Chiller (Water cooled-positive displacement, 100 tons) | Institutional | New | 0.50048 | 0.73314 | 0.68265 | 0 | 0 | 0 | Fail TRC
[11 empty] | Commercial | Custom Incentives | Energy Star Commercial Dishwasher | Restaurants | Turnover | 20.6611 | 0.72921 | 28.3337 | 0 | 0 | 0 | Fail RIM | Commercial | Custom Incentives | ECM Motors on Furnaces | Assembly | Existing | 1.3162 | 0.68991 | 1.9077 | 0 | 0 | 0.00028303 | Commercial | Custom Incentives | High Efficiency Chiller (Water cooled-positive displacement, 100 tons) | Miscellaneous | New | 0.51749 | 0.73314 | 0.70586 | 0 | 0 | 0 | Fail TRC
[11 empty] | Commercial | Custom Incentives | Energy Star Commercial Dishwasher | Retail | Turnover | 20.6611 | 0.72921 | 28.3337 | 0 | 0 | 0 | Fail RIM | Commercial | Custom Incentives | ECM Motors on Furnaces | College and University | Existing | 1.2739 | 0.66777 | 1.9077 | 0 | 0 | 0 | Commercial | Custom Incentives | High Efficiency Chiller (Water cooled-positive displacement, 100 tons) | Warehouse | New | 0.22472 | 0.73314 | 0.30652 | 0 | 0 | 0 | Fail TRC
[11 empty] | Commercial | Custom Incentives | Energy Star Commercial Dishwasher | Schools K-12 | Turnover | 20.6611 | 0.72921 | 28.3337 | 0 | 0 | 0 | Fail RIM | Commercial | Custom Incentives | ECM Motors on Furnaces | Grocery | Existing | 2.0986 | 0.63957 | 3.2813 | 0 | 3.834e-05 | 0.00033586 | Commercial | Custom Incentives | High Efficiency DX 135k- less than 240k BTU | Assembly | Turnover | 0.43841 | 0.72404 | 0.60551 | 0 | 0 | 0 | Fail TRC
[11 empty] | Commercial | Custom Incentives | Energy Star Commercial Dishwasher | Warehouse | Turnover | 20.6611 | 0.72921 | 28.3337 | 0 | 0 | 0 | Fail RIM | Commercial | Custom Incentives | ECM Motors on Furnaces | Healthcare | Existing | 2.0637 | 0.68991 | 2.9913 | 0 | 0 | 3.9185e-05 | Commercial | Custom Incentives | High Efficiency DX 135k- less than 240k BTU | College and University | Turnover | 0.48638 | 0.72404 | 0.67176 | 0 | 0 | 0 | Fail TRC
[11 empty] | Commercial | Custom Incentives | Energy Star Commercial Dishwasher | Assembly | New | 20.6611 | 0.72921 | 28.3337 | 0 | 0 | 0 | Fail RIM | Commercial | Custom Incentives | ECM Motors on Furnaces | Hospitals | Existing | 2.2727 | 0.66777 | 3.4034 | 0 | 1.0516e-06 | 6.8914e-06 | Commercial | Custom Incentives | High Efficiency DX 135k- less than 240k BTU | Grocery | Turnover | 0.24218 | 0.72404 | 0.33449 | 0 | 0 | 0 | Fail TRC
[11 empty] | Commercial | Custom Incentives | Energy Star Commercial Dishwasher | College and University | New | 20.6611 | 0.72921 | 28.3337 | 0 | 0 | 0 | Fail RIM | Commercial | Custom Incentives | ECM Motors on Furnaces | Institutional | Existing | 1.1477 | 0.68991 | 1.6635 | 0 | 0 | 0.00037743 | Commercial | Custom Incentives | High Efficiency DX 135k- less than 240k BTU | Healthcare | Turnover | 0.95398 | 0.72404 | 1.3176 | 0 | 0 | 0 | Fail TRC
[11 empty] | Commercial | Custom Incentives | Energy Star Commercial Dishwasher | Grocery | New | 20.6611 | 0.72921 | 28.3337 | 0 | 0 | 0 | Fail RIM | Commercial | Custom Incentives | ECM Motors on Furnaces | Lodging/Hospitality | Existing | 1.2885 | 0.63957 | 2.0146 | 0 | 4.7916e-05 | 0.00041975 | Commercial | Custom Incentives | High Efficiency DX 135k- less than 240k BTU | Hospitals | Turnover | 0.90366 | 0.72404 | 1.2481 | 0 | 0 | 0 | Fail TRC
[11 empty] | Commercial | Custom Incentives | Energy Star Commercial Dishwasher | Healthcare | New | 20.6611 | 0.72921 | 28.3337 | 0 | 0 | 0 | Fail RIM | Commercial | Custom Incentives | ECM Motors on Furnaces | Retail | Existing | 2.8209 | 0.63957 | 4.4107 | 0 | 1.9448e-05 | 0.00017036 | Commercial | Custom Incentives | High Efficiency DX 135k- less than 240k BTU | Institutional | Turnover | 0.23682 | 0.72404 | 0.32708 | 0 | 0 | 0 | Fail TRC
[11 empty] | Commercial | Custom Incentives | Energy Star Commercial Dishwasher | Hospitals | New | 20.6611 | 0.72921 | 28.3337 | 0 | 0 | 0 | Fail RIM | Commercial | Custom Incentives | ECM Motors on Furnaces | Schools K-12 | Existing | 2.8008 | 0.68991 | 4.0596 | 0 | 0 | 0 | Commercial | Custom Incentives | High Efficiency DX 135k- less than 240k BTU | Lodging/Hospitality | Turnover | 0.72421 | 0.72404 | 1.0002 | 0 | 0 | 0 | Fail TRC
[11 empty] | Commercial | Custom Incentives | Energy Star Commercial Dishwasher | Institutional | New | 20.6611 | 0.72921 | 28.3337 | 0 | 0 | 0 | Fail RIM | Commercial | Custom Incentives | ECM Motors on Furnaces | Assembly | New | 1.3162 | 0.68991 | 1.9077 | 0 | 0 | 6.5211e-06 | Commercial | Custom Incentives | High Efficiency DX 135k- less than 240k BTU | Miscellaneous | Turnover | 0.24487 | 0.72404 | 0.3382 | 0 | 0 | 0 | Fail TRC
[11 empty] | Commercial | Custom Incentives | Energy Star Commercial Dishwasher | Lodging/Hospitality | New | 20.6611 | 0.72921 | 28.3337 | 0 | 0 | 0 | Fail RIM | Commercial | Custom Incentives | ECM Motors on Furnaces | College and University | New | 1.2739 | 0.66777 | 1.9077 | 0 | 0 | 0 | Commercial | Custom Incentives | High Efficiency DX 135k- less than 240k BTU | Offices | Turnover | 0.49343 | 0.72404 | 0.68149 | 0 | 0 | 0 | Fail TRC
[11 empty] | Commercial | Custom Incentives | Energy Star Commercial Dishwasher | Miscellaneous | New | 20.6611 | 0.72921 | 28.3337 | 0 | 0 | 0 | Fail RIM | Commercial | Custom Incentives | ECM Motors on Furnaces | Grocery | New | 2.0986 | 0.63957 | 3.2813 | 0 | 8.825e-07 | 7.7307e-06 | Commercial | Custom Incentives | High Efficiency DX 135k- less than 240k BTU | Restaurants | Turnover | 0.71045 | 0.72404 | 0.98124 | 0 | 0 | 0 | Fail TRC
[11 empty] | Commercial | Custom Incentives | Energy Star Commercial Dishwasher | Offices | New | 20.6611 | 0.72921 | 28.3337 | 0 | 0 | 0 | Fail RIM | Commercial | Custom Incentives | ECM Motors on Furnaces | Healthcare | New | 2.0637 | 0.68991 | 2.9913 | 0 | 0 | 9.0197e-07 | Commercial | Custom Incentives | High Efficiency DX 135k- less than 240k BTU | Retail | Turnover | 0.55682 | 0.72404 | 0.76905 | 0 | 0 | 0 | Fail TRC
[11 empty] | Commercial | Custom Incentives | Energy Star Commercial Dishwasher | Restaurants | New | 20.6611 | 0.72921 | 28.3337 | 0 | 0 | 0 | Fail RIM | Commercial | Custom Incentives | ECM Motors on Furnaces | Hospitals | New | 2.2727 | 0.66777 | 3.4034 | 0 | 2.4205e-08 | 1.5863e-07 | Commercial | Custom Incentives | High Efficiency DX 135k- less than 240k BTU | Schools K-12 | Turnover | 0.48403 | 0.72404 | 0.66852 | 0 | 0 | 0 | Fail TRC
[11 empty] | Commercial | Custom Incentives | Energy Star Commercial Dishwasher | Retail | New | 20.6611 | 0.72921 | 28.3337 | 0 | 0 | 0 | Fail RIM | Commercial | Custom Incentives | ECM Motors on Furnaces | Institutional | New | 1.1477 | 0.68991 | 1.6635 | 0 | 0 | 8.6876e-06 | Commercial | Custom Incentives | High Efficiency DX 135k- less than 240k BTU | Warehouse | Turnover | 0.10633 | 0.72404 | 0.14686 | 0 | 0 | 0 | Fail TRC
[11 empty] | Commercial | Custom Incentives | Energy Star Commercial Dishwasher | Schools K-12 | New | 20.6611 | 0.72921 | 28.3337 | 0 | 0 | 0 | Fail RIM | Commercial | Custom Incentives | ECM Motors on Furnaces | Lodging/Hospitality | New | 1.2885 | 0.63957 | 2.0146 | 0 | 1.0951e-06 | 9.5928e-06 | Commercial | Custom Incentives | High Efficiency DX 135k- less than 240k BTU | Assembly | New | 0.43841 | 0.72404 | 0.60551 | 0 | 0 | 0 | Fail TRC
[11 empty] | Commercial | Custom Incentives | Energy Star Commercial Dishwasher | Warehouse | New | 20.6611 | 0.72921 | 28.3337 | 0 | 0 | 0 | Fail RIM | Commercial | Custom Incentives | ECM Motors on Furnaces | Retail | New | 2.8209 | 0.63957 | 4.4107 | 0 | 4.4764e-07 | 3.9214e-06 | Commercial | Custom Incentives | High Efficiency DX 135k- less than 240k BTU | College and University | New | 0.48638 | 0.72404 | 0.67176 | 0 | 0 | 0 | Fail TRC
[11 empty] | Commercial | Indoor Lighting Billed Solution or Indoor Lighting Rebates | High Efficiency HID Lighting | Assembly | Turnover | 1.6046 | 0.63617 | 2.5223 | 0 | 0 | 0 | Fail RIM | Commercial | Custom Incentives | ECM Motors on Furnaces | Schools K-12 | New | 2.8008 | 0.68991 | 4.0596 | 0 | 0 | 0 | Commercial | Custom Incentives | High Efficiency DX 135k- less than 240k BTU | Grocery | New | 0.24218 | 0.72404 | 0.33449 | 0 | 0 | 0 | Fail TRC
[11 empty] | Commercial | Indoor Lighting Billed Solution or Indoor Lighting Rebates | High Efficiency HID Lighting | College and University | Turnover | 1.6046 | 0.63617 | 2.5223 | 0 | 0 | 0 | Fail RIM | Commercial | Custom Incentives | Facility Energy Management System | College and University | Existing | 1.423 | 0.65774 | 2.1635 | 0.0036356 | 0.0024061 | 0.024635 | Commercial | Custom Incentives | High Efficiency DX 135k- less than 240k BTU | Healthcare | New | 0.95398 | 0.72404 | 1.3176 | 0 | 0 | 0 | Fail TRC
[11 empty] | Commercial | Indoor Lighting Billed Solution or Indoor Lighting Rebates | High Efficiency HID Lighting | Grocery | Turnover | 1.6046 | 0.63617 | 2.5223 | 0 | 0 | 0 | Fail RIM | Commercial | Custom Incentives | Facility Energy Management System | Lodging/Hospitality | Existing | 2.2296 | 0.68344 | 3.2623 | 0.13263 | 0.029824 | 0.52509 | Commercial | Custom Incentives | High Efficiency DX 135k- less than 240k BTU | Hospitals | New | 0.90366 | 0.72404 | 1.2481 | 0 | 0 | 0 | Fail TRC
[11 empty] | Commercial | Indoor Lighting Billed Solution or Indoor Lighting Rebates | High Efficiency HID Lighting | Healthcare | Turnover | 1.6046 | 0.63617 | 2.5223 | 0 | 0 | 0 | Fail RIM | Commercial | Custom Incentives | Facility Energy Management System | Miscellaneous | Existing | 3.0276 | 0.68383 | 4.4274 | 0.2425 | 0.01738 | 1.166 | Commercial | Custom Incentives | High Efficiency DX 135k- less than 240k BTU | Institutional | New | 0.23682 | 0.72404 | 0.32708 | 0 | 0 | 0 | Fail TRC
[11 empty] | Commercial | Indoor Lighting Billed Solution or Indoor Lighting Rebates | High Efficiency HID Lighting | Hospitals | Turnover | 1.6046 | 0.63617 | 2.5223 | 0 | 0 | 0 | Fail RIM | Commercial | Custom Incentives | Facility Energy Management System | Retail | Existing | 1.8109 | 0.68344 | 2.6497 | 0.59294 | 0.18131 | 2.2978 | Commercial | Custom Incentives | High Efficiency DX 135k- less than 240k BTU | Lodging/Hospitality | New | 0.72421 | 0.72404 | 1.0002 | 0 | 0 | 0 | Fail TRC
[11 empty] | Commercial | Indoor Lighting Billed Solution or Indoor Lighting Rebates | High Efficiency HID Lighting | Institutional | Turnover | 1.6046 | 0.63617 | 2.5223 | 0 | 0 | 0 | Fail RIM | Commercial | Custom Incentives | Facility Energy Management System | Schools K-12 | Existing | 1.4844 | 0.68383 | 2.1707 | 0.034746 | 0.0015829 | 0.16972 | Commercial | Custom Incentives | High Efficiency DX 135k- less than 240k BTU | Miscellaneous | New | 0.24487 | 0.72404 | 0.3382 | 0 | 0 | 0 | Fail TRC
[11 empty] | Commercial | Indoor Lighting Billed Solution or Indoor Lighting Rebates | High Efficiency HID Lighting | Lodging/Hospitality | Turnover | 1.6046 | 0.63617 | 2.5223 | 0 | 0 | 0 | Fail RIM | Commercial | Custom Incentives | Facility Energy Management System | College and University | New | 1.423 | 0.65774 | 2.1635 | 0.00049939 | 0.00033044 | 0.0033839 | Commercial | Custom Incentives | High Efficiency DX 135k- less than 240k BTU | Offices | New | 0.49343 | 0.72404 | 0.68149 | 0 | 0 | 0 | Fail TRC
[11 empty] | Commercial | Indoor Lighting Billed Solution or Indoor Lighting Rebates | High Efficiency HID Lighting | Miscellaneous | Turnover | 1.6046 | 0.63617 | 2.5223 | 0 | 0 | 0 | Fail RIM | Commercial | Custom Incentives | Facility Energy Management System | Lodging/Hospitality | New | 2.2296 | 0.68344 | 3.2623 | 0.018232 | 0.0040958 | 0.072176 | Commercial | Custom Incentives | High Efficiency DX 135k- less than 240k BTU | Restaurants | New | 0.71045 | 0.72404 | 0.98124 | 0 | 0 | 0 | Fail TRC
[11 empty] | Commercial | Indoor Lighting Billed Solution or Indoor Lighting Rebates | High Efficiency HID Lighting | Offices | Turnover | 1.6046 | 0.63617 | 2.5223 | 0 | 0 | 0 | Fail RIM | Commercial | Custom Incentives | Facility Energy Management System | Miscellaneous | New | 3.0276 | 0.68383 | 4.4274 | 0.0055819 | 0.00040005 | 0.026839 | Commercial | Custom Incentives | High Efficiency DX 135k- less than 240k BTU | Retail | New | 0.55682 | 0.72404 | 0.76905 | 0 | 0 | 0 | Fail TRC
[11 empty] | Commercial | Indoor Lighting Billed Solution or Indoor Lighting Rebates | High Efficiency HID Lighting | Restaurants | Turnover | 1.6046 | 0.63617 | 2.5223 | 0 | 0 | 0 | Fail RIM | Commercial | Custom Incentives | Facility Energy Management System | Retail | New | 1.8109 | 0.68344 | 2.6497 | 0.013571 | 0.0041498 | 0.052593 | Commercial | Custom Incentives | High Efficiency DX 135k- less than 240k BTU | Schools K-12 | New | 0.48403 | 0.72404 | 0.66852 | 0 | 0 | 0 | Fail TRC
[11 empty] | Commercial | Indoor Lighting Billed Solution or Indoor Lighting Rebates | High Efficiency HID Lighting | Retail | Turnover | 1.6046 | 0.63617 | 2.5223 | 0 | 0 | 0 | Fail RIM | Commercial | Custom Incentives | Facility Energy Management System | Schools K-12 | New | 1.4844 | 0.68383 | 2.1707 | 0.0047878 | 0.00021738 | 0.023385 | Commercial | Custom Incentives | High Efficiency DX 135k- less than 240k BTU | Warehouse | New | 0.10633 | 0.72404 | 0.14686 | 0 | 0 | 0 | Fail TRC
[11 empty] | Commercial | Indoor Lighting Billed Solution or Indoor Lighting Rebates | High Efficiency HID Lighting | Schools K-12 | Turnover | 1.6046 | 0.63617 | 2.5223 | 0 | 0 | 0 | Fail RIM | Commercial | Custom Incentives | Hotel Card Energy Control Systems | Lodging/Hospitality | Existing | 1.7543 | 0.73013 | 2.4028 | 0.033743 | -0.0077337 | 4.4778 | Commercial | Custom Incentives | High Efficiency PTAC | Assembly | Turnover | 4.6066 | 0.6853 | 6.7221 | 0 | 0 | 0 | Fail 2-year Threshold
[11 empty] | Commercial | Indoor Lighting Billed Solution or Indoor Lighting Rebates | High Efficiency HID Lighting | Warehouse | Turnover | 1.6046 | 0.63617 | 2.5223 | 0 | 0 | 0 | Fail RIM | Commercial | Custom Incentives | Hotel Card Energy Control Systems | Lodging/Hospitality | New | 1.7543 | 0.73013 | 2.4028 | 0.00077247 | -0.00017674 | 0.1025 | Commercial | Custom Incentives | High Efficiency PTAC | College and University | Turnover | 5.0845 | 0.68954 | 7.3737 | 0 | 0 | 0 | Fail 2-year Threshold
[11 empty] | Commercial | Indoor Lighting Billed Solution or Indoor Lighting Rebates | High Efficiency HID Lighting | Assembly | New | 1.6046 | 0.63617 | 2.5223 | 0 | 0 | 0 | Fail RIM | Commercial | Indoor Lighting Billed Solution or Indoor Lighting Rebates | Interior Lighting Controls | Assembly | Existing | 1.1847 | 0.66156 | 1.7908 | 0 | 0 | 0.15256 | Commercial | Custom Incentives | High Efficiency PTAC | Healthcare | Turnover | 10.0239 | 0.6853 | 14.6271 | 0 | 0 | 0 | Fail 2-year Threshold
[11 empty] | Commercial | Indoor Lighting Billed Solution or Indoor Lighting Rebates | High Efficiency HID Lighting | College and University | New | 1.6046 | 0.63617 | 2.5223 | 0 | 0 | 0 | Fail RIM | Commercial | Indoor Lighting Billed Solution or Indoor Lighting Rebates | Interior Lighting Controls | College and University | Existing | 1.8158 | 0.66156 | 2.7447 | 0 | 0 | 0.54672 | Commercial | Custom Incentives | High Efficiency PTAC | Hospitals | Turnover | 9.4466 | 0.68954 | 13.6999 | 0 | 0 | 0 | Fail 2-year Threshold
[11 empty] | Commercial | Indoor Lighting Billed Solution or Indoor Lighting Rebates | High Efficiency HID Lighting | Grocery | New | 1.6046 | 0.63617 | 2.5223 | 0 | 0 | 0 | Fail RIM | Commercial | Indoor Lighting Billed Solution or Indoor Lighting Rebates | Interior Lighting Controls | Healthcare | Existing | 2.0712 | 0.66156 | 3.1307 | 0 | 0 | 0.87557 | Commercial | Custom Incentives | High Efficiency PTAC | Lodging/Hospitality | Turnover | 7.6095 | 0.6853 | 11.104 | 0 | 0 | 0 | Fail 2-year Threshold
[11 empty] | Commercial | Indoor Lighting Billed Solution or Indoor Lighting Rebates | High Efficiency HID Lighting | Healthcare | New | 1.6046 | 0.63617 | 2.5223 | 0 | 0 | 0 | Fail RIM | Commercial | Indoor Lighting Billed Solution or Indoor Lighting Rebates | Interior Lighting Controls | Institutional | Existing | 1.3589 | 0.66156 | 2.0542 | 0 | 0 | 3.1639 | Commercial | Custom Incentives | High Efficiency PTAC | Offices | Turnover | 5.4647 | 0.72553 | 7.532 | 0 | 0 | 0 | Fail 2-year Threshold
[11 empty] | Commercial | Indoor Lighting Billed Solution or Indoor Lighting Rebates | High Efficiency HID Lighting | Hospitals | New | 1.6046 | 0.63617 | 2.5223 | 0 | 0 | 0 | Fail RIM | Commercial | Indoor Lighting Billed Solution or Indoor Lighting Rebates | Interior Lighting Controls | Lodging/Hospitality | Existing | 1.5464 | 0.66156 | 2.3375 | 0 | 0 | 2.6999 | Commercial | Custom Incentives | High Efficiency PTAC | Restaurants | Turnover | 7.465 | 0.6853 | 10.8932 | 0 | 0 | 0 | Fail 2-year Threshold
[11 empty] | Commercial | Indoor Lighting Billed Solution or Indoor Lighting Rebates | High Efficiency HID Lighting | Institutional | New | 1.6046 | 0.63617 | 2.5223 | 0 | 0 | 0 | Fail RIM | Commercial | Indoor Lighting Billed Solution or Indoor Lighting Rebates | Interior Lighting Controls | Miscellaneous | Existing | 1.8158 | 0.66156 | 2.7447 | 0 | 0 | 1.0392 | Commercial | Custom Incentives | High Efficiency PTAC | Retail | Turnover | 5.8508 | 0.6853 | 8.5376 | 0 | 0 | 0 | Fail 2-year Threshold
[11 empty] | Commercial | Indoor Lighting Billed Solution or Indoor Lighting Rebates | High Efficiency HID Lighting | Lodging/Hospitality | New | 1.6046 | 0.63617 | 2.5223 | 0 | 0 | 0 | Fail RIM | Commercial | Indoor Lighting Billed Solution or Indoor Lighting Rebates | Interior Lighting Controls | Offices | Existing | 1.34 | 0.66156 | 2.0255 | 0 | 0 | 6.8982 | Commercial | Custom Incentives | High Efficiency PTAC | Schools K-12 | Turnover | 5.086 | 0.6853 | 7.4215 | 0 | 0 | 0 | Fail 2-year Threshold
[11 empty] | Commercial | Indoor Lighting Billed Solution or Indoor Lighting Rebates | High Efficiency HID Lighting | Miscellaneous | New | 1.6046 | 0.63617 | 2.5223 | 0 | 0 | 0 | Fail RIM | Commercial | Indoor Lighting Billed Solution or Indoor Lighting Rebates | Interior Lighting Controls | Restaurants | Existing | 1.3828 | 0.66156 | 2.0903 | 0 | 0 | 0.35836 | Commercial | Custom Incentives | High Efficiency PTAC | Assembly | New | 4.6066 | 0.6853 | 6.7221 | 0 | 0 | 0 | Fail 2-year Threshold
[11 empty] | Commercial | Indoor Lighting Billed Solution or Indoor Lighting Rebates | High Efficiency HID Lighting | Offices | New | 1.6046 | 0.63617 | 2.5223 | 0 | 0 | 0 | Fail RIM | Commercial | Indoor Lighting Billed Solution or Indoor Lighting Rebates | Interior Lighting Controls | Retail | Existing | 2.053 | 0.66156 | 3.1033 | 0 | 0 | 1.3529 | Commercial | Custom Incentives | High Efficiency PTAC | College and University | New | 5.0845 | 0.68954 | 7.3737 | 0 | 0 | 0 | Fail 2-year Threshold
[11 empty] | Commercial | Indoor Lighting Billed Solution or Indoor Lighting Rebates | High Efficiency HID Lighting | Restaurants | New | 1.6046 | 0.63617 | 2.5223 | 0 | 0 | 0 | Fail RIM | Commercial | Indoor Lighting Billed Solution or Indoor Lighting Rebates | Interior Lighting Controls | Warehouse | Existing | 1.5752 | 0.66156 | 2.381 | 0 | 0 | 4.1197 | Commercial | Custom Incentives | High Efficiency PTAC | Healthcare | New | 10.0239 | 0.6853 | 14.6271 | 0 | 0 | 0 | Fail 2-year Threshold
[11 empty] | Commercial | Indoor Lighting Billed Solution or Indoor Lighting Rebates | High Efficiency HID Lighting | Retail | New | 1.6046 | 0.63617 | 2.5223 | 0 | 0 | 0 | Fail RIM | Commercial | Indoor Lighting Billed Solution or Indoor Lighting Rebates | Interior Lighting Controls | Assembly | New | 1.1847 | 0.66156 | 1.7908 | 0 | 0 | 0.0035151 | Commercial | Custom Incentives | High Efficiency PTAC | Hospitals | New | 9.4466 | 0.68954 | 13.6999 | 0 | 0 | 0 | Fail 2-year Threshold
[11 empty] | Commercial | Indoor Lighting Billed Solution or Indoor Lighting Rebates | High Efficiency HID Lighting | Schools K-12 | New | 1.6046 | 0.63617 | 2.5223 | 0 | 0 | 0 | Fail RIM | Commercial | Indoor Lighting Billed Solution or Indoor Lighting Rebates | Interior Lighting Controls | College and University | New | 1.8158 | 0.66156 | 2.7447 | 0 | 0 | 0.012584 | Commercial | Custom Incentives | High Efficiency PTAC | Lodging/Hospitality | New | 7.6095 | 0.6853 | 11.104 | 0 | 0 | 0 | Fail 2-year Threshold
[11 empty] | Commercial | Indoor Lighting Billed Solution or Indoor Lighting Rebates | High Efficiency HID Lighting | Warehouse | New | 1.6046 | 0.63617 | 2.5223 | 0 | 0 | 0 | Fail RIM | Commercial | Indoor Lighting Billed Solution or Indoor Lighting Rebates | Interior Lighting Controls | Healthcare | New | 2.0712 | 0.66156 | 3.1307 | 0 | 0 | 0.020154 | Commercial | Custom Incentives | High Efficiency PTAC | Offices | New | 5.4647 | 0.72553 | 7.532 | 0 | 0 | 0 | Fail 2-year Threshold
[11 empty] | Commercial | Indoor Lighting Billed Solution or Indoor Lighting Rebates | LED Exterior Lighting | Assembly | Turnover | 1.7053 | 0.63617 | 2.6806 | 0 | 0 | 0 | Fail RIM | Commercial | Indoor Lighting Billed Solution or Indoor Lighting Rebates | Interior Lighting Controls | Institutional | New | 1.3589 | 0.66156 | 2.0542 | 0 | 0 | 0.072827 | Commercial | Custom Incentives | High Efficiency PTAC | Restaurants | New | 7.465 | 0.6853 | 10.8932 | 0 | 0 | 0 | Fail 2-year Threshold
[11 empty] | Commercial | Indoor Lighting Billed Solution or Indoor Lighting Rebates | LED Exterior Lighting | College and University | Turnover | 1.7053 | 0.63617 | 2.6806 | 0 | 0 | 0 | Fail RIM | Commercial | Indoor Lighting Billed Solution or Indoor Lighting Rebates | Interior Lighting Controls | Lodging/Hospitality | New | 1.5464 | 0.66156 | 2.3375 | 0 | 0 | 0.061614 | Commercial | Custom Incentives | High Efficiency PTAC | Retail | New | 5.8508 | 0.6853 | 8.5376 | 0 | 0 | 0 | Fail 2-year Threshold
[11 empty] | Commercial | Indoor Lighting Billed Solution or Indoor Lighting Rebates | LED Exterior Lighting | Grocery | Turnover | 1.7053 | 0.63617 | 2.6806 | 0 | 0 | 0 | Fail RIM | Commercial | Indoor Lighting Billed Solution or Indoor Lighting Rebates | Interior Lighting Controls | Miscellaneous | New | 1.8158 | 0.66156 | 2.7447 | 0 | 0 | 0.023921 | Commercial | Custom Incentives | High Efficiency PTAC | Schools K-12 | New | 5.086 | 0.6853 | 7.4215 | 0 | 0 | 0 | Fail 2-year Threshold
[11 empty] | Commercial | Indoor Lighting Billed Solution or Indoor Lighting Rebates | LED Exterior Lighting | Healthcare | Turnover | 1.7053 | 0.63617 | 2.6806 | 0 | 0 | 0 | Fail RIM | Commercial | Indoor Lighting Billed Solution or Indoor Lighting Rebates | Interior Lighting Controls | Offices | New | 1.34 | 0.66156 | 2.0255 | 0 | 0 | 0.15878 | Commercial | Custom Incentives | High Efficiency PTHP | Assembly | Turnover | 4.6645 | 0.6853 | 6.8066 | 0 | 0 | 0 | Fail 2-year Threshold
[11 empty] | Commercial | Indoor Lighting Billed Solution or Indoor Lighting Rebates | LED Exterior Lighting | Hospitals | Turnover | 1.7053 | 0.63617 | 2.6806 | 0 | 0 | 0 | Fail RIM | Commercial | Indoor Lighting Billed Solution or Indoor Lighting Rebates | Interior Lighting Controls | Restaurants | New | 1.3828 | 0.66156 | 2.0903 | 0 | 0 | 0.0082486 | Commercial | Custom Incentives | High Efficiency PTHP | College and University | Turnover | 5.1394 | 0.68921 | 7.4569 | 0 | 0 | 0 | Fail 2-year Threshold
[11 empty] | Commercial | Indoor Lighting Billed Solution or Indoor Lighting Rebates | LED Exterior Lighting | Institutional | Turnover | 1.7053 | 0.63617 | 2.6806 | 0 | 0 | 0 | Fail RIM | Commercial | Indoor Lighting Billed Solution or Indoor Lighting Rebates | Interior Lighting Controls | Retail | New | 2.053 | 0.66156 | 3.1033 | 0 | 0 | 0.031141 | Commercial | Custom Incentives | High Efficiency PTHP | Healthcare | Turnover | 10.1147 | 0.6853 | 14.7596 | 0 | 0 | 0 | Fail 2-year Threshold
[11 empty] | Commercial | Indoor Lighting Billed Solution or Indoor Lighting Rebates | LED Exterior Lighting | Lodging/Hospitality | Turnover | 1.7053 | 0.63617 | 2.6806 | 0 | 0 | 0 | Fail RIM | Commercial | Indoor Lighting Billed Solution or Indoor Lighting Rebates | Interior Lighting Controls | Warehouse | New | 1.5752 | 0.66156 | 2.381 | 0 | 0 | 0.094828 | Commercial | Custom Incentives | High Efficiency PTHP | Hospitals | Turnover | 9.5444 | 0.68921 | 13.8482 | 0 | 0 | 0 | Fail 2-year Threshold
[11 empty] | Commercial | Indoor Lighting Billed Solution or Indoor Lighting Rebates | LED Exterior Lighting | Miscellaneous | Turnover | 1.7053 | 0.63617 | 2.6806 | 0 | 0 | 0 | Fail RIM | Commercial | Custom Incentives | VSD Controlled Compressor | Assembly | Existing | 2.4734 | 0.66804 | 3.7024 | 0.015261 | 0.0071427 | 0.10121 | Commercial | Custom Incentives | High Efficiency PTHP | Lodging/Hospitality | Turnover | 7.6707 | 0.6853 | 11.1933 | 0 | 0 | 0 | Fail 2-year Threshold
[11 empty] | Commercial | Indoor Lighting Billed Solution or Indoor Lighting Rebates | LED Exterior Lighting | Offices | Turnover | 1.7053 | 0.63617 | 2.6806 | 0 | 0 | 0 | Fail RIM | Commercial | Custom Incentives | VSD Controlled Compressor | College and University | Existing | 2.4552 | 0.66388 | 3.6982 | 0.022355 | 0.018725 | 0.17242 | Commercial | Custom Incentives | High Efficiency PTHP | Offices | Turnover | 5.2185 | 0.6853 | 7.6149 | 0 | 0 | 0 | Fail 2-year Threshold
[11 empty] | Commercial | Indoor Lighting Billed Solution or Indoor Lighting Rebates | LED Exterior Lighting | Restaurants | Turnover | 1.7053 | 0.63617 | 2.6806 | 0 | 0 | 0 | Fail RIM | Commercial | Custom Incentives | VSD Controlled Compressor | Grocery | Existing | 2.4734 | 0.66804 | 3.7024 | 0.18126 | 0.084835 | 1.2021 | Commercial | Custom Incentives | High Efficiency PTHP | Restaurants | Turnover | 7.6787 | 0.6853 | 11.205 | 0 | 0 | 0 | Fail 2-year Threshold
[11 empty] | Commercial | Indoor Lighting Billed Solution or Indoor Lighting Rebates | LED Exterior Lighting | Retail | Turnover | 1.7053 | 0.63617 | 2.6806 | 0 | 0 | 0 | Fail RIM | Commercial | Custom Incentives | VSD Controlled Compressor | Healthcare | Existing | 2.4552 | 0.66388 | 3.6982 | 0.023911 | 0.020029 | 0.18442 | Commercial | Custom Incentives | High Efficiency PTHP | Retail | Turnover | 5.9848 | 0.6853 | 8.7331 | 0 | 0 | 0 | Fail 2-year Threshold
[11 empty] | Commercial | Indoor Lighting Billed Solution or Indoor Lighting Rebates | LED Exterior Lighting | Schools K-12 | Turnover | 1.7053 | 0.63617 | 2.6806 | 0 | 0 | 0 | Fail RIM | Commercial | Custom Incentives | VSD Controlled Compressor | Hospitals | Existing | 2.4552 | 0.66388 | 3.6982 | 0.016255 | 0.013615 | 0.12537 | Commercial | Custom Incentives | High Efficiency PTHP | Schools K-12 | Turnover | 5.2093 | 0.6853 | 7.6015 | 0 | 0 | 0 | Fail 2-year Threshold
[11 empty] | Commercial | Indoor Lighting Billed Solution or Indoor Lighting Rebates | LED Exterior Lighting | Warehouse | Turnover | 1.7053 | 0.63617 | 2.6806 | 0 | 0 | 0 | Fail RIM | Commercial | Custom Incentives | VSD Controlled Compressor | Institutional | Existing | 2.4734 | 0.66804 | 3.7024 | 0.20741 | 0.097074 | 1.3755 | Commercial | Custom Incentives | High Efficiency PTHP | Assembly | New | 4.6645 | 0.6853 | 6.8066 | 0 | 0 | 0 | Fail 2-year Threshold
[11 empty] | Commercial | Indoor Lighting Billed Solution or Indoor Lighting Rebates | LED Exterior Lighting | Assembly | New | 1.7053 | 0.63617 | 2.6806 | 0 | 0 | 0 | Fail RIM | Commercial | Custom Incentives | VSD Controlled Compressor | Lodging/Hospitality | Existing | 2.4552 | 0.66388 | 3.6982 | 0.31036 | 0.25996 | 2.3937 | Commercial | Custom Incentives | High Efficiency PTHP | College and University | New | 5.1394 | 0.68921 | 7.4569 | 0 | 0 | 0 | Fail 2-year Threshold
[11 empty] | Commercial | Indoor Lighting Billed Solution or Indoor Lighting Rebates | LED Exterior Lighting | College and University | New | 1.7053 | 0.63617 | 2.6806 | 0 | 0 | 0 | Fail RIM | Commercial | Custom Incentives | VSD Controlled Compressor | Miscellaneous | Existing | 2.4734 | 0.66804 | 3.7024 | 0.53958 | 0.25255 | 3.5785 | Commercial | Custom Incentives | High Efficiency PTHP | Healthcare | New | 10.1147 | 0.6853 | 14.7596 | 0 | 0 | 0 | Fail 2-year Threshold
[11 empty] | Commercial | Indoor Lighting Billed Solution or Indoor Lighting Rebates | LED Exterior Lighting | Grocery | New | 1.7053 | 0.63617 | 2.6806 | 0 | 0 | 0 | Fail RIM | Commercial | Custom Incentives | VSD Controlled Compressor | Offices | Existing | 2.4734 | 0.66804 | 3.7024 | 0.26629 | 0.12464 | 1.7661 | Commercial | Custom Incentives | High Efficiency PTHP | Hospitals | New | 9.5444 | 0.68921 | 13.8482 | 0 | 0 | 0 | Fail 2-year Threshold
[11 empty] | Commercial | Indoor Lighting Billed Solution or Indoor Lighting Rebates | LED Exterior Lighting | Healthcare | New | 1.7053 | 0.63617 | 2.6806 | 0 | 0 | 0 | Fail RIM | Commercial | Custom Incentives | VSD Controlled Compressor | Restaurants | Existing | 2.4552 | 0.66388 | 3.6982 | 0.044668 | 0.037415 | 0.34451 | Commercial | Custom Incentives | High Efficiency PTHP | Lodging/Hospitality | New | 7.6707 | 0.6853 | 11.1933 | 0 | 0 | 0 | Fail 2-year Threshold
[11 empty] | Commercial | Indoor Lighting Billed Solution or Indoor Lighting Rebates | LED Exterior Lighting | Hospitals | New | 1.7053 | 0.63617 | 2.6806 | 0 | 0 | 0 | Fail RIM | Commercial | Custom Incentives | VSD Controlled Compressor | Retail | Existing | 2.4734 | 0.66804 | 3.7024 | 0.1168 | 0.054668 | 0.77463 | Commercial | Custom Incentives | High Efficiency PTHP | Offices | New | 5.2185 | 0.6853 | 7.6149 | 0 | 0 | 0 | Fail 2-year Threshold
[11 empty] | Commercial | Indoor Lighting Billed Solution or Indoor Lighting Rebates | LED Exterior Lighting | Institutional | New | 1.7053 | 0.63617 | 2.6806 | 0 | 0 | 0 | Fail RIM | Commercial | Custom Incentives | VSD Controlled Compressor | Schools K-12 | Existing | 2.4552 | 0.66388 | 3.6982 | 0.074248 | 0.062192 | 0.57266 | Commercial | Custom Incentives | High Efficiency PTHP | Restaurants | New | 7.6787 | 0.6853 | 11.205 | 0 | 0 | 0 | Fail 2-year Threshold
[11 empty] | Commercial | Indoor Lighting Billed Solution or Indoor Lighting Rebates | LED Exterior Lighting | Lodging/Hospitality | New | 1.7053 | 0.63617 | 2.6806 | 0 | 0 | 0 | Fail RIM | Commercial | Custom Incentives | VSD Controlled Compressor | Warehouse | Existing | 2.4734 | 0.66804 | 3.7024 | 0.18911 | 0.088511 | 1.2542 | Commercial | Custom Incentives | High Efficiency PTHP | Retail | New | 5.9848 | 0.6853 | 8.7331 | 0 | 0 | 0 | Fail 2-year Threshold
[11 empty] | Commercial | Indoor Lighting Billed Solution or Indoor Lighting Rebates | LED Exterior Lighting | Miscellaneous | New | 1.7053 | 0.63617 | 2.6806 | 0 | 0 | 0 | Fail RIM | Commercial | Custom Incentives | VSD Controlled Compressor | Assembly | New | 2.4734 | 0.66804 | 3.7024 | 0.0017581 | 0.00082285 | 0.011659 | Commercial | Custom Incentives | High Efficiency PTHP | Schools K-12 | New | 5.2093 | 0.6853 | 7.6015 | 0 | 0 | 0 | Fail 2-year Threshold
[11 empty] | Commercial | Indoor Lighting Billed Solution or Indoor Lighting Rebates | LED Exterior Lighting | Offices | New | 1.7053 | 0.63617 | 2.6806 | 0 | 0 | 0 | Fail RIM | Commercial | Custom Incentives | VSD Controlled Compressor | College and University | New | 2.4552 | 0.66388 | 3.6982 | 0.0025729 | 0.0021551 | 0.019844 | Commercial | Indoor Lighting Billed Solution or Indoor Lighting Rebates | High Bay Fluorescent (T5) | Assembly | Turnover | 4.3514 | 0.67224 | 6.473 | 0 | 0 | 0 | Fail 2-year Threshold
[11 empty] | Commercial | Indoor Lighting Billed Solution or Indoor Lighting Rebates | LED Exterior Lighting | Restaurants | New | 1.7053 | 0.63617 | 2.6806 | 0 | 0 | 0 | Fail RIM | Commercial | Custom Incentives | VSD Controlled Compressor | Grocery | New | 2.4734 | 0.66804 | 3.7024 | 0.0041721 | 0.0019527 | 0.02767 | Commercial | Indoor Lighting Billed Solution or Indoor Lighting Rebates | High Bay Fluorescent (T5) | College and University | Turnover | 6.6693 | 0.67224 | 9.921 | 0 | 0 | 0 | Fail 2-year Threshold
[11 empty] | Commercial | Indoor Lighting Billed Solution or Indoor Lighting Rebates | LED Exterior Lighting | Retail | New | 1.7053 | 0.63617 | 2.6806 | 0 | 0 | 0 | Fail RIM | Commercial | Custom Incentives | VSD Controlled Compressor | Healthcare | New | 2.4552 | 0.66388 | 3.6982 | 0.0027519 | 0.0023051 | 0.021225 | Commercial | Indoor Lighting Billed Solution or Indoor Lighting Rebates | High Bay Fluorescent (T5) | Grocery | Turnover | 8.3881 | 0.67224 | 12.4778 | 0 | 0 | 0 | Fail 2-year Threshold
[11 empty] | Commercial | Indoor Lighting Billed Solution or Indoor Lighting Rebates | LED Exterior Lighting | Schools K-12 | New | 1.7053 | 0.63617 | 2.6806 | 0 | 0 | 0 | Fail RIM | Commercial | Custom Incentives | VSD Controlled Compressor | Hospitals | New | 2.4552 | 0.66388 | 3.6982 | 0.0018707 | 0.001567 | 0.014429 | Commercial | Indoor Lighting Billed Solution or Indoor Lighting Rebates | High Bay Fluorescent (T5) | Healthcare | Turnover | 7.6074 | 0.67224 | 11.3164 | 0 | 0 | 0 | Fail 2-year Threshold
[11 empty] | Commercial | Indoor Lighting Billed Solution or Indoor Lighting Rebates | LED Exterior Lighting | Warehouse | New | 1.7053 | 0.63617 | 2.6806 | 0 | 0 | 0 | Fail RIM | Commercial | Custom Incentives | VSD Controlled Compressor | Institutional | New | 2.4734 | 0.66804 | 3.7024 | 0.02387 | 0.011172 | 0.15831 | Commercial | Indoor Lighting Billed Solution or Indoor Lighting Rebates | High Bay Fluorescent (T5) | Hospitals | Turnover | 10.2914 | 0.67224 | 15.3092 | 0 | 0 | 0 | Fail 2-year Threshold
[11 empty] | Commercial | Efficient Electric Heat Pump Rebates | Geothermal Heat Pump | Assembly | Turnover | 0.041045 | 0.62997 | 0.065154 | 0 | 0 | 0 | Fail RIM | Commercial | Custom Incentives | VSD Controlled Compressor | Lodging/Hospitality | New | 2.4552 | 0.66388 | 3.6982 | 0.035719 | 0.029919 | 0.27549 | Commercial | Indoor Lighting Billed Solution or Indoor Lighting Rebates | High Bay Fluorescent (T5) | Institutional | Turnover | 4.9914 | 0.67224 | 7.425 | 0 | 0 | 0 | Fail 2-year Threshold
[11 empty] | Commercial | Efficient Electric Heat Pump Rebates | Geothermal Heat Pump | College and University | Turnover | 0.048756 | 0.68418 | 0.071261 | 0 | 0 | 0 | Fail RIM | Commercial | Custom Incentives | VSD Controlled Compressor | Miscellaneous | New | 2.4734 | 0.66804 | 3.7024 | 0.01242 | 0.0058131 | 0.08237 | Commercial | Indoor Lighting Billed Solution or Indoor Lighting Rebates | High Bay Fluorescent (T5) | Lodging/Hospitality | Turnover | 5.6798 | 0.67224 | 8.4491 | 0 | 0 | 0 | Fail 2-year Threshold
[11 empty] | Commercial | Efficient Electric Heat Pump Rebates | Geothermal Heat Pump | Grocery | Turnover | 0.022968 | 0.62997 | 0.036459 | 0 | 0 | 0 | Fail RIM | Commercial | Custom Incentives | VSD Controlled Compressor | Offices | New | 2.4734 | 0.66804 | 3.7024 | 0.030648 | 0.014344 | 0.20325 | Commercial | Indoor Lighting Billed Solution or Indoor Lighting Rebates | High Bay Fluorescent (T5) | Miscellaneous | Turnover | 6.6693 | 0.67224 | 9.921 | 0 | 0 | 0 | Fail 2-year Threshold
[11 empty] | Commercial | Efficient Electric Heat Pump Rebates | Geothermal Heat Pump | Healthcare | Turnover | 0.08916 | 0.62997 | 0.14153 | 0 | 0 | 0 | Fail RIM | Commercial | Custom Incentives | VSD Controlled Compressor | Restaurants | New | 2.4552 | 0.66388 | 3.6982 | 0.0051408 | 0.004306 | 0.03965 | Commercial | Indoor Lighting Billed Solution or Indoor Lighting Rebates | High Bay Fluorescent (T5) | Offices | Turnover | 4.9218 | 0.67224 | 7.3215 | 0 | 0 | 0 | Fail 2-year Threshold
[11 empty] | Commercial | Efficient Electric Heat Pump Rebates | Geothermal Heat Pump | Hospitals | Turnover | 0.090565 | 0.68418 | 0.13237 | 0 | 0 | 0 | Fail RIM | Commercial | Custom Incentives | VSD Controlled Compressor | Retail | New | 2.4734 | 0.66804 | 3.7024 | 0.013443 | 0.0062917 | 0.089152 | Commercial | Indoor Lighting Billed Solution or Indoor Lighting Rebates | High Bay Fluorescent (T5) | Restaurants | Turnover | 5.0791 | 0.67224 | 7.5555 | 0 | 0 | 0 | Fail 2-year Threshold
[11 empty] | Commercial | Efficient Electric Heat Pump Rebates | Geothermal Heat Pump | Institutional | Turnover | 0.022255 | 0.62997 | 0.035327 | 0 | 0 | 0 | Fail RIM | Commercial | Custom Incentives | VSD Controlled Compressor | Schools K-12 | New | 2.4552 | 0.66388 | 3.6982 | 0.0085452 | 0.0071576 | 0.065907 | Commercial | Indoor Lighting Billed Solution or Indoor Lighting Rebates | High Bay Fluorescent (T5) | Retail | Turnover | 7.5408 | 0.67224 | 11.2174 | 0 | 0 | 0 | Fail 2-year Threshold
[11 empty] | Commercial | Efficient Electric Heat Pump Rebates | Geothermal Heat Pump | Lodging/Hospitality | Turnover | 0.067651 | 0.62997 | 0.10739 | 0 | 0 | 0 | Fail RIM | Commercial | Custom Incentives | VSD Controlled Compressor | Warehouse | New | 2.4734 | 0.66804 | 3.7024 | 0.021765 | 0.010187 | 0.14434 | Commercial | Indoor Lighting Billed Solution or Indoor Lighting Rebates | High Bay Fluorescent (T5) | Warehouse | Turnover | 5.7857 | 0.67224 | 8.6066 | 0 | 0 | 0 | Fail 2-year Threshold
[11 empty] | Commercial | Efficient Electric Heat Pump Rebates | Geothermal Heat Pump | Miscellaneous | Turnover | 0.022923 | 0.62997 | 0.036388 | 0 | 0 | 0 | Fail RIM | Commercial | Custom Incentives | PSC to ECM Evaporator Fan Motor (Walk-In, Refrigerator) | Assembly | Existing | 1.4234 | 0.68739 | 2.0708 | 6.0919e-05 | 5.5807e-06 | 0.00043769 | Commercial | Indoor Lighting Billed Solution or Indoor Lighting Rebates | High Bay Fluorescent (T5) | Assembly | New | 4.3514 | 0.67224 | 6.473 | 0 | 0 | 0 | Fail 2-year Threshold
[11 empty] | Commercial | Efficient Electric Heat Pump Rebates | Geothermal Heat Pump | Offices | Turnover | 0.046059 | 0.62997 | 0.073113 | 0 | 0 | 0 | Fail RIM | Commercial | Custom Incentives | PSC to ECM Evaporator Fan Motor (Walk-In, Refrigerator) | College and University | Existing | 1.374 | 0.66388 | 2.0697 | 7.1194e-07 | 5.9633e-07 | 5.491e-06 | Commercial | Indoor Lighting Billed Solution or Indoor Lighting Rebates | High Bay Fluorescent (T5) | College and University | New | 6.6693 | 0.67224 | 9.921 | 0 | 0 | 0 | Fail 2-year Threshold
[11 empty] | Commercial | Efficient Electric Heat Pump Rebates | Geothermal Heat Pump | Restaurants | Turnover | 0.067034 | 0.62997 | 0.10641 | 0 | 0 | 0 | Fail RIM | Commercial | Custom Incentives | PSC to ECM Evaporator Fan Motor (Walk-In, Refrigerator) | Grocery | Existing | 1.4234 | 0.68739 | 2.0708 | 0.070589 | 0.0064665 | 0.50717 | Commercial | Indoor Lighting Billed Solution or Indoor Lighting Rebates | High Bay Fluorescent (T5) | Grocery | New | 8.3881 | 0.67224 | 12.4778 | 0 | 0 | 0 | Fail 2-year Threshold
[11 empty] | Commercial | Efficient Electric Heat Pump Rebates | Geothermal Heat Pump | Retail | Turnover | 0.052393 | 0.62997 | 0.083168 | 0 | 0 | 0 | Fail RIM | Commercial | Custom Incentives | PSC to ECM Evaporator Fan Motor (Walk-In, Refrigerator) | Healthcare | Existing | 1.374 | 0.66388 | 2.0697 | 0 | 0 | 0 | Commercial | Indoor Lighting Billed Solution or Indoor Lighting Rebates | High Bay Fluorescent (T5) | Healthcare | New | 7.6074 | 0.67224 | 11.3164 | 0 | 0 | 0 | Fail 2-year Threshold
[11 empty] | Commercial | Efficient Electric Heat Pump Rebates | Geothermal Heat Pump | Schools K-12 | Turnover | 0.045574 | 0.62997 | 0.072343 | 0 | 0 | 0 | Fail RIM | Commercial | Custom Incentives | PSC to ECM Evaporator Fan Motor (Walk-In, Refrigerator) | Hospitals | Existing | 1.374 | 0.66388 | 2.0697 | 0.00040578 | 0.00033989 | 0.0031297 | Commercial | Indoor Lighting Billed Solution or Indoor Lighting Rebates | High Bay Fluorescent (T5) | Hospitals | New | 10.2914 | 0.67224 | 15.3092 | 0 | 0 | 0 | Fail 2-year Threshold
[11 empty] | Commercial | Efficient Electric Heat Pump Rebates | Geothermal Heat Pump | Warehouse | Turnover | 0.010033 | 0.62997 | 0.015926 | 0 | 0 | 0 | Fail RIM | Commercial | Custom Incentives | PSC to ECM Evaporator Fan Motor (Walk-In, Refrigerator) | Institutional | Existing | 1.4234 | 0.68739 | 2.0708 | 0 | 0 | 0 | Commercial | Indoor Lighting Billed Solution or Indoor Lighting Rebates | High Bay Fluorescent (T5) | Institutional | New | 4.9914 | 0.67224 | 7.425 | 0 | 0 | 0 | Fail 2-year Threshold
[11 empty] | Commercial | Efficient Electric Heat Pump Rebates | Geothermal Heat Pump | Assembly | New | 0.041045 | 0.62997 | 0.065154 | 0 | 0 | 0 | Fail RIM | Commercial | Custom Incentives | PSC to ECM Evaporator Fan Motor (Walk-In, Refrigerator) | Lodging/Hospitality | Existing | 1.374 | 0.66388 | 2.0697 | 0.010145 | 0.0084975 | 0.078244 | Commercial | Indoor Lighting Billed Solution or Indoor Lighting Rebates | High Bay Fluorescent (T5) | Lodging/Hospitality | New | 5.6798 | 0.67224 | 8.4491 | 0 | 0 | 0 | Fail 2-year Threshold
[11 empty] | Commercial | Efficient Electric Heat Pump Rebates | Geothermal Heat Pump | College and University | New | 0.048756 | 0.68418 | 0.071261 | 0 | 0 | 0 | Fail RIM | Commercial | Custom Incentives | PSC to ECM Evaporator Fan Motor (Walk-In, Refrigerator) | Miscellaneous | Existing | 1.4234 | 0.68739 | 2.0708 | 0 | 0 | 0 | Commercial | Indoor Lighting Billed Solution or Indoor Lighting Rebates | High Bay Fluorescent (T5) | Miscellaneous | New | 6.6693 | 0.67224 | 9.921 | 0 | 0 | 0 | Fail 2-year Threshold
[11 empty] | Commercial | Efficient Electric Heat Pump Rebates | Geothermal Heat Pump | Grocery | New | 0.022968 | 0.62997 | 0.036459 | 0 | 0 | 0 | Fail RIM | Commercial | Custom Incentives | PSC to ECM Evaporator Fan Motor (Walk-In, Refrigerator) | Offices | Existing | 1.4234 | 0.68739 | 2.0708 | 0 | 0 | 0 | Commercial | Indoor Lighting Billed Solution or Indoor Lighting Rebates | High Bay Fluorescent (T5) | Offices | New | 4.9218 | 0.67224 | 7.3215 | 0 | 0 | 0 | Fail 2-year Threshold
[11 empty] | Commercial | Efficient Electric Heat Pump Rebates | Geothermal Heat Pump | Healthcare | New | 0.08916 | 0.62997 | 0.14153 | 0 | 0 | 0 | Fail RIM | Commercial | Custom Incentives | PSC to ECM Evaporator Fan Motor (Walk-In, Refrigerator) | Restaurants | Existing | 1.374 | 0.66388 | 2.0697 | 0.034195 | 0.028643 | 0.26374 | Commercial | Indoor Lighting Billed Solution or Indoor Lighting Rebates | High Bay Fluorescent (T5) | Restaurants | New | 5.0791 | 0.67224 | 7.5555 | 0 | 0 | 0 | Fail 2-year Threshold
[11 empty] | Commercial | Efficient Electric Heat Pump Rebates | Geothermal Heat Pump | Hospitals | New | 0.090565 | 0.68418 | 0.13237 | 0 | 0 | 0 | Fail RIM | Commercial | Custom Incentives | PSC to ECM Evaporator Fan Motor (Walk-In, Refrigerator) | Retail | Existing | 1.4234 | 0.68739 | 2.0708 | 0.0025894 | 0.00023721 | 0.018604 | Commercial | Indoor Lighting Billed Solution or Indoor Lighting Rebates | High Bay Fluorescent (T5) | Retail | New | 7.5408 | 0.67224 | 11.2174 | 0 | 0 | 0 | Fail 2-year Threshold
[11 empty] | Commercial | Efficient Electric Heat Pump Rebates | Geothermal Heat Pump | Institutional | New | 0.022255 | 0.62997 | 0.035327 | 0 | 0 | 0 | Fail RIM | Commercial | Custom Incentives | PSC to ECM Evaporator Fan Motor (Walk-In, Refrigerator) | Schools K-12 | Existing | 1.374 | 0.66388 | 2.0697 | 0.0011136 | 0.0009328 | 0.0085891 | Commercial | Indoor Lighting Billed Solution or Indoor Lighting Rebates | High Bay Fluorescent (T5) | Warehouse | New | 5.7857 | 0.67224 | 8.6066 | 0 | 0 | 0 | Fail 2-year Threshold
[11 empty] | Commercial | Efficient Electric Heat Pump Rebates | Geothermal Heat Pump | Lodging/Hospitality | New | 0.067651 | 0.62997 | 0.10739 | 0 | 0 | 0 | Fail RIM | Commercial | Custom Incentives | PSC to ECM Evaporator Fan Motor (Walk-In, Refrigerator) | Warehouse | Existing | 1.4234 | 0.68739 | 2.0708 | 0 | 0 | 0 | Commercial | Indoor Lighting Billed Solution or Indoor Lighting Rebates | High Bay LED | College and University | Turnover | 4.5207 | 0.67224 | 6.7249 | 0 | 0 | 0 | Fail 2-year Threshold
[11 empty] | Commercial | Efficient Electric Heat Pump Rebates | Geothermal Heat Pump | Miscellaneous | New | 0.022923 | 0.62997 | 0.036388 | 0 | 0 | 0 | Fail RIM | Commercial | Custom Incentives | PSC to ECM Evaporator Fan Motor (Walk-In, Refrigerator) | Assembly | New | 1.4234 | 0.68739 | 2.0708 | 5.6144e-06 | 5.1432e-07 | 4.0338e-05 | Commercial | Indoor Lighting Billed Solution or Indoor Lighting Rebates | High Bay LED | Grocery | Turnover | 5.6858 | 0.67224 | 8.458 | 0 | 0 | 0 | Fail 2-year Threshold
[11 empty] | Commercial | Efficient Electric Heat Pump Rebates | Geothermal Heat Pump | Offices | New | 0.046059 | 0.62997 | 0.073113 | 0 | 0 | 0 | Fail RIM | Commercial | Custom Incentives | PSC to ECM Evaporator Fan Motor (Walk-In, Refrigerator) | College and University | New | 1.374 | 0.66388 | 2.0697 | 6.5549e-08 | 5.4906e-08 | 5.0556e-07 | Commercial | Indoor Lighting Billed Solution or Indoor Lighting Rebates | High Bay LED | Healthcare | Turnover | 5.1566 | 0.67224 | 7.6708 | 0 | 0 | 0 | Fail 2-year Threshold
[11 empty] | Commercial | Efficient Electric Heat Pump Rebates | Geothermal Heat Pump | Restaurants | New | 0.067034 | 0.62997 | 0.10641 | 0 | 0 | 0 | Fail RIM | Commercial | Custom Incentives | PSC to ECM Evaporator Fan Motor (Walk-In, Refrigerator) | Grocery | New | 1.4234 | 0.68739 | 2.0708 | 0.0064992 | 0.00059538 | 0.046696 | Commercial | Indoor Lighting Billed Solution or Indoor Lighting Rebates | High Bay LED | Hospitals | Turnover | 6.9759 | 0.67224 | 10.3772 | 0 | 0 | 0 | Fail 2-year Threshold
[11 empty] | Commercial | Efficient Electric Heat Pump Rebates | Geothermal Heat Pump | Retail | New | 0.052393 | 0.62997 | 0.083168 | 0 | 0 | 0 | Fail RIM | Commercial | Custom Incentives | PSC to ECM Evaporator Fan Motor (Walk-In, Refrigerator) | Healthcare | New | 1.374 | 0.66388 | 2.0697 | 0 | 0 | 0 | Commercial | Indoor Lighting Billed Solution or Indoor Lighting Rebates | High Bay LED | Lodging/Hospitality | Turnover | 3.85 | 0.67224 | 5.7271 | 0 | 0 | 0 | Fail 2-year Threshold
[11 empty] | Commercial | Efficient Electric Heat Pump Rebates | Geothermal Heat Pump | Schools K-12 | New | 0.045574 | 0.62997 | 0.072343 | 0 | 0 | 0 | Fail RIM | Commercial | Custom Incentives | PSC to ECM Evaporator Fan Motor (Walk-In, Refrigerator) | Hospitals | New | 1.374 | 0.66388 | 2.0697 | 3.7361e-05 | 3.1294e-05 | 0.00028816 | Commercial | Indoor Lighting Billed Solution or Indoor Lighting Rebates | High Bay LED | Miscellaneous | Turnover | 4.5207 | 0.67224 | 6.7249 | 0 | 0 | 0 | Fail 2-year Threshold
[11 empty] | Commercial | Efficient Electric Heat Pump Rebates | Geothermal Heat Pump | Warehouse | New | 0.010033 | 0.62997 | 0.015926 | 0 | 0 | 0 | Fail RIM | Commercial | Custom Incentives | PSC to ECM Evaporator Fan Motor (Walk-In, Refrigerator) | Institutional | New | 1.4234 | 0.68739 | 2.0708 | 0 | 0 | 0 | Commercial | Indoor Lighting Billed Solution or Indoor Lighting Rebates | High Bay LED | Retail | Turnover | 5.1115 | 0.67224 | 7.6036 | 0 | 0 | 0 | Fail 2-year Threshold
[11 empty] | Commercial | Custom Incentives | High Efficiency Chiller (Air Cooled, 50 tons) | Assembly | Turnover | 1.6348 | 0.66777 | 2.4482 | 0 | 0 | 0 | Fail RIM | Commercial | Custom Incentives | PSC to ECM Evaporator Fan Motor (Walk-In, Refrigerator) | Lodging/Hospitality | New | 1.374 | 0.66388 | 2.0697 | 0.00093405 | 0.00078238 | 0.0072041 | Commercial | Indoor Lighting Billed Solution or Indoor Lighting Rebates | High Bay LED | Warehouse | Turnover | 3.9218 | 0.67224 | 5.8339 | 0 | 0 | 0 | Fail 2-year Threshold
[11 empty] | Commercial | Custom Incentives | High Efficiency Chiller (Air Cooled, 50 tons) | College and University | Turnover | 1.8137 | 0.66777 | 2.7161 | 0 | 0 | 0 | Fail RIM | Commercial | Custom Incentives | PSC to ECM Evaporator Fan Motor (Walk-In, Refrigerator) | Miscellaneous | New | 1.4234 | 0.68739 | 2.0708 | 0 | 0 | 0 | Commercial | Indoor Lighting Billed Solution or Indoor Lighting Rebates | High Bay LED | College and University | New | 4.5207 | 0.67224 | 6.7249 | 0 | 0 | 0 | Fail 2-year Threshold
[11 empty] | Commercial | Custom Incentives | High Efficiency Chiller (Air Cooled, 50 tons) | Grocery | Turnover | 0.9031 | 0.66777 | 1.3524 | 0 | 0 | 0 | Fail RIM | Commercial | Custom Incentives | PSC to ECM Evaporator Fan Motor (Walk-In, Refrigerator) | Offices | New | 1.4234 | 0.68739 | 2.0708 | 0 | 0 | 0 | Commercial | Indoor Lighting Billed Solution or Indoor Lighting Rebates | High Bay LED | Grocery | New | 5.6858 | 0.67224 | 8.458 | 0 | 0 | 0 | Fail 2-year Threshold
[11 empty] | Commercial | Custom Incentives | High Efficiency Chiller (Air Cooled, 50 tons) | Healthcare | Turnover | 3.5574 | 0.66777 | 5.3272 | 0 | 0 | 0 | Fail RIM | Commercial | Custom Incentives | PSC to ECM Evaporator Fan Motor (Walk-In, Refrigerator) | Restaurants | New | 1.374 | 0.66388 | 2.0697 | 0.0031484 | 0.0026372 | 0.024283 | Commercial | Indoor Lighting Billed Solution or Indoor Lighting Rebates | High Bay LED | Healthcare | New | 5.1566 | 0.67224 | 7.6708 | 0 | 0 | 0 | Fail 2-year Threshold
[11 empty] | Commercial | Custom Incentives | High Efficiency Chiller (Air Cooled, 50 tons) | Hospitals | Turnover | 3.3698 | 0.66777 | 5.0463 | 0 | 0 | 0 | Fail RIM | Commercial | Custom Incentives | PSC to ECM Evaporator Fan Motor (Walk-In, Refrigerator) | Retail | New | 1.4234 | 0.68739 | 2.0708 | 0.00023841 | 2.184e-05 | 0.0017129 | Commercial | Indoor Lighting Billed Solution or Indoor Lighting Rebates | High Bay LED | Hospitals | New | 6.9759 | 0.67224 | 10.3772 | 0 | 0 | 0 | Fail 2-year Threshold
[11 empty] | Commercial | Custom Incentives | High Efficiency Chiller (Air Cooled, 50 tons) | Institutional | Turnover | 0.88309 | 0.66777 | 1.3224 | 0 | 0 | 0 | Fail RIM | Commercial | Custom Incentives | PSC to ECM Evaporator Fan Motor (Walk-In, Refrigerator) | Schools K-12 | New | 1.374 | 0.66388 | 2.0697 | 0.00010253 | 8.5884e-05 | 0.00079081 | Commercial | Indoor Lighting Billed Solution or Indoor Lighting Rebates | High Bay LED | Lodging/Hospitality | New | 3.85 | 0.67224 | 5.7271 | 0 | 0 | 0 | Fail 2-year Threshold
[11 empty] | Commercial | Custom Incentives | High Efficiency Chiller (Air Cooled, 50 tons) | Lodging/Hospitality | Turnover | 2.7006 | 0.66777 | 4.0441 | 0 | 0 | 0 | Fail RIM | Commercial | Custom Incentives | PSC to ECM Evaporator Fan Motor (Walk-In, Refrigerator) | Warehouse | New | 1.4234 | 0.68739 | 2.0708 | 0 | 0 | 0 | Commercial | Indoor Lighting Billed Solution or Indoor Lighting Rebates | High Bay LED | Miscellaneous | New | 4.5207 | 0.67224 | 6.7249 | 0 | 0 | 0 | Fail 2-year Threshold
[11 empty] | Commercial | Custom Incentives | High Efficiency Chiller (Air Cooled, 50 tons) | Miscellaneous | Turnover | 0.91311 | 0.66777 | 1.3674 | 0 | 0 | 0 | Fail RIM | Commercial | Custom Incentives | Demand Controlled Ventilation | Assembly | Existing | 1.355 | 0.52052 | 2.6031 | 0.019953 | 0.11234 | 0.19165 | Commercial | Indoor Lighting Billed Solution or Indoor Lighting Rebates | High Bay LED | Retail | New | 5.1115 | 0.67224 | 7.6036 | 0 | 0 | 0 | Fail 2-year Threshold
[11 empty] | Commercial | Custom Incentives | High Efficiency Chiller (Air Cooled, 50 tons) | Offices | Turnover | 1.84 | 0.66777 | 2.7554 | 0 | 0 | 0 | Fail RIM | Commercial | Custom Incentives | Demand Controlled Ventilation | Miscellaneous | Existing | 2.0031 | 0.52052 | 3.8482 | 0.0067721 | 0.038127 | 0.065045 | Commercial | Indoor Lighting Billed Solution or Indoor Lighting Rebates | High Bay LED | Warehouse | New | 3.9218 | 0.67224 | 5.8339 | 0 | 0 | 0 | Fail 2-year Threshold
[11 empty] | Commercial | Custom Incentives | High Efficiency Chiller (Air Cooled, 50 tons) | Restaurants | Turnover | 2.6493 | 0.66777 | 3.9673 | 0 | 0 | 0 | Fail RIM | Commercial | Custom Incentives | Demand Controlled Ventilation | Offices | Existing | 2.0986 | 0.52052 | 4.0318 | 0.53731 | 3.025 | 5.1607 | Commercial | Indoor Lighting Billed Solution or Indoor Lighting Rebates | LED Display Lighting (Interior) | Assembly | Turnover | 5.973 | 0.68606 | 8.7062 | 0 | 0 | 0 | Fail 2-year Threshold
[11 empty] | Commercial | Custom Incentives | High Efficiency Chiller (Air Cooled, 50 tons) | Retail | Turnover | 2.0764 | 0.66777 | 3.1094 | 0 | 0 | 0 | Fail RIM | Commercial | Custom Incentives | Demand Controlled Ventilation | Retail | Existing | 1.4847 | 0.52052 | 2.8524 | 0.31628 | 1.7807 | 3.0378 | Commercial | Indoor Lighting Billed Solution or Indoor Lighting Rebates | LED Display Lighting (Interior) | College and University | Turnover | 8.7481 | 0.66059 | 13.243 | 0 | 0 | 0 | Fail 2-year Threshold
[11 empty] | Commercial | Custom Incentives | High Efficiency Chiller (Air Cooled, 50 tons) | Schools K-12 | Turnover | 1.805 | 0.66777 | 2.703 | 0 | 0 | 0 | Fail RIM | Commercial | Custom Incentives | Demand Controlled Ventilation | Assembly | New | 1.355 | 0.52052 | 2.6031 | 0.000431 | 0.0024265 | 0.0041396 | Commercial | Indoor Lighting Billed Solution or Indoor Lighting Rebates | LED Display Lighting (Interior) | Grocery | Turnover | 12.0272 | 0.71676 | 16.78 | 0 | 0 | 0 | Fail 2-year Threshold
[11 empty] | Commercial | Custom Incentives | High Efficiency Chiller (Air Cooled, 50 tons) | Warehouse | Turnover | 0.39652 | 0.66777 | 0.59379 | 0 | 0 | 0 | Fail RIM | Commercial | Custom Incentives | Demand Controlled Ventilation | Miscellaneous | New | 2.0031 | 0.52052 | 3.8482 | 0.00015588 | 0.0008776 | 0.0014972 | Commercial | Indoor Lighting Billed Solution or Indoor Lighting Rebates | LED Display Lighting (Interior) | Healthcare | Turnover | 10.4423 | 0.68606 | 15.2207 | 0 | 0 | 0 | Fail 2-year Threshold
[11 empty] | Commercial | Custom Incentives | High Efficiency Chiller (Air Cooled, 50 tons) | Assembly | New | 1.6348 | 0.66777 | 2.4482 | 0 | 0 | 0 | Fail RIM | Commercial | Custom Incentives | Demand Controlled Ventilation | Offices | New | 2.0986 | 0.52052 | 4.0318 | 0.0092757 | 0.052222 | 0.089092 | Commercial | Indoor Lighting Billed Solution or Indoor Lighting Rebates | LED Display Lighting (Interior) | Hospitals | Turnover | 13.4993 | 0.66059 | 20.4354 | 0 | 0 | 0 | Fail 2-year Threshold
[11 empty] | Commercial | Custom Incentives | High Efficiency Chiller (Air Cooled, 50 tons) | College and University | New | 1.8137 | 0.66777 | 2.7161 | 0 | 0 | 0 | Fail RIM | Commercial | Custom Incentives | Demand Controlled Ventilation | Retail | New | 1.4847 | 0.52052 | 2.8524 | 0.0072802 | 0.040988 | 0.069925 | Commercial | Indoor Lighting Billed Solution or Indoor Lighting Rebates | LED Display Lighting (Interior) | Institutional | Turnover | 6.8515 | 0.68606 | 9.9867 | 0 | 0 | 0 | Fail 2-year Threshold
[11 empty] | Commercial | Custom Incentives | High Efficiency Chiller (Air Cooled, 50 tons) | Grocery | New | 0.9031 | 0.66777 | 1.3524 | 0 | 0 | 0 | Fail RIM | Industrial | Custom Incentives | Compressed Air Controls | Agriculture and Assembly | Existing | 2.6048 | 0.86174 | 3.0228 | 0.0069389 | 0.0067556 | 0.051529 | Commercial | Indoor Lighting Billed Solution or Indoor Lighting Rebates | LED Display Lighting (Interior) | Lodging/Hospitality | Turnover | 8.144 | 0.71676 | 11.3622 | 0 | 0 | 0 | Fail 2-year Threshold
[11 empty] | Commercial | Custom Incentives | High Efficiency Chiller (Air Cooled, 50 tons) | Healthcare | New | 3.5574 | 0.66777 | 5.3272 | 0 | 0 | 0 | Fail RIM | Industrial | Custom Incentives | Compressed Air Controls | Agriculture and Assembly | New | 2.6048 | 0.86174 | 3.0228 | 1.4873e-05 | 1.448e-05 | 0.00011045 | Commercial | Indoor Lighting Billed Solution or Indoor Lighting Rebates | LED Display Lighting (Interior) | Miscellaneous | Turnover | 9.1547 | 0.68606 | 13.3438 | 0 | 0 | 0 | Fail 2-year Threshold
[11 empty] | Commercial | Custom Incentives | High Efficiency Chiller (Air Cooled, 50 tons) | Hospitals | New | 3.3698 | 0.66777 | 5.0463 | 0 | 0 | 0 | Fail RIM | Industrial | Custom Incentives | Compressed Air Equipment | Agriculture and Assembly | New | 3.1755 | 0.86934 | 3.6527 | 0.00018754 | 0.00018259 | 0.0013927 | Commercial | Indoor Lighting Billed Solution or Indoor Lighting Rebates | LED Display Lighting (Interior) | Offices | Turnover | 6.756 | 0.68606 | 9.8474 | 0 | 0 | 0 | Fail 2-year Threshold
[11 empty] | Commercial | Custom Incentives | High Efficiency Chiller (Air Cooled, 50 tons) | Institutional | New | 0.88309 | 0.66777 | 1.3224 | 0 | 0 | 0 | Fail RIM | Industrial | Custom Incentives | Compressed Air Equipment | Agriculture and Assembly | Turnover | 3.1755 | 0.86934 | 3.6527 | 0.011405 | 0.011104 | 0.084694 | Commercial | Indoor Lighting Billed Solution or Indoor Lighting Rebates | LED Display Lighting (Interior) | Restaurants | Turnover | 7.2827 | 0.71676 | 10.1606 | 0 | 0 | 0 | Fail 2-year Threshold
[11 empty] | Commercial | Custom Incentives | High Efficiency Chiller (Air Cooled, 50 tons) | Lodging/Hospitality | New | 2.7006 | 0.66777 | 4.0441 | 0 | 0 | 0 | Fail RIM | Industrial | Indoor Lighting Billed Solution or Indoor Lighting Rebates | Lighting Controls - Exterior | Agriculture and Assembly | Existing | 4.3363 | 1.0775 | 4.0243 | 0 | 0 | 0.0030671 | Commercial | Indoor Lighting Billed Solution or Indoor Lighting Rebates | LED Display Lighting (Interior) | Retail | Turnover | 10.8123 | 0.71676 | 15.085 | 0 | 0 | 0 | Fail 2-year Threshold
[11 empty] | Commercial | Custom Incentives | High Efficiency Chiller (Air Cooled, 50 tons) | Miscellaneous | New | 0.91311 | 0.66777 | 1.3674 | 0 | 0 | 0 | Fail RIM | Industrial | Indoor Lighting Billed Solution or Indoor Lighting Rebates | Lighting Controls - Exterior | Agriculture and Assembly | New | 4.3363 | 1.0775 | 4.0243 | 0 | 0 | 5.0434e-05 | Commercial | Indoor Lighting Billed Solution or Indoor Lighting Rebates | LED Display Lighting (Interior) | Schools K-12 | Turnover | 4.9408 | 0.68606 | 7.2017 | 0 | 0 | 0 | Fail 2-year Threshold
[11 empty] | Commercial | Custom Incentives | High Efficiency Chiller (Air Cooled, 50 tons) | Offices | New | 1.84 | 0.66777 | 2.7554 | 0 | 0 | 0 | Fail RIM | Industrial | Custom Incentives | Building Envelope Improvements | Agriculture and Assembly | Existing | 4.5503 | 0.86249 | 5.2758 | 0.010197 | 0.0099495 | 0.07158 | Commercial | Indoor Lighting Billed Solution or Indoor Lighting Rebates | LED Display Lighting (Interior) | Warehouse | Turnover | 7.9418 | 0.68606 | 11.576 | 0 | 0 | 0 | Fail 2-year Threshold
[11 empty] | Commercial | Custom Incentives | High Efficiency Chiller (Air Cooled, 50 tons) | Restaurants | New | 2.6493 | 0.66777 | 3.9673 | 0 | 0 | 0 | Fail RIM | Industrial | Custom Incentives | Building Envelope Improvements | Agriculture and Assembly | New | 4.5503 | 0.86249 | 5.2758 | 0.00016767 | 0.00016361 | 0.001177 | Commercial | Indoor Lighting Billed Solution or Indoor Lighting Rebates | LED Display Lighting (Interior) | Assembly | New | 5.973 | 0.68606 | 8.7062 | 0 | 0 | 0 | Fail 2-year Threshold
[11 empty] | Commercial | Custom Incentives | High Efficiency Chiller (Air Cooled, 50 tons) | Retail | New | 2.0764 | 0.66777 | 3.1094 | 0 | 0 | 0 | Fail RIM | Industrial | Indoor Lighting Billed Solution or Indoor Lighting Rebates | Efficient Lighting - High Bay | Agriculture and Assembly | New | 3.1763 | 0.8587 | 3.6989 | 0.00042661 | 0.00041468 | 0.0029888 | Commercial | Indoor Lighting Billed Solution or Indoor Lighting Rebates | LED Display Lighting (Interior) | College and University | New | 8.7481 | 0.66059 | 13.243 | 0 | 0 | 0 | Fail 2-year Threshold
[11 empty] | Commercial | Custom Incentives | High Efficiency Chiller (Air Cooled, 50 tons) | Schools K-12 | New | 1.805 | 0.66777 | 2.703 | 0 | 0 | 0 | Fail RIM | Industrial | Indoor Lighting Billed Solution or Indoor Lighting Rebates | Efficient Lighting - High Bay | Agriculture and Assembly | Turnover | 3.1763 | 0.8587 | 3.6989 | 0.032826 | 0.031908 | 0.22998 | Commercial | Indoor Lighting Billed Solution or Indoor Lighting Rebates | LED Display Lighting (Interior) | Grocery | New | 12.0272 | 0.71676 | 16.78 | 0 | 0 | 0 | Fail 2-year Threshold
[11 empty] | Commercial | Custom Incentives | High Efficiency Chiller (Air Cooled, 50 tons) | Warehouse | New | 0.39652 | 0.66777 | 0.59379 | 0 | 0 | 0 | Fail RIM | Industrial | Indoor Lighting Billed Solution or Indoor Lighting Rebates | Efficient Lighting - Other Interior Lighting | Agriculture and Assembly | New | 1.795 | 0.86117 | 2.0844 | 0 | 0 | 0 | Commercial | Indoor Lighting Billed Solution or Indoor Lighting Rebates | LED Display Lighting (Interior) | Healthcare | New | 10.4423 | 0.68606 | 15.2207 | 0 | 0 | 0 | Fail 2-year Threshold
[11 empty] | Commercial | Custom Incentives | High Efficiency Chiller (Water cooled-centrifugal, 200 tons) | Assembly | Turnover | 1.5927 | 0.73314 | 2.1724 | 0 | 0 | 0 | Fail RIM | Industrial | Indoor Lighting Billed Solution or Indoor Lighting Rebates | Efficient Lighting - Other Interior Lighting | Agriculture and Assembly | Turnover | 1.795 | 0.86117 | 2.0844 | 0.015105 | 0.014682 | 0.10582 | Commercial | Indoor Lighting Billed Solution or Indoor Lighting Rebates | LED Display Lighting (Interior) | Hospitals | New | 13.4993 | 0.66059 | 20.4354 | 0 | 0 | 0 | Fail 2-year Threshold
[11 empty] | Commercial | Custom Incentives | High Efficiency Chiller (Water cooled-centrifugal, 200 tons) | College and University | Turnover | 1.767 | 0.73314 | 2.4101 | 0 | 0 | 0 | Fail RIM | Industrial | Custom Incentives | Fan Equipment Upgrades | Agriculture and Assembly | New | 3.3854 | 0.86934 | 3.8942 | 7.3967e-05 | 7.2014e-05 | 0.00054928 | Commercial | Indoor Lighting Billed Solution or Indoor Lighting Rebates | LED Display Lighting (Interior) | Institutional | New | 6.8515 | 0.68606 | 9.9867 | 0 | 0 | 0 | Fail 2-year Threshold
[11 empty] | Commercial | Custom Incentives | High Efficiency Chiller (Water cooled-centrifugal, 200 tons) | Grocery | Turnover | 0.87982 | 0.73314 | 1.2001 | 0 | 0 | 0 | Fail RIM | Industrial | Custom Incentives | Fan Equipment Upgrades | Agriculture and Assembly | Turnover | 3.3854 | 0.86934 | 3.8942 | 0.0044982 | 0.0043794 | 0.033404 | Commercial | Indoor Lighting Billed Solution or Indoor Lighting Rebates | LED Display Lighting (Interior) | Lodging/Hospitality | New | 8.144 | 0.71676 | 11.3622 | 0 | 0 | 0 | Fail 2-year Threshold
[11 empty] | Commercial | Custom Incentives | High Efficiency Chiller (Water cooled-centrifugal, 200 tons) | Healthcare | Turnover | 3.4657 | 0.73314 | 4.7272 | 0 | 0 | 0 | Fail RIM | Industrial | Custom Incentives | Motor Equipment Upgrades | Agriculture and Assembly | New | 3.4443 | 0.86794 | 3.9684 | 5.5944e-05 | 5.4467e-05 | 0.00041545 | Commercial | Indoor Lighting Billed Solution or Indoor Lighting Rebates | LED Display Lighting (Interior) | Miscellaneous | New | 9.1547 | 0.68606 | 13.3438 | 0 | 0 | 0 | Fail 2-year Threshold
[11 empty] | Commercial | Custom Incentives | High Efficiency Chiller (Water cooled-centrifugal, 200 tons) | Hospitals | Turnover | 3.2829 | 0.73314 | 4.4779 | 0 | 0 | 0 | Fail RIM | Industrial | Custom Incentives | Motor Equipment Upgrades | Agriculture and Assembly | Turnover | 3.4443 | 0.86794 | 3.9684 | 0.0041231 | 0.0040142 | 0.030618 | Commercial | Indoor Lighting Billed Solution or Indoor Lighting Rebates | LED Display Lighting (Interior) | Offices | New | 6.756 | 0.68606 | 9.8474 | 0 | 0 | 0 | Fail 2-year Threshold
[11 empty] | Commercial | Custom Incentives | High Efficiency Chiller (Water cooled-centrifugal, 200 tons) | Institutional | Turnover | 0.86033 | 0.73314 | 1.1735 | 0 | 0 | 0 | Fail RIM | Industrial | Custom Incentives | Motor Optimization | Agriculture and Assembly | Existing | 4.2436 | 0.86794 | 4.8893 | 0.0097972 | 0.0095385 | 0.072755 | Commercial | Indoor Lighting Billed Solution or Indoor Lighting Rebates | LED Display Lighting (Interior) | Restaurants | New | 7.2827 | 0.71676 | 10.1606 | 0 | 0 | 0 | Fail 2-year Threshold
[11 empty] | Commercial | Custom Incentives | High Efficiency Chiller (Water cooled-centrifugal, 200 tons) | Lodging/Hospitality | Turnover | 2.6309 | 0.73314 | 3.5886 | 0 | 0 | 0 | Fail RIM | Industrial | Custom Incentives | Motor Optimization | Agriculture and Assembly | New | 4.2436 | 0.86794 | 4.8893 | 0.0001611 | 0.00015685 | 0.0011964 | Commercial | Indoor Lighting Billed Solution or Indoor Lighting Rebates | LED Display Lighting (Interior) | Retail | New | 10.8123 | 0.71676 | 15.085 | 0 | 0 | 0 | Fail 2-year Threshold
[11 empty] | Commercial | Custom Incentives | High Efficiency Chiller (Water cooled-centrifugal, 200 tons) | Miscellaneous | Turnover | 0.88957 | 0.73314 | 1.2134 | 0 | 0 | 0 | Fail RIM | Industrial | Custom Incentives | Pump Equipment Upgrade | Agriculture and Assembly | New | 2.4636 | 0.86934 | 2.8338 | 0 | 0 | 0 | Commercial | Indoor Lighting Billed Solution or Indoor Lighting Rebates | LED Display Lighting (Interior) | Schools K-12 | New | 4.9408 | 0.68606 | 7.2017 | 0 | 0 | 0 | Fail 2-year Threshold
[11 empty] | Commercial | Custom Incentives | High Efficiency Chiller (Water cooled-centrifugal, 200 tons) | Offices | Turnover | 1.7925 | 0.73314 | 2.445 | 0 | 0 | 0 | Fail RIM | Industrial | Custom Incentives | Pump Equipment Upgrade | Agriculture and Assembly | Turnover | 2.4636 | 0.86934 | 2.8338 | 0.0062349 | 0.0060703 | 0.046301 | Commercial | Indoor Lighting Billed Solution or Indoor Lighting Rebates | LED Display Lighting (Interior) | Warehouse | New | 7.9418 | 0.68606 | 11.576 | 0 | 0 | 0 | Fail 2-year Threshold
[11 empty] | Commercial | Custom Incentives | High Efficiency Chiller (Water cooled-centrifugal, 200 tons) | Restaurants | Turnover | 2.581 | 0.73314 | 3.5205 | 0 | 0 | 0 | Fail RIM | Industrial | Custom Incentives | Process Refrig System Optimization | Agriculture and Assembly | Existing | 1.1989 | 0.75423 | 1.5896 | 0.0079799 | 0.0077831 | 0.057963 | Commercial | Indoor Lighting Billed Solution or Indoor Lighting Rebates | LED Linear - Lamp Replacement | Assembly | Turnover | 7.3998 | 0.6856 | 10.7932 | 0 | 0 | 0 | Fail 2-year Threshold
[11 empty] | Commercial | Custom Incentives | High Efficiency Chiller (Water cooled-centrifugal, 200 tons) | Retail | Turnover | 2.0229 | 0.73314 | 2.7592 | 0 | 0 | 0 | Fail RIM | Industrial | Custom Incentives | Process Refrig System Optimization | Agriculture and Assembly | New | 1.1989 | 0.75423 | 1.5896 | 0.00013122 | 0.00012798 | 0.00095312 | Commercial | Indoor Lighting Billed Solution or Indoor Lighting Rebates | LED Linear - Lamp Replacement | College and University | Turnover | 10.8406 | 0.66021 | 16.4198 | 0 | 0 | 0 | Fail 2-year Threshold
[11 empty] | Commercial | Custom Incentives | High Efficiency Chiller (Water cooled-centrifugal, 200 tons) | Schools K-12 | Turnover | 1.7584 | 0.73314 | 2.3985 | 0 | 0 | 0 | Fail RIM | Industrial | Custom Incentives | Compressed Air Controls | Chemicals and Plastics | Existing | 3.5081 | 0.86174 | 4.071 | 0.041649 | 0.040549 | 0.30929 | Commercial | Indoor Lighting Billed Solution or Indoor Lighting Rebates | LED Linear - Lamp Replacement | Grocery | Turnover | 14.9557 | 0.71884 | 20.8054 | 0 | 0 | 0 | Fail 2-year Threshold
[11 empty] | Commercial | Custom Incentives | High Efficiency Chiller (Water cooled-centrifugal, 200 tons) | Warehouse | Turnover | 0.38629 | 0.73314 | 0.5269 | 0 | 0 | 0 | Fail RIM | Industrial | Custom Incentives | Compressed Air Controls | Chemicals and Plastics | New | 3.5081 | 0.86174 | 4.071 | 8.3861e-05 | 8.1646e-05 | 0.00062276 | Commercial | Indoor Lighting Billed Solution or Indoor Lighting Rebates | LED Linear - Lamp Replacement | Healthcare | Turnover | 12.9369 | 0.6856 | 18.8693 | 0 | 0 | 0 | Fail 2-year Threshold
[11 empty] | Commercial | Custom Incentives | High Efficiency Chiller (Water cooled-centrifugal, 200 tons) | Assembly | New | 1.5927 | 0.73314 | 2.1724 | 0 | 0 | 0 | Fail RIM | Industrial | Custom Incentives | Compressed Air Equipment | Chemicals and Plastics | New | 5.4229 | 0.86934 | 6.238 | 0.0010932 | 0.0010644 | 0.0081185 | Commercial | Indoor Lighting Billed Solution or Indoor Lighting Rebates | LED Linear - Lamp Replacement | Hospitals | Turnover | 16.7281 | 0.66021 | 25.3374 | 0 | 0 | 0 | Fail 2-year Threshold
[11 empty] | Commercial | Custom Incentives | High Efficiency Chiller (Water cooled-centrifugal, 200 tons) | College and University | New | 1.767 | 0.73314 | 2.4101 | 0 | 0 | 0 | Fail RIM | Industrial | Custom Incentives | Compressed Air Equipment | Chemicals and Plastics | Turnover | 5.4229 | 0.86934 | 6.238 | 0.066484 | 0.064728 | 0.49371 | Commercial | Indoor Lighting Billed Solution or Indoor Lighting Rebates | LED Linear - Lamp Replacement | Institutional | Turnover | 8.4882 | 0.6856 | 12.3806 | 0 | 0 | 0 | Fail 2-year Threshold
[11 empty] | Commercial | Custom Incentives | High Efficiency Chiller (Water cooled-centrifugal, 200 tons) | Grocery | New | 0.87982 | 0.73314 | 1.2001 | 0 | 0 | 0 | Fail RIM | Industrial | Indoor Lighting Billed Solution or Indoor Lighting Rebates | Lighting Controls - Exterior | Chemicals and Plastics | Existing | 3.8718 | 1.0775 | 3.5932 | 0 | 0 | 0.0073711 | Commercial | Indoor Lighting Billed Solution or Indoor Lighting Rebates | LED Linear - Lamp Replacement | Lodging/Hospitality | Turnover | 10.127 | 0.71884 | 14.0879 | 0 | 0 | 0 | Fail 2-year Threshold
[11 empty] | Commercial | Custom Incentives | High Efficiency Chiller (Water cooled-centrifugal, 200 tons) | Healthcare | New | 3.4657 | 0.73314 | 4.7272 | 0 | 0 | 0 | Fail RIM | Industrial | Indoor Lighting Billed Solution or Indoor Lighting Rebates | Lighting Controls - Exterior | Chemicals and Plastics | New | 3.8718 | 1.0775 | 3.5932 | 0 | 0 | 0.00012121 | Commercial | Indoor Lighting Billed Solution or Indoor Lighting Rebates | LED Linear - Lamp Replacement | Miscellaneous | Turnover | 11.3416 | 0.6856 | 16.5425 | 0 | 0 | 0 | Fail 2-year Threshold
[11 empty] | Commercial | Custom Incentives | High Efficiency Chiller (Water cooled-centrifugal, 200 tons) | Hospitals | New | 3.2829 | 0.73314 | 4.4779 | 0 | 0 | 0 | Fail RIM | Industrial | Indoor Lighting Billed Solution or Indoor Lighting Rebates | Efficient Lighting - High Bay | Chemicals and Plastics | New | 3.1763 | 0.8587 | 3.6989 | 0.00029175 | 0.00028359 | 0.002044 | Commercial | Indoor Lighting Billed Solution or Indoor Lighting Rebates | LED Linear - Lamp Replacement | Offices | Turnover | 8.3699 | 0.6856 | 12.208 | 0 | 0 | 0 | Fail 2-year Threshold
[11 empty] | Commercial | Custom Incentives | High Efficiency Chiller (Water cooled-centrifugal, 200 tons) | Institutional | New | 0.86033 | 0.73314 | 1.1735 | 0 | 0 | 0 | Fail RIM | Industrial | Indoor Lighting Billed Solution or Indoor Lighting Rebates | Efficient Lighting - High Bay | Chemicals and Plastics | Turnover | 3.1763 | 0.8587 | 3.6989 | 0.017743 | 0.017246 | 0.1243 | Commercial | Indoor Lighting Billed Solution or Indoor Lighting Rebates | LED Linear - Lamp Replacement | Restaurants | Turnover | 9.056 | 0.71884 | 12.5981 | 0 | 0 | 0 | Fail 2-year Threshold
[11 empty] | Commercial | Custom Incentives | High Efficiency Chiller (Water cooled-centrifugal, 200 tons) | Lodging/Hospitality | New | 2.6309 | 0.73314 | 3.5886 | 0 | 0 | 0 | Fail RIM | Industrial | Indoor Lighting Billed Solution or Indoor Lighting Rebates | Efficient Lighting - Other Interior Lighting | Chemicals and Plastics | New | 1.795 | 0.86117 | 2.0844 | 0.00053064 | 0.0005158 | 0.0037176 | Commercial | Indoor Lighting Billed Solution or Indoor Lighting Rebates | LED Linear - Lamp Replacement | Retail | Turnover | 13.4451 | 0.71884 | 18.7038 | 0 | 0 | 0 | Fail 2-year Threshold
[11 empty] | Commercial | Custom Incentives | High Efficiency Chiller (Water cooled-centrifugal, 200 tons) | Miscellaneous | New | 0.88957 | 0.73314 | 1.2134 | 0 | 0 | 0 | Fail RIM | Industrial | Indoor Lighting Billed Solution or Indoor Lighting Rebates | Efficient Lighting - Other Interior Lighting | Chemicals and Plastics | Turnover | 1.795 | 0.86117 | 2.0844 | 0.046433 | 0.045134 | 0.3253 | Commercial | Indoor Lighting Billed Solution or Indoor Lighting Rebates | LED Linear - Lamp Replacement | Schools K-12 | Turnover | 6.1211 | 0.6856 | 8.928 | 0 | 0 | 0 | Fail 2-year Threshold
[11 empty] | Commercial | Custom Incentives | High Efficiency Chiller (Water cooled-centrifugal, 200 tons) | Offices | New | 1.7925 | 0.73314 | 2.445 | 0 | 0 | 0 | Fail RIM | Industrial | Custom Incentives | Fan Equipment Upgrades | Chemicals and Plastics | New | 3.2222 | 0.86934 | 3.7065 | 7.9649e-05 | 7.7545e-05 | 0.00059148 | Commercial | Indoor Lighting Billed Solution or Indoor Lighting Rebates | LED Linear - Lamp Replacement | Warehouse | Turnover | 9.839 | 0.6856 | 14.3509 | 0 | 0 | 0 | Fail 2-year Threshold
[11 empty] | Commercial | Custom Incentives | High Efficiency Chiller (Water cooled-centrifugal, 200 tons) | Restaurants | New | 2.581 | 0.73314 | 3.5205 | 0 | 0 | 0 | Fail RIM | Industrial | Custom Incentives | Fan Equipment Upgrades | Chemicals and Plastics | Turnover | 3.2222 | 0.86934 | 3.7065 | 0.0048437 | 0.0047158 | 0.03597 | Commercial | Indoor Lighting Billed Solution or Indoor Lighting Rebates | LED Linear - Lamp Replacement | Assembly | New | 7.3998 | 0.6856 | 10.7932 | 0 | 0 | 0 | Fail 2-year Threshold
[11 empty] | Commercial | Custom Incentives | High Efficiency Chiller (Water cooled-centrifugal, 200 tons) | Retail | New | 2.0229 | 0.73314 | 2.7592 | 0 | 0 | 0 | Fail RIM | Industrial | Custom Incentives | Motor Equipment Upgrades | Chemicals and Plastics | New | 2.5434 | 0.86794 | 2.9304 | 9.9011e-05 | 9.6396e-05 | 0.00073526 | Commercial | Indoor Lighting Billed Solution or Indoor Lighting Rebates | LED Linear - Lamp Replacement | College and University | New | 10.8406 | 0.66021 | 16.4198 | 0 | 0 | 0 | Fail 2-year Threshold
[11 empty] | Commercial | Custom Incentives | High Efficiency Chiller (Water cooled-centrifugal, 200 tons) | Schools K-12 | New | 1.7584 | 0.73314 | 2.3985 | 0 | 0 | 0 | Fail RIM | Industrial | Custom Incentives | Motor Equipment Upgrades | Chemicals and Plastics | Turnover | 2.5434 | 0.86794 | 2.9304 | 0.014288 | 0.013911 | 0.1061 | Commercial | Indoor Lighting Billed Solution or Indoor Lighting Rebates | LED Linear - Lamp Replacement | Grocery | New | 14.9557 | 0.71884 | 20.8054 | 0 | 0 | 0 | Fail 2-year Threshold
[11 empty] | Commercial | Custom Incentives | High Efficiency Chiller (Water cooled-centrifugal, 200 tons) | Warehouse | New | 0.38629 | 0.73314 | 0.5269 | 0 | 0 | 0 | Fail RIM | Industrial | Custom Incentives | Pump Equipment Upgrade | Chemicals and Plastics | New | 3.2266 | 0.86934 | 3.7116 | 0.00058219 | 0.00056681 | 0.0043233 | Commercial | Indoor Lighting Billed Solution or Indoor Lighting Rebates | LED Linear - Lamp Replacement | Healthcare | New | 12.9369 | 0.6856 | 18.8693 | 0 | 0 | 0 | Fail 2-year Threshold
[11 empty] | Commercial | Custom Incentives | High Efficiency Chiller (Water cooled-positive displacement, 100 tons) | Assembly | Turnover | 0.92652 | 0.73314 | 1.2638 | 0 | 0 | 0 | Fail RIM | Industrial | Custom Incentives | Pump Equipment Upgrade | Chemicals and Plastics | Turnover | 3.2266 | 0.86934 | 3.7116 | 0.035405 | 0.03447 | 0.26292 | Commercial | Indoor Lighting Billed Solution or Indoor Lighting Rebates | LED Linear - Lamp Replacement | Hospitals | New | 16.7281 | 0.66021 | 25.3374 | 0 | 0 | 0 | Fail 2-year Threshold
[11 empty] | Commercial | Custom Incentives | High Efficiency Chiller (Water cooled-positive displacement, 100 tons) | College and University | Turnover | 1.0279 | 0.73314 | 1.402 | 0 | 0 | 0 | Fail RIM | Industrial | Custom Incentives | Process Heat Equipment Upgrade | Chemicals and Plastics | New | 2.3508 | 0.86426 | 2.7201 | 0.00024767 | 0.00024156 | 0.001799 | Commercial | Indoor Lighting Billed Solution or Indoor Lighting Rebates | LED Linear - Lamp Replacement | Institutional | New | 8.4882 | 0.6856 | 12.3806 | 0 | 0 | 0 | Fail 2-year Threshold
[11 empty] | Commercial | Custom Incentives | High Efficiency Chiller (Water cooled-positive displacement, 100 tons) | Grocery | Turnover | 0.51182 | 0.73314 | 0.69812 | 0 | 0 | 0 | Fail RIM | Industrial | Custom Incentives | Process Heat Equipment Upgrade | Chemicals and Plastics | Turnover | 2.3508 | 0.86426 | 2.7201 | 0.015061 | 0.01469 | 0.1094 | Commercial | Indoor Lighting Billed Solution or Indoor Lighting Rebates | LED Linear - Lamp Replacement | Lodging/Hospitality | New | 10.127 | 0.71884 | 14.0879 | 0 | 0 | 0 | Fail 2-year Threshold
[11 empty] | Commercial | Custom Incentives | High Efficiency Chiller (Water cooled-positive displacement, 100 tons) | Healthcare | Turnover | 2.0161 | 0.73314 | 2.7499 | 0 | 0 | 0 | Fail RIM | Industrial | Custom Incentives | Process Heat Improved Controls | Chemicals and Plastics | Existing | 1.1947 | 0.8663 | 1.379 | 0.00157 | 0.0015313 | 0.011404 | Commercial | Indoor Lighting Billed Solution or Indoor Lighting Rebates | LED Linear - Lamp Replacement | Miscellaneous | New | 11.3416 | 0.6856 | 16.5425 | 0 | 0 | 0 | Fail 2-year Threshold
[11 empty] | Commercial | Custom Incentives | High Efficiency Chiller (Water cooled-positive displacement, 100 tons) | Hospitals | Turnover | 1.9098 | 0.73314 | 2.6049 | 0 | 0 | 0 | Fail RIM | Industrial | Custom Incentives | Process Heat Improved Controls | Chemicals and Plastics | New | 1.1947 | 0.8663 | 1.379 | 2.5816e-05 | 2.5179e-05 | 0.00018752 | Commercial | Indoor Lighting Billed Solution or Indoor Lighting Rebates | LED Linear - Lamp Replacement | Offices | New | 8.3699 | 0.6856 | 12.208 | 0 | 0 | 0 | Fail 2-year Threshold
[11 empty] | Commercial | Custom Incentives | High Efficiency Chiller (Water cooled-positive displacement, 100 tons) | Institutional | Turnover | 0.50048 | 0.73314 | 0.68265 | 0 | 0 | 0 | Fail RIM | Industrial | Indoor Lighting Billed Solution or Indoor Lighting Rebates | Lighting Controls - Exterior | Construction | Existing | 3.9186 | 1.0775 | 3.6367 | 0 | 0 | 0.0012311 | Commercial | Indoor Lighting Billed Solution or Indoor Lighting Rebates | LED Linear - Lamp Replacement | Restaurants | New | 9.056 | 0.71884 | 12.5981 | 0 | 0 | 0 | Fail 2-year Threshold
[11 empty] | Commercial | Custom Incentives | High Efficiency Chiller (Water cooled-positive displacement, 100 tons) | Lodging/Hospitality | Turnover | 1.5305 | 0.73314 | 2.0876 | 0 | 0 | 0 | Fail RIM | Industrial | Indoor Lighting Billed Solution or Indoor Lighting Rebates | Lighting Controls - Exterior | Construction | New | 3.9186 | 1.0775 | 3.6367 | 0 | 0 | 2.0243e-05 | Commercial | Indoor Lighting Billed Solution or Indoor Lighting Rebates | LED Linear - Lamp Replacement | Retail | New | 13.4451 | 0.71884 | 18.7038 | 0 | 0 | 0 | Fail 2-year Threshold
[11 empty] | Commercial | Custom Incentives | High Efficiency Chiller (Water cooled-positive displacement, 100 tons) | Miscellaneous | Turnover | 0.51749 | 0.73314 | 0.70586 | 0 | 0 | 0 | Fail RIM | Industrial | Custom Incentives | Building Envelope Improvements | Construction | Existing | 5.083 | 0.86249 | 5.8934 | 0.0023642 | 0.0023068 | 0.016596 | Commercial | Indoor Lighting Billed Solution or Indoor Lighting Rebates | LED Linear - Lamp Replacement | Schools K-12 | New | 6.1211 | 0.6856 | 8.928 | 0 | 0 | 0 | Fail 2-year Threshold
[11 empty] | Commercial | Custom Incentives | High Efficiency Chiller (Water cooled-positive displacement, 100 tons) | Offices | Turnover | 1.0428 | 0.73314 | 1.4224 | 0 | 0 | 0 | Fail RIM | Industrial | Custom Incentives | Building Envelope Improvements | Construction | New | 5.083 | 0.86249 | 5.8934 | 3.8876e-05 | 3.7933e-05 | 0.0002729 | Commercial | Indoor Lighting Billed Solution or Indoor Lighting Rebates | LED Linear - Lamp Replacement | Warehouse | New | 9.839 | 0.6856 | 14.3509 | 0 | 0 | 0 | Fail 2-year Threshold
[11 empty] | Commercial | Custom Incentives | High Efficiency Chiller (Water cooled-positive displacement, 100 tons) | Restaurants | Turnover | 1.5014 | 0.73314 | 2.048 | 0 | 0 | 0 | Fail RIM | Industrial | Custom Incentives | HVAC Equipment Upgrades | Construction | New | 6.0369 | 0.8666 | 6.9662 | 3.4967e-05 | 3.4119e-05 | 0.00024546 | Commercial | Indoor Lighting Billed Solution or Indoor Lighting Rebates | Premium T8 - Fixture Replacement | Assembly | Turnover | 0.71887 | 0.67178 | 1.0701 | 0 | 0 | 0 | Fail TRC
[11 empty] | Commercial | Custom Incentives | High Efficiency Chiller (Water cooled-positive displacement, 100 tons) | Retail | Turnover | 1.1768 | 0.73314 | 1.6051 | 0 | 0 | 0 | Fail RIM | Industrial | Custom Incentives | HVAC Equipment Upgrades | Construction | Turnover | 6.0369 | 0.8666 | 6.9662 | 0.0021265 | 0.0020749 | 0.014927 | Commercial | Indoor Lighting Billed Solution or Indoor Lighting Rebates | Premium T8 - Fixture Replacement | Institutional | Turnover | 0.8246 | 0.67178 | 1.2275 | 0 | 0 | 0 | Fail TRC
[11 empty] | Commercial | Custom Incentives | High Efficiency Chiller (Water cooled-positive displacement, 100 tons) | Schools K-12 | Turnover | 1.0229 | 0.73314 | 1.3953 | 0 | 0 | 0 | Fail RIM | Industrial | Custom Incentives | HVAC Recommissioning | Construction | Existing | 2.3635 | 0.85949 | 2.7499 | 0.0032259 | 0.0031476 | 0.022645 | Commercial | Indoor Lighting Billed Solution or Indoor Lighting Rebates | Premium T8 - Fixture Replacement | Offices | Turnover | 0.8131 | 0.67178 | 1.2104 | 0 | 0 | 0 | Fail TRC
[11 empty] | Commercial | Custom Incentives | High Efficiency Chiller (Water cooled-positive displacement, 100 tons) | Warehouse | Turnover | 0.22472 | 0.73314 | 0.30652 | 0 | 0 | 0 | Fail RIM | Industrial | Custom Incentives | HVAC Recommissioning | Construction | New | 2.3635 | 0.85949 | 2.7499 | 5.3046e-05 | 5.1759e-05 | 0.00037237 | Commercial | Indoor Lighting Billed Solution or Indoor Lighting Rebates | Premium T8 - Fixture Replacement | Restaurants | Turnover | 0.89745 | 0.71845 | 1.2492 | 0 | 0 | 0 | Fail TRC
[11 empty] | Commercial | Custom Incentives | High Efficiency Chiller (Water cooled-positive displacement, 100 tons) | Assembly | New | 0.92652 | 0.73314 | 1.2638 | 0 | 0 | 0 | Fail RIM | Industrial | Indoor Lighting Billed Solution or Indoor Lighting Rebates | Efficient Lighting - High Bay | Construction | New | 3.1763 | 0.8587 | 3.6989 | 7.5047e-05 | 7.2948e-05 | 0.00052577 | Commercial | Indoor Lighting Billed Solution or Indoor Lighting Rebates | Premium T8 - Fixture Replacement | Schools K-12 | Turnover | 0.59464 | 0.67178 | 0.88517 | 0 | 0 | 0 | Fail TRC
[11 empty] | Commercial | Custom Incentives | High Efficiency Chiller (Water cooled-positive displacement, 100 tons) | College and University | New | 1.0279 | 0.73314 | 1.402 | 0 | 0 | 0 | Fail RIM | Industrial | Indoor Lighting Billed Solution or Indoor Lighting Rebates | Efficient Lighting - High Bay | Construction | Turnover | 3.1763 | 0.8587 | 3.6989 | 0.0045639 | 0.0044362 | 0.031974 | Commercial | Indoor Lighting Billed Solution or Indoor Lighting Rebates | Premium T8 - Fixture Replacement | Warehouse | Turnover | 0.95583 | 0.67178 | 1.4228 | 0 | 0 | 0 | Fail TRC
[11 empty] | Commercial | Custom Incentives | High Efficiency Chiller (Water cooled-positive displacement, 100 tons) | Grocery | New | 0.51182 | 0.73314 | 0.69812 | 0 | 0 | 0 | Fail RIM | Industrial | Indoor Lighting Billed Solution or Indoor Lighting Rebates | Efficient Lighting - Other Interior Lighting | Construction | New | 1.795 | 0.86117 | 2.0844 | 5.9725e-05 | 5.8054e-05 | 0.00041842 | Commercial | Indoor Lighting Billed Solution or Indoor Lighting Rebates | Premium T8 - Fixture Replacement | Assembly | New | 0.71887 | 0.67178 | 1.0701 | 0 | 0 | 0 | Fail TRC
[11 empty] | Commercial | Custom Incentives | High Efficiency Chiller (Water cooled-positive displacement, 100 tons) | Healthcare | New | 2.0161 | 0.73314 | 2.7499 | 0 | 0 | 0 | Fail RIM | Industrial | Indoor Lighting Billed Solution or Indoor Lighting Rebates | Efficient Lighting - Other Interior Lighting | Construction | Turnover | 1.795 | 0.86117 | 2.0844 | 0.0063123 | 0.0061357 | 0.044223 | Commercial | Indoor Lighting Billed Solution or Indoor Lighting Rebates | Premium T8 - Fixture Replacement | Institutional | New | 0.8246 | 0.67178 | 1.2275 | 0 | 0 | 0 | Fail TRC
[11 empty] | Commercial | Custom Incentives | High Efficiency Chiller (Water cooled-positive displacement, 100 tons) | Hospitals | New | 1.9098 | 0.73314 | 2.6049 | 0 | 0 | 0 | Fail RIM | Industrial | Custom Incentives | Fan Equipment Upgrades | Construction | New | 4.0118 | 0.86934 | 4.6148 | 2.4188e-05 | 2.355e-05 | 0.00017962 | Commercial | Indoor Lighting Billed Solution or Indoor Lighting Rebates | Premium T8 - Fixture Replacement | Offices | New | 0.8131 | 0.67178 | 1.2104 | 0 | 0 | 0 | Fail TRC
[11 empty] | Commercial | Custom Incentives | High Efficiency Chiller (Water cooled-positive displacement, 100 tons) | Institutional | New | 0.50048 | 0.73314 | 0.68265 | 0 | 0 | 0 | Fail RIM | Industrial | Custom Incentives | Fan Equipment Upgrades | Construction | Turnover | 4.0118 | 0.86934 | 4.6148 | 0.001471 | 0.0014321 | 0.010924 | Commercial | Indoor Lighting Billed Solution or Indoor Lighting Rebates | Premium T8 - Fixture Replacement | Restaurants | New | 0.89745 | 0.71845 | 1.2492 | 0 | 0 | 0 | Fail TRC
[11 empty] | Commercial | Custom Incentives | High Efficiency Chiller (Water cooled-positive displacement, 100 tons) | Lodging/Hospitality | New | 1.5305 | 0.73314 | 2.0876 | 0 | 0 | 0 | Fail RIM | Industrial | Custom Incentives | Motor Equipment Upgrades | Construction | New | 3.2717 | 0.86794 | 3.7695 | 1.0925e-05 | 1.0636e-05 | 8.1129e-05 | Commercial | Indoor Lighting Billed Solution or Indoor Lighting Rebates | Premium T8 - Fixture Replacement | Schools K-12 | New | 0.59464 | 0.67178 | 0.88517 | 0 | 0 | 0 | Fail TRC
[11 empty] | Commercial | Custom Incentives | High Efficiency Chiller (Water cooled-positive displacement, 100 tons) | Miscellaneous | New | 0.51749 | 0.73314 | 0.70586 | 0 | 0 | 0 | Fail RIM | Industrial | Custom Incentives | Motor Equipment Upgrades | Construction | Turnover | 3.2717 | 0.86794 | 3.7695 | 0.0012307 | 0.0011982 | 0.0091391 | Commercial | Indoor Lighting Billed Solution or Indoor Lighting Rebates | Premium T8 - Fixture Replacement | Warehouse | New | 0.95583 | 0.67178 | 1.4228 | 0 | 0 | 0 | Fail TRC
[11 empty] | Commercial | Custom Incentives | High Efficiency Chiller (Water cooled-positive displacement, 100 tons) | Offices | New | 1.0428 | 0.73314 | 1.4224 | 0 | 0 | 0 | Fail RIM | Industrial | Custom Incentives | Motor Optimization | Construction | Existing | 1.1959 | 0.86794 | 1.3778 | 0.0024217 | 0.0023578 | 0.017984 | Commercial | Indoor Lighting Billed Solution or Indoor Lighting Rebates | Premium T8 - Lamp Replacement | Assembly | Turnover | 10.8949 | 0.67199 | 16.2128 | 0 | 0 | 0 | Fail 2-year Threshold
[11 empty] | Commercial | Custom Incentives | High Efficiency Chiller (Water cooled-positive displacement, 100 tons) | Restaurants | New | 1.5014 | 0.73314 | 2.048 | 0 | 0 | 0 | Fail RIM | Industrial | Custom Incentives | Motor Optimization | Construction | New | 1.1959 | 0.86794 | 1.3778 | 0 | 0 | 0 | Commercial | Indoor Lighting Billed Solution or Indoor Lighting Rebates | Premium T8 - Lamp Replacement | College and University | Turnover | 16.6289 | 0.67419 | 24.6648 | 0 | 0 | 0 | Fail 2-year Threshold
[11 empty] | Commercial | Custom Incentives | High Efficiency Chiller (Water cooled-positive displacement, 100 tons) | Retail | New | 1.1768 | 0.73314 | 1.6051 | 0 | 0 | 0 | Fail RIM | Industrial | Custom Incentives | Pump Equipment Upgrade | Construction | New | 5.4954 | 0.86934 | 6.3214 | 0.00016738 | 0.00016296 | 0.001243 | Commercial | Indoor Lighting Billed Solution or Indoor Lighting Rebates | Premium T8 - Lamp Replacement | Grocery | Turnover | 22.6239 | 0.72391 | 31.2525 | 0 | 0 | 0 | Fail 2-year Threshold
[11 empty] | Commercial | Custom Incentives | High Efficiency Chiller (Water cooled-positive displacement, 100 tons) | Schools K-12 | New | 1.0229 | 0.73314 | 1.3953 | 0 | 0 | 0 | Fail RIM | Industrial | Custom Incentives | Pump Equipment Upgrade | Construction | Turnover | 5.4954 | 0.86934 | 6.3214 | 0.010179 | 0.0099102 | 0.07559 | Commercial | Indoor Lighting Billed Solution or Indoor Lighting Rebates | Premium T8 - Lamp Replacement | Healthcare | Turnover | 19.0472 | 0.67199 | 28.3442 | 0 | 0 | 0 | Fail 2-year Threshold
[11 empty] | Commercial | Custom Incentives | High Efficiency Chiller (Water cooled-positive displacement, 100 tons) | Warehouse | New | 0.22472 | 0.73314 | 0.30652 | 0 | 0 | 0 | Fail RIM | Industrial | Indoor Lighting Billed Solution or Indoor Lighting Rebates | Lighting Controls - Exterior | Electrical and Electronic Equip. | Existing | 3.7947 | 1.0775 | 3.5217 | 0 | 0 | 0.0024354 | Commercial | Indoor Lighting Billed Solution or Indoor Lighting Rebates | Premium T8 - Lamp Replacement | Hospitals | Turnover | 25.66 | 0.67419 | 38.0603 | 0 | 0 | 0 | Fail 2-year Threshold
[11 empty] | Commercial | Custom Incentives | High Efficiency DX 135k- less than 240k BTU | Assembly | Turnover | 0.43841 | 0.72404 | 0.60551 | 0 | 0 | 0 | Fail RIM | Industrial | Indoor Lighting Billed Solution or Indoor Lighting Rebates | Lighting Controls - Exterior | Electrical and Electronic Equip. | New | 3.7947 | 1.0775 | 3.5217 | 0 | 0 | 4.0046e-05 | Commercial | Indoor Lighting Billed Solution or Indoor Lighting Rebates | Premium T8 - Lamp Replacement | Institutional | Turnover | 12.4973 | 0.67199 | 18.5974 | 0 | 0 | 0 | Fail 2-year Threshold
[11 empty] | Commercial | Custom Incentives | High Efficiency DX 135k- less than 240k BTU | College and University | Turnover | 0.48638 | 0.72404 | 0.67176 | 0 | 0 | 0 | Fail RIM | Industrial | Custom Incentives | Building Envelope Improvements | Electrical and Electronic Equip. | Existing | 4.2203 | 0.86249 | 4.8932 | 0.0051703 | 0.0050449 | 0.036295 | Commercial | Indoor Lighting Billed Solution or Indoor Lighting Rebates | Premium T8 - Lamp Replacement | Lodging/Hospitality | Turnover | 15.3193 | 0.72391 | 21.162 | 0 | 0 | 0 | Fail 2-year Threshold
[11 empty] | Commercial | Custom Incentives | High Efficiency DX 135k- less than 240k BTU | Grocery | Turnover | 0.24218 | 0.72404 | 0.33449 | 0 | 0 | 0 | Fail RIM | Industrial | Custom Incentives | Building Envelope Improvements | Electrical and Electronic Equip. | New | 4.2203 | 0.86249 | 4.8932 | 8.502e-05 | 8.2957e-05 | 0.00059682 | Commercial | Indoor Lighting Billed Solution or Indoor Lighting Rebates | Premium T8 - Lamp Replacement | Miscellaneous | Turnover | 16.6985 | 0.67199 | 24.8491 | 0 | 0 | 0 | Fail 2-year Threshold
[11 empty] | Commercial | Custom Incentives | High Efficiency DX 135k- less than 240k BTU | Healthcare | Turnover | 0.95398 | 0.72404 | 1.3176 | 0 | 0 | 0 | Fail RIM | Industrial | Custom Incentives | HVAC Improved Controls | Electrical and Electronic Equip. | Existing | 5.397 | 0.86249 | 6.2575 | 0.0020795 | 0.0020291 | 0.014598 | Commercial | Indoor Lighting Billed Solution or Indoor Lighting Rebates | Premium T8 - Lamp Replacement | Offices | Turnover | 12.3231 | 0.67199 | 18.3381 | 0 | 0 | 0 | Fail 2-year Threshold
[11 empty] | Commercial | Custom Incentives | High Efficiency DX 135k- less than 240k BTU | Hospitals | Turnover | 0.90366 | 0.72404 | 1.2481 | 0 | 0 | 0 | Fail RIM | Industrial | Custom Incentives | HVAC Improved Controls | Electrical and Electronic Equip. | New | 5.397 | 0.86249 | 6.2575 | 3.4195e-05 | 3.3365e-05 | 0.00024004 | Commercial | Indoor Lighting Billed Solution or Indoor Lighting Rebates | Premium T8 - Lamp Replacement | Restaurants | Turnover | 13.6992 | 0.72391 | 18.924 | 0 | 0 | 0 | Fail 2-year Threshold
[11 empty] | Commercial | Custom Incentives | High Efficiency DX 135k- less than 240k BTU | Institutional | Turnover | 0.23682 | 0.72404 | 0.32708 | 0 | 0 | 0 | Fail RIM | Industrial | Indoor Lighting Billed Solution or Indoor Lighting Rebates | Efficient Lighting - High Bay | Electrical and Electronic Equip. | New | 3.1763 | 0.8587 | 3.6989 | 9.752e-05 | 9.4792e-05 | 0.00068322 | Commercial | Indoor Lighting Billed Solution or Indoor Lighting Rebates | Premium T8 - Lamp Replacement | Retail | Turnover | 20.3387 | 0.72391 | 28.0957 | 0 | 0 | 0 | Fail 2-year Threshold
[11 empty] | Commercial | Custom Incentives | High Efficiency DX 135k- less than 240k BTU | Lodging/Hospitality | Turnover | 0.72421 | 0.72404 | 1.0002 | 0 | 0 | 0 | Fail RIM | Industrial | Indoor Lighting Billed Solution or Indoor Lighting Rebates | Efficient Lighting - High Bay | Electrical and Electronic Equip. | Turnover | 3.1763 | 0.8587 | 3.6989 | 0.0059306 | 0.0057647 | 0.041549 | Commercial | Indoor Lighting Billed Solution or Indoor Lighting Rebates | Premium T8 - Lamp Replacement | Schools K-12 | Turnover | 9.0122 | 0.67199 | 13.4111 | 0 | 0 | 0 | Fail 2-year Threshold
[11 empty] | Commercial | Custom Incentives | High Efficiency DX 135k- less than 240k BTU | Miscellaneous | Turnover | 0.24487 | 0.72404 | 0.3382 | 0 | 0 | 0 | Fail RIM | Industrial | Indoor Lighting Billed Solution or Indoor Lighting Rebates | Efficient Lighting - Other Interior Lighting | Electrical and Electronic Equip. | New | 1.795 | 0.86117 | 2.0844 | 0.00017737 | 0.00017241 | 0.0012426 | Commercial | Indoor Lighting Billed Solution or Indoor Lighting Rebates | Premium T8 - Lamp Replacement | Warehouse | Turnover | 14.4861 | 0.67199 | 21.557 | 0 | 0 | 0 | Fail 2-year Threshold
[11 empty] | Commercial | Custom Incentives | High Efficiency DX 135k- less than 240k BTU | Offices | Turnover | 0.49343 | 0.72404 | 0.68149 | 0 | 0 | 0 | Fail RIM | Industrial | Indoor Lighting Billed Solution or Indoor Lighting Rebates | Efficient Lighting - Other Interior Lighting | Electrical and Electronic Equip. | Turnover | 1.795 | 0.86117 | 2.0844 | 0.014927 | 0.01451 | 0.10458 | Commercial | Indoor Lighting Billed Solution or Indoor Lighting Rebates | Premium T8 - Lamp Replacement | Assembly | New | 10.8949 | 0.67199 | 16.2128 | 0 | 0 | 0 | Fail 2-year Threshold
[11 empty] | Commercial | Custom Incentives | High Efficiency DX 135k- less than 240k BTU | Restaurants | Turnover | 0.71045 | 0.72404 | 0.98124 | 0 | 0 | 0 | Fail RIM | Industrial | Custom Incentives | Motor Equipment Upgrades | Electrical and Electronic Equip. | New | 3.3174 | 0.86794 | 3.8221 | 1.4435e-05 | 1.4054e-05 | 0.0001072 | Commercial | Indoor Lighting Billed Solution or Indoor Lighting Rebates | Premium T8 - Lamp Replacement | College and University | New | 16.6289 | 0.67419 | 24.6648 | 0 | 0 | 0 | Fail 2-year Threshold
[11 empty] | Commercial | Custom Incentives | High Efficiency DX 135k- less than 240k BTU | Retail | Turnover | 0.55682 | 0.72404 | 0.76905 | 0 | 0 | 0 | Fail RIM | Industrial | Custom Incentives | Motor Equipment Upgrades | Electrical and Electronic Equip. | Turnover | 3.3174 | 0.86794 | 3.8221 | 0.00087785 | 0.00085467 | 0.006519 | Commercial | Indoor Lighting Billed Solution or Indoor Lighting Rebates | Premium T8 - Lamp Replacement | Grocery | New | 22.6239 | 0.72391 | 31.2525 | 0 | 0 | 0 | Fail 2-year Threshold
[11 empty] | Commercial | Custom Incentives | High Efficiency DX 135k- less than 240k BTU | Schools K-12 | Turnover | 0.48403 | 0.72404 | 0.66852 | 0 | 0 | 0 | Fail RIM | Industrial | Custom Incentives | Compressed Air Equipment | Lumber/Furniture/Pulp/Paper | New | 5.0273 | 0.86934 | 5.7829 | 0.0006149 | 0.00059866 | 0.0045663 | Commercial | Indoor Lighting Billed Solution or Indoor Lighting Rebates | Premium T8 - Lamp Replacement | Healthcare | New | 19.0472 | 0.67199 | 28.3442 | 0 | 0 | 0 | Fail 2-year Threshold
[11 empty] | Commercial | Custom Incentives | High Efficiency DX 135k- less than 240k BTU | Warehouse | Turnover | 0.10633 | 0.72404 | 0.14686 | 0 | 0 | 0 | Fail RIM | Industrial | Custom Incentives | Compressed Air Equipment | Lumber/Furniture/Pulp/Paper | Turnover | 5.0273 | 0.86934 | 5.7829 | 0.037394 | 0.036407 | 0.27769 | Commercial | Indoor Lighting Billed Solution or Indoor Lighting Rebates | Premium T8 - Lamp Replacement | Hospitals | New | 25.66 | 0.67419 | 38.0603 | 0 | 0 | 0 | Fail 2-year Threshold
[11 empty] | Commercial | Custom Incentives | High Efficiency DX 135k- less than 240k BTU | Assembly | New | 0.43841 | 0.72404 | 0.60551 | 0 | 0 | 0 | Fail RIM | Industrial | Indoor Lighting Billed Solution or Indoor Lighting Rebates | Lighting Controls - Exterior | Lumber/Furniture/Pulp/Paper | Existing | 3.1418 | 1.0775 | 2.9157 | 0 | 0 | 0.0030239 | Commercial | Indoor Lighting Billed Solution or Indoor Lighting Rebates | Premium T8 - Lamp Replacement | Institutional | New | 12.4973 | 0.67199 | 18.5974 | 0 | 0 | 0 | Fail 2-year Threshold
[11 empty] | Commercial | Custom Incentives | High Efficiency DX 135k- less than 240k BTU | College and University | New | 0.48638 | 0.72404 | 0.67176 | 0 | 0 | 0 | Fail RIM | Industrial | Indoor Lighting Billed Solution or Indoor Lighting Rebates | Lighting Controls - Exterior | Lumber/Furniture/Pulp/Paper | New | 3.1418 | 1.0775 | 2.9157 | 0 | 0 | 4.9724e-05 | Commercial | Indoor Lighting Billed Solution or Indoor Lighting Rebates | Premium T8 - Lamp Replacement | Lodging/Hospitality | New | 15.3193 | 0.72391 | 21.162 | 0 | 0 | 0 | Fail 2-year Threshold
[11 empty] | Commercial | Custom Incentives | High Efficiency DX 135k- less than 240k BTU | Grocery | New | 0.24218 | 0.72404 | 0.33449 | 0 | 0 | 0 | Fail RIM | Industrial | Indoor Lighting Billed Solution or Indoor Lighting Rebates | Efficient Lighting - High Bay | Lumber/Furniture/Pulp/Paper | New | 3.1763 | 0.8587 | 3.6989 | 0.00012686 | 0.00012331 | 0.00088878 | Commercial | Indoor Lighting Billed Solution or Indoor Lighting Rebates | Premium T8 - Lamp Replacement | Miscellaneous | New | 16.6985 | 0.67199 | 24.8491 | 0 | 0 | 0 | Fail 2-year Threshold
[11 empty] | Commercial | Custom Incentives | High Efficiency DX 135k- less than 240k BTU | Healthcare | New | 0.95398 | 0.72404 | 1.3176 | 0 | 0 | 0 | Fail RIM | Industrial | Indoor Lighting Billed Solution or Indoor Lighting Rebates | Efficient Lighting - High Bay | Lumber/Furniture/Pulp/Paper | Turnover | 3.1763 | 0.8587 | 3.6989 | 0.0077149 | 0.0074991 | 0.05405 | Commercial | Indoor Lighting Billed Solution or Indoor Lighting Rebates | Premium T8 - Lamp Replacement | Offices | New | 12.3231 | 0.67199 | 18.3381 | 0 | 0 | 0 | Fail 2-year Threshold
[11 empty] | Commercial | Custom Incentives | High Efficiency DX 135k- less than 240k BTU | Hospitals | New | 0.90366 | 0.72404 | 1.2481 | 0 | 0 | 0 | Fail RIM | Industrial | Indoor Lighting Billed Solution or Indoor Lighting Rebates | Efficient Lighting - Other Interior Lighting | Lumber/Furniture/Pulp/Paper | New | 1.795 | 0.86117 | 2.0844 | 0.00017557 | 0.00017066 | 0.00123 | Commercial | Indoor Lighting Billed Solution or Indoor Lighting Rebates | Premium T8 - Lamp Replacement | Restaurants | New | 13.6992 | 0.72391 | 18.924 | 0 | 0 | 0 | Fail 2-year Threshold
[11 empty] | Commercial | Custom Incentives | High Efficiency DX 135k- less than 240k BTU | Institutional | New | 0.23682 | 0.72404 | 0.32708 | 0 | 0 | 0 | Fail RIM | Industrial | Indoor Lighting Billed Solution or Indoor Lighting Rebates | Efficient Lighting - Other Interior Lighting | Lumber/Furniture/Pulp/Paper | Turnover | 1.795 | 0.86117 | 2.0844 | 0.010677 | 0.010378 | 0.074801 | Commercial | Indoor Lighting Billed Solution or Indoor Lighting Rebates | Premium T8 - Lamp Replacement | Retail | New | 20.3387 | 0.72391 | 28.0957 | 0 | 0 | 0 | Fail 2-year Threshold
[11 empty] | Commercial | Custom Incentives | High Efficiency DX 135k- less than 240k BTU | Lodging/Hospitality | New | 0.72421 | 0.72404 | 1.0002 | 0 | 0 | 0 | Fail RIM | Industrial | Custom Incentives | Fan Equipment Upgrades | Lumber/Furniture/Pulp/Paper | New | 3.1607 | 0.86934 | 3.6357 | 0.00035869 | 0.00034921 | 0.0026636 | Commercial | Indoor Lighting Billed Solution or Indoor Lighting Rebates | Premium T8 - Lamp Replacement | Schools K-12 | New | 9.0122 | 0.67199 | 13.4111 | 0 | 0 | 0 | Fail 2-year Threshold
[11 empty] | Commercial | Custom Incentives | High Efficiency DX 135k- less than 240k BTU | Miscellaneous | New | 0.24487 | 0.72404 | 0.3382 | 0 | 0 | 0 | Fail RIM | Industrial | Custom Incentives | Fan Equipment Upgrades | Lumber/Furniture/Pulp/Paper | Turnover | 3.1607 | 0.86934 | 3.6357 | 0.021813 | 0.021237 | 0.16198 | Commercial | Indoor Lighting Billed Solution or Indoor Lighting Rebates | Premium T8 - Lamp Replacement | Warehouse | New | 14.4861 | 0.67199 | 21.557 | 0 | 0 | 0 | Fail 2-year Threshold
[11 empty] | Commercial | Custom Incentives | High Efficiency DX 135k- less than 240k BTU | Offices | New | 0.49343 | 0.72404 | 0.68149 | 0 | 0 | 0 | Fail RIM | Industrial | Custom Incentives | Pump Equipment Upgrade | Lumber/Furniture/Pulp/Paper | New | 2.3151 | 0.86934 | 2.6631 | 0.00040814 | 0.00039736 | 0.0030309 | Commercial | Custom Incentives | ENERGY STAR Imaging Equipment | Assembly | Turnover | 0.22787 | 0.58054 | 0.39251 | 0 | 0 | 0 | Fail TRC
[11 empty] | Commercial | Custom Incentives | High Efficiency DX 135k- less than 240k BTU | Restaurants | New | 0.71045 | 0.72404 | 0.98124 | 0 | 0 | 0 | Fail RIM | Industrial | Custom Incentives | Pump Equipment Upgrade | Lumber/Furniture/Pulp/Paper | Turnover | 2.3151 | 0.86934 | 2.6631 | 0.02482 | 0.024165 | 0.18432 | Commercial | Custom Incentives | ENERGY STAR Imaging Equipment | College and University | Turnover | 0.22787 | 0.58054 | 0.39251 | 0 | 0 | 0 | Fail TRC
[11 empty] | Commercial | Custom Incentives | High Efficiency DX 135k- less than 240k BTU | Retail | New | 0.55682 | 0.72404 | 0.76905 | 0 | 0 | 0 | Fail RIM | Industrial | Custom Incentives | Pump System Optimization | Lumber/Furniture/Pulp/Paper | Existing | 2.1554 | 0.86794 | 2.4833 | 0.029595 | 0.028814 | 0.21978 | Commercial | Custom Incentives | ENERGY STAR Imaging Equipment | Grocery | Turnover | 0.22787 | 0.58054 | 0.39251 | 0 | 0 | 0 | Fail TRC
[11 empty] | Commercial | Custom Incentives | High Efficiency DX 135k- less than 240k BTU | Schools K-12 | New | 0.48403 | 0.72404 | 0.66852 | 0 | 0 | 0 | Fail RIM | Industrial | Custom Incentives | Pump System Optimization | Lumber/Furniture/Pulp/Paper | New | 2.1554 | 0.86794 | 2.4833 | 0.00048666 | 0.0004738 | 0.0036139 | Commercial | Custom Incentives | ENERGY STAR Imaging Equipment | Healthcare | Turnover | 0.22787 | 0.58054 | 0.39251 | 0 | 0 | 0 | Fail TRC
[11 empty] | Commercial | Custom Incentives | High Efficiency DX 135k- less than 240k BTU | Warehouse | New | 0.10633 | 0.72404 | 0.14686 | 0 | 0 | 0 | Fail RIM | Industrial | Indoor Lighting Billed Solution or Indoor Lighting Rebates | Lighting Controls - Exterior | Metal Products and Machinery | Existing | 3.4447 | 1.0775 | 3.1969 | 0 | 0 | 0.0065395 | Commercial | Custom Incentives | ENERGY STAR Imaging Equipment | Hospitals | Turnover | 0.22787 | 0.58054 | 0.39251 | 0 | 0 | 0 | Fail TRC
[11 empty] | Commercial | Custom Incentives | High Efficiency PTAC | Assembly | Turnover | 4.6066 | 0.6853 | 6.7221 | 0 | 0 | 0 | Fail RIM | Industrial | Indoor Lighting Billed Solution or Indoor Lighting Rebates | Lighting Controls - Exterior | Metal Products and Machinery | New | 3.4447 | 1.0775 | 3.1969 | 0 | 0 | 0.00010753 | Commercial | Custom Incentives | ENERGY STAR Imaging Equipment | Institutional | Turnover | 0.22787 | 0.58054 | 0.39251 | 0 | 0 | 0 | Fail TRC
[11 empty] | Commercial | Custom Incentives | High Efficiency PTAC | College and University | Turnover | 5.0845 | 0.68954 | 7.3737 | 0 | 0 | 0 | Fail RIM | Industrial | Custom Incentives | Building Envelope Improvements | Metal Products and Machinery | Existing | 5.6927 | 0.86249 | 6.6003 | 0.014434 | 0.014084 | 0.10132 | Commercial | Custom Incentives | ENERGY STAR Imaging Equipment | Lodging/Hospitality | Turnover | 0.22787 | 0.58054 | 0.39251 | 0 | 0 | 0 | Fail TRC
[11 empty] | Commercial | Custom Incentives | High Efficiency PTAC | Grocery | Turnover | 2.5447 | 0.6853 | 3.7133 | 0 | 0 | 0 | Fail RIM | Industrial | Custom Incentives | Building Envelope Improvements | Metal Products and Machinery | New | 5.6927 | 0.86249 | 6.6003 | 0.00023734 | 0.00023159 | 0.0016661 | Commercial | Custom Incentives | ENERGY STAR Imaging Equipment | Miscellaneous | Turnover | 0.22787 | 0.58054 | 0.39251 | 0 | 0 | 0 | Fail TRC
[11 empty] | Commercial | Custom Incentives | High Efficiency PTAC | Healthcare | Turnover | 10.0239 | 0.6853 | 14.6271 | 0 | 0 | 0 | Fail RIM | Industrial | Custom Incentives | HVAC Equipment Upgrades | Metal Products and Machinery | New | 5.5779 | 0.8666 | 6.4365 | 0.00023808 | 0.0002323 | 0.0016713 | Commercial | Custom Incentives | ENERGY STAR Imaging Equipment | Offices | Turnover | 0.22787 | 0.58054 | 0.39251 | 0 | 0 | 0 | Fail TRC
[11 empty] | Commercial | Custom Incentives | High Efficiency PTAC | Hospitals | Turnover | 9.4466 | 0.68954 | 13.6999 | 0 | 0 | 0 | Fail RIM | Industrial | Custom Incentives | HVAC Equipment Upgrades | Metal Products and Machinery | Turnover | 5.5779 | 0.8666 | 6.4365 | 0.014478 | 0.014127 | 0.10163 | Commercial | Custom Incentives | ENERGY STAR Imaging Equipment | Restaurants | Turnover | 0.22787 | 0.58054 | 0.39251 | 0 | 0 | 0 | Fail TRC
[11 empty] | Commercial | Custom Incentives | High Efficiency PTAC | Institutional | Turnover | 2.4883 | 0.6853 | 3.6311 | 0 | 0 | 0 | Fail RIM | Industrial | Indoor Lighting Billed Solution or Indoor Lighting Rebates | Efficient Lighting - High Bay | Metal Products and Machinery | New | 3.1763 | 0.8587 | 3.6989 | 0.00055324 | 0.00053777 | 0.003876 | Commercial | Custom Incentives | ENERGY STAR Imaging Equipment | Retail | Turnover | 0.22787 | 0.58054 | 0.39251 | 0 | 0 | 0 | Fail TRC
[11 empty] | Commercial | Custom Incentives | High Efficiency PTAC | Lodging/Hospitality | Turnover | 7.6095 | 0.6853 | 11.104 | 0 | 0 | 0 | Fail RIM | Industrial | Indoor Lighting Billed Solution or Indoor Lighting Rebates | Efficient Lighting - High Bay | Metal Products and Machinery | Turnover | 3.1763 | 0.8587 | 3.6989 | 0.033645 | 0.032704 | 0.23571 | Commercial | Custom Incentives | ENERGY STAR Imaging Equipment | Schools K-12 | Turnover | 0.22787 | 0.58054 | 0.39251 | 0 | 0 | 0 | Fail TRC
[11 empty] | Commercial | Custom Incentives | High Efficiency PTAC | Miscellaneous | Turnover | 2.7119 | 0.72553 | 3.7379 | 0 | 0 | 0 | Fail RIM | Industrial | Indoor Lighting Billed Solution or Indoor Lighting Rebates | Efficient Lighting - Other Interior Lighting | Metal Products and Machinery | New | 1.795 | 0.86117 | 2.0844 | 0.00022399 | 0.00021773 | 0.0015693 | Commercial | Custom Incentives | ENERGY STAR Imaging Equipment | Warehouse | Turnover | 0.22787 | 0.58054 | 0.39251 | 0 | 0 | 0 | Fail TRC
[11 empty] | Commercial | Custom Incentives | High Efficiency PTAC | Offices | Turnover | 5.4647 | 0.72553 | 7.532 | 0 | 0 | 0 | Fail RIM | Industrial | Indoor Lighting Billed Solution or Indoor Lighting Rebates | Efficient Lighting - Other Interior Lighting | Metal Products and Machinery | Turnover | 1.795 | 0.86117 | 2.0844 | 0.028382 | 0.027588 | 0.19884 | Commercial | Custom Incentives | ENERGY STAR Imaging Equipment | Assembly | New | 0.22787 | 0.58054 | 0.39251 | 0 | 0 | 0 | Fail TRC
[11 empty] | Commercial | Custom Incentives | High Efficiency PTAC | Restaurants | Turnover | 7.465 | 0.6853 | 10.8932 | 0 | 0 | 0 | Fail RIM | Industrial | Custom Incentives | Fan Equipment Upgrades | Metal Products and Machinery | New | 4.9807 | 0.86934 | 5.7293 | 0.00012706 | 0.00012371 | 0.00094358 | Commercial | Custom Incentives | ENERGY STAR Imaging Equipment | College and University | New | 0.22787 | 0.58054 | 0.39251 | 0 | 0 | 0 | Fail TRC
[11 empty] | Commercial | Custom Incentives | High Efficiency PTAC | Retail | Turnover | 5.8508 | 0.6853 | 8.5376 | 0 | 0 | 0 | Fail RIM | Industrial | Custom Incentives | Fan Equipment Upgrades | Metal Products and Machinery | Turnover | 4.9807 | 0.86934 | 5.7293 | 0.0077272 | 0.0075231 | 0.057382 | Commercial | Custom Incentives | ENERGY STAR Imaging Equipment | Grocery | New | 0.22787 | 0.58054 | 0.39251 | 0 | 0 | 0 | Fail TRC
[11 empty] | Commercial | Custom Incentives | High Efficiency PTAC | Schools K-12 | Turnover | 5.086 | 0.6853 | 7.4215 | 0 | 0 | 0 | Fail RIM | Industrial | Custom Incentives | Motor Equipment Upgrades | Metal Products and Machinery | New | 2.9777 | 0.86794 | 3.4307 | 2.6521e-05 | 2.5821e-05 | 0.00019695 | Commercial | Custom Incentives | ENERGY STAR Imaging Equipment | Healthcare | New | 0.22787 | 0.58054 | 0.39251 | 0 | 0 | 0 | Fail TRC
[11 empty] | Commercial | Custom Incentives | High Efficiency PTAC | Warehouse | Turnover | 1.1173 | 0.6853 | 1.6304 | 0 | 0 | 0 | Fail RIM | Industrial | Custom Incentives | Motor Equipment Upgrades | Metal Products and Machinery | Turnover | 2.9777 | 0.86794 | 3.4307 | 0.0018776 | 0.001828 | 0.013943 | Commercial | Custom Incentives | ENERGY STAR Imaging Equipment | Hospitals | New | 0.22787 | 0.58054 | 0.39251 | 0 | 0 | 0 | Fail TRC
[11 empty] | Commercial | Custom Incentives | High Efficiency PTAC | Assembly | New | 4.6066 | 0.6853 | 6.7221 | 0 | 0 | 0 | Fail RIM | Industrial | Custom Incentives | Pump Equipment Upgrade | Metal Products and Machinery | New | 4.9807 | 0.86934 | 5.7293 | 0.00021514 | 0.00020946 | 0.0015977 | Commercial | Custom Incentives | ENERGY STAR Imaging Equipment | Institutional | New | 0.22787 | 0.58054 | 0.39251 | 0 | 0 | 0 | Fail TRC
[11 empty] | Commercial | Custom Incentives | High Efficiency PTAC | College and University | New | 5.0845 | 0.68954 | 7.3737 | 0 | 0 | 0 | Fail RIM | Industrial | Custom Incentives | Pump Equipment Upgrade | Metal Products and Machinery | Turnover | 4.9807 | 0.86934 | 5.7293 | 0.013084 | 0.012738 | 0.09716 | Commercial | Custom Incentives | ENERGY STAR Imaging Equipment | Lodging/Hospitality | New | 0.22787 | 0.58054 | 0.39251 | 0 | 0 | 0 | Fail TRC
[11 empty] | Commercial | Custom Incentives | High Efficiency PTAC | Grocery | New | 2.5447 | 0.6853 | 3.7133 | 0 | 0 | 0 | Fail RIM | Industrial | Custom Incentives | Process Other Systems Optimization | Metal Products and Machinery | Existing | 1.6013 | 0.757 | 2.1154 | 0.018308 | 0.017857 | 0.13298 | Commercial | Custom Incentives | ENERGY STAR Imaging Equipment | Miscellaneous | New | 0.22787 | 0.58054 | 0.39251 | 0 | 0 | 0 | Fail TRC
[11 empty] | Commercial | Custom Incentives | High Efficiency PTAC | Healthcare | New | 10.0239 | 0.6853 | 14.6271 | 0 | 0 | 0 | Fail RIM | Industrial | Custom Incentives | Process Other Systems Optimization | Metal Products and Machinery | New | 1.6013 | 0.757 | 2.1154 | 0.00030105 | 0.00029363 | 0.0021868 | Commercial | Custom Incentives | ENERGY STAR Imaging Equipment | Offices | New | 0.22787 | 0.58054 | 0.39251 | 0 | 0 | 0 | Fail TRC
[11 empty] | Commercial | Custom Incentives | High Efficiency PTAC | Hospitals | New | 9.4466 | 0.68954 | 13.6999 | 0 | 0 | 0 | Fail RIM | Industrial | Custom Incentives | HVAC Equipment Upgrades | Miscellaneous Manufacturing | New | 2.551 | 0.8666 | 2.9437 | 0.0001161 | 0.00011328 | 0.000815 | Commercial | Custom Incentives | ENERGY STAR Imaging Equipment | Restaurants | New | 0.22787 | 0.58054 | 0.39251 | 0 | 0 | 0 | Fail TRC
[11 empty] | Commercial | Custom Incentives | High Efficiency PTAC | Institutional | New | 2.4883 | 0.6853 | 3.6311 | 0 | 0 | 0 | Fail RIM | Industrial | Custom Incentives | HVAC Equipment Upgrades | Miscellaneous Manufacturing | Turnover | 2.551 | 0.8666 | 2.9437 | 0.0070605 | 0.0068892 | 0.049563 | Commercial | Custom Incentives | ENERGY STAR Imaging Equipment | Retail | New | 0.22787 | 0.58054 | 0.39251 | 0 | 0 | 0 | Fail TRC
[11 empty] | Commercial | Custom Incentives | High Efficiency PTAC | Lodging/Hospitality | New | 7.6095 | 0.6853 | 11.104 | 0 | 0 | 0 | Fail RIM | Industrial | Indoor Lighting Billed Solution or Indoor Lighting Rebates | Efficient Lighting - High Bay | Miscellaneous Manufacturing | New | 3.1763 | 0.8587 | 3.6989 | 2.9246e-05 | 2.8428e-05 | 0.00020489 | Commercial | Custom Incentives | ENERGY STAR Imaging Equipment | Schools K-12 | New | 0.22787 | 0.58054 | 0.39251 | 0 | 0 | 0 | Fail TRC
[11 empty] | Commercial | Custom Incentives | High Efficiency PTAC | Miscellaneous | New | 2.7119 | 0.72553 | 3.7379 | 0 | 0 | 0 | Fail RIM | Industrial | Indoor Lighting Billed Solution or Indoor Lighting Rebates | Efficient Lighting - High Bay | Miscellaneous Manufacturing | Turnover | 3.1763 | 0.8587 | 3.6989 | 0.0017785 | 0.0017288 | 0.01246 | Commercial | Custom Incentives | ENERGY STAR Imaging Equipment | Warehouse | New | 0.22787 | 0.58054 | 0.39251 | 0 | 0 | 0 | Fail TRC
[11 empty] | Commercial | Custom Incentives | High Efficiency PTAC | Offices | New | 5.4647 | 0.72553 | 7.532 | 0 | 0 | 0 | Fail RIM | Industrial | Indoor Lighting Billed Solution or Indoor Lighting Rebates | Efficient Lighting - Other Interior Lighting | Miscellaneous Manufacturing | New | 1.795 | 0.86117 | 2.0844 | 2.6596e-05 | 2.5852e-05 | 0.00018633 | Commercial | Custom Incentives | Energy Star PCs | Assembly | Turnover | 1.4302 | 0.60062 | 2.3812 | 0 | 0 | 0 | Fail 2-year Threshold
[11 empty] | Commercial | Custom Incentives | High Efficiency PTAC | Restaurants | New | 7.465 | 0.6853 | 10.8932 | 0 | 0 | 0 | Fail RIM | Industrial | Indoor Lighting Billed Solution or Indoor Lighting Rebates | Efficient Lighting - Other Interior Lighting | Miscellaneous Manufacturing | Turnover | 1.795 | 0.86117 | 2.0844 | 0.0016174 | 0.0015721 | 0.011331 | Commercial | Custom Incentives | Energy Star PCs | College and University | Turnover | 1.3836 | 0.57952 | 2.3876 | 0 | 0 | 0 | Fail 2-year Threshold
[11 empty] | Commercial | Custom Incentives | High Efficiency PTAC | Retail | New | 5.8508 | 0.6853 | 8.5376 | 0 | 0 | 0 | Fail RIM | Industrial | Custom Incentives | Fan Equipment Upgrades | Miscellaneous Manufacturing | New | 4.0118 | 0.86934 | 4.6148 | 4.9821e-06 | 4.8505e-06 | 3.6998e-05 | Commercial | Custom Incentives | Energy Star PCs | Grocery | Turnover | 1.3653 | 0.57336 | 2.3812 | 0 | 0 | 0 | Fail 2-year Threshold
[11 empty] | Commercial | Custom Incentives | High Efficiency PTAC | Schools K-12 | New | 5.086 | 0.6853 | 7.4215 | 0 | 0 | 0 | Fail RIM | Industrial | Custom Incentives | Fan Equipment Upgrades | Miscellaneous Manufacturing | Turnover | 4.0118 | 0.86934 | 4.6148 | 0.00030298 | 0.00029498 | 0.00225 | Commercial | Custom Incentives | Energy Star PCs | Healthcare | Turnover | 1.3653 | 0.57336 | 2.3812 | 0 | 0 | 0 | Fail 2-year Threshold
[11 empty] | Commercial | Custom Incentives | High Efficiency PTAC | Warehouse | New | 1.1173 | 0.6853 | 1.6304 | 0 | 0 | 0 | Fail RIM | Industrial | Custom Incentives | Motor Equipment Upgrades | Miscellaneous Manufacturing | New | 2.5063 | 0.86794 | 2.8877 | 1.7077e-06 | 1.6626e-06 | 1.2682e-05 | Commercial | Custom Incentives | Energy Star PCs | Hospitals | Turnover | 1.3836 | 0.57952 | 2.3876 | 0 | 0 | 0 | Fail 2-year Threshold
[11 empty] | Commercial | Custom Incentives | High Efficiency PTHP | Assembly | Turnover | 4.6645 | 0.6853 | 6.8066 | 0 | 0 | 0 | Fail RIM | Industrial | Custom Incentives | Motor Equipment Upgrades | Miscellaneous Manufacturing | Turnover | 2.5063 | 0.86794 | 2.8877 | 0.00010385 | 0.00010111 | 0.00077121 | Commercial | Custom Incentives | Energy Star PCs | Institutional | Turnover | 1.4302 | 0.60062 | 2.3812 | 0 | 0 | 0 | Fail 2-year Threshold
[11 empty] | Commercial | Custom Incentives | High Efficiency PTHP | College and University | Turnover | 5.1394 | 0.68921 | 7.4569 | 0 | 0 | 0 | Fail RIM | Industrial | Custom Incentives | Pump Equipment Upgrade | Miscellaneous Manufacturing | New | 5.4954 | 0.86934 | 6.3214 | 2.2128e-05 | 2.1544e-05 | 0.00016433 | Commercial | Custom Incentives | Energy Star PCs | Lodging/Hospitality | Turnover | 1.3653 | 0.57336 | 2.3812 | 0 | 0 | 0 | Fail 2-year Threshold
[11 empty] | Commercial | Custom Incentives | High Efficiency PTHP | Grocery | Turnover | 2.6444 | 0.6853 | 3.8588 | 0 | 0 | 0 | Fail RIM | Industrial | Custom Incentives | Pump Equipment Upgrade | Miscellaneous Manufacturing | Turnover | 5.4954 | 0.86934 | 6.3214 | 0.0013457 | 0.0013102 | 0.0099932 | Commercial | Custom Incentives | Energy Star PCs | Miscellaneous | Turnover | 1.4302 | 0.60062 | 2.3812 | 0 | 0 | 0 | Fail 2-year Threshold
[11 empty] | Commercial | Custom Incentives | High Efficiency PTHP | Healthcare | Turnover | 10.1147 | 0.6853 | 14.7596 | 0 | 0 | 0 | Fail RIM | Industrial | Custom Incentives | Pump System Optimization | Miscellaneous Manufacturing | Existing | 3.8779 | 0.86794 | 4.468 | 0.0012357 | 0.001203 | 0.0091762 | Commercial | Custom Incentives | Energy Star PCs | Offices | Turnover | 1.3653 | 0.57336 | 2.3812 | 0 | 0 | 0 | Fail 2-year Threshold
[11 empty] | Commercial | Custom Incentives | High Efficiency PTHP | Hospitals | Turnover | 9.5444 | 0.68921 | 13.8482 | 0 | 0 | 0 | Fail RIM | Industrial | Custom Incentives | Pump System Optimization | Miscellaneous Manufacturing | New | 3.8779 | 0.86794 | 4.468 | 2.0319e-05 | 1.9782e-05 | 0.00015089 | Commercial | Custom Incentives | Energy Star PCs | Restaurants | Turnover | 1.4302 | 0.60062 | 2.3812 | 0 | 0 | 0 | Fail 2-year Threshold
[11 empty] | Commercial | Custom Incentives | High Efficiency PTHP | Institutional | Turnover | 2.5389 | 0.6853 | 3.7048 | 0 | 0 | 0 | Fail RIM | Industrial | Indoor Lighting Billed Solution or Indoor Lighting Rebates | Lighting Controls - Exterior | Primary Resources Industries | Existing | 3.7301 | 1.0775 | 3.4617 | 0 | 0 | 0.0045182 | Commercial | Custom Incentives | Energy Star PCs | Retail | Turnover | 1.3653 | 0.57336 | 2.3812 | 0 | 0 | 0 | Fail 2-year Threshold
[11 empty] | Commercial | Custom Incentives | High Efficiency PTHP | Lodging/Hospitality | Turnover | 7.6707 | 0.6853 | 11.1933 | 0 | 0 | 0 | Fail RIM | Industrial | Indoor Lighting Billed Solution or Indoor Lighting Rebates | Lighting Controls - Exterior | Primary Resources Industries | New | 3.7301 | 1.0775 | 3.4617 | 0 | 0 | 7.4296e-05 | Commercial | Custom Incentives | Energy Star PCs | Schools K-12 | Turnover | 1.3653 | 0.57336 | 2.3812 | 0 | 0 | 0 | Fail 2-year Threshold
[11 empty] | Commercial | Custom Incentives | High Efficiency PTHP | Miscellaneous | Turnover | 2.6049 | 0.6853 | 3.8011 | 0 | 0 | 0 | Fail RIM | Industrial | Custom Incentives | Building Envelope Improvements | Primary Resources Industries | Existing | 5.6486 | 0.86249 | 6.5491 | 0.0014838 | 0.0014478 | 0.010416 | Commercial | Custom Incentives | Energy Star PCs | Warehouse | Turnover | 1.4302 | 0.60062 | 2.3812 | 0 | 0 | 0 | Fail 2-year Threshold
[11 empty] | Commercial | Custom Incentives | High Efficiency PTHP | Offices | Turnover | 5.2185 | 0.6853 | 7.6149 | 0 | 0 | 0 | Fail RIM | Industrial | Custom Incentives | Building Envelope Improvements | Primary Resources Industries | New | 5.6486 | 0.86249 | 6.5491 | 2.4399e-05 | 2.3807e-05 | 0.00017128 | Commercial | Custom Incentives | Energy Star PCs | Assembly | New | 1.4302 | 0.60062 | 2.3812 | 0 | 0 | 0 | Fail 2-year Threshold
[11 empty] | Commercial | Custom Incentives | High Efficiency PTHP | Restaurants | Turnover | 7.6787 | 0.6853 | 11.205 | 0 | 0 | 0 | Fail RIM | Industrial | Custom Incentives | HVAC Equipment Upgrades | Primary Resources Industries | New | 3.4601 | 0.8666 | 3.9927 | 5.4649e-05 | 5.3323e-05 | 0.00038363 | Commercial | Custom Incentives | Energy Star PCs | College and University | New | 1.3836 | 0.57952 | 2.3876 | 0 | 0 | 0 | Fail 2-year Threshold
[11 empty] | Commercial | Custom Incentives | High Efficiency PTHP | Retail | Turnover | 5.9848 | 0.6853 | 8.7331 | 0 | 0 | 0 | Fail RIM | Industrial | Custom Incentives | HVAC Equipment Upgrades | Primary Resources Industries | Turnover | 3.4601 | 0.8666 | 3.9927 | 0.0033234 | 0.0032428 | 0.02333 | Commercial | Custom Incentives | Energy Star PCs | Grocery | New | 1.3653 | 0.57336 | 2.3812 | 0 | 0 | 0 | Fail 2-year Threshold
[11 empty] | Commercial | Custom Incentives | High Efficiency PTHP | Schools K-12 | Turnover | 5.2093 | 0.6853 | 7.6015 | 0 | 0 | 0 | Fail RIM | Industrial | Indoor Lighting Billed Solution or Indoor Lighting Rebates | Efficient Lighting - High Bay | Primary Resources Industries | New | 3.1763 | 0.8587 | 3.6989 | 0.00035992 | 0.00034985 | 0.0025215 | Commercial | Custom Incentives | Energy Star PCs | Healthcare | New | 1.3653 | 0.57336 | 2.3812 | 0 | 0 | 0 | Fail 2-year Threshold
[11 empty] | Commercial | Custom Incentives | High Efficiency PTHP | Warehouse | Turnover | 1.1493 | 0.6853 | 1.677 | 0 | 0 | 0 | Fail RIM | Industrial | Indoor Lighting Billed Solution or Indoor Lighting Rebates | Efficient Lighting - High Bay | Primary Resources Industries | Turnover | 3.1763 | 0.8587 | 3.6989 | 0.021888 | 0.021276 | 0.15334 | Commercial | Custom Incentives | Energy Star PCs | Hospitals | New | 1.3836 | 0.57952 | 2.3876 | 0 | 0 | 0 | Fail 2-year Threshold
[11 empty] | Commercial | Custom Incentives | High Efficiency PTHP | Assembly | New | 4.6645 | 0.6853 | 6.8066 | 0 | 0 | 0 | Fail RIM | Industrial | Indoor Lighting Billed Solution or Indoor Lighting Rebates | Efficient Lighting - Other Interior Lighting | Primary Resources Industries | New | 1.795 | 0.86117 | 2.0844 | 0.00016305 | 0.00015849 | 0.0011423 | Commercial | Custom Incentives | Energy Star PCs | Institutional | New | 1.4302 | 0.60062 | 2.3812 | 0 | 0 | 0 | Fail 2-year Threshold
[11 empty] | Commercial | Custom Incentives | High Efficiency PTHP | College and University | New | 5.1394 | 0.68921 | 7.4569 | 0 | 0 | 0 | Fail RIM | Industrial | Indoor Lighting Billed Solution or Indoor Lighting Rebates | Efficient Lighting - Other Interior Lighting | Primary Resources Industries | Turnover | 1.795 | 0.86117 | 2.0844 | 0.014121 | 0.013726 | 0.098929 | Commercial | Custom Incentives | Energy Star PCs | Lodging/Hospitality | New | 1.3653 | 0.57336 | 2.3812 | 0 | 0 | 0 | Fail 2-year Threshold
[11 empty] | Commercial | Custom Incentives | High Efficiency PTHP | Grocery | New | 2.6444 | 0.6853 | 3.8588 | 0 | 0 | 0 | Fail RIM | Industrial | Custom Incentives | Motor Equipment Upgrades | Primary Resources Industries | New | 3.157 | 0.86794 | 3.6373 | 7.7739e-06 | 7.5685e-06 | 5.7729e-05 | Commercial | Custom Incentives | Energy Star PCs | Miscellaneous | New | 1.4302 | 0.60062 | 2.3812 | 0 | 0 | 0 | Fail 2-year Threshold
[11 empty] | Commercial | Custom Incentives | High Efficiency PTHP | Healthcare | New | 10.1147 | 0.6853 | 14.7596 | 0 | 0 | 0 | Fail RIM | Industrial | Custom Incentives | Motor Equipment Upgrades | Primary Resources Industries | Turnover | 3.157 | 0.86794 | 3.6373 | 0.00047276 | 0.00046027 | 0.0035107 | Commercial | Custom Incentives | Energy Star PCs | Offices | New | 1.3653 | 0.57336 | 2.3812 | 0 | 0 | 0 | Fail 2-year Threshold
[11 empty] | Commercial | Custom Incentives | High Efficiency PTHP | Hospitals | New | 9.5444 | 0.68921 | 13.8482 | 0 | 0 | 0 | Fail RIM | Industrial | Custom Incentives | Process Other Systems Optimization | Primary Resources Industries | Existing | 1.4734 | 0.757 | 1.9464 | 0.00027979 | 0.00027289 | 0.0020323 | Commercial | Custom Incentives | Energy Star PCs | Restaurants | New | 1.4302 | 0.60062 | 2.3812 | 0 | 0 | 0 | Fail 2-year Threshold
[11 empty] | Commercial | Custom Incentives | High Efficiency PTHP | Institutional | New | 2.5389 | 0.6853 | 3.7048 | 0 | 0 | 0 | Fail RIM | Industrial | Custom Incentives | Process Other Systems Optimization | Primary Resources Industries | New | 1.4734 | 0.757 | 1.9464 | 4.6008e-06 | 4.4874e-06 | 3.3419e-05 | Commercial | Custom Incentives | Energy Star PCs | Retail | New | 1.3653 | 0.57336 | 2.3812 | 0 | 0 | 0 | Fail 2-year Threshold
[11 empty] | Commercial | Custom Incentives | High Efficiency PTHP | Lodging/Hospitality | New | 7.6707 | 0.6853 | 11.1933 | 0 | 0 | 0 | Fail RIM | Industrial | Custom Incentives | Compressed Air Equipment | Stone/Clay/Glass/Concrete | New | 3.3054 | 0.86934 | 3.8022 | 2.1341e-05 | 2.0777e-05 | 0.00015848 | Commercial | Custom Incentives | Energy Star PCs | Schools K-12 | New | 1.3653 | 0.57336 | 2.3812 | 0 | 0 | 0 | Fail 2-year Threshold
[11 empty] | Commercial | Custom Incentives | High Efficiency PTHP | Miscellaneous | New | 2.6049 | 0.6853 | 3.8011 | 0 | 0 | 0 | Fail RIM | Industrial | Custom Incentives | Compressed Air Equipment | Stone/Clay/Glass/Concrete | Turnover | 3.3054 | 0.86934 | 3.8022 | 0.0012978 | 0.0012636 | 0.0096378 | Commercial | Custom Incentives | Energy Star PCs | Warehouse | New | 1.4302 | 0.60062 | 2.3812 | 0 | 0 | 0 | Fail 2-year Threshold
[11 empty] | Commercial | Custom Incentives | High Efficiency PTHP | Offices | New | 5.2185 | 0.6853 | 7.6149 | 0 | 0 | 0 | Fail RIM | Industrial | Indoor Lighting Billed Solution or Indoor Lighting Rebates | Lighting Controls - Exterior | Stone/Clay/Glass/Concrete | Existing | 3.658 | 1.0775 | 3.3948 | 0 | 0 | 0.0010711 | Commercial | Custom Incentives | Energy Star Servers | Assembly | Turnover | 3.6035 | 0.57534 | 6.2633 | 0 | 0 | 0 | Fail 2-year Threshold
[11 empty] | Commercial | Custom Incentives | High Efficiency PTHP | Restaurants | New | 7.6787 | 0.6853 | 11.205 | 0 | 0 | 0 | Fail RIM | Industrial | Indoor Lighting Billed Solution or Indoor Lighting Rebates | Lighting Controls - Exterior | Stone/Clay/Glass/Concrete | New | 3.658 | 1.0775 | 3.3948 | 0 | 0 | 1.7612e-05 | Commercial | Custom Incentives | Energy Star Servers | College and University | Turnover | 3.6035 | 0.57534 | 6.2633 | 0 | 0 | 0 | Fail 2-year Threshold
[11 empty] | Commercial | Custom Incentives | High Efficiency PTHP | Retail | New | 5.9848 | 0.6853 | 8.7331 | 0 | 0 | 0 | Fail RIM | Industrial | Custom Incentives | Building Envelope Improvements | Stone/Clay/Glass/Concrete | Existing | 4.7401 | 0.86249 | 5.4958 | 0.00029496 | 0.0002878 | 0.0020705 | Commercial | Custom Incentives | Energy Star Servers | Grocery | Turnover | 3.6035 | 0.57534 | 6.2633 | 0 | 0 | 0 | Fail 2-year Threshold
[11 empty] | Commercial | Custom Incentives | High Efficiency PTHP | Schools K-12 | New | 5.2093 | 0.6853 | 7.6015 | 0 | 0 | 0 | Fail RIM | Industrial | Custom Incentives | Building Envelope Improvements | Stone/Clay/Glass/Concrete | New | 4.7401 | 0.86249 | 5.4958 | 4.8502e-06 | 4.7325e-06 | 3.4047e-05 | Commercial | Custom Incentives | Energy Star Servers | Healthcare | Turnover | 3.6035 | 0.57534 | 6.2633 | 0 | 0 | 0 | Fail 2-year Threshold
[11 empty] | Commercial | Custom Incentives | High Efficiency PTHP | Warehouse | New | 1.1493 | 0.6853 | 1.677 | 0 | 0 | 0 | Fail RIM | Industrial | Indoor Lighting Billed Solution or Indoor Lighting Rebates | Efficient Lighting - High Bay | Stone/Clay/Glass/Concrete | New | 3.1763 | 0.8587 | 3.6989 | 4.2585e-05 | 4.1394e-05 | 0.00029835 | Commercial | Custom Incentives | Energy Star Servers | Hospitals | Turnover | 3.6035 | 0.57534 | 6.2633 | 0 | 0 | 0 | Fail 2-year Threshold
[11 empty] | Commercial | Indoor Lighting Billed Solution or Indoor Lighting Rebates | High Bay Fluorescent (T5) | Assembly | Turnover | 4.3514 | 0.67224 | 6.473 | 0 | 0 | 0 | Fail RIM | Industrial | Indoor Lighting Billed Solution or Indoor Lighting Rebates | Efficient Lighting - High Bay | Stone/Clay/Glass/Concrete | Turnover | 3.1763 | 0.8587 | 3.6989 | 0.0025898 | 0.0025173 | 0.018144 | Commercial | Custom Incentives | Energy Star Servers | Institutional | Turnover | 3.6035 | 0.57534 | 6.2633 | 0 | 0 | 0 | Fail 2-year Threshold
[11 empty] | Commercial | Indoor Lighting Billed Solution or Indoor Lighting Rebates | High Bay Fluorescent (T5) | College and University | Turnover | 6.6693 | 0.67224 | 9.921 | 0 | 0 | 0 | Fail RIM | Industrial | Indoor Lighting Billed Solution or Indoor Lighting Rebates | Efficient Lighting - Other Interior Lighting | Stone/Clay/Glass/Concrete | New | 1.795 | 0.86117 | 2.0844 | 6.4496e-05 | 6.2691e-05 | 0.00045185 | Commercial | Custom Incentives | Energy Star Servers | Lodging/Hospitality | Turnover | 3.6035 | 0.57534 | 6.2633 | 0 | 0 | 0 | Fail 2-year Threshold
[11 empty] | Commercial | Indoor Lighting Billed Solution or Indoor Lighting Rebates | High Bay Fluorescent (T5) | Grocery | Turnover | 8.3881 | 0.67224 | 12.4778 | 0 | 0 | 0 | Fail RIM | Industrial | Indoor Lighting Billed Solution or Indoor Lighting Rebates | Efficient Lighting - Other Interior Lighting | Stone/Clay/Glass/Concrete | Turnover | 1.795 | 0.86117 | 2.0844 | 0.0039222 | 0.0038125 | 0.027478 | Commercial | Custom Incentives | Energy Star Servers | Miscellaneous | Turnover | 3.6035 | 0.57534 | 6.2633 | 0 | 0 | 0 | Fail 2-year Threshold
[11 empty] | Commercial | Indoor Lighting Billed Solution or Indoor Lighting Rebates | High Bay Fluorescent (T5) | Healthcare | Turnover | 7.6074 | 0.67224 | 11.3164 | 0 | 0 | 0 | Fail RIM | Industrial | Custom Incentives | Fan Equipment Upgrades | Stone/Clay/Glass/Concrete | New | 4.0118 | 0.86934 | 4.6148 | 3.6524e-05 | 3.5559e-05 | 0.00027123 | Commercial | Custom Incentives | Energy Star Servers | Offices | Turnover | 3.6035 | 0.57534 | 6.2633 | 0 | 0 | 0 | Fail 2-year Threshold
[11 empty] | Commercial | Indoor Lighting Billed Solution or Indoor Lighting Rebates | High Bay Fluorescent (T5) | Hospitals | Turnover | 10.2914 | 0.67224 | 15.3092 | 0 | 0 | 0 | Fail RIM | Industrial | Custom Incentives | Fan Equipment Upgrades | Stone/Clay/Glass/Concrete | Turnover | 4.0118 | 0.86934 | 4.6148 | 0.0022211 | 0.0021625 | 0.016494 | Commercial | Custom Incentives | Energy Star Servers | Restaurants | Turnover | 3.6035 | 0.57534 | 6.2633 | 0 | 0 | 0 | Fail 2-year Threshold
[11 empty] | Commercial | Indoor Lighting Billed Solution or Indoor Lighting Rebates | High Bay Fluorescent (T5) | Institutional | Turnover | 4.9914 | 0.67224 | 7.425 | 0 | 0 | 0 | Fail RIM | Industrial | Custom Incentives | Pump Equipment Upgrade | Stone/Clay/Glass/Concrete | New | 4.0118 | 0.86934 | 4.6148 | 6.1927e-05 | 6.0291e-05 | 0.00045987 | Commercial | Custom Incentives | Energy Star Servers | Retail | Turnover | 3.6035 | 0.57534 | 6.2633 | 0 | 0 | 0 | Fail 2-year Threshold
[11 empty] | Commercial | Indoor Lighting Billed Solution or Indoor Lighting Rebates | High Bay Fluorescent (T5) | Lodging/Hospitality | Turnover | 5.6798 | 0.67224 | 8.4491 | 0 | 0 | 0 | Fail RIM | Industrial | Custom Incentives | Pump Equipment Upgrade | Stone/Clay/Glass/Concrete | Turnover | 4.0118 | 0.86934 | 4.6148 | 0.003766 | 0.0036665 | 0.027966 | Commercial | Custom Incentives | Energy Star Servers | Schools K-12 | Turnover | 3.6035 | 0.57534 | 6.2633 | 0 | 0 | 0 | Fail 2-year Threshold
[11 empty] | Commercial | Indoor Lighting Billed Solution or Indoor Lighting Rebates | High Bay Fluorescent (T5) | Miscellaneous | Turnover | 6.6693 | 0.67224 | 9.921 | 0 | 0 | 0 | Fail RIM | Industrial | Custom Incentives | Process Heat Equipment Upgrade | Stone/Clay/Glass/Concrete | New | 2.3508 | 0.86426 | 2.7201 | 0.00047903 | 0.00046722 | 0.0034795 | Commercial | Custom Incentives | Energy Star Servers | Warehouse | Turnover | 3.6035 | 0.57534 | 6.2633 | 0 | 0 | 0 | Fail 2-year Threshold
[11 empty] | Commercial | Indoor Lighting Billed Solution or Indoor Lighting Rebates | High Bay Fluorescent (T5) | Offices | Turnover | 4.9218 | 0.67224 | 7.3215 | 0 | 0 | 0 | Fail RIM | Industrial | Custom Incentives | Process Heat Equipment Upgrade | Stone/Clay/Glass/Concrete | Turnover | 2.3508 | 0.86426 | 2.7201 | 0.029131 | 0.028413 | 0.2116 | Commercial | Custom Incentives | Energy Star Servers | Assembly | New | 3.6035 | 0.57534 | 6.2633 | 0 | 0 | 0 | Fail 2-year Threshold
[11 empty] | Commercial | Indoor Lighting Billed Solution or Indoor Lighting Rebates | High Bay Fluorescent (T5) | Restaurants | Turnover | 5.0791 | 0.67224 | 7.5555 | 0 | 0 | 0 | Fail RIM | Industrial | Custom Incentives | Compressed Air Equipment | Textiles and Leather | New | 5.8118 | 0.86934 | 6.6853 | 1.9402e-05 | 1.8889e-05 | 0.00014408 | Commercial | Custom Incentives | Energy Star Servers | College and University | New | 3.6035 | 0.57534 | 6.2633 | 0 | 0 | 0 | Fail 2-year Threshold
[11 empty] | Commercial | Indoor Lighting Billed Solution or Indoor Lighting Rebates | High Bay Fluorescent (T5) | Retail | Turnover | 7.5408 | 0.67224 | 11.2174 | 0 | 0 | 0 | Fail RIM | Industrial | Custom Incentives | Compressed Air Equipment | Textiles and Leather | Turnover | 5.8118 | 0.86934 | 6.6853 | 0.0011799 | 0.0011487 | 0.0087619 | Commercial | Custom Incentives | Energy Star Servers | Grocery | New | 3.6035 | 0.57534 | 6.2633 | 0 | 0 | 0 | Fail 2-year Threshold
[11 empty] | Commercial | Indoor Lighting Billed Solution or Indoor Lighting Rebates | High Bay Fluorescent (T5) | Schools K-12 | Turnover | 3.5994 | 0.67224 | 5.3544 | 0 | 0 | 0 | Fail RIM | Industrial | Indoor Lighting Billed Solution or Indoor Lighting Rebates | Lighting Controls - Exterior | Textiles and Leather | Existing | 4.2702 | 1.0775 | 3.9629 | 0 | 0 | 0.00079686 | Commercial | Custom Incentives | Energy Star Servers | Healthcare | New | 3.6035 | 0.57534 | 6.2633 | 0 | 0 | 0 | Fail 2-year Threshold
[11 empty] | Commercial | Indoor Lighting Billed Solution or Indoor Lighting Rebates | High Bay Fluorescent (T5) | Warehouse | Turnover | 5.7857 | 0.67224 | 8.6066 | 0 | 0 | 0 | Fail RIM | Industrial | Indoor Lighting Billed Solution or Indoor Lighting Rebates | Lighting Controls - Exterior | Textiles and Leather | New | 4.2702 | 1.0775 | 3.9629 | 0 | 0 | 1.3103e-05 | Commercial | Custom Incentives | Energy Star Servers | Hospitals | New | 3.6035 | 0.57534 | 6.2633 | 0 | 0 | 0 | Fail 2-year Threshold
[11 empty] | Commercial | Indoor Lighting Billed Solution or Indoor Lighting Rebates | High Bay Fluorescent (T5) | Assembly | New | 4.3514 | 0.67224 | 6.473 | 0 | 0 | 0 | Fail RIM | Industrial | Custom Incentives | Building Envelope Improvements | Textiles and Leather | Existing | 2.606 | 0.86249 | 3.0215 | 0.0005533 | 0.00053988 | 0.0038841 | Commercial | Custom Incentives | Energy Star Servers | Institutional | New | 3.6035 | 0.57534 | 6.2633 | 0 | 0 | 0 | Fail 2-year Threshold
[11 empty] | Commercial | Indoor Lighting Billed Solution or Indoor Lighting Rebates | High Bay Fluorescent (T5) | College and University | New | 6.6693 | 0.67224 | 9.921 | 0 | 0 | 0 | Fail RIM | Industrial | Custom Incentives | Building Envelope Improvements | Textiles and Leather | New | 2.606 | 0.86249 | 3.0215 | 9.0983e-06 | 8.8776e-06 | 6.3869e-05 | Commercial | Custom Incentives | Energy Star Servers | Lodging/Hospitality | New | 3.6035 | 0.57534 | 6.2633 | 0 | 0 | 0 | Fail 2-year Threshold
[11 empty] | Commercial | Indoor Lighting Billed Solution or Indoor Lighting Rebates | High Bay Fluorescent (T5) | Grocery | New | 8.3881 | 0.67224 | 12.4778 | 0 | 0 | 0 | Fail RIM | Industrial | Custom Incentives | HVAC Equipment Upgrades | Textiles and Leather | New | 6.4939 | 0.8666 | 7.4936 | 2.0079e-05 | 1.9592e-05 | 0.00014095 | Commercial | Custom Incentives | Energy Star Servers | Miscellaneous | New | 3.6035 | 0.57534 | 6.2633 | 0 | 0 | 0 | Fail 2-year Threshold
[11 empty] | Commercial | Indoor Lighting Billed Solution or Indoor Lighting Rebates | High Bay Fluorescent (T5) | Healthcare | New | 7.6074 | 0.67224 | 11.3164 | 0 | 0 | 0 | Fail RIM | Industrial | Custom Incentives | HVAC Equipment Upgrades | Textiles and Leather | Turnover | 6.4939 | 0.8666 | 7.4936 | 0.0012211 | 0.0011914 | 0.0085717 | Commercial | Custom Incentives | Energy Star Servers | Offices | New | 3.6035 | 0.57534 | 6.2633 | 0 | 0 | 0 | Fail 2-year Threshold
[11 empty] | Commercial | Indoor Lighting Billed Solution or Indoor Lighting Rebates | High Bay Fluorescent (T5) | Hospitals | New | 10.2914 | 0.67224 | 15.3092 | 0 | 0 | 0 | Fail RIM | Industrial | Indoor Lighting Billed Solution or Indoor Lighting Rebates | Efficient Lighting - High Bay | Textiles and Leather | New | 3.1763 | 0.8587 | 3.6989 | 3.1779e-05 | 3.089e-05 | 0.00022264 | Commercial | Custom Incentives | Energy Star Servers | Restaurants | New | 3.6035 | 0.57534 | 6.2633 | 0 | 0 | 0 | Fail 2-year Threshold
[11 empty] | Commercial | Indoor Lighting Billed Solution or Indoor Lighting Rebates | High Bay Fluorescent (T5) | Institutional | New | 4.9914 | 0.67224 | 7.425 | 0 | 0 | 0 | Fail RIM | Industrial | Indoor Lighting Billed Solution or Indoor Lighting Rebates | Efficient Lighting - High Bay | Textiles and Leather | Turnover | 3.1763 | 0.8587 | 3.6989 | 0.0019326 | 0.0018785 | 0.01354 | Commercial | Custom Incentives | Energy Star Servers | Retail | New | 3.6035 | 0.57534 | 6.2633 | 0 | 0 | 0 | Fail 2-year Threshold
[11 empty] | Commercial | Indoor Lighting Billed Solution or Indoor Lighting Rebates | High Bay Fluorescent (T5) | Lodging/Hospitality | New | 5.6798 | 0.67224 | 8.4491 | 0 | 0 | 0 | Fail RIM | Industrial | Indoor Lighting Billed Solution or Indoor Lighting Rebates | Efficient Lighting - Other Interior Lighting | Textiles and Leather | New | 1.795 | 0.86117 | 2.0844 | 5.7799e-05 | 5.6183e-05 | 0.00040494 | Commercial | Custom Incentives | Energy Star Servers | Schools K-12 | New | 3.6035 | 0.57534 | 6.2633 | 0 | 0 | 0 | Fail 2-year Threshold
[11 empty] | Commercial | Indoor Lighting Billed Solution or Indoor Lighting Rebates | High Bay Fluorescent (T5) | Miscellaneous | New | 6.6693 | 0.67224 | 9.921 | 0 | 0 | 0 | Fail RIM | Industrial | Indoor Lighting Billed Solution or Indoor Lighting Rebates | Efficient Lighting - Other Interior Lighting | Textiles and Leather | Turnover | 1.795 | 0.86117 | 2.0844 | 0.0054124 | 0.005261 | 0.037919 | Commercial | Custom Incentives | Energy Star Servers | Warehouse | New | 3.6035 | 0.57534 | 6.2633 | 0 | 0 | 0 | Fail 2-year Threshold
[11 empty] | Commercial | Indoor Lighting Billed Solution or Indoor Lighting Rebates | High Bay Fluorescent (T5) | Offices | New | 4.9218 | 0.67224 | 7.3215 | 0 | 0 | 0 | Fail RIM | Industrial | Custom Incentives | Fan Equipment Upgrades | Textiles and Leather | New | 5.722 | 0.86934 | 6.582 | 2.4795e-05 | 2.4141e-05 | 0.00018413 | Commercial | Custom Incentives | Server Virtualization | Assembly | Turnover | 0.1991 | 0.56549 | 0.35209 | 0 | 0 | 0 | Fail TRC
[11 empty] | Commercial | Indoor Lighting Billed Solution or Indoor Lighting Rebates | High Bay Fluorescent (T5) | Restaurants | New | 5.0791 | 0.67224 | 7.5555 | 0 | 0 | 0 | Fail RIM | Industrial | Custom Incentives | Fan Equipment Upgrades | Textiles and Leather | Turnover | 5.722 | 0.86934 | 6.582 | 0.0015079 | 0.0014681 | 0.011198 | Commercial | Custom Incentives | Server Virtualization | College and University | Turnover | 0.1991 | 0.56549 | 0.35209 | 0 | 0 | 0 | Fail TRC
[11 empty] | Commercial | Indoor Lighting Billed Solution or Indoor Lighting Rebates | High Bay Fluorescent (T5) | Retail | New | 7.5408 | 0.67224 | 11.2174 | 0 | 0 | 0 | Fail RIM | Industrial | Custom Incentives | Motor Equipment Upgrades | Textiles and Leather | New | 3.8768 | 0.86794 | 4.4667 | 7.5494e-06 | 7.35e-06 | 5.6062e-05 | Commercial | Custom Incentives | Server Virtualization | Grocery | Turnover | 0.1991 | 0.56549 | 0.35209 | 0 | 0 | 0 | Fail TRC
[11 empty] | Commercial | Indoor Lighting Billed Solution or Indoor Lighting Rebates | High Bay Fluorescent (T5) | Schools K-12 | New | 3.5994 | 0.67224 | 5.3544 | 0 | 0 | 0 | Fail RIM | Industrial | Custom Incentives | Motor Equipment Upgrades | Textiles and Leather | Turnover | 3.8768 | 0.86794 | 4.4667 | 0.00045911 | 0.00044698 | 0.0034094 | Commercial | Custom Incentives | Server Virtualization | Healthcare | Turnover | 0.1991 | 0.56549 | 0.35209 | 0 | 0 | 0 | Fail TRC
[11 empty] | Commercial | Indoor Lighting Billed Solution or Indoor Lighting Rebates | High Bay Fluorescent (T5) | Warehouse | New | 5.7857 | 0.67224 | 8.6066 | 0 | 0 | 0 | Fail RIM | Industrial | Custom Incentives | Motor Optimization | Textiles and Leather | Existing | 1.7809 | 0.86794 | 2.0519 | 0.012993 | 0.01265 | 0.096488 | Commercial | Custom Incentives | Server Virtualization | Hospitals | Turnover | 0.1991 | 0.56549 | 0.35209 | 0 | 0 | 0 | Fail TRC
[11 empty] | Commercial | Indoor Lighting Billed Solution or Indoor Lighting Rebates | High Bay LED | Assembly | Turnover | 2.9495 | 0.67224 | 4.3876 | 0 | 0 | 0 | Fail RIM | Industrial | Custom Incentives | Motor Optimization | Textiles and Leather | New | 1.7809 | 0.86794 | 2.0519 | 1.0286e-05 | 1.0014e-05 | 7.6385e-05 | Commercial | Custom Incentives | Server Virtualization | Institutional | Turnover | 0.1991 | 0.56549 | 0.35209 | 0 | 0 | 0 | Fail TRC
[11 empty] | Commercial | Indoor Lighting Billed Solution or Indoor Lighting Rebates | High Bay LED | College and University | Turnover | 4.5207 | 0.67224 | 6.7249 | 0 | 0 | 0 | Fail RIM | Industrial | Custom Incentives | Pump Equipment Upgrade | Textiles and Leather | New | 5.722 | 0.86934 | 6.582 | 4.2041e-05 | 4.0931e-05 | 0.0003122 | Commercial | Custom Incentives | Server Virtualization | Lodging/Hospitality | Turnover | 0.1991 | 0.56549 | 0.35209 | 0 | 0 | 0 | Fail TRC
[11 empty] | Commercial | Indoor Lighting Billed Solution or Indoor Lighting Rebates | High Bay LED | Grocery | Turnover | 5.6858 | 0.67224 | 8.458 | 0 | 0 | 0 | Fail RIM | Industrial | Custom Incentives | Pump Equipment Upgrade | Textiles and Leather | Turnover | 5.722 | 0.86934 | 6.582 | 0.0025567 | 0.0024892 | 0.018986 | Commercial | Custom Incentives | Server Virtualization | Miscellaneous | Turnover | 0.1991 | 0.56549 | 0.35209 | 0 | 0 | 0 | Fail TRC
[11 empty] | Commercial | Indoor Lighting Billed Solution or Indoor Lighting Rebates | High Bay LED | Healthcare | Turnover | 5.1566 | 0.67224 | 7.6708 | 0 | 0 | 0 | Fail RIM | Industrial | Indoor Lighting Billed Solution or Indoor Lighting Rebates | Lighting Controls - Exterior | Transportation Equipment | Existing | 4.1712 | 1.0775 | 3.8711 | 0 | 0 | 0.0032503 | Commercial | Custom Incentives | Server Virtualization | Offices | Turnover | 0.1991 | 0.56549 | 0.35209 | 0 | 0 | 0 | Fail TRC
[11 empty] | Commercial | Indoor Lighting Billed Solution or Indoor Lighting Rebates | High Bay LED | Hospitals | Turnover | 6.9759 | 0.67224 | 10.3772 | 0 | 0 | 0 | Fail RIM | Industrial | Indoor Lighting Billed Solution or Indoor Lighting Rebates | Lighting Controls - Exterior | Transportation Equipment | New | 4.1712 | 1.0775 | 3.8711 | 0 | 0 | 5.3448e-05 | Commercial | Custom Incentives | Server Virtualization | Restaurants | Turnover | 0.1991 | 0.56549 | 0.35209 | 0 | 0 | 0 | Fail TRC
[11 empty] | Commercial | Indoor Lighting Billed Solution or Indoor Lighting Rebates | High Bay LED | Institutional | Turnover | 3.3834 | 0.67224 | 5.033 | 0 | 0 | 0 | Fail RIM | Industrial | Custom Incentives | Building Envelope Improvements | Transportation Equipment | Existing | 5.4174 | 0.86249 | 6.2811 | 0.0082891 | 0.008088 | 0.058188 | Commercial | Custom Incentives | Server Virtualization | Retail | Turnover | 0.1991 | 0.56549 | 0.35209 | 0 | 0 | 0 | Fail TRC
[11 empty] | Commercial | Indoor Lighting Billed Solution or Indoor Lighting Rebates | High Bay LED | Lodging/Hospitality | Turnover | 3.85 | 0.67224 | 5.7271 | 0 | 0 | 0 | Fail RIM | Industrial | Custom Incentives | Building Envelope Improvements | Transportation Equipment | New | 5.4174 | 0.86249 | 6.2811 | 0.0001363 | 0.000133 | 0.00095683 | Commercial | Custom Incentives | Server Virtualization | Schools K-12 | Turnover | 0.1991 | 0.56549 | 0.35209 | 0 | 0 | 0 | Fail TRC
[11 empty] | Commercial | Indoor Lighting Billed Solution or Indoor Lighting Rebates | High Bay LED | Miscellaneous | Turnover | 4.5207 | 0.67224 | 6.7249 | 0 | 0 | 0 | Fail RIM | Industrial | Custom Incentives | HVAC Recommissioning | Transportation Equipment | Existing | 2.3452 | 0.85949 | 2.7286 | 0.0081921 | 0.0079934 | 0.057507 | Commercial | Custom Incentives | Server Virtualization | Warehouse | Turnover | 0.1991 | 0.56549 | 0.35209 | 0 | 0 | 0 | Fail TRC
[11 empty] | Commercial | Indoor Lighting Billed Solution or Indoor Lighting Rebates | High Bay LED | Offices | Turnover | 3.3362 | 0.67224 | 4.9628 | 0 | 0 | 0 | Fail RIM | Industrial | Custom Incentives | HVAC Recommissioning | Transportation Equipment | New | 2.3452 | 0.85949 | 2.7286 | 0.00013471 | 0.00013144 | 0.00094563 | Commercial | Custom Incentives | Server Virtualization | Assembly | New | 0.1991 | 0.56549 | 0.35209 | 0 | 0 | 0 | Fail TRC
[11 empty] | Commercial | Indoor Lighting Billed Solution or Indoor Lighting Rebates | High Bay LED | Restaurants | Turnover | 3.4428 | 0.67224 | 5.1215 | 0 | 0 | 0 | Fail RIM | Industrial | Indoor Lighting Billed Solution or Indoor Lighting Rebates | Efficient Lighting - High Bay | Transportation Equipment | New | 3.1763 | 0.8587 | 3.6989 | 0.00011941 | 0.00011607 | 0.00083656 | Commercial | Custom Incentives | Server Virtualization | College and University | New | 0.1991 | 0.56549 | 0.35209 | 0 | 0 | 0 | Fail TRC
[11 empty] | Commercial | Indoor Lighting Billed Solution or Indoor Lighting Rebates | High Bay LED | Retail | Turnover | 5.1115 | 0.67224 | 7.6036 | 0 | 0 | 0 | Fail RIM | Industrial | Indoor Lighting Billed Solution or Indoor Lighting Rebates | Efficient Lighting - High Bay | Transportation Equipment | Turnover | 3.1763 | 0.8587 | 3.6989 | 0.0072616 | 0.0070585 | 0.050874 | Commercial | Custom Incentives | Server Virtualization | Grocery | New | 0.1991 | 0.56549 | 0.35209 | 0 | 0 | 0 | Fail TRC
[11 empty] | Commercial | Indoor Lighting Billed Solution or Indoor Lighting Rebates | High Bay LED | Schools K-12 | Turnover | 2.4398 | 0.67224 | 3.6294 | 0 | 0 | 0 | Fail RIM | Industrial | Indoor Lighting Billed Solution or Indoor Lighting Rebates | Efficient Lighting - Other Interior Lighting | Transportation Equipment | New | 1.795 | 0.86117 | 2.0844 | 8.7351e-06 | 8.4908e-06 | 6.1197e-05 | Commercial | Custom Incentives | Server Virtualization | Healthcare | New | 0.1991 | 0.56549 | 0.35209 | 0 | 0 | 0 | Fail TRC
[11 empty] | Commercial | Indoor Lighting Billed Solution or Indoor Lighting Rebates | High Bay LED | Warehouse | Turnover | 3.9218 | 0.67224 | 5.8339 | 0 | 0 | 0 | Fail RIM | Industrial | Indoor Lighting Billed Solution or Indoor Lighting Rebates | Efficient Lighting - Other Interior Lighting | Transportation Equipment | Turnover | 1.795 | 0.86117 | 2.0844 | 0.0206 | 0.020024 | 0.14432 | Commercial | Custom Incentives | Server Virtualization | Hospitals | New | 0.1991 | 0.56549 | 0.35209 | 0 | 0 | 0 | Fail TRC
[11 empty] | Commercial | Indoor Lighting Billed Solution or Indoor Lighting Rebates | High Bay LED | Assembly | New | 2.9495 | 0.67224 | 4.3876 | 0 | 0 | 0 | Fail RIM | Industrial | Custom Incentives | Fan Equipment Upgrades | Transportation Equipment | New | 2.8834 | 0.86934 | 3.3168 | 2.5982e-05 | 2.5296e-05 | 0.00019294 | Commercial | Custom Incentives | Server Virtualization | Institutional | New | 0.1991 | 0.56549 | 0.35209 | 0 | 0 | 0 | Fail TRC
[11 empty] | Commercial | Indoor Lighting Billed Solution or Indoor Lighting Rebates | High Bay LED | College and University | New | 4.5207 | 0.67224 | 6.7249 | 0 | 0 | 0 | Fail RIM | Industrial | Custom Incentives | Fan Equipment Upgrades | Transportation Equipment | Turnover | 2.8834 | 0.86934 | 3.3168 | 0.00158 | 0.0015383 | 0.011733 | Commercial | Custom Incentives | Server Virtualization | Lodging/Hospitality | New | 0.1991 | 0.56549 | 0.35209 | 0 | 0 | 0 | Fail TRC
[11 empty] | Commercial | Indoor Lighting Billed Solution or Indoor Lighting Rebates | High Bay LED | Grocery | New | 5.6858 | 0.67224 | 8.458 | 0 | 0 | 0 | Fail RIM | Industrial | Custom Incentives | Pump Equipment Upgrade | Transportation Equipment | New | 2.8834 | 0.86934 | 3.3168 | 4.4053e-05 | 4.2889e-05 | 0.00032714 | Commercial | Custom Incentives | Server Virtualization | Miscellaneous | New | 0.1991 | 0.56549 | 0.35209 | 0 | 0 | 0 | Fail TRC
[11 empty] | Commercial | Indoor Lighting Billed Solution or Indoor Lighting Rebates | High Bay LED | Healthcare | New | 5.1566 | 0.67224 | 7.6708 | 0 | 0 | 0 | Fail RIM | Industrial | Custom Incentives | Pump Equipment Upgrade | Transportation Equipment | Turnover | 2.8834 | 0.86934 | 3.3168 | 0.002679 | 0.0026082 | 0.019894 | Commercial | Custom Incentives | Server Virtualization | Offices | New | 0.1991 | 0.56549 | 0.35209 | 0 | 0 | 0 | Fail TRC
[11 empty] | Commercial | Indoor Lighting Billed Solution or Indoor Lighting Rebates | High Bay LED | Hospitals | New | 6.9759 | 0.67224 | 10.3772 | 0 | 0 | 0 | Fail RIM | Industrial | Indoor Lighting Billed Solution or Indoor Lighting Rebates | Lighting Controls - Exterior | Water and Wastewater | Existing | 3.9186 | 1.0775 | 3.6367 | 0 | 0 | 1.5077e-05 | Commercial | Custom Incentives | Server Virtualization | Restaurants | New | 0.1991 | 0.56549 | 0.35209 | 0 | 0 | 0 | Fail TRC
[11 empty] | Commercial | Indoor Lighting Billed Solution or Indoor Lighting Rebates | High Bay LED | Institutional | New | 3.3834 | 0.67224 | 5.033 | 0 | 0 | 0 | Fail RIM | Industrial | Indoor Lighting Billed Solution or Indoor Lighting Rebates | Lighting Controls - Exterior | Water and Wastewater | New | 3.9186 | 1.0775 | 3.6367 | 0 | 0 | 2.4793e-07 | Commercial | Custom Incentives | Server Virtualization | Retail | New | 0.1991 | 0.56549 | 0.35209 | 0 | 0 | 0 | Fail TRC
[11 empty] | Commercial | Indoor Lighting Billed Solution or Indoor Lighting Rebates | High Bay LED | Lodging/Hospitality | New | 3.85 | 0.67224 | 5.7271 | 0 | 0 | 0 | Fail RIM | Industrial | Custom Incentives | Building Envelope Improvements | Water and Wastewater | Existing | 5.083 | 0.86249 | 5.8934 | 2.8956e-05 | 2.8253e-05 | 0.00020326 | Commercial | Custom Incentives | Server Virtualization | Schools K-12 | New | 0.1991 | 0.56549 | 0.35209 | 0 | 0 | 0 | Fail TRC
[11 empty] | Commercial | Indoor Lighting Billed Solution or Indoor Lighting Rebates | High Bay LED | Miscellaneous | New | 4.5207 | 0.67224 | 6.7249 | 0 | 0 | 0 | Fail RIM | Industrial | Custom Incentives | Building Envelope Improvements | Water and Wastewater | New | 5.083 | 0.86249 | 5.8934 | 4.7614e-07 | 4.6459e-07 | 3.3424e-06 | Commercial | Custom Incentives | Server Virtualization | Warehouse | New | 0.1991 | 0.56549 | 0.35209 | 0 | 0 | 0 | Fail TRC
[11 empty] | Commercial | Indoor Lighting Billed Solution or Indoor Lighting Rebates | High Bay LED | Offices | New | 3.3362 | 0.67224 | 4.9628 | 0 | 0 | 0 | Fail RIM | Industrial | Custom Incentives | HVAC Equipment Upgrades | Water and Wastewater | New | 6.0369 | 0.8666 | 6.9662 | 4.2826e-07 | 4.1787e-07 | 3.0063e-06 | Commercial | Custom Incentives | Energy Star Ice Maker | Assembly | Turnover | 0.43742 | 0.65286 | 0.67 | 0 | 0 | 0 | Fail TRC
[11 empty] | Commercial | Indoor Lighting Billed Solution or Indoor Lighting Rebates | High Bay LED | Restaurants | New | 3.4428 | 0.67224 | 5.1215 | 0 | 0 | 0 | Fail RIM | Industrial | Custom Incentives | HVAC Equipment Upgrades | Water and Wastewater | Turnover | 6.0369 | 0.8666 | 6.9662 | 2.6044e-05 | 2.5412e-05 | 0.00018282 | Commercial | Custom Incentives | Energy Star Ice Maker | College and University | Turnover | 0.45114 | 0.67426 | 0.66909 | 0 | 0 | 0 | Fail TRC
[11 empty] | Commercial | Indoor Lighting Billed Solution or Indoor Lighting Rebates | High Bay LED | Retail | New | 5.1115 | 0.67224 | 7.6036 | 0 | 0 | 0 | Fail RIM | Industrial | Custom Incentives | HVAC Recommissioning | Water and Wastewater | Existing | 2.3635 | 0.85949 | 2.7499 | 3.9509e-05 | 3.8551e-05 | 0.00027735 | Commercial | Custom Incentives | Energy Star Ice Maker | Grocery | Turnover | 0.43742 | 0.65286 | 0.67 | 0 | 0 | 0 | Fail TRC
[11 empty] | Commercial | Indoor Lighting Billed Solution or Indoor Lighting Rebates | High Bay LED | Schools K-12 | New | 2.4398 | 0.67224 | 3.6294 | 0 | 0 | 0 | Fail RIM | Industrial | Custom Incentives | HVAC Recommissioning | Water and Wastewater | New | 2.3635 | 0.85949 | 2.7499 | 6.4968e-07 | 6.3392e-07 | 4.5606e-06 | Commercial | Custom Incentives | Energy Star Ice Maker | Healthcare | Turnover | 0.45114 | 0.67426 | 0.66909 | 0 | 0 | 0 | Fail TRC
[11 empty] | Commercial | Indoor Lighting Billed Solution or Indoor Lighting Rebates | High Bay LED | Warehouse | New | 3.9218 | 0.67224 | 5.8339 | 0 | 0 | 0 | Fail RIM | Industrial | Indoor Lighting Billed Solution or Indoor Lighting Rebates | Efficient Lighting - High Bay | Water and Wastewater | New | 3.1763 | 0.8587 | 3.6989 | 9.1915e-07 | 8.9344e-07 | 6.4394e-06 | Commercial | Custom Incentives | Energy Star Ice Maker | Hospitals | Turnover | 0.45114 | 0.67426 | 0.66909 | 0 | 0 | 0 | Fail TRC
[11 empty] | Commercial | Indoor Lighting Billed Solution or Indoor Lighting Rebates | LED Display Lighting (Interior) | Assembly | Turnover | 5.973 | 0.68606 | 8.7062 | 0 | 0 | 0 | Fail RIM | Industrial | Indoor Lighting Billed Solution or Indoor Lighting Rebates | Efficient Lighting - High Bay | Water and Wastewater | Turnover | 3.1763 | 0.8587 | 3.6989 | 5.5897e-05 | 5.4333e-05 | 0.00039161 | Commercial | Custom Incentives | Energy Star Ice Maker | Institutional | Turnover | 0.43742 | 0.65286 | 0.67 | 0 | 0 | 0 | Fail TRC
[11 empty] | Commercial | Indoor Lighting Billed Solution or Indoor Lighting Rebates | LED Display Lighting (Interior) | College and University | Turnover | 8.7481 | 0.66059 | 13.243 | 0 | 0 | 0 | Fail RIM | Industrial | Indoor Lighting Billed Solution or Indoor Lighting Rebates | Efficient Lighting - Other Interior Lighting | Water and Wastewater | New | 1.795 | 0.86117 | 2.0844 | 7.3148e-07 | 7.1102e-07 | 5.1247e-06 | Commercial | Custom Incentives | Energy Star Ice Maker | Lodging/Hospitality | Turnover | 0.45114 | 0.67426 | 0.66909 | 0 | 0 | 0 | Fail TRC
[11 empty] | Commercial | Indoor Lighting Billed Solution or Indoor Lighting Rebates | LED Display Lighting (Interior) | Grocery | Turnover | 12.0272 | 0.71676 | 16.78 | 0 | 0 | 0 | Fail RIM | Industrial | Indoor Lighting Billed Solution or Indoor Lighting Rebates | Efficient Lighting - Other Interior Lighting | Water and Wastewater | Turnover | 1.795 | 0.86117 | 2.0844 | 7.7311e-05 | 7.5148e-05 | 0.00054163 | Commercial | Custom Incentives | Energy Star Ice Maker | Miscellaneous | Turnover | 0.43742 | 0.65286 | 0.67 | 0 | 0 | 0 | Fail TRC
[11 empty] | Commercial | Indoor Lighting Billed Solution or Indoor Lighting Rebates | LED Display Lighting (Interior) | Healthcare | Turnover | 10.4423 | 0.68606 | 15.2207 | 0 | 0 | 0 | Fail RIM | Industrial | Custom Incentives | Fan Equipment Upgrades | Water and Wastewater | New | 4.0118 | 0.86934 | 4.6148 | 2.9625e-07 | 2.8843e-07 | 2.2e-06 | Commercial | Custom Incentives | Energy Star Ice Maker | Offices | Turnover | 0.43742 | 0.65286 | 0.67 | 0 | 0 | 0 | Fail TRC
[11 empty] | Commercial | Indoor Lighting Billed Solution or Indoor Lighting Rebates | LED Display Lighting (Interior) | Hospitals | Turnover | 13.4993 | 0.66059 | 20.4354 | 0 | 0 | 0 | Fail RIM | Industrial | Custom Incentives | Fan Equipment Upgrades | Water and Wastewater | Turnover | 4.0118 | 0.86934 | 4.6148 | 1.8016e-05 | 1.754e-05 | 0.00013379 | Commercial | Custom Incentives | Energy Star Ice Maker | Restaurants | Turnover | 0.45114 | 0.67426 | 0.66909 | 0 | 0 | 0 | Fail TRC
[11 empty] | Commercial | Indoor Lighting Billed Solution or Indoor Lighting Rebates | LED Display Lighting (Interior) | Institutional | Turnover | 6.8515 | 0.68606 | 9.9867 | 0 | 0 | 0 | Fail RIM | Industrial | Custom Incentives | Motor Equipment Upgrades | Water and Wastewater | New | 3.2717 | 0.86794 | 3.7695 | 1.338e-07 | 1.3027e-07 | 9.9364e-07 | Commercial | Custom Incentives | Energy Star Ice Maker | Retail | Turnover | 0.43742 | 0.65286 | 0.67 | 0 | 0 | 0 | Fail TRC
[11 empty] | Commercial | Indoor Lighting Billed Solution or Indoor Lighting Rebates | LED Display Lighting (Interior) | Lodging/Hospitality | Turnover | 8.144 | 0.71676 | 11.3622 | 0 | 0 | 0 | Fail RIM | Industrial | Custom Incentives | Motor Equipment Upgrades | Water and Wastewater | Turnover | 3.2717 | 0.86794 | 3.7695 | 1.5073e-05 | 1.4675e-05 | 0.00011193 | Commercial | Custom Incentives | Energy Star Ice Maker | Schools K-12 | Turnover | 0.45114 | 0.67426 | 0.66909 | 0 | 0 | 0 | Fail TRC
[11 empty] | Commercial | Indoor Lighting Billed Solution or Indoor Lighting Rebates | LED Display Lighting (Interior) | Miscellaneous | Turnover | 9.1547 | 0.68606 | 13.3438 | 0 | 0 | 0 | Fail RIM | Industrial | Custom Incentives | Motor Optimization | Water and Wastewater | Existing | 1.1959 | 0.86794 | 1.3778 | 2.966e-05 | 2.8877e-05 | 0.00022026 | Commercial | Custom Incentives | Energy Star Ice Maker | Warehouse | Turnover | 0.43742 | 0.65286 | 0.67 | 0 | 0 | 0 | Fail TRC
[11 empty] | Commercial | Indoor Lighting Billed Solution or Indoor Lighting Rebates | LED Display Lighting (Interior) | Offices | Turnover | 6.756 | 0.68606 | 9.8474 | 0 | 0 | 0 | Fail RIM | Industrial | Custom Incentives | Motor Optimization | Water and Wastewater | New | 1.1959 | 0.86794 | 1.3778 | 0 | 0 | 0 | Commercial | Custom Incentives | Energy Star Ice Maker | Assembly | New | 0.43742 | 0.65286 | 0.67 | 0 | 0 | 0 | Fail TRC
[11 empty] | Commercial | Indoor Lighting Billed Solution or Indoor Lighting Rebates | LED Display Lighting (Interior) | Restaurants | Turnover | 7.2827 | 0.71676 | 10.1606 | 0 | 0 | 0 | Fail RIM | Industrial | Custom Incentives | Pump Equipment Upgrade | Water and Wastewater | New | 5.4954 | 0.86934 | 6.3214 | 2.05e-06 | 1.9959e-06 | 1.5223e-05 | Commercial | Custom Incentives | Energy Star Ice Maker | College and University | New | 0.45114 | 0.67426 | 0.66909 | 0 | 0 | 0 | Fail TRC
[11 empty] | Commercial | Indoor Lighting Billed Solution or Indoor Lighting Rebates | LED Display Lighting (Interior) | Retail | Turnover | 10.8123 | 0.71676 | 15.085 | 0 | 0 | 0 | Fail RIM | Industrial | Custom Incentives | Pump Equipment Upgrade | Water and Wastewater | Turnover | 5.4954 | 0.86934 | 6.3214 | 0.00012467 | 0.00012138 | 0.00092579 | Commercial | Custom Incentives | Energy Star Ice Maker | Grocery | New | 0.43742 | 0.65286 | 0.67 | 0 | 0 | 0 | Fail TRC
[11 empty] | Commercial | Indoor Lighting Billed Solution or Indoor Lighting Rebates | LED Display Lighting (Interior) | Schools K-12 | Turnover | 4.9408 | 0.68606 | 7.2017 | 0 | 0 | 0 | Fail RIM | [11 empty] | Commercial | Custom Incentives | Energy Star Ice Maker | Healthcare | New | 0.45114 | 0.67426 | 0.66909 | 0 | 0 | 0 | Fail TRC
[11 empty] | Commercial | Indoor Lighting Billed Solution or Indoor Lighting Rebates | LED Display Lighting (Interior) | Warehouse | Turnover | 7.9418 | 0.68606 | 11.576 | 0 | 0 | 0 | Fail RIM | [11 empty] | Commercial | Custom Incentives | Energy Star Ice Maker | Hospitals | New | 0.45114 | 0.67426 | 0.66909 | 0 | 0 | 0 | Fail TRC
[11 empty] | Commercial | Indoor Lighting Billed Solution or Indoor Lighting Rebates | LED Display Lighting (Interior) | Assembly | New | 5.973 | 0.68606 | 8.7062 | 0 | 0 | 0 | Fail RIM | [11 empty] | Commercial | Custom Incentives | Energy Star Ice Maker | Institutional | New | 0.43742 | 0.65286 | 0.67 | 0 | 0 | 0 | Fail TRC
[11 empty] | Commercial | Indoor Lighting Billed Solution or Indoor Lighting Rebates | LED Display Lighting (Interior) | College and University | New | 8.7481 | 0.66059 | 13.243 | 0 | 0 | 0 | Fail RIM | [11 empty] | Commercial | Custom Incentives | Energy Star Ice Maker | Lodging/Hospitality | New | 0.45114 | 0.67426 | 0.66909 | 0 | 0 | 0 | Fail TRC
[11 empty] | Commercial | Indoor Lighting Billed Solution or Indoor Lighting Rebates | LED Display Lighting (Interior) | Grocery | New | 12.0272 | 0.71676 | 16.78 | 0 | 0 | 0 | Fail RIM | [11 empty] | Commercial | Custom Incentives | Energy Star Ice Maker | Miscellaneous | New | 0.43742 | 0.65286 | 0.67 | 0 | 0 | 0 | Fail TRC
[11 empty] | Commercial | Indoor Lighting Billed Solution or Indoor Lighting Rebates | LED Display Lighting (Interior) | Healthcare | New | 10.4423 | 0.68606 | 15.2207 | 0 | 0 | 0 | Fail RIM | [11 empty] | Commercial | Custom Incentives | Energy Star Ice Maker | Offices | New | 0.43742 | 0.65286 | 0.67 | 0 | 0 | 0 | Fail TRC
[11 empty] | Commercial | Indoor Lighting Billed Solution or Indoor Lighting Rebates | LED Display Lighting (Interior) | Hospitals | New | 13.4993 | 0.66059 | 20.4354 | 0 | 0 | 0 | Fail RIM | [11 empty] | Commercial | Custom Incentives | Energy Star Ice Maker | Restaurants | New | 0.45114 | 0.67426 | 0.66909 | 0 | 0 | 0 | Fail TRC
[11 empty] | Commercial | Indoor Lighting Billed Solution or Indoor Lighting Rebates | LED Display Lighting (Interior) | Institutional | New | 6.8515 | 0.68606 | 9.9867 | 0 | 0 | 0 | Fail RIM | [11 empty] | Commercial | Custom Incentives | Energy Star Ice Maker | Retail | New | 0.43742 | 0.65286 | 0.67 | 0 | 0 | 0 | Fail TRC
[11 empty] | Commercial | Indoor Lighting Billed Solution or Indoor Lighting Rebates | LED Display Lighting (Interior) | Lodging/Hospitality | New | 8.144 | 0.71676 | 11.3622 | 0 | 0 | 0 | Fail RIM | [11 empty] | Commercial | Custom Incentives | Energy Star Ice Maker | Schools K-12 | New | 0.45114 | 0.67426 | 0.66909 | 0 | 0 | 0 | Fail TRC
[11 empty] | Commercial | Indoor Lighting Billed Solution or Indoor Lighting Rebates | LED Display Lighting (Interior) | Miscellaneous | New | 9.1547 | 0.68606 | 13.3438 | 0 | 0 | 0 | Fail RIM | [11 empty] | Commercial | Custom Incentives | Energy Star Ice Maker | Warehouse | New | 0.43742 | 0.65286 | 0.67 | 0 | 0 | 0 | Fail TRC
[11 empty] | Commercial | Indoor Lighting Billed Solution or Indoor Lighting Rebates | LED Display Lighting (Interior) | Offices | New | 6.756 | 0.68606 | 9.8474 | 0 | 0 | 0 | Fail RIM | [11 empty] | Commercial | Custom Incentives | Energy Star Vending Machine | Assembly | Turnover | 0.73218 | 0.65057 | 1.1254 | 0 | 0 | 0 | Fail TRC
[11 empty] | Commercial | Indoor Lighting Billed Solution or Indoor Lighting Rebates | LED Display Lighting (Interior) | Restaurants | New | 7.2827 | 0.71676 | 10.1606 | 0 | 0 | 0 | Fail RIM | [11 empty] | Commercial | Custom Incentives | Energy Star Vending Machine | College and University | Turnover | 0.73294 | 0.65123 | 1.1255 | 0 | 0 | 0 | Fail TRC
[11 empty] | Commercial | Indoor Lighting Billed Solution or Indoor Lighting Rebates | LED Display Lighting (Interior) | Retail | New | 10.8123 | 0.71676 | 15.085 | 0 | 0 | 0 | Fail RIM | [11 empty] | Commercial | Custom Incentives | Energy Star Vending Machine | Grocery | Turnover | 0.73218 | 0.65057 | 1.1254 | 0 | 0 | 0 | Fail TRC
[11 empty] | Commercial | Indoor Lighting Billed Solution or Indoor Lighting Rebates | LED Display Lighting (Interior) | Schools K-12 | New | 4.9408 | 0.68606 | 7.2017 | 0 | 0 | 0 | Fail RIM | [11 empty] | Commercial | Custom Incentives | Energy Star Vending Machine | Healthcare | Turnover | 0.73294 | 0.65123 | 1.1255 | 0 | 0 | 0 | Fail TRC
[11 empty] | Commercial | Indoor Lighting Billed Solution or Indoor Lighting Rebates | LED Display Lighting (Interior) | Warehouse | New | 7.9418 | 0.68606 | 11.576 | 0 | 0 | 0 | Fail RIM | [11 empty] | Commercial | Custom Incentives | Energy Star Vending Machine | Hospitals | Turnover | 0.73294 | 0.65123 | 1.1255 | 0 | 0 | 0 | Fail TRC
[11 empty] | Commercial | Indoor Lighting Billed Solution or Indoor Lighting Rebates | LED Linear - Lamp Replacement | Assembly | Turnover | 7.3998 | 0.6856 | 10.7932 | 0 | 0 | 0 | Fail RIM | [11 empty] | Commercial | Custom Incentives | Energy Star Vending Machine | Institutional | Turnover | 0.73218 | 0.65057 | 1.1254 | 0 | 0 | 0 | Fail TRC
[11 empty] | Commercial | Indoor Lighting Billed Solution or Indoor Lighting Rebates | LED Linear - Lamp Replacement | College and University | Turnover | 10.8406 | 0.66021 | 16.4198 | 0 | 0 | 0 | Fail RIM | [11 empty] | Commercial | Custom Incentives | Energy Star Vending Machine | Lodging/Hospitality | Turnover | 0.73294 | 0.65123 | 1.1255 | 0 | 0 | 0 | Fail TRC
[11 empty] | Commercial | Indoor Lighting Billed Solution or Indoor Lighting Rebates | LED Linear - Lamp Replacement | Grocery | Turnover | 14.9557 | 0.71884 | 20.8054 | 0 | 0 | 0 | Fail RIM | [11 empty] | Commercial | Custom Incentives | Energy Star Vending Machine | Miscellaneous | Turnover | 0.73218 | 0.65057 | 1.1254 | 0 | 0 | 0 | Fail TRC
[11 empty] | Commercial | Indoor Lighting Billed Solution or Indoor Lighting Rebates | LED Linear - Lamp Replacement | Healthcare | Turnover | 12.9369 | 0.6856 | 18.8693 | 0 | 0 | 0 | Fail RIM | [11 empty] | Commercial | Custom Incentives | Energy Star Vending Machine | Offices | Turnover | 0.73218 | 0.65057 | 1.1254 | 0 | 0 | 0 | Fail TRC
[11 empty] | Commercial | Indoor Lighting Billed Solution or Indoor Lighting Rebates | LED Linear - Lamp Replacement | Hospitals | Turnover | 16.7281 | 0.66021 | 25.3374 | 0 | 0 | 0 | Fail RIM | [11 empty] | Commercial | Custom Incentives | Energy Star Vending Machine | Restaurants | Turnover | 0.73294 | 0.65123 | 1.1255 | 0 | 0 | 0 | Fail TRC
[11 empty] | Commercial | Indoor Lighting Billed Solution or Indoor Lighting Rebates | LED Linear - Lamp Replacement | Institutional | Turnover | 8.4882 | 0.6856 | 12.3806 | 0 | 0 | 0 | Fail RIM | [11 empty] | Commercial | Custom Incentives | Energy Star Vending Machine | Retail | Turnover | 0.73218 | 0.65057 | 1.1254 | 0 | 0 | 0 | Fail TRC
[11 empty] | Commercial | Indoor Lighting Billed Solution or Indoor Lighting Rebates | LED Linear - Lamp Replacement | Lodging/Hospitality | Turnover | 10.127 | 0.71884 | 14.0879 | 0 | 0 | 0 | Fail RIM | [11 empty] | Commercial | Custom Incentives | Energy Star Vending Machine | Schools K-12 | Turnover | 0.73294 | 0.65123 | 1.1255 | 0 | 0 | 0 | Fail TRC
[11 empty] | Commercial | Indoor Lighting Billed Solution or Indoor Lighting Rebates | LED Linear - Lamp Replacement | Miscellaneous | Turnover | 11.3416 | 0.6856 | 16.5425 | 0 | 0 | 0 | Fail RIM | [11 empty] | Commercial | Custom Incentives | Energy Star Vending Machine | Warehouse | Turnover | 0.73218 | 0.65057 | 1.1254 | 0 | 0 | 0 | Fail TRC
[11 empty] | Commercial | Indoor Lighting Billed Solution or Indoor Lighting Rebates | LED Linear - Lamp Replacement | Offices | Turnover | 8.3699 | 0.6856 | 12.208 | 0 | 0 | 0 | Fail RIM | [11 empty] | Commercial | Custom Incentives | Energy Star Vending Machine | Assembly | New | 0.73218 | 0.65057 | 1.1254 | 0 | 0 | 0 | Fail TRC
[11 empty] | Commercial | Indoor Lighting Billed Solution or Indoor Lighting Rebates | LED Linear - Lamp Replacement | Restaurants | Turnover | 9.056 | 0.71884 | 12.5981 | 0 | 0 | 0 | Fail RIM | [11 empty] | Commercial | Custom Incentives | Energy Star Vending Machine | College and University | New | 0.73294 | 0.65123 | 1.1255 | 0 | 0 | 0 | Fail TRC
[11 empty] | Commercial | Indoor Lighting Billed Solution or Indoor Lighting Rebates | LED Linear - Lamp Replacement | Retail | Turnover | 13.4451 | 0.71884 | 18.7038 | 0 | 0 | 0 | Fail RIM | [11 empty] | Commercial | Custom Incentives | Energy Star Vending Machine | Grocery | New | 0.73218 | 0.65057 | 1.1254 | 0 | 0 | 0 | Fail TRC
[11 empty] | Commercial | Indoor Lighting Billed Solution or Indoor Lighting Rebates | LED Linear - Lamp Replacement | Schools K-12 | Turnover | 6.1211 | 0.6856 | 8.928 | 0 | 0 | 0 | Fail RIM | [11 empty] | Commercial | Custom Incentives | Energy Star Vending Machine | Healthcare | New | 0.73294 | 0.65123 | 1.1255 | 0 | 0 | 0 | Fail TRC
[11 empty] | Commercial | Indoor Lighting Billed Solution or Indoor Lighting Rebates | LED Linear - Lamp Replacement | Warehouse | Turnover | 9.839 | 0.6856 | 14.3509 | 0 | 0 | 0 | Fail RIM | [11 empty] | Commercial | Custom Incentives | Energy Star Vending Machine | Hospitals | New | 0.73294 | 0.65123 | 1.1255 | 0 | 0 | 0 | Fail TRC
[11 empty] | Commercial | Indoor Lighting Billed Solution or Indoor Lighting Rebates | LED Linear - Lamp Replacement | Assembly | New | 7.3998 | 0.6856 | 10.7932 | 0 | 0 | 0 | Fail RIM | [11 empty] | Commercial | Custom Incentives | Energy Star Vending Machine | Institutional | New | 0.73218 | 0.65057 | 1.1254 | 0 | 0 | 0 | Fail TRC
[11 empty] | Commercial | Indoor Lighting Billed Solution or Indoor Lighting Rebates | LED Linear - Lamp Replacement | College and University | New | 10.8406 | 0.66021 | 16.4198 | 0 | 0 | 0 | Fail RIM | [11 empty] | Commercial | Custom Incentives | Energy Star Vending Machine | Lodging/Hospitality | New | 0.73294 | 0.65123 | 1.1255 | 0 | 0 | 0 | Fail TRC
[11 empty] | Commercial | Indoor Lighting Billed Solution or Indoor Lighting Rebates | LED Linear - Lamp Replacement | Grocery | New | 14.9557 | 0.71884 | 20.8054 | 0 | 0 | 0 | Fail RIM | [11 empty] | Commercial | Custom Incentives | Energy Star Vending Machine | Miscellaneous | New | 0.73218 | 0.65057 | 1.1254 | 0 | 0 | 0 | Fail TRC
[11 empty] | Commercial | Indoor Lighting Billed Solution or Indoor Lighting Rebates | LED Linear - Lamp Replacement | Healthcare | New | 12.9369 | 0.6856 | 18.8693 | 0 | 0 | 0 | Fail RIM | [11 empty] | Commercial | Custom Incentives | Energy Star Vending Machine | Offices | New | 0.73218 | 0.65057 | 1.1254 | 0 | 0 | 0 | Fail TRC
[11 empty] | Commercial | Indoor Lighting Billed Solution or Indoor Lighting Rebates | LED Linear - Lamp Replacement | Hospitals | New | 16.7281 | 0.66021 | 25.3374 | 0 | 0 | 0 | Fail RIM | [11 empty] | Commercial | Custom Incentives | Energy Star Vending Machine | Restaurants | New | 0.73294 | 0.65123 | 1.1255 | 0 | 0 | 0 | Fail TRC
[11 empty] | Commercial | Indoor Lighting Billed Solution or Indoor Lighting Rebates | LED Linear - Lamp Replacement | Institutional | New | 8.4882 | 0.6856 | 12.3806 | 0 | 0 | 0 | Fail RIM | [11 empty] | Commercial | Custom Incentives | Energy Star Vending Machine | Retail | New | 0.73218 | 0.65057 | 1.1254 | 0 | 0 | 0 | Fail TRC
[11 empty] | Commercial | Indoor Lighting Billed Solution or Indoor Lighting Rebates | LED Linear - Lamp Replacement | Lodging/Hospitality | New | 10.127 | 0.71884 | 14.0879 | 0 | 0 | 0 | Fail RIM | [11 empty] | Commercial | Custom Incentives | Energy Star Vending Machine | Schools K-12 | New | 0.73294 | 0.65123 | 1.1255 | 0 | 0 | 0 | Fail TRC
[11 empty] | Commercial | Indoor Lighting Billed Solution or Indoor Lighting Rebates | LED Linear - Lamp Replacement | Miscellaneous | New | 11.3416 | 0.6856 | 16.5425 | 0 | 0 | 0 | Fail RIM | [11 empty] | Commercial | Custom Incentives | Energy Star Vending Machine | Warehouse | New | 0.73218 | 0.65057 | 1.1254 | 0 | 0 | 0 | Fail TRC
[11 empty] | Commercial | Indoor Lighting Billed Solution or Indoor Lighting Rebates | LED Linear - Lamp Replacement | Offices | New | 8.3699 | 0.6856 | 12.208 | 0 | 0 | 0 | Fail RIM | [11 empty] | Commercial | Custom Incentives | Drain Water Heat Recovery | Assembly | Existing | 0.088881 | 0.69365 | 0.12813 | 0 | 0 | 0 | Fail TRC
[11 empty] | Commercial | Indoor Lighting Billed Solution or Indoor Lighting Rebates | LED Linear - Lamp Replacement | Restaurants | New | 9.056 | 0.71884 | 12.5981 | 0 | 0 | 0 | Fail RIM | [11 empty] | Commercial | Custom Incentives | Drain Water Heat Recovery | College and University | Existing | 0.19026 | 0.65049 | 0.29249 | 0 | 0 | 0 | Fail TRC
[11 empty] | Commercial | Indoor Lighting Billed Solution or Indoor Lighting Rebates | LED Linear - Lamp Replacement | Retail | New | 13.4451 | 0.71884 | 18.7038 | 0 | 0 | 0 | Fail RIM | [11 empty] | Commercial | Custom Incentives | Drain Water Heat Recovery | Grocery | Existing | 0.16352 | 0.64439 | 0.25377 | 0 | 0 | 0 | Fail TRC
[11 empty] | Commercial | Indoor Lighting Billed Solution or Indoor Lighting Rebates | LED Linear - Lamp Replacement | Schools K-12 | New | 6.1211 | 0.6856 | 8.928 | 0 | 0 | 0 | Fail RIM | [11 empty] | Commercial | Custom Incentives | Drain Water Heat Recovery | Healthcare | Existing | 0.11851 | 0.69365 | 0.17085 | 0 | 0 | 0 | Fail TRC
[11 empty] | Commercial | Indoor Lighting Billed Solution or Indoor Lighting Rebates | LED Linear - Lamp Replacement | Warehouse | New | 9.839 | 0.6856 | 14.3509 | 0 | 0 | 0 | Fail RIM | [11 empty] | Commercial | Custom Incentives | Drain Water Heat Recovery | Hospitals | Existing | 0.22243 | 0.65049 | 0.34195 | 0 | 0 | 0 | Fail TRC
[11 empty] | Commercial | Indoor Lighting Billed Solution or Indoor Lighting Rebates | Premium T8 - Fixture Replacement | Assembly | Turnover | 0.71887 | 0.67178 | 1.0701 | 0 | 0 | 0 | Fail RIM | [11 empty] | Commercial | Custom Incentives | Drain Water Heat Recovery | Institutional | Existing | 0.28442 | 0.69365 | 0.41003 | 0 | 0 | 0 | Fail TRC
[11 empty] | Commercial | Indoor Lighting Billed Solution or Indoor Lighting Rebates | Premium T8 - Fixture Replacement | College and University | Turnover | 1.0989 | 0.67502 | 1.628 | 0 | 0 | 0 | Fail RIM | [11 empty] | Commercial | Custom Incentives | Drain Water Heat Recovery | Lodging/Hospitality | Existing | 0.26164 | 0.64439 | 0.40603 | 0 | 0 | 0 | Fail TRC
[11 empty] | Commercial | Indoor Lighting Billed Solution or Indoor Lighting Rebates | Premium T8 - Fixture Replacement | Grocery | Turnover | 1.4821 | 0.71845 | 2.063 | 0 | 0 | 0 | Fail RIM | [11 empty] | Commercial | Custom Incentives | Drain Water Heat Recovery | Miscellaneous | Existing | 0.26664 | 0.69365 | 0.3844 | 0 | 0 | 0 | Fail TRC
[11 empty] | Commercial | Indoor Lighting Billed Solution or Indoor Lighting Rebates | Premium T8 - Fixture Replacement | Healthcare | Turnover | 1.2568 | 0.67178 | 1.8708 | 0 | 0 | 0 | Fail RIM | [11 empty] | Commercial | Custom Incentives | Drain Water Heat Recovery | Offices | Existing | 0.24689 | 0.69365 | 0.35593 | 0 | 0 | 0 | Fail TRC
[11 empty] | Commercial | Indoor Lighting Billed Solution or Indoor Lighting Rebates | Premium T8 - Fixture Replacement | Hospitals | Turnover | 1.6958 | 0.67502 | 2.5121 | 0 | 0 | 0 | Fail RIM | [11 empty] | Commercial | Custom Incentives | Drain Water Heat Recovery | Restaurants | Existing | 0.13627 | 0.64439 | 0.21147 | 0 | 0 | 0 | Fail TRC
[11 empty] | Commercial | Indoor Lighting Billed Solution or Indoor Lighting Rebates | Premium T8 - Fixture Replacement | Institutional | Turnover | 0.8246 | 0.67178 | 1.2275 | 0 | 0 | 0 | Fail RIM | [11 empty] | Commercial | Custom Incentives | Drain Water Heat Recovery | Retail | Existing | 0.16189 | 0.64439 | 0.25123 | 0 | 0 | 0 | Fail TRC
[11 empty] | Commercial | Indoor Lighting Billed Solution or Indoor Lighting Rebates | Premium T8 - Fixture Replacement | Lodging/Hospitality | Turnover | 1.0036 | 0.71845 | 1.3969 | 0 | 0 | 0 | Fail RIM | [11 empty] | Commercial | Custom Incentives | Drain Water Heat Recovery | Schools K-12 | Existing | 0.037034 | 0.69365 | 0.053391 | 0 | 0 | 0 | Fail TRC
[11 empty] | Commercial | Indoor Lighting Billed Solution or Indoor Lighting Rebates | Premium T8 - Fixture Replacement | Miscellaneous | Turnover | 1.1018 | 0.67178 | 1.6401 | 0 | 0 | 0 | Fail RIM | [11 empty] | Commercial | Custom Incentives | Drain Water Heat Recovery | Warehouse | Existing | 0.17776 | 0.69365 | 0.25627 | 0 | 0 | 0 | Fail TRC
[11 empty] | Commercial | Indoor Lighting Billed Solution or Indoor Lighting Rebates | Premium T8 - Fixture Replacement | Offices | Turnover | 0.8131 | 0.67178 | 1.2104 | 0 | 0 | 0 | Fail RIM | [11 empty] | Commercial | Custom Incentives | Drain Water Heat Recovery | Assembly | New | 0.085024 | 0.69365 | 0.12258 | 0 | 0 | 0 | Fail TRC
[11 empty] | Commercial | Indoor Lighting Billed Solution or Indoor Lighting Rebates | Premium T8 - Fixture Replacement | Restaurants | Turnover | 0.89745 | 0.71845 | 1.2492 | 0 | 0 | 0 | Fail RIM | [11 empty] | Commercial | Custom Incentives | Drain Water Heat Recovery | College and University | New | 0.18201 | 0.65049 | 0.2798 | 0 | 0 | 0 | Fail TRC
[11 empty] | Commercial | Indoor Lighting Billed Solution or Indoor Lighting Rebates | Premium T8 - Fixture Replacement | Retail | Turnover | 1.3324 | 0.71845 | 1.8546 | 0 | 0 | 0 | Fail RIM | [11 empty] | Commercial | Custom Incentives | Drain Water Heat Recovery | Grocery | New | 0.15643 | 0.64439 | 0.24276 | 0 | 0 | 0 | Fail TRC
[11 empty] | Commercial | Indoor Lighting Billed Solution or Indoor Lighting Rebates | Premium T8 - Fixture Replacement | Schools K-12 | Turnover | 0.59464 | 0.67178 | 0.88517 | 0 | 0 | 0 | Fail RIM | [11 empty] | Commercial | Custom Incentives | Drain Water Heat Recovery | Healthcare | New | 0.11337 | 0.69365 | 0.16343 | 0 | 0 | 0 | Fail TRC
[11 empty] | Commercial | Indoor Lighting Billed Solution or Indoor Lighting Rebates | Premium T8 - Fixture Replacement | Warehouse | Turnover | 0.95583 | 0.67178 | 1.4228 | 0 | 0 | 0 | Fail RIM | [11 empty] | Commercial | Custom Incentives | Drain Water Heat Recovery | Hospitals | New | 0.21278 | 0.65049 | 0.32711 | 0 | 0 | 0 | Fail TRC
[11 empty] | Commercial | Indoor Lighting Billed Solution or Indoor Lighting Rebates | Premium T8 - Fixture Replacement | Assembly | New | 0.71887 | 0.67178 | 1.0701 | 0 | 0 | 0 | Fail RIM | [11 empty] | Commercial | Custom Incentives | Drain Water Heat Recovery | Institutional | New | 0.27208 | 0.69365 | 0.39224 | 0 | 0 | 0 | Fail TRC
[11 empty] | Commercial | Indoor Lighting Billed Solution or Indoor Lighting Rebates | Premium T8 - Fixture Replacement | College and University | New | 1.0989 | 0.67502 | 1.628 | 0 | 0 | 0 | Fail RIM | [11 empty] | Commercial | Custom Incentives | Drain Water Heat Recovery | Lodging/Hospitality | New | 0.25029 | 0.64439 | 0.38841 | 0 | 0 | 0 | Fail TRC
[11 empty] | Commercial | Indoor Lighting Billed Solution or Indoor Lighting Rebates | Premium T8 - Fixture Replacement | Grocery | New | 1.4821 | 0.71845 | 2.063 | 0 | 0 | 0 | Fail RIM | [11 empty] | Commercial | Custom Incentives | Drain Water Heat Recovery | Miscellaneous | New | 0.25507 | 0.69365 | 0.36773 | 0 | 0 | 0 | Fail TRC
[11 empty] | Commercial | Indoor Lighting Billed Solution or Indoor Lighting Rebates | Premium T8 - Fixture Replacement | Healthcare | New | 1.2568 | 0.67178 | 1.8708 | 0 | 0 | 0 | Fail RIM | [11 empty] | Commercial | Custom Incentives | Drain Water Heat Recovery | Offices | New | 0.23618 | 0.69365 | 0.34049 | 0 | 0 | 0 | Fail TRC
[11 empty] | Commercial | Indoor Lighting Billed Solution or Indoor Lighting Rebates | Premium T8 - Fixture Replacement | Hospitals | New | 1.6958 | 0.67502 | 2.5121 | 0 | 0 | 0 | Fail RIM | [11 empty] | Commercial | Custom Incentives | Drain Water Heat Recovery | Restaurants | New | 0.13036 | 0.64439 | 0.2023 | 0 | 0 | 0 | Fail TRC
[11 empty] | Commercial | Indoor Lighting Billed Solution or Indoor Lighting Rebates | Premium T8 - Fixture Replacement | Institutional | New | 0.8246 | 0.67178 | 1.2275 | 0 | 0 | 0 | Fail RIM | [11 empty] | Commercial | Custom Incentives | Drain Water Heat Recovery | Retail | New | 0.15487 | 0.64439 | 0.24033 | 0 | 0 | 0 | Fail TRC
[11 empty] | Commercial | Indoor Lighting Billed Solution or Indoor Lighting Rebates | Premium T8 - Fixture Replacement | Lodging/Hospitality | New | 1.0036 | 0.71845 | 1.3969 | 0 | 0 | 0 | Fail RIM | [11 empty] | Commercial | Custom Incentives | Drain Water Heat Recovery | Schools K-12 | New | 0.035428 | 0.69365 | 0.051074 | 0 | 0 | 0 | Fail TRC
[11 empty] | Commercial | Indoor Lighting Billed Solution or Indoor Lighting Rebates | Premium T8 - Fixture Replacement | Miscellaneous | New | 1.1018 | 0.67178 | 1.6401 | 0 | 0 | 0 | Fail RIM | [11 empty] | Commercial | Custom Incentives | Drain Water Heat Recovery | Warehouse | New | 0.17005 | 0.69365 | 0.24515 | 0 | 0 | 0 | Fail TRC
[11 empty] | Commercial | Indoor Lighting Billed Solution or Indoor Lighting Rebates | Premium T8 - Fixture Replacement | Offices | New | 0.8131 | 0.67178 | 1.2104 | 0 | 0 | 0 | Fail RIM | [11 empty] | Commercial | Efficiency Delivered | Faucet Aerator | Assembly | Existing | 5.7853 | 0.68488 | 8.4471 | 0 | 0 | 0 | Fail 2-year Threshold
[11 empty] | Commercial | Indoor Lighting Billed Solution or Indoor Lighting Rebates | Premium T8 - Fixture Replacement | Restaurants | New | 0.89745 | 0.71845 | 1.2492 | 0 | 0 | 0 | Fail RIM | [11 empty] | Commercial | Efficiency Delivered | Faucet Aerator | College and University | Existing | 5.4985 | 0.65503 | 8.3942 | 0 | 0 | 0 | Fail 2-year Threshold
[11 empty] | Commercial | Indoor Lighting Billed Solution or Indoor Lighting Rebates | Premium T8 - Fixture Replacement | Retail | New | 1.3324 | 0.71845 | 1.8546 | 0 | 0 | 0 | Fail RIM | [11 empty] | Commercial | Efficiency Delivered | Faucet Aerator | Grocery | Existing | 5.5083 | 0.65759 | 8.3764 | 0 | 0 | 0 | Fail 2-year Threshold
[11 empty] | Commercial | Indoor Lighting Billed Solution or Indoor Lighting Rebates | Premium T8 - Fixture Replacement | Schools K-12 | New | 0.59464 | 0.67178 | 0.88517 | 0 | 0 | 0 | Fail RIM | [11 empty] | Commercial | Efficiency Delivered | Faucet Aerator | Healthcare | Existing | 5.7853 | 0.68488 | 8.4471 | 0 | 0 | 0 | Fail 2-year Threshold
[11 empty] | Commercial | Indoor Lighting Billed Solution or Indoor Lighting Rebates | Premium T8 - Fixture Replacement | Warehouse | New | 0.95583 | 0.67178 | 1.4228 | 0 | 0 | 0 | Fail RIM | [11 empty] | Commercial | Efficiency Delivered | Faucet Aerator | Hospitals | Existing | 5.4985 | 0.65503 | 8.3942 | 0 | 0 | 0 | Fail 2-year Threshold
[11 empty] | Commercial | Indoor Lighting Billed Solution or Indoor Lighting Rebates | Premium T8 - Lamp Replacement | Assembly | Turnover | 10.8949 | 0.67199 | 16.2128 | 0 | 0 | 0 | Fail RIM | [11 empty] | Commercial | Efficiency Delivered | Faucet Aerator | Institutional | Existing | 5.7853 | 0.68488 | 8.4471 | 0 | 0 | 0 | Fail 2-year Threshold
[11 empty] | Commercial | Indoor Lighting Billed Solution or Indoor Lighting Rebates | Premium T8 - Lamp Replacement | College and University | Turnover | 16.6289 | 0.67419 | 24.6648 | 0 | 0 | 0 | Fail RIM | [11 empty] | Commercial | Efficiency Delivered | Faucet Aerator | Lodging/Hospitality | Existing | 5.5083 | 0.65759 | 8.3764 | 0 | 0 | 0 | Fail 2-year Threshold
[11 empty] | Commercial | Indoor Lighting Billed Solution or Indoor Lighting Rebates | Premium T8 - Lamp Replacement | Grocery | Turnover | 22.6239 | 0.72391 | 31.2525 | 0 | 0 | 0 | Fail RIM | [11 empty] | Commercial | Efficiency Delivered | Faucet Aerator | Miscellaneous | Existing | 5.7853 | 0.68488 | 8.4471 | 0 | 0 | 0 | Fail 2-year Threshold
[11 empty] | Commercial | Indoor Lighting Billed Solution or Indoor Lighting Rebates | Premium T8 - Lamp Replacement | Healthcare | Turnover | 19.0472 | 0.67199 | 28.3442 | 0 | 0 | 0 | Fail RIM | [11 empty] | Commercial | Efficiency Delivered | Faucet Aerator | Offices | Existing | 5.7853 | 0.68488 | 8.4471 | 0 | 0 | 0 | Fail 2-year Threshold
[11 empty] | Commercial | Indoor Lighting Billed Solution or Indoor Lighting Rebates | Premium T8 - Lamp Replacement | Hospitals | Turnover | 25.66 | 0.67419 | 38.0603 | 0 | 0 | 0 | Fail RIM | [11 empty] | Commercial | Efficiency Delivered | Faucet Aerator | Restaurants | Existing | 5.5083 | 0.65759 | 8.3764 | 0 | 0 | 0 | Fail 2-year Threshold
[11 empty] | Commercial | Indoor Lighting Billed Solution or Indoor Lighting Rebates | Premium T8 - Lamp Replacement | Institutional | Turnover | 12.4973 | 0.67199 | 18.5974 | 0 | 0 | 0 | Fail RIM | [11 empty] | Commercial | Efficiency Delivered | Faucet Aerator | Retail | Existing | 5.5083 | 0.65759 | 8.3764 | 0 | 0 | 0 | Fail 2-year Threshold
[11 empty] | Commercial | Indoor Lighting Billed Solution or Indoor Lighting Rebates | Premium T8 - Lamp Replacement | Lodging/Hospitality | Turnover | 15.3193 | 0.72391 | 21.162 | 0 | 0 | 0 | Fail RIM | [11 empty] | Commercial | Efficiency Delivered | Faucet Aerator | Schools K-12 | Existing | 5.7853 | 0.68488 | 8.4471 | 0 | 0 | 0 | Fail 2-year Threshold
[11 empty] | Commercial | Indoor Lighting Billed Solution or Indoor Lighting Rebates | Premium T8 - Lamp Replacement | Miscellaneous | Turnover | 16.6985 | 0.67199 | 24.8491 | 0 | 0 | 0 | Fail RIM | [11 empty] | Commercial | Efficiency Delivered | Faucet Aerator | Warehouse | Existing | 5.7853 | 0.68488 | 8.4471 | 0 | 0 | 0 | Fail 2-year Threshold
[11 empty] | Commercial | Indoor Lighting Billed Solution or Indoor Lighting Rebates | Premium T8 - Lamp Replacement | Offices | Turnover | 12.3231 | 0.67199 | 18.3381 | 0 | 0 | 0 | Fail RIM | [11 empty] | Commercial | Efficiency Delivered | Faucet Aerator | Assembly | New | 5.7853 | 0.68488 | 8.4471 | 0 | 0 | 0 | Fail 2-year Threshold
[11 empty] | Commercial | Indoor Lighting Billed Solution or Indoor Lighting Rebates | Premium T8 - Lamp Replacement | Restaurants | Turnover | 13.6992 | 0.72391 | 18.924 | 0 | 0 | 0 | Fail RIM | [11 empty] | Commercial | Efficiency Delivered | Faucet Aerator | College and University | New | 5.4985 | 0.65503 | 8.3942 | 0 | 0 | 0 | Fail 2-year Threshold
[11 empty] | Commercial | Indoor Lighting Billed Solution or Indoor Lighting Rebates | Premium T8 - Lamp Replacement | Retail | Turnover | 20.3387 | 0.72391 | 28.0957 | 0 | 0 | 0 | Fail RIM | [11 empty] | Commercial | Efficiency Delivered | Faucet Aerator | Grocery | New | 5.5083 | 0.65759 | 8.3764 | 0 | 0 | 0 | Fail 2-year Threshold
[11 empty] | Commercial | Indoor Lighting Billed Solution or Indoor Lighting Rebates | Premium T8 - Lamp Replacement | Schools K-12 | Turnover | 9.0122 | 0.67199 | 13.4111 | 0 | 0 | 0 | Fail RIM | [11 empty] | Commercial | Efficiency Delivered | Faucet Aerator | Healthcare | New | 5.7853 | 0.68488 | 8.4471 | 0 | 0 | 0 | Fail 2-year Threshold
[11 empty] | Commercial | Indoor Lighting Billed Solution or Indoor Lighting Rebates | Premium T8 - Lamp Replacement | Warehouse | Turnover | 14.4861 | 0.67199 | 21.557 | 0 | 0 | 0 | Fail RIM | [11 empty] | Commercial | Efficiency Delivered | Faucet Aerator | Hospitals | New | 5.4985 | 0.65503 | 8.3942 | 0 | 0 | 0 | Fail 2-year Threshold
[11 empty] | Commercial | Indoor Lighting Billed Solution or Indoor Lighting Rebates | Premium T8 - Lamp Replacement | Assembly | New | 10.8949 | 0.67199 | 16.2128 | 0 | 0 | 0 | Fail RIM | [11 empty] | Commercial | Efficiency Delivered | Faucet Aerator | Institutional | New | 5.7853 | 0.68488 | 8.4471 | 0 | 0 | 0 | Fail 2-year Threshold
[11 empty] | Commercial | Indoor Lighting Billed Solution or Indoor Lighting Rebates | Premium T8 - Lamp Replacement | College and University | New | 16.6289 | 0.67419 | 24.6648 | 0 | 0 | 0 | Fail RIM | [11 empty] | Commercial | Efficiency Delivered | Faucet Aerator | Lodging/Hospitality | New | 5.5083 | 0.65759 | 8.3764 | 0 | 0 | 0 | Fail 2-year Threshold
[11 empty] | Commercial | Indoor Lighting Billed Solution or Indoor Lighting Rebates | Premium T8 - Lamp Replacement | Grocery | New | 22.6239 | 0.72391 | 31.2525 | 0 | 0 | 0 | Fail RIM | [11 empty] | Commercial | Efficiency Delivered | Faucet Aerator | Miscellaneous | New | 5.7853 | 0.68488 | 8.4471 | 0 | 0 | 0 | Fail 2-year Threshold
[11 empty] | Commercial | Indoor Lighting Billed Solution or Indoor Lighting Rebates | Premium T8 - Lamp Replacement | Healthcare | New | 19.0472 | 0.67199 | 28.3442 | 0 | 0 | 0 | Fail RIM | [11 empty] | Commercial | Efficiency Delivered | Faucet Aerator | Offices | New | 5.7853 | 0.68488 | 8.4471 | 0 | 0 | 0 | Fail 2-year Threshold
[11 empty] | Commercial | Indoor Lighting Billed Solution or Indoor Lighting Rebates | Premium T8 - Lamp Replacement | Hospitals | New | 25.66 | 0.67419 | 38.0603 | 0 | 0 | 0 | Fail RIM | [11 empty] | Commercial | Efficiency Delivered | Faucet Aerator | Restaurants | New | 5.5083 | 0.65759 | 8.3764 | 0 | 0 | 0 | Fail 2-year Threshold
[11 empty] | Commercial | Indoor Lighting Billed Solution or Indoor Lighting Rebates | Premium T8 - Lamp Replacement | Institutional | New | 12.4973 | 0.67199 | 18.5974 | 0 | 0 | 0 | Fail RIM | [11 empty] | Commercial | Efficiency Delivered | Faucet Aerator | Retail | New | 5.5083 | 0.65759 | 8.3764 | 0 | 0 | 0 | Fail 2-year Threshold
[11 empty] | Commercial | Indoor Lighting Billed Solution or Indoor Lighting Rebates | Premium T8 - Lamp Replacement | Lodging/Hospitality | New | 15.3193 | 0.72391 | 21.162 | 0 | 0 | 0 | Fail RIM | [11 empty] | Commercial | Efficiency Delivered | Faucet Aerator | Schools K-12 | New | 5.7853 | 0.68488 | 8.4471 | 0 | 0 | 0 | Fail 2-year Threshold
[11 empty] | Commercial | Indoor Lighting Billed Solution or Indoor Lighting Rebates | Premium T8 - Lamp Replacement | Miscellaneous | New | 16.6985 | 0.67199 | 24.8491 | 0 | 0 | 0 | Fail RIM | [11 empty] | Commercial | Efficiency Delivered | Faucet Aerator | Warehouse | New | 5.7853 | 0.68488 | 8.4471 | 0 | 0 | 0 | Fail 2-year Threshold
[11 empty] | Commercial | Indoor Lighting Billed Solution or Indoor Lighting Rebates | Premium T8 - Lamp Replacement | Offices | New | 12.3231 | 0.67199 | 18.3381 | 0 | 0 | 0 | Fail RIM | [11 empty] | Commercial | Custom Incentives | Hot Water Circulation Pump Control | Grocery | Existing | 0.92609 | 0.58706 | 1.5775 | 0 | 0 | 0 | Fail TRC
[11 empty] | Commercial | Indoor Lighting Billed Solution or Indoor Lighting Rebates | Premium T8 - Lamp Replacement | Restaurants | New | 13.6992 | 0.72391 | 18.924 | 0 | 0 | 0 | Fail RIM | [11 empty] | Commercial | Custom Incentives | Hot Water Circulation Pump Control | Lodging/Hospitality | Existing | 0.92609 | 0.58706 | 1.5775 | 0 | 0 | 0 | Fail TRC
[11 empty] | Commercial | Indoor Lighting Billed Solution or Indoor Lighting Rebates | Premium T8 - Lamp Replacement | Retail | New | 20.3387 | 0.72391 | 28.0957 | 0 | 0 | 0 | Fail RIM | [11 empty] | Commercial | Custom Incentives | Hot Water Circulation Pump Control | Restaurants | Existing | 0.92609 | 0.58706 | 1.5775 | 0 | 0 | 0 | Fail TRC
[11 empty] | Commercial | Indoor Lighting Billed Solution or Indoor Lighting Rebates | Premium T8 - Lamp Replacement | Schools K-12 | New | 9.0122 | 0.67199 | 13.4111 | 0 | 0 | 0 | Fail RIM | [11 empty] | Commercial | Custom Incentives | Hot Water Circulation Pump Control | Retail | Existing | 0.92609 | 0.58706 | 1.5775 | 0 | 0 | 0 | Fail TRC
[11 empty] | Commercial | Indoor Lighting Billed Solution or Indoor Lighting Rebates | Premium T8 - Lamp Replacement | Warehouse | New | 14.4861 | 0.67199 | 21.557 | 0 | 0 | 0 | Fail RIM | [11 empty] | Commercial | Custom Incentives | Hot Water Circulation Pump Control | Grocery | New | 0.92609 | 0.58706 | 1.5775 | 0 | 0 | 0 | Fail TRC
[11 empty] | Commercial | Custom Incentives | ENERGY STAR Imaging Equipment | Assembly | Turnover | 0.22787 | 0.58054 | 0.39251 | 0 | 0 | 0 | Fail RIM | [11 empty] | Commercial | Custom Incentives | Hot Water Circulation Pump Control | Lodging/Hospitality | New | 0.92609 | 0.58706 | 1.5775 | 0 | 0 | 0 | Fail TRC
[11 empty] | Commercial | Custom Incentives | ENERGY STAR Imaging Equipment | College and University | Turnover | 0.22787 | 0.58054 | 0.39251 | 0 | 0 | 0 | Fail RIM | [11 empty] | Commercial | Custom Incentives | Hot Water Circulation Pump Control | Restaurants | New | 0.92609 | 0.58706 | 1.5775 | 0 | 0 | 0 | Fail TRC
[11 empty] | Commercial | Custom Incentives | ENERGY STAR Imaging Equipment | Grocery | Turnover | 0.22787 | 0.58054 | 0.39251 | 0 | 0 | 0 | Fail RIM | [11 empty] | Commercial | Custom Incentives | Hot Water Circulation Pump Control | Retail | New | 0.92609 | 0.58706 | 1.5775 | 0 | 0 | 0 | Fail TRC
[11 empty] | Commercial | Custom Incentives | ENERGY STAR Imaging Equipment | Healthcare | Turnover | 0.22787 | 0.58054 | 0.39251 | 0 | 0 | 0 | Fail RIM | [11 empty] | Commercial | Efficiency Delivered | Hot Water Pipe Insulation | Assembly | Existing | 4.9546 | 0.64888 | 7.6356 | 0 | 0 | 0 | Fail 2-year Threshold
[11 empty] | Commercial | Custom Incentives | ENERGY STAR Imaging Equipment | Hospitals | Turnover | 0.22787 | 0.58054 | 0.39251 | 0 | 0 | 0 | Fail RIM | [11 empty] | Commercial | Efficiency Delivered | Hot Water Pipe Insulation | College and University | Existing | 4.9551 | 0.64885 | 7.6366 | 0 | 0 | 0 | Fail 2-year Threshold
[11 empty] | Commercial | Custom Incentives | ENERGY STAR Imaging Equipment | Institutional | Turnover | 0.22787 | 0.58054 | 0.39251 | 0 | 0 | 0 | Fail RIM | [11 empty] | Commercial | Efficiency Delivered | Hot Water Pipe Insulation | Grocery | Existing | 4.9627 | 0.65111 | 7.622 | 0 | 0 | 0 | Fail 2-year Threshold
[11 empty] | Commercial | Custom Incentives | ENERGY STAR Imaging Equipment | Lodging/Hospitality | Turnover | 0.22787 | 0.58054 | 0.39251 | 0 | 0 | 0 | Fail RIM | [11 empty] | Commercial | Efficiency Delivered | Hot Water Pipe Insulation | Healthcare | Existing | 4.9546 | 0.64888 | 7.6356 | 0 | 0 | 0 | Fail 2-year Threshold
[11 empty] | Commercial | Custom Incentives | ENERGY STAR Imaging Equipment | Miscellaneous | Turnover | 0.22787 | 0.58054 | 0.39251 | 0 | 0 | 0 | Fail RIM | [11 empty] | Commercial | Efficiency Delivered | Hot Water Pipe Insulation | Hospitals | Existing | 4.9551 | 0.64885 | 7.6366 | 0 | 0 | 0 | Fail 2-year Threshold
[11 empty] | Commercial | Custom Incentives | ENERGY STAR Imaging Equipment | Offices | Turnover | 0.22787 | 0.58054 | 0.39251 | 0 | 0 | 0 | Fail RIM | [11 empty] | Commercial | Efficiency Delivered | Hot Water Pipe Insulation | Institutional | Existing | 4.9546 | 0.64888 | 7.6356 | 0 | 0 | 0 | Fail 2-year Threshold
[11 empty] | Commercial | Custom Incentives | ENERGY STAR Imaging Equipment | Restaurants | Turnover | 0.22787 | 0.58054 | 0.39251 | 0 | 0 | 0 | Fail RIM | [11 empty] | Commercial | Efficiency Delivered | Hot Water Pipe Insulation | Lodging/Hospitality | Existing | 4.9627 | 0.65111 | 7.622 | 0 | 0 | 0 | Fail 2-year Threshold
[11 empty] | Commercial | Custom Incentives | ENERGY STAR Imaging Equipment | Retail | Turnover | 0.22787 | 0.58054 | 0.39251 | 0 | 0 | 0 | Fail RIM | [11 empty] | Commercial | Efficiency Delivered | Hot Water Pipe Insulation | Miscellaneous | Existing | 4.9546 | 0.64888 | 7.6356 | 0 | 0 | 0 | Fail 2-year Threshold
[11 empty] | Commercial | Custom Incentives | ENERGY STAR Imaging Equipment | Schools K-12 | Turnover | 0.22787 | 0.58054 | 0.39251 | 0 | 0 | 0 | Fail RIM | [11 empty] | Commercial | Efficiency Delivered | Hot Water Pipe Insulation | Offices | Existing | 4.9546 | 0.64888 | 7.6356 | 0 | 0 | 0 | Fail 2-year Threshold
[11 empty] | Commercial | Custom Incentives | ENERGY STAR Imaging Equipment | Warehouse | Turnover | 0.22787 | 0.58054 | 0.39251 | 0 | 0 | 0 | Fail RIM | [11 empty] | Commercial | Efficiency Delivered | Hot Water Pipe Insulation | Restaurants | Existing | 4.9627 | 0.65111 | 7.622 | 0 | 0 | 0 | Fail 2-year Threshold
[11 empty] | Commercial | Custom Incentives | ENERGY STAR Imaging Equipment | Assembly | New | 0.22787 | 0.58054 | 0.39251 | 0 | 0 | 0 | Fail RIM | [11 empty] | Commercial | Efficiency Delivered | Hot Water Pipe Insulation | Retail | Existing | 4.9627 | 0.65111 | 7.622 | 0 | 0 | 0 | Fail 2-year Threshold
[11 empty] | Commercial | Custom Incentives | ENERGY STAR Imaging Equipment | College and University | New | 0.22787 | 0.58054 | 0.39251 | 0 | 0 | 0 | Fail RIM | [11 empty] | Commercial | Efficiency Delivered | Hot Water Pipe Insulation | Schools K-12 | Existing | 4.9546 | 0.64888 | 7.6356 | 0 | 0 | 0 | Fail 2-year Threshold
[11 empty] | Commercial | Custom Incentives | ENERGY STAR Imaging Equipment | Grocery | New | 0.22787 | 0.58054 | 0.39251 | 0 | 0 | 0 | Fail RIM | [11 empty] | Commercial | Efficiency Delivered | Hot Water Pipe Insulation | Warehouse | Existing | 4.9546 | 0.64888 | 7.6356 | 0 | 0 | 0 | Fail 2-year Threshold
[11 empty] | Commercial | Custom Incentives | ENERGY STAR Imaging Equipment | Healthcare | New | 0.22787 | 0.58054 | 0.39251 | 0 | 0 | 0 | Fail RIM | [11 empty] | Commercial | Efficiency Delivered | Hot Water Pipe Insulation | Assembly | New | 4.9546 | 0.64888 | 7.6356 | 0 | 0 | 0 | Fail 2-year Threshold
[11 empty] | Commercial | Custom Incentives | ENERGY STAR Imaging Equipment | Hospitals | New | 0.22787 | 0.58054 | 0.39251 | 0 | 0 | 0 | Fail RIM | [11 empty] | Commercial | Efficiency Delivered | Hot Water Pipe Insulation | College and University | New | 4.9551 | 0.64885 | 7.6366 | 0 | 0 | 0 | Fail 2-year Threshold
[11 empty] | Commercial | Custom Incentives | ENERGY STAR Imaging Equipment | Institutional | New | 0.22787 | 0.58054 | 0.39251 | 0 | 0 | 0 | Fail RIM | [11 empty] | Commercial | Efficiency Delivered | Hot Water Pipe Insulation | Grocery | New | 4.9627 | 0.65111 | 7.622 | 0 | 0 | 0 | Fail 2-year Threshold
[11 empty] | Commercial | Custom Incentives | ENERGY STAR Imaging Equipment | Lodging/Hospitality | New | 0.22787 | 0.58054 | 0.39251 | 0 | 0 | 0 | Fail RIM | [11 empty] | Commercial | Efficiency Delivered | Hot Water Pipe Insulation | Healthcare | New | 4.9546 | 0.64888 | 7.6356 | 0 | 0 | 0 | Fail 2-year Threshold
[11 empty] | Commercial | Custom Incentives | ENERGY STAR Imaging Equipment | Miscellaneous | New | 0.22787 | 0.58054 | 0.39251 | 0 | 0 | 0 | Fail RIM | [11 empty] | Commercial | Efficiency Delivered | Hot Water Pipe Insulation | Hospitals | New | 4.9551 | 0.64885 | 7.6366 | 0 | 0 | 0 | Fail 2-year Threshold
[11 empty] | Commercial | Custom Incentives | ENERGY STAR Imaging Equipment | Offices | New | 0.22787 | 0.58054 | 0.39251 | 0 | 0 | 0 | Fail RIM | [11 empty] | Commercial | Efficiency Delivered | Hot Water Pipe Insulation | Institutional | New | 4.9546 | 0.64888 | 7.6356 | 0 | 0 | 0 | Fail 2-year Threshold
[11 empty] | Commercial | Custom Incentives | ENERGY STAR Imaging Equipment | Restaurants | New | 0.22787 | 0.58054 | 0.39251 | 0 | 0 | 0 | Fail RIM | [11 empty] | Commercial | Efficiency Delivered | Hot Water Pipe Insulation | Lodging/Hospitality | New | 4.9627 | 0.65111 | 7.622 | 0 | 0 | 0 | Fail 2-year Threshold
[11 empty] | Commercial | Custom Incentives | ENERGY STAR Imaging Equipment | Retail | New | 0.22787 | 0.58054 | 0.39251 | 0 | 0 | 0 | Fail RIM | [11 empty] | Commercial | Efficiency Delivered | Hot Water Pipe Insulation | Miscellaneous | New | 4.9546 | 0.64888 | 7.6356 | 0 | 0 | 0 | Fail 2-year Threshold
[11 empty] | Commercial | Custom Incentives | ENERGY STAR Imaging Equipment | Schools K-12 | New | 0.22787 | 0.58054 | 0.39251 | 0 | 0 | 0 | Fail RIM | [11 empty] | Commercial | Efficiency Delivered | Hot Water Pipe Insulation | Offices | New | 4.9546 | 0.64888 | 7.6356 | 0 | 0 | 0 | Fail 2-year Threshold
[11 empty] | Commercial | Custom Incentives | ENERGY STAR Imaging Equipment | Warehouse | New | 0.22787 | 0.58054 | 0.39251 | 0 | 0 | 0 | Fail RIM | [11 empty] | Commercial | Efficiency Delivered | Hot Water Pipe Insulation | Restaurants | New | 4.9627 | 0.65111 | 7.622 | 0 | 0 | 0 | Fail 2-year Threshold
[11 empty] | Commercial | Custom Incentives | Energy Star PCs | Assembly | Turnover | 1.4302 | 0.60062 | 2.3812 | 0 | 0 | 0 | Fail RIM | [11 empty] | Commercial | Efficiency Delivered | Hot Water Pipe Insulation | Retail | New | 4.9627 | 0.65111 | 7.622 | 0 | 0 | 0 | Fail 2-year Threshold
[11 empty] | Commercial | Custom Incentives | Energy Star PCs | College and University | Turnover | 1.3836 | 0.57952 | 2.3876 | 0 | 0 | 0 | Fail RIM | [11 empty] | Commercial | Efficiency Delivered | Hot Water Pipe Insulation | Schools K-12 | New | 4.9546 | 0.64888 | 7.6356 | 0 | 0 | 0 | Fail 2-year Threshold
[11 empty] | Commercial | Custom Incentives | Energy Star PCs | Grocery | Turnover | 1.3653 | 0.57336 | 2.3812 | 0 | 0 | 0 | Fail RIM | [11 empty] | Commercial | Efficiency Delivered | Hot Water Pipe Insulation | Warehouse | New | 4.9546 | 0.64888 | 7.6356 | 0 | 0 | 0 | Fail 2-year Threshold
[11 empty] | Commercial | Custom Incentives | Energy Star PCs | Healthcare | Turnover | 1.3653 | 0.57336 | 2.3812 | 0 | 0 | 0 | Fail RIM | [11 empty] | Commercial | Custom Incentives | Low-Flow Pre-Rinse Sprayers | Assembly | Existing | 3.2967 | 0.57719 | 5.7117 | 0 | 0 | 0 | Fail 2-year Threshold
[11 empty] | Commercial | Custom Incentives | Energy Star PCs | Hospitals | Turnover | 1.3836 | 0.57952 | 2.3876 | 0 | 0 | 0 | Fail RIM | [11 empty] | Commercial | Custom Incentives | Low-Flow Pre-Rinse Sprayers | College and University | Existing | 3.2967 | 0.57719 | 5.7117 | 0 | 0 | 0 | Fail 2-year Threshold
[11 empty] | Commercial | Custom Incentives | Energy Star PCs | Institutional | Turnover | 1.4302 | 0.60062 | 2.3812 | 0 | 0 | 0 | Fail RIM | [11 empty] | Commercial | Custom Incentives | Low-Flow Pre-Rinse Sprayers | Grocery | Existing | 3.2967 | 0.57719 | 5.7117 | 0 | 0 | 0 | Fail 2-year Threshold
[11 empty] | Commercial | Custom Incentives | Energy Star PCs | Lodging/Hospitality | Turnover | 1.3653 | 0.57336 | 2.3812 | 0 | 0 | 0 | Fail RIM | [11 empty] | Commercial | Custom Incentives | Low-Flow Pre-Rinse Sprayers | Healthcare | Existing | 3.2967 | 0.57719 | 5.7117 | 0 | 0 | 0 | Fail 2-year Threshold
[11 empty] | Commercial | Custom Incentives | Energy Star PCs | Miscellaneous | Turnover | 1.4302 | 0.60062 | 2.3812 | 0 | 0 | 0 | Fail RIM | [11 empty] | Commercial | Custom Incentives | Low-Flow Pre-Rinse Sprayers | Hospitals | Existing | 3.2967 | 0.57719 | 5.7117 | 0 | 0 | 0 | Fail 2-year Threshold
[11 empty] | Commercial | Custom Incentives | Energy Star PCs | Offices | Turnover | 1.3653 | 0.57336 | 2.3812 | 0 | 0 | 0 | Fail RIM | [11 empty] | Commercial | Custom Incentives | Low-Flow Pre-Rinse Sprayers | Institutional | Existing | 3.2967 | 0.57719 | 5.7117 | 0 | 0 | 0 | Fail 2-year Threshold
[11 empty] | Commercial | Custom Incentives | Energy Star PCs | Restaurants | Turnover | 1.4302 | 0.60062 | 2.3812 | 0 | 0 | 0 | Fail RIM | [11 empty] | Commercial | Custom Incentives | Low-Flow Pre-Rinse Sprayers | Lodging/Hospitality | Existing | 3.2534 | 0.57081 | 5.6996 | 0 | 0 | 0 | Fail 2-year Threshold
[11 empty] | Commercial | Custom Incentives | Energy Star PCs | Retail | Turnover | 1.3653 | 0.57336 | 2.3812 | 0 | 0 | 0 | Fail RIM | [11 empty] | Commercial | Custom Incentives | Low-Flow Pre-Rinse Sprayers | Miscellaneous | Existing | 3.2967 | 0.57719 | 5.7117 | 0 | 0 | 0 | Fail 2-year Threshold
[11 empty] | Commercial | Custom Incentives | Energy Star PCs | Schools K-12 | Turnover | 1.3653 | 0.57336 | 2.3812 | 0 | 0 | 0 | Fail RIM | [11 empty] | Commercial | Custom Incentives | Low-Flow Pre-Rinse Sprayers | Offices | Existing | 3.2967 | 0.57719 | 5.7117 | 0 | 0 | 0 | Fail 2-year Threshold
[11 empty] | Commercial | Custom Incentives | Energy Star PCs | Warehouse | Turnover | 1.4302 | 0.60062 | 2.3812 | 0 | 0 | 0 | Fail RIM | [11 empty] | Commercial | Custom Incentives | Low-Flow Pre-Rinse Sprayers | Restaurants | Existing | 3.2967 | 0.57515 | 5.7319 | 0 | 0 | 0 | Fail 2-year Threshold
[11 empty] | Commercial | Custom Incentives | Energy Star PCs | Assembly | New | 1.4302 | 0.60062 | 2.3812 | 0 | 0 | 0 | Fail RIM | [11 empty] | Commercial | Custom Incentives | Low-Flow Pre-Rinse Sprayers | Retail | Existing | 3.2967 | 0.57719 | 5.7117 | 0 | 0 | 0 | Fail 2-year Threshold
[11 empty] | Commercial | Custom Incentives | Energy Star PCs | College and University | New | 1.3836 | 0.57952 | 2.3876 | 0 | 0 | 0 | Fail RIM | [11 empty] | Commercial | Custom Incentives | Low-Flow Pre-Rinse Sprayers | Schools K-12 | Existing | 3.2967 | 0.57719 | 5.7117 | 0 | 0 | 0 | Fail 2-year Threshold
[11 empty] | Commercial | Custom Incentives | Energy Star PCs | Grocery | New | 1.3653 | 0.57336 | 2.3812 | 0 | 0 | 0 | Fail RIM | [11 empty] | Commercial | Custom Incentives | Low-Flow Pre-Rinse Sprayers | Warehouse | Existing | 3.2967 | 0.57719 | 5.7117 | 0 | 0 | 0 | Fail 2-year Threshold
[11 empty] | Commercial | Custom Incentives | Energy Star PCs | Healthcare | New | 1.3653 | 0.57336 | 2.3812 | 0 | 0 | 0 | Fail RIM | [11 empty] | Commercial | Custom Incentives | Low-Flow Pre-Rinse Sprayers | Assembly | New | 3.2967 | 0.57719 | 5.7117 | 0 | 0 | 0 | Fail 2-year Threshold
[11 empty] | Commercial | Custom Incentives | Energy Star PCs | Hospitals | New | 1.3836 | 0.57952 | 2.3876 | 0 | 0 | 0 | Fail RIM | [11 empty] | Commercial | Custom Incentives | Low-Flow Pre-Rinse Sprayers | College and University | New | 3.2967 | 0.57719 | 5.7117 | 0 | 0 | 0 | Fail 2-year Threshold
[11 empty] | Commercial | Custom Incentives | Energy Star PCs | Institutional | New | 1.4302 | 0.60062 | 2.3812 | 0 | 0 | 0 | Fail RIM | [11 empty] | Commercial | Custom Incentives | Low-Flow Pre-Rinse Sprayers | Grocery | New | 3.2967 | 0.57719 | 5.7117 | 0 | 0 | 0 | Fail 2-year Threshold
[11 empty] | Commercial | Custom Incentives | Energy Star PCs | Lodging/Hospitality | New | 1.3653 | 0.57336 | 2.3812 | 0 | 0 | 0 | Fail RIM | [11 empty] | Commercial | Custom Incentives | Low-Flow Pre-Rinse Sprayers | Healthcare | New | 3.2967 | 0.57719 | 5.7117 | 0 | 0 | 0 | Fail 2-year Threshold
[11 empty] | Commercial | Custom Incentives | Energy Star PCs | Miscellaneous | New | 1.4302 | 0.60062 | 2.3812 | 0 | 0 | 0 | Fail RIM | [11 empty] | Commercial | Custom Incentives | Low-Flow Pre-Rinse Sprayers | Hospitals | New | 3.2967 | 0.57719 | 5.7117 | 0 | 0 | 0 | Fail 2-year Threshold
[11 empty] | Commercial | Custom Incentives | Energy Star PCs | Offices | New | 1.3653 | 0.57336 | 2.3812 | 0 | 0 | 0 | Fail RIM | [11 empty] | Commercial | Custom Incentives | Low-Flow Pre-Rinse Sprayers | Institutional | New | 3.2967 | 0.57719 | 5.7117 | 0 | 0 | 0 | Fail 2-year Threshold
[11 empty] | Commercial | Custom Incentives | Energy Star PCs | Restaurants | New | 1.4302 | 0.60062 | 2.3812 | 0 | 0 | 0 | Fail RIM | [11 empty] | Commercial | Custom Incentives | Low-Flow Pre-Rinse Sprayers | Lodging/Hospitality | New | 3.2534 | 0.57081 | 5.6996 | 0 | 0 | 0 | Fail 2-year Threshold
[11 empty] | Commercial | Custom Incentives | Energy Star PCs | Retail | New | 1.3653 | 0.57336 | 2.3812 | 0 | 0 | 0 | Fail RIM | [11 empty] | Commercial | Custom Incentives | Low-Flow Pre-Rinse Sprayers | Miscellaneous | New | 3.2967 | 0.57719 | 5.7117 | 0 | 0 | 0 | Fail 2-year Threshold
[11 empty] | Commercial | Custom Incentives | Energy Star PCs | Schools K-12 | New | 1.3653 | 0.57336 | 2.3812 | 0 | 0 | 0 | Fail RIM | [11 empty] | Commercial | Custom Incentives | Low-Flow Pre-Rinse Sprayers | Offices | New | 3.2967 | 0.57719 | 5.7117 | 0 | 0 | 0 | Fail 2-year Threshold
[11 empty] | Commercial | Custom Incentives | Energy Star PCs | Warehouse | New | 1.4302 | 0.60062 | 2.3812 | 0 | 0 | 0 | Fail RIM | [11 empty] | Commercial | Custom Incentives | Low-Flow Pre-Rinse Sprayers | Restaurants | New | 3.2967 | 0.57515 | 5.7319 | 0 | 0 | 0 | Fail 2-year Threshold
[11 empty] | Commercial | Custom Incentives | Energy Star Servers | Assembly | Turnover | 3.6035 | 0.57534 | 6.2633 | 0 | 0 | 0 | Fail RIM | [11 empty] | Commercial | Custom Incentives | Low-Flow Pre-Rinse Sprayers | Retail | New | 3.2967 | 0.57719 | 5.7117 | 0 | 0 | 0 | Fail 2-year Threshold
[11 empty] | Commercial | Custom Incentives | Energy Star Servers | College and University | Turnover | 3.6035 | 0.57534 | 6.2633 | 0 | 0 | 0 | Fail RIM | [11 empty] | Commercial | Custom Incentives | Low-Flow Pre-Rinse Sprayers | Schools K-12 | New | 3.2967 | 0.57719 | 5.7117 | 0 | 0 | 0 | Fail 2-year Threshold
[11 empty] | Commercial | Custom Incentives | Energy Star Servers | Grocery | Turnover | 3.6035 | 0.57534 | 6.2633 | 0 | 0 | 0 | Fail RIM | [11 empty] | Commercial | Custom Incentives | Low-Flow Pre-Rinse Sprayers | Warehouse | New | 3.2967 | 0.57719 | 5.7117 | 0 | 0 | 0 | Fail 2-year Threshold
[11 empty] | Commercial | Custom Incentives | Energy Star Servers | Healthcare | Turnover | 3.6035 | 0.57534 | 6.2633 | 0 | 0 | 0 | Fail RIM | [11 empty] | Commercial | Ceiling Insulation Upgrade Rebates | Ceiling Insulation(R12 to R38) | Assembly | Existing | 0.28487 | 0.54065 | 0.52689 | 0 | 0 | 0 | Fail TRC
[11 empty] | Commercial | Custom Incentives | Energy Star Servers | Hospitals | Turnover | 3.6035 | 0.57534 | 6.2633 | 0 | 0 | 0 | Fail RIM | [11 empty] | Commercial | Ceiling Insulation Upgrade Rebates | Ceiling Insulation(R12 to R38) | College and University | Existing | 0.35041 | 0.6511 | 0.53818 | 0 | 0 | 0 | Fail TRC
[11 empty] | Commercial | Custom Incentives | Energy Star Servers | Institutional | Turnover | 3.6035 | 0.57534 | 6.2633 | 0 | 0 | 0 | Fail RIM | [11 empty] | Commercial | Ceiling Insulation Upgrade Rebates | Ceiling Insulation(R12 to R38) | Grocery | Existing | 0.32169 | 0.60448 | 0.53217 | 0 | 0 | 0 | Fail TRC
[11 empty] | Commercial | Custom Incentives | Energy Star Servers | Lodging/Hospitality | Turnover | 3.6035 | 0.57534 | 6.2633 | 0 | 0 | 0 | Fail RIM | [11 empty] | Commercial | Ceiling Insulation Upgrade Rebates | Ceiling Insulation(R12 to R38) | Healthcare | Existing | 0.28487 | 0.54065 | 0.52689 | 0 | 0 | 0 | Fail TRC
[11 empty] | Commercial | Custom Incentives | Energy Star Servers | Miscellaneous | Turnover | 3.6035 | 0.57534 | 6.2633 | 0 | 0 | 0 | Fail RIM | [11 empty] | Commercial | Ceiling Insulation Upgrade Rebates | Ceiling Insulation(R12 to R38) | Hospitals | Existing | 0.35041 | 0.6511 | 0.53818 | 0 | 0 | 0 | Fail TRC
[11 empty] | Commercial | Custom Incentives | Energy Star Servers | Offices | Turnover | 3.6035 | 0.57534 | 6.2633 | 0 | 0 | 0 | Fail RIM | [11 empty] | Commercial | Ceiling Insulation Upgrade Rebates | Ceiling Insulation(R12 to R38) | Institutional | Existing | 0.28487 | 0.54065 | 0.52689 | 0 | 0 | 0 | Fail TRC
[11 empty] | Commercial | Custom Incentives | Energy Star Servers | Restaurants | Turnover | 3.6035 | 0.57534 | 6.2633 | 0 | 0 | 0 | Fail RIM | [11 empty] | Commercial | Ceiling Insulation Upgrade Rebates | Ceiling Insulation(R12 to R38) | Lodging/Hospitality | Existing | 0.35041 | 0.6511 | 0.53818 | 0 | 0 | 0 | Fail TRC
[11 empty] | Commercial | Custom Incentives | Energy Star Servers | Retail | Turnover | 3.6035 | 0.57534 | 6.2633 | 0 | 0 | 0 | Fail RIM | [11 empty] | Commercial | Ceiling Insulation Upgrade Rebates | Ceiling Insulation(R12 to R38) | Miscellaneous | Existing | 0.28487 | 0.54065 | 0.52689 | 0 | 0 | 0 | Fail TRC
[11 empty] | Commercial | Custom Incentives | Energy Star Servers | Schools K-12 | Turnover | 3.6035 | 0.57534 | 6.2633 | 0 | 0 | 0 | Fail RIM | [11 empty] | Commercial | Ceiling Insulation Upgrade Rebates | Ceiling Insulation(R12 to R38) | Offices | Existing | 0.28487 | 0.54065 | 0.52689 | 0 | 0 | 0 | Fail TRC
[11 empty] | Commercial | Custom Incentives | Energy Star Servers | Warehouse | Turnover | 3.6035 | 0.57534 | 6.2633 | 0 | 0 | 0 | Fail RIM | [11 empty] | Commercial | Ceiling Insulation Upgrade Rebates | Ceiling Insulation(R12 to R38) | Restaurants | Existing | 0.32169 | 0.60448 | 0.53217 | 0 | 0 | 0 | Fail TRC
[11 empty] | Commercial | Custom Incentives | Energy Star Servers | Assembly | New | 3.6035 | 0.57534 | 6.2633 | 0 | 0 | 0 | Fail RIM | [11 empty] | Commercial | Ceiling Insulation Upgrade Rebates | Ceiling Insulation(R12 to R38) | Retail | Existing | 0.32169 | 0.60448 | 0.53217 | 0 | 0 | 0 | Fail TRC
[11 empty] | Commercial | Custom Incentives | Energy Star Servers | College and University | New | 3.6035 | 0.57534 | 6.2633 | 0 | 0 | 0 | Fail RIM | [11 empty] | Commercial | Ceiling Insulation Upgrade Rebates | Ceiling Insulation(R12 to R38) | Schools K-12 | Existing | 0.28487 | 0.54065 | 0.52689 | 0 | 0 | 0 | Fail TRC
[11 empty] | Commercial | Custom Incentives | Energy Star Servers | Grocery | New | 3.6035 | 0.57534 | 6.2633 | 0 | 0 | 0 | Fail RIM | [11 empty] | Commercial | Ceiling Insulation Upgrade Rebates | Ceiling Insulation(R12 to R38) | Warehouse | Existing | 0.32181 | 0.60768 | 0.52957 | 0 | 0 | 0 | Fail TRC
[11 empty] | Commercial | Custom Incentives | Energy Star Servers | Healthcare | New | 3.6035 | 0.57534 | 6.2633 | 0 | 0 | 0 | Fail RIM | [11 empty] | Commercial | Ceiling Insulation Upgrade Rebates | Ceiling Insulation(R12 to R38) | Assembly | New | 0.28006 | 0.54065 | 0.518 | 0 | 0 | 0 | Fail TRC
[11 empty] | Commercial | Custom Incentives | Energy Star Servers | Hospitals | New | 3.6035 | 0.57534 | 6.2633 | 0 | 0 | 0 | Fail RIM | [11 empty] | Commercial | Ceiling Insulation Upgrade Rebates | Ceiling Insulation(R12 to R38) | College and University | New | 0.34449 | 0.6511 | 0.52909 | 0 | 0 | 0 | Fail TRC
[11 empty] | Commercial | Custom Incentives | Energy Star Servers | Institutional | New | 3.6035 | 0.57534 | 6.2633 | 0 | 0 | 0 | Fail RIM | [11 empty] | Commercial | Ceiling Insulation Upgrade Rebates | Ceiling Insulation(R12 to R38) | Grocery | New | 0.31626 | 0.60448 | 0.52319 | 0 | 0 | 0 | Fail TRC
[11 empty] | Commercial | Custom Incentives | Energy Star Servers | Lodging/Hospitality | New | 3.6035 | 0.57534 | 6.2633 | 0 | 0 | 0 | Fail RIM | [11 empty] | Commercial | Ceiling Insulation Upgrade Rebates | Ceiling Insulation(R12 to R38) | Healthcare | New | 0.28006 | 0.54065 | 0.518 | 0 | 0 | 0 | Fail TRC
[11 empty] | Commercial | Custom Incentives | Energy Star Servers | Miscellaneous | New | 3.6035 | 0.57534 | 6.2633 | 0 | 0 | 0 | Fail RIM | [11 empty] | Commercial | Ceiling Insulation Upgrade Rebates | Ceiling Insulation(R12 to R38) | Hospitals | New | 0.34449 | 0.6511 | 0.52909 | 0 | 0 | 0 | Fail TRC
[11 empty] | Commercial | Custom Incentives | Energy Star Servers | Offices | New | 3.6035 | 0.57534 | 6.2633 | 0 | 0 | 0 | Fail RIM | [11 empty] | Commercial | Ceiling Insulation Upgrade Rebates | Ceiling Insulation(R12 to R38) | Institutional | New | 0.28006 | 0.54065 | 0.518 | 0 | 0 | 0 | Fail TRC
[11 empty] | Commercial | Custom Incentives | Energy Star Servers | Restaurants | New | 3.6035 | 0.57534 | 6.2633 | 0 | 0 | 0 | Fail RIM | [11 empty] | Commercial | Ceiling Insulation Upgrade Rebates | Ceiling Insulation(R12 to R38) | Lodging/Hospitality | New | 0.34449 | 0.6511 | 0.52909 | 0 | 0 | 0 | Fail TRC
[11 empty] | Commercial | Custom Incentives | Energy Star Servers | Retail | New | 3.6035 | 0.57534 | 6.2633 | 0 | 0 | 0 | Fail RIM | [11 empty] | Commercial | Ceiling Insulation Upgrade Rebates | Ceiling Insulation(R12 to R38) | Miscellaneous | New | 0.28006 | 0.54065 | 0.518 | 0 | 0 | 0 | Fail TRC
[11 empty] | Commercial | Custom Incentives | Energy Star Servers | Schools K-12 | New | 3.6035 | 0.57534 | 6.2633 | 0 | 0 | 0 | Fail RIM | [11 empty] | Commercial | Ceiling Insulation Upgrade Rebates | Ceiling Insulation(R12 to R38) | Offices | New | 0.28006 | 0.54065 | 0.518 | 0 | 0 | 0 | Fail TRC
[11 empty] | Commercial | Custom Incentives | Energy Star Servers | Warehouse | New | 3.6035 | 0.57534 | 6.2633 | 0 | 0 | 0 | Fail RIM | [11 empty] | Commercial | Ceiling Insulation Upgrade Rebates | Ceiling Insulation(R12 to R38) | Restaurants | New | 0.31626 | 0.60448 | 0.52319 | 0 | 0 | 0 | Fail TRC
[11 empty] | Commercial | Custom Incentives | Server Virtualization | Assembly | Turnover | 0.1991 | 0.56549 | 0.35209 | 0 | 0 | 0 | Fail RIM | [11 empty] | Commercial | Ceiling Insulation Upgrade Rebates | Ceiling Insulation(R12 to R38) | Retail | New | 0.31626 | 0.60448 | 0.52319 | 0 | 0 | 0 | Fail TRC
[11 empty] | Commercial | Custom Incentives | Server Virtualization | College and University | Turnover | 0.1991 | 0.56549 | 0.35209 | 0 | 0 | 0 | Fail RIM | [11 empty] | Commercial | Ceiling Insulation Upgrade Rebates | Ceiling Insulation(R12 to R38) | Schools K-12 | New | 0.28006 | 0.54065 | 0.518 | 0 | 0 | 0 | Fail TRC
[11 empty] | Commercial | Custom Incentives | Server Virtualization | Grocery | Turnover | 0.1991 | 0.56549 | 0.35209 | 0 | 0 | 0 | Fail RIM | [11 empty] | Commercial | Ceiling Insulation Upgrade Rebates | Ceiling Insulation(R12 to R38) | Warehouse | New | 0.31638 | 0.60768 | 0.52064 | 0 | 0 | 0 | Fail TRC
[11 empty] | Commercial | Custom Incentives | Server Virtualization | Healthcare | Turnover | 0.1991 | 0.56549 | 0.35209 | 0 | 0 | 0 | Fail RIM | [11 empty] | Commercial | Window Film/Solar Screen Rebates | Ceiling Insulation(R19 to R38) | Assembly | Existing | 0.15343 | 0.54065 | 0.28378 | 0 | 0 | 0 | Fail TRC
[11 empty] | Commercial | Custom Incentives | Server Virtualization | Hospitals | Turnover | 0.1991 | 0.56549 | 0.35209 | 0 | 0 | 0 | Fail RIM | [11 empty] | Commercial | Window Film/Solar Screen Rebates | Ceiling Insulation(R19 to R38) | College and University | Existing | 0.18872 | 0.6511 | 0.28985 | 0 | 0 | 0 | Fail TRC
[11 empty] | Commercial | Custom Incentives | Server Virtualization | Institutional | Turnover | 0.1991 | 0.56549 | 0.35209 | 0 | 0 | 0 | Fail RIM | [11 empty] | Commercial | Window Film/Solar Screen Rebates | Ceiling Insulation(R19 to R38) | Grocery | Existing | 0.17326 | 0.60448 | 0.28662 | 0 | 0 | 0 | Fail TRC
[11 empty] | Commercial | Custom Incentives | Server Virtualization | Lodging/Hospitality | Turnover | 0.1991 | 0.56549 | 0.35209 | 0 | 0 | 0 | Fail RIM | [11 empty] | Commercial | Window Film/Solar Screen Rebates | Ceiling Insulation(R19 to R38) | Healthcare | Existing | 0.15343 | 0.54065 | 0.28378 | 0 | 0 | 0 | Fail TRC
[11 empty] | Commercial | Custom Incentives | Server Virtualization | Miscellaneous | Turnover | 0.1991 | 0.56549 | 0.35209 | 0 | 0 | 0 | Fail RIM | [11 empty] | Commercial | Window Film/Solar Screen Rebates | Ceiling Insulation(R19 to R38) | Hospitals | Existing | 0.18872 | 0.6511 | 0.28985 | 0 | 0 | 0 | Fail TRC
[11 empty] | Commercial | Custom Incentives | Server Virtualization | Offices | Turnover | 0.1991 | 0.56549 | 0.35209 | 0 | 0 | 0 | Fail RIM | [11 empty] | Commercial | Window Film/Solar Screen Rebates | Ceiling Insulation(R19 to R38) | Institutional | Existing | 0.15343 | 0.54065 | 0.28378 | 0 | 0 | 0 | Fail TRC
[11 empty] | Commercial | Custom Incentives | Server Virtualization | Restaurants | Turnover | 0.1991 | 0.56549 | 0.35209 | 0 | 0 | 0 | Fail RIM | [11 empty] | Commercial | Window Film/Solar Screen Rebates | Ceiling Insulation(R19 to R38) | Lodging/Hospitality | Existing | 0.18872 | 0.6511 | 0.28985 | 0 | 0 | 0 | Fail TRC
[11 empty] | Commercial | Custom Incentives | Server Virtualization | Retail | Turnover | 0.1991 | 0.56549 | 0.35209 | 0 | 0 | 0 | Fail RIM | [11 empty] | Commercial | Window Film/Solar Screen Rebates | Ceiling Insulation(R19 to R38) | Miscellaneous | Existing | 0.15343 | 0.54065 | 0.28378 | 0 | 0 | 0 | Fail TRC
[11 empty] | Commercial | Custom Incentives | Server Virtualization | Schools K-12 | Turnover | 0.1991 | 0.56549 | 0.35209 | 0 | 0 | 0 | Fail RIM | [11 empty] | Commercial | Window Film/Solar Screen Rebates | Ceiling Insulation(R19 to R38) | Offices | Existing | 0.15343 | 0.54065 | 0.28378 | 0 | 0 | 0 | Fail TRC
[11 empty] | Commercial | Custom Incentives | Server Virtualization | Warehouse | Turnover | 0.1991 | 0.56549 | 0.35209 | 0 | 0 | 0 | Fail RIM | [11 empty] | Commercial | Window Film/Solar Screen Rebates | Ceiling Insulation(R19 to R38) | Restaurants | Existing | 0.17326 | 0.60448 | 0.28662 | 0 | 0 | 0 | Fail TRC
[11 empty] | Commercial | Custom Incentives | Server Virtualization | Assembly | New | 0.1991 | 0.56549 | 0.35209 | 0 | 0 | 0 | Fail RIM | [11 empty] | Commercial | Window Film/Solar Screen Rebates | Ceiling Insulation(R19 to R38) | Retail | Existing | 0.17326 | 0.60448 | 0.28662 | 0 | 0 | 0 | Fail TRC
[11 empty] | Commercial | Custom Incentives | Server Virtualization | College and University | New | 0.1991 | 0.56549 | 0.35209 | 0 | 0 | 0 | Fail RIM | [11 empty] | Commercial | Window Film/Solar Screen Rebates | Ceiling Insulation(R19 to R38) | Schools K-12 | Existing | 0.15343 | 0.54065 | 0.28378 | 0 | 0 | 0 | Fail TRC
[11 empty] | Commercial | Custom Incentives | Server Virtualization | Grocery | New | 0.1991 | 0.56549 | 0.35209 | 0 | 0 | 0 | Fail RIM | [11 empty] | Commercial | Window Film/Solar Screen Rebates | Ceiling Insulation(R19 to R38) | Warehouse | Existing | 0.17332 | 0.60768 | 0.28522 | 0 | 0 | 0 | Fail TRC
[11 empty] | Commercial | Custom Incentives | Server Virtualization | Healthcare | New | 0.1991 | 0.56549 | 0.35209 | 0 | 0 | 0 | Fail RIM | [11 empty] | Commercial | Window Film/Solar Screen Rebates | Ceiling Insulation(R19 to R38) | Assembly | New | 0.15084 | 0.54065 | 0.27899 | 0 | 0 | 0 | Fail TRC
[11 empty] | Commercial | Custom Incentives | Server Virtualization | Hospitals | New | 0.1991 | 0.56549 | 0.35209 | 0 | 0 | 0 | Fail RIM | [11 empty] | Commercial | Window Film/Solar Screen Rebates | Ceiling Insulation(R19 to R38) | College and University | New | 0.18554 | 0.6511 | 0.28496 | 0 | 0 | 0 | Fail TRC
[11 empty] | Commercial | Custom Incentives | Server Virtualization | Institutional | New | 0.1991 | 0.56549 | 0.35209 | 0 | 0 | 0 | Fail RIM | [11 empty] | Commercial | Window Film/Solar Screen Rebates | Ceiling Insulation(R19 to R38) | Grocery | New | 0.17033 | 0.60448 | 0.28178 | 0 | 0 | 0 | Fail TRC
[11 empty] | Commercial | Custom Incentives | Server Virtualization | Lodging/Hospitality | New | 0.1991 | 0.56549 | 0.35209 | 0 | 0 | 0 | Fail RIM | [11 empty] | Commercial | Window Film/Solar Screen Rebates | Ceiling Insulation(R19 to R38) | Healthcare | New | 0.15084 | 0.54065 | 0.27899 | 0 | 0 | 0 | Fail TRC
[11 empty] | Commercial | Custom Incentives | Server Virtualization | Miscellaneous | New | 0.1991 | 0.56549 | 0.35209 | 0 | 0 | 0 | Fail RIM | [11 empty] | Commercial | Window Film/Solar Screen Rebates | Ceiling Insulation(R19 to R38) | Hospitals | New | 0.18554 | 0.6511 | 0.28496 | 0 | 0 | 0 | Fail TRC
[11 empty] | Commercial | Custom Incentives | Server Virtualization | Offices | New | 0.1991 | 0.56549 | 0.35209 | 0 | 0 | 0 | Fail RIM | [11 empty] | Commercial | Window Film/Solar Screen Rebates | Ceiling Insulation(R19 to R38) | Institutional | New | 0.15084 | 0.54065 | 0.27899 | 0 | 0 | 0 | Fail TRC
[11 empty] | Commercial | Custom Incentives | Server Virtualization | Restaurants | New | 0.1991 | 0.56549 | 0.35209 | 0 | 0 | 0 | Fail RIM | [11 empty] | Commercial | Window Film/Solar Screen Rebates | Ceiling Insulation(R19 to R38) | Lodging/Hospitality | New | 0.18554 | 0.6511 | 0.28496 | 0 | 0 | 0 | Fail TRC
[11 empty] | Commercial | Custom Incentives | Server Virtualization | Retail | New | 0.1991 | 0.56549 | 0.35209 | 0 | 0 | 0 | Fail RIM | [11 empty] | Commercial | Window Film/Solar Screen Rebates | Ceiling Insulation(R19 to R38) | Miscellaneous | New | 0.15084 | 0.54065 | 0.27899 | 0 | 0 | 0 | Fail TRC
[11 empty] | Commercial | Custom Incentives | Server Virtualization | Schools K-12 | New | 0.1991 | 0.56549 | 0.35209 | 0 | 0 | 0 | Fail RIM | [11 empty] | Commercial | Window Film/Solar Screen Rebates | Ceiling Insulation(R19 to R38) | Offices | New | 0.15084 | 0.54065 | 0.27899 | 0 | 0 | 0 | Fail TRC
[11 empty] | Commercial | Custom Incentives | Server Virtualization | Warehouse | New | 0.1991 | 0.56549 | 0.35209 | 0 | 0 | 0 | Fail RIM | [11 empty] | Commercial | Window Film/Solar Screen Rebates | Ceiling Insulation(R19 to R38) | Restaurants | New | 0.17033 | 0.60448 | 0.28178 | 0 | 0 | 0 | Fail TRC
[11 empty] | Commercial | Custom Incentives | Energy Star Ice Maker | Assembly | Turnover | 0.43742 | 0.65286 | 0.67 | 0 | 0 | 0 | Fail RIM | [11 empty] | Commercial | Window Film/Solar Screen Rebates | Ceiling Insulation(R19 to R38) | Retail | New | 0.17033 | 0.60448 | 0.28178 | 0 | 0 | 0 | Fail TRC
[11 empty] | Commercial | Custom Incentives | Energy Star Ice Maker | College and University | Turnover | 0.45114 | 0.67426 | 0.66909 | 0 | 0 | 0 | Fail RIM | [11 empty] | Commercial | Window Film/Solar Screen Rebates | Ceiling Insulation(R19 to R38) | Schools K-12 | New | 0.15084 | 0.54065 | 0.27899 | 0 | 0 | 0 | Fail TRC
[11 empty] | Commercial | Custom Incentives | Energy Star Ice Maker | Grocery | Turnover | 0.43742 | 0.65286 | 0.67 | 0 | 0 | 0 | Fail RIM | [11 empty] | Commercial | Window Film/Solar Screen Rebates | Ceiling Insulation(R19 to R38) | Warehouse | New | 0.1704 | 0.60768 | 0.28041 | 0 | 0 | 0 | Fail TRC
[11 empty] | Commercial | Custom Incentives | Energy Star Ice Maker | Healthcare | Turnover | 0.45114 | 0.67426 | 0.66909 | 0 | 0 | 0 | Fail RIM | [11 empty] | Commercial | Efficient Electric Heat Pump Rebates | Ceiling Insulation(R30 to R38) | Assembly | Existing | 0.053726 | 0.54065 | 0.099373 | 0 | 0 | 0 | Fail TRC
[11 empty] | Commercial | Custom Incentives | Energy Star Ice Maker | Hospitals | Turnover | 0.45114 | 0.67426 | 0.66909 | 0 | 0 | 0 | Fail RIM | [11 empty] | Commercial | Efficient Electric Heat Pump Rebates | Ceiling Insulation(R30 to R38) | College and University | Existing | 0.066087 | 0.6511 | 0.1015 | 0 | 0 | 0 | Fail TRC
[11 empty] | Commercial | Custom Incentives | Energy Star Ice Maker | Institutional | Turnover | 0.43742 | 0.65286 | 0.67 | 0 | 0 | 0 | Fail RIM | [11 empty] | Commercial | Efficient Electric Heat Pump Rebates | Ceiling Insulation(R30 to R38) | Grocery | Existing | 0.060671 | 0.60448 | 0.10037 | 0 | 0 | 0 | Fail TRC
[11 empty] | Commercial | Custom Incentives | Energy Star Ice Maker | Lodging/Hospitality | Turnover | 0.45114 | 0.67426 | 0.66909 | 0 | 0 | 0 | Fail RIM | [11 empty] | Commercial | Efficient Electric Heat Pump Rebates | Ceiling Insulation(R30 to R38) | Healthcare | Existing | 0.053726 | 0.54065 | 0.099373 | 0 | 0 | 0 | Fail TRC
[11 empty] | Commercial | Custom Incentives | Energy Star Ice Maker | Miscellaneous | Turnover | 0.43742 | 0.65286 | 0.67 | 0 | 0 | 0 | Fail RIM | [11 empty] | Commercial | Efficient Electric Heat Pump Rebates | Ceiling Insulation(R30 to R38) | Hospitals | Existing | 0.066087 | 0.6511 | 0.1015 | 0 | 0 | 0 | Fail TRC
[11 empty] | Commercial | Custom Incentives | Energy Star Ice Maker | Offices | Turnover | 0.43742 | 0.65286 | 0.67 | 0 | 0 | 0 | Fail RIM | [11 empty] | Commercial | Efficient Electric Heat Pump Rebates | Ceiling Insulation(R30 to R38) | Institutional | Existing | 0.053726 | 0.54065 | 0.099373 | 0 | 0 | 0 | Fail TRC
[11 empty] | Commercial | Custom Incentives | Energy Star Ice Maker | Restaurants | Turnover | 0.45114 | 0.67426 | 0.66909 | 0 | 0 | 0 | Fail RIM | [11 empty] | Commercial | Efficient Electric Heat Pump Rebates | Ceiling Insulation(R30 to R38) | Lodging/Hospitality | Existing | 0.066087 | 0.6511 | 0.1015 | 0 | 0 | 0 | Fail TRC
[11 empty] | Commercial | Custom Incentives | Energy Star Ice Maker | Retail | Turnover | 0.43742 | 0.65286 | 0.67 | 0 | 0 | 0 | Fail RIM | [11 empty] | Commercial | Efficient Electric Heat Pump Rebates | Ceiling Insulation(R30 to R38) | Miscellaneous | Existing | 0.053726 | 0.54065 | 0.099373 | 0 | 0 | 0 | Fail TRC
[11 empty] | Commercial | Custom Incentives | Energy Star Ice Maker | Schools K-12 | Turnover | 0.45114 | 0.67426 | 0.66909 | 0 | 0 | 0 | Fail RIM | [11 empty] | Commercial | Efficient Electric Heat Pump Rebates | Ceiling Insulation(R30 to R38) | Offices | Existing | 0.053726 | 0.54065 | 0.099373 | 0 | 0 | 0 | Fail TRC
[11 empty] | Commercial | Custom Incentives | Energy Star Ice Maker | Warehouse | Turnover | 0.43742 | 0.65286 | 0.67 | 0 | 0 | 0 | Fail RIM | [11 empty] | Commercial | Efficient Electric Heat Pump Rebates | Ceiling Insulation(R30 to R38) | Restaurants | Existing | 0.060671 | 0.60448 | 0.10037 | 0 | 0 | 0 | Fail TRC
[11 empty] | Commercial | Custom Incentives | Energy Star Ice Maker | Assembly | New | 0.43742 | 0.65286 | 0.67 | 0 | 0 | 0 | Fail RIM | [11 empty] | Commercial | Efficient Electric Heat Pump Rebates | Ceiling Insulation(R30 to R38) | Retail | Existing | 0.060671 | 0.60448 | 0.10037 | 0 | 0 | 0 | Fail TRC
[11 empty] | Commercial | Custom Incentives | Energy Star Ice Maker | College and University | New | 0.45114 | 0.67426 | 0.66909 | 0 | 0 | 0 | Fail RIM | [11 empty] | Commercial | Efficient Electric Heat Pump Rebates | Ceiling Insulation(R30 to R38) | Schools K-12 | Existing | 0.053726 | 0.54065 | 0.099373 | 0 | 0 | 0 | Fail TRC
[11 empty] | Commercial | Custom Incentives | Energy Star Ice Maker | Grocery | New | 0.43742 | 0.65286 | 0.67 | 0 | 0 | 0 | Fail RIM | [11 empty] | Commercial | Efficient Electric Heat Pump Rebates | Ceiling Insulation(R30 to R38) | Warehouse | Existing | 0.060693 | 0.60768 | 0.099878 | 0 | 0 | 0 | Fail TRC
[11 empty] | Commercial | Custom Incentives | Energy Star Ice Maker | Healthcare | New | 0.45114 | 0.67426 | 0.66909 | 0 | 0 | 0 | Fail RIM | [11 empty] | Commercial | Efficient Electric Heat Pump Rebates | Ceiling Insulation(R30 to R38) | Assembly | New | 0.05282 | 0.54065 | 0.097696 | 0 | 0 | 0 | Fail TRC
[11 empty] | Commercial | Custom Incentives | Energy Star Ice Maker | Hospitals | New | 0.45114 | 0.67426 | 0.66909 | 0 | 0 | 0 | Fail RIM | [11 empty] | Commercial | Efficient Electric Heat Pump Rebates | Ceiling Insulation(R30 to R38) | College and University | New | 0.064972 | 0.6511 | 0.099788 | 0 | 0 | 0 | Fail TRC
[11 empty] | Commercial | Custom Incentives | Energy Star Ice Maker | Institutional | New | 0.43742 | 0.65286 | 0.67 | 0 | 0 | 0 | Fail RIM | [11 empty] | Commercial | Efficient Electric Heat Pump Rebates | Ceiling Insulation(R30 to R38) | Grocery | New | 0.059647 | 0.60448 | 0.098675 | 0 | 0 | 0 | Fail TRC
[11 empty] | Commercial | Custom Incentives | Energy Star Ice Maker | Lodging/Hospitality | New | 0.45114 | 0.67426 | 0.66909 | 0 | 0 | 0 | Fail RIM | [11 empty] | Commercial | Efficient Electric Heat Pump Rebates | Ceiling Insulation(R30 to R38) | Healthcare | New | 0.05282 | 0.54065 | 0.097696 | 0 | 0 | 0 | Fail TRC
[11 empty] | Commercial | Custom Incentives | Energy Star Ice Maker | Miscellaneous | New | 0.43742 | 0.65286 | 0.67 | 0 | 0 | 0 | Fail RIM | [11 empty] | Commercial | Efficient Electric Heat Pump Rebates | Ceiling Insulation(R30 to R38) | Hospitals | New | 0.064972 | 0.6511 | 0.099788 | 0 | 0 | 0 | Fail TRC
[11 empty] | Commercial | Custom Incentives | Energy Star Ice Maker | Offices | New | 0.43742 | 0.65286 | 0.67 | 0 | 0 | 0 | Fail RIM | [11 empty] | Commercial | Efficient Electric Heat Pump Rebates | Ceiling Insulation(R30 to R38) | Institutional | New | 0.05282 | 0.54065 | 0.097696 | 0 | 0 | 0 | Fail TRC
[11 empty] | Commercial | Custom Incentives | Energy Star Ice Maker | Restaurants | New | 0.45114 | 0.67426 | 0.66909 | 0 | 0 | 0 | Fail RIM | [11 empty] | Commercial | Efficient Electric Heat Pump Rebates | Ceiling Insulation(R30 to R38) | Lodging/Hospitality | New | 0.064972 | 0.6511 | 0.099788 | 0 | 0 | 0 | Fail TRC
[11 empty] | Commercial | Custom Incentives | Energy Star Ice Maker | Retail | New | 0.43742 | 0.65286 | 0.67 | 0 | 0 | 0 | Fail RIM | [11 empty] | Commercial | Efficient Electric Heat Pump Rebates | Ceiling Insulation(R30 to R38) | Miscellaneous | New | 0.05282 | 0.54065 | 0.097696 | 0 | 0 | 0 | Fail TRC
[11 empty] | Commercial | Custom Incentives | Energy Star Ice Maker | Schools K-12 | New | 0.45114 | 0.67426 | 0.66909 | 0 | 0 | 0 | Fail RIM | [11 empty] | Commercial | Efficient Electric Heat Pump Rebates | Ceiling Insulation(R30 to R38) | Offices | New | 0.05282 | 0.54065 | 0.097696 | 0 | 0 | 0 | Fail TRC
[11 empty] | Commercial | Custom Incentives | Energy Star Ice Maker | Warehouse | New | 0.43742 | 0.65286 | 0.67 | 0 | 0 | 0 | Fail RIM | [11 empty] | Commercial | Efficient Electric Heat Pump Rebates | Ceiling Insulation(R30 to R38) | Restaurants | New | 0.059647 | 0.60448 | 0.098675 | 0 | 0 | 0 | Fail TRC
[11 empty] | Commercial | Custom Incentives | Energy Star Vending Machine | Assembly | Turnover | 0.73218 | 0.65057 | 1.1254 | 0 | 0 | 0 | Fail RIM | [11 empty] | Commercial | Efficient Electric Heat Pump Rebates | Ceiling Insulation(R30 to R38) | Retail | New | 0.059647 | 0.60448 | 0.098675 | 0 | 0 | 0 | Fail TRC
[11 empty] | Commercial | Custom Incentives | Energy Star Vending Machine | College and University | Turnover | 0.73294 | 0.65123 | 1.1255 | 0 | 0 | 0 | Fail RIM | [11 empty] | Commercial | Efficient Electric Heat Pump Rebates | Ceiling Insulation(R30 to R38) | Schools K-12 | New | 0.05282 | 0.54065 | 0.097696 | 0 | 0 | 0 | Fail TRC
[11 empty] | Commercial | Custom Incentives | Energy Star Vending Machine | Grocery | Turnover | 0.73218 | 0.65057 | 1.1254 | 0 | 0 | 0 | Fail RIM | [11 empty] | Commercial | Efficient Electric Heat Pump Rebates | Ceiling Insulation(R30 to R38) | Warehouse | New | 0.059669 | 0.60768 | 0.098193 | 0 | 0 | 0 | Fail TRC
[11 empty] | Commercial | Custom Incentives | Energy Star Vending Machine | Healthcare | Turnover | 0.73294 | 0.65123 | 1.1255 | 0 | 0 | 0 | Fail RIM | [11 empty] | Commercial | Cool/Reflective Roof Rebates | Cool Roof | Assembly | Existing | 0.086192 | 0.67707 | 0.1273 | 0 | 0 | 0 | Fail TRC
[11 empty] | Commercial | Custom Incentives | Energy Star Vending Machine | Hospitals | Turnover | 0.73294 | 0.65123 | 1.1255 | 0 | 0 | 0 | Fail RIM | [11 empty] | Commercial | Cool/Reflective Roof Rebates | Cool Roof | College and University | Existing | 0.086192 | 0.67707 | 0.1273 | 0 | 0 | 0 | Fail TRC
[11 empty] | Commercial | Custom Incentives | Energy Star Vending Machine | Institutional | Turnover | 0.73218 | 0.65057 | 1.1254 | 0 | 0 | 0 | Fail RIM | [11 empty] | Commercial | Cool/Reflective Roof Rebates | Cool Roof | Grocery | Existing | 0.086192 | 0.67707 | 0.1273 | 0 | 0 | 0 | Fail TRC
[11 empty] | Commercial | Custom Incentives | Energy Star Vending Machine | Lodging/Hospitality | Turnover | 0.73294 | 0.65123 | 1.1255 | 0 | 0 | 0 | Fail RIM | [11 empty] | Commercial | Cool/Reflective Roof Rebates | Cool Roof | Healthcare | Existing | 0.086192 | 0.67707 | 0.1273 | 0 | 0 | 0 | Fail TRC
[11 empty] | Commercial | Custom Incentives | Energy Star Vending Machine | Miscellaneous | Turnover | 0.73218 | 0.65057 | 1.1254 | 0 | 0 | 0 | Fail RIM | [11 empty] | Commercial | Cool/Reflective Roof Rebates | Cool Roof | Hospitals | Existing | 0.086192 | 0.67707 | 0.1273 | 0 | 0 | 0 | Fail TRC
[11 empty] | Commercial | Custom Incentives | Energy Star Vending Machine | Offices | Turnover | 0.73218 | 0.65057 | 1.1254 | 0 | 0 | 0 | Fail RIM | [11 empty] | Commercial | Cool/Reflective Roof Rebates | Cool Roof | Institutional | Existing | 0.086192 | 0.67707 | 0.1273 | 0 | 0 | 0 | Fail TRC
[11 empty] | Commercial | Custom Incentives | Energy Star Vending Machine | Restaurants | Turnover | 0.73294 | 0.65123 | 1.1255 | 0 | 0 | 0 | Fail RIM | [11 empty] | Commercial | Cool/Reflective Roof Rebates | Cool Roof | Lodging/Hospitality | Existing | 0.097726 | 0.76205 | 0.12824 | 0 | 0 | 0 | Fail TRC
[11 empty] | Commercial | Custom Incentives | Energy Star Vending Machine | Retail | Turnover | 0.73218 | 0.65057 | 1.1254 | 0 | 0 | 0 | Fail RIM | [11 empty] | Commercial | Cool/Reflective Roof Rebates | Cool Roof | Miscellaneous | Existing | 0.10294 | 0.82158 | 0.1253 | 0 | 0 | 0 | Fail TRC
[11 empty] | Commercial | Custom Incentives | Energy Star Vending Machine | Schools K-12 | Turnover | 0.73294 | 0.65123 | 1.1255 | 0 | 0 | 0 | Fail RIM | [11 empty] | Commercial | Cool/Reflective Roof Rebates | Cool Roof | Offices | Existing | 0.086192 | 0.67707 | 0.1273 | 0 | 0 | 0 | Fail TRC
[11 empty] | Commercial | Custom Incentives | Energy Star Vending Machine | Warehouse | Turnover | 0.73218 | 0.65057 | 1.1254 | 0 | 0 | 0 | Fail RIM | [11 empty] | Commercial | Cool/Reflective Roof Rebates | Cool Roof | Restaurants | Existing | 0.086192 | 0.67707 | 0.1273 | 0 | 0 | 0 | Fail TRC
[11 empty] | Commercial | Custom Incentives | Energy Star Vending Machine | Assembly | New | 0.73218 | 0.65057 | 1.1254 | 0 | 0 | 0 | Fail RIM | [11 empty] | Commercial | Cool/Reflective Roof Rebates | Cool Roof | Retail | Existing | 0.086192 | 0.67707 | 0.1273 | 0 | 0 | 0 | Fail TRC
[11 empty] | Commercial | Custom Incentives | Energy Star Vending Machine | College and University | New | 0.73294 | 0.65123 | 1.1255 | 0 | 0 | 0 | Fail RIM | [11 empty] | Commercial | Cool/Reflective Roof Rebates | Cool Roof | Schools K-12 | Existing | 0.086192 | 0.67707 | 0.1273 | 0 | 0 | 0 | Fail TRC
[11 empty] | Commercial | Custom Incentives | Energy Star Vending Machine | Grocery | New | 0.73218 | 0.65057 | 1.1254 | 0 | 0 | 0 | Fail RIM | [11 empty] | Commercial | Cool/Reflective Roof Rebates | Cool Roof | Warehouse | Existing | 0.10294 | 0.82158 | 0.1253 | 0 | 0 | 0 | Fail TRC
[11 empty] | Commercial | Custom Incentives | Energy Star Vending Machine | Healthcare | New | 0.73294 | 0.65123 | 1.1255 | 0 | 0 | 0 | Fail RIM | [11 empty] | Commercial | Cool/Reflective Roof Rebates | Cool Roof | Assembly | New | 0.085981 | 0.67707 | 0.12699 | 0 | 0 | 0 | Fail TRC
[11 empty] | Commercial | Custom Incentives | Energy Star Vending Machine | Hospitals | New | 0.73294 | 0.65123 | 1.1255 | 0 | 0 | 0 | Fail RIM | [11 empty] | Commercial | Cool/Reflective Roof Rebates | Cool Roof | College and University | New | 0.085981 | 0.67707 | 0.12699 | 0 | 0 | 0 | Fail TRC
[11 empty] | Commercial | Custom Incentives | Energy Star Vending Machine | Institutional | New | 0.73218 | 0.65057 | 1.1254 | 0 | 0 | 0 | Fail RIM | [11 empty] | Commercial | Cool/Reflective Roof Rebates | Cool Roof | Grocery | New | 0.085981 | 0.67707 | 0.12699 | 0 | 0 | 0 | Fail TRC
[11 empty] | Commercial | Custom Incentives | Energy Star Vending Machine | Lodging/Hospitality | New | 0.73294 | 0.65123 | 1.1255 | 0 | 0 | 0 | Fail RIM | [11 empty] | Commercial | Cool/Reflective Roof Rebates | Cool Roof | Healthcare | New | 0.085981 | 0.67707 | 0.12699 | 0 | 0 | 0 | Fail TRC
[11 empty] | Commercial | Custom Incentives | Energy Star Vending Machine | Miscellaneous | New | 0.73218 | 0.65057 | 1.1254 | 0 | 0 | 0 | Fail RIM | [11 empty] | Commercial | Cool/Reflective Roof Rebates | Cool Roof | Hospitals | New | 0.085981 | 0.67707 | 0.12699 | 0 | 0 | 0 | Fail TRC
[11 empty] | Commercial | Custom Incentives | Energy Star Vending Machine | Offices | New | 0.73218 | 0.65057 | 1.1254 | 0 | 0 | 0 | Fail RIM | [11 empty] | Commercial | Cool/Reflective Roof Rebates | Cool Roof | Institutional | New | 0.085981 | 0.67707 | 0.12699 | 0 | 0 | 0 | Fail TRC
[11 empty] | Commercial | Custom Incentives | Energy Star Vending Machine | Restaurants | New | 0.73294 | 0.65123 | 1.1255 | 0 | 0 | 0 | Fail RIM | [11 empty] | Commercial | Cool/Reflective Roof Rebates | Cool Roof | Lodging/Hospitality | New | 0.097487 | 0.76205 | 0.12793 | 0 | 0 | 0 | Fail TRC
[11 empty] | Commercial | Custom Incentives | Energy Star Vending Machine | Retail | New | 0.73218 | 0.65057 | 1.1254 | 0 | 0 | 0 | Fail RIM | [11 empty] | Commercial | Cool/Reflective Roof Rebates | Cool Roof | Miscellaneous | New | 0.10269 | 0.82158 | 0.12499 | 0 | 0 | 0 | Fail TRC
[11 empty] | Commercial | Custom Incentives | Energy Star Vending Machine | Schools K-12 | New | 0.73294 | 0.65123 | 1.1255 | 0 | 0 | 0 | Fail RIM | [11 empty] | Commercial | Cool/Reflective Roof Rebates | Cool Roof | Offices | New | 0.085981 | 0.67707 | 0.12699 | 0 | 0 | 0 | Fail TRC
[11 empty] | Commercial | Custom Incentives | Energy Star Vending Machine | Warehouse | New | 0.73218 | 0.65057 | 1.1254 | 0 | 0 | 0 | Fail RIM | [11 empty] | Commercial | Cool/Reflective Roof Rebates | Cool Roof | Restaurants | New | 0.085981 | 0.67707 | 0.12699 | 0 | 0 | 0 | Fail TRC
[11 empty] | Commercial | Custom Incentives | High Speed Fans | Assembly | Turnover | 1.5208 | 0.71448 | 2.1285 | 0 | 0 | 0 | Fail RIM | [11 empty] | Commercial | Cool/Reflective Roof Rebates | Cool Roof | Retail | New | 0.085981 | 0.67707 | 0.12699 | 0 | 0 | 0 | Fail TRC
[11 empty] | Commercial | Custom Incentives | High Speed Fans | College and University | Turnover | 1.4465 | 0.67994 | 2.1274 | 0 | 0 | 0 | Fail RIM | [11 empty] | Commercial | Cool/Reflective Roof Rebates | Cool Roof | Schools K-12 | New | 0.085981 | 0.67707 | 0.12699 | 0 | 0 | 0 | Fail TRC
[11 empty] | Commercial | Custom Incentives | High Speed Fans | Grocery | Turnover | 1.5208 | 0.71448 | 2.1285 | 0 | 0 | 0 | Fail RIM | [11 empty] | Commercial | Cool/Reflective Roof Rebates | Cool Roof | Warehouse | New | 0.10269 | 0.82158 | 0.12499 | 0 | 0 | 0 | Fail TRC
[11 empty] | Commercial | Custom Incentives | High Speed Fans | Healthcare | Turnover | 1.4465 | 0.67994 | 2.1274 | 0 | 0 | 0 | Fail RIM | [11 empty] | Commercial | Duct Repair/Replacement Rebates | Duct Insulation | Assembly | Existing | 0.039724 | 0.66286 | 0.059928 | 0 | 0 | 0 | Fail TRC
[11 empty] | Commercial | Custom Incentives | High Speed Fans | Hospitals | Turnover | 1.4465 | 0.67994 | 2.1274 | 0 | 0 | 0 | Fail RIM | [11 empty] | Commercial | Duct Repair/Replacement Rebates | Duct Insulation | College and University | Existing | 0.060201 | 0.66286 | 0.090819 | 0 | 0 | 0 | Fail TRC
[11 empty] | Commercial | Custom Incentives | High Speed Fans | Institutional | Turnover | 1.5208 | 0.71448 | 2.1285 | 0 | 0 | 0 | Fail RIM | [11 empty] | Commercial | Duct Repair/Replacement Rebates | Duct Insulation | Grocery | Existing | 0.39109 | 0.66286 | 0.59 | 0 | 0 | 0 | Fail TRC
[11 empty] | Commercial | Custom Incentives | High Speed Fans | Lodging/Hospitality | Turnover | 1.4465 | 0.67994 | 2.1274 | 0 | 0 | 0 | Fail RIM | [11 empty] | Commercial | Duct Repair/Replacement Rebates | Duct Insulation | Healthcare | Existing | 0.15986 | 0.66286 | 0.24116 | 0 | 0 | 0 | Fail TRC
[11 empty] | Commercial | Custom Incentives | High Speed Fans | Miscellaneous | Turnover | 1.5208 | 0.71448 | 2.1285 | 0 | 0 | 0 | Fail RIM | [11 empty] | Commercial | Duct Repair/Replacement Rebates | Duct Insulation | Hospitals | Existing | 0.15986 | 0.66286 | 0.24116 | 0 | 0 | 0 | Fail TRC
[11 empty] | Commercial | Custom Incentives | High Speed Fans | Offices | Turnover | 1.5208 | 0.71448 | 2.1285 | 0 | 0 | 0 | Fail RIM | [11 empty] | Commercial | Duct Repair/Replacement Rebates | Duct Insulation | Institutional | Existing | 0.18023 | 0.66286 | 0.2719 | 0 | 0 | 0 | Fail TRC
[11 empty] | Commercial | Custom Incentives | High Speed Fans | Restaurants | Turnover | 1.4465 | 0.67994 | 2.1274 | 0 | 0 | 0 | Fail RIM | [11 empty] | Commercial | Duct Repair/Replacement Rebates | Duct Insulation | Lodging/Hospitality | Existing | 0.090227 | 0.66286 | 0.13612 | 0 | 0 | 0 | Fail TRC
[11 empty] | Commercial | Custom Incentives | High Speed Fans | Retail | Turnover | 1.5208 | 0.71448 | 2.1285 | 0 | 0 | 0 | Fail RIM | [11 empty] | Commercial | Duct Repair/Replacement Rebates | Duct Insulation | Miscellaneous | Existing | 0.12279 | 0.66286 | 0.18524 | 0 | 0 | 0 | Fail TRC
[11 empty] | Commercial | Custom Incentives | High Speed Fans | Schools K-12 | Turnover | 1.4465 | 0.67994 | 2.1274 | 0 | 0 | 0 | Fail RIM | [11 empty] | Commercial | Duct Repair/Replacement Rebates | Duct Insulation | Offices | Existing | 0.16494 | 0.66286 | 0.24883 | 0 | 0 | 0 | Fail TRC
[11 empty] | Commercial | Custom Incentives | High Speed Fans | Warehouse | Turnover | 1.5208 | 0.71448 | 2.1285 | 0 | 0 | 0 | Fail RIM | [11 empty] | Commercial | Duct Repair/Replacement Rebates | Duct Insulation | Restaurants | Existing | 0.37799 | 0.66286 | 0.57024 | 0 | 0 | 0 | Fail TRC
[11 empty] | Commercial | Custom Incentives | High Speed Fans | Assembly | New | 1.5208 | 0.71448 | 2.1285 | 0 | 0 | 0 | Fail RIM | [11 empty] | Commercial | Duct Repair/Replacement Rebates | Duct Insulation | Retail | Existing | 0.073284 | 0.66286 | 0.11056 | 0 | 0 | 0 | Fail TRC
[11 empty] | Commercial | Custom Incentives | High Speed Fans | College and University | New | 1.4465 | 0.67994 | 2.1274 | 0 | 0 | 0 | Fail RIM | [11 empty] | Commercial | Duct Repair/Replacement Rebates | Duct Insulation | Schools K-12 | Existing | 0.060201 | 0.66286 | 0.090819 | 0 | 0 | 0 | Fail TRC
[11 empty] | Commercial | Custom Incentives | High Speed Fans | Grocery | New | 1.5208 | 0.71448 | 2.1285 | 0 | 0 | 0 | Fail RIM | [11 empty] | Commercial | Duct Repair/Replacement Rebates | Duct Insulation | Warehouse | Existing | 0.019382 | 0.66286 | 0.029239 | 0 | 0 | 0 | Fail TRC
[11 empty] | Commercial | Custom Incentives | High Speed Fans | Healthcare | New | 1.4465 | 0.67994 | 2.1274 | 0 | 0 | 0 | Fail RIM | [11 empty] | Commercial | Duct Repair/Replacement Rebates | Duct Insulation | Assembly | New | 0.039724 | 0.66286 | 0.059928 | 0 | 0 | 0 | Fail TRC
[11 empty] | Commercial | Custom Incentives | High Speed Fans | Hospitals | New | 1.4465 | 0.67994 | 2.1274 | 0 | 0 | 0 | Fail RIM | [11 empty] | Commercial | Duct Repair/Replacement Rebates | Duct Insulation | College and University | New | 0.060201 | 0.66286 | 0.090819 | 0 | 0 | 0 | Fail TRC
[11 empty] | Commercial | Custom Incentives | High Speed Fans | Institutional | New | 1.5208 | 0.71448 | 2.1285 | 0 | 0 | 0 | Fail RIM | [11 empty] | Commercial | Duct Repair/Replacement Rebates | Duct Insulation | Grocery | New | 0.39109 | 0.66286 | 0.59 | 0 | 0 | 0 | Fail TRC
[11 empty] | Commercial | Custom Incentives | High Speed Fans | Lodging/Hospitality | New | 1.4465 | 0.67994 | 2.1274 | 0 | 0 | 0 | Fail RIM | [11 empty] | Commercial | Duct Repair/Replacement Rebates | Duct Insulation | Healthcare | New | 0.15986 | 0.66286 | 0.24116 | 0 | 0 | 0 | Fail TRC
[11 empty] | Commercial | Custom Incentives | High Speed Fans | Miscellaneous | New | 1.5208 | 0.71448 | 2.1285 | 0 | 0 | 0 | Fail RIM | [11 empty] | Commercial | Duct Repair/Replacement Rebates | Duct Insulation | Hospitals | New | 0.15986 | 0.66286 | 0.24116 | 0 | 0 | 0 | Fail TRC
[11 empty] | Commercial | Custom Incentives | High Speed Fans | Offices | New | 1.5208 | 0.71448 | 2.1285 | 0 | 0 | 0 | Fail RIM | [11 empty] | Commercial | Duct Repair/Replacement Rebates | Duct Insulation | Institutional | New | 0.18023 | 0.66286 | 0.2719 | 0 | 0 | 0 | Fail TRC
[11 empty] | Commercial | Custom Incentives | High Speed Fans | Restaurants | New | 1.4465 | 0.67994 | 2.1274 | 0 | 0 | 0 | Fail RIM | [11 empty] | Commercial | Duct Repair/Replacement Rebates | Duct Insulation | Lodging/Hospitality | New | 0.090227 | 0.66286 | 0.13612 | 0 | 0 | 0 | Fail TRC
[11 empty] | Commercial | Custom Incentives | High Speed Fans | Retail | New | 1.5208 | 0.71448 | 2.1285 | 0 | 0 | 0 | Fail RIM | [11 empty] | Commercial | Duct Repair/Replacement Rebates | Duct Insulation | Miscellaneous | New | 0.12279 | 0.66286 | 0.18524 | 0 | 0 | 0 | Fail TRC
[11 empty] | Commercial | Custom Incentives | High Speed Fans | Schools K-12 | New | 1.4465 | 0.67994 | 2.1274 | 0 | 0 | 0 | Fail RIM | [11 empty] | Commercial | Duct Repair/Replacement Rebates | Duct Insulation | Offices | New | 0.16494 | 0.66286 | 0.24883 | 0 | 0 | 0 | Fail TRC
[11 empty] | Commercial | Custom Incentives | High Speed Fans | Warehouse | New | 1.5208 | 0.71448 | 2.1285 | 0 | 0 | 0 | Fail RIM | [11 empty] | Commercial | Duct Repair/Replacement Rebates | Duct Insulation | Restaurants | New | 0.37799 | 0.66286 | 0.57024 | 0 | 0 | 0 | Fail TRC
[11 empty] | Commercial | Custom Incentives | Drain Water Heat Recovery | Assembly | Existing | 0.088881 | 0.69365 | 0.12813 | 0 | 0 | 0 | Fail RIM | [11 empty] | Commercial | Duct Repair/Replacement Rebates | Duct Insulation | Retail | New | 0.073284 | 0.66286 | 0.11056 | 0 | 0 | 0 | Fail TRC
[11 empty] | Commercial | Custom Incentives | Drain Water Heat Recovery | College and University | Existing | 0.19026 | 0.65049 | 0.29249 | 0 | 0 | 0 | Fail RIM | [11 empty] | Commercial | Duct Repair/Replacement Rebates | Duct Insulation | Schools K-12 | New | 0.060201 | 0.66286 | 0.090819 | 0 | 0 | 0 | Fail TRC
[11 empty] | Commercial | Custom Incentives | Drain Water Heat Recovery | Grocery | Existing | 0.16352 | 0.64439 | 0.25377 | 0 | 0 | 0 | Fail RIM | [11 empty] | Commercial | Duct Repair/Replacement Rebates | Duct Insulation | Warehouse | New | 0.019382 | 0.66286 | 0.029239 | 0 | 0 | 0 | Fail TRC
[11 empty] | Commercial | Custom Incentives | Drain Water Heat Recovery | Healthcare | Existing | 0.11851 | 0.69365 | 0.17085 | 0 | 0 | 0 | Fail RIM | [11 empty] | Commercial | Duct Repair/Replacement Rebates | Duct Sealing Repair | Grocery | Existing | 19.745 | 0.65534 | 30.1292 | 0 | 0 | 0 | Fail 2-year Threshold
[11 empty] | Commercial | Custom Incentives | Drain Water Heat Recovery | Hospitals | Existing | 0.22243 | 0.65049 | 0.34195 | 0 | 0 | 0 | Fail RIM | [11 empty] | Commercial | Duct Repair/Replacement Rebates | Duct Sealing Repair | Healthcare | Existing | 8.0707 | 0.65534 | 12.3152 | 0 | 0 | 0 | Fail 2-year Threshold
[11 empty] | Commercial | Custom Incentives | Drain Water Heat Recovery | Institutional | Existing | 0.28442 | 0.69365 | 0.41003 | 0 | 0 | 0 | Fail RIM | [11 empty] | Commercial | Duct Repair/Replacement Rebates | Duct Sealing Repair | Hospitals | Existing | 8.0707 | 0.65534 | 12.3152 | 0 | 0 | 0 | Fail 2-year Threshold
[11 empty] | Commercial | Custom Incentives | Drain Water Heat Recovery | Lodging/Hospitality | Existing | 0.26164 | 0.64439 | 0.40603 | 0 | 0 | 0 | Fail RIM | [11 empty] | Commercial | Duct Repair/Replacement Rebates | Duct Sealing Repair | Institutional | Existing | 9.0994 | 0.65534 | 13.8849 | 0 | 0 | 0 | Fail 2-year Threshold
[11 empty] | Commercial | Custom Incentives | Drain Water Heat Recovery | Miscellaneous | Existing | 0.26664 | 0.69365 | 0.3844 | 0 | 0 | 0 | Fail RIM | [11 empty] | Commercial | Duct Repair/Replacement Rebates | Duct Sealing Repair | Lodging/Hospitality | Existing | 4.5553 | 0.65534 | 6.951 | 0 | 0 | 0 | Fail 2-year Threshold
[11 empty] | Commercial | Custom Incentives | Drain Water Heat Recovery | Offices | Existing | 0.24689 | 0.69365 | 0.35593 | 0 | 0 | 0 | Fail RIM | [11 empty] | Commercial | Duct Repair/Replacement Rebates | Duct Sealing Repair | Miscellaneous | Existing | 6.1993 | 0.65534 | 9.4596 | 0 | 0 | 0 | Fail 2-year Threshold
[11 empty] | Commercial | Custom Incentives | Drain Water Heat Recovery | Restaurants | Existing | 0.13627 | 0.64439 | 0.21147 | 0 | 0 | 0 | Fail RIM | [11 empty] | Commercial | Duct Repair/Replacement Rebates | Duct Sealing Repair | Offices | Existing | 8.3274 | 0.65534 | 12.7069 | 0 | 0 | 0 | Fail 2-year Threshold
[11 empty] | Commercial | Custom Incentives | Drain Water Heat Recovery | Retail | Existing | 0.16189 | 0.64439 | 0.25123 | 0 | 0 | 0 | Fail RIM | [11 empty] | Commercial | Duct Repair/Replacement Rebates | Duct Sealing Repair | Restaurants | Existing | 19.0836 | 0.65534 | 29.1199 | 0 | 0 | 0 | Fail 2-year Threshold
[11 empty] | Commercial | Custom Incentives | Drain Water Heat Recovery | Schools K-12 | Existing | 0.037034 | 0.69365 | 0.053391 | 0 | 0 | 0 | Fail RIM | [11 empty] | Commercial | Duct Repair/Replacement Rebates | Duct Sealing Repair | Retail | Existing | 3.6999 | 0.65534 | 5.6458 | 0 | 0 | 0 | Fail 2-year Threshold
[11 empty] | Commercial | Custom Incentives | Drain Water Heat Recovery | Warehouse | Existing | 0.17776 | 0.69365 | 0.25627 | 0 | 0 | 0 | Fail RIM | [11 empty] | Commercial | Duct Repair/Replacement Rebates | Duct Sealing Repair | Warehouse | Existing | 0.97852 | 0.65534 | 1.4931 | 0 | 0 | 0 | Fail TRC
[11 empty] | Commercial | Custom Incentives | Drain Water Heat Recovery | Assembly | New | 0.085024 | 0.69365 | 0.12258 | 0 | 0 | 0 | Fail RIM | [11 empty] | Commercial | Duct Repair/Replacement Rebates | Duct Sealing Repair | Grocery | New | 19.745 | 0.65534 | 30.1292 | 0 | 0 | 0 | Fail 2-year Threshold
[11 empty] | Commercial | Custom Incentives | Drain Water Heat Recovery | College and University | New | 0.18201 | 0.65049 | 0.2798 | 0 | 0 | 0 | Fail RIM | [11 empty] | Commercial | Duct Repair/Replacement Rebates | Duct Sealing Repair | Healthcare | New | 8.0707 | 0.65534 | 12.3152 | 0 | 0 | 0 | Fail 2-year Threshold
[11 empty] | Commercial | Custom Incentives | Drain Water Heat Recovery | Grocery | New | 0.15643 | 0.64439 | 0.24276 | 0 | 0 | 0 | Fail RIM | [11 empty] | Commercial | Duct Repair/Replacement Rebates | Duct Sealing Repair | Hospitals | New | 8.0707 | 0.65534 | 12.3152 | 0 | 0 | 0 | Fail 2-year Threshold
[11 empty] | Commercial | Custom Incentives | Drain Water Heat Recovery | Healthcare | New | 0.11337 | 0.69365 | 0.16343 | 0 | 0 | 0 | Fail RIM | [11 empty] | Commercial | Duct Repair/Replacement Rebates | Duct Sealing Repair | Institutional | New | 9.0994 | 0.65534 | 13.8849 | 0 | 0 | 0 | Fail 2-year Threshold
[11 empty] | Commercial | Custom Incentives | Drain Water Heat Recovery | Hospitals | New | 0.21278 | 0.65049 | 0.32711 | 0 | 0 | 0 | Fail RIM | [11 empty] | Commercial | Duct Repair/Replacement Rebates | Duct Sealing Repair | Lodging/Hospitality | New | 4.5553 | 0.65534 | 6.951 | 0 | 0 | 0 | Fail 2-year Threshold
[11 empty] | Commercial | Custom Incentives | Drain Water Heat Recovery | Institutional | New | 0.27208 | 0.69365 | 0.39224 | 0 | 0 | 0 | Fail RIM | [11 empty] | Commercial | Duct Repair/Replacement Rebates | Duct Sealing Repair | Miscellaneous | New | 6.1993 | 0.65534 | 9.4596 | 0 | 0 | 0 | Fail 2-year Threshold
[11 empty] | Commercial | Custom Incentives | Drain Water Heat Recovery | Lodging/Hospitality | New | 0.25029 | 0.64439 | 0.38841 | 0 | 0 | 0 | Fail RIM | [11 empty] | Commercial | Duct Repair/Replacement Rebates | Duct Sealing Repair | Offices | New | 8.3274 | 0.65534 | 12.7069 | 0 | 0 | 0 | Fail 2-year Threshold
[11 empty] | Commercial | Custom Incentives | Drain Water Heat Recovery | Miscellaneous | New | 0.25507 | 0.69365 | 0.36773 | 0 | 0 | 0 | Fail RIM | [11 empty] | Commercial | Duct Repair/Replacement Rebates | Duct Sealing Repair | Restaurants | New | 19.0836 | 0.65534 | 29.1199 | 0 | 0 | 0 | Fail 2-year Threshold
[11 empty] | Commercial | Custom Incentives | Drain Water Heat Recovery | Offices | New | 0.23618 | 0.69365 | 0.34049 | 0 | 0 | 0 | Fail RIM | [11 empty] | Commercial | Duct Repair/Replacement Rebates | Duct Sealing Repair | Retail | New | 3.6999 | 0.65534 | 5.6458 | 0 | 0 | 0 | Fail 2-year Threshold
[11 empty] | Commercial | Custom Incentives | Drain Water Heat Recovery | Restaurants | New | 0.13036 | 0.64439 | 0.2023 | 0 | 0 | 0 | Fail RIM | [11 empty] | Commercial | Duct Repair/Replacement Rebates | Duct Sealing Repair | Warehouse | New | 0.97852 | 0.65534 | 1.4931 | 0 | 0 | 0 | Fail TRC
[11 empty] | Commercial | Custom Incentives | Drain Water Heat Recovery | Retail | New | 0.15487 | 0.64439 | 0.24033 | 0 | 0 | 0 | Fail RIM | [11 empty] | Commercial | Custom Incentives | ECM Motors on Furnaces | Miscellaneous | Existing | 0.72652 | 0.68991 | 1.0531 | 0 | 0 | 0 | Fail TRC
[11 empty] | Commercial | Custom Incentives | Drain Water Heat Recovery | Schools K-12 | New | 0.035428 | 0.69365 | 0.051074 | 0 | 0 | 0 | Fail RIM | [11 empty] | Commercial | Custom Incentives | ECM Motors on Furnaces | Offices | Existing | 0.76864 | 0.68991 | 1.1141 | 0 | 0 | 0 | Fail TRC
[11 empty] | Commercial | Custom Incentives | Drain Water Heat Recovery | Warehouse | New | 0.17005 | 0.69365 | 0.24515 | 0 | 0 | 0 | Fail RIM | [11 empty] | Commercial | Custom Incentives | ECM Motors on Furnaces | Restaurants | Existing | 4.4998 | 0.63957 | 7.0357 | 0 | 0 | 0 | Fail 2-year Threshold
[11 empty] | Commercial | Efficiency Delivered | Faucet Aerator | Assembly | Existing | 5.7853 | 0.68488 | 8.4471 | 0 | 0 | 0 | Fail RIM | [11 empty] | Commercial | Custom Incentives | ECM Motors on Furnaces | Warehouse | Existing | 0.72652 | 0.68991 | 1.0531 | 0 | 0 | 0 | Fail TRC
[11 empty] | Commercial | Efficiency Delivered | Faucet Aerator | College and University | Existing | 5.4985 | 0.65503 | 8.3942 | 0 | 0 | 0 | Fail RIM | [11 empty] | Commercial | Custom Incentives | ECM Motors on Furnaces | Miscellaneous | New | 0.72652 | 0.68991 | 1.0531 | 0 | 0 | 0 | Fail TRC
[11 empty] | Commercial | Efficiency Delivered | Faucet Aerator | Grocery | Existing | 5.5083 | 0.65759 | 8.3764 | 0 | 0 | 0 | Fail RIM | [11 empty] | Commercial | Custom Incentives | ECM Motors on Furnaces | Offices | New | 0.76864 | 0.68991 | 1.1141 | 0 | 0 | 0 | Fail TRC
[11 empty] | Commercial | Efficiency Delivered | Faucet Aerator | Healthcare | Existing | 5.7853 | 0.68488 | 8.4471 | 0 | 0 | 0 | Fail RIM | [11 empty] | Commercial | Custom Incentives | ECM Motors on Furnaces | Restaurants | New | 4.4998 | 0.63957 | 7.0357 | 0 | 0 | 0 | Fail 2-year Threshold
[11 empty] | Commercial | Efficiency Delivered | Faucet Aerator | Hospitals | Existing | 5.4985 | 0.65503 | 8.3942 | 0 | 0 | 0 | Fail RIM | [11 empty] | Commercial | Custom Incentives | ECM Motors on Furnaces | Warehouse | New | 0.72652 | 0.68991 | 1.0531 | 0 | 0 | 0 | Fail TRC
[11 empty] | Commercial | Efficiency Delivered | Faucet Aerator | Institutional | Existing | 5.7853 | 0.68488 | 8.4471 | 0 | 0 | 0 | Fail RIM | [11 empty] | Commercial | Custom Incentives | Energy Recovery Ventilation System (ERV) | Assembly | Existing | 0.059945 | 0.767 | 0.078155 | 0 | 0 | 0 | Fail TRC
[11 empty] | Commercial | Efficiency Delivered | Faucet Aerator | Lodging/Hospitality | Existing | 5.5083 | 0.65759 | 8.3764 | 0 | 0 | 0 | Fail RIM | [11 empty] | Commercial | Custom Incentives | Energy Recovery Ventilation System (ERV) | College and University | Existing | 0.051001 | 0.767 | 0.066494 | 0 | 0 | 0 | Fail TRC
[11 empty] | Commercial | Efficiency Delivered | Faucet Aerator | Miscellaneous | Existing | 5.7853 | 0.68488 | 8.4471 | 0 | 0 | 0 | Fail RIM | [11 empty] | Commercial | Custom Incentives | Energy Recovery Ventilation System (ERV) | Grocery | Existing | 0.32146 | 0.767 | 0.41911 | 0 | 0 | 0 | Fail TRC
[11 empty] | Commercial | Efficiency Delivered | Faucet Aerator | Offices | Existing | 5.7853 | 0.68488 | 8.4471 | 0 | 0 | 0 | Fail RIM | [11 empty] | Commercial | Custom Incentives | Energy Recovery Ventilation System (ERV) | Healthcare | Existing | 0.13139 | 0.767 | 0.17131 | 0 | 0 | 0 | Fail TRC
[11 empty] | Commercial | Efficiency Delivered | Faucet Aerator | Restaurants | Existing | 5.5083 | 0.65759 | 8.3764 | 0 | 0 | 0 | Fail RIM | [11 empty] | Commercial | Custom Incentives | Energy Recovery Ventilation System (ERV) | Hospitals | Existing | 0.13139 | 0.767 | 0.17131 | 0 | 0 | 0 | Fail TRC
[11 empty] | Commercial | Efficiency Delivered | Faucet Aerator | Retail | Existing | 5.5083 | 0.65759 | 8.3764 | 0 | 0 | 0 | Fail RIM | [11 empty] | Commercial | Custom Incentives | Energy Recovery Ventilation System (ERV) | Institutional | Existing | 0.14814 | 0.767 | 0.19314 | 0 | 0 | 0 | Fail TRC
[11 empty] | Commercial | Efficiency Delivered | Faucet Aerator | Schools K-12 | Existing | 5.7853 | 0.68488 | 8.4471 | 0 | 0 | 0 | Fail RIM | [11 empty] | Commercial | Custom Incentives | Energy Recovery Ventilation System (ERV) | Lodging/Hospitality | Existing | 0.074162 | 0.767 | 0.096691 | 0 | 0 | 0 | Fail TRC
[11 empty] | Commercial | Efficiency Delivered | Faucet Aerator | Warehouse | Existing | 5.7853 | 0.68488 | 8.4471 | 0 | 0 | 0 | Fail RIM | [11 empty] | Commercial | Custom Incentives | Energy Recovery Ventilation System (ERV) | Miscellaneous | Existing | 0.10096 | 0.767 | 0.13163 | 0 | 0 | 0 | Fail TRC
[11 empty] | Commercial | Efficiency Delivered | Faucet Aerator | Assembly | New | 5.7853 | 0.68488 | 8.4471 | 0 | 0 | 0 | Fail RIM | [11 empty] | Commercial | Custom Incentives | Energy Recovery Ventilation System (ERV) | Offices | Existing | 0.083514 | 0.767 | 0.10888 | 0 | 0 | 0 | Fail TRC
[11 empty] | Commercial | Efficiency Delivered | Faucet Aerator | College and University | New | 5.4985 | 0.65503 | 8.3942 | 0 | 0 | 0 | Fail RIM | [11 empty] | Commercial | Custom Incentives | Energy Recovery Ventilation System (ERV) | Restaurants | Existing | 0.34086 | 0.767 | 0.44441 | 0 | 0 | 0 | Fail TRC
[11 empty] | Commercial | Efficiency Delivered | Faucet Aerator | Grocery | New | 5.5083 | 0.65759 | 8.3764 | 0 | 0 | 0 | Fail RIM | [11 empty] | Commercial | Custom Incentives | Energy Recovery Ventilation System (ERV) | Retail | Existing | 0.075666 | 0.767 | 0.098652 | 0 | 0 | 0 | Fail TRC
[11 empty] | Commercial | Efficiency Delivered | Faucet Aerator | Healthcare | New | 5.7853 | 0.68488 | 8.4471 | 0 | 0 | 0 | Fail RIM | [11 empty] | Commercial | Custom Incentives | Energy Recovery Ventilation System (ERV) | Schools K-12 | Existing | 0.051001 | 0.767 | 0.066494 | 0 | 0 | 0 | Fail TRC
[11 empty] | Commercial | Efficiency Delivered | Faucet Aerator | Hospitals | New | 5.4985 | 0.65503 | 8.3942 | 0 | 0 | 0 | Fail RIM | [11 empty] | Commercial | Custom Incentives | Energy Recovery Ventilation System (ERV) | Warehouse | Existing | 0.015931 | 0.767 | 0.02077 | 0 | 0 | 0 | Fail TRC
[11 empty] | Commercial | Efficiency Delivered | Faucet Aerator | Institutional | New | 5.7853 | 0.68488 | 8.4471 | 0 | 0 | 0 | Fail RIM | [11 empty] | Commercial | Custom Incentives | Energy Recovery Ventilation System (ERV) | Assembly | New | 0.059945 | 0.767 | 0.078155 | 0 | 0 | 0 | Fail TRC
[11 empty] | Commercial | Efficiency Delivered | Faucet Aerator | Lodging/Hospitality | New | 5.5083 | 0.65759 | 8.3764 | 0 | 0 | 0 | Fail RIM | [11 empty] | Commercial | Custom Incentives | Energy Recovery Ventilation System (ERV) | College and University | New | 0.051001 | 0.767 | 0.066494 | 0 | 0 | 0 | Fail TRC
[11 empty] | Commercial | Efficiency Delivered | Faucet Aerator | Miscellaneous | New | 5.7853 | 0.68488 | 8.4471 | 0 | 0 | 0 | Fail RIM | [11 empty] | Commercial | Custom Incentives | Energy Recovery Ventilation System (ERV) | Grocery | New | 0.32146 | 0.767 | 0.41911 | 0 | 0 | 0 | Fail TRC
[11 empty] | Commercial | Efficiency Delivered | Faucet Aerator | Offices | New | 5.7853 | 0.68488 | 8.4471 | 0 | 0 | 0 | Fail RIM | [11 empty] | Commercial | Custom Incentives | Energy Recovery Ventilation System (ERV) | Healthcare | New | 0.13139 | 0.767 | 0.17131 | 0 | 0 | 0 | Fail TRC
[11 empty] | Commercial | Efficiency Delivered | Faucet Aerator | Restaurants | New | 5.5083 | 0.65759 | 8.3764 | 0 | 0 | 0 | Fail RIM | [11 empty] | Commercial | Custom Incentives | Energy Recovery Ventilation System (ERV) | Hospitals | New | 0.13139 | 0.767 | 0.17131 | 0 | 0 | 0 | Fail TRC
[11 empty] | Commercial | Efficiency Delivered | Faucet Aerator | Retail | New | 5.5083 | 0.65759 | 8.3764 | 0 | 0 | 0 | Fail RIM | [11 empty] | Commercial | Custom Incentives | Energy Recovery Ventilation System (ERV) | Institutional | New | 0.14814 | 0.767 | 0.19314 | 0 | 0 | 0 | Fail TRC
[11 empty] | Commercial | Efficiency Delivered | Faucet Aerator | Schools K-12 | New | 5.7853 | 0.68488 | 8.4471 | 0 | 0 | 0 | Fail RIM | [11 empty] | Commercial | Custom Incentives | Energy Recovery Ventilation System (ERV) | Lodging/Hospitality | New | 0.074162 | 0.767 | 0.096691 | 0 | 0 | 0 | Fail TRC
[11 empty] | Commercial | Efficiency Delivered | Faucet Aerator | Warehouse | New | 5.7853 | 0.68488 | 8.4471 | 0 | 0 | 0 | Fail RIM | [11 empty] | Commercial | Custom Incentives | Energy Recovery Ventilation System (ERV) | Miscellaneous | New | 0.10096 | 0.767 | 0.13163 | 0 | 0 | 0 | Fail TRC
[11 empty] | Commercial | Custom Incentives | Hot Water Circulation Pump Control | Assembly | Existing | 1.0006 | 0.63266 | 1.5816 | 0 | 0 | 0 | Fail RIM | [11 empty] | Commercial | Custom Incentives | Energy Recovery Ventilation System (ERV) | Offices | New | 0.083514 | 0.767 | 0.10888 | 0 | 0 | 0 | Fail TRC
[11 empty] | Commercial | Custom Incentives | Hot Water Circulation Pump Control | College and University | Existing | 1.0483 | 0.66006 | 1.5882 | 0 | 0 | 0 | Fail RIM | [11 empty] | Commercial | Custom Incentives | Energy Recovery Ventilation System (ERV) | Restaurants | New | 0.34086 | 0.767 | 0.44441 | 0 | 0 | 0 | Fail TRC
[11 empty] | Commercial | Custom Incentives | Hot Water Circulation Pump Control | Grocery | Existing | 0.92609 | 0.58706 | 1.5775 | 0 | 0 | 0 | Fail RIM | [11 empty] | Commercial | Custom Incentives | Energy Recovery Ventilation System (ERV) | Retail | New | 0.075666 | 0.767 | 0.098652 | 0 | 0 | 0 | Fail TRC
[11 empty] | Commercial | Custom Incentives | Hot Water Circulation Pump Control | Healthcare | Existing | 1.0006 | 0.63266 | 1.5816 | 0 | 0 | 0 | Fail RIM | [11 empty] | Commercial | Custom Incentives | Energy Recovery Ventilation System (ERV) | Schools K-12 | New | 0.051001 | 0.767 | 0.066494 | 0 | 0 | 0 | Fail TRC
[11 empty] | Commercial | Custom Incentives | Hot Water Circulation Pump Control | Hospitals | Existing | 1.0483 | 0.66006 | 1.5882 | 0 | 0 | 0 | Fail RIM | [11 empty] | Commercial | Custom Incentives | Energy Recovery Ventilation System (ERV) | Warehouse | New | 0.015931 | 0.767 | 0.02077 | 0 | 0 | 0 | Fail TRC
[11 empty] | Commercial | Custom Incentives | Hot Water Circulation Pump Control | Institutional | Existing | 1.0006 | 0.63266 | 1.5816 | 0 | 0 | 0 | Fail RIM | [11 empty] | Commercial | Custom Incentives | Facility Energy Management System | Assembly | Existing | 0.97947 | 0.68383 | 1.4323 | 0 | 0 | 0 | Fail TRC
[11 empty] | Commercial | Custom Incentives | Hot Water Circulation Pump Control | Lodging/Hospitality | Existing | 0.92609 | 0.58706 | 1.5775 | 0 | 0 | 0 | Fail RIM | [11 empty] | Commercial | Custom Incentives | Facility Energy Management System | Grocery | Existing | 9.6641 | 0.68344 | 14.1405 | 0 | 0 | 0 | Fail 2-year Threshold
[11 empty] | Commercial | Custom Incentives | Hot Water Circulation Pump Control | Miscellaneous | Existing | 1.0006 | 0.63266 | 1.5816 | 0 | 0 | 0 | Fail RIM | [11 empty] | Commercial | Custom Incentives | Facility Energy Management System | Healthcare | Existing | 3.9416 | 0.68383 | 5.7639 | 0 | 0 | 0 | Fail 2-year Threshold
[11 empty] | Commercial | Custom Incentives | Hot Water Circulation Pump Control | Offices | Existing | 1.0006 | 0.63266 | 1.5816 | 0 | 0 | 0 | Fail RIM | [11 empty] | Commercial | Custom Incentives | Facility Energy Management System | Hospitals | Existing | 3.7786 | 0.65774 | 5.7448 | 0 | 0 | 0 | Fail 2-year Threshold
[11 empty] | Commercial | Custom Incentives | Hot Water Circulation Pump Control | Restaurants | Existing | 0.92609 | 0.58706 | 1.5775 | 0 | 0 | 0 | Fail RIM | [11 empty] | Commercial | Custom Incentives | Facility Energy Management System | Institutional | Existing | 4.444 | 0.68383 | 6.4986 | 0 | 0 | 0 | Fail 2-year Threshold
[11 empty] | Commercial | Custom Incentives | Hot Water Circulation Pump Control | Retail | Existing | 0.92609 | 0.58706 | 1.5775 | 0 | 0 | 0 | Fail RIM | [11 empty] | Commercial | Custom Incentives | Facility Energy Management System | Offices | Existing | 4.0669 | 0.68383 | 5.9473 | 0 | 0 | 0 | Fail 2-year Threshold
[11 empty] | Commercial | Custom Incentives | Hot Water Circulation Pump Control | Schools K-12 | Existing | 1.0006 | 0.63266 | 1.5816 | 0 | 0 | 0 | Fail RIM | [11 empty] | Commercial | Custom Incentives | Facility Energy Management System | Restaurants | Existing | 9.3404 | 0.68344 | 13.6668 | 0 | 0 | 0 | Fail 2-year Threshold
[11 empty] | Commercial | Custom Incentives | Hot Water Circulation Pump Control | Warehouse | Existing | 1.0006 | 0.63266 | 1.5816 | 0 | 0 | 0 | Fail RIM | [11 empty] | Commercial | Custom Incentives | Facility Energy Management System | Warehouse | Existing | 0.47789 | 0.68383 | 0.69884 | 0 | 0 | 0 | Fail TRC
[11 empty] | Commercial | Custom Incentives | Hot Water Circulation Pump Control | Assembly | New | 1.0006 | 0.63266 | 1.5816 | 0 | 0 | 0 | Fail RIM | [11 empty] | Commercial | Custom Incentives | Facility Energy Management System | Assembly | New | 0.97947 | 0.68383 | 1.4323 | 0 | 0 | 0 | Fail TRC
[11 empty] | Commercial | Custom Incentives | Hot Water Circulation Pump Control | College and University | New | 1.0483 | 0.66006 | 1.5882 | 0 | 0 | 0 | Fail RIM | [11 empty] | Commercial | Custom Incentives | Facility Energy Management System | Grocery | New | 9.6641 | 0.68344 | 14.1405 | 0 | 0 | 0 | Fail 2-year Threshold
[11 empty] | Commercial | Custom Incentives | Hot Water Circulation Pump Control | Grocery | New | 0.92609 | 0.58706 | 1.5775 | 0 | 0 | 0 | Fail RIM | [11 empty] | Commercial | Custom Incentives | Facility Energy Management System | Healthcare | New | 3.9416 | 0.68383 | 5.7639 | 0 | 0 | 0 | Fail 2-year Threshold
[11 empty] | Commercial | Custom Incentives | Hot Water Circulation Pump Control | Healthcare | New | 1.0006 | 0.63266 | 1.5816 | 0 | 0 | 0 | Fail RIM | [11 empty] | Commercial | Custom Incentives | Facility Energy Management System | Hospitals | New | 3.7786 | 0.65774 | 5.7448 | 0 | 0 | 0 | Fail 2-year Threshold
[11 empty] | Commercial | Custom Incentives | Hot Water Circulation Pump Control | Hospitals | New | 1.0483 | 0.66006 | 1.5882 | 0 | 0 | 0 | Fail RIM | [11 empty] | Commercial | Custom Incentives | Facility Energy Management System | Institutional | New | 4.444 | 0.68383 | 6.4986 | 0 | 0 | 0 | Fail 2-year Threshold
[11 empty] | Commercial | Custom Incentives | Hot Water Circulation Pump Control | Institutional | New | 1.0006 | 0.63266 | 1.5816 | 0 | 0 | 0 | Fail RIM | [11 empty] | Commercial | Custom Incentives | Facility Energy Management System | Offices | New | 4.0669 | 0.68383 | 5.9473 | 0 | 0 | 0 | Fail 2-year Threshold
[11 empty] | Commercial | Custom Incentives | Hot Water Circulation Pump Control | Lodging/Hospitality | New | 0.92609 | 0.58706 | 1.5775 | 0 | 0 | 0 | Fail RIM | [11 empty] | Commercial | Custom Incentives | Facility Energy Management System | Restaurants | New | 9.3404 | 0.68344 | 13.6668 | 0 | 0 | 0 | Fail 2-year Threshold
[11 empty] | Commercial | Custom Incentives | Hot Water Circulation Pump Control | Miscellaneous | New | 1.0006 | 0.63266 | 1.5816 | 0 | 0 | 0 | Fail RIM | [11 empty] | Commercial | Custom Incentives | Facility Energy Management System | Warehouse | New | 0.47789 | 0.68383 | 0.69884 | 0 | 0 | 0 | Fail TRC
[11 empty] | Commercial | Custom Incentives | Hot Water Circulation Pump Control | Offices | New | 1.0006 | 0.63266 | 1.5816 | 0 | 0 | 0 | Fail RIM | [11 empty] | Commercial | Custom Incentives | Hotel Card Energy Control Systems | Assembly | Existing | 0 | 0 | 0 | 0 | 0 | 0 | Fail TRC
[11 empty] | Commercial | Custom Incentives | Hot Water Circulation Pump Control | Restaurants | New | 0.92609 | 0.58706 | 1.5775 | 0 | 0 | 0 | Fail RIM | [11 empty] | Commercial | Custom Incentives | Hotel Card Energy Control Systems | College and University | Existing | 0 | 0 | 0 | 0 | 0 | 0 | Fail TRC
[11 empty] | Commercial | Custom Incentives | Hot Water Circulation Pump Control | Retail | New | 0.92609 | 0.58706 | 1.5775 | 0 | 0 | 0 | Fail RIM | [11 empty] | Commercial | Custom Incentives | Hotel Card Energy Control Systems | Grocery | Existing | 0 | 0 | 0 | 0 | 0 | 0 | Fail TRC
[11 empty] | Commercial | Custom Incentives | Hot Water Circulation Pump Control | Schools K-12 | New | 1.0006 | 0.63266 | 1.5816 | 0 | 0 | 0 | Fail RIM | [11 empty] | Commercial | Custom Incentives | Hotel Card Energy Control Systems | Healthcare | Existing | 0 | 0 | 0 | 0 | 0 | 0 | Fail TRC
[11 empty] | Commercial | Custom Incentives | Hot Water Circulation Pump Control | Warehouse | New | 1.0006 | 0.63266 | 1.5816 | 0 | 0 | 0 | Fail RIM | [11 empty] | Commercial | Custom Incentives | Hotel Card Energy Control Systems | Hospitals | Existing | 0 | 0 | 0 | 0 | 0 | 0 | Fail TRC
[11 empty] | Commercial | Efficiency Delivered | Hot Water Pipe Insulation | Assembly | Existing | 4.9546 | 0.64888 | 7.6356 | 0 | 0 | 0 | Fail RIM | [11 empty] | Commercial | Custom Incentives | Hotel Card Energy Control Systems | Institutional | Existing | 0 | 0 | 0 | 0 | 0 | 0 | Fail TRC
[11 empty] | Commercial | Efficiency Delivered | Hot Water Pipe Insulation | College and University | Existing | 4.9551 | 0.64885 | 7.6366 | 0 | 0 | 0 | Fail RIM | [11 empty] | Commercial | Custom Incentives | Hotel Card Energy Control Systems | Miscellaneous | Existing | 0 | 0 | 0 | 0 | 0 | 0 | Fail TRC
[11 empty] | Commercial | Efficiency Delivered | Hot Water Pipe Insulation | Grocery | Existing | 4.9627 | 0.65111 | 7.622 | 0 | 0 | 0 | Fail RIM | [11 empty] | Commercial | Custom Incentives | Hotel Card Energy Control Systems | Offices | Existing | 0 | 0 | 0 | 0 | 0 | 0 | Fail TRC
[11 empty] | Commercial | Efficiency Delivered | Hot Water Pipe Insulation | Healthcare | Existing | 4.9546 | 0.64888 | 7.6356 | 0 | 0 | 0 | Fail RIM | [11 empty] | Commercial | Custom Incentives | Hotel Card Energy Control Systems | Restaurants | Existing | 0 | 0 | 0 | 0 | 0 | 0 | Fail TRC
[11 empty] | Commercial | Efficiency Delivered | Hot Water Pipe Insulation | Hospitals | Existing | 4.9551 | 0.64885 | 7.6366 | 0 | 0 | 0 | Fail RIM | [11 empty] | Commercial | Custom Incentives | Hotel Card Energy Control Systems | Retail | Existing | 0 | 0 | 0 | 0 | 0 | 0 | Fail TRC
[11 empty] | Commercial | Efficiency Delivered | Hot Water Pipe Insulation | Institutional | Existing | 4.9546 | 0.64888 | 7.6356 | 0 | 0 | 0 | Fail RIM | [11 empty] | Commercial | Custom Incentives | Hotel Card Energy Control Systems | Schools K-12 | Existing | 0 | 0 | 0 | 0 | 0 | 0 | Fail TRC
[11 empty] | Commercial | Efficiency Delivered | Hot Water Pipe Insulation | Lodging/Hospitality | Existing | 4.9627 | 0.65111 | 7.622 | 0 | 0 | 0 | Fail RIM | [11 empty] | Commercial | Custom Incentives | Hotel Card Energy Control Systems | Warehouse | Existing | 0 | 0 | 0 | 0 | 0 | 0 | Fail TRC
[11 empty] | Commercial | Efficiency Delivered | Hot Water Pipe Insulation | Miscellaneous | Existing | 4.9546 | 0.64888 | 7.6356 | 0 | 0 | 0 | Fail RIM | [11 empty] | Commercial | Custom Incentives | Hotel Card Energy Control Systems | Assembly | New | 0 | 0 | 0 | 0 | 0 | 0 | Fail TRC
[11 empty] | Commercial | Efficiency Delivered | Hot Water Pipe Insulation | Offices | Existing | 4.9546 | 0.64888 | 7.6356 | 0 | 0 | 0 | Fail RIM | [11 empty] | Commercial | Custom Incentives | Hotel Card Energy Control Systems | College and University | New | 0 | 0 | 0 | 0 | 0 | 0 | Fail TRC
[11 empty] | Commercial | Efficiency Delivered | Hot Water Pipe Insulation | Restaurants | Existing | 4.9627 | 0.65111 | 7.622 | 0 | 0 | 0 | Fail RIM | [11 empty] | Commercial | Custom Incentives | Hotel Card Energy Control Systems | Grocery | New | 0 | 0 | 0 | 0 | 0 | 0 | Fail TRC
[11 empty] | Commercial | Efficiency Delivered | Hot Water Pipe Insulation | Retail | Existing | 4.9627 | 0.65111 | 7.622 | 0 | 0 | 0 | Fail RIM | [11 empty] | Commercial | Custom Incentives | Hotel Card Energy Control Systems | Healthcare | New | 0 | 0 | 0 | 0 | 0 | 0 | Fail TRC
[11 empty] | Commercial | Efficiency Delivered | Hot Water Pipe Insulation | Schools K-12 | Existing | 4.9546 | 0.64888 | 7.6356 | 0 | 0 | 0 | Fail RIM | [11 empty] | Commercial | Custom Incentives | Hotel Card Energy Control Systems | Hospitals | New | 0 | 0 | 0 | 0 | 0 | 0 | Fail TRC
[11 empty] | Commercial | Efficiency Delivered | Hot Water Pipe Insulation | Warehouse | Existing | 4.9546 | 0.64888 | 7.6356 | 0 | 0 | 0 | Fail RIM | [11 empty] | Commercial | Custom Incentives | Hotel Card Energy Control Systems | Institutional | New | 0 | 0 | 0 | 0 | 0 | 0 | Fail TRC
[11 empty] | Commercial | Efficiency Delivered | Hot Water Pipe Insulation | Assembly | New | 4.9546 | 0.64888 | 7.6356 | 0 | 0 | 0 | Fail RIM | [11 empty] | Commercial | Custom Incentives | Hotel Card Energy Control Systems | Miscellaneous | New | 0 | 0 | 0 | 0 | 0 | 0 | Fail TRC
[11 empty] | Commercial | Efficiency Delivered | Hot Water Pipe Insulation | College and University | New | 4.9551 | 0.64885 | 7.6366 | 0 | 0 | 0 | Fail RIM | [11 empty] | Commercial | Custom Incentives | Hotel Card Energy Control Systems | Offices | New | 0 | 0 | 0 | 0 | 0 | 0 | Fail TRC
[11 empty] | Commercial | Efficiency Delivered | Hot Water Pipe Insulation | Grocery | New | 4.9627 | 0.65111 | 7.622 | 0 | 0 | 0 | Fail RIM | [11 empty] | Commercial | Custom Incentives | Hotel Card Energy Control Systems | Restaurants | New | 0 | 0 | 0 | 0 | 0 | 0 | Fail TRC
[11 empty] | Commercial | Efficiency Delivered | Hot Water Pipe Insulation | Healthcare | New | 4.9546 | 0.64888 | 7.6356 | 0 | 0 | 0 | Fail RIM | [11 empty] | Commercial | Custom Incentives | Hotel Card Energy Control Systems | Retail | New | 0 | 0 | 0 | 0 | 0 | 0 | Fail TRC
[11 empty] | Commercial | Efficiency Delivered | Hot Water Pipe Insulation | Hospitals | New | 4.9551 | 0.64885 | 7.6366 | 0 | 0 | 0 | Fail RIM | [11 empty] | Commercial | Custom Incentives | Hotel Card Energy Control Systems | Schools K-12 | New | 0 | 0 | 0 | 0 | 0 | 0 | Fail TRC
[11 empty] | Commercial | Efficiency Delivered | Hot Water Pipe Insulation | Institutional | New | 4.9546 | 0.64888 | 7.6356 | 0 | 0 | 0 | Fail RIM | [11 empty] | Commercial | Custom Incentives | Hotel Card Energy Control Systems | Warehouse | New | 0 | 0 | 0 | 0 | 0 | 0 | Fail TRC
[11 empty] | Commercial | Efficiency Delivered | Hot Water Pipe Insulation | Lodging/Hospitality | New | 4.9627 | 0.65111 | 7.622 | 0 | 0 | 0 | Fail RIM | [11 empty] | Commercial | Ceiling Insulation Upgrade Rebates | Roof Insulation | Assembly | Existing | 0.2724 | 0.54065 | 0.50383 | 0 | 0 | 0 | Fail TRC
[11 empty] | Commercial | Efficiency Delivered | Hot Water Pipe Insulation | Miscellaneous | New | 4.9546 | 0.64888 | 7.6356 | 0 | 0 | 0 | Fail RIM | [11 empty] | Commercial | Ceiling Insulation Upgrade Rebates | Roof Insulation | College and University | Existing | 0.33507 | 0.6511 | 0.51462 | 0 | 0 | 0 | Fail TRC
[11 empty] | Commercial | Efficiency Delivered | Hot Water Pipe Insulation | Offices | New | 4.9546 | 0.64888 | 7.6356 | 0 | 0 | 0 | Fail RIM | [11 empty] | Commercial | Ceiling Insulation Upgrade Rebates | Roof Insulation | Grocery | Existing | 0.30761 | 0.60448 | 0.50888 | 0 | 0 | 0 | Fail TRC
[11 empty] | Commercial | Efficiency Delivered | Hot Water Pipe Insulation | Restaurants | New | 4.9627 | 0.65111 | 7.622 | 0 | 0 | 0 | Fail RIM | [11 empty] | Commercial | Ceiling Insulation Upgrade Rebates | Roof Insulation | Healthcare | Existing | 0.2724 | 0.54065 | 0.50383 | 0 | 0 | 0 | Fail TRC
[11 empty] | Commercial | Efficiency Delivered | Hot Water Pipe Insulation | Retail | New | 4.9627 | 0.65111 | 7.622 | 0 | 0 | 0 | Fail RIM | [11 empty] | Commercial | Ceiling Insulation Upgrade Rebates | Roof Insulation | Hospitals | Existing | 0.33507 | 0.6511 | 0.51462 | 0 | 0 | 0 | Fail TRC
[11 empty] | Commercial | Efficiency Delivered | Hot Water Pipe Insulation | Schools K-12 | New | 4.9546 | 0.64888 | 7.6356 | 0 | 0 | 0 | Fail RIM | [11 empty] | Commercial | Ceiling Insulation Upgrade Rebates | Roof Insulation | Institutional | Existing | 0.2724 | 0.54065 | 0.50383 | 0 | 0 | 0 | Fail TRC
[11 empty] | Commercial | Efficiency Delivered | Hot Water Pipe Insulation | Warehouse | New | 4.9546 | 0.64888 | 7.6356 | 0 | 0 | 0 | Fail RIM | [11 empty] | Commercial | Ceiling Insulation Upgrade Rebates | Roof Insulation | Lodging/Hospitality | Existing | 0.33507 | 0.6511 | 0.51462 | 0 | 0 | 0 | Fail TRC
[11 empty] | Commercial | Custom Incentives | Low-Flow Pre-Rinse Sprayers | Assembly | Existing | 3.2967 | 0.57719 | 5.7117 | 0 | 0 | 0 | Fail RIM | [11 empty] | Commercial | Ceiling Insulation Upgrade Rebates | Roof Insulation | Miscellaneous | Existing | 0.2724 | 0.54065 | 0.50383 | 0 | 0 | 0 | Fail TRC
[11 empty] | Commercial | Custom Incentives | Low-Flow Pre-Rinse Sprayers | College and University | Existing | 3.2967 | 0.57719 | 5.7117 | 0 | 0 | 0 | Fail RIM | [11 empty] | Commercial | Ceiling Insulation Upgrade Rebates | Roof Insulation | Offices | Existing | 0.2724 | 0.54065 | 0.50383 | 0 | 0 | 0 | Fail TRC
[11 empty] | Commercial | Custom Incentives | Low-Flow Pre-Rinse Sprayers | Grocery | Existing | 3.2967 | 0.57719 | 5.7117 | 0 | 0 | 0 | Fail RIM | [11 empty] | Commercial | Ceiling Insulation Upgrade Rebates | Roof Insulation | Restaurants | Existing | 0.30761 | 0.60448 | 0.50888 | 0 | 0 | 0 | Fail TRC
[11 empty] | Commercial | Custom Incentives | Low-Flow Pre-Rinse Sprayers | Healthcare | Existing | 3.2967 | 0.57719 | 5.7117 | 0 | 0 | 0 | Fail RIM | [11 empty] | Commercial | Ceiling Insulation Upgrade Rebates | Roof Insulation | Retail | Existing | 0.30761 | 0.60448 | 0.50888 | 0 | 0 | 0 | Fail TRC
[11 empty] | Commercial | Custom Incentives | Low-Flow Pre-Rinse Sprayers | Hospitals | Existing | 3.2967 | 0.57719 | 5.7117 | 0 | 0 | 0 | Fail RIM | [11 empty] | Commercial | Ceiling Insulation Upgrade Rebates | Roof Insulation | Schools K-12 | Existing | 0.2724 | 0.54065 | 0.50383 | 0 | 0 | 0 | Fail TRC
[11 empty] | Commercial | Custom Incentives | Low-Flow Pre-Rinse Sprayers | Institutional | Existing | 3.2967 | 0.57719 | 5.7117 | 0 | 0 | 0 | Fail RIM | [11 empty] | Commercial | Ceiling Insulation Upgrade Rebates | Roof Insulation | Warehouse | Existing | 0.30772 | 0.60768 | 0.50639 | 0 | 0 | 0 | Fail TRC
[11 empty] | Commercial | Custom Incentives | Low-Flow Pre-Rinse Sprayers | Lodging/Hospitality | Existing | 3.2534 | 0.57081 | 5.6996 | 0 | 0 | 0 | Fail RIM | [11 empty] | Commercial | Ceiling Insulation Upgrade Rebates | Roof Insulation | Assembly | New | 0.1339 | 0.54065 | 0.24767 | 0 | 0 | 0 | Fail TRC
[11 empty] | Commercial | Custom Incentives | Low-Flow Pre-Rinse Sprayers | Miscellaneous | Existing | 3.2967 | 0.57719 | 5.7117 | 0 | 0 | 0 | Fail RIM | [11 empty] | Commercial | Ceiling Insulation Upgrade Rebates | Roof Insulation | College and University | New | 0.16471 | 0.6511 | 0.25297 | 0 | 0 | 0 | Fail TRC
[11 empty] | Commercial | Custom Incentives | Low-Flow Pre-Rinse Sprayers | Offices | Existing | 3.2967 | 0.57719 | 5.7117 | 0 | 0 | 0 | Fail RIM | [11 empty] | Commercial | Ceiling Insulation Upgrade Rebates | Roof Insulation | Grocery | New | 0.15121 | 0.60448 | 0.25015 | 0 | 0 | 0 | Fail TRC
[11 empty] | Commercial | Custom Incentives | Low-Flow Pre-Rinse Sprayers | Restaurants | Existing | 3.2967 | 0.57515 | 5.7319 | 0 | 0 | 0 | Fail RIM | [11 empty] | Commercial | Ceiling Insulation Upgrade Rebates | Roof Insulation | Healthcare | New | 0.1339 | 0.54065 | 0.24767 | 0 | 0 | 0 | Fail TRC
[11 empty] | Commercial | Custom Incentives | Low-Flow Pre-Rinse Sprayers | Retail | Existing | 3.2967 | 0.57719 | 5.7117 | 0 | 0 | 0 | Fail RIM | [11 empty] | Commercial | Ceiling Insulation Upgrade Rebates | Roof Insulation | Hospitals | New | 0.16471 | 0.6511 | 0.25297 | 0 | 0 | 0 | Fail TRC
[11 empty] | Commercial | Custom Incentives | Low-Flow Pre-Rinse Sprayers | Schools K-12 | Existing | 3.2967 | 0.57719 | 5.7117 | 0 | 0 | 0 | Fail RIM | [11 empty] | Commercial | Ceiling Insulation Upgrade Rebates | Roof Insulation | Institutional | New | 0.1339 | 0.54065 | 0.24767 | 0 | 0 | 0 | Fail TRC
[11 empty] | Commercial | Custom Incentives | Low-Flow Pre-Rinse Sprayers | Warehouse | Existing | 3.2967 | 0.57719 | 5.7117 | 0 | 0 | 0 | Fail RIM | [11 empty] | Commercial | Ceiling Insulation Upgrade Rebates | Roof Insulation | Lodging/Hospitality | New | 0.16471 | 0.6511 | 0.25297 | 0 | 0 | 0 | Fail TRC
[11 empty] | Commercial | Custom Incentives | Low-Flow Pre-Rinse Sprayers | Assembly | New | 3.2967 | 0.57719 | 5.7117 | 0 | 0 | 0 | Fail RIM | [11 empty] | Commercial | Ceiling Insulation Upgrade Rebates | Roof Insulation | Miscellaneous | New | 0.1339 | 0.54065 | 0.24767 | 0 | 0 | 0 | Fail TRC
[11 empty] | Commercial | Custom Incentives | Low-Flow Pre-Rinse Sprayers | College and University | New | 3.2967 | 0.57719 | 5.7117 | 0 | 0 | 0 | Fail RIM | [11 empty] | Commercial | Ceiling Insulation Upgrade Rebates | Roof Insulation | Offices | New | 0.1339 | 0.54065 | 0.24767 | 0 | 0 | 0 | Fail TRC
[11 empty] | Commercial | Custom Incentives | Low-Flow Pre-Rinse Sprayers | Grocery | New | 3.2967 | 0.57719 | 5.7117 | 0 | 0 | 0 | Fail RIM | [11 empty] | Commercial | Ceiling Insulation Upgrade Rebates | Roof Insulation | Restaurants | New | 0.15121 | 0.60448 | 0.25015 | 0 | 0 | 0 | Fail TRC
[11 empty] | Commercial | Custom Incentives | Low-Flow Pre-Rinse Sprayers | Healthcare | New | 3.2967 | 0.57719 | 5.7117 | 0 | 0 | 0 | Fail RIM | [11 empty] | Commercial | Ceiling Insulation Upgrade Rebates | Roof Insulation | Retail | New | 0.15121 | 0.60448 | 0.25015 | 0 | 0 | 0 | Fail TRC
[11 empty] | Commercial | Custom Incentives | Low-Flow Pre-Rinse Sprayers | Hospitals | New | 3.2967 | 0.57719 | 5.7117 | 0 | 0 | 0 | Fail RIM | [11 empty] | Commercial | Ceiling Insulation Upgrade Rebates | Roof Insulation | Schools K-12 | New | 0.1339 | 0.54065 | 0.24767 | 0 | 0 | 0 | Fail TRC
[11 empty] | Commercial | Custom Incentives | Low-Flow Pre-Rinse Sprayers | Institutional | New | 3.2967 | 0.57719 | 5.7117 | 0 | 0 | 0 | Fail RIM | [11 empty] | Commercial | Ceiling Insulation Upgrade Rebates | Roof Insulation | Warehouse | New | 0.15127 | 0.60768 | 0.24892 | 0 | 0 | 0 | Fail TRC
[11 empty] | Commercial | Custom Incentives | Low-Flow Pre-Rinse Sprayers | Lodging/Hospitality | New | 3.2534 | 0.57081 | 5.6996 | 0 | 0 | 0 | Fail RIM | [11 empty] | Commercial | Custom Incentives | Thermal Energy Storage | Assembly | Existing | 0.18215 | -1.5715 | -0.11591 | 0 | 0 | 0 | Fail TRC
[11 empty] | Commercial | Custom Incentives | Low-Flow Pre-Rinse Sprayers | Miscellaneous | New | 3.2967 | 0.57719 | 5.7117 | 0 | 0 | 0 | Fail RIM | [11 empty] | Commercial | Custom Incentives | Thermal Energy Storage | College and University | Existing | 0.18704 | -1.6137 | -0.11591 | 0 | 0 | 0 | Fail TRC
[11 empty] | Commercial | Custom Incentives | Low-Flow Pre-Rinse Sprayers | Offices | New | 3.2967 | 0.57719 | 5.7117 | 0 | 0 | 0 | Fail RIM | [11 empty] | Commercial | Custom Incentives | Thermal Energy Storage | Grocery | Existing | 0.18215 | -1.5715 | -0.11591 | 0 | 0 | 0 | Fail TRC
[11 empty] | Commercial | Custom Incentives | Low-Flow Pre-Rinse Sprayers | Restaurants | New | 3.2967 | 0.57515 | 5.7319 | 0 | 0 | 0 | Fail RIM | [11 empty] | Commercial | Custom Incentives | Thermal Energy Storage | Healthcare | Existing | 0.18215 | -1.5715 | -0.11591 | 0 | 0 | 0 | Fail TRC
[11 empty] | Commercial | Custom Incentives | Low-Flow Pre-Rinse Sprayers | Retail | New | 3.2967 | 0.57719 | 5.7117 | 0 | 0 | 0 | Fail RIM | [11 empty] | Commercial | Custom Incentives | Thermal Energy Storage | Hospitals | Existing | 0.18704 | -1.6137 | -0.11591 | 0 | 0 | 0 | Fail TRC
[11 empty] | Commercial | Custom Incentives | Low-Flow Pre-Rinse Sprayers | Schools K-12 | New | 3.2967 | 0.57719 | 5.7117 | 0 | 0 | 0 | Fail RIM | [11 empty] | Commercial | Custom Incentives | Thermal Energy Storage | Institutional | Existing | 0.18215 | -1.5715 | -0.11591 | 0 | 0 | 0 | Fail TRC
[11 empty] | Commercial | Custom Incentives | Low-Flow Pre-Rinse Sprayers | Warehouse | New | 3.2967 | 0.57719 | 5.7117 | 0 | 0 | 0 | Fail RIM | [11 empty] | Commercial | Custom Incentives | Thermal Energy Storage | Lodging/Hospitality | Existing | 0.18215 | -1.5715 | -0.11591 | 0 | 0 | 0 | Fail TRC
[11 empty] | Commercial | Indoor Lighting Billed Solution or Indoor Lighting Rebates | Outdoor Lighting Controls | Assembly | Existing | 1.7219 | 0.57215 | 3.0095 | 0 | 0 | 0 | Fail RIM | [11 empty] | Commercial | Custom Incentives | Thermal Energy Storage | Miscellaneous | Existing | 0.18215 | -1.5715 | -0.11591 | 0 | 0 | 0 | Fail TRC
[11 empty] | Commercial | Indoor Lighting Billed Solution or Indoor Lighting Rebates | Outdoor Lighting Controls | College and University | Existing | 1.7219 | 0.57215 | 3.0095 | 0 | 0 | 0 | Fail RIM | [11 empty] | Commercial | Custom Incentives | Thermal Energy Storage | Offices | Existing | 0.18215 | -1.5715 | -0.11591 | 0 | 0 | 0 | Fail TRC
[11 empty] | Commercial | Indoor Lighting Billed Solution or Indoor Lighting Rebates | Outdoor Lighting Controls | Grocery | Existing | 1.7219 | 0.57215 | 3.0095 | 0 | 0 | 0 | Fail RIM | [11 empty] | Commercial | Custom Incentives | Thermal Energy Storage | Restaurants | Existing | 0.18215 | -1.5715 | -0.11591 | 0 | 0 | 0 | Fail TRC
[11 empty] | Commercial | Indoor Lighting Billed Solution or Indoor Lighting Rebates | Outdoor Lighting Controls | Healthcare | Existing | 1.7219 | 0.57215 | 3.0095 | 0 | 0 | 0 | Fail RIM | [11 empty] | Commercial | Custom Incentives | Thermal Energy Storage | Retail | Existing | 0.18215 | -1.5715 | -0.11591 | 0 | 0 | 0 | Fail TRC
[11 empty] | Commercial | Indoor Lighting Billed Solution or Indoor Lighting Rebates | Outdoor Lighting Controls | Hospitals | Existing | 1.7219 | 0.57215 | 3.0095 | 0 | 0 | 0 | Fail RIM | [11 empty] | Commercial | Custom Incentives | Thermal Energy Storage | Schools K-12 | Existing | 0.18215 | -1.5715 | -0.11591 | 0 | 0 | 0 | Fail TRC
[11 empty] | Commercial | Indoor Lighting Billed Solution or Indoor Lighting Rebates | Outdoor Lighting Controls | Institutional | Existing | 1.7219 | 0.57215 | 3.0095 | 0 | 0 | 0 | Fail RIM | [11 empty] | Commercial | Custom Incentives | Thermal Energy Storage | Warehouse | Existing | 0.18215 | -1.5715 | -0.11591 | 0 | 0 | 0 | Fail TRC
[11 empty] | Commercial | Indoor Lighting Billed Solution or Indoor Lighting Rebates | Outdoor Lighting Controls | Lodging/Hospitality | Existing | 1.7219 | 0.57215 | 3.0095 | 0 | 0 | 0 | Fail RIM | [11 empty] | Commercial | Custom Incentives | Thermal Energy Storage | Assembly | New | 0.18215 | -1.5715 | -0.11591 | 0 | 0 | 0 | Fail TRC
[11 empty] | Commercial | Indoor Lighting Billed Solution or Indoor Lighting Rebates | Outdoor Lighting Controls | Miscellaneous | Existing | 1.7219 | 0.57215 | 3.0095 | 0 | 0 | 0 | Fail RIM | [11 empty] | Commercial | Custom Incentives | Thermal Energy Storage | College and University | New | 0.18704 | -1.6137 | -0.11591 | 0 | 0 | 0 | Fail TRC
[11 empty] | Commercial | Indoor Lighting Billed Solution or Indoor Lighting Rebates | Outdoor Lighting Controls | Offices | Existing | 1.7219 | 0.57215 | 3.0095 | 0 | 0 | 0 | Fail RIM | [11 empty] | Commercial | Custom Incentives | Thermal Energy Storage | Grocery | New | 0.18215 | -1.5715 | -0.11591 | 0 | 0 | 0 | Fail TRC
[11 empty] | Commercial | Indoor Lighting Billed Solution or Indoor Lighting Rebates | Outdoor Lighting Controls | Restaurants | Existing | 1.7219 | 0.57215 | 3.0095 | 0 | 0 | 0 | Fail RIM | [11 empty] | Commercial | Custom Incentives | Thermal Energy Storage | Healthcare | New | 0.18215 | -1.5715 | -0.11591 | 0 | 0 | 0 | Fail TRC
[11 empty] | Commercial | Indoor Lighting Billed Solution or Indoor Lighting Rebates | Outdoor Lighting Controls | Retail | Existing | 1.7219 | 0.57215 | 3.0095 | 0 | 0 | 0 | Fail RIM | [11 empty] | Commercial | Custom Incentives | Thermal Energy Storage | Hospitals | New | 0.18704 | -1.6137 | -0.11591 | 0 | 0 | 0 | Fail TRC
[11 empty] | Commercial | Indoor Lighting Billed Solution or Indoor Lighting Rebates | Outdoor Lighting Controls | Schools K-12 | Existing | 1.7219 | 0.57215 | 3.0095 | 0 | 0 | 0 | Fail RIM | [11 empty] | Commercial | Custom Incentives | Thermal Energy Storage | Institutional | New | 0.18215 | -1.5715 | -0.11591 | 0 | 0 | 0 | Fail TRC
[11 empty] | Commercial | Indoor Lighting Billed Solution or Indoor Lighting Rebates | Outdoor Lighting Controls | Warehouse | Existing | 1.7219 | 0.57215 | 3.0095 | 0 | 0 | 0 | Fail RIM | [11 empty] | Commercial | Custom Incentives | Thermal Energy Storage | Lodging/Hospitality | New | 0.18215 | -1.5715 | -0.11591 | 0 | 0 | 0 | Fail TRC
[11 empty] | Commercial | Indoor Lighting Billed Solution or Indoor Lighting Rebates | Outdoor Lighting Controls | Assembly | New | 1.7219 | 0.57215 | 3.0095 | 0 | 0 | 0 | Fail RIM | [11 empty] | Commercial | Custom Incentives | Thermal Energy Storage | Miscellaneous | New | 0.18215 | -1.5715 | -0.11591 | 0 | 0 | 0 | Fail TRC
[11 empty] | Commercial | Indoor Lighting Billed Solution or Indoor Lighting Rebates | Outdoor Lighting Controls | College and University | New | 1.7219 | 0.57215 | 3.0095 | 0 | 0 | 0 | Fail RIM | [11 empty] | Commercial | Custom Incentives | Thermal Energy Storage | Offices | New | 0.18215 | -1.5715 | -0.11591 | 0 | 0 | 0 | Fail TRC
[11 empty] | Commercial | Indoor Lighting Billed Solution or Indoor Lighting Rebates | Outdoor Lighting Controls | Grocery | New | 1.7219 | 0.57215 | 3.0095 | 0 | 0 | 0 | Fail RIM | [11 empty] | Commercial | Custom Incentives | Thermal Energy Storage | Restaurants | New | 0.18215 | -1.5715 | -0.11591 | 0 | 0 | 0 | Fail TRC
[11 empty] | Commercial | Indoor Lighting Billed Solution or Indoor Lighting Rebates | Outdoor Lighting Controls | Healthcare | New | 1.7219 | 0.57215 | 3.0095 | 0 | 0 | 0 | Fail RIM | [11 empty] | Commercial | Custom Incentives | Thermal Energy Storage | Retail | New | 0.18215 | -1.5715 | -0.11591 | 0 | 0 | 0 | Fail TRC
[11 empty] | Commercial | Indoor Lighting Billed Solution or Indoor Lighting Rebates | Outdoor Lighting Controls | Hospitals | New | 1.7219 | 0.57215 | 3.0095 | 0 | 0 | 0 | Fail RIM | [11 empty] | Commercial | Custom Incentives | Thermal Energy Storage | Schools K-12 | New | 0.18215 | -1.5715 | -0.11591 | 0 | 0 | 0 | Fail TRC
[11 empty] | Commercial | Indoor Lighting Billed Solution or Indoor Lighting Rebates | Outdoor Lighting Controls | Institutional | New | 1.7219 | 0.57215 | 3.0095 | 0 | 0 | 0 | Fail RIM | [11 empty] | Commercial | Custom Incentives | Thermal Energy Storage | Warehouse | New | 0.18215 | -1.5715 | -0.11591 | 0 | 0 | 0 | Fail TRC
[11 empty] | Commercial | Indoor Lighting Billed Solution or Indoor Lighting Rebates | Outdoor Lighting Controls | Lodging/Hospitality | New | 1.7219 | 0.57215 | 3.0095 | 0 | 0 | 0 | Fail RIM | [11 empty] | Commercial | Window Film/Solar Screen Rebates | Window Sun Protection | Assembly | Existing | 0.17761 | 0.73123 | 0.24289 | 0 | 0 | 0 | Fail TRC
[11 empty] | Commercial | Indoor Lighting Billed Solution or Indoor Lighting Rebates | Outdoor Lighting Controls | Miscellaneous | New | 1.7219 | 0.57215 | 3.0095 | 0 | 0 | 0 | Fail RIM | [11 empty] | Commercial | Window Film/Solar Screen Rebates | Window Sun Protection | College and University | Existing | 0.17761 | 0.73123 | 0.24289 | 0 | 0 | 0 | Fail TRC
[11 empty] | Commercial | Indoor Lighting Billed Solution or Indoor Lighting Rebates | Outdoor Lighting Controls | Offices | New | 1.7219 | 0.57215 | 3.0095 | 0 | 0 | 0 | Fail RIM | [11 empty] | Commercial | Window Film/Solar Screen Rebates | Window Sun Protection | Grocery | Existing | 0.17761 | 0.73123 | 0.24289 | 0 | 0 | 0 | Fail TRC
[11 empty] | Commercial | Indoor Lighting Billed Solution or Indoor Lighting Rebates | Outdoor Lighting Controls | Restaurants | New | 1.7219 | 0.57215 | 3.0095 | 0 | 0 | 0 | Fail RIM | [11 empty] | Commercial | Window Film/Solar Screen Rebates | Window Sun Protection | Healthcare | Existing | 0.17761 | 0.73123 | 0.24289 | 0 | 0 | 0 | Fail TRC
[11 empty] | Commercial | Indoor Lighting Billed Solution or Indoor Lighting Rebates | Outdoor Lighting Controls | Retail | New | 1.7219 | 0.57215 | 3.0095 | 0 | 0 | 0 | Fail RIM | [11 empty] | Commercial | Window Film/Solar Screen Rebates | Window Sun Protection | Hospitals | Existing | 0.17761 | 0.73123 | 0.24289 | 0 | 0 | 0 | Fail TRC
[11 empty] | Commercial | Indoor Lighting Billed Solution or Indoor Lighting Rebates | Outdoor Lighting Controls | Schools K-12 | New | 1.7219 | 0.57215 | 3.0095 | 0 | 0 | 0 | Fail RIM | [11 empty] | Commercial | Window Film/Solar Screen Rebates | Window Sun Protection | Institutional | Existing | 0.17761 | 0.73123 | 0.24289 | 0 | 0 | 0 | Fail TRC
[11 empty] | Commercial | Indoor Lighting Billed Solution or Indoor Lighting Rebates | Outdoor Lighting Controls | Warehouse | New | 1.7219 | 0.57215 | 3.0095 | 0 | 0 | 0 | Fail RIM | [11 empty] | Commercial | Window Film/Solar Screen Rebates | Window Sun Protection | Lodging/Hospitality | Existing | 0.1955 | 0.80217 | 0.24372 | 0 | 0 | 0 | Fail TRC
[11 empty] | Commercial | Ceiling Insulation Upgrade Rebates | Ceiling Insulation(R12 to R38) | Assembly | Existing | 0.28487 | 0.54065 | 0.52689 | 0 | 0 | 0 | Fail RIM | [11 empty] | Commercial | Window Film/Solar Screen Rebates | Window Sun Protection | Miscellaneous | Existing | 0.23725 | 0.96938 | 0.24475 | 0 | 0 | 0 | Fail TRC
[11 empty] | Commercial | Ceiling Insulation Upgrade Rebates | Ceiling Insulation(R12 to R38) | College and University | Existing | 0.35041 | 0.6511 | 0.53818 | 0 | 0 | 0 | Fail RIM | [11 empty] | Commercial | Window Film/Solar Screen Rebates | Window Sun Protection | Offices | Existing | 0.17761 | 0.73123 | 0.24289 | 0 | 0 | 0 | Fail TRC
[11 empty] | Commercial | Ceiling Insulation Upgrade Rebates | Ceiling Insulation(R12 to R38) | Grocery | Existing | 0.32169 | 0.60448 | 0.53217 | 0 | 0 | 0 | Fail RIM | [11 empty] | Commercial | Window Film/Solar Screen Rebates | Window Sun Protection | Restaurants | Existing | 0.17761 | 0.73123 | 0.24289 | 0 | 0 | 0 | Fail TRC
[11 empty] | Commercial | Ceiling Insulation Upgrade Rebates | Ceiling Insulation(R12 to R38) | Healthcare | Existing | 0.28487 | 0.54065 | 0.52689 | 0 | 0 | 0 | Fail RIM | [11 empty] | Commercial | Window Film/Solar Screen Rebates | Window Sun Protection | Retail | Existing | 0.17761 | 0.73123 | 0.24289 | 0 | 0 | 0 | Fail TRC
[11 empty] | Commercial | Ceiling Insulation Upgrade Rebates | Ceiling Insulation(R12 to R38) | Hospitals | Existing | 0.35041 | 0.6511 | 0.53818 | 0 | 0 | 0 | Fail RIM | [11 empty] | Commercial | Window Film/Solar Screen Rebates | Window Sun Protection | Schools K-12 | Existing | 0.17761 | 0.73123 | 0.24289 | 0 | 0 | 0 | Fail TRC
[11 empty] | Commercial | Ceiling Insulation Upgrade Rebates | Ceiling Insulation(R12 to R38) | Institutional | Existing | 0.28487 | 0.54065 | 0.52689 | 0 | 0 | 0 | Fail RIM | [11 empty] | Commercial | Window Film/Solar Screen Rebates | Window Sun Protection | Warehouse | Existing | 0.23725 | 0.96938 | 0.24475 | 0 | 0 | 0 | Fail TRC
[11 empty] | Commercial | Ceiling Insulation Upgrade Rebates | Ceiling Insulation(R12 to R38) | Lodging/Hospitality | Existing | 0.35041 | 0.6511 | 0.53818 | 0 | 0 | 0 | Fail RIM | [11 empty] | Commercial | Window Film/Solar Screen Rebates | Window Sun Protection | Assembly | New | 0.10656 | 0.73123 | 0.14573 | 0 | 0 | 0 | Fail TRC
[11 empty] | Commercial | Ceiling Insulation Upgrade Rebates | Ceiling Insulation(R12 to R38) | Miscellaneous | Existing | 0.28487 | 0.54065 | 0.52689 | 0 | 0 | 0 | Fail RIM | [11 empty] | Commercial | Window Film/Solar Screen Rebates | Window Sun Protection | College and University | New | 0.10656 | 0.73123 | 0.14573 | 0 | 0 | 0 | Fail TRC
[11 empty] | Commercial | Ceiling Insulation Upgrade Rebates | Ceiling Insulation(R12 to R38) | Offices | Existing | 0.28487 | 0.54065 | 0.52689 | 0 | 0 | 0 | Fail RIM | [11 empty] | Commercial | Window Film/Solar Screen Rebates | Window Sun Protection | Grocery | New | 0.10656 | 0.73123 | 0.14573 | 0 | 0 | 0 | Fail TRC
[11 empty] | Commercial | Ceiling Insulation Upgrade Rebates | Ceiling Insulation(R12 to R38) | Restaurants | Existing | 0.32169 | 0.60448 | 0.53217 | 0 | 0 | 0 | Fail RIM | [11 empty] | Commercial | Window Film/Solar Screen Rebates | Window Sun Protection | Healthcare | New | 0.10656 | 0.73123 | 0.14573 | 0 | 0 | 0 | Fail TRC
[11 empty] | Commercial | Ceiling Insulation Upgrade Rebates | Ceiling Insulation(R12 to R38) | Retail | Existing | 0.32169 | 0.60448 | 0.53217 | 0 | 0 | 0 | Fail RIM | [11 empty] | Commercial | Window Film/Solar Screen Rebates | Window Sun Protection | Hospitals | New | 0.10656 | 0.73123 | 0.14573 | 0 | 0 | 0 | Fail TRC
[11 empty] | Commercial | Ceiling Insulation Upgrade Rebates | Ceiling Insulation(R12 to R38) | Schools K-12 | Existing | 0.28487 | 0.54065 | 0.52689 | 0 | 0 | 0 | Fail RIM | [11 empty] | Commercial | Window Film/Solar Screen Rebates | Window Sun Protection | Institutional | New | 0.10656 | 0.73123 | 0.14573 | 0 | 0 | 0 | Fail TRC
[11 empty] | Commercial | Ceiling Insulation Upgrade Rebates | Ceiling Insulation(R12 to R38) | Warehouse | Existing | 0.32181 | 0.60768 | 0.52957 | 0 | 0 | 0 | Fail RIM | [11 empty] | Commercial | Window Film/Solar Screen Rebates | Window Sun Protection | Lodging/Hospitality | New | 0.1173 | 0.80217 | 0.14623 | 0 | 0 | 0 | Fail TRC
[11 empty] | Commercial | Ceiling Insulation Upgrade Rebates | Ceiling Insulation(R12 to R38) | Assembly | New | 0.28006 | 0.54065 | 0.518 | 0 | 0 | 0 | Fail RIM | [11 empty] | Commercial | Window Film/Solar Screen Rebates | Window Sun Protection | Miscellaneous | New | 0.14235 | 0.96938 | 0.14685 | 0 | 0 | 0 | Fail TRC
[11 empty] | Commercial | Ceiling Insulation Upgrade Rebates | Ceiling Insulation(R12 to R38) | College and University | New | 0.34449 | 0.6511 | 0.52909 | 0 | 0 | 0 | Fail RIM | [11 empty] | Commercial | Window Film/Solar Screen Rebates | Window Sun Protection | Offices | New | 0.10656 | 0.73123 | 0.14573 | 0 | 0 | 0 | Fail TRC
[11 empty] | Commercial | Ceiling Insulation Upgrade Rebates | Ceiling Insulation(R12 to R38) | Grocery | New | 0.31626 | 0.60448 | 0.52319 | 0 | 0 | 0 | Fail RIM | [11 empty] | Commercial | Window Film/Solar Screen Rebates | Window Sun Protection | Restaurants | New | 0.10656 | 0.73123 | 0.14573 | 0 | 0 | 0 | Fail TRC
[11 empty] | Commercial | Ceiling Insulation Upgrade Rebates | Ceiling Insulation(R12 to R38) | Healthcare | New | 0.28006 | 0.54065 | 0.518 | 0 | 0 | 0 | Fail RIM | [11 empty] | Commercial | Window Film/Solar Screen Rebates | Window Sun Protection | Retail | New | 0.10656 | 0.73123 | 0.14573 | 0 | 0 | 0 | Fail TRC
[11 empty] | Commercial | Ceiling Insulation Upgrade Rebates | Ceiling Insulation(R12 to R38) | Hospitals | New | 0.34449 | 0.6511 | 0.52909 | 0 | 0 | 0 | Fail RIM | [11 empty] | Commercial | Window Film/Solar Screen Rebates | Window Sun Protection | Schools K-12 | New | 0.10656 | 0.73123 | 0.14573 | 0 | 0 | 0 | Fail TRC
[11 empty] | Commercial | Ceiling Insulation Upgrade Rebates | Ceiling Insulation(R12 to R38) | Institutional | New | 0.28006 | 0.54065 | 0.518 | 0 | 0 | 0 | Fail RIM | [11 empty] | Commercial | Window Film/Solar Screen Rebates | Window Sun Protection | Warehouse | New | 0.14235 | 0.96938 | 0.14685 | 0 | 0 | 0 | Fail TRC
[11 empty] | Commercial | Ceiling Insulation Upgrade Rebates | Ceiling Insulation(R12 to R38) | Lodging/Hospitality | New | 0.34449 | 0.6511 | 0.52909 | 0 | 0 | 0 | Fail RIM | [11 empty] | Commercial | Indoor Lighting Billed Solution or Indoor Lighting Rebates | Interior Lighting Controls | Grocery | Existing | 2.2837 | 0.66156 | 3.452 | 0 | 0 | 0 | Fail 2-year Threshold
[11 empty] | Commercial | Ceiling Insulation Upgrade Rebates | Ceiling Insulation(R12 to R38) | Miscellaneous | New | 0.28006 | 0.54065 | 0.518 | 0 | 0 | 0 | Fail RIM | [11 empty] | Commercial | Indoor Lighting Billed Solution or Indoor Lighting Rebates | Interior Lighting Controls | Hospitals | Existing | 2.8019 | 0.66156 | 4.2353 | 0 | 0 | 0 | Fail 2-year Threshold
[11 empty] | Commercial | Ceiling Insulation Upgrade Rebates | Ceiling Insulation(R12 to R38) | Offices | New | 0.28006 | 0.54065 | 0.518 | 0 | 0 | 0 | Fail RIM | [11 empty] | Commercial | Indoor Lighting Billed Solution or Indoor Lighting Rebates | Interior Lighting Controls | Schools K-12 | Existing | 0.97997 | 0.66156 | 1.4813 | 0 | 0 | 0 | Fail TRC
[11 empty] | Commercial | Ceiling Insulation Upgrade Rebates | Ceiling Insulation(R12 to R38) | Restaurants | New | 0.31626 | 0.60448 | 0.52319 | 0 | 0 | 0 | Fail RIM | [11 empty] | Commercial | Indoor Lighting Billed Solution or Indoor Lighting Rebates | Interior Lighting Controls | Grocery | New | 2.2837 | 0.66156 | 3.452 | 0 | 0 | 0 | Fail 2-year Threshold
[11 empty] | Commercial | Ceiling Insulation Upgrade Rebates | Ceiling Insulation(R12 to R38) | Retail | New | 0.31626 | 0.60448 | 0.52319 | 0 | 0 | 0 | Fail RIM | [11 empty] | Commercial | Indoor Lighting Billed Solution or Indoor Lighting Rebates | Interior Lighting Controls | Hospitals | New | 2.8019 | 0.66156 | 4.2353 | 0 | 0 | 0 | Fail 2-year Threshold
[11 empty] | Commercial | Ceiling Insulation Upgrade Rebates | Ceiling Insulation(R12 to R38) | Schools K-12 | New | 0.28006 | 0.54065 | 0.518 | 0 | 0 | 0 | Fail RIM | [11 empty] | Commercial | Indoor Lighting Billed Solution or Indoor Lighting Rebates | Interior Lighting Controls | Schools K-12 | New | 0.97997 | 0.66156 | 1.4813 | 0 | 0 | 0 | Fail TRC
[11 empty] | Commercial | Ceiling Insulation Upgrade Rebates | Ceiling Insulation(R12 to R38) | Warehouse | New | 0.31638 | 0.60768 | 0.52064 | 0 | 0 | 0 | Fail RIM | [11 empty] | Commercial | Custom Incentives | Anti-Sweat Controls | Assembly | Existing | 2.7527 | 0.65894 | 4.1775 | 0 | 0 | 0 | Fail 2-year Threshold
[11 empty] | Commercial | Window Film/Solar Screen Rebates | Ceiling Insulation(R19 to R38) | Assembly | Existing | 0.15343 | 0.54065 | 0.28378 | 0 | 0 | 0 | Fail RIM | [11 empty] | Commercial | Custom Incentives | Anti-Sweat Controls | College and University | Existing | 2.8243 | 0.67426 | 4.1887 | 0 | 0 | 0 | Fail 2-year Threshold
[11 empty] | Commercial | Window Film/Solar Screen Rebates | Ceiling Insulation(R19 to R38) | College and University | Existing | 0.18872 | 0.6511 | 0.28985 | 0 | 0 | 0 | Fail RIM | [11 empty] | Commercial | Custom Incentives | Anti-Sweat Controls | Grocery | Existing | 2.7527 | 0.65894 | 4.1775 | 0 | 0 | 0 | Fail 2-year Threshold
[11 empty] | Commercial | Window Film/Solar Screen Rebates | Ceiling Insulation(R19 to R38) | Grocery | Existing | 0.17326 | 0.60448 | 0.28662 | 0 | 0 | 0 | Fail RIM | [11 empty] | Commercial | Custom Incentives | Anti-Sweat Controls | Healthcare | Existing | 2.8243 | 0.67426 | 4.1887 | 0 | 0 | 0 | Fail 2-year Threshold
[11 empty] | Commercial | Window Film/Solar Screen Rebates | Ceiling Insulation(R19 to R38) | Healthcare | Existing | 0.15343 | 0.54065 | 0.28378 | 0 | 0 | 0 | Fail RIM | [11 empty] | Commercial | Custom Incentives | Anti-Sweat Controls | Hospitals | Existing | 2.8243 | 0.67426 | 4.1887 | 0 | 0 | 0 | Fail 2-year Threshold
[11 empty] | Commercial | Window Film/Solar Screen Rebates | Ceiling Insulation(R19 to R38) | Hospitals | Existing | 0.18872 | 0.6511 | 0.28985 | 0 | 0 | 0 | Fail RIM | [11 empty] | Commercial | Custom Incentives | Anti-Sweat Controls | Institutional | Existing | 2.7527 | 0.65894 | 4.1775 | 0 | 0 | 0 | Fail 2-year Threshold
[11 empty] | Commercial | Window Film/Solar Screen Rebates | Ceiling Insulation(R19 to R38) | Institutional | Existing | 0.15343 | 0.54065 | 0.28378 | 0 | 0 | 0 | Fail RIM | [11 empty] | Commercial | Custom Incentives | Anti-Sweat Controls | Lodging/Hospitality | Existing | 2.8243 | 0.67426 | 4.1887 | 0 | 0 | 0 | Fail 2-year Threshold
[11 empty] | Commercial | Window Film/Solar Screen Rebates | Ceiling Insulation(R19 to R38) | Lodging/Hospitality | Existing | 0.18872 | 0.6511 | 0.28985 | 0 | 0 | 0 | Fail RIM | [11 empty] | Commercial | Custom Incentives | Anti-Sweat Controls | Miscellaneous | Existing | 2.7527 | 0.65894 | 4.1775 | 0 | 0 | 0 | Fail 2-year Threshold
[11 empty] | Commercial | Window Film/Solar Screen Rebates | Ceiling Insulation(R19 to R38) | Miscellaneous | Existing | 0.15343 | 0.54065 | 0.28378 | 0 | 0 | 0 | Fail RIM | [11 empty] | Commercial | Custom Incentives | Anti-Sweat Controls | Offices | Existing | 2.7527 | 0.65894 | 4.1775 | 0 | 0 | 0 | Fail 2-year Threshold
[11 empty] | Commercial | Window Film/Solar Screen Rebates | Ceiling Insulation(R19 to R38) | Offices | Existing | 0.15343 | 0.54065 | 0.28378 | 0 | 0 | 0 | Fail RIM | [11 empty] | Commercial | Custom Incentives | Anti-Sweat Controls | Restaurants | Existing | 2.8243 | 0.67426 | 4.1887 | 0 | 0 | 0 | Fail 2-year Threshold
[11 empty] | Commercial | Window Film/Solar Screen Rebates | Ceiling Insulation(R19 to R38) | Restaurants | Existing | 0.17326 | 0.60448 | 0.28662 | 0 | 0 | 0 | Fail RIM | [11 empty] | Commercial | Custom Incentives | Anti-Sweat Controls | Retail | Existing | 2.7527 | 0.65894 | 4.1775 | 0 | 0 | 0 | Fail 2-year Threshold
[11 empty] | Commercial | Window Film/Solar Screen Rebates | Ceiling Insulation(R19 to R38) | Retail | Existing | 0.17326 | 0.60448 | 0.28662 | 0 | 0 | 0 | Fail RIM | [11 empty] | Commercial | Custom Incentives | Anti-Sweat Controls | Schools K-12 | Existing | 2.8243 | 0.67426 | 4.1887 | 0 | 0 | 0 | Fail 2-year Threshold
[11 empty] | Commercial | Window Film/Solar Screen Rebates | Ceiling Insulation(R19 to R38) | Schools K-12 | Existing | 0.15343 | 0.54065 | 0.28378 | 0 | 0 | 0 | Fail RIM | [11 empty] | Commercial | Custom Incentives | Anti-Sweat Controls | Warehouse | Existing | 2.7527 | 0.65894 | 4.1775 | 0 | 0 | 0 | Fail 2-year Threshold
[11 empty] | Commercial | Window Film/Solar Screen Rebates | Ceiling Insulation(R19 to R38) | Warehouse | Existing | 0.17332 | 0.60768 | 0.28522 | 0 | 0 | 0 | Fail RIM | [11 empty] | Commercial | Custom Incentives | Anti-Sweat Controls | Assembly | New | 2.7527 | 0.65894 | 4.1775 | 0 | 0 | 0 | Fail 2-year Threshold
[11 empty] | Commercial | Window Film/Solar Screen Rebates | Ceiling Insulation(R19 to R38) | Assembly | New | 0.15084 | 0.54065 | 0.27899 | 0 | 0 | 0 | Fail RIM | [11 empty] | Commercial | Custom Incentives | Anti-Sweat Controls | College and University | New | 2.8243 | 0.67426 | 4.1887 | 0 | 0 | 0 | Fail 2-year Threshold
[11 empty] | Commercial | Window Film/Solar Screen Rebates | Ceiling Insulation(R19 to R38) | College and University | New | 0.18554 | 0.6511 | 0.28496 | 0 | 0 | 0 | Fail RIM | [11 empty] | Commercial | Custom Incentives | Anti-Sweat Controls | Grocery | New | 2.7527 | 0.65894 | 4.1775 | 0 | 0 | 0 | Fail 2-year Threshold
[11 empty] | Commercial | Window Film/Solar Screen Rebates | Ceiling Insulation(R19 to R38) | Grocery | New | 0.17033 | 0.60448 | 0.28178 | 0 | 0 | 0 | Fail RIM | [11 empty] | Commercial | Custom Incentives | Anti-Sweat Controls | Healthcare | New | 2.8243 | 0.67426 | 4.1887 | 0 | 0 | 0 | Fail 2-year Threshold
[11 empty] | Commercial | Window Film/Solar Screen Rebates | Ceiling Insulation(R19 to R38) | Healthcare | New | 0.15084 | 0.54065 | 0.27899 | 0 | 0 | 0 | Fail RIM | [11 empty] | Commercial | Custom Incentives | Anti-Sweat Controls | Hospitals | New | 2.8243 | 0.67426 | 4.1887 | 0 | 0 | 0 | Fail 2-year Threshold
[11 empty] | Commercial | Window Film/Solar Screen Rebates | Ceiling Insulation(R19 to R38) | Hospitals | New | 0.18554 | 0.6511 | 0.28496 | 0 | 0 | 0 | Fail RIM | [11 empty] | Commercial | Custom Incentives | Anti-Sweat Controls | Institutional | New | 2.7527 | 0.65894 | 4.1775 | 0 | 0 | 0 | Fail 2-year Threshold
[11 empty] | Commercial | Window Film/Solar Screen Rebates | Ceiling Insulation(R19 to R38) | Institutional | New | 0.15084 | 0.54065 | 0.27899 | 0 | 0 | 0 | Fail RIM | [11 empty] | Commercial | Custom Incentives | Anti-Sweat Controls | Lodging/Hospitality | New | 2.8243 | 0.67426 | 4.1887 | 0 | 0 | 0 | Fail 2-year Threshold
[11 empty] | Commercial | Window Film/Solar Screen Rebates | Ceiling Insulation(R19 to R38) | Lodging/Hospitality | New | 0.18554 | 0.6511 | 0.28496 | 0 | 0 | 0 | Fail RIM | [11 empty] | Commercial | Custom Incentives | Anti-Sweat Controls | Miscellaneous | New | 2.7527 | 0.65894 | 4.1775 | 0 | 0 | 0 | Fail 2-year Threshold
[11 empty] | Commercial | Window Film/Solar Screen Rebates | Ceiling Insulation(R19 to R38) | Miscellaneous | New | 0.15084 | 0.54065 | 0.27899 | 0 | 0 | 0 | Fail RIM | [11 empty] | Commercial | Custom Incentives | Anti-Sweat Controls | Offices | New | 2.7527 | 0.65894 | 4.1775 | 0 | 0 | 0 | Fail 2-year Threshold
[11 empty] | Commercial | Window Film/Solar Screen Rebates | Ceiling Insulation(R19 to R38) | Offices | New | 0.15084 | 0.54065 | 0.27899 | 0 | 0 | 0 | Fail RIM | [11 empty] | Commercial | Custom Incentives | Anti-Sweat Controls | Restaurants | New | 2.8243 | 0.67426 | 4.1887 | 0 | 0 | 0 | Fail 2-year Threshold
[11 empty] | Commercial | Window Film/Solar Screen Rebates | Ceiling Insulation(R19 to R38) | Restaurants | New | 0.17033 | 0.60448 | 0.28178 | 0 | 0 | 0 | Fail RIM | [11 empty] | Commercial | Custom Incentives | Anti-Sweat Controls | Retail | New | 2.7527 | 0.65894 | 4.1775 | 0 | 0 | 0 | Fail 2-year Threshold
[11 empty] | Commercial | Window Film/Solar Screen Rebates | Ceiling Insulation(R19 to R38) | Retail | New | 0.17033 | 0.60448 | 0.28178 | 0 | 0 | 0 | Fail RIM | [11 empty] | Commercial | Custom Incentives | Anti-Sweat Controls | Schools K-12 | New | 2.8243 | 0.67426 | 4.1887 | 0 | 0 | 0 | Fail 2-year Threshold
[11 empty] | Commercial | Window Film/Solar Screen Rebates | Ceiling Insulation(R19 to R38) | Schools K-12 | New | 0.15084 | 0.54065 | 0.27899 | 0 | 0 | 0 | Fail RIM | [11 empty] | Commercial | Custom Incentives | Anti-Sweat Controls | Warehouse | New | 2.7527 | 0.65894 | 4.1775 | 0 | 0 | 0 | Fail 2-year Threshold
[11 empty] | Commercial | Window Film/Solar Screen Rebates | Ceiling Insulation(R19 to R38) | Warehouse | New | 0.1704 | 0.60768 | 0.28041 | 0 | 0 | 0 | Fail RIM | [11 empty] | Commercial | Custom Incentives | Automatic Door Closer for Walk-in Coolers and Freezers | Assembly | Existing | 0.12152 | 0.69582 | 0.17465 | 0 | 0 | 0 | Fail TRC
[11 empty] | Commercial | ENERGY STAR® Windows Rebates | Ceiling Insulation(R2 to R38) | Assembly | Existing | 1.965 | 0.54065 | 3.6345 | 0 | 0 | 0 | Fail RIM | [11 empty] | Commercial | Custom Incentives | Automatic Door Closer for Walk-in Coolers and Freezers | College and University | Existing | 0.1177 | 0.67426 | 0.17456 | 0 | 0 | 0 | Fail TRC
[11 empty] | Commercial | ENERGY STAR® Windows Rebates | Ceiling Insulation(R2 to R38) | College and University | Existing | 2.4171 | 0.6511 | 3.7123 | 0 | 0 | 0 | Fail RIM | [11 empty] | Commercial | Custom Incentives | Automatic Door Closer for Walk-in Coolers and Freezers | Grocery | Existing | 0.12152 | 0.69582 | 0.17465 | 0 | 0 | 0 | Fail TRC
[11 empty] | Commercial | ENERGY STAR® Windows Rebates | Ceiling Insulation(R2 to R38) | Grocery | Existing | 2.219 | 0.60448 | 3.6709 | 0 | 0 | 0 | Fail RIM | [11 empty] | Commercial | Custom Incentives | Automatic Door Closer for Walk-in Coolers and Freezers | Healthcare | Existing | 0.1177 | 0.67426 | 0.17456 | 0 | 0 | 0 | Fail TRC
[11 empty] | Commercial | ENERGY STAR® Windows Rebates | Ceiling Insulation(R2 to R38) | Healthcare | Existing | 1.965 | 0.54065 | 3.6345 | 0 | 0 | 0 | Fail RIM | [11 empty] | Commercial | Custom Incentives | Automatic Door Closer for Walk-in Coolers and Freezers | Hospitals | Existing | 0.1177 | 0.67426 | 0.17456 | 0 | 0 | 0 | Fail TRC
[11 empty] | Commercial | ENERGY STAR® Windows Rebates | Ceiling Insulation(R2 to R38) | Hospitals | Existing | 2.4171 | 0.6511 | 3.7123 | 0 | 0 | 0 | Fail RIM | [11 empty] | Commercial | Custom Incentives | Automatic Door Closer for Walk-in Coolers and Freezers | Institutional | Existing | 0.12152 | 0.69582 | 0.17465 | 0 | 0 | 0 | Fail TRC
[11 empty] | Commercial | ENERGY STAR® Windows Rebates | Ceiling Insulation(R2 to R38) | Institutional | Existing | 1.965 | 0.54065 | 3.6345 | 0 | 0 | 0 | Fail RIM | [11 empty] | Commercial | Custom Incentives | Automatic Door Closer for Walk-in Coolers and Freezers | Lodging/Hospitality | Existing | 0.1177 | 0.67426 | 0.17456 | 0 | 0 | 0 | Fail TRC
[11 empty] | Commercial | ENERGY STAR® Windows Rebates | Ceiling Insulation(R2 to R38) | Lodging/Hospitality | Existing | 2.4171 | 0.6511 | 3.7123 | 0 | 0 | 0 | Fail RIM | [11 empty] | Commercial | Custom Incentives | Automatic Door Closer for Walk-in Coolers and Freezers | Miscellaneous | Existing | 0.12152 | 0.69582 | 0.17465 | 0 | 0 | 0 | Fail TRC
[11 empty] | Commercial | ENERGY STAR® Windows Rebates | Ceiling Insulation(R2 to R38) | Miscellaneous | Existing | 1.965 | 0.54065 | 3.6345 | 0 | 0 | 0 | Fail RIM | [11 empty] | Commercial | Custom Incentives | Automatic Door Closer for Walk-in Coolers and Freezers | Offices | Existing | 0.12152 | 0.69582 | 0.17465 | 0 | 0 | 0 | Fail TRC
[11 empty] | Commercial | ENERGY STAR® Windows Rebates | Ceiling Insulation(R2 to R38) | Offices | Existing | 1.965 | 0.54065 | 3.6345 | 0 | 0 | 0 | Fail RIM | [11 empty] | Commercial | Custom Incentives | Automatic Door Closer for Walk-in Coolers and Freezers | Restaurants | Existing | 0.1177 | 0.67426 | 0.17456 | 0 | 0 | 0 | Fail TRC
[11 empty] | Commercial | ENERGY STAR® Windows Rebates | Ceiling Insulation(R2 to R38) | Restaurants | Existing | 2.219 | 0.60448 | 3.6709 | 0 | 0 | 0 | Fail RIM | [11 empty] | Commercial | Custom Incentives | Automatic Door Closer for Walk-in Coolers and Freezers | Retail | Existing | 0.12152 | 0.69582 | 0.17465 | 0 | 0 | 0 | Fail TRC
[11 empty] | Commercial | ENERGY STAR® Windows Rebates | Ceiling Insulation(R2 to R38) | Retail | Existing | 2.219 | 0.60448 | 3.6709 | 0 | 0 | 0 | Fail RIM | [11 empty] | Commercial | Custom Incentives | Automatic Door Closer for Walk-in Coolers and Freezers | Schools K-12 | Existing | 0.1177 | 0.67426 | 0.17456 | 0 | 0 | 0 | Fail TRC
[11 empty] | Commercial | ENERGY STAR® Windows Rebates | Ceiling Insulation(R2 to R38) | Schools K-12 | Existing | 1.965 | 0.54065 | 3.6345 | 0 | 0 | 0 | Fail RIM | [11 empty] | Commercial | Custom Incentives | Automatic Door Closer for Walk-in Coolers and Freezers | Warehouse | Existing | 0.12152 | 0.69582 | 0.17465 | 0 | 0 | 0 | Fail TRC
[11 empty] | Commercial | ENERGY STAR® Windows Rebates | Ceiling Insulation(R2 to R38) | Warehouse | Existing | 1.6829 | 0.60768 | 2.7694 | 0 | 0 | 0 | Fail RIM | [11 empty] | Commercial | Custom Incentives | Automatic Door Closer for Walk-in Coolers and Freezers | Assembly | New | 0.12152 | 0.69582 | 0.17465 | 0 | 0 | 0 | Fail TRC
[11 empty] | Commercial | ENERGY STAR® Windows Rebates | Ceiling Insulation(R2 to R38) | Assembly | New | 1.9318 | 0.54065 | 3.5732 | 0 | 0 | 0 | Fail RIM | [11 empty] | Commercial | Custom Incentives | Automatic Door Closer for Walk-in Coolers and Freezers | College and University | New | 0.1177 | 0.67426 | 0.17456 | 0 | 0 | 0 | Fail TRC
[11 empty] | Commercial | ENERGY STAR® Windows Rebates | Ceiling Insulation(R2 to R38) | College and University | New | 2.3763 | 0.6511 | 3.6497 | 0 | 0 | 0 | Fail RIM | [11 empty] | Commercial | Custom Incentives | Automatic Door Closer for Walk-in Coolers and Freezers | Grocery | New | 0.12152 | 0.69582 | 0.17465 | 0 | 0 | 0 | Fail TRC
[11 empty] | Commercial | ENERGY STAR® Windows Rebates | Ceiling Insulation(R2 to R38) | Grocery | New | 2.1816 | 0.60448 | 3.6089 | 0 | 0 | 0 | Fail RIM | [11 empty] | Commercial | Custom Incentives | Automatic Door Closer for Walk-in Coolers and Freezers | Healthcare | New | 0.1177 | 0.67426 | 0.17456 | 0 | 0 | 0 | Fail TRC
[11 empty] | Commercial | ENERGY STAR® Windows Rebates | Ceiling Insulation(R2 to R38) | Healthcare | New | 1.9318 | 0.54065 | 3.5732 | 0 | 0 | 0 | Fail RIM | [11 empty] | Commercial | Custom Incentives | Automatic Door Closer for Walk-in Coolers and Freezers | Hospitals | New | 0.1177 | 0.67426 | 0.17456 | 0 | 0 | 0 | Fail TRC
[11 empty] | Commercial | ENERGY STAR® Windows Rebates | Ceiling Insulation(R2 to R38) | Hospitals | New | 2.3763 | 0.6511 | 3.6497 | 0 | 0 | 0 | Fail RIM | [11 empty] | Commercial | Custom Incentives | Automatic Door Closer for Walk-in Coolers and Freezers | Institutional | New | 0.12152 | 0.69582 | 0.17465 | 0 | 0 | 0 | Fail TRC
[11 empty] | Commercial | ENERGY STAR® Windows Rebates | Ceiling Insulation(R2 to R38) | Institutional | New | 1.9318 | 0.54065 | 3.5732 | 0 | 0 | 0 | Fail RIM | [11 empty] | Commercial | Custom Incentives | Automatic Door Closer for Walk-in Coolers and Freezers | Lodging/Hospitality | New | 0.1177 | 0.67426 | 0.17456 | 0 | 0 | 0 | Fail TRC
[11 empty] | Commercial | ENERGY STAR® Windows Rebates | Ceiling Insulation(R2 to R38) | Lodging/Hospitality | New | 2.3763 | 0.6511 | 3.6497 | 0 | 0 | 0 | Fail RIM | [11 empty] | Commercial | Custom Incentives | Automatic Door Closer for Walk-in Coolers and Freezers | Miscellaneous | New | 0.12152 | 0.69582 | 0.17465 | 0 | 0 | 0 | Fail TRC
[11 empty] | Commercial | ENERGY STAR® Windows Rebates | Ceiling Insulation(R2 to R38) | Miscellaneous | New | 1.9318 | 0.54065 | 3.5732 | 0 | 0 | 0 | Fail RIM | [11 empty] | Commercial | Custom Incentives | Automatic Door Closer for Walk-in Coolers and Freezers | Offices | New | 0.12152 | 0.69582 | 0.17465 | 0 | 0 | 0 | Fail TRC
[11 empty] | Commercial | ENERGY STAR® Windows Rebates | Ceiling Insulation(R2 to R38) | Offices | New | 1.9318 | 0.54065 | 3.5732 | 0 | 0 | 0 | Fail RIM | [11 empty] | Commercial | Custom Incentives | Automatic Door Closer for Walk-in Coolers and Freezers | Restaurants | New | 0.1177 | 0.67426 | 0.17456 | 0 | 0 | 0 | Fail TRC
[11 empty] | Commercial | ENERGY STAR® Windows Rebates | Ceiling Insulation(R2 to R38) | Restaurants | New | 2.1816 | 0.60448 | 3.6089 | 0 | 0 | 0 | Fail RIM | [11 empty] | Commercial | Custom Incentives | Automatic Door Closer for Walk-in Coolers and Freezers | Retail | New | 0.12152 | 0.69582 | 0.17465 | 0 | 0 | 0 | Fail TRC
[11 empty] | Commercial | ENERGY STAR® Windows Rebates | Ceiling Insulation(R2 to R38) | Retail | New | 2.1816 | 0.60448 | 3.6089 | 0 | 0 | 0 | Fail RIM | [11 empty] | Commercial | Custom Incentives | Automatic Door Closer for Walk-in Coolers and Freezers | Schools K-12 | New | 0.1177 | 0.67426 | 0.17456 | 0 | 0 | 0 | Fail TRC
[11 empty] | Commercial | ENERGY STAR® Windows Rebates | Ceiling Insulation(R2 to R38) | Schools K-12 | New | 1.9318 | 0.54065 | 3.5732 | 0 | 0 | 0 | Fail RIM | [11 empty] | Commercial | Custom Incentives | Automatic Door Closer for Walk-in Coolers and Freezers | Warehouse | New | 0.12152 | 0.69582 | 0.17465 | 0 | 0 | 0 | Fail TRC
[11 empty] | Commercial | ENERGY STAR® Windows Rebates | Ceiling Insulation(R2 to R38) | Warehouse | New | 1.6829 | 0.60768 | 2.7694 | 0 | 0 | 0 | Fail RIM | [11 empty] | Commercial | Custom Incentives | Demand Defrost | Assembly | Existing | 0.34338 | 0.69403 | 0.49476 | 0 | 0 | 0 | Fail TRC
[11 empty] | Commercial | Efficient Electric Heat Pump Rebates | Ceiling Insulation(R30 to R38) | Assembly | Existing | 0.053726 | 0.54065 | 0.099373 | 0 | 0 | 0 | Fail RIM | [11 empty] | Commercial | Custom Incentives | Demand Defrost | College and University | Existing | 0.32955 | 0.66643 | 0.49451 | 0 | 0 | 0 | Fail TRC
[11 empty] | Commercial | Efficient Electric Heat Pump Rebates | Ceiling Insulation(R30 to R38) | College and University | Existing | 0.066087 | 0.6511 | 0.1015 | 0 | 0 | 0 | Fail RIM | [11 empty] | Commercial | Custom Incentives | Demand Defrost | Grocery | Existing | 0.34338 | 0.69403 | 0.49476 | 0 | 0 | 0 | Fail TRC
[11 empty] | Commercial | Efficient Electric Heat Pump Rebates | Ceiling Insulation(R30 to R38) | Grocery | Existing | 0.060671 | 0.60448 | 0.10037 | 0 | 0 | 0 | Fail RIM | [11 empty] | Commercial | Custom Incentives | Demand Defrost | Healthcare | Existing | 0.32955 | 0.66643 | 0.49451 | 0 | 0 | 0 | Fail TRC
[11 empty] | Commercial | Efficient Electric Heat Pump Rebates | Ceiling Insulation(R30 to R38) | Healthcare | Existing | 0.053726 | 0.54065 | 0.099373 | 0 | 0 | 0 | Fail RIM | [11 empty] | Commercial | Custom Incentives | Demand Defrost | Hospitals | Existing | 0.32955 | 0.66643 | 0.49451 | 0 | 0 | 0 | Fail TRC
[11 empty] | Commercial | Efficient Electric Heat Pump Rebates | Ceiling Insulation(R30 to R38) | Hospitals | Existing | 0.066087 | 0.6511 | 0.1015 | 0 | 0 | 0 | Fail RIM | [11 empty] | Commercial | Custom Incentives | Demand Defrost | Institutional | Existing | 0.34338 | 0.69403 | 0.49476 | 0 | 0 | 0 | Fail TRC
[11 empty] | Commercial | Efficient Electric Heat Pump Rebates | Ceiling Insulation(R30 to R38) | Institutional | Existing | 0.053726 | 0.54065 | 0.099373 | 0 | 0 | 0 | Fail RIM | [11 empty] | Commercial | Custom Incentives | Demand Defrost | Lodging/Hospitality | Existing | 0.32955 | 0.66643 | 0.49451 | 0 | 0 | 0 | Fail TRC
[11 empty] | Commercial | Efficient Electric Heat Pump Rebates | Ceiling Insulation(R30 to R38) | Lodging/Hospitality | Existing | 0.066087 | 0.6511 | 0.1015 | 0 | 0 | 0 | Fail RIM | [11 empty] | Commercial | Custom Incentives | Demand Defrost | Miscellaneous | Existing | 0.34338 | 0.69403 | 0.49476 | 0 | 0 | 0 | Fail TRC
[11 empty] | Commercial | Efficient Electric Heat Pump Rebates | Ceiling Insulation(R30 to R38) | Miscellaneous | Existing | 0.053726 | 0.54065 | 0.099373 | 0 | 0 | 0 | Fail RIM | [11 empty] | Commercial | Custom Incentives | Demand Defrost | Offices | Existing | 0.34338 | 0.69403 | 0.49476 | 0 | 0 | 0 | Fail TRC
[11 empty] | Commercial | Efficient Electric Heat Pump Rebates | Ceiling Insulation(R30 to R38) | Offices | Existing | 0.053726 | 0.54065 | 0.099373 | 0 | 0 | 0 | Fail RIM | [11 empty] | Commercial | Custom Incentives | Demand Defrost | Restaurants | Existing | 0.32955 | 0.66643 | 0.49451 | 0 | 0 | 0 | Fail TRC
[11 empty] | Commercial | Efficient Electric Heat Pump Rebates | Ceiling Insulation(R30 to R38) | Restaurants | Existing | 0.060671 | 0.60448 | 0.10037 | 0 | 0 | 0 | Fail RIM | [11 empty] | Commercial | Custom Incentives | Demand Defrost | Retail | Existing | 0.34338 | 0.69403 | 0.49476 | 0 | 0 | 0 | Fail TRC
[11 empty] | Commercial | Efficient Electric Heat Pump Rebates | Ceiling Insulation(R30 to R38) | Retail | Existing | 0.060671 | 0.60448 | 0.10037 | 0 | 0 | 0 | Fail RIM | [11 empty] | Commercial | Custom Incentives | Demand Defrost | Schools K-12 | Existing | 0.32955 | 0.66643 | 0.49451 | 0 | 0 | 0 | Fail TRC
[11 empty] | Commercial | Efficient Electric Heat Pump Rebates | Ceiling Insulation(R30 to R38) | Schools K-12 | Existing | 0.053726 | 0.54065 | 0.099373 | 0 | 0 | 0 | Fail RIM | [11 empty] | Commercial | Custom Incentives | Demand Defrost | Warehouse | Existing | 0.34338 | 0.69403 | 0.49476 | 0 | 0 | 0 | Fail TRC
[11 empty] | Commercial | Efficient Electric Heat Pump Rebates | Ceiling Insulation(R30 to R38) | Warehouse | Existing | 0.060693 | 0.60768 | 0.099878 | 0 | 0 | 0 | Fail RIM | [11 empty] | Commercial | Custom Incentives | Demand Defrost | Assembly | New | 0.34338 | 0.69403 | 0.49476 | 0 | 0 | 0 | Fail TRC
[11 empty] | Commercial | Efficient Electric Heat Pump Rebates | Ceiling Insulation(R30 to R38) | Assembly | New | 0.05282 | 0.54065 | 0.097696 | 0 | 0 | 0 | Fail RIM | [11 empty] | Commercial | Custom Incentives | Demand Defrost | College and University | New | 0.32955 | 0.66643 | 0.49451 | 0 | 0 | 0 | Fail TRC
[11 empty] | Commercial | Efficient Electric Heat Pump Rebates | Ceiling Insulation(R30 to R38) | College and University | New | 0.064972 | 0.6511 | 0.099788 | 0 | 0 | 0 | Fail RIM | [11 empty] | Commercial | Custom Incentives | Demand Defrost | Grocery | New | 0.34338 | 0.69403 | 0.49476 | 0 | 0 | 0 | Fail TRC
[11 empty] | Commercial | Efficient Electric Heat Pump Rebates | Ceiling Insulation(R30 to R38) | Grocery | New | 0.059647 | 0.60448 | 0.098675 | 0 | 0 | 0 | Fail RIM | [11 empty] | Commercial | Custom Incentives | Demand Defrost | Healthcare | New | 0.32955 | 0.66643 | 0.49451 | 0 | 0 | 0 | Fail TRC
[11 empty] | Commercial | Efficient Electric Heat Pump Rebates | Ceiling Insulation(R30 to R38) | Healthcare | New | 0.05282 | 0.54065 | 0.097696 | 0 | 0 | 0 | Fail RIM | [11 empty] | Commercial | Custom Incentives | Demand Defrost | Hospitals | New | 0.32955 | 0.66643 | 0.49451 | 0 | 0 | 0 | Fail TRC
[11 empty] | Commercial | Efficient Electric Heat Pump Rebates | Ceiling Insulation(R30 to R38) | Hospitals | New | 0.064972 | 0.6511 | 0.099788 | 0 | 0 | 0 | Fail RIM | [11 empty] | Commercial | Custom Incentives | Demand Defrost | Institutional | New | 0.34338 | 0.69403 | 0.49476 | 0 | 0 | 0 | Fail TRC
[11 empty] | Commercial | Efficient Electric Heat Pump Rebates | Ceiling Insulation(R30 to R38) | Institutional | New | 0.05282 | 0.54065 | 0.097696 | 0 | 0 | 0 | Fail RIM | [11 empty] | Commercial | Custom Incentives | Demand Defrost | Lodging/Hospitality | New | 0.32955 | 0.66643 | 0.49451 | 0 | 0 | 0 | Fail TRC
[11 empty] | Commercial | Efficient Electric Heat Pump Rebates | Ceiling Insulation(R30 to R38) | Lodging/Hospitality | New | 0.064972 | 0.6511 | 0.099788 | 0 | 0 | 0 | Fail RIM | [11 empty] | Commercial | Custom Incentives | Demand Defrost | Miscellaneous | New | 0.34338 | 0.69403 | 0.49476 | 0 | 0 | 0 | Fail TRC
[11 empty] | Commercial | Efficient Electric Heat Pump Rebates | Ceiling Insulation(R30 to R38) | Miscellaneous | New | 0.05282 | 0.54065 | 0.097696 | 0 | 0 | 0 | Fail RIM | [11 empty] | Commercial | Custom Incentives | Demand Defrost | Offices | New | 0.34338 | 0.69403 | 0.49476 | 0 | 0 | 0 | Fail TRC
[11 empty] | Commercial | Efficient Electric Heat Pump Rebates | Ceiling Insulation(R30 to R38) | Offices | New | 0.05282 | 0.54065 | 0.097696 | 0 | 0 | 0 | Fail RIM | [11 empty] | Commercial | Custom Incentives | Demand Defrost | Restaurants | New | 0.32955 | 0.66643 | 0.49451 | 0 | 0 | 0 | Fail TRC
[11 empty] | Commercial | Efficient Electric Heat Pump Rebates | Ceiling Insulation(R30 to R38) | Restaurants | New | 0.059647 | 0.60448 | 0.098675 | 0 | 0 | 0 | Fail RIM | [11 empty] | Commercial | Custom Incentives | Demand Defrost | Retail | New | 0.34338 | 0.69403 | 0.49476 | 0 | 0 | 0 | Fail TRC
[11 empty] | Commercial | Efficient Electric Heat Pump Rebates | Ceiling Insulation(R30 to R38) | Retail | New | 0.059647 | 0.60448 | 0.098675 | 0 | 0 | 0 | Fail RIM | [11 empty] | Commercial | Custom Incentives | Demand Defrost | Schools K-12 | New | 0.32955 | 0.66643 | 0.49451 | 0 | 0 | 0 | Fail TRC
[11 empty] | Commercial | Efficient Electric Heat Pump Rebates | Ceiling Insulation(R30 to R38) | Schools K-12 | New | 0.05282 | 0.54065 | 0.097696 | 0 | 0 | 0 | Fail RIM | [11 empty] | Commercial | Custom Incentives | Demand Defrost | Warehouse | New | 0.34338 | 0.69403 | 0.49476 | 0 | 0 | 0 | Fail TRC
[11 empty] | Commercial | Efficient Electric Heat Pump Rebates | Ceiling Insulation(R30 to R38) | Warehouse | New | 0.059669 | 0.60768 | 0.098193 | 0 | 0 | 0 | Fail RIM | [11 empty] | Commercial | Custom Incentives | Floating Head Pressure Controls | Assembly | Existing | 6.158 | 0.66804 | 9.218 | 0 | 0 | 0 | Fail 2-year Threshold
[11 empty] | Commercial | Custom Incentives | Chilled Water System - Variable Speed Drives | Assembly | Existing | 3.1294 | 0.64886 | 4.8229 | 0 | 0 | 0 | Fail RIM | [11 empty] | Commercial | Custom Incentives | Floating Head Pressure Controls | College and University | Existing | 6.1127 | 0.66388 | 9.2075 | 0 | 0 | 0 | Fail 2-year Threshold
[11 empty] | Commercial | Custom Incentives | Chilled Water System - Variable Speed Drives | College and University | Existing | 3.1294 | 0.64886 | 4.8229 | 0 | 0 | 0 | Fail RIM | [11 empty] | Commercial | Custom Incentives | Floating Head Pressure Controls | Grocery | Existing | 6.158 | 0.66804 | 9.218 | 0 | 0 | 0 | Fail 2-year Threshold
[11 empty] | Commercial | Custom Incentives | Chilled Water System - Variable Speed Drives | Grocery | Existing | 3.1294 | 0.64886 | 4.8229 | 0 | 0 | 0 | Fail RIM | [11 empty] | Commercial | Custom Incentives | Floating Head Pressure Controls | Healthcare | Existing | 6.1127 | 0.66388 | 9.2075 | 0 | 0 | 0 | Fail 2-year Threshold
[11 empty] | Commercial | Custom Incentives | Chilled Water System - Variable Speed Drives | Healthcare | Existing | 3.1294 | 0.64886 | 4.8229 | 0 | 0 | 0 | Fail RIM | [11 empty] | Commercial | Custom Incentives | Floating Head Pressure Controls | Hospitals | Existing | 6.1127 | 0.66388 | 9.2075 | 0 | 0 | 0 | Fail 2-year Threshold
[11 empty] | Commercial | Custom Incentives | Chilled Water System - Variable Speed Drives | Hospitals | Existing | 3.1294 | 0.64886 | 4.8229 | 0 | 0 | 0 | Fail RIM | [11 empty] | Commercial | Custom Incentives | Floating Head Pressure Controls | Institutional | Existing | 6.158 | 0.66804 | 9.218 | 0 | 0 | 0 | Fail 2-year Threshold
[11 empty] | Commercial | Custom Incentives | Chilled Water System - Variable Speed Drives | Institutional | Existing | 3.1294 | 0.64886 | 4.8229 | 0 | 0 | 0 | Fail RIM | [11 empty] | Commercial | Custom Incentives | Floating Head Pressure Controls | Lodging/Hospitality | Existing | 6.1127 | 0.66388 | 9.2075 | 0 | 0 | 0 | Fail 2-year Threshold
[11 empty] | Commercial | Custom Incentives | Chilled Water System - Variable Speed Drives | Lodging/Hospitality | Existing | 3.1294 | 0.64886 | 4.8229 | 0 | 0 | 0 | Fail RIM | [11 empty] | Commercial | Custom Incentives | Floating Head Pressure Controls | Miscellaneous | Existing | 6.158 | 0.66804 | 9.218 | 0 | 0 | 0 | Fail 2-year Threshold
[11 empty] | Commercial | Custom Incentives | Chilled Water System - Variable Speed Drives | Miscellaneous | Existing | 3.1294 | 0.64886 | 4.8229 | 0 | 0 | 0 | Fail RIM | [11 empty] | Commercial | Custom Incentives | Floating Head Pressure Controls | Offices | Existing | 6.158 | 0.66804 | 9.218 | 0 | 0 | 0 | Fail 2-year Threshold
[11 empty] | Commercial | Custom Incentives | Chilled Water System - Variable Speed Drives | Offices | Existing | 3.1294 | 0.64886 | 4.8229 | 0 | 0 | 0 | Fail RIM | [11 empty] | Commercial | Custom Incentives | Floating Head Pressure Controls | Restaurants | Existing | 6.1127 | 0.66388 | 9.2075 | 0 | 0 | 0 | Fail 2-year Threshold
[11 empty] | Commercial | Custom Incentives | Chilled Water System - Variable Speed Drives | Restaurants | Existing | 3.1294 | 0.64886 | 4.8229 | 0 | 0 | 0 | Fail RIM | [11 empty] | Commercial | Custom Incentives | Floating Head Pressure Controls | Retail | Existing | 6.158 | 0.66804 | 9.218 | 0 | 0 | 0 | Fail 2-year Threshold
[11 empty] | Commercial | Custom Incentives | Chilled Water System - Variable Speed Drives | Retail | Existing | 3.1294 | 0.64886 | 4.8229 | 0 | 0 | 0 | Fail RIM | [11 empty] | Commercial | Custom Incentives | Floating Head Pressure Controls | Schools K-12 | Existing | 6.1127 | 0.66388 | 9.2075 | 0 | 0 | 0 | Fail 2-year Threshold
[11 empty] | Commercial | Custom Incentives | Chilled Water System - Variable Speed Drives | Schools K-12 | Existing | 3.1294 | 0.64886 | 4.8229 | 0 | 0 | 0 | Fail RIM | [11 empty] | Commercial | Custom Incentives | Floating Head Pressure Controls | Warehouse | Existing | 6.158 | 0.66804 | 9.218 | 0 | 0 | 0 | Fail 2-year Threshold
[11 empty] | Commercial | Custom Incentives | Chilled Water System - Variable Speed Drives | Warehouse | Existing | 3.1294 | 0.64886 | 4.8229 | 0 | 0 | 0 | Fail RIM | [11 empty] | Commercial | Custom Incentives | Floating Head Pressure Controls | Assembly | New | 6.158 | 0.66804 | 9.218 | 0 | 0 | 0 | Fail 2-year Threshold
[11 empty] | Commercial | Custom Incentives | Chilled Water System - Variable Speed Drives | Assembly | New | 3.1294 | 0.64886 | 4.8229 | 0 | 0 | 0 | Fail RIM | [11 empty] | Commercial | Custom Incentives | Floating Head Pressure Controls | College and University | New | 6.1127 | 0.66388 | 9.2075 | 0 | 0 | 0 | Fail 2-year Threshold
[11 empty] | Commercial | Custom Incentives | Chilled Water System - Variable Speed Drives | College and University | New | 3.1294 | 0.64886 | 4.8229 | 0 | 0 | 0 | Fail RIM | [11 empty] | Commercial | Custom Incentives | Floating Head Pressure Controls | Grocery | New | 6.158 | 0.66804 | 9.218 | 0 | 0 | 0 | Fail 2-year Threshold
[11 empty] | Commercial | Custom Incentives | Chilled Water System - Variable Speed Drives | Grocery | New | 3.1294 | 0.64886 | 4.8229 | 0 | 0 | 0 | Fail RIM | [11 empty] | Commercial | Custom Incentives | Floating Head Pressure Controls | Healthcare | New | 6.1127 | 0.66388 | 9.2075 | 0 | 0 | 0 | Fail 2-year Threshold
[11 empty] | Commercial | Custom Incentives | Chilled Water System - Variable Speed Drives | Healthcare | New | 3.1294 | 0.64886 | 4.8229 | 0 | 0 | 0 | Fail RIM | [11 empty] | Commercial | Custom Incentives | Floating Head Pressure Controls | Hospitals | New | 6.1127 | 0.66388 | 9.2075 | 0 | 0 | 0 | Fail 2-year Threshold
[11 empty] | Commercial | Custom Incentives | Chilled Water System - Variable Speed Drives | Hospitals | New | 3.1294 | 0.64886 | 4.8229 | 0 | 0 | 0 | Fail RIM | [11 empty] | Commercial | Custom Incentives | Floating Head Pressure Controls | Institutional | New | 6.158 | 0.66804 | 9.218 | 0 | 0 | 0 | Fail 2-year Threshold
[11 empty] | Commercial | Custom Incentives | Chilled Water System - Variable Speed Drives | Institutional | New | 3.1294 | 0.64886 | 4.8229 | 0 | 0 | 0 | Fail RIM | [11 empty] | Commercial | Custom Incentives | Floating Head Pressure Controls | Lodging/Hospitality | New | 6.1127 | 0.66388 | 9.2075 | 0 | 0 | 0 | Fail 2-year Threshold
[11 empty] | Commercial | Custom Incentives | Chilled Water System - Variable Speed Drives | Lodging/Hospitality | New | 3.1294 | 0.64886 | 4.8229 | 0 | 0 | 0 | Fail RIM | [11 empty] | Commercial | Custom Incentives | Floating Head Pressure Controls | Miscellaneous | New | 6.158 | 0.66804 | 9.218 | 0 | 0 | 0 | Fail 2-year Threshold
[11 empty] | Commercial | Custom Incentives | Chilled Water System - Variable Speed Drives | Miscellaneous | New | 3.1294 | 0.64886 | 4.8229 | 0 | 0 | 0 | Fail RIM | [11 empty] | Commercial | Custom Incentives | Floating Head Pressure Controls | Offices | New | 6.158 | 0.66804 | 9.218 | 0 | 0 | 0 | Fail 2-year Threshold
[11 empty] | Commercial | Custom Incentives | Chilled Water System - Variable Speed Drives | Offices | New | 3.1294 | 0.64886 | 4.8229 | 0 | 0 | 0 | Fail RIM | [11 empty] | Commercial | Custom Incentives | Floating Head Pressure Controls | Restaurants | New | 6.1127 | 0.66388 | 9.2075 | 0 | 0 | 0 | Fail 2-year Threshold
[11 empty] | Commercial | Custom Incentives | Chilled Water System - Variable Speed Drives | Restaurants | New | 3.1294 | 0.64886 | 4.8229 | 0 | 0 | 0 | Fail RIM | [11 empty] | Commercial | Custom Incentives | Floating Head Pressure Controls | Retail | New | 6.158 | 0.66804 | 9.218 | 0 | 0 | 0 | Fail 2-year Threshold
[11 empty] | Commercial | Custom Incentives | Chilled Water System - Variable Speed Drives | Retail | New | 3.1294 | 0.64886 | 4.8229 | 0 | 0 | 0 | Fail RIM | [11 empty] | Commercial | Custom Incentives | Floating Head Pressure Controls | Schools K-12 | New | 6.1127 | 0.66388 | 9.2075 | 0 | 0 | 0 | Fail 2-year Threshold
[11 empty] | Commercial | Custom Incentives | Chilled Water System - Variable Speed Drives | Schools K-12 | New | 3.1294 | 0.64886 | 4.8229 | 0 | 0 | 0 | Fail RIM | [11 empty] | Commercial | Custom Incentives | Floating Head Pressure Controls | Warehouse | New | 6.158 | 0.66804 | 9.218 | 0 | 0 | 0 | Fail 2-year Threshold
[11 empty] | Commercial | Custom Incentives | Chilled Water System - Variable Speed Drives | Warehouse | New | 3.1294 | 0.64886 | 4.8229 | 0 | 0 | 0 | Fail RIM | [11 empty] | Commercial | Custom Incentives | Freezer-Cooler Replacement Gaskets | Assembly | Existing | 0.356 | 0.57162 | 0.6228 | 0 | 0 | 0 | Fail TRC
[11 empty] | Commercial | Cool/Reflective Roof Rebates | Cool Roof | Assembly | Existing | 0.086192 | 0.67707 | 0.1273 | 0 | 0 | 0 | Fail RIM | [11 empty] | Commercial | Custom Incentives | Freezer-Cooler Replacement Gaskets | College and University | Existing | 0.35427 | 0.56933 | 0.62226 | 0 | 0 | 0 | Fail TRC
[11 empty] | Commercial | Cool/Reflective Roof Rebates | Cool Roof | College and University | Existing | 0.086192 | 0.67707 | 0.1273 | 0 | 0 | 0 | Fail RIM | [11 empty] | Commercial | Custom Incentives | Freezer-Cooler Replacement Gaskets | Grocery | Existing | 0.356 | 0.57162 | 0.6228 | 0 | 0 | 0 | Fail TRC
[11 empty] | Commercial | Cool/Reflective Roof Rebates | Cool Roof | Grocery | Existing | 0.086192 | 0.67707 | 0.1273 | 0 | 0 | 0 | Fail RIM | [11 empty] | Commercial | Custom Incentives | Freezer-Cooler Replacement Gaskets | Healthcare | Existing | 0.35427 | 0.56933 | 0.62226 | 0 | 0 | 0 | Fail TRC
[11 empty] | Commercial | Cool/Reflective Roof Rebates | Cool Roof | Healthcare | Existing | 0.086192 | 0.67707 | 0.1273 | 0 | 0 | 0 | Fail RIM | [11 empty] | Commercial | Custom Incentives | Freezer-Cooler Replacement Gaskets | Hospitals | Existing | 0.35427 | 0.56933 | 0.62226 | 0 | 0 | 0 | Fail TRC
[11 empty] | Commercial | Cool/Reflective Roof Rebates | Cool Roof | Hospitals | Existing | 0.086192 | 0.67707 | 0.1273 | 0 | 0 | 0 | Fail RIM | [11 empty] | Commercial | Custom Incentives | Freezer-Cooler Replacement Gaskets | Institutional | Existing | 0.356 | 0.57162 | 0.6228 | 0 | 0 | 0 | Fail TRC
[11 empty] | Commercial | Cool/Reflective Roof Rebates | Cool Roof | Institutional | Existing | 0.086192 | 0.67707 | 0.1273 | 0 | 0 | 0 | Fail RIM | [11 empty] | Commercial | Custom Incentives | Freezer-Cooler Replacement Gaskets | Lodging/Hospitality | Existing | 0.35427 | 0.56933 | 0.62226 | 0 | 0 | 0 | Fail TRC
[11 empty] | Commercial | Cool/Reflective Roof Rebates | Cool Roof | Lodging/Hospitality | Existing | 0.097726 | 0.76205 | 0.12824 | 0 | 0 | 0 | Fail RIM | [11 empty] | Commercial | Custom Incentives | Freezer-Cooler Replacement Gaskets | Miscellaneous | Existing | 0.356 | 0.57162 | 0.6228 | 0 | 0 | 0 | Fail TRC
[11 empty] | Commercial | Cool/Reflective Roof Rebates | Cool Roof | Miscellaneous | Existing | 0.10294 | 0.82158 | 0.1253 | 0 | 0 | 0 | Fail RIM | [11 empty] | Commercial | Custom Incentives | Freezer-Cooler Replacement Gaskets | Offices | Existing | 0.356 | 0.57162 | 0.6228 | 0 | 0 | 0 | Fail TRC
[11 empty] | Commercial | Cool/Reflective Roof Rebates | Cool Roof | Offices | Existing | 0.086192 | 0.67707 | 0.1273 | 0 | 0 | 0 | Fail RIM | [11 empty] | Commercial | Custom Incentives | Freezer-Cooler Replacement Gaskets | Restaurants | Existing | 0.35427 | 0.56933 | 0.62226 | 0 | 0 | 0 | Fail TRC
[11 empty] | Commercial | Cool/Reflective Roof Rebates | Cool Roof | Restaurants | Existing | 0.086192 | 0.67707 | 0.1273 | 0 | 0 | 0 | Fail RIM | [11 empty] | Commercial | Custom Incentives | Freezer-Cooler Replacement Gaskets | Retail | Existing | 0.356 | 0.57162 | 0.6228 | 0 | 0 | 0 | Fail TRC
[11 empty] | Commercial | Cool/Reflective Roof Rebates | Cool Roof | Retail | Existing | 0.086192 | 0.67707 | 0.1273 | 0 | 0 | 0 | Fail RIM | [11 empty] | Commercial | Custom Incentives | Freezer-Cooler Replacement Gaskets | Schools K-12 | Existing | 0.35427 | 0.56933 | 0.62226 | 0 | 0 | 0 | Fail TRC
[11 empty] | Commercial | Cool/Reflective Roof Rebates | Cool Roof | Schools K-12 | Existing | 0.086192 | 0.67707 | 0.1273 | 0 | 0 | 0 | Fail RIM | [11 empty] | Commercial | Custom Incentives | Freezer-Cooler Replacement Gaskets | Warehouse | Existing | 0.356 | 0.57162 | 0.6228 | 0 | 0 | 0 | Fail TRC
[11 empty] | Commercial | Cool/Reflective Roof Rebates | Cool Roof | Warehouse | Existing | 0.10294 | 0.82158 | 0.1253 | 0 | 0 | 0 | Fail RIM | [11 empty] | Commercial | Custom Incentives | Freezer-Cooler Replacement Gaskets | Assembly | New | 0 | 0 | 0 | 0 | 0 | 0 | Fail TRC
[11 empty] | Commercial | Cool/Reflective Roof Rebates | Cool Roof | Assembly | New | 0.085981 | 0.67707 | 0.12699 | 0 | 0 | 0 | Fail RIM | [11 empty] | Commercial | Custom Incentives | Freezer-Cooler Replacement Gaskets | College and University | New | 0 | 0 | 0 | 0 | 0 | 0 | Fail TRC
[11 empty] | Commercial | Cool/Reflective Roof Rebates | Cool Roof | College and University | New | 0.085981 | 0.67707 | 0.12699 | 0 | 0 | 0 | Fail RIM | [11 empty] | Commercial | Custom Incentives | Freezer-Cooler Replacement Gaskets | Grocery | New | 0 | 0 | 0 | 0 | 0 | 0 | Fail TRC
[11 empty] | Commercial | Cool/Reflective Roof Rebates | Cool Roof | Grocery | New | 0.085981 | 0.67707 | 0.12699 | 0 | 0 | 0 | Fail RIM | [11 empty] | Commercial | Custom Incentives | Freezer-Cooler Replacement Gaskets | Healthcare | New | 0 | 0 | 0 | 0 | 0 | 0 | Fail TRC
[11 empty] | Commercial | Cool/Reflective Roof Rebates | Cool Roof | Healthcare | New | 0.085981 | 0.67707 | 0.12699 | 0 | 0 | 0 | Fail RIM | [11 empty] | Commercial | Custom Incentives | Freezer-Cooler Replacement Gaskets | Hospitals | New | 0 | 0 | 0 | 0 | 0 | 0 | Fail TRC
[11 empty] | Commercial | Cool/Reflective Roof Rebates | Cool Roof | Hospitals | New | 0.085981 | 0.67707 | 0.12699 | 0 | 0 | 0 | Fail RIM | [11 empty] | Commercial | Custom Incentives | Freezer-Cooler Replacement Gaskets | Institutional | New | 0 | 0 | 0 | 0 | 0 | 0 | Fail TRC
[11 empty] | Commercial | Cool/Reflective Roof Rebates | Cool Roof | Institutional | New | 0.085981 | 0.67707 | 0.12699 | 0 | 0 | 0 | Fail RIM | [11 empty] | Commercial | Custom Incentives | Freezer-Cooler Replacement Gaskets | Lodging/Hospitality | New | 0 | 0 | 0 | 0 | 0 | 0 | Fail TRC
[11 empty] | Commercial | Cool/Reflective Roof Rebates | Cool Roof | Lodging/Hospitality | New | 0.097487 | 0.76205 | 0.12793 | 0 | 0 | 0 | Fail RIM | [11 empty] | Commercial | Custom Incentives | Freezer-Cooler Replacement Gaskets | Miscellaneous | New | 0 | 0 | 0 | 0 | 0 | 0 | Fail TRC
[11 empty] | Commercial | Cool/Reflective Roof Rebates | Cool Roof | Miscellaneous | New | 0.10269 | 0.82158 | 0.12499 | 0 | 0 | 0 | Fail RIM | [11 empty] | Commercial | Custom Incentives | Freezer-Cooler Replacement Gaskets | Offices | New | 0 | 0 | 0 | 0 | 0 | 0 | Fail TRC
[11 empty] | Commercial | Cool/Reflective Roof Rebates | Cool Roof | Offices | New | 0.085981 | 0.67707 | 0.12699 | 0 | 0 | 0 | Fail RIM | [11 empty] | Commercial | Custom Incentives | Freezer-Cooler Replacement Gaskets | Restaurants | New | 0 | 0 | 0 | 0 | 0 | 0 | Fail TRC
[11 empty] | Commercial | Cool/Reflective Roof Rebates | Cool Roof | Restaurants | New | 0.085981 | 0.67707 | 0.12699 | 0 | 0 | 0 | Fail RIM | [11 empty] | Commercial | Custom Incentives | Freezer-Cooler Replacement Gaskets | Retail | New | 0 | 0 | 0 | 0 | 0 | 0 | Fail TRC
[11 empty] | Commercial | Cool/Reflective Roof Rebates | Cool Roof | Retail | New | 0.085981 | 0.67707 | 0.12699 | 0 | 0 | 0 | Fail RIM | [11 empty] | Commercial | Custom Incentives | Freezer-Cooler Replacement Gaskets | Schools K-12 | New | 0 | 0 | 0 | 0 | 0 | 0 | Fail TRC
[11 empty] | Commercial | Cool/Reflective Roof Rebates | Cool Roof | Schools K-12 | New | 0.085981 | 0.67707 | 0.12699 | 0 | 0 | 0 | Fail RIM | [11 empty] | Commercial | Custom Incentives | Freezer-Cooler Replacement Gaskets | Warehouse | New | 0 | 0 | 0 | 0 | 0 | 0 | Fail TRC
[11 empty] | Commercial | Cool/Reflective Roof Rebates | Cool Roof | Warehouse | New | 0.10269 | 0.82158 | 0.12499 | 0 | 0 | 0 | Fail RIM | [11 empty] | Commercial | Custom Incentives | High Efficiency Refrigeration Compressor | Assembly | Existing | 0.41204 | 0.66335 | 0.62115 | 0 | 0 | 0 | Fail TRC
[11 empty] | Commercial | Duct Repair/Replacement Rebates | Duct Insulation | Assembly | Existing | 0.039724 | 0.66286 | 0.059928 | 0 | 0 | 0 | Fail RIM | [11 empty] | Commercial | Custom Incentives | High Efficiency Refrigeration Compressor | College and University | Existing | 0.41001 | 0.66083 | 0.62044 | 0 | 0 | 0 | Fail TRC
[11 empty] | Commercial | Duct Repair/Replacement Rebates | Duct Insulation | College and University | Existing | 0.060201 | 0.66286 | 0.090819 | 0 | 0 | 0 | Fail RIM | [11 empty] | Commercial | Custom Incentives | High Efficiency Refrigeration Compressor | Grocery | Existing | 0.41204 | 0.66335 | 0.62115 | 0 | 0 | 0 | Fail TRC
[11 empty] | Commercial | Duct Repair/Replacement Rebates | Duct Insulation | Grocery | Existing | 0.39109 | 0.66286 | 0.59 | 0 | 0 | 0 | Fail RIM | [11 empty] | Commercial | Custom Incentives | High Efficiency Refrigeration Compressor | Healthcare | Existing | 0.41001 | 0.66083 | 0.62044 | 0 | 0 | 0 | Fail TRC
[11 empty] | Commercial | Duct Repair/Replacement Rebates | Duct Insulation | Healthcare | Existing | 0.15986 | 0.66286 | 0.24116 | 0 | 0 | 0 | Fail RIM | [11 empty] | Commercial | Custom Incentives | High Efficiency Refrigeration Compressor | Hospitals | Existing | 0.41001 | 0.66083 | 0.62044 | 0 | 0 | 0 | Fail TRC
[11 empty] | Commercial | Duct Repair/Replacement Rebates | Duct Insulation | Hospitals | Existing | 0.15986 | 0.66286 | 0.24116 | 0 | 0 | 0 | Fail RIM | [11 empty] | Commercial | Custom Incentives | High Efficiency Refrigeration Compressor | Institutional | Existing | 0.41204 | 0.66335 | 0.62115 | 0 | 0 | 0 | Fail TRC
[11 empty] | Commercial | Duct Repair/Replacement Rebates | Duct Insulation | Institutional | Existing | 0.18023 | 0.66286 | 0.2719 | 0 | 0 | 0 | Fail RIM | [11 empty] | Commercial | Custom Incentives | High Efficiency Refrigeration Compressor | Lodging/Hospitality | Existing | 0.41001 | 0.66083 | 0.62044 | 0 | 0 | 0 | Fail TRC
[11 empty] | Commercial | Duct Repair/Replacement Rebates | Duct Insulation | Lodging/Hospitality | Existing | 0.090227 | 0.66286 | 0.13612 | 0 | 0 | 0 | Fail RIM | [11 empty] | Commercial | Custom Incentives | High Efficiency Refrigeration Compressor | Miscellaneous | Existing | 0.41204 | 0.66335 | 0.62115 | 0 | 0 | 0 | Fail TRC
[11 empty] | Commercial | Duct Repair/Replacement Rebates | Duct Insulation | Miscellaneous | Existing | 0.12279 | 0.66286 | 0.18524 | 0 | 0 | 0 | Fail RIM | [11 empty] | Commercial | Custom Incentives | High Efficiency Refrigeration Compressor | Offices | Existing | 0.41204 | 0.66335 | 0.62115 | 0 | 0 | 0 | Fail TRC
[11 empty] | Commercial | Duct Repair/Replacement Rebates | Duct Insulation | Offices | Existing | 0.16494 | 0.66286 | 0.24883 | 0 | 0 | 0 | Fail RIM | [11 empty] | Commercial | Custom Incentives | High Efficiency Refrigeration Compressor | Restaurants | Existing | 0.41001 | 0.66083 | 0.62044 | 0 | 0 | 0 | Fail TRC
[11 empty] | Commercial | Duct Repair/Replacement Rebates | Duct Insulation | Restaurants | Existing | 0.37799 | 0.66286 | 0.57024 | 0 | 0 | 0 | Fail RIM | [11 empty] | Commercial | Custom Incentives | High Efficiency Refrigeration Compressor | Retail | Existing | 0.41204 | 0.66335 | 0.62115 | 0 | 0 | 0 | Fail TRC
[11 empty] | Commercial | Duct Repair/Replacement Rebates | Duct Insulation | Retail | Existing | 0.073284 | 0.66286 | 0.11056 | 0 | 0 | 0 | Fail RIM | [11 empty] | Commercial | Custom Incentives | High Efficiency Refrigeration Compressor | Schools K-12 | Existing | 0.41001 | 0.66083 | 0.62044 | 0 | 0 | 0 | Fail TRC
[11 empty] | Commercial | Duct Repair/Replacement Rebates | Duct Insulation | Schools K-12 | Existing | 0.060201 | 0.66286 | 0.090819 | 0 | 0 | 0 | Fail RIM | [11 empty] | Commercial | Custom Incentives | High Efficiency Refrigeration Compressor | Warehouse | Existing | 0.41204 | 0.66335 | 0.62115 | 0 | 0 | 0 | Fail TRC
[11 empty] | Commercial | Duct Repair/Replacement Rebates | Duct Insulation | Warehouse | Existing | 0.019382 | 0.66286 | 0.029239 | 0 | 0 | 0 | Fail RIM | [11 empty] | Commercial | Custom Incentives | High Efficiency Refrigeration Compressor | Assembly | New | 0.41204 | 0.66335 | 0.62115 | 0 | 0 | 0 | Fail TRC
[11 empty] | Commercial | Duct Repair/Replacement Rebates | Duct Insulation | Assembly | New | 0.039724 | 0.66286 | 0.059928 | 0 | 0 | 0 | Fail RIM | [11 empty] | Commercial | Custom Incentives | High Efficiency Refrigeration Compressor | College and University | New | 0.41001 | 0.66083 | 0.62044 | 0 | 0 | 0 | Fail TRC
[11 empty] | Commercial | Duct Repair/Replacement Rebates | Duct Insulation | College and University | New | 0.060201 | 0.66286 | 0.090819 | 0 | 0 | 0 | Fail RIM | [11 empty] | Commercial | Custom Incentives | High Efficiency Refrigeration Compressor | Grocery | New | 0.41204 | 0.66335 | 0.62115 | 0 | 0 | 0 | Fail TRC
[11 empty] | Commercial | Duct Repair/Replacement Rebates | Duct Insulation | Grocery | New | 0.39109 | 0.66286 | 0.59 | 0 | 0 | 0 | Fail RIM | [11 empty] | Commercial | Custom Incentives | High Efficiency Refrigeration Compressor | Healthcare | New | 0.41001 | 0.66083 | 0.62044 | 0 | 0 | 0 | Fail TRC
[11 empty] | Commercial | Duct Repair/Replacement Rebates | Duct Insulation | Healthcare | New | 0.15986 | 0.66286 | 0.24116 | 0 | 0 | 0 | Fail RIM | [11 empty] | Commercial | Custom Incentives | High Efficiency Refrigeration Compressor | Hospitals | New | 0.41001 | 0.66083 | 0.62044 | 0 | 0 | 0 | Fail TRC
[11 empty] | Commercial | Duct Repair/Replacement Rebates | Duct Insulation | Hospitals | New | 0.15986 | 0.66286 | 0.24116 | 0 | 0 | 0 | Fail RIM | [11 empty] | Commercial | Custom Incentives | High Efficiency Refrigeration Compressor | Institutional | New | 0.41204 | 0.66335 | 0.62115 | 0 | 0 | 0 | Fail TRC
[11 empty] | Commercial | Duct Repair/Replacement Rebates | Duct Insulation | Institutional | New | 0.18023 | 0.66286 | 0.2719 | 0 | 0 | 0 | Fail RIM | [11 empty] | Commercial | Custom Incentives | High Efficiency Refrigeration Compressor | Lodging/Hospitality | New | 0.41001 | 0.66083 | 0.62044 | 0 | 0 | 0 | Fail TRC
[11 empty] | Commercial | Duct Repair/Replacement Rebates | Duct Insulation | Lodging/Hospitality | New | 0.090227 | 0.66286 | 0.13612 | 0 | 0 | 0 | Fail RIM | [11 empty] | Commercial | Custom Incentives | High Efficiency Refrigeration Compressor | Miscellaneous | New | 0.41204 | 0.66335 | 0.62115 | 0 | 0 | 0 | Fail TRC
[11 empty] | Commercial | Duct Repair/Replacement Rebates | Duct Insulation | Miscellaneous | New | 0.12279 | 0.66286 | 0.18524 | 0 | 0 | 0 | Fail RIM | [11 empty] | Commercial | Custom Incentives | High Efficiency Refrigeration Compressor | Offices | New | 0.41204 | 0.66335 | 0.62115 | 0 | 0 | 0 | Fail TRC
[11 empty] | Commercial | Duct Repair/Replacement Rebates | Duct Insulation | Offices | New | 0.16494 | 0.66286 | 0.24883 | 0 | 0 | 0 | Fail RIM | [11 empty] | Commercial | Custom Incentives | High Efficiency Refrigeration Compressor | Restaurants | New | 0.41001 | 0.66083 | 0.62044 | 0 | 0 | 0 | Fail TRC
[11 empty] | Commercial | Duct Repair/Replacement Rebates | Duct Insulation | Restaurants | New | 0.37799 | 0.66286 | 0.57024 | 0 | 0 | 0 | Fail RIM | [11 empty] | Commercial | Custom Incentives | High Efficiency Refrigeration Compressor | Retail | New | 0.41204 | 0.66335 | 0.62115 | 0 | 0 | 0 | Fail TRC
[11 empty] | Commercial | Duct Repair/Replacement Rebates | Duct Insulation | Retail | New | 0.073284 | 0.66286 | 0.11056 | 0 | 0 | 0 | Fail RIM | [11 empty] | Commercial | Custom Incentives | High Efficiency Refrigeration Compressor | Schools K-12 | New | 0.41001 | 0.66083 | 0.62044 | 0 | 0 | 0 | Fail TRC
[11 empty] | Commercial | Duct Repair/Replacement Rebates | Duct Insulation | Schools K-12 | New | 0.060201 | 0.66286 | 0.090819 | 0 | 0 | 0 | Fail RIM | [11 empty] | Commercial | Custom Incentives | High Efficiency Refrigeration Compressor | Warehouse | New | 0.41204 | 0.66335 | 0.62115 | 0 | 0 | 0 | Fail TRC
[11 empty] | Commercial | Duct Repair/Replacement Rebates | Duct Insulation | Warehouse | New | 0.019382 | 0.66286 | 0.029239 | 0 | 0 | 0 | Fail RIM | [11 empty] | Commercial | Custom Incentives | High R-Value Glass Doors | Assembly | Existing | 0.28483 | 0.66871 | 0.42595 | 0 | 0 | 0 | Fail TRC
[11 empty] | Commercial | Duct Repair/Replacement Rebates | Duct Sealing Repair | Assembly | Existing | 2.0055 | 0.65534 | 3.0603 | 0 | 0 | 0 | Fail RIM | [11 empty] | Commercial | Custom Incentives | High R-Value Glass Doors | College and University | Existing | 0.28029 | 0.65862 | 0.42557 | 0 | 0 | 0 | Fail TRC
[11 empty] | Commercial | Duct Repair/Replacement Rebates | Duct Sealing Repair | College and University | Existing | 3.0394 | 0.65534 | 4.6378 | 0 | 0 | 0 | Fail RIM | [11 empty] | Commercial | Custom Incentives | High R-Value Glass Doors | Grocery | Existing | 0.28483 | 0.66871 | 0.42595 | 0 | 0 | 0 | Fail TRC
[11 empty] | Commercial | Duct Repair/Replacement Rebates | Duct Sealing Repair | Grocery | Existing | 19.745 | 0.65534 | 30.1292 | 0 | 0 | 0 | Fail RIM | [11 empty] | Commercial | Custom Incentives | High R-Value Glass Doors | Healthcare | Existing | 0.28029 | 0.65862 | 0.42557 | 0 | 0 | 0 | Fail TRC
[11 empty] | Commercial | Duct Repair/Replacement Rebates | Duct Sealing Repair | Healthcare | Existing | 8.0707 | 0.65534 | 12.3152 | 0 | 0 | 0 | Fail RIM | [11 empty] | Commercial | Custom Incentives | High R-Value Glass Doors | Hospitals | Existing | 0.28029 | 0.65862 | 0.42557 | 0 | 0 | 0 | Fail TRC
[11 empty] | Commercial | Duct Repair/Replacement Rebates | Duct Sealing Repair | Hospitals | Existing | 8.0707 | 0.65534 | 12.3152 | 0 | 0 | 0 | Fail RIM | [11 empty] | Commercial | Custom Incentives | High R-Value Glass Doors | Institutional | Existing | 0.28483 | 0.66871 | 0.42595 | 0 | 0 | 0 | Fail TRC
[11 empty] | Commercial | Duct Repair/Replacement Rebates | Duct Sealing Repair | Institutional | Existing | 9.0994 | 0.65534 | 13.8849 | 0 | 0 | 0 | Fail RIM | [11 empty] | Commercial | Custom Incentives | High R-Value Glass Doors | Lodging/Hospitality | Existing | 0.28029 | 0.65862 | 0.42557 | 0 | 0 | 0 | Fail TRC
[11 empty] | Commercial | Duct Repair/Replacement Rebates | Duct Sealing Repair | Lodging/Hospitality | Existing | 4.5553 | 0.65534 | 6.951 | 0 | 0 | 0 | Fail RIM | [11 empty] | Commercial | Custom Incentives | High R-Value Glass Doors | Miscellaneous | Existing | 0.28483 | 0.66871 | 0.42595 | 0 | 0 | 0 | Fail TRC
[11 empty] | Commercial | Duct Repair/Replacement Rebates | Duct Sealing Repair | Miscellaneous | Existing | 6.1993 | 0.65534 | 9.4596 | 0 | 0 | 0 | Fail RIM | [11 empty] | Commercial | Custom Incentives | High R-Value Glass Doors | Offices | Existing | 0.28483 | 0.66871 | 0.42595 | 0 | 0 | 0 | Fail TRC
[11 empty] | Commercial | Duct Repair/Replacement Rebates | Duct Sealing Repair | Offices | Existing | 8.3274 | 0.65534 | 12.7069 | 0 | 0 | 0 | Fail RIM | [11 empty] | Commercial | Custom Incentives | High R-Value Glass Doors | Restaurants | Existing | 0.28029 | 0.65862 | 0.42557 | 0 | 0 | 0 | Fail TRC
[11 empty] | Commercial | Duct Repair/Replacement Rebates | Duct Sealing Repair | Restaurants | Existing | 19.0836 | 0.65534 | 29.1199 | 0 | 0 | 0 | Fail RIM | [11 empty] | Commercial | Custom Incentives | High R-Value Glass Doors | Retail | Existing | 0.28483 | 0.66871 | 0.42595 | 0 | 0 | 0 | Fail TRC
[11 empty] | Commercial | Duct Repair/Replacement Rebates | Duct Sealing Repair | Retail | Existing | 3.6999 | 0.65534 | 5.6458 | 0 | 0 | 0 | Fail RIM | [11 empty] | Commercial | Custom Incentives | High R-Value Glass Doors | Schools K-12 | Existing | 0.28029 | 0.65862 | 0.42557 | 0 | 0 | 0 | Fail TRC
[11 empty] | Commercial | Duct Repair/Replacement Rebates | Duct Sealing Repair | Schools K-12 | Existing | 3.0394 | 0.65534 | 4.6378 | 0 | 0 | 0 | Fail RIM | [11 empty] | Commercial | Custom Incentives | High R-Value Glass Doors | Warehouse | Existing | 0.28483 | 0.66871 | 0.42595 | 0 | 0 | 0 | Fail TRC
[11 empty] | Commercial | Duct Repair/Replacement Rebates | Duct Sealing Repair | Warehouse | Existing | 0.97852 | 0.65534 | 1.4931 | 0 | 0 | 0 | Fail RIM | [11 empty] | Commercial | Custom Incentives | High R-Value Glass Doors | Assembly | New | 0 | 0 | 0 | 0 | 0 | 0 | Fail TRC
[11 empty] | Commercial | Duct Repair/Replacement Rebates | Duct Sealing Repair | Assembly | New | 2.0055 | 0.65534 | 3.0603 | 0 | 0 | 0 | Fail RIM | [11 empty] | Commercial | Custom Incentives | High R-Value Glass Doors | College and University | New | 0 | 0 | 0 | 0 | 0 | 0 | Fail TRC
[11 empty] | Commercial | Duct Repair/Replacement Rebates | Duct Sealing Repair | College and University | New | 3.0394 | 0.65534 | 4.6378 | 0 | 0 | 0 | Fail RIM | [11 empty] | Commercial | Custom Incentives | High R-Value Glass Doors | Grocery | New | 0 | 0 | 0 | 0 | 0 | 0 | Fail TRC
[11 empty] | Commercial | Duct Repair/Replacement Rebates | Duct Sealing Repair | Grocery | New | 19.745 | 0.65534 | 30.1292 | 0 | 0 | 0 | Fail RIM | [11 empty] | Commercial | Custom Incentives | High R-Value Glass Doors | Healthcare | New | 0 | 0 | 0 | 0 | 0 | 0 | Fail TRC
[11 empty] | Commercial | Duct Repair/Replacement Rebates | Duct Sealing Repair | Healthcare | New | 8.0707 | 0.65534 | 12.3152 | 0 | 0 | 0 | Fail RIM | [11 empty] | Commercial | Custom Incentives | High R-Value Glass Doors | Hospitals | New | 0 | 0 | 0 | 0 | 0 | 0 | Fail TRC
[11 empty] | Commercial | Duct Repair/Replacement Rebates | Duct Sealing Repair | Hospitals | New | 8.0707 | 0.65534 | 12.3152 | 0 | 0 | 0 | Fail RIM | [11 empty] | Commercial | Custom Incentives | High R-Value Glass Doors | Institutional | New | 0 | 0 | 0 | 0 | 0 | 0 | Fail TRC
[11 empty] | Commercial | Duct Repair/Replacement Rebates | Duct Sealing Repair | Institutional | New | 9.0994 | 0.65534 | 13.8849 | 0 | 0 | 0 | Fail RIM | [11 empty] | Commercial | Custom Incentives | High R-Value Glass Doors | Lodging/Hospitality | New | 0 | 0 | 0 | 0 | 0 | 0 | Fail TRC
[11 empty] | Commercial | Duct Repair/Replacement Rebates | Duct Sealing Repair | Lodging/Hospitality | New | 4.5553 | 0.65534 | 6.951 | 0 | 0 | 0 | Fail RIM | [11 empty] | Commercial | Custom Incentives | High R-Value Glass Doors | Miscellaneous | New | 0 | 0 | 0 | 0 | 0 | 0 | Fail TRC
[11 empty] | Commercial | Duct Repair/Replacement Rebates | Duct Sealing Repair | Miscellaneous | New | 6.1993 | 0.65534 | 9.4596 | 0 | 0 | 0 | Fail RIM | [11 empty] | Commercial | Custom Incentives | High R-Value Glass Doors | Offices | New | 0 | 0 | 0 | 0 | 0 | 0 | Fail TRC
[11 empty] | Commercial | Duct Repair/Replacement Rebates | Duct Sealing Repair | Offices | New | 8.3274 | 0.65534 | 12.7069 | 0 | 0 | 0 | Fail RIM | [11 empty] | Commercial | Custom Incentives | High R-Value Glass Doors | Restaurants | New | 0 | 0 | 0 | 0 | 0 | 0 | Fail TRC
[11 empty] | Commercial | Duct Repair/Replacement Rebates | Duct Sealing Repair | Restaurants | New | 19.0836 | 0.65534 | 29.1199 | 0 | 0 | 0 | Fail RIM | [11 empty] | Commercial | Custom Incentives | High R-Value Glass Doors | Retail | New | 0 | 0 | 0 | 0 | 0 | 0 | Fail TRC
[11 empty] | Commercial | Duct Repair/Replacement Rebates | Duct Sealing Repair | Retail | New | 3.6999 | 0.65534 | 5.6458 | 0 | 0 | 0 | Fail RIM | [11 empty] | Commercial | Custom Incentives | High R-Value Glass Doors | Schools K-12 | New | 0 | 0 | 0 | 0 | 0 | 0 | Fail TRC
[11 empty] | Commercial | Duct Repair/Replacement Rebates | Duct Sealing Repair | Schools K-12 | New | 3.0394 | 0.65534 | 4.6378 | 0 | 0 | 0 | Fail RIM | [11 empty] | Commercial | Custom Incentives | High R-Value Glass Doors | Warehouse | New | 0 | 0 | 0 | 0 | 0 | 0 | Fail TRC
[11 empty] | Commercial | Duct Repair/Replacement Rebates | Duct Sealing Repair | Warehouse | New | 0.97852 | 0.65534 | 1.4931 | 0 | 0 | 0 | Fail RIM | [11 empty] | Commercial | Custom Incentives | Night Covers for Display Cases | Assembly | Existing | 0.039026 | 0.57308 | 0.068099 | 0 | 0 | 0 | Fail TRC
[11 empty] | Commercial | Custom Incentives | ECM Motors on Furnaces | Assembly | Existing | 1.3162 | 0.68991 | 1.9077 | 0 | 0 | 0 | Fail RIM | [11 empty] | Commercial | Custom Incentives | Night Covers for Display Cases | College and University | Existing | 0.039026 | 0.57308 | 0.068099 | 0 | 0 | 0 | Fail TRC
[11 empty] | Commercial | Custom Incentives | ECM Motors on Furnaces | College and University | Existing | 1.2739 | 0.66777 | 1.9077 | 0 | 0 | 0 | Fail RIM | [11 empty] | Commercial | Custom Incentives | Night Covers for Display Cases | Grocery | Existing | 0.039026 | 0.57308 | 0.068099 | 0 | 0 | 0 | Fail TRC
[11 empty] | Commercial | Custom Incentives | ECM Motors on Furnaces | Grocery | Existing | 2.0986 | 0.63957 | 3.2813 | 0 | 0 | 0 | Fail RIM | [11 empty] | Commercial | Custom Incentives | Night Covers for Display Cases | Healthcare | Existing | 0.039026 | 0.57308 | 0.068099 | 0 | 0 | 0 | Fail TRC
[11 empty] | Commercial | Custom Incentives | ECM Motors on Furnaces | Healthcare | Existing | 2.0637 | 0.68991 | 2.9913 | 0 | 0 | 0 | Fail RIM | [11 empty] | Commercial | Custom Incentives | Night Covers for Display Cases | Hospitals | Existing | 0.039026 | 0.57308 | 0.068099 | 0 | 0 | 0 | Fail TRC
[11 empty] | Commercial | Custom Incentives | ECM Motors on Furnaces | Hospitals | Existing | 2.2727 | 0.66777 | 3.4034 | 0 | 0 | 0 | Fail RIM | [11 empty] | Commercial | Custom Incentives | Night Covers for Display Cases | Institutional | Existing | 0.039026 | 0.57308 | 0.068099 | 0 | 0 | 0 | Fail TRC
[11 empty] | Commercial | Custom Incentives | ECM Motors on Furnaces | Institutional | Existing | 1.1477 | 0.68991 | 1.6635 | 0 | 0 | 0 | Fail RIM | [11 empty] | Commercial | Custom Incentives | Night Covers for Display Cases | Lodging/Hospitality | Existing | 0.039026 | 0.57308 | 0.068099 | 0 | 0 | 0 | Fail TRC
[11 empty] | Commercial | Custom Incentives | ECM Motors on Furnaces | Lodging/Hospitality | Existing | 1.2885 | 0.63957 | 2.0146 | 0 | 0 | 0 | Fail RIM | [11 empty] | Commercial | Custom Incentives | Night Covers for Display Cases | Miscellaneous | Existing | 0.039026 | 0.57308 | 0.068099 | 0 | 0 | 0 | Fail TRC
[11 empty] | Commercial | Custom Incentives | ECM Motors on Furnaces | Miscellaneous | Existing | 0.72652 | 0.68991 | 1.0531 | 0 | 0 | 0 | Fail RIM | [11 empty] | Commercial | Custom Incentives | Night Covers for Display Cases | Offices | Existing | 0.039026 | 0.57308 | 0.068099 | 0 | 0 | 0 | Fail TRC
[11 empty] | Commercial | Custom Incentives | ECM Motors on Furnaces | Offices | Existing | 0.76864 | 0.68991 | 1.1141 | 0 | 0 | 0 | Fail RIM | [11 empty] | Commercial | Custom Incentives | Night Covers for Display Cases | Restaurants | Existing | 0.039026 | 0.57308 | 0.068099 | 0 | 0 | 0 | Fail TRC
[11 empty] | Commercial | Custom Incentives | ECM Motors on Furnaces | Restaurants | Existing | 4.4998 | 0.63957 | 7.0357 | 0 | 0 | 0 | Fail RIM | [11 empty] | Commercial | Custom Incentives | Night Covers for Display Cases | Retail | Existing | 0.039026 | 0.57308 | 0.068099 | 0 | 0 | 0 | Fail TRC
[11 empty] | Commercial | Custom Incentives | ECM Motors on Furnaces | Retail | Existing | 2.8209 | 0.63957 | 4.4107 | 0 | 0 | 0 | Fail RIM | [11 empty] | Commercial | Custom Incentives | Night Covers for Display Cases | Schools K-12 | Existing | 0.039026 | 0.57308 | 0.068099 | 0 | 0 | 0 | Fail TRC
[11 empty] | Commercial | Custom Incentives | ECM Motors on Furnaces | Schools K-12 | Existing | 2.8008 | 0.68991 | 4.0596 | 0 | 0 | 0 | Fail RIM | [11 empty] | Commercial | Custom Incentives | Night Covers for Display Cases | Warehouse | Existing | 0.039026 | 0.57308 | 0.068099 | 0 | 0 | 0 | Fail TRC
[11 empty] | Commercial | Custom Incentives | ECM Motors on Furnaces | Warehouse | Existing | 0.72652 | 0.68991 | 1.0531 | 0 | 0 | 0 | Fail RIM | [11 empty] | Commercial | Custom Incentives | Night Covers for Display Cases | Assembly | New | 0.039026 | 0.57308 | 0.068099 | 0 | 0 | 0 | Fail TRC
[11 empty] | Commercial | Custom Incentives | ECM Motors on Furnaces | Assembly | New | 1.3162 | 0.68991 | 1.9077 | 0 | 0 | 0 | Fail RIM | [11 empty] | Commercial | Custom Incentives | Night Covers for Display Cases | College and University | New | 0.039026 | 0.57308 | 0.068099 | 0 | 0 | 0 | Fail TRC
[11 empty] | Commercial | Custom Incentives | ECM Motors on Furnaces | College and University | New | 1.2739 | 0.66777 | 1.9077 | 0 | 0 | 0 | Fail RIM | [11 empty] | Commercial | Custom Incentives | Night Covers for Display Cases | Grocery | New | 0.039026 | 0.57308 | 0.068099 | 0 | 0 | 0 | Fail TRC
[11 empty] | Commercial | Custom Incentives | ECM Motors on Furnaces | Grocery | New | 2.0986 | 0.63957 | 3.2813 | 0 | 0 | 0 | Fail RIM | [11 empty] | Commercial | Custom Incentives | Night Covers for Display Cases | Healthcare | New | 0.039026 | 0.57308 | 0.068099 | 0 | 0 | 0 | Fail TRC
[11 empty] | Commercial | Custom Incentives | ECM Motors on Furnaces | Healthcare | New | 2.0637 | 0.68991 | 2.9913 | 0 | 0 | 0 | Fail RIM | [11 empty] | Commercial | Custom Incentives | Night Covers for Display Cases | Hospitals | New | 0.039026 | 0.57308 | 0.068099 | 0 | 0 | 0 | Fail TRC
[11 empty] | Commercial | Custom Incentives | ECM Motors on Furnaces | Hospitals | New | 2.2727 | 0.66777 | 3.4034 | 0 | 0 | 0 | Fail RIM | [11 empty] | Commercial | Custom Incentives | Night Covers for Display Cases | Institutional | New | 0.039026 | 0.57308 | 0.068099 | 0 | 0 | 0 | Fail TRC
[11 empty] | Commercial | Custom Incentives | ECM Motors on Furnaces | Institutional | New | 1.1477 | 0.68991 | 1.6635 | 0 | 0 | 0 | Fail RIM | [11 empty] | Commercial | Custom Incentives | Night Covers for Display Cases | Lodging/Hospitality | New | 0.039026 | 0.57308 | 0.068099 | 0 | 0 | 0 | Fail TRC
[11 empty] | Commercial | Custom Incentives | ECM Motors on Furnaces | Lodging/Hospitality | New | 1.2885 | 0.63957 | 2.0146 | 0 | 0 | 0 | Fail RIM | [11 empty] | Commercial | Custom Incentives | Night Covers for Display Cases | Miscellaneous | New | 0.039026 | 0.57308 | 0.068099 | 0 | 0 | 0 | Fail TRC
[11 empty] | Commercial | Custom Incentives | ECM Motors on Furnaces | Miscellaneous | New | 0.72652 | 0.68991 | 1.0531 | 0 | 0 | 0 | Fail RIM | [11 empty] | Commercial | Custom Incentives | Night Covers for Display Cases | Offices | New | 0.039026 | 0.57308 | 0.068099 | 0 | 0 | 0 | Fail TRC
[11 empty] | Commercial | Custom Incentives | ECM Motors on Furnaces | Offices | New | 0.76864 | 0.68991 | 1.1141 | 0 | 0 | 0 | Fail RIM | [11 empty] | Commercial | Custom Incentives | Night Covers for Display Cases | Restaurants | New | 0.039026 | 0.57308 | 0.068099 | 0 | 0 | 0 | Fail TRC
[11 empty] | Commercial | Custom Incentives | ECM Motors on Furnaces | Restaurants | New | 4.4998 | 0.63957 | 7.0357 | 0 | 0 | 0 | Fail RIM | [11 empty] | Commercial | Custom Incentives | Night Covers for Display Cases | Retail | New | 0.039026 | 0.57308 | 0.068099 | 0 | 0 | 0 | Fail TRC
[11 empty] | Commercial | Custom Incentives | ECM Motors on Furnaces | Retail | New | 2.8209 | 0.63957 | 4.4107 | 0 | 0 | 0 | Fail RIM | [11 empty] | Commercial | Custom Incentives | Night Covers for Display Cases | Schools K-12 | New | 0.039026 | 0.57308 | 0.068099 | 0 | 0 | 0 | Fail TRC
[11 empty] | Commercial | Custom Incentives | ECM Motors on Furnaces | Schools K-12 | New | 2.8008 | 0.68991 | 4.0596 | 0 | 0 | 0 | Fail RIM | [11 empty] | Commercial | Custom Incentives | Night Covers for Display Cases | Warehouse | New | 0.039026 | 0.57308 | 0.068099 | 0 | 0 | 0 | Fail TRC
[11 empty] | Commercial | Custom Incentives | ECM Motors on Furnaces | Warehouse | New | 0.72652 | 0.68991 | 1.0531 | 0 | 0 | 0 | Fail RIM | [11 empty] | Commercial | Custom Incentives | Strip Curtains for Walk-ins | Assembly | Existing | 0.43196 | 0.57242 | 0.75463 | 0 | 0 | 0 | Fail TRC
[11 empty] | Commercial | Custom Incentives | Energy Recovery Ventilation System (ERV) | Assembly | Existing | 0.059945 | 0.767 | 0.078155 | 0 | 0 | 0 | Fail RIM | [11 empty] | Commercial | Custom Incentives | Strip Curtains for Walk-ins | College and University | Existing | 0.42929 | 0.56933 | 0.75402 | 0 | 0 | 0 | Fail TRC
[11 empty] | Commercial | Custom Incentives | Energy Recovery Ventilation System (ERV) | College and University | Existing | 0.051001 | 0.767 | 0.066494 | 0 | 0 | 0 | Fail RIM | [11 empty] | Commercial | Custom Incentives | Strip Curtains for Walk-ins | Grocery | Existing | 0.43196 | 0.57242 | 0.75463 | 0 | 0 | 0 | Fail TRC
[11 empty] | Commercial | Custom Incentives | Energy Recovery Ventilation System (ERV) | Grocery | Existing | 0.32146 | 0.767 | 0.41911 | 0 | 0 | 0 | Fail RIM | [11 empty] | Commercial | Custom Incentives | Strip Curtains for Walk-ins | Healthcare | Existing | 0.42929 | 0.56933 | 0.75402 | 0 | 0 | 0 | Fail TRC
[11 empty] | Commercial | Custom Incentives | Energy Recovery Ventilation System (ERV) | Healthcare | Existing | 0.13139 | 0.767 | 0.17131 | 0 | 0 | 0 | Fail RIM | [11 empty] | Commercial | Custom Incentives | Strip Curtains for Walk-ins | Hospitals | Existing | 0.42929 | 0.56933 | 0.75402 | 0 | 0 | 0 | Fail TRC
[11 empty] | Commercial | Custom Incentives | Energy Recovery Ventilation System (ERV) | Hospitals | Existing | 0.13139 | 0.767 | 0.17131 | 0 | 0 | 0 | Fail RIM | [11 empty] | Commercial | Custom Incentives | Strip Curtains for Walk-ins | Institutional | Existing | 0.43196 | 0.57242 | 0.75463 | 0 | 0 | 0 | Fail TRC
[11 empty] | Commercial | Custom Incentives | Energy Recovery Ventilation System (ERV) | Institutional | Existing | 0.14814 | 0.767 | 0.19314 | 0 | 0 | 0 | Fail RIM | [11 empty] | Commercial | Custom Incentives | Strip Curtains for Walk-ins | Lodging/Hospitality | Existing | 0.42929 | 0.56933 | 0.75402 | 0 | 0 | 0 | Fail TRC
[11 empty] | Commercial | Custom Incentives | Energy Recovery Ventilation System (ERV) | Lodging/Hospitality | Existing | 0.074162 | 0.767 | 0.096691 | 0 | 0 | 0 | Fail RIM | [11 empty] | Commercial | Custom Incentives | Strip Curtains for Walk-ins | Miscellaneous | Existing | 0.43196 | 0.57242 | 0.75463 | 0 | 0 | 0 | Fail TRC
[11 empty] | Commercial | Custom Incentives | Energy Recovery Ventilation System (ERV) | Miscellaneous | Existing | 0.10096 | 0.767 | 0.13163 | 0 | 0 | 0 | Fail RIM | [11 empty] | Commercial | Custom Incentives | Strip Curtains for Walk-ins | Offices | Existing | 0.43196 | 0.57242 | 0.75463 | 0 | 0 | 0 | Fail TRC
[11 empty] | Commercial | Custom Incentives | Energy Recovery Ventilation System (ERV) | Offices | Existing | 0.083514 | 0.767 | 0.10888 | 0 | 0 | 0 | Fail RIM | [11 empty] | Commercial | Custom Incentives | Strip Curtains for Walk-ins | Restaurants | Existing | 0.42929 | 0.56933 | 0.75402 | 0 | 0 | 0 | Fail TRC
[11 empty] | Commercial | Custom Incentives | Energy Recovery Ventilation System (ERV) | Restaurants | Existing | 0.34086 | 0.767 | 0.44441 | 0 | 0 | 0 | Fail RIM | [11 empty] | Commercial | Custom Incentives | Strip Curtains for Walk-ins | Retail | Existing | 0.43196 | 0.57242 | 0.75463 | 0 | 0 | 0 | Fail TRC
[11 empty] | Commercial | Custom Incentives | Energy Recovery Ventilation System (ERV) | Retail | Existing | 0.075666 | 0.767 | 0.098652 | 0 | 0 | 0 | Fail RIM | [11 empty] | Commercial | Custom Incentives | Strip Curtains for Walk-ins | Schools K-12 | Existing | 0.42929 | 0.56933 | 0.75402 | 0 | 0 | 0 | Fail TRC
[11 empty] | Commercial | Custom Incentives | Energy Recovery Ventilation System (ERV) | Schools K-12 | Existing | 0.051001 | 0.767 | 0.066494 | 0 | 0 | 0 | Fail RIM | [11 empty] | Commercial | Custom Incentives | Strip Curtains for Walk-ins | Warehouse | Existing | 0.43196 | 0.57242 | 0.75463 | 0 | 0 | 0 | Fail TRC
[11 empty] | Commercial | Custom Incentives | Energy Recovery Ventilation System (ERV) | Warehouse | Existing | 0.015931 | 0.767 | 0.02077 | 0 | 0 | 0 | Fail RIM | [11 empty] | Commercial | Custom Incentives | Strip Curtains for Walk-ins | Assembly | New | 0.43196 | 0.57242 | 0.75463 | 0 | 0 | 0 | Fail TRC
[11 empty] | Commercial | Custom Incentives | Energy Recovery Ventilation System (ERV) | Assembly | New | 0.059945 | 0.767 | 0.078155 | 0 | 0 | 0 | Fail RIM | [11 empty] | Commercial | Custom Incentives | Strip Curtains for Walk-ins | College and University | New | 0.42929 | 0.56933 | 0.75402 | 0 | 0 | 0 | Fail TRC
[11 empty] | Commercial | Custom Incentives | Energy Recovery Ventilation System (ERV) | College and University | New | 0.051001 | 0.767 | 0.066494 | 0 | 0 | 0 | Fail RIM | [11 empty] | Commercial | Custom Incentives | Strip Curtains for Walk-ins | Grocery | New | 0.43196 | 0.57242 | 0.75463 | 0 | 0 | 0 | Fail TRC
[11 empty] | Commercial | Custom Incentives | Energy Recovery Ventilation System (ERV) | Grocery | New | 0.32146 | 0.767 | 0.41911 | 0 | 0 | 0 | Fail RIM | [11 empty] | Commercial | Custom Incentives | Strip Curtains for Walk-ins | Healthcare | New | 0.42929 | 0.56933 | 0.75402 | 0 | 0 | 0 | Fail TRC
[11 empty] | Commercial | Custom Incentives | Energy Recovery Ventilation System (ERV) | Healthcare | New | 0.13139 | 0.767 | 0.17131 | 0 | 0 | 0 | Fail RIM | [11 empty] | Commercial | Custom Incentives | Strip Curtains for Walk-ins | Hospitals | New | 0.42929 | 0.56933 | 0.75402 | 0 | 0 | 0 | Fail TRC
[11 empty] | Commercial | Custom Incentives | Energy Recovery Ventilation System (ERV) | Hospitals | New | 0.13139 | 0.767 | 0.17131 | 0 | 0 | 0 | Fail RIM | [11 empty] | Commercial | Custom Incentives | Strip Curtains for Walk-ins | Institutional | New | 0.43196 | 0.57242 | 0.75463 | 0 | 0 | 0 | Fail TRC
[11 empty] | Commercial | Custom Incentives | Energy Recovery Ventilation System (ERV) | Institutional | New | 0.14814 | 0.767 | 0.19314 | 0 | 0 | 0 | Fail RIM | [11 empty] | Commercial | Custom Incentives | Strip Curtains for Walk-ins | Lodging/Hospitality | New | 0.42929 | 0.56933 | 0.75402 | 0 | 0 | 0 | Fail TRC
[11 empty] | Commercial | Custom Incentives | Energy Recovery Ventilation System (ERV) | Lodging/Hospitality | New | 0.074162 | 0.767 | 0.096691 | 0 | 0 | 0 | Fail RIM | [11 empty] | Commercial | Custom Incentives | Strip Curtains for Walk-ins | Miscellaneous | New | 0.43196 | 0.57242 | 0.75463 | 0 | 0 | 0 | Fail TRC
[11 empty] | Commercial | Custom Incentives | Energy Recovery Ventilation System (ERV) | Miscellaneous | New | 0.10096 | 0.767 | 0.13163 | 0 | 0 | 0 | Fail RIM | [11 empty] | Commercial | Custom Incentives | Strip Curtains for Walk-ins | Offices | New | 0.43196 | 0.57242 | 0.75463 | 0 | 0 | 0 | Fail TRC
[11 empty] | Commercial | Custom Incentives | Energy Recovery Ventilation System (ERV) | Offices | New | 0.083514 | 0.767 | 0.10888 | 0 | 0 | 0 | Fail RIM | [11 empty] | Commercial | Custom Incentives | Strip Curtains for Walk-ins | Restaurants | New | 0.42929 | 0.56933 | 0.75402 | 0 | 0 | 0 | Fail TRC
[11 empty] | Commercial | Custom Incentives | Energy Recovery Ventilation System (ERV) | Restaurants | New | 0.34086 | 0.767 | 0.44441 | 0 | 0 | 0 | Fail RIM | [11 empty] | Commercial | Custom Incentives | Strip Curtains for Walk-ins | Retail | New | 0.43196 | 0.57242 | 0.75463 | 0 | 0 | 0 | Fail TRC
[11 empty] | Commercial | Custom Incentives | Energy Recovery Ventilation System (ERV) | Retail | New | 0.075666 | 0.767 | 0.098652 | 0 | 0 | 0 | Fail RIM | [11 empty] | Commercial | Custom Incentives | Strip Curtains for Walk-ins | Schools K-12 | New | 0.42929 | 0.56933 | 0.75402 | 0 | 0 | 0 | Fail TRC
[11 empty] | Commercial | Custom Incentives | Energy Recovery Ventilation System (ERV) | Schools K-12 | New | 0.051001 | 0.767 | 0.066494 | 0 | 0 | 0 | Fail RIM | [11 empty] | Commercial | Custom Incentives | Strip Curtains for Walk-ins | Warehouse | New | 0.43196 | 0.57242 | 0.75463 | 0 | 0 | 0 | Fail TRC
[11 empty] | Commercial | Custom Incentives | Energy Recovery Ventilation System (ERV) | Warehouse | New | 0.015931 | 0.767 | 0.02077 | 0 | 0 | 0 | Fail RIM | [11 empty] | Commercial | Custom Incentives | Demand Controlled Ventilation | College and University | Existing | 2.6976 | 0.52052 | 5.1825 | 0 | 0 | 0 | Fail 2-year Threshold
[11 empty] | Commercial | Custom Incentives | Facility Energy Management System | Assembly | Existing | 0.97947 | 0.68383 | 1.4323 | 0 | 0 | 0 | Fail RIM | [11 empty] | Commercial | Custom Incentives | Demand Controlled Ventilation | Grocery | Existing | 0.61551 | 0.52052 | 1.1825 | 0 | 0 | 0 | Fail TRC
[11 empty] | Commercial | Custom Incentives | Facility Energy Management System | College and University | Existing | 1.423 | 0.65774 | 2.1635 | 0 | 0 | 0 | Fail RIM | [11 empty] | Commercial | Custom Incentives | Demand Controlled Ventilation | Healthcare | Existing | 2.6285 | 0.52052 | 5.0497 | 0 | 0 | 0 | Fail 2-year Threshold
[11 empty] | Commercial | Custom Incentives | Facility Energy Management System | Grocery | Existing | 9.6641 | 0.68344 | 14.1405 | 0 | 0 | 0 | Fail RIM | [11 empty] | Commercial | Custom Incentives | Demand Controlled Ventilation | Hospitals | Existing | 3.9126 | 0.52052 | 7.5167 | 0 | 0 | 0 | Fail 2-year Threshold
[11 empty] | Commercial | Custom Incentives | Facility Energy Management System | Healthcare | Existing | 3.9416 | 0.68383 | 5.7639 | 0 | 0 | 0 | Fail RIM | [11 empty] | Commercial | Custom Incentives | Demand Controlled Ventilation | Institutional | Existing | 2.695 | 0.52052 | 5.1776 | 0 | 0 | 0 | Fail 2-year Threshold
[11 empty] | Commercial | Custom Incentives | Facility Energy Management System | Hospitals | Existing | 3.7786 | 0.65774 | 5.7448 | 0 | 0 | 0 | Fail RIM | [11 empty] | Commercial | Custom Incentives | Demand Controlled Ventilation | Lodging/Hospitality | Existing | 2.2081 | 0.52052 | 4.2421 | 0 | 0 | 0 | Fail 2-year Threshold
[11 empty] | Commercial | Custom Incentives | Facility Energy Management System | Institutional | Existing | 4.444 | 0.68383 | 6.4986 | 0 | 0 | 0 | Fail RIM | [11 empty] | Commercial | Custom Incentives | Demand Controlled Ventilation | Restaurants | Existing | 0.6636 | 0.52052 | 1.2749 | 0 | 0 | 0 | Fail TRC
[11 empty] | Commercial | Custom Incentives | Facility Energy Management System | Lodging/Hospitality | Existing | 2.2296 | 0.68344 | 3.2623 | 0 | 0 | 0 | Fail RIM | [11 empty] | Commercial | Custom Incentives | Demand Controlled Ventilation | Schools K-12 | Existing | 2.7743 | 0.52052 | 5.3298 | 0 | 0 | 0 | Fail 2-year Threshold
[11 empty] | Commercial | Custom Incentives | Facility Energy Management System | Miscellaneous | Existing | 3.0276 | 0.68383 | 4.4274 | 0 | 0 | 0 | Fail RIM | [11 empty] | Commercial | Custom Incentives | Demand Controlled Ventilation | Warehouse | Existing | 0.55119 | 0.52052 | 1.0589 | 0 | 0 | 0 | Fail TRC
[11 empty] | Commercial | Custom Incentives | Facility Energy Management System | Offices | Existing | 4.0669 | 0.68383 | 5.9473 | 0 | 0 | 0 | Fail RIM | [11 empty] | Commercial | Custom Incentives | Demand Controlled Ventilation | College and University | New | 2.6976 | 0.52052 | 5.1825 | 0 | 0 | 0 | Fail 2-year Threshold
[11 empty] | Commercial | Custom Incentives | Facility Energy Management System | Restaurants | Existing | 9.3404 | 0.68344 | 13.6668 | 0 | 0 | 0 | Fail RIM | [11 empty] | Commercial | Custom Incentives | Demand Controlled Ventilation | Grocery | New | 0.61551 | 0.52052 | 1.1825 | 0 | 0 | 0 | Fail TRC
[11 empty] | Commercial | Custom Incentives | Facility Energy Management System | Retail | Existing | 1.8109 | 0.68344 | 2.6497 | 0 | 0 | 0 | Fail RIM | [11 empty] | Commercial | Custom Incentives | Demand Controlled Ventilation | Healthcare | New | 2.6285 | 0.52052 | 5.0497 | 0 | 0 | 0 | Fail 2-year Threshold
[11 empty] | Commercial | Custom Incentives | Facility Energy Management System | Schools K-12 | Existing | 1.4844 | 0.68383 | 2.1707 | 0 | 0 | 0 | Fail RIM | [11 empty] | Commercial | Custom Incentives | Demand Controlled Ventilation | Hospitals | New | 3.9126 | 0.52052 | 7.5167 | 0 | 0 | 0 | Fail 2-year Threshold
[11 empty] | Commercial | Custom Incentives | Facility Energy Management System | Warehouse | Existing | 0.47789 | 0.68383 | 0.69884 | 0 | 0 | 0 | Fail RIM | [11 empty] | Commercial | Custom Incentives | Demand Controlled Ventilation | Institutional | New | 2.695 | 0.52052 | 5.1776 | 0 | 0 | 0 | Fail 2-year Threshold
[11 empty] | Commercial | Custom Incentives | Facility Energy Management System | Assembly | New | 0.97947 | 0.68383 | 1.4323 | 0 | 0 | 0 | Fail RIM | [11 empty] | Commercial | Custom Incentives | Demand Controlled Ventilation | Lodging/Hospitality | New | 2.2081 | 0.52052 | 4.2421 | 0 | 0 | 0 | Fail 2-year Threshold
[11 empty] | Commercial | Custom Incentives | Facility Energy Management System | College and University | New | 1.423 | 0.65774 | 2.1635 | 0 | 0 | 0 | Fail RIM | [11 empty] | Commercial | Custom Incentives | Demand Controlled Ventilation | Restaurants | New | 0.6636 | 0.52052 | 1.2749 | 0 | 0 | 0 | Fail TRC
[11 empty] | Commercial | Custom Incentives | Facility Energy Management System | Grocery | New | 9.6641 | 0.68344 | 14.1405 | 0 | 0 | 0 | Fail RIM | [11 empty] | Commercial | Custom Incentives | Demand Controlled Ventilation | Schools K-12 | New | 2.7743 | 0.52052 | 5.3298 | 0 | 0 | 0 | Fail 2-year Threshold
[11 empty] | Commercial | Custom Incentives | Facility Energy Management System | Healthcare | New | 3.9416 | 0.68383 | 5.7639 | 0 | 0 | 0 | Fail RIM | [11 empty] | Commercial | Custom Incentives | Demand Controlled Ventilation | Warehouse | New | 0.55119 | 0.52052 | 1.0589 | 0 | 0 | 0 | Fail TRC
[11 empty] | Commercial | Custom Incentives | Facility Energy Management System | Hospitals | New | 3.7786 | 0.65774 | 5.7448 | 0 | 0 | 0 | Fail RIM | [11 empty] | Industrial | Custom Incentives | Compressed Air System Optimization | Agriculture and Assembly | Existing | 10.9915 | 0.86794 | 12.6639 | 0 | 0 | 0 | Fail 2-year Threshold
[11 empty] | Commercial | Custom Incentives | Facility Energy Management System | Institutional | New | 4.444 | 0.68383 | 6.4986 | 0 | 0 | 0 | Fail RIM | [11 empty] | Industrial | Custom Incentives | Compressed Air System Optimization | Agriculture and Assembly | New | 10.9915 | 0.86794 | 12.6639 | 0 | 0 | 0 | Fail 2-year Threshold
[11 empty] | Commercial | Custom Incentives | Facility Energy Management System | Lodging/Hospitality | New | 2.2296 | 0.68344 | 3.2623 | 0 | 0 | 0 | Fail RIM | [11 empty] | Industrial | Custom Incentives | Plant Energy Management | Agriculture and Assembly | Existing | 4.6742 | 0.86242 | 5.4198 | 0 | 0 | 0 | Fail 2-year Threshold
[11 empty] | Commercial | Custom Incentives | Facility Energy Management System | Miscellaneous | New | 3.0276 | 0.68383 | 4.4274 | 0 | 0 | 0 | Fail RIM | [11 empty] | Industrial | Custom Incentives | Plant Energy Management | Agriculture and Assembly | New | 4.6742 | 0.86242 | 5.4198 | 0 | 0 | 0 | Fail 2-year Threshold
[11 empty] | Commercial | Custom Incentives | Facility Energy Management System | Offices | New | 4.0669 | 0.68383 | 5.9473 | 0 | 0 | 0 | Fail RIM | [11 empty] | Industrial | Custom Incentives | HVAC Equipment Upgrades | Agriculture and Assembly | New | 6.658 | 0.8666 | 7.6829 | 0 | 0 | 0 | Fail 2-year Threshold
[11 empty] | Commercial | Custom Incentives | Facility Energy Management System | Restaurants | New | 9.3404 | 0.68344 | 13.6668 | 0 | 0 | 0 | Fail RIM | [11 empty] | Industrial | Custom Incentives | HVAC Equipment Upgrades | Agriculture and Assembly | Turnover | 6.658 | 0.8666 | 7.6829 | 0 | 0 | 0 | Fail 2-year Threshold
[11 empty] | Commercial | Custom Incentives | Facility Energy Management System | Retail | New | 1.8109 | 0.68344 | 2.6497 | 0 | 0 | 0 | Fail RIM | [11 empty] | Industrial | Custom Incentives | HVAC Improved Controls | Agriculture and Assembly | Existing | 83.0605 | 0.86249 | 96.303 | 0 | 0 | 0 | Fail 2-year Threshold
[11 empty] | Commercial | Custom Incentives | Facility Energy Management System | Schools K-12 | New | 1.4844 | 0.68383 | 2.1707 | 0 | 0 | 0 | Fail RIM | [11 empty] | Industrial | Custom Incentives | HVAC Improved Controls | Agriculture and Assembly | New | 83.0605 | 0.86249 | 96.303 | 0 | 0 | 0 | Fail 2-year Threshold
[11 empty] | Commercial | Custom Incentives | Facility Energy Management System | Warehouse | New | 0.47789 | 0.68383 | 0.69884 | 0 | 0 | 0 | Fail RIM | [11 empty] | Industrial | Custom Incentives | HVAC Recommissioning | Agriculture and Assembly | Existing | 6.768 | 0.85949 | 7.8744 | 0 | 0 | 0 | Fail 2-year Threshold
[11 empty] | Commercial | Custom Incentives | Hotel Card Energy Control Systems | Assembly | Existing | 0 | 0 | 0 | 0 | 0 | 0 | Fail RIM | [11 empty] | Industrial | Custom Incentives | HVAC Recommissioning | Agriculture and Assembly | New | 6.768 | 0.85949 | 7.8744 | 0 | 0 | 0 | Fail 2-year Threshold
[11 empty] | Commercial | Custom Incentives | Hotel Card Energy Control Systems | College and University | Existing | 0 | 0 | 0 | 0 | 0 | 0 | Fail RIM | [11 empty] | Industrial | Custom Incentives | Fan Improved Controls | Agriculture and Assembly | Existing | 29.7427 | 0.86934 | 34.213 | 0 | 0 | 0 | Fail 2-year Threshold
[11 empty] | Commercial | Custom Incentives | Hotel Card Energy Control Systems | Grocery | Existing | 0 | 0 | 0 | 0 | 0 | 0 | Fail RIM | [11 empty] | Industrial | Custom Incentives | Fan Improved Controls | Agriculture and Assembly | New | 29.7427 | 0.86934 | 34.213 | 0 | 0 | 0 | Fail 2-year Threshold
[11 empty] | Commercial | Custom Incentives | Hotel Card Energy Control Systems | Healthcare | Existing | 0 | 0 | 0 | 0 | 0 | 0 | Fail RIM | [11 empty] | Industrial | Custom Incentives | Motor Improved Controls | Agriculture and Assembly | Existing | 11.4686 | 0.86934 | 13.1923 | 0 | 0 | 0 | Fail 2-year Threshold
[11 empty] | Commercial | Custom Incentives | Hotel Card Energy Control Systems | Hospitals | Existing | 0 | 0 | 0 | 0 | 0 | 0 | Fail RIM | [11 empty] | Industrial | Custom Incentives | Motor Improved Controls | Agriculture and Assembly | New | 11.4686 | 0.86934 | 13.1923 | 0 | 0 | 0 | Fail 2-year Threshold
[11 empty] | Commercial | Custom Incentives | Hotel Card Energy Control Systems | Institutional | Existing | 0 | 0 | 0 | 0 | 0 | 0 | Fail RIM | [11 empty] | Industrial | Custom Incentives | Pump Improved Controls | Agriculture and Assembly | Existing | 11.4686 | 0.86934 | 13.1923 | 0 | 0 | 0 | Fail 2-year Threshold
[11 empty] | Commercial | Custom Incentives | Hotel Card Energy Control Systems | Lodging/Hospitality | Existing | 1.7543 | 0.73013 | 2.4028 | 0 | 0 | 0 | Fail RIM | [11 empty] | Industrial | Custom Incentives | Pump Improved Controls | Agriculture and Assembly | New | 11.4686 | 0.86934 | 13.1923 | 0 | 0 | 0 | Fail 2-year Threshold
[11 empty] | Commercial | Custom Incentives | Hotel Card Energy Control Systems | Miscellaneous | Existing | 0 | 0 | 0 | 0 | 0 | 0 | Fail RIM | [11 empty] | Industrial | Custom Incentives | Pump System Optimization | Agriculture and Assembly | Existing | 9.8425 | 0.86794 | 11.3401 | 0 | 0 | 0 | Fail 2-year Threshold
[11 empty] | Commercial | Custom Incentives | Hotel Card Energy Control Systems | Offices | Existing | 0 | 0 | 0 | 0 | 0 | 0 | Fail RIM | [11 empty] | Industrial | Custom Incentives | Pump System Optimization | Agriculture and Assembly | New | 9.8425 | 0.86794 | 11.3401 | 0 | 0 | 0 | Fail 2-year Threshold
[11 empty] | Commercial | Custom Incentives | Hotel Card Energy Control Systems | Restaurants | Existing | 0 | 0 | 0 | 0 | 0 | 0 | Fail RIM | [11 empty] | Industrial | Custom Incentives | Process Heat Improved Controls | Agriculture and Assembly | Existing | 0.81598 | 0.8663 | 0.94192 | 0 | 0 | 0 | Fail TRC
[11 empty] | Commercial | Custom Incentives | Hotel Card Energy Control Systems | Retail | Existing | 0 | 0 | 0 | 0 | 0 | 0 | Fail RIM | [11 empty] | Industrial | Custom Incentives | Process Heat Improved Controls | Agriculture and Assembly | New | 0.81598 | 0.8663 | 0.94192 | 0 | 0 | 0 | Fail TRC
[11 empty] | Commercial | Custom Incentives | Hotel Card Energy Control Systems | Schools K-12 | Existing | 0 | 0 | 0 | 0 | 0 | 0 | Fail RIM | [11 empty] | Industrial | Custom Incentives | Process Heat System Optimization | Agriculture and Assembly | Existing | 0.063939 | 0.72358 | 0.088365 | 0 | 0 | 0 | Fail TRC
[11 empty] | Commercial | Custom Incentives | Hotel Card Energy Control Systems | Warehouse | Existing | 0 | 0 | 0 | 0 | 0 | 0 | Fail RIM | [11 empty] | Industrial | Custom Incentives | Process Heat System Optimization | Agriculture and Assembly | New | 0.063939 | 0.72358 | 0.088365 | 0 | 0 | 0 | Fail TRC
[11 empty] | Commercial | Custom Incentives | Hotel Card Energy Control Systems | Assembly | New | 0 | 0 | 0 | 0 | 0 | 0 | Fail RIM | [11 empty] | Industrial | Custom Incentives | Process Other Systems Optimization | Agriculture and Assembly | Existing | 12.2552 | 0.757 | 16.1892 | 0 | 0 | 0 | Fail 2-year Threshold
[11 empty] | Commercial | Custom Incentives | Hotel Card Energy Control Systems | College and University | New | 0 | 0 | 0 | 0 | 0 | 0 | Fail RIM | [11 empty] | Industrial | Custom Incentives | Process Other Systems Optimization | Agriculture and Assembly | New | 12.2552 | 0.757 | 16.1892 | 0 | 0 | 0 | Fail 2-year Threshold
[11 empty] | Commercial | Custom Incentives | Hotel Card Energy Control Systems | Grocery | New | 0 | 0 | 0 | 0 | 0 | 0 | Fail RIM | [11 empty] | Industrial | Custom Incentives | Compressed Air System Optimization | Chemicals and Plastics | Existing | 10.2881 | 0.86794 | 11.8535 | 0 | 0 | 0 | Fail 2-year Threshold
[11 empty] | Commercial | Custom Incentives | Hotel Card Energy Control Systems | Healthcare | New | 0 | 0 | 0 | 0 | 0 | 0 | Fail RIM | [11 empty] | Industrial | Custom Incentives | Compressed Air System Optimization | Chemicals and Plastics | New | 10.2881 | 0.86794 | 11.8535 | 0 | 0 | 0 | Fail 2-year Threshold
[11 empty] | Commercial | Custom Incentives | Hotel Card Energy Control Systems | Hospitals | New | 0 | 0 | 0 | 0 | 0 | 0 | Fail RIM | [11 empty] | Industrial | Custom Incentives | Plant Energy Management | Chemicals and Plastics | Existing | 24.3492 | 0.86242 | 28.2337 | 0 | 0 | 0 | Fail 2-year Threshold
[11 empty] | Commercial | Custom Incentives | Hotel Card Energy Control Systems | Institutional | New | 0 | 0 | 0 | 0 | 0 | 0 | Fail RIM | [11 empty] | Industrial | Custom Incentives | Plant Energy Management | Chemicals and Plastics | New | 24.3492 | 0.86242 | 28.2337 | 0 | 0 | 0 | Fail 2-year Threshold
[11 empty] | Commercial | Custom Incentives | Hotel Card Energy Control Systems | Lodging/Hospitality | New | 1.7543 | 0.73013 | 2.4028 | 0 | 0 | 0 | Fail RIM | [11 empty] | Industrial | Custom Incentives | Building Envelope Improvements | Chemicals and Plastics | Existing | 6.5661 | 0.86249 | 7.613 | 0 | 0 | 0 | Fail 2-year Threshold
[11 empty] | Commercial | Custom Incentives | Hotel Card Energy Control Systems | Miscellaneous | New | 0 | 0 | 0 | 0 | 0 | 0 | Fail RIM | [11 empty] | Industrial | Custom Incentives | Building Envelope Improvements | Chemicals and Plastics | New | 6.5661 | 0.86249 | 7.613 | 0 | 0 | 0 | Fail 2-year Threshold
[11 empty] | Commercial | Custom Incentives | Hotel Card Energy Control Systems | Offices | New | 0 | 0 | 0 | 0 | 0 | 0 | Fail RIM | [11 empty] | Industrial | Custom Incentives | HVAC Equipment Upgrades | Chemicals and Plastics | New | 8.7127 | 0.8666 | 10.0539 | 0 | 0 | 0 | Fail 2-year Threshold
[11 empty] | Commercial | Custom Incentives | Hotel Card Energy Control Systems | Restaurants | New | 0 | 0 | 0 | 0 | 0 | 0 | Fail RIM | [11 empty] | Industrial | Custom Incentives | HVAC Equipment Upgrades | Chemicals and Plastics | Turnover | 8.7127 | 0.8666 | 10.0539 | 0 | 0 | 0 | Fail 2-year Threshold
[11 empty] | Commercial | Custom Incentives | Hotel Card Energy Control Systems | Retail | New | 0 | 0 | 0 | 0 | 0 | 0 | Fail RIM | [11 empty] | Industrial | Custom Incentives | HVAC Improved Controls | Chemicals and Plastics | Existing | 42.3939 | 0.86249 | 49.1528 | 0 | 0 | 0 | Fail 2-year Threshold
[11 empty] | Commercial | Custom Incentives | Hotel Card Energy Control Systems | Schools K-12 | New | 0 | 0 | 0 | 0 | 0 | 0 | Fail RIM | [11 empty] | Industrial | Custom Incentives | HVAC Improved Controls | Chemicals and Plastics | New | 42.3939 | 0.86249 | 49.1528 | 0 | 0 | 0 | Fail 2-year Threshold
[11 empty] | Commercial | Custom Incentives | Hotel Card Energy Control Systems | Warehouse | New | 0 | 0 | 0 | 0 | 0 | 0 | Fail RIM | [11 empty] | Industrial | Custom Incentives | Fan Improved Controls | Chemicals and Plastics | Existing | 29.7427 | 0.86934 | 34.213 | 0 | 0 | 0 | Fail 2-year Threshold
[11 empty] | Commercial | Ceiling Insulation Upgrade Rebates | Roof Insulation | Assembly | Existing | 0.2724 | 0.54065 | 0.50383 | 0 | 0 | 0 | Fail RIM | [11 empty] | Industrial | Custom Incentives | Fan Improved Controls | Chemicals and Plastics | New | 29.7427 | 0.86934 | 34.213 | 0 | 0 | 0 | Fail 2-year Threshold
[11 empty] | Commercial | Ceiling Insulation Upgrade Rebates | Roof Insulation | College and University | Existing | 0.33507 | 0.6511 | 0.51462 | 0 | 0 | 0 | Fail RIM | [11 empty] | Industrial | Custom Incentives | Fan System Optimization | Chemicals and Plastics | Existing | 6.6475 | 0.86794 | 7.6589 | 0 | 0 | 0 | Fail 2-year Threshold
[11 empty] | Commercial | Ceiling Insulation Upgrade Rebates | Roof Insulation | Grocery | Existing | 0.30761 | 0.60448 | 0.50888 | 0 | 0 | 0 | Fail RIM | [11 empty] | Industrial | Custom Incentives | Fan System Optimization | Chemicals and Plastics | New | 6.6475 | 0.86794 | 7.6589 | 0 | 0 | 0 | Fail 2-year Threshold
[11 empty] | Commercial | Ceiling Insulation Upgrade Rebates | Roof Insulation | Healthcare | Existing | 0.2724 | 0.54065 | 0.50383 | 0 | 0 | 0 | Fail RIM | [11 empty] | Industrial | Custom Incentives | Motor Improved Controls | Chemicals and Plastics | Existing | 6.9043 | 0.86934 | 7.942 | 0 | 0 | 0 | Fail 2-year Threshold
[11 empty] | Commercial | Ceiling Insulation Upgrade Rebates | Roof Insulation | Hospitals | Existing | 0.33507 | 0.6511 | 0.51462 | 0 | 0 | 0 | Fail RIM | [11 empty] | Industrial | Custom Incentives | Motor Improved Controls | Chemicals and Plastics | New | 6.9043 | 0.86934 | 7.942 | 0 | 0 | 0 | Fail 2-year Threshold
[11 empty] | Commercial | Ceiling Insulation Upgrade Rebates | Roof Insulation | Institutional | Existing | 0.2724 | 0.54065 | 0.50383 | 0 | 0 | 0 | Fail RIM | [11 empty] | Industrial | Custom Incentives | Motor Optimization | Chemicals and Plastics | Existing | 5.8462 | 0.86794 | 6.7358 | 0 | 0 | 0 | Fail 2-year Threshold
[11 empty] | Commercial | Ceiling Insulation Upgrade Rebates | Roof Insulation | Lodging/Hospitality | Existing | 0.33507 | 0.6511 | 0.51462 | 0 | 0 | 0 | Fail RIM | [11 empty] | Industrial | Custom Incentives | Motor Optimization | Chemicals and Plastics | New | 5.8462 | 0.86794 | 6.7358 | 0 | 0 | 0 | Fail 2-year Threshold
[11 empty] | Commercial | Ceiling Insulation Upgrade Rebates | Roof Insulation | Miscellaneous | Existing | 0.2724 | 0.54065 | 0.50383 | 0 | 0 | 0 | Fail RIM | [11 empty] | Industrial | Custom Incentives | Pump Improved Controls | Chemicals and Plastics | Existing | 11.4686 | 0.86934 | 13.1923 | 0 | 0 | 0 | Fail 2-year Threshold
[11 empty] | Commercial | Ceiling Insulation Upgrade Rebates | Roof Insulation | Offices | Existing | 0.2724 | 0.54065 | 0.50383 | 0 | 0 | 0 | Fail RIM | [11 empty] | Industrial | Custom Incentives | Pump Improved Controls | Chemicals and Plastics | New | 11.4686 | 0.86934 | 13.1923 | 0 | 0 | 0 | Fail 2-year Threshold
[11 empty] | Commercial | Ceiling Insulation Upgrade Rebates | Roof Insulation | Restaurants | Existing | 0.30761 | 0.60448 | 0.50888 | 0 | 0 | 0 | Fail RIM | [11 empty] | Industrial | Custom Incentives | Pump System Optimization | Chemicals and Plastics | Existing | 5.6417 | 0.86794 | 6.5001 | 0 | 0 | 0 | Fail 2-year Threshold
[11 empty] | Commercial | Ceiling Insulation Upgrade Rebates | Roof Insulation | Retail | Existing | 0.30761 | 0.60448 | 0.50888 | 0 | 0 | 0 | Fail RIM | [11 empty] | Industrial | Custom Incentives | Pump System Optimization | Chemicals and Plastics | New | 5.6417 | 0.86794 | 6.5001 | 0 | 0 | 0 | Fail 2-year Threshold
[11 empty] | Commercial | Ceiling Insulation Upgrade Rebates | Roof Insulation | Schools K-12 | Existing | 0.2724 | 0.54065 | 0.50383 | 0 | 0 | 0 | Fail RIM | [11 empty] | Industrial | Custom Incentives | Process Refrig System Optimization | Chemicals and Plastics | Existing | 12.0399 | 0.75423 | 15.9631 | 0 | 0 | 0 | Fail 2-year Threshold
[11 empty] | Commercial | Ceiling Insulation Upgrade Rebates | Roof Insulation | Warehouse | Existing | 0.30772 | 0.60768 | 0.50639 | 0 | 0 | 0 | Fail RIM | [11 empty] | Industrial | Custom Incentives | Process Refrig System Optimization | Chemicals and Plastics | New | 12.0399 | 0.75423 | 15.9631 | 0 | 0 | 0 | Fail 2-year Threshold
[11 empty] | Commercial | Ceiling Insulation Upgrade Rebates | Roof Insulation | Assembly | New | 0.1339 | 0.54065 | 0.24767 | 0 | 0 | 0 | Fail RIM | [11 empty] | Industrial | Custom Incentives | Process Heat System Optimization | Chemicals and Plastics | Existing | 0.30123 | 0.72358 | 0.41631 | 0 | 0 | 0 | Fail TRC
[11 empty] | Commercial | Ceiling Insulation Upgrade Rebates | Roof Insulation | College and University | New | 0.16471 | 0.6511 | 0.25297 | 0 | 0 | 0 | Fail RIM | [11 empty] | Industrial | Custom Incentives | Process Heat System Optimization | Chemicals and Plastics | New | 0.30123 | 0.72358 | 0.41631 | 0 | 0 | 0 | Fail TRC
[11 empty] | Commercial | Ceiling Insulation Upgrade Rebates | Roof Insulation | Grocery | New | 0.15121 | 0.60448 | 0.25015 | 0 | 0 | 0 | Fail RIM | [11 empty] | Industrial | Custom Incentives | Process Other Systems Optimization | Chemicals and Plastics | Existing | 12.2552 | 0.757 | 16.1892 | 0 | 0 | 0 | Fail 2-year Threshold
[11 empty] | Commercial | Ceiling Insulation Upgrade Rebates | Roof Insulation | Healthcare | New | 0.1339 | 0.54065 | 0.24767 | 0 | 0 | 0 | Fail RIM | [11 empty] | Industrial | Custom Incentives | Process Other Systems Optimization | Chemicals and Plastics | New | 12.2552 | 0.757 | 16.1892 | 0 | 0 | 0 | Fail 2-year Threshold
[11 empty] | Commercial | Ceiling Insulation Upgrade Rebates | Roof Insulation | Hospitals | New | 0.16471 | 0.6511 | 0.25297 | 0 | 0 | 0 | Fail RIM | [11 empty] | Industrial | Custom Incentives | Compressed Air Controls | Construction | Existing | 11.5498 | 0.86174 | 13.4029 | 0 | 0 | 0 | Fail 2-year Threshold
[11 empty] | Commercial | Ceiling Insulation Upgrade Rebates | Roof Insulation | Institutional | New | 0.1339 | 0.54065 | 0.24767 | 0 | 0 | 0 | Fail RIM | [11 empty] | Industrial | Custom Incentives | Compressed Air Controls | Construction | New | 11.5498 | 0.86174 | 13.4029 | 0 | 0 | 0 | Fail 2-year Threshold
[11 empty] | Commercial | Ceiling Insulation Upgrade Rebates | Roof Insulation | Lodging/Hospitality | New | 0.16471 | 0.6511 | 0.25297 | 0 | 0 | 0 | Fail RIM | [11 empty] | Industrial | Custom Incentives | Compressed Air Equipment | Construction | New | 7.067 | 0.86934 | 8.1292 | 0 | 0 | 0 | Fail 2-year Threshold
[11 empty] | Commercial | Ceiling Insulation Upgrade Rebates | Roof Insulation | Miscellaneous | New | 0.1339 | 0.54065 | 0.24767 | 0 | 0 | 0 | Fail RIM | [11 empty] | Industrial | Custom Incentives | Compressed Air Equipment | Construction | Turnover | 7.067 | 0.86934 | 8.1292 | 0 | 0 | 0 | Fail 2-year Threshold
[11 empty] | Commercial | Ceiling Insulation Upgrade Rebates | Roof Insulation | Offices | New | 0.1339 | 0.54065 | 0.24767 | 0 | 0 | 0 | Fail RIM | [11 empty] | Industrial | Custom Incentives | Compressed Air System Optimization | Construction | Existing | 10.1056 | 0.86794 | 11.6432 | 0 | 0 | 0 | Fail 2-year Threshold
[11 empty] | Commercial | Ceiling Insulation Upgrade Rebates | Roof Insulation | Restaurants | New | 0.15121 | 0.60448 | 0.25015 | 0 | 0 | 0 | Fail RIM | [11 empty] | Industrial | Custom Incentives | Compressed Air System Optimization | Construction | New | 10.1056 | 0.86794 | 11.6432 | 0 | 0 | 0 | Fail 2-year Threshold
[11 empty] | Commercial | Ceiling Insulation Upgrade Rebates | Roof Insulation | Retail | New | 0.15121 | 0.60448 | 0.25015 | 0 | 0 | 0 | Fail RIM | [11 empty] | Industrial | Custom Incentives | Plant Energy Management | Construction | Existing | 24.3492 | 0.86242 | 28.2337 | 0 | 0 | 0 | Fail 2-year Threshold
[11 empty] | Commercial | Ceiling Insulation Upgrade Rebates | Roof Insulation | Schools K-12 | New | 0.1339 | 0.54065 | 0.24767 | 0 | 0 | 0 | Fail RIM | [11 empty] | Industrial | Custom Incentives | Plant Energy Management | Construction | New | 24.3492 | 0.86242 | 28.2337 | 0 | 0 | 0 | Fail 2-year Threshold
[11 empty] | Commercial | Ceiling Insulation Upgrade Rebates | Roof Insulation | Warehouse | New | 0.15127 | 0.60768 | 0.24892 | 0 | 0 | 0 | Fail RIM | [11 empty] | Industrial | Custom Incentives | HVAC Improved Controls | Construction | Existing | 14.5374 | 0.86249 | 16.8551 | 0 | 0 | 0 | Fail 2-year Threshold
[11 empty] | Commercial | Custom Incentives | Thermal Energy Storage | Assembly | Existing | 0.18215 | -1.5715 | -0.11591 | 0 | 0 | 0 | Fail RIM | [11 empty] | Industrial | Custom Incentives | HVAC Improved Controls | Construction | New | 14.5374 | 0.86249 | 16.8551 | 0 | 0 | 0 | Fail 2-year Threshold
[11 empty] | Commercial | Custom Incentives | Thermal Energy Storage | College and University | Existing | 0.18704 | -1.6137 | -0.11591 | 0 | 0 | 0 | Fail RIM | [11 empty] | Industrial | Custom Incentives | Fan Improved Controls | Construction | Existing | 21.9549 | 0.86934 | 25.2547 | 0 | 0 | 0 | Fail 2-year Threshold
[11 empty] | Commercial | Custom Incentives | Thermal Energy Storage | Grocery | Existing | 0.18215 | -1.5715 | -0.11591 | 0 | 0 | 0 | Fail RIM | [11 empty] | Industrial | Custom Incentives | Fan Improved Controls | Construction | New | 21.9549 | 0.86934 | 25.2547 | 0 | 0 | 0 | Fail 2-year Threshold
[11 empty] | Commercial | Custom Incentives | Thermal Energy Storage | Healthcare | Existing | 0.18215 | -1.5715 | -0.11591 | 0 | 0 | 0 | Fail RIM | [11 empty] | Industrial | Custom Incentives | Fan System Optimization | Construction | Existing | 15.443 | 0.86794 | 17.7928 | 0 | 0 | 0 | Fail 2-year Threshold
[11 empty] | Commercial | Custom Incentives | Thermal Energy Storage | Hospitals | Existing | 0.18704 | -1.6137 | -0.11591 | 0 | 0 | 0 | Fail RIM | [11 empty] | Industrial | Custom Incentives | Fan System Optimization | Construction | New | 15.443 | 0.86794 | 17.7928 | 0 | 0 | 0 | Fail 2-year Threshold
[11 empty] | Commercial | Custom Incentives | Thermal Energy Storage | Institutional | Existing | 0.18215 | -1.5715 | -0.11591 | 0 | 0 | 0 | Fail RIM | [11 empty] | Industrial | Custom Incentives | Motor Improved Controls | Construction | Existing | 7.0559 | 0.86934 | 8.1164 | 0 | 0 | 0 | Fail 2-year Threshold
[11 empty] | Commercial | Custom Incentives | Thermal Energy Storage | Lodging/Hospitality | Existing | 0.18215 | -1.5715 | -0.11591 | 0 | 0 | 0 | Fail RIM | [11 empty] | Industrial | Custom Incentives | Motor Improved Controls | Construction | New | 7.0559 | 0.86934 | 8.1164 | 0 | 0 | 0 | Fail 2-year Threshold
[11 empty] | Commercial | Custom Incentives | Thermal Energy Storage | Miscellaneous | Existing | 0.18215 | -1.5715 | -0.11591 | 0 | 0 | 0 | Fail RIM | [11 empty] | Industrial | Custom Incentives | Pump Improved Controls | Construction | Existing | 11.4686 | 0.86934 | 13.1923 | 0 | 0 | 0 | Fail 2-year Threshold
[11 empty] | Commercial | Custom Incentives | Thermal Energy Storage | Offices | Existing | 0.18215 | -1.5715 | -0.11591 | 0 | 0 | 0 | Fail RIM | [11 empty] | Industrial | Custom Incentives | Pump Improved Controls | Construction | New | 11.4686 | 0.86934 | 13.1923 | 0 | 0 | 0 | Fail 2-year Threshold
[11 empty] | Commercial | Custom Incentives | Thermal Energy Storage | Restaurants | Existing | 0.18215 | -1.5715 | -0.11591 | 0 | 0 | 0 | Fail RIM | [11 empty] | Industrial | Custom Incentives | Pump System Optimization | Construction | Existing | 8.2189 | 0.86794 | 9.4695 | 0 | 0 | 0 | Fail 2-year Threshold
[11 empty] | Commercial | Custom Incentives | Thermal Energy Storage | Retail | Existing | 0.18215 | -1.5715 | -0.11591 | 0 | 0 | 0 | Fail RIM | [11 empty] | Industrial | Custom Incentives | Pump System Optimization | Construction | New | 8.2189 | 0.86794 | 9.4695 | 0 | 0 | 0 | Fail 2-year Threshold
[11 empty] | Commercial | Custom Incentives | Thermal Energy Storage | Schools K-12 | Existing | 0.18215 | -1.5715 | -0.11591 | 0 | 0 | 0 | Fail RIM | [11 empty] | Industrial | Custom Incentives | Process Refrig System Optimization | Construction | Existing | 2.225 | 0.75423 | 2.95 | 0 | 0 | 0 | Fail 2-year Threshold
[11 empty] | Commercial | Custom Incentives | Thermal Energy Storage | Warehouse | Existing | 0.18215 | -1.5715 | -0.11591 | 0 | 0 | 0 | Fail RIM | [11 empty] | Industrial | Custom Incentives | Process Refrig System Optimization | Construction | New | 2.225 | 0.75423 | 2.95 | 0 | 0 | 0 | Fail 2-year Threshold
[11 empty] | Commercial | Custom Incentives | Thermal Energy Storage | Assembly | New | 0.18215 | -1.5715 | -0.11591 | 0 | 0 | 0 | Fail RIM | [11 empty] | Industrial | Custom Incentives | Process Heat Improved Controls | Construction | Existing | 0.7604 | 0.8663 | 0.87775 | 0 | 0 | 0 | Fail TRC
[11 empty] | Commercial | Custom Incentives | Thermal Energy Storage | College and University | New | 0.18704 | -1.6137 | -0.11591 | 0 | 0 | 0 | Fail RIM | [11 empty] | Industrial | Custom Incentives | Process Heat Improved Controls | Construction | New | 0.7604 | 0.8663 | 0.87775 | 0 | 0 | 0 | Fail TRC
[11 empty] | Commercial | Custom Incentives | Thermal Energy Storage | Grocery | New | 0.18215 | -1.5715 | -0.11591 | 0 | 0 | 0 | Fail RIM | [11 empty] | Industrial | Custom Incentives | Process Heat System Optimization | Construction | Existing | 0.35724 | 0.72358 | 0.49371 | 0 | 0 | 0 | Fail TRC
[11 empty] | Commercial | Custom Incentives | Thermal Energy Storage | Healthcare | New | 0.18215 | -1.5715 | -0.11591 | 0 | 0 | 0 | Fail RIM | [11 empty] | Industrial | Custom Incentives | Process Heat System Optimization | Construction | New | 0.35724 | 0.72358 | 0.49371 | 0 | 0 | 0 | Fail TRC
[11 empty] | Commercial | Custom Incentives | Thermal Energy Storage | Hospitals | New | 0.18704 | -1.6137 | -0.11591 | 0 | 0 | 0 | Fail RIM | [11 empty] | Industrial | Custom Incentives | Process Other Systems Optimization | Construction | Existing | 8.6823 | 0.757 | 11.4694 | 0 | 0 | 0 | Fail 2-year Threshold
[11 empty] | Commercial | Custom Incentives | Thermal Energy Storage | Institutional | New | 0.18215 | -1.5715 | -0.11591 | 0 | 0 | 0 | Fail RIM | [11 empty] | Industrial | Custom Incentives | Process Other Systems Optimization | Construction | New | 8.6823 | 0.757 | 11.4694 | 0 | 0 | 0 | Fail 2-year Threshold
[11 empty] | Commercial | Custom Incentives | Thermal Energy Storage | Lodging/Hospitality | New | 0.18215 | -1.5715 | -0.11591 | 0 | 0 | 0 | Fail RIM | [11 empty] | Industrial | Custom Incentives | Compressed Air Controls | Electrical and Electronic Equip. | Existing | 20.8243 | 0.86174 | 24.1653 | 0 | 0 | 0 | Fail 2-year Threshold
[11 empty] | Commercial | Custom Incentives | Thermal Energy Storage | Miscellaneous | New | 0.18215 | -1.5715 | -0.11591 | 0 | 0 | 0 | Fail RIM | [11 empty] | Industrial | Custom Incentives | Compressed Air Controls | Electrical and Electronic Equip. | New | 20.8243 | 0.86174 | 24.1653 | 0 | 0 | 0 | Fail 2-year Threshold
[11 empty] | Commercial | Custom Incentives | Thermal Energy Storage | Offices | New | 0.18215 | -1.5715 | -0.11591 | 0 | 0 | 0 | Fail RIM | [11 empty] | Industrial | Custom Incentives | Compressed Air Equipment | Electrical and Electronic Equip. | New | 19.1384 | 0.86934 | 22.0148 | 0 | 0 | 0 | Fail 2-year Threshold
[11 empty] | Commercial | Custom Incentives | Thermal Energy Storage | Restaurants | New | 0.18215 | -1.5715 | -0.11591 | 0 | 0 | 0 | Fail RIM | [11 empty] | Industrial | Custom Incentives | Compressed Air Equipment | Electrical and Electronic Equip. | Turnover | 19.1384 | 0.86934 | 22.0148 | 0 | 0 | 0 | Fail 2-year Threshold
[11 empty] | Commercial | Custom Incentives | Thermal Energy Storage | Retail | New | 0.18215 | -1.5715 | -0.11591 | 0 | 0 | 0 | Fail RIM | [11 empty] | Industrial | Custom Incentives | Compressed Air System Optimization | Electrical and Electronic Equip. | Existing | 11.3073 | 0.86794 | 13.0278 | 0 | 0 | 0 | Fail 2-year Threshold
[11 empty] | Commercial | Custom Incentives | Thermal Energy Storage | Schools K-12 | New | 0.18215 | -1.5715 | -0.11591 | 0 | 0 | 0 | Fail RIM | [11 empty] | Industrial | Custom Incentives | Compressed Air System Optimization | Electrical and Electronic Equip. | New | 11.3073 | 0.86794 | 13.0278 | 0 | 0 | 0 | Fail 2-year Threshold
[11 empty] | Commercial | Custom Incentives | Thermal Energy Storage | Warehouse | New | 0.18215 | -1.5715 | -0.11591 | 0 | 0 | 0 | Fail RIM | [11 empty] | Industrial | Custom Incentives | Plant Energy Management | Electrical and Electronic Equip. | Existing | 24.3492 | 0.86242 | 28.2337 | 0 | 0 | 0 | Fail 2-year Threshold
[11 empty] | Commercial | Window Film/Solar Screen Rebates | Window Sun Protection | Assembly | Existing | 0.17761 | 0.73123 | 0.24289 | 0 | 0 | 0 | Fail RIM | [11 empty] | Industrial | Custom Incentives | Plant Energy Management | Electrical and Electronic Equip. | New | 24.3492 | 0.86242 | 28.2337 | 0 | 0 | 0 | Fail 2-year Threshold
[11 empty] | Commercial | Window Film/Solar Screen Rebates | Window Sun Protection | College and University | Existing | 0.17761 | 0.73123 | 0.24289 | 0 | 0 | 0 | Fail RIM | [11 empty] | Industrial | Custom Incentives | HVAC Equipment Upgrades | Electrical and Electronic Equip. | New | 6.658 | 0.8666 | 7.6829 | 0 | 0 | 0 | Fail 2-year Threshold
[11 empty] | Commercial | Window Film/Solar Screen Rebates | Window Sun Protection | Grocery | Existing | 0.17761 | 0.73123 | 0.24289 | 0 | 0 | 0 | Fail RIM | [11 empty] | Industrial | Custom Incentives | HVAC Equipment Upgrades | Electrical and Electronic Equip. | Turnover | 6.658 | 0.8666 | 7.6829 | 0 | 0 | 0 | Fail 2-year Threshold
[11 empty] | Commercial | Window Film/Solar Screen Rebates | Window Sun Protection | Healthcare | Existing | 0.17761 | 0.73123 | 0.24289 | 0 | 0 | 0 | Fail RIM | [11 empty] | Industrial | Custom Incentives | HVAC Recommissioning | Electrical and Electronic Equip. | Existing | 15.2017 | 0.85949 | 17.6868 | 0 | 0 | 0 | Fail 2-year Threshold
[11 empty] | Commercial | Window Film/Solar Screen Rebates | Window Sun Protection | Hospitals | Existing | 0.17761 | 0.73123 | 0.24289 | 0 | 0 | 0 | Fail RIM | [11 empty] | Industrial | Custom Incentives | HVAC Recommissioning | Electrical and Electronic Equip. | New | 15.2017 | 0.85949 | 17.6868 | 0 | 0 | 0 | Fail 2-year Threshold
[11 empty] | Commercial | Window Film/Solar Screen Rebates | Window Sun Protection | Institutional | Existing | 0.17761 | 0.73123 | 0.24289 | 0 | 0 | 0 | Fail RIM | [11 empty] | Industrial | Custom Incentives | Fan Improved Controls | Electrical and Electronic Equip. | Existing | 29.7427 | 0.86934 | 34.213 | 0 | 0 | 0 | Fail 2-year Threshold
[11 empty] | Commercial | Window Film/Solar Screen Rebates | Window Sun Protection | Lodging/Hospitality | Existing | 0.1955 | 0.80217 | 0.24372 | 0 | 0 | 0 | Fail RIM | [11 empty] | Industrial | Custom Incentives | Fan Improved Controls | Electrical and Electronic Equip. | New | 29.7427 | 0.86934 | 34.213 | 0 | 0 | 0 | Fail 2-year Threshold
[11 empty] | Commercial | Window Film/Solar Screen Rebates | Window Sun Protection | Miscellaneous | Existing | 0.23725 | 0.96938 | 0.24475 | 0 | 0 | 0 | Fail RIM | [11 empty] | Industrial | Custom Incentives | Motor Improved Controls | Electrical and Electronic Equip. | Existing | 11.4686 | 0.86934 | 13.1923 | 0 | 0 | 0 | Fail 2-year Threshold
[11 empty] | Commercial | Window Film/Solar Screen Rebates | Window Sun Protection | Offices | Existing | 0.17761 | 0.73123 | 0.24289 | 0 | 0 | 0 | Fail RIM | [11 empty] | Industrial | Custom Incentives | Motor Improved Controls | Electrical and Electronic Equip. | New | 11.4686 | 0.86934 | 13.1923 | 0 | 0 | 0 | Fail 2-year Threshold
[11 empty] | Commercial | Window Film/Solar Screen Rebates | Window Sun Protection | Restaurants | Existing | 0.17761 | 0.73123 | 0.24289 | 0 | 0 | 0 | Fail RIM | [11 empty] | Industrial | Custom Incentives | Motor Optimization | Electrical and Electronic Equip. | Existing | 7.6867 | 0.86794 | 8.8563 | 0 | 0 | 0 | Fail 2-year Threshold
[11 empty] | Commercial | Window Film/Solar Screen Rebates | Window Sun Protection | Retail | Existing | 0.17761 | 0.73123 | 0.24289 | 0 | 0 | 0 | Fail RIM | [11 empty] | Industrial | Custom Incentives | Motor Optimization | Electrical and Electronic Equip. | New | 7.6867 | 0.86794 | 8.8563 | 0 | 0 | 0 | Fail 2-year Threshold
[11 empty] | Commercial | Window Film/Solar Screen Rebates | Window Sun Protection | Schools K-12 | Existing | 0.17761 | 0.73123 | 0.24289 | 0 | 0 | 0 | Fail RIM | [11 empty] | Industrial | Custom Incentives | Pump Improved Controls | Electrical and Electronic Equip. | Existing | 11.4686 | 0.86934 | 13.1923 | 0 | 0 | 0 | Fail 2-year Threshold
[11 empty] | Commercial | Window Film/Solar Screen Rebates | Window Sun Protection | Warehouse | Existing | 0.23725 | 0.96938 | 0.24475 | 0 | 0 | 0 | Fail RIM | [11 empty] | Industrial | Custom Incentives | Pump Improved Controls | Electrical and Electronic Equip. | New | 11.4686 | 0.86934 | 13.1923 | 0 | 0 | 0 | Fail 2-year Threshold
[11 empty] | Commercial | Window Film/Solar Screen Rebates | Window Sun Protection | Assembly | New | 0.10656 | 0.73123 | 0.14573 | 0 | 0 | 0 | Fail RIM | [11 empty] | Industrial | Custom Incentives | Process Refrig System Optimization | Electrical and Electronic Equip. | Existing | 34.9955 | 0.75423 | 46.3988 | 0 | 0 | 0 | Fail 2-year Threshold
[11 empty] | Commercial | Window Film/Solar Screen Rebates | Window Sun Protection | College and University | New | 0.10656 | 0.73123 | 0.14573 | 0 | 0 | 0 | Fail RIM | [11 empty] | Industrial | Custom Incentives | Process Refrig System Optimization | Electrical and Electronic Equip. | New | 34.9955 | 0.75423 | 46.3988 | 0 | 0 | 0 | Fail 2-year Threshold
[11 empty] | Commercial | Window Film/Solar Screen Rebates | Window Sun Protection | Grocery | New | 0.10656 | 0.73123 | 0.14573 | 0 | 0 | 0 | Fail RIM | [11 empty] | Industrial | Custom Incentives | Process Heat Improved Controls | Electrical and Electronic Equip. | Existing | 0.81598 | 0.8663 | 0.94192 | 0 | 0 | 0 | Fail TRC
[11 empty] | Commercial | Window Film/Solar Screen Rebates | Window Sun Protection | Healthcare | New | 0.10656 | 0.73123 | 0.14573 | 0 | 0 | 0 | Fail RIM | [11 empty] | Industrial | Custom Incentives | Process Heat Improved Controls | Electrical and Electronic Equip. | New | 0.81598 | 0.8663 | 0.94192 | 0 | 0 | 0 | Fail TRC
[11 empty] | Commercial | Window Film/Solar Screen Rebates | Window Sun Protection | Hospitals | New | 0.10656 | 0.73123 | 0.14573 | 0 | 0 | 0 | Fail RIM | [11 empty] | Industrial | Custom Incentives | Process Heat System Optimization | Electrical and Electronic Equip. | Existing | 2.6126 | 0.72358 | 3.6107 | 0 | 0 | 0 | Fail 2-year Threshold
[11 empty] | Commercial | Window Film/Solar Screen Rebates | Window Sun Protection | Institutional | New | 0.10656 | 0.73123 | 0.14573 | 0 | 0 | 0 | Fail RIM | [11 empty] | Industrial | Custom Incentives | Process Heat System Optimization | Electrical and Electronic Equip. | New | 2.6126 | 0.72358 | 3.6107 | 0 | 0 | 0 | Fail 2-year Threshold
[11 empty] | Commercial | Window Film/Solar Screen Rebates | Window Sun Protection | Lodging/Hospitality | New | 0.1173 | 0.80217 | 0.14623 | 0 | 0 | 0 | Fail RIM | [11 empty] | Industrial | Custom Incentives | Process Other Systems Optimization | Electrical and Electronic Equip. | Existing | 2.3705 | 0.757 | 3.1314 | 0 | 0 | 0 | Fail 2-year Threshold
[11 empty] | Commercial | Window Film/Solar Screen Rebates | Window Sun Protection | Miscellaneous | New | 0.14235 | 0.96938 | 0.14685 | 0 | 0 | 0 | Fail RIM | [11 empty] | Industrial | Custom Incentives | Process Other Systems Optimization | Electrical and Electronic Equip. | New | 2.3705 | 0.757 | 3.1314 | 0 | 0 | 0 | Fail 2-year Threshold
[11 empty] | Commercial | Window Film/Solar Screen Rebates | Window Sun Protection | Offices | New | 0.10656 | 0.73123 | 0.14573 | 0 | 0 | 0 | Fail RIM | [11 empty] | Industrial | Custom Incentives | Compressed Air Controls | Lumber/Furniture/Pulp/Paper | Existing | 18.7377 | 0.86174 | 21.7439 | 0 | 0 | 0 | Fail 2-year Threshold
[11 empty] | Commercial | Window Film/Solar Screen Rebates | Window Sun Protection | Restaurants | New | 0.10656 | 0.73123 | 0.14573 | 0 | 0 | 0 | Fail RIM | [11 empty] | Industrial | Custom Incentives | Compressed Air Controls | Lumber/Furniture/Pulp/Paper | New | 18.7377 | 0.86174 | 21.7439 | 0 | 0 | 0 | Fail 2-year Threshold
[11 empty] | Commercial | Window Film/Solar Screen Rebates | Window Sun Protection | Retail | New | 0.10656 | 0.73123 | 0.14573 | 0 | 0 | 0 | Fail RIM | [11 empty] | Industrial | Custom Incentives | Compressed Air System Optimization | Lumber/Furniture/Pulp/Paper | Existing | 11.1128 | 0.86794 | 12.8037 | 0 | 0 | 0 | Fail 2-year Threshold
[11 empty] | Commercial | Window Film/Solar Screen Rebates | Window Sun Protection | Schools K-12 | New | 0.10656 | 0.73123 | 0.14573 | 0 | 0 | 0 | Fail RIM | [11 empty] | Industrial | Custom Incentives | Compressed Air System Optimization | Lumber/Furniture/Pulp/Paper | New | 11.1128 | 0.86794 | 12.8037 | 0 | 0 | 0 | Fail 2-year Threshold
[11 empty] | Commercial | Window Film/Solar Screen Rebates | Window Sun Protection | Warehouse | New | 0.14235 | 0.96938 | 0.14685 | 0 | 0 | 0 | Fail RIM | [11 empty] | Industrial | Custom Incentives | Plant Energy Management | Lumber/Furniture/Pulp/Paper | Existing | 4.6742 | 0.86242 | 5.4198 | 0 | 0 | 0 | Fail 2-year Threshold
[11 empty] | Commercial | Indoor Lighting Billed Solution or Indoor Lighting Rebates | Interior Lighting Controls | Assembly | Existing | 1.1847 | 0.66156 | 1.7908 | 0 | 0 | 0 | Fail RIM | [11 empty] | Industrial | Custom Incentives | Plant Energy Management | Lumber/Furniture/Pulp/Paper | New | 4.6742 | 0.86242 | 5.4198 | 0 | 0 | 0 | Fail 2-year Threshold
[11 empty] | Commercial | Indoor Lighting Billed Solution or Indoor Lighting Rebates | Interior Lighting Controls | College and University | Existing | 1.8158 | 0.66156 | 2.7447 | 0 | 0 | 0 | Fail RIM | [11 empty] | Industrial | Custom Incentives | HVAC Equipment Upgrades | Lumber/Furniture/Pulp/Paper | New | 6.658 | 0.8666 | 7.6829 | 0 | 0 | 0 | Fail 2-year Threshold
[11 empty] | Commercial | Indoor Lighting Billed Solution or Indoor Lighting Rebates | Interior Lighting Controls | Grocery | Existing | 2.2837 | 0.66156 | 3.452 | 0 | 0 | 0 | Fail RIM | [11 empty] | Industrial | Custom Incentives | HVAC Equipment Upgrades | Lumber/Furniture/Pulp/Paper | Turnover | 6.658 | 0.8666 | 7.6829 | 0 | 0 | 0 | Fail 2-year Threshold
[11 empty] | Commercial | Indoor Lighting Billed Solution or Indoor Lighting Rebates | Interior Lighting Controls | Healthcare | Existing | 2.0712 | 0.66156 | 3.1307 | 0 | 0 | 0 | Fail RIM | [11 empty] | Industrial | Custom Incentives | HVAC Improved Controls | Lumber/Furniture/Pulp/Paper | Existing | 42.7 | 0.86249 | 49.5077 | 0 | 0 | 0 | Fail 2-year Threshold
[11 empty] | Commercial | Indoor Lighting Billed Solution or Indoor Lighting Rebates | Interior Lighting Controls | Hospitals | Existing | 2.8019 | 0.66156 | 4.2353 | 0 | 0 | 0 | Fail RIM | [11 empty] | Industrial | Custom Incentives | HVAC Improved Controls | Lumber/Furniture/Pulp/Paper | New | 42.7 | 0.86249 | 49.5077 | 0 | 0 | 0 | Fail 2-year Threshold
[11 empty] | Commercial | Indoor Lighting Billed Solution or Indoor Lighting Rebates | Interior Lighting Controls | Institutional | Existing | 1.3589 | 0.66156 | 2.0542 | 0 | 0 | 0 | Fail RIM | [11 empty] | Industrial | Custom Incentives | Fan Improved Controls | Lumber/Furniture/Pulp/Paper | Existing | 29.7427 | 0.86934 | 34.213 | 0 | 0 | 0 | Fail 2-year Threshold
[11 empty] | Commercial | Indoor Lighting Billed Solution or Indoor Lighting Rebates | Interior Lighting Controls | Lodging/Hospitality | Existing | 1.5464 | 0.66156 | 2.3375 | 0 | 0 | 0 | Fail RIM | [11 empty] | Industrial | Custom Incentives | Fan Improved Controls | Lumber/Furniture/Pulp/Paper | New | 29.7427 | 0.86934 | 34.213 | 0 | 0 | 0 | Fail 2-year Threshold
[11 empty] | Commercial | Indoor Lighting Billed Solution or Indoor Lighting Rebates | Interior Lighting Controls | Miscellaneous | Existing | 1.8158 | 0.66156 | 2.7447 | 0 | 0 | 0 | Fail RIM | [11 empty] | Industrial | Custom Incentives | Fan System Optimization | Lumber/Furniture/Pulp/Paper | Existing | 15.5563 | 0.86794 | 17.9233 | 0 | 0 | 0 | Fail 2-year Threshold
[11 empty] | Commercial | Indoor Lighting Billed Solution or Indoor Lighting Rebates | Interior Lighting Controls | Offices | Existing | 1.34 | 0.66156 | 2.0255 | 0 | 0 | 0 | Fail RIM | [11 empty] | Industrial | Custom Incentives | Fan System Optimization | Lumber/Furniture/Pulp/Paper | New | 15.5563 | 0.86794 | 17.9233 | 0 | 0 | 0 | Fail 2-year Threshold
[11 empty] | Commercial | Indoor Lighting Billed Solution or Indoor Lighting Rebates | Interior Lighting Controls | Restaurants | Existing | 1.3828 | 0.66156 | 2.0903 | 0 | 0 | 0 | Fail RIM | [11 empty] | Industrial | Custom Incentives | Motor Equipment Upgrades | Lumber/Furniture/Pulp/Paper | New | 8.3115 | 0.86794 | 9.5761 | 0 | 0 | 0 | Fail 2-year Threshold
[11 empty] | Commercial | Indoor Lighting Billed Solution or Indoor Lighting Rebates | Interior Lighting Controls | Retail | Existing | 2.053 | 0.66156 | 3.1033 | 0 | 0 | 0 | Fail RIM | [11 empty] | Industrial | Custom Incentives | Motor Equipment Upgrades | Lumber/Furniture/Pulp/Paper | Turnover | 8.3115 | 0.86794 | 9.5761 | 0 | 0 | 0 | Fail 2-year Threshold
[11 empty] | Commercial | Indoor Lighting Billed Solution or Indoor Lighting Rebates | Interior Lighting Controls | Schools K-12 | Existing | 0.97997 | 0.66156 | 1.4813 | 0 | 0 | 0 | Fail RIM | [11 empty] | Industrial | Custom Incentives | Motor Improved Controls | Lumber/Furniture/Pulp/Paper | Existing | 14.868 | 0.86934 | 17.1026 | 0 | 0 | 0 | Fail 2-year Threshold
[11 empty] | Commercial | Indoor Lighting Billed Solution or Indoor Lighting Rebates | Interior Lighting Controls | Warehouse | Existing | 1.5752 | 0.66156 | 2.381 | 0 | 0 | 0 | Fail RIM | [11 empty] | Industrial | Custom Incentives | Motor Improved Controls | Lumber/Furniture/Pulp/Paper | New | 14.868 | 0.86934 | 17.1026 | 0 | 0 | 0 | Fail 2-year Threshold
[11 empty] | Commercial | Indoor Lighting Billed Solution or Indoor Lighting Rebates | Interior Lighting Controls | Assembly | New | 1.1847 | 0.66156 | 1.7908 | 0 | 0 | 0 | Fail RIM | [11 empty] | Industrial | Custom Incentives | Motor Optimization | Lumber/Furniture/Pulp/Paper | Existing | 6.9263 | 0.86794 | 7.9802 | 0 | 0 | 0 | Fail 2-year Threshold
[11 empty] | Commercial | Indoor Lighting Billed Solution or Indoor Lighting Rebates | Interior Lighting Controls | College and University | New | 1.8158 | 0.66156 | 2.7447 | 0 | 0 | 0 | Fail RIM | [11 empty] | Industrial | Custom Incentives | Motor Optimization | Lumber/Furniture/Pulp/Paper | New | 6.9263 | 0.86794 | 7.9802 | 0 | 0 | 0 | Fail 2-year Threshold
[11 empty] | Commercial | Indoor Lighting Billed Solution or Indoor Lighting Rebates | Interior Lighting Controls | Grocery | New | 2.2837 | 0.66156 | 3.452 | 0 | 0 | 0 | Fail RIM | [11 empty] | Industrial | Custom Incentives | Pump Improved Controls | Lumber/Furniture/Pulp/Paper | Existing | 11.4686 | 0.86934 | 13.1923 | 0 | 0 | 0 | Fail 2-year Threshold
[11 empty] | Commercial | Indoor Lighting Billed Solution or Indoor Lighting Rebates | Interior Lighting Controls | Healthcare | New | 2.0712 | 0.66156 | 3.1307 | 0 | 0 | 0 | Fail RIM | [11 empty] | Industrial | Custom Incentives | Pump Improved Controls | Lumber/Furniture/Pulp/Paper | New | 11.4686 | 0.86934 | 13.1923 | 0 | 0 | 0 | Fail 2-year Threshold
[11 empty] | Commercial | Indoor Lighting Billed Solution or Indoor Lighting Rebates | Interior Lighting Controls | Hospitals | New | 2.8019 | 0.66156 | 4.2353 | 0 | 0 | 0 | Fail RIM | [11 empty] | Industrial | Custom Incentives | Process Heat Improved Controls | Lumber/Furniture/Pulp/Paper | Existing | 0.81598 | 0.8663 | 0.94192 | 0 | 0 | 0 | Fail TRC
[11 empty] | Commercial | Indoor Lighting Billed Solution or Indoor Lighting Rebates | Interior Lighting Controls | Institutional | New | 1.3589 | 0.66156 | 2.0542 | 0 | 0 | 0 | Fail RIM | [11 empty] | Industrial | Custom Incentives | Process Heat Improved Controls | Lumber/Furniture/Pulp/Paper | New | 0.81598 | 0.8663 | 0.94192 | 0 | 0 | 0 | Fail TRC
[11 empty] | Commercial | Indoor Lighting Billed Solution or Indoor Lighting Rebates | Interior Lighting Controls | Lodging/Hospitality | New | 1.5464 | 0.66156 | 2.3375 | 0 | 0 | 0 | Fail RIM | [11 empty] | Industrial | Custom Incentives | Process Heat System Optimization | Lumber/Furniture/Pulp/Paper | Existing | 0.38832 | 0.72358 | 0.53667 | 0 | 0 | 0 | Fail TRC
[11 empty] | Commercial | Indoor Lighting Billed Solution or Indoor Lighting Rebates | Interior Lighting Controls | Miscellaneous | New | 1.8158 | 0.66156 | 2.7447 | 0 | 0 | 0 | Fail RIM | [11 empty] | Industrial | Custom Incentives | Process Heat System Optimization | Lumber/Furniture/Pulp/Paper | New | 0.38832 | 0.72358 | 0.53667 | 0 | 0 | 0 | Fail TRC
[11 empty] | Commercial | Indoor Lighting Billed Solution or Indoor Lighting Rebates | Interior Lighting Controls | Offices | New | 1.34 | 0.66156 | 2.0255 | 0 | 0 | 0 | Fail RIM | [11 empty] | Industrial | Custom Incentives | Process Other Equipment Upgrades | Lumber/Furniture/Pulp/Paper | New | 6.2347 | 0.86426 | 7.2139 | 0 | 0 | 0 | Fail 2-year Threshold
[11 empty] | Commercial | Indoor Lighting Billed Solution or Indoor Lighting Rebates | Interior Lighting Controls | Restaurants | New | 1.3828 | 0.66156 | 2.0903 | 0 | 0 | 0 | Fail RIM | [11 empty] | Industrial | Custom Incentives | Process Other Equipment Upgrades | Lumber/Furniture/Pulp/Paper | Turnover | 6.2347 | 0.86426 | 7.2139 | 0 | 0 | 0 | Fail 2-year Threshold
[11 empty] | Commercial | Indoor Lighting Billed Solution or Indoor Lighting Rebates | Interior Lighting Controls | Retail | New | 2.053 | 0.66156 | 3.1033 | 0 | 0 | 0 | Fail RIM | [11 empty] | Industrial | Custom Incentives | Process Other Systems Optimization | Lumber/Furniture/Pulp/Paper | Existing | 2.4094 | 0.757 | 3.1829 | 0 | 0 | 0 | Fail 2-year Threshold
[11 empty] | Commercial | Indoor Lighting Billed Solution or Indoor Lighting Rebates | Interior Lighting Controls | Schools K-12 | New | 0.97997 | 0.66156 | 1.4813 | 0 | 0 | 0 | Fail RIM | [11 empty] | Industrial | Custom Incentives | Process Other Systems Optimization | Lumber/Furniture/Pulp/Paper | New | 2.4094 | 0.757 | 3.1829 | 0 | 0 | 0 | Fail 2-year Threshold
[11 empty] | Commercial | Indoor Lighting Billed Solution or Indoor Lighting Rebates | Interior Lighting Controls | Warehouse | New | 1.5752 | 0.66156 | 2.381 | 0 | 0 | 0 | Fail RIM | [11 empty] | Industrial | Custom Incentives | Compressed Air Controls | Metal Products and Machinery | Existing | 12.6905 | 0.86174 | 14.7266 | 0 | 0 | 0 | Fail 2-year Threshold
[11 empty] | Commercial | Custom Incentives | VSD Controlled Compressor | Assembly | Existing | 2.4734 | 0.66804 | 3.7024 | 0 | 0 | 0 | Fail RIM | [11 empty] | Industrial | Custom Incentives | Compressed Air Controls | Metal Products and Machinery | New | 12.6905 | 0.86174 | 14.7266 | 0 | 0 | 0 | Fail 2-year Threshold
[11 empty] | Commercial | Custom Incentives | VSD Controlled Compressor | College and University | Existing | 2.4552 | 0.66388 | 3.6982 | 0 | 0 | 0 | Fail RIM | [11 empty] | Industrial | Custom Incentives | Compressed Air Equipment | Metal Products and Machinery | New | 7.4153 | 0.86934 | 8.5298 | 0 | 0 | 0 | Fail 2-year Threshold
[11 empty] | Commercial | Custom Incentives | VSD Controlled Compressor | Grocery | Existing | 2.4734 | 0.66804 | 3.7024 | 0 | 0 | 0 | Fail RIM | [11 empty] | Industrial | Custom Incentives | Compressed Air Equipment | Metal Products and Machinery | Turnover | 7.4153 | 0.86934 | 8.5298 | 0 | 0 | 0 | Fail 2-year Threshold
[11 empty] | Commercial | Custom Incentives | VSD Controlled Compressor | Healthcare | Existing | 2.4552 | 0.66388 | 3.6982 | 0 | 0 | 0 | Fail RIM | [11 empty] | Industrial | Custom Incentives | Compressed Air System Optimization | Metal Products and Machinery | Existing | 11.4518 | 0.86794 | 13.1943 | 0 | 0 | 0 | Fail 2-year Threshold
[11 empty] | Commercial | Custom Incentives | VSD Controlled Compressor | Hospitals | Existing | 2.4552 | 0.66388 | 3.6982 | 0 | 0 | 0 | Fail RIM | [11 empty] | Industrial | Custom Incentives | Compressed Air System Optimization | Metal Products and Machinery | New | 11.4518 | 0.86794 | 13.1943 | 0 | 0 | 0 | Fail 2-year Threshold
[11 empty] | Commercial | Custom Incentives | VSD Controlled Compressor | Institutional | Existing | 2.4734 | 0.66804 | 3.7024 | 0 | 0 | 0 | Fail RIM | [11 empty] | Industrial | Custom Incentives | Plant Energy Management | Metal Products and Machinery | Existing | 5.0914 | 0.86242 | 5.9037 | 0 | 0 | 0 | Fail 2-year Threshold
[11 empty] | Commercial | Custom Incentives | VSD Controlled Compressor | Lodging/Hospitality | Existing | 2.4552 | 0.66388 | 3.6982 | 0 | 0 | 0 | Fail RIM | [11 empty] | Industrial | Custom Incentives | Plant Energy Management | Metal Products and Machinery | New | 5.0914 | 0.86242 | 5.9037 | 0 | 0 | 0 | Fail 2-year Threshold
[11 empty] | Commercial | Custom Incentives | VSD Controlled Compressor | Miscellaneous | Existing | 2.4734 | 0.66804 | 3.7024 | 0 | 0 | 0 | Fail RIM | [11 empty] | Industrial | Custom Incentives | HVAC Improved Controls | Metal Products and Machinery | Existing | 12.5249 | 0.86249 | 14.5218 | 0 | 0 | 0 | Fail 2-year Threshold
[11 empty] | Commercial | Custom Incentives | VSD Controlled Compressor | Offices | Existing | 2.4734 | 0.66804 | 3.7024 | 0 | 0 | 0 | Fail RIM | [11 empty] | Industrial | Custom Incentives | HVAC Improved Controls | Metal Products and Machinery | New | 12.5249 | 0.86249 | 14.5218 | 0 | 0 | 0 | Fail 2-year Threshold
[11 empty] | Commercial | Custom Incentives | VSD Controlled Compressor | Restaurants | Existing | 2.4552 | 0.66388 | 3.6982 | 0 | 0 | 0 | Fail RIM | [11 empty] | Industrial | Custom Incentives | HVAC Recommissioning | Metal Products and Machinery | Existing | 0.46884 | 0.85949 | 0.54548 | 0 | 0 | 0 | Fail TRC
[11 empty] | Commercial | Custom Incentives | VSD Controlled Compressor | Retail | Existing | 2.4734 | 0.66804 | 3.7024 | 0 | 0 | 0 | Fail RIM | [11 empty] | Industrial | Custom Incentives | HVAC Recommissioning | Metal Products and Machinery | New | 0.46884 | 0.85949 | 0.54548 | 0 | 0 | 0 | Fail TRC
[11 empty] | Commercial | Custom Incentives | VSD Controlled Compressor | Schools K-12 | Existing | 2.4552 | 0.66388 | 3.6982 | 0 | 0 | 0 | Fail RIM | [11 empty] | Industrial | Custom Incentives | Fan Improved Controls | Metal Products and Machinery | Existing | 29.7427 | 0.86934 | 34.213 | 0 | 0 | 0 | Fail 2-year Threshold
[11 empty] | Commercial | Custom Incentives | VSD Controlled Compressor | Warehouse | Existing | 2.4734 | 0.66804 | 3.7024 | 0 | 0 | 0 | Fail RIM | [11 empty] | Industrial | Custom Incentives | Fan Improved Controls | Metal Products and Machinery | New | 29.7427 | 0.86934 | 34.213 | 0 | 0 | 0 | Fail 2-year Threshold
[11 empty] | Commercial | Custom Incentives | VSD Controlled Compressor | Assembly | New | 2.4734 | 0.66804 | 3.7024 | 0 | 0 | 0 | Fail RIM | [11 empty] | Industrial | Custom Incentives | Fan System Optimization | Metal Products and Machinery | Existing | 26.4593 | 0.86794 | 30.4853 | 0 | 0 | 0 | Fail 2-year Threshold
[11 empty] | Commercial | Custom Incentives | VSD Controlled Compressor | College and University | New | 2.4552 | 0.66388 | 3.6982 | 0 | 0 | 0 | Fail RIM | [11 empty] | Industrial | Custom Incentives | Fan System Optimization | Metal Products and Machinery | New | 26.4593 | 0.86794 | 30.4853 | 0 | 0 | 0 | Fail 2-year Threshold
[11 empty] | Commercial | Custom Incentives | VSD Controlled Compressor | Grocery | New | 2.4734 | 0.66804 | 3.7024 | 0 | 0 | 0 | Fail RIM | [11 empty] | Industrial | Custom Incentives | Motor Improved Controls | Metal Products and Machinery | Existing | 16.1402 | 0.86934 | 18.5661 | 0 | 0 | 0 | Fail 2-year Threshold
[11 empty] | Commercial | Custom Incentives | VSD Controlled Compressor | Healthcare | New | 2.4552 | 0.66388 | 3.6982 | 0 | 0 | 0 | Fail RIM | [11 empty] | Industrial | Custom Incentives | Motor Improved Controls | Metal Products and Machinery | New | 16.1402 | 0.86934 | 18.5661 | 0 | 0 | 0 | Fail 2-year Threshold
[11 empty] | Commercial | Custom Incentives | VSD Controlled Compressor | Hospitals | New | 2.4552 | 0.66388 | 3.6982 | 0 | 0 | 0 | Fail RIM | [11 empty] | Industrial | Custom Incentives | Motor Optimization | Metal Products and Machinery | Existing | 6.7267 | 0.86794 | 7.7502 | 0 | 0 | 0 | Fail 2-year Threshold
[11 empty] | Commercial | Custom Incentives | VSD Controlled Compressor | Institutional | New | 2.4734 | 0.66804 | 3.7024 | 0 | 0 | 0 | Fail RIM | [11 empty] | Industrial | Custom Incentives | Motor Optimization | Metal Products and Machinery | New | 6.7267 | 0.86794 | 7.7502 | 0 | 0 | 0 | Fail 2-year Threshold
[11 empty] | Commercial | Custom Incentives | VSD Controlled Compressor | Lodging/Hospitality | New | 2.4552 | 0.66388 | 3.6982 | 0 | 0 | 0 | Fail RIM | [11 empty] | Industrial | Custom Incentives | Pump Improved Controls | Metal Products and Machinery | Existing | 11.4686 | 0.86934 | 13.1923 | 0 | 0 | 0 | Fail 2-year Threshold
[11 empty] | Commercial | Custom Incentives | VSD Controlled Compressor | Miscellaneous | New | 2.4734 | 0.66804 | 3.7024 | 0 | 0 | 0 | Fail RIM | [11 empty] | Industrial | Custom Incentives | Pump Improved Controls | Metal Products and Machinery | New | 11.4686 | 0.86934 | 13.1923 | 0 | 0 | 0 | Fail 2-year Threshold
[11 empty] | Commercial | Custom Incentives | VSD Controlled Compressor | Offices | New | 2.4734 | 0.66804 | 3.7024 | 0 | 0 | 0 | Fail RIM | [11 empty] | Industrial | Custom Incentives | Pump System Optimization | Metal Products and Machinery | Existing | 18.6748 | 0.86794 | 21.5163 | 0 | 0 | 0 | Fail 2-year Threshold
[11 empty] | Commercial | Custom Incentives | VSD Controlled Compressor | Restaurants | New | 2.4552 | 0.66388 | 3.6982 | 0 | 0 | 0 | Fail RIM | [11 empty] | Industrial | Custom Incentives | Pump System Optimization | Metal Products and Machinery | New | 18.6748 | 0.86794 | 21.5163 | 0 | 0 | 0 | Fail 2-year Threshold
[11 empty] | Commercial | Custom Incentives | VSD Controlled Compressor | Retail | New | 2.4734 | 0.66804 | 3.7024 | 0 | 0 | 0 | Fail RIM | [11 empty] | Industrial | Custom Incentives | Process Refrig System Optimization | Metal Products and Machinery | Existing | 45.1816 | 0.75423 | 59.9041 | 0 | 0 | 0 | Fail 2-year Threshold
[11 empty] | Commercial | Custom Incentives | VSD Controlled Compressor | Schools K-12 | New | 2.4552 | 0.66388 | 3.6982 | 0 | 0 | 0 | Fail RIM | [11 empty] | Industrial | Custom Incentives | Process Refrig System Optimization | Metal Products and Machinery | New | 45.1816 | 0.75423 | 59.9041 | 0 | 0 | 0 | Fail 2-year Threshold
[11 empty] | Commercial | Custom Incentives | VSD Controlled Compressor | Warehouse | New | 2.4734 | 0.66804 | 3.7024 | 0 | 0 | 0 | Fail RIM | [11 empty] | Industrial | Custom Incentives | Process Heat Equipment Upgrade | Metal Products and Machinery | New | 5.3342 | 0.86426 | 6.172 | 0 | 0 | 0 | Fail 2-year Threshold
[11 empty] | Commercial | Custom Incentives | Anti-Sweat Controls | Assembly | Existing | 2.7527 | 0.65894 | 4.1775 | 0 | 0 | 0 | Fail RIM | [11 empty] | Industrial | Custom Incentives | Process Heat Equipment Upgrade | Metal Products and Machinery | Turnover | 5.3342 | 0.86426 | 6.172 | 0 | 0 | 0 | Fail 2-year Threshold
[11 empty] | Commercial | Custom Incentives | Anti-Sweat Controls | College and University | Existing | 2.8243 | 0.67426 | 4.1887 | 0 | 0 | 0 | Fail RIM | [11 empty] | Industrial | Custom Incentives | Process Heat Improved Controls | Metal Products and Machinery | Existing | 0.81399 | 0.8663 | 0.93962 | 0 | 0 | 0 | Fail TRC
[11 empty] | Commercial | Custom Incentives | Anti-Sweat Controls | Grocery | Existing | 2.7527 | 0.65894 | 4.1775 | 0 | 0 | 0 | Fail RIM | [11 empty] | Industrial | Custom Incentives | Process Heat Improved Controls | Metal Products and Machinery | New | 0.81399 | 0.8663 | 0.93962 | 0 | 0 | 0 | Fail TRC
[11 empty] | Commercial | Custom Incentives | Anti-Sweat Controls | Healthcare | Existing | 2.8243 | 0.67426 | 4.1887 | 0 | 0 | 0 | Fail RIM | [11 empty] | Industrial | Custom Incentives | Process Heat System Optimization | Metal Products and Machinery | Existing | 0.57424 | 0.72358 | 0.79361 | 0 | 0 | 0 | Fail TRC
[11 empty] | Commercial | Custom Incentives | Anti-Sweat Controls | Hospitals | Existing | 2.8243 | 0.67426 | 4.1887 | 0 | 0 | 0 | Fail RIM | [11 empty] | Industrial | Custom Incentives | Process Heat System Optimization | Metal Products and Machinery | New | 0.57424 | 0.72358 | 0.79361 | 0 | 0 | 0 | Fail TRC
[11 empty] | Commercial | Custom Incentives | Anti-Sweat Controls | Institutional | Existing | 2.7527 | 0.65894 | 4.1775 | 0 | 0 | 0 | Fail RIM | [11 empty] | Industrial | Custom Incentives | Compressed Air Controls | Miscellaneous Manufacturing | Existing | 98.29 | 0.86174 | 114.0597 | 0 | 0 | 0 | Fail 2-year Threshold
[11 empty] | Commercial | Custom Incentives | Anti-Sweat Controls | Lodging/Hospitality | Existing | 2.8243 | 0.67426 | 4.1887 | 0 | 0 | 0 | Fail RIM | [11 empty] | Industrial | Custom Incentives | Compressed Air Controls | Miscellaneous Manufacturing | New | 98.29 | 0.86174 | 114.0597 | 0 | 0 | 0 | Fail 2-year Threshold
[11 empty] | Commercial | Custom Incentives | Anti-Sweat Controls | Miscellaneous | Existing | 2.7527 | 0.65894 | 4.1775 | 0 | 0 | 0 | Fail RIM | [11 empty] | Industrial | Custom Incentives | Compressed Air Equipment | Miscellaneous Manufacturing | New | 50.7622 | 0.86934 | 58.3917 | 0 | 0 | 0 | Fail 2-year Threshold
[11 empty] | Commercial | Custom Incentives | Anti-Sweat Controls | Offices | Existing | 2.7527 | 0.65894 | 4.1775 | 0 | 0 | 0 | Fail RIM | [11 empty] | Industrial | Custom Incentives | Compressed Air Equipment | Miscellaneous Manufacturing | Turnover | 50.7622 | 0.86934 | 58.3917 | 0 | 0 | 0 | Fail 2-year Threshold
[11 empty] | Commercial | Custom Incentives | Anti-Sweat Controls | Restaurants | Existing | 2.8243 | 0.67426 | 4.1887 | 0 | 0 | 0 | Fail RIM | [11 empty] | Industrial | Custom Incentives | Compressed Air System Optimization | Miscellaneous Manufacturing | Existing | 7.3777 | 0.86794 | 8.5003 | 0 | 0 | 0 | Fail 2-year Threshold
[11 empty] | Commercial | Custom Incentives | Anti-Sweat Controls | Retail | Existing | 2.7527 | 0.65894 | 4.1775 | 0 | 0 | 0 | Fail RIM | [11 empty] | Industrial | Custom Incentives | Compressed Air System Optimization | Miscellaneous Manufacturing | New | 7.3777 | 0.86794 | 8.5003 | 0 | 0 | 0 | Fail 2-year Threshold
[11 empty] | Commercial | Custom Incentives | Anti-Sweat Controls | Schools K-12 | Existing | 2.8243 | 0.67426 | 4.1887 | 0 | 0 | 0 | Fail RIM | [11 empty] | Industrial | Custom Incentives | Plant Energy Management | Miscellaneous Manufacturing | Existing | 24.3492 | 0.86242 | 28.2337 | 0 | 0 | 0 | Fail 2-year Threshold
[11 empty] | Commercial | Custom Incentives | Anti-Sweat Controls | Warehouse | Existing | 2.7527 | 0.65894 | 4.1775 | 0 | 0 | 0 | Fail RIM | [11 empty] | Industrial | Custom Incentives | Plant Energy Management | Miscellaneous Manufacturing | New | 24.3492 | 0.86242 | 28.2337 | 0 | 0 | 0 | Fail 2-year Threshold
[11 empty] | Commercial | Custom Incentives | Anti-Sweat Controls | Assembly | New | 2.7527 | 0.65894 | 4.1775 | 0 | 0 | 0 | Fail RIM | [11 empty] | Industrial | Indoor Lighting Billed Solution or Indoor Lighting Rebates | Lighting Controls - Exterior | Miscellaneous Manufacturing | Existing | 4.857 | 1.0775 | 4.5075 | 0 | 0 | 0 | Fail 2-year Threshold
[11 empty] | Commercial | Custom Incentives | Anti-Sweat Controls | College and University | New | 2.8243 | 0.67426 | 4.1887 | 0 | 0 | 0 | Fail RIM | [11 empty] | Industrial | Indoor Lighting Billed Solution or Indoor Lighting Rebates | Lighting Controls - Exterior | Miscellaneous Manufacturing | New | 4.857 | 1.0775 | 4.5075 | 0 | 0 | 0 | Fail 2-year Threshold
[11 empty] | Commercial | Custom Incentives | Anti-Sweat Controls | Grocery | New | 2.7527 | 0.65894 | 4.1775 | 0 | 0 | 0 | Fail RIM | [11 empty] | Industrial | Custom Incentives | Building Envelope Improvements | Miscellaneous Manufacturing | Existing | 7.3521 | 0.86249 | 8.5243 | 0 | 0 | 0 | Fail 2-year Threshold
[11 empty] | Commercial | Custom Incentives | Anti-Sweat Controls | Healthcare | New | 2.8243 | 0.67426 | 4.1887 | 0 | 0 | 0 | Fail RIM | [11 empty] | Industrial | Custom Incentives | Building Envelope Improvements | Miscellaneous Manufacturing | New | 7.3521 | 0.86249 | 8.5243 | 0 | 0 | 0 | Fail 2-year Threshold
[11 empty] | Commercial | Custom Incentives | Anti-Sweat Controls | Hospitals | New | 2.8243 | 0.67426 | 4.1887 | 0 | 0 | 0 | Fail RIM | [11 empty] | Industrial | Custom Incentives | HVAC Improved Controls | Miscellaneous Manufacturing | Existing | 117.6466 | 0.86249 | 136.4031 | 0 | 0 | 0 | Fail 2-year Threshold
[11 empty] | Commercial | Custom Incentives | Anti-Sweat Controls | Institutional | New | 2.7527 | 0.65894 | 4.1775 | 0 | 0 | 0 | Fail RIM | [11 empty] | Industrial | Custom Incentives | HVAC Improved Controls | Miscellaneous Manufacturing | New | 117.6466 | 0.86249 | 136.4031 | 0 | 0 | 0 | Fail 2-year Threshold
[11 empty] | Commercial | Custom Incentives | Anti-Sweat Controls | Lodging/Hospitality | New | 2.8243 | 0.67426 | 4.1887 | 0 | 0 | 0 | Fail RIM | [11 empty] | Industrial | Custom Incentives | Fan Improved Controls | Miscellaneous Manufacturing | Existing | 29.7427 | 0.86934 | 34.213 | 0 | 0 | 0 | Fail 2-year Threshold
[11 empty] | Commercial | Custom Incentives | Anti-Sweat Controls | Miscellaneous | New | 2.7527 | 0.65894 | 4.1775 | 0 | 0 | 0 | Fail RIM | [11 empty] | Industrial | Custom Incentives | Fan Improved Controls | Miscellaneous Manufacturing | New | 29.7427 | 0.86934 | 34.213 | 0 | 0 | 0 | Fail 2-year Threshold
[11 empty] | Commercial | Custom Incentives | Anti-Sweat Controls | Offices | New | 2.7527 | 0.65894 | 4.1775 | 0 | 0 | 0 | Fail RIM | [11 empty] | Industrial | Custom Incentives | Motor Improved Controls | Miscellaneous Manufacturing | Existing | 11.4686 | 0.86934 | 13.1923 | 0 | 0 | 0 | Fail 2-year Threshold
[11 empty] | Commercial | Custom Incentives | Anti-Sweat Controls | Restaurants | New | 2.8243 | 0.67426 | 4.1887 | 0 | 0 | 0 | Fail RIM | [11 empty] | Industrial | Custom Incentives | Motor Improved Controls | Miscellaneous Manufacturing | New | 11.4686 | 0.86934 | 13.1923 | 0 | 0 | 0 | Fail 2-year Threshold
[11 empty] | Commercial | Custom Incentives | Anti-Sweat Controls | Retail | New | 2.7527 | 0.65894 | 4.1775 | 0 | 0 | 0 | Fail RIM | [11 empty] | Industrial | Custom Incentives | Motor Optimization | Miscellaneous Manufacturing | Existing | 0.88042 | 0.86794 | 1.0144 | 0 | 0 | 0 | Fail TRC
[11 empty] | Commercial | Custom Incentives | Anti-Sweat Controls | Schools K-12 | New | 2.8243 | 0.67426 | 4.1887 | 0 | 0 | 0 | Fail RIM | [11 empty] | Industrial | Custom Incentives | Motor Optimization | Miscellaneous Manufacturing | New | 0.88042 | 0.86794 | 1.0144 | 0 | 0 | 0 | Fail TRC
[11 empty] | Commercial | Custom Incentives | Anti-Sweat Controls | Warehouse | New | 2.7527 | 0.65894 | 4.1775 | 0 | 0 | 0 | Fail RIM | [11 empty] | Industrial | Custom Incentives | Pump Improved Controls | Miscellaneous Manufacturing | Existing | 11.4686 | 0.86934 | 13.1923 | 0 | 0 | 0 | Fail 2-year Threshold
[11 empty] | Commercial | Custom Incentives | Automatic Door Closer for Walk-in Coolers and Freezers | Assembly | Existing | 0.12152 | 0.69582 | 0.17465 | 0 | 0 | 0 | Fail RIM | [11 empty] | Industrial | Custom Incentives | Pump Improved Controls | Miscellaneous Manufacturing | New | 11.4686 | 0.86934 | 13.1923 | 0 | 0 | 0 | Fail 2-year Threshold
[11 empty] | Commercial | Custom Incentives | Automatic Door Closer for Walk-in Coolers and Freezers | College and University | Existing | 0.1177 | 0.67426 | 0.17456 | 0 | 0 | 0 | Fail RIM | [11 empty] | Industrial | Custom Incentives | Process Refrig System Optimization | Miscellaneous Manufacturing | Existing | 0.78939 | 0.75423 | 1.0466 | 0 | 0 | 0 | Fail TRC
[11 empty] | Commercial | Custom Incentives | Automatic Door Closer for Walk-in Coolers and Freezers | Grocery | Existing | 0.12152 | 0.69582 | 0.17465 | 0 | 0 | 0 | Fail RIM | [11 empty] | Industrial | Custom Incentives | Process Refrig System Optimization | Miscellaneous Manufacturing | New | 0.78939 | 0.75423 | 1.0466 | 0 | 0 | 0 | Fail TRC
[11 empty] | Commercial | Custom Incentives | Automatic Door Closer for Walk-in Coolers and Freezers | Healthcare | Existing | 0.1177 | 0.67426 | 0.17456 | 0 | 0 | 0 | Fail RIM | [11 empty] | Industrial | Custom Incentives | Process Heat Improved Controls | Miscellaneous Manufacturing | Existing | 0.81598 | 0.8663 | 0.94192 | 0 | 0 | 0 | Fail TRC
[11 empty] | Commercial | Custom Incentives | Automatic Door Closer for Walk-in Coolers and Freezers | Hospitals | Existing | 0.1177 | 0.67426 | 0.17456 | 0 | 0 | 0 | Fail RIM | [11 empty] | Industrial | Custom Incentives | Process Heat Improved Controls | Miscellaneous Manufacturing | New | 0.81598 | 0.8663 | 0.94192 | 0 | 0 | 0 | Fail TRC
[11 empty] | Commercial | Custom Incentives | Automatic Door Closer for Walk-in Coolers and Freezers | Institutional | Existing | 0.12152 | 0.69582 | 0.17465 | 0 | 0 | 0 | Fail RIM | [11 empty] | Industrial | Custom Incentives | Process Heat System Optimization | Miscellaneous Manufacturing | Existing | 0.71489 | 0.72358 | 0.98799 | 0 | 0 | 0 | Fail TRC
[11 empty] | Commercial | Custom Incentives | Automatic Door Closer for Walk-in Coolers and Freezers | Lodging/Hospitality | Existing | 0.1177 | 0.67426 | 0.17456 | 0 | 0 | 0 | Fail RIM | [11 empty] | Industrial | Custom Incentives | Process Heat System Optimization | Miscellaneous Manufacturing | New | 0.71489 | 0.72358 | 0.98799 | 0 | 0 | 0 | Fail TRC
[11 empty] | Commercial | Custom Incentives | Automatic Door Closer for Walk-in Coolers and Freezers | Miscellaneous | Existing | 0.12152 | 0.69582 | 0.17465 | 0 | 0 | 0 | Fail RIM | [11 empty] | Industrial | Custom Incentives | Process Other Systems Optimization | Miscellaneous Manufacturing | Existing | 12.2552 | 0.757 | 16.1892 | 0 | 0 | 0 | Fail 2-year Threshold
[11 empty] | Commercial | Custom Incentives | Automatic Door Closer for Walk-in Coolers and Freezers | Offices | Existing | 0.12152 | 0.69582 | 0.17465 | 0 | 0 | 0 | Fail RIM | [11 empty] | Industrial | Custom Incentives | Process Other Systems Optimization | Miscellaneous Manufacturing | New | 12.2552 | 0.757 | 16.1892 | 0 | 0 | 0 | Fail 2-year Threshold
[11 empty] | Commercial | Custom Incentives | Automatic Door Closer for Walk-in Coolers and Freezers | Restaurants | Existing | 0.1177 | 0.67426 | 0.17456 | 0 | 0 | 0 | Fail RIM | [11 empty] | Industrial | Custom Incentives | Compressed Air Controls | Primary Resources Industries | Existing | 14.0275 | 0.86174 | 16.2781 | 0 | 0 | 0 | Fail 2-year Threshold
[11 empty] | Commercial | Custom Incentives | Automatic Door Closer for Walk-in Coolers and Freezers | Retail | Existing | 0.12152 | 0.69582 | 0.17465 | 0 | 0 | 0 | Fail RIM | [11 empty] | Industrial | Custom Incentives | Compressed Air Controls | Primary Resources Industries | New | 14.0275 | 0.86174 | 16.2781 | 0 | 0 | 0 | Fail 2-year Threshold
[11 empty] | Commercial | Custom Incentives | Automatic Door Closer for Walk-in Coolers and Freezers | Schools K-12 | Existing | 0.1177 | 0.67426 | 0.17456 | 0 | 0 | 0 | Fail RIM | [11 empty] | Industrial | Custom Incentives | Compressed Air Equipment | Primary Resources Industries | New | 6.054 | 0.86934 | 6.9639 | 0 | 0 | 0 | Fail 2-year Threshold
[11 empty] | Commercial | Custom Incentives | Automatic Door Closer for Walk-in Coolers and Freezers | Warehouse | Existing | 0.12152 | 0.69582 | 0.17465 | 0 | 0 | 0 | Fail RIM | [11 empty] | Industrial | Custom Incentives | Compressed Air Equipment | Primary Resources Industries | Turnover | 6.054 | 0.86934 | 6.9639 | 0 | 0 | 0 | Fail 2-year Threshold
[11 empty] | Commercial | Custom Incentives | Automatic Door Closer for Walk-in Coolers and Freezers | Assembly | New | 0.12152 | 0.69582 | 0.17465 | 0 | 0 | 0 | Fail RIM | [11 empty] | Industrial | Custom Incentives | Compressed Air System Optimization | Primary Resources Industries | Existing | 11.9224 | 0.86794 | 13.7365 | 0 | 0 | 0 | Fail 2-year Threshold
[11 empty] | Commercial | Custom Incentives | Automatic Door Closer for Walk-in Coolers and Freezers | College and University | New | 0.1177 | 0.67426 | 0.17456 | 0 | 0 | 0 | Fail RIM | [11 empty] | Industrial | Custom Incentives | Compressed Air System Optimization | Primary Resources Industries | New | 11.9224 | 0.86794 | 13.7365 | 0 | 0 | 0 | Fail 2-year Threshold
[11 empty] | Commercial | Custom Incentives | Automatic Door Closer for Walk-in Coolers and Freezers | Grocery | New | 0.12152 | 0.69582 | 0.17465 | 0 | 0 | 0 | Fail RIM | [11 empty] | Industrial | Custom Incentives | Plant Energy Management | Primary Resources Industries | Existing | 24.3492 | 0.86242 | 28.2337 | 0 | 0 | 0 | Fail 2-year Threshold
[11 empty] | Commercial | Custom Incentives | Automatic Door Closer for Walk-in Coolers and Freezers | Healthcare | New | 0.1177 | 0.67426 | 0.17456 | 0 | 0 | 0 | Fail RIM | [11 empty] | Industrial | Custom Incentives | Plant Energy Management | Primary Resources Industries | New | 24.3492 | 0.86242 | 28.2337 | 0 | 0 | 0 | Fail 2-year Threshold
[11 empty] | Commercial | Custom Incentives | Automatic Door Closer for Walk-in Coolers and Freezers | Hospitals | New | 0.1177 | 0.67426 | 0.17456 | 0 | 0 | 0 | Fail RIM | [11 empty] | Industrial | Custom Incentives | HVAC Improved Controls | Primary Resources Industries | Existing | 23.5558 | 0.86249 | 27.3113 | 0 | 0 | 0 | Fail 2-year Threshold
[11 empty] | Commercial | Custom Incentives | Automatic Door Closer for Walk-in Coolers and Freezers | Institutional | New | 0.12152 | 0.69582 | 0.17465 | 0 | 0 | 0 | Fail RIM | [11 empty] | Industrial | Custom Incentives | HVAC Improved Controls | Primary Resources Industries | New | 23.5558 | 0.86249 | 27.3113 | 0 | 0 | 0 | Fail 2-year Threshold
[11 empty] | Commercial | Custom Incentives | Automatic Door Closer for Walk-in Coolers and Freezers | Lodging/Hospitality | New | 0.1177 | 0.67426 | 0.17456 | 0 | 0 | 0 | Fail RIM | [11 empty] | Industrial | Custom Incentives | Fan Equipment Upgrades | Primary Resources Industries | New | 6.578 | 0.86934 | 7.5667 | 0 | 0 | 0 | Fail 2-year Threshold
[11 empty] | Commercial | Custom Incentives | Automatic Door Closer for Walk-in Coolers and Freezers | Miscellaneous | New | 0.12152 | 0.69582 | 0.17465 | 0 | 0 | 0 | Fail RIM | [11 empty] | Industrial | Custom Incentives | Fan Equipment Upgrades | Primary Resources Industries | Turnover | 6.578 | 0.86934 | 7.5667 | 0 | 0 | 0 | Fail 2-year Threshold
[11 empty] | Commercial | Custom Incentives | Automatic Door Closer for Walk-in Coolers and Freezers | Offices | New | 0.12152 | 0.69582 | 0.17465 | 0 | 0 | 0 | Fail RIM | [11 empty] | Industrial | Custom Incentives | Fan Improved Controls | Primary Resources Industries | Existing | 29.7427 | 0.86934 | 34.213 | 0 | 0 | 0 | Fail 2-year Threshold
[11 empty] | Commercial | Custom Incentives | Automatic Door Closer for Walk-in Coolers and Freezers | Restaurants | New | 0.1177 | 0.67426 | 0.17456 | 0 | 0 | 0 | Fail RIM | [11 empty] | Industrial | Custom Incentives | Fan Improved Controls | Primary Resources Industries | New | 29.7427 | 0.86934 | 34.213 | 0 | 0 | 0 | Fail 2-year Threshold
[11 empty] | Commercial | Custom Incentives | Automatic Door Closer for Walk-in Coolers and Freezers | Retail | New | 0.12152 | 0.69582 | 0.17465 | 0 | 0 | 0 | Fail RIM | [11 empty] | Industrial | Custom Incentives | Fan System Optimization | Primary Resources Industries | Existing | 167.5469 | 0.86794 | 193.0406 | 0 | 0 | 0 | Fail 2-year Threshold
[11 empty] | Commercial | Custom Incentives | Automatic Door Closer for Walk-in Coolers and Freezers | Schools K-12 | New | 0.1177 | 0.67426 | 0.17456 | 0 | 0 | 0 | Fail RIM | [11 empty] | Industrial | Custom Incentives | Fan System Optimization | Primary Resources Industries | New | 167.5469 | 0.86794 | 193.0406 | 0 | 0 | 0 | Fail 2-year Threshold
[11 empty] | Commercial | Custom Incentives | Automatic Door Closer for Walk-in Coolers and Freezers | Warehouse | New | 0.12152 | 0.69582 | 0.17465 | 0 | 0 | 0 | Fail RIM | [11 empty] | Industrial | Custom Incentives | Motor Improved Controls | Primary Resources Industries | Existing | 11.4686 | 0.86934 | 13.1923 | 0 | 0 | 0 | Fail 2-year Threshold
[11 empty] | Commercial | Custom Incentives | Demand Defrost | Assembly | Existing | 0.34338 | 0.69403 | 0.49476 | 0 | 0 | 0 | Fail RIM | [11 empty] | Industrial | Custom Incentives | Motor Improved Controls | Primary Resources Industries | New | 11.4686 | 0.86934 | 13.1923 | 0 | 0 | 0 | Fail 2-year Threshold
[11 empty] | Commercial | Custom Incentives | Demand Defrost | College and University | Existing | 0.32955 | 0.66643 | 0.49451 | 0 | 0 | 0 | Fail RIM | [11 empty] | Industrial | Custom Incentives | Motor Optimization | Primary Resources Industries | Existing | 8.8674 | 0.86794 | 10.2166 | 0 | 0 | 0 | Fail 2-year Threshold
[11 empty] | Commercial | Custom Incentives | Demand Defrost | Grocery | Existing | 0.34338 | 0.69403 | 0.49476 | 0 | 0 | 0 | Fail RIM | [11 empty] | Industrial | Custom Incentives | Motor Optimization | Primary Resources Industries | New | 8.8674 | 0.86794 | 10.2166 | 0 | 0 | 0 | Fail 2-year Threshold
[11 empty] | Commercial | Custom Incentives | Demand Defrost | Healthcare | Existing | 0.32955 | 0.66643 | 0.49451 | 0 | 0 | 0 | Fail RIM | [11 empty] | Industrial | Custom Incentives | Pump Equipment Upgrade | Primary Resources Industries | New | 6.578 | 0.86934 | 7.5667 | 0 | 0 | 0 | Fail 2-year Threshold
[11 empty] | Commercial | Custom Incentives | Demand Defrost | Hospitals | Existing | 0.32955 | 0.66643 | 0.49451 | 0 | 0 | 0 | Fail RIM | [11 empty] | Industrial | Custom Incentives | Pump Equipment Upgrade | Primary Resources Industries | Turnover | 6.578 | 0.86934 | 7.5667 | 0 | 0 | 0 | Fail 2-year Threshold
[11 empty] | Commercial | Custom Incentives | Demand Defrost | Institutional | Existing | 0.34338 | 0.69403 | 0.49476 | 0 | 0 | 0 | Fail RIM | [11 empty] | Industrial | Custom Incentives | Pump Improved Controls | Primary Resources Industries | Existing | 11.4686 | 0.86934 | 13.1923 | 0 | 0 | 0 | Fail 2-year Threshold
[11 empty] | Commercial | Custom Incentives | Demand Defrost | Lodging/Hospitality | Existing | 0.32955 | 0.66643 | 0.49451 | 0 | 0 | 0 | Fail RIM | [11 empty] | Industrial | Custom Incentives | Pump Improved Controls | Primary Resources Industries | New | 11.4686 | 0.86934 | 13.1923 | 0 | 0 | 0 | Fail 2-year Threshold
[11 empty] | Commercial | Custom Incentives | Demand Defrost | Miscellaneous | Existing | 0.34338 | 0.69403 | 0.49476 | 0 | 0 | 0 | Fail RIM | [11 empty] | Industrial | Custom Incentives | Pump System Optimization | Primary Resources Industries | Existing | 65.1072 | 0.86794 | 75.0139 | 0 | 0 | 0 | Fail 2-year Threshold
[11 empty] | Commercial | Custom Incentives | Demand Defrost | Offices | Existing | 0.34338 | 0.69403 | 0.49476 | 0 | 0 | 0 | Fail RIM | [11 empty] | Industrial | Custom Incentives | Pump System Optimization | Primary Resources Industries | New | 65.1072 | 0.86794 | 75.0139 | 0 | 0 | 0 | Fail 2-year Threshold
[11 empty] | Commercial | Custom Incentives | Demand Defrost | Restaurants | Existing | 0.32955 | 0.66643 | 0.49451 | 0 | 0 | 0 | Fail RIM | [11 empty] | Industrial | Custom Incentives | Process Refrig System Optimization | Primary Resources Industries | Existing | 45.1816 | 0.75423 | 59.9041 | 0 | 0 | 0 | Fail 2-year Threshold
[11 empty] | Commercial | Custom Incentives | Demand Defrost | Retail | Existing | 0.34338 | 0.69403 | 0.49476 | 0 | 0 | 0 | Fail RIM | [11 empty] | Industrial | Custom Incentives | Process Refrig System Optimization | Primary Resources Industries | New | 45.1816 | 0.75423 | 59.9041 | 0 | 0 | 0 | Fail 2-year Threshold
[11 empty] | Commercial | Custom Incentives | Demand Defrost | Schools K-12 | Existing | 0.32955 | 0.66643 | 0.49451 | 0 | 0 | 0 | Fail RIM | [11 empty] | Industrial | Custom Incentives | Process Heat Improved Controls | Primary Resources Industries | Existing | 0.81598 | 0.8663 | 0.94192 | 0 | 0 | 0 | Fail TRC
[11 empty] | Commercial | Custom Incentives | Demand Defrost | Warehouse | Existing | 0.34338 | 0.69403 | 0.49476 | 0 | 0 | 0 | Fail RIM | [11 empty] | Industrial | Custom Incentives | Process Heat Improved Controls | Primary Resources Industries | New | 0.81598 | 0.8663 | 0.94192 | 0 | 0 | 0 | Fail TRC
[11 empty] | Commercial | Custom Incentives | Demand Defrost | Assembly | New | 0.34338 | 0.69403 | 0.49476 | 0 | 0 | 0 | Fail RIM | [11 empty] | Industrial | Custom Incentives | Process Heat System Optimization | Primary Resources Industries | Existing | 0.63813 | 0.72358 | 0.88191 | 0 | 0 | 0 | Fail TRC
[11 empty] | Commercial | Custom Incentives | Demand Defrost | College and University | New | 0.32955 | 0.66643 | 0.49451 | 0 | 0 | 0 | Fail RIM | [11 empty] | Industrial | Custom Incentives | Process Heat System Optimization | Primary Resources Industries | New | 0.63813 | 0.72358 | 0.88191 | 0 | 0 | 0 | Fail TRC
[11 empty] | Commercial | Custom Incentives | Demand Defrost | Grocery | New | 0.34338 | 0.69403 | 0.49476 | 0 | 0 | 0 | Fail RIM | [11 empty] | Industrial | Custom Incentives | Compressed Air Controls | Stone/Clay/Glass/Concrete | Existing | 11.9576 | 0.86174 | 13.8761 | 0 | 0 | 0 | Fail 2-year Threshold
[11 empty] | Commercial | Custom Incentives | Demand Defrost | Healthcare | New | 0.32955 | 0.66643 | 0.49451 | 0 | 0 | 0 | Fail RIM | [11 empty] | Industrial | Custom Incentives | Compressed Air Controls | Stone/Clay/Glass/Concrete | New | 11.9576 | 0.86174 | 13.8761 | 0 | 0 | 0 | Fail 2-year Threshold
[11 empty] | Commercial | Custom Incentives | Demand Defrost | Hospitals | New | 0.32955 | 0.66643 | 0.49451 | 0 | 0 | 0 | Fail RIM | [11 empty] | Industrial | Custom Incentives | Compressed Air System Optimization | Stone/Clay/Glass/Concrete | Existing | 8.8574 | 0.86794 | 10.2052 | 0 | 0 | 0 | Fail 2-year Threshold
[11 empty] | Commercial | Custom Incentives | Demand Defrost | Institutional | New | 0.34338 | 0.69403 | 0.49476 | 0 | 0 | 0 | Fail RIM | [11 empty] | Industrial | Custom Incentives | Compressed Air System Optimization | Stone/Clay/Glass/Concrete | New | 8.8574 | 0.86794 | 10.2052 | 0 | 0 | 0 | Fail 2-year Threshold
[11 empty] | Commercial | Custom Incentives | Demand Defrost | Lodging/Hospitality | New | 0.32955 | 0.66643 | 0.49451 | 0 | 0 | 0 | Fail RIM | [11 empty] | Industrial | Custom Incentives | Plant Energy Management | Stone/Clay/Glass/Concrete | Existing | 24.3492 | 0.86242 | 28.2337 | 0 | 0 | 0 | Fail 2-year Threshold
[11 empty] | Commercial | Custom Incentives | Demand Defrost | Miscellaneous | New | 0.34338 | 0.69403 | 0.49476 | 0 | 0 | 0 | Fail RIM | [11 empty] | Industrial | Custom Incentives | Plant Energy Management | Stone/Clay/Glass/Concrete | New | 24.3492 | 0.86242 | 28.2337 | 0 | 0 | 0 | Fail 2-year Threshold
[11 empty] | Commercial | Custom Incentives | Demand Defrost | Offices | New | 0.34338 | 0.69403 | 0.49476 | 0 | 0 | 0 | Fail RIM | [11 empty] | Industrial | Custom Incentives | HVAC Equipment Upgrades | Stone/Clay/Glass/Concrete | New | 6.658 | 0.8666 | 7.6829 | 0 | 0 | 0 | Fail 2-year Threshold
[11 empty] | Commercial | Custom Incentives | Demand Defrost | Restaurants | New | 0.32955 | 0.66643 | 0.49451 | 0 | 0 | 0 | Fail RIM | [11 empty] | Industrial | Custom Incentives | HVAC Equipment Upgrades | Stone/Clay/Glass/Concrete | Turnover | 6.658 | 0.8666 | 7.6829 | 0 | 0 | 0 | Fail 2-year Threshold
[11 empty] | Commercial | Custom Incentives | Demand Defrost | Retail | New | 0.34338 | 0.69403 | 0.49476 | 0 | 0 | 0 | Fail RIM | [11 empty] | Industrial | Custom Incentives | HVAC Improved Controls | Stone/Clay/Glass/Concrete | Existing | 18.024 | 0.86249 | 20.8975 | 0 | 0 | 0 | Fail 2-year Threshold
[11 empty] | Commercial | Custom Incentives | Demand Defrost | Schools K-12 | New | 0.32955 | 0.66643 | 0.49451 | 0 | 0 | 0 | Fail RIM | [11 empty] | Industrial | Custom Incentives | HVAC Improved Controls | Stone/Clay/Glass/Concrete | New | 18.024 | 0.86249 | 20.8975 | 0 | 0 | 0 | Fail 2-year Threshold
[11 empty] | Commercial | Custom Incentives | Demand Defrost | Warehouse | New | 0.34338 | 0.69403 | 0.49476 | 0 | 0 | 0 | Fail RIM | [11 empty] | Industrial | Custom Incentives | Fan Improved Controls | Stone/Clay/Glass/Concrete | Existing | 29.7427 | 0.86934 | 34.213 | 0 | 0 | 0 | Fail 2-year Threshold
[11 empty] | Commercial | Custom Incentives | Floating Head Pressure Controls | Assembly | Existing | 6.158 | 0.66804 | 9.218 | 0 | 0 | 0 | Fail RIM | [11 empty] | Industrial | Custom Incentives | Fan Improved Controls | Stone/Clay/Glass/Concrete | New | 29.7427 | 0.86934 | 34.213 | 0 | 0 | 0 | Fail 2-year Threshold
[11 empty] | Commercial | Custom Incentives | Floating Head Pressure Controls | College and University | Existing | 6.1127 | 0.66388 | 9.2075 | 0 | 0 | 0 | Fail RIM | [11 empty] | Industrial | Custom Incentives | Motor Equipment Upgrades | Stone/Clay/Glass/Concrete | New | 8.9094 | 0.86794 | 10.265 | 0 | 0 | 0 | Fail 2-year Threshold
[11 empty] | Commercial | Custom Incentives | Floating Head Pressure Controls | Grocery | Existing | 6.158 | 0.66804 | 9.218 | 0 | 0 | 0 | Fail RIM | [11 empty] | Industrial | Custom Incentives | Motor Equipment Upgrades | Stone/Clay/Glass/Concrete | Turnover | 8.9094 | 0.86794 | 10.265 | 0 | 0 | 0 | Fail 2-year Threshold
[11 empty] | Commercial | Custom Incentives | Floating Head Pressure Controls | Healthcare | Existing | 6.1127 | 0.66388 | 9.2075 | 0 | 0 | 0 | Fail RIM | [11 empty] | Industrial | Custom Incentives | Motor Improved Controls | Stone/Clay/Glass/Concrete | Existing | 11.4686 | 0.86934 | 13.1923 | 0 | 0 | 0 | Fail 2-year Threshold
[11 empty] | Commercial | Custom Incentives | Floating Head Pressure Controls | Hospitals | Existing | 6.1127 | 0.66388 | 9.2075 | 0 | 0 | 0 | Fail RIM | [11 empty] | Industrial | Custom Incentives | Motor Improved Controls | Stone/Clay/Glass/Concrete | New | 11.4686 | 0.86934 | 13.1923 | 0 | 0 | 0 | Fail 2-year Threshold
[11 empty] | Commercial | Custom Incentives | Floating Head Pressure Controls | Institutional | Existing | 6.158 | 0.66804 | 9.218 | 0 | 0 | 0 | Fail RIM | [11 empty] | Industrial | Custom Incentives | Motor Optimization | Stone/Clay/Glass/Concrete | Existing | 8.3504 | 0.86794 | 9.621 | 0 | 0 | 0 | Fail 2-year Threshold
[11 empty] | Commercial | Custom Incentives | Floating Head Pressure Controls | Lodging/Hospitality | Existing | 6.1127 | 0.66388 | 9.2075 | 0 | 0 | 0 | Fail RIM | [11 empty] | Industrial | Custom Incentives | Motor Optimization | Stone/Clay/Glass/Concrete | New | 8.3504 | 0.86794 | 9.621 | 0 | 0 | 0 | Fail 2-year Threshold
[11 empty] | Commercial | Custom Incentives | Floating Head Pressure Controls | Miscellaneous | Existing | 6.158 | 0.66804 | 9.218 | 0 | 0 | 0 | Fail RIM | [11 empty] | Industrial | Custom Incentives | Pump Improved Controls | Stone/Clay/Glass/Concrete | Existing | 11.4686 | 0.86934 | 13.1923 | 0 | 0 | 0 | Fail 2-year Threshold
[11 empty] | Commercial | Custom Incentives | Floating Head Pressure Controls | Offices | Existing | 6.158 | 0.66804 | 9.218 | 0 | 0 | 0 | Fail RIM | [11 empty] | Industrial | Custom Incentives | Pump Improved Controls | Stone/Clay/Glass/Concrete | New | 11.4686 | 0.86934 | 13.1923 | 0 | 0 | 0 | Fail 2-year Threshold
[11 empty] | Commercial | Custom Incentives | Floating Head Pressure Controls | Restaurants | Existing | 6.1127 | 0.66388 | 9.2075 | 0 | 0 | 0 | Fail RIM | [11 empty] | Industrial | Custom Incentives | Pump System Optimization | Stone/Clay/Glass/Concrete | Existing | 60.0848 | 0.86794 | 69.2272 | 0 | 0 | 0 | Fail 2-year Threshold
[11 empty] | Commercial | Custom Incentives | Floating Head Pressure Controls | Retail | Existing | 6.158 | 0.66804 | 9.218 | 0 | 0 | 0 | Fail RIM | [11 empty] | Industrial | Custom Incentives | Pump System Optimization | Stone/Clay/Glass/Concrete | New | 60.0848 | 0.86794 | 69.2272 | 0 | 0 | 0 | Fail 2-year Threshold
[11 empty] | Commercial | Custom Incentives | Floating Head Pressure Controls | Schools K-12 | Existing | 6.1127 | 0.66388 | 9.2075 | 0 | 0 | 0 | Fail RIM | [11 empty] | Industrial | Custom Incentives | Process Heat Improved Controls | Stone/Clay/Glass/Concrete | Existing | 0.81598 | 0.8663 | 0.94192 | 0 | 0 | 0 | Fail TRC
[11 empty] | Commercial | Custom Incentives | Floating Head Pressure Controls | Warehouse | Existing | 6.158 | 0.66804 | 9.218 | 0 | 0 | 0 | Fail RIM | [11 empty] | Industrial | Custom Incentives | Process Heat Improved Controls | Stone/Clay/Glass/Concrete | New | 0.81598 | 0.8663 | 0.94192 | 0 | 0 | 0 | Fail TRC
[11 empty] | Commercial | Custom Incentives | Floating Head Pressure Controls | Assembly | New | 6.158 | 0.66804 | 9.218 | 0 | 0 | 0 | Fail RIM | [11 empty] | Industrial | Custom Incentives | Process Heat System Optimization | Stone/Clay/Glass/Concrete | Existing | 0.33976 | 0.72358 | 0.46956 | 0 | 0 | 0 | Fail TRC
[11 empty] | Commercial | Custom Incentives | Floating Head Pressure Controls | College and University | New | 6.1127 | 0.66388 | 9.2075 | 0 | 0 | 0 | Fail RIM | [11 empty] | Industrial | Custom Incentives | Process Heat System Optimization | Stone/Clay/Glass/Concrete | New | 0.33976 | 0.72358 | 0.46956 | 0 | 0 | 0 | Fail TRC
[11 empty] | Commercial | Custom Incentives | Floating Head Pressure Controls | Grocery | New | 6.158 | 0.66804 | 9.218 | 0 | 0 | 0 | Fail RIM | [11 empty] | Industrial | Custom Incentives | Process Other Systems Optimization | Stone/Clay/Glass/Concrete | Existing | 12.2552 | 0.757 | 16.1892 | 0 | 0 | 0 | Fail 2-year Threshold
[11 empty] | Commercial | Custom Incentives | Floating Head Pressure Controls | Healthcare | New | 6.1127 | 0.66388 | 9.2075 | 0 | 0 | 0 | Fail RIM | [11 empty] | Industrial | Custom Incentives | Process Other Systems Optimization | Stone/Clay/Glass/Concrete | New | 12.2552 | 0.757 | 16.1892 | 0 | 0 | 0 | Fail 2-year Threshold
[11 empty] | Commercial | Custom Incentives | Floating Head Pressure Controls | Hospitals | New | 6.1127 | 0.66388 | 9.2075 | 0 | 0 | 0 | Fail RIM | [11 empty] | Industrial | Custom Incentives | Compressed Air Controls | Textiles and Leather | Existing | 11.6367 | 0.86174 | 13.5037 | 0 | 0 | 0 | Fail 2-year Threshold
[11 empty] | Commercial | Custom Incentives | Floating Head Pressure Controls | Institutional | New | 6.158 | 0.66804 | 9.218 | 0 | 0 | 0 | Fail RIM | [11 empty] | Industrial | Custom Incentives | Compressed Air Controls | Textiles and Leather | New | 11.6367 | 0.86174 | 13.5037 | 0 | 0 | 0 | Fail 2-year Threshold
[11 empty] | Commercial | Custom Incentives | Floating Head Pressure Controls | Lodging/Hospitality | New | 6.1127 | 0.66388 | 9.2075 | 0 | 0 | 0 | Fail RIM | [11 empty] | Industrial | Custom Incentives | Compressed Air System Optimization | Textiles and Leather | Existing | 10.913 | 0.86794 | 12.5735 | 0 | 0 | 0 | Fail 2-year Threshold
[11 empty] | Commercial | Custom Incentives | Floating Head Pressure Controls | Miscellaneous | New | 6.158 | 0.66804 | 9.218 | 0 | 0 | 0 | Fail RIM | [11 empty] | Industrial | Custom Incentives | Compressed Air System Optimization | Textiles and Leather | New | 10.913 | 0.86794 | 12.5735 | 0 | 0 | 0 | Fail 2-year Threshold
[11 empty] | Commercial | Custom Incentives | Floating Head Pressure Controls | Offices | New | 6.158 | 0.66804 | 9.218 | 0 | 0 | 0 | Fail RIM | [11 empty] | Industrial | Custom Incentives | HVAC Improved Controls | Textiles and Leather | Existing | 224.1434 | 0.86249 | 259.8787 | 0 | 0 | 0 | Fail 2-year Threshold
[11 empty] | Commercial | Custom Incentives | Floating Head Pressure Controls | Restaurants | New | 6.1127 | 0.66388 | 9.2075 | 0 | 0 | 0 | Fail RIM | [11 empty] | Industrial | Custom Incentives | HVAC Improved Controls | Textiles and Leather | New | 224.1434 | 0.86249 | 259.8787 | 0 | 0 | 0 | Fail 2-year Threshold
[11 empty] | Commercial | Custom Incentives | Floating Head Pressure Controls | Retail | New | 6.158 | 0.66804 | 9.218 | 0 | 0 | 0 | Fail RIM | [11 empty] | Industrial | Custom Incentives | HVAC Recommissioning | Textiles and Leather | Existing | 9.1993 | 0.85949 | 10.7031 | 0 | 0 | 0 | Fail 2-year Threshold
[11 empty] | Commercial | Custom Incentives | Floating Head Pressure Controls | Schools K-12 | New | 6.1127 | 0.66388 | 9.2075 | 0 | 0 | 0 | Fail RIM | [11 empty] | Industrial | Custom Incentives | HVAC Recommissioning | Textiles and Leather | New | 9.1993 | 0.85949 | 10.7031 | 0 | 0 | 0 | Fail 2-year Threshold
[11 empty] | Commercial | Custom Incentives | Floating Head Pressure Controls | Warehouse | New | 6.158 | 0.66804 | 9.218 | 0 | 0 | 0 | Fail RIM | [11 empty] | Industrial | Custom Incentives | Fan Improved Controls | Textiles and Leather | Existing | 29.7427 | 0.86934 | 34.213 | 0 | 0 | 0 | Fail 2-year Threshold
[11 empty] | Commercial | Custom Incentives | Freezer-Cooler Replacement Gaskets | Assembly | Existing | 0.356 | 0.57162 | 0.6228 | 0 | 0 | 0 | Fail RIM | [11 empty] | Industrial | Custom Incentives | Fan Improved Controls | Textiles and Leather | New | 29.7427 | 0.86934 | 34.213 | 0 | 0 | 0 | Fail 2-year Threshold
[11 empty] | Commercial | Custom Incentives | Freezer-Cooler Replacement Gaskets | College and University | Existing | 0.35427 | 0.56933 | 0.62226 | 0 | 0 | 0 | Fail RIM | [11 empty] | Industrial | Custom Incentives | Motor Improved Controls | Textiles and Leather | Existing | 11.4686 | 0.86934 | 13.1923 | 0 | 0 | 0 | Fail 2-year Threshold
[11 empty] | Commercial | Custom Incentives | Freezer-Cooler Replacement Gaskets | Grocery | Existing | 0.356 | 0.57162 | 0.6228 | 0 | 0 | 0 | Fail RIM | [11 empty] | Industrial | Custom Incentives | Motor Improved Controls | Textiles and Leather | New | 11.4686 | 0.86934 | 13.1923 | 0 | 0 | 0 | Fail 2-year Threshold
[11 empty] | Commercial | Custom Incentives | Freezer-Cooler Replacement Gaskets | Healthcare | Existing | 0.35427 | 0.56933 | 0.62226 | 0 | 0 | 0 | Fail RIM | [11 empty] | Industrial | Custom Incentives | Pump Improved Controls | Textiles and Leather | Existing | 11.4686 | 0.86934 | 13.1923 | 0 | 0 | 0 | Fail 2-year Threshold
[11 empty] | Commercial | Custom Incentives | Freezer-Cooler Replacement Gaskets | Hospitals | Existing | 0.35427 | 0.56933 | 0.62226 | 0 | 0 | 0 | Fail RIM | [11 empty] | Industrial | Custom Incentives | Pump Improved Controls | Textiles and Leather | New | 11.4686 | 0.86934 | 13.1923 | 0 | 0 | 0 | Fail 2-year Threshold
[11 empty] | Commercial | Custom Incentives | Freezer-Cooler Replacement Gaskets | Institutional | Existing | 0.356 | 0.57162 | 0.6228 | 0 | 0 | 0 | Fail RIM | [11 empty] | Industrial | Custom Incentives | Process Heat Equipment Upgrade | Textiles and Leather | New | 14.5997 | 0.86426 | 16.8927 | 0 | 0 | 0 | Fail 2-year Threshold
[11 empty] | Commercial | Custom Incentives | Freezer-Cooler Replacement Gaskets | Lodging/Hospitality | Existing | 0.35427 | 0.56933 | 0.62226 | 0 | 0 | 0 | Fail RIM | [11 empty] | Industrial | Custom Incentives | Process Heat Equipment Upgrade | Textiles and Leather | Turnover | 14.5997 | 0.86426 | 16.8927 | 0 | 0 | 0 | Fail 2-year Threshold
[11 empty] | Commercial | Custom Incentives | Freezer-Cooler Replacement Gaskets | Miscellaneous | Existing | 0.356 | 0.57162 | 0.6228 | 0 | 0 | 0 | Fail RIM | [11 empty] | Industrial | Custom Incentives | Process Heat System Optimization | Textiles and Leather | Existing | 0.10456 | 0.72358 | 0.1445 | 0 | 0 | 0 | Fail TRC
[11 empty] | Commercial | Custom Incentives | Freezer-Cooler Replacement Gaskets | Offices | Existing | 0.356 | 0.57162 | 0.6228 | 0 | 0 | 0 | Fail RIM | [11 empty] | Industrial | Custom Incentives | Process Heat System Optimization | Textiles and Leather | New | 0.10456 | 0.72358 | 0.1445 | 0 | 0 | 0 | Fail TRC
[11 empty] | Commercial | Custom Incentives | Freezer-Cooler Replacement Gaskets | Restaurants | Existing | 0.35427 | 0.56933 | 0.62226 | 0 | 0 | 0 | Fail RIM | [11 empty] | Industrial | Custom Incentives | Process Other Systems Optimization | Textiles and Leather | Existing | 5.1996 | 0.757 | 6.8688 | 0 | 0 | 0 | Fail 2-year Threshold
[11 empty] | Commercial | Custom Incentives | Freezer-Cooler Replacement Gaskets | Retail | Existing | 0.356 | 0.57162 | 0.6228 | 0 | 0 | 0 | Fail RIM | [11 empty] | Industrial | Custom Incentives | Process Other Systems Optimization | Textiles and Leather | New | 5.1996 | 0.757 | 6.8688 | 0 | 0 | 0 | Fail 2-year Threshold
[11 empty] | Commercial | Custom Incentives | Freezer-Cooler Replacement Gaskets | Schools K-12 | Existing | 0.35427 | 0.56933 | 0.62226 | 0 | 0 | 0 | Fail RIM | [11 empty] | Industrial | Custom Incentives | Compressed Air Controls | Transportation Equipment | Existing | 9.3823 | 0.86174 | 10.8877 | 0 | 0 | 0 | Fail 2-year Threshold
[11 empty] | Commercial | Custom Incentives | Freezer-Cooler Replacement Gaskets | Warehouse | Existing | 0.356 | 0.57162 | 0.6228 | 0 | 0 | 0 | Fail RIM | [11 empty] | Industrial | Custom Incentives | Compressed Air Controls | Transportation Equipment | New | 9.3823 | 0.86174 | 10.8877 | 0 | 0 | 0 | Fail 2-year Threshold
[11 empty] | Commercial | Custom Incentives | Freezer-Cooler Replacement Gaskets | Assembly | New | 0 | 0 | 0 | 0 | 0 | 0 | Fail RIM | [11 empty] | Industrial | Custom Incentives | Compressed Air Equipment | Transportation Equipment | New | 8.4436 | 0.86934 | 9.7126 | 0 | 0 | 0 | Fail 2-year Threshold
[11 empty] | Commercial | Custom Incentives | Freezer-Cooler Replacement Gaskets | College and University | New | 0 | 0 | 0 | 0 | 0 | 0 | Fail RIM | [11 empty] | Industrial | Custom Incentives | Compressed Air Equipment | Transportation Equipment | Turnover | 8.4436 | 0.86934 | 9.7126 | 0 | 0 | 0 | Fail 2-year Threshold
[11 empty] | Commercial | Custom Incentives | Freezer-Cooler Replacement Gaskets | Grocery | New | 0 | 0 | 0 | 0 | 0 | 0 | Fail RIM | [11 empty] | Industrial | Custom Incentives | Compressed Air System Optimization | Transportation Equipment | Existing | 8.9305 | 0.86794 | 10.2893 | 0 | 0 | 0 | Fail 2-year Threshold
[11 empty] | Commercial | Custom Incentives | Freezer-Cooler Replacement Gaskets | Healthcare | New | 0 | 0 | 0 | 0 | 0 | 0 | Fail RIM | [11 empty] | Industrial | Custom Incentives | Compressed Air System Optimization | Transportation Equipment | New | 8.9305 | 0.86794 | 10.2893 | 0 | 0 | 0 | Fail 2-year Threshold
[11 empty] | Commercial | Custom Incentives | Freezer-Cooler Replacement Gaskets | Hospitals | New | 0 | 0 | 0 | 0 | 0 | 0 | Fail RIM | [11 empty] | Industrial | Custom Incentives | Plant Energy Management | Transportation Equipment | Existing | 24.3492 | 0.86242 | 28.2337 | 0 | 0 | 0 | Fail 2-year Threshold
[11 empty] | Commercial | Custom Incentives | Freezer-Cooler Replacement Gaskets | Institutional | New | 0 | 0 | 0 | 0 | 0 | 0 | Fail RIM | [11 empty] | Industrial | Custom Incentives | Plant Energy Management | Transportation Equipment | New | 24.3492 | 0.86242 | 28.2337 | 0 | 0 | 0 | Fail 2-year Threshold
[11 empty] | Commercial | Custom Incentives | Freezer-Cooler Replacement Gaskets | Lodging/Hospitality | New | 0 | 0 | 0 | 0 | 0 | 0 | Fail RIM | [11 empty] | Industrial | Custom Incentives | HVAC Equipment Upgrades | Transportation Equipment | New | 6.658 | 0.8666 | 7.6829 | 0 | 0 | 0 | Fail 2-year Threshold
[11 empty] | Commercial | Custom Incentives | Freezer-Cooler Replacement Gaskets | Miscellaneous | New | 0 | 0 | 0 | 0 | 0 | 0 | Fail RIM | [11 empty] | Industrial | Custom Incentives | HVAC Equipment Upgrades | Transportation Equipment | Turnover | 6.658 | 0.8666 | 7.6829 | 0 | 0 | 0 | Fail 2-year Threshold
[11 empty] | Commercial | Custom Incentives | Freezer-Cooler Replacement Gaskets | Offices | New | 0 | 0 | 0 | 0 | 0 | 0 | Fail RIM | [11 empty] | Industrial | Custom Incentives | HVAC Improved Controls | Transportation Equipment | Existing | 48.7504 | 0.86249 | 56.5227 | 0 | 0 | 0 | Fail 2-year Threshold
[11 empty] | Commercial | Custom Incentives | Freezer-Cooler Replacement Gaskets | Restaurants | New | 0 | 0 | 0 | 0 | 0 | 0 | Fail RIM | [11 empty] | Industrial | Custom Incentives | HVAC Improved Controls | Transportation Equipment | New | 48.7504 | 0.86249 | 56.5227 | 0 | 0 | 0 | Fail 2-year Threshold
[11 empty] | Commercial | Custom Incentives | Freezer-Cooler Replacement Gaskets | Retail | New | 0 | 0 | 0 | 0 | 0 | 0 | Fail RIM | [11 empty] | Industrial | Custom Incentives | Fan Improved Controls | Transportation Equipment | Existing | 74.226 | 0.86934 | 85.382 | 0 | 0 | 0 | Fail 2-year Threshold
[11 empty] | Commercial | Custom Incentives | Freezer-Cooler Replacement Gaskets | Schools K-12 | New | 0 | 0 | 0 | 0 | 0 | 0 | Fail RIM | [11 empty] | Industrial | Custom Incentives | Fan Improved Controls | Transportation Equipment | New | 74.226 | 0.86934 | 85.382 | 0 | 0 | 0 | Fail 2-year Threshold
[11 empty] | Commercial | Custom Incentives | Freezer-Cooler Replacement Gaskets | Warehouse | New | 0 | 0 | 0 | 0 | 0 | 0 | Fail RIM | [11 empty] | Industrial | Custom Incentives | Fan System Optimization | Transportation Equipment | Existing | 15.5563 | 0.86794 | 17.9233 | 0 | 0 | 0 | Fail 2-year Threshold
[11 empty] | Commercial | Custom Incentives | High Efficiency Refrigeration Compressor | Assembly | Existing | 0.41204 | 0.66335 | 0.62115 | 0 | 0 | 0 | Fail RIM | [11 empty] | Industrial | Custom Incentives | Fan System Optimization | Transportation Equipment | New | 15.5563 | 0.86794 | 17.9233 | 0 | 0 | 0 | Fail 2-year Threshold
[11 empty] | Commercial | Custom Incentives | High Efficiency Refrigeration Compressor | College and University | Existing | 0.41001 | 0.66083 | 0.62044 | 0 | 0 | 0 | Fail RIM | [11 empty] | Industrial | Custom Incentives | Motor Equipment Upgrades | Transportation Equipment | New | 17.3392 | 0.86794 | 19.9775 | 0 | 0 | 0 | Fail 2-year Threshold
[11 empty] | Commercial | Custom Incentives | High Efficiency Refrigeration Compressor | Grocery | Existing | 0.41204 | 0.66335 | 0.62115 | 0 | 0 | 0 | Fail RIM | [11 empty] | Industrial | Custom Incentives | Motor Equipment Upgrades | Transportation Equipment | Turnover | 17.3392 | 0.86794 | 19.9775 | 0 | 0 | 0 | Fail 2-year Threshold
[11 empty] | Commercial | Custom Incentives | High Efficiency Refrigeration Compressor | Healthcare | Existing | 0.41001 | 0.66083 | 0.62044 | 0 | 0 | 0 | Fail RIM | [11 empty] | Industrial | Custom Incentives | Motor Improved Controls | Transportation Equipment | Existing | 11.4686 | 0.86934 | 13.1923 | 0 | 0 | 0 | Fail 2-year Threshold
[11 empty] | Commercial | Custom Incentives | High Efficiency Refrigeration Compressor | Hospitals | Existing | 0.41001 | 0.66083 | 0.62044 | 0 | 0 | 0 | Fail RIM | [11 empty] | Industrial | Custom Incentives | Motor Improved Controls | Transportation Equipment | New | 11.4686 | 0.86934 | 13.1923 | 0 | 0 | 0 | Fail 2-year Threshold
[11 empty] | Commercial | Custom Incentives | High Efficiency Refrigeration Compressor | Institutional | Existing | 0.41204 | 0.66335 | 0.62115 | 0 | 0 | 0 | Fail RIM | [11 empty] | Industrial | Custom Incentives | Motor Optimization | Transportation Equipment | Existing | 6.5106 | 0.86794 | 7.5012 | 0 | 0 | 0 | Fail 2-year Threshold
[11 empty] | Commercial | Custom Incentives | High Efficiency Refrigeration Compressor | Lodging/Hospitality | Existing | 0.41001 | 0.66083 | 0.62044 | 0 | 0 | 0 | Fail RIM | [11 empty] | Industrial | Custom Incentives | Motor Optimization | Transportation Equipment | New | 6.5106 | 0.86794 | 7.5012 | 0 | 0 | 0 | Fail 2-year Threshold
[11 empty] | Commercial | Custom Incentives | High Efficiency Refrigeration Compressor | Miscellaneous | Existing | 0.41204 | 0.66335 | 0.62115 | 0 | 0 | 0 | Fail RIM | [11 empty] | Industrial | Custom Incentives | Pump Improved Controls | Transportation Equipment | Existing | 11.4686 | 0.86934 | 13.1923 | 0 | 0 | 0 | Fail 2-year Threshold
[11 empty] | Commercial | Custom Incentives | High Efficiency Refrigeration Compressor | Offices | Existing | 0.41204 | 0.66335 | 0.62115 | 0 | 0 | 0 | Fail RIM | [11 empty] | Industrial | Custom Incentives | Pump Improved Controls | Transportation Equipment | New | 11.4686 | 0.86934 | 13.1923 | 0 | 0 | 0 | Fail 2-year Threshold
[11 empty] | Commercial | Custom Incentives | High Efficiency Refrigeration Compressor | Restaurants | Existing | 0.41001 | 0.66083 | 0.62044 | 0 | 0 | 0 | Fail RIM | [11 empty] | Industrial | Custom Incentives | Pump System Optimization | Transportation Equipment | Existing | 6.9631 | 0.86794 | 8.0226 | 0 | 0 | 0 | Fail 2-year Threshold
[11 empty] | Commercial | Custom Incentives | High Efficiency Refrigeration Compressor | Retail | Existing | 0.41204 | 0.66335 | 0.62115 | 0 | 0 | 0 | Fail RIM | [11 empty] | Industrial | Custom Incentives | Pump System Optimization | Transportation Equipment | New | 6.9631 | 0.86794 | 8.0226 | 0 | 0 | 0 | Fail 2-year Threshold
[11 empty] | Commercial | Custom Incentives | High Efficiency Refrigeration Compressor | Schools K-12 | Existing | 0.41001 | 0.66083 | 0.62044 | 0 | 0 | 0 | Fail RIM | [11 empty] | Industrial | Custom Incentives | Process Heat Improved Controls | Transportation Equipment | Existing | 0.81598 | 0.8663 | 0.94192 | 0 | 0 | 0 | Fail TRC
[11 empty] | Commercial | Custom Incentives | High Efficiency Refrigeration Compressor | Warehouse | Existing | 0.41204 | 0.66335 | 0.62115 | 0 | 0 | 0 | Fail RIM | [11 empty] | Industrial | Custom Incentives | Process Heat Improved Controls | Transportation Equipment | New | 0.81598 | 0.8663 | 0.94192 | 0 | 0 | 0 | Fail TRC
[11 empty] | Commercial | Custom Incentives | High Efficiency Refrigeration Compressor | Assembly | New | 0.41204 | 0.66335 | 0.62115 | 0 | 0 | 0 | Fail RIM | [11 empty] | Industrial | Custom Incentives | Process Heat System Optimization | Transportation Equipment | Existing | 1.1935 | 0.72358 | 1.6494 | 0 | 0 | 0 | Fail 2-year Threshold
[11 empty] | Commercial | Custom Incentives | High Efficiency Refrigeration Compressor | College and University | New | 0.41001 | 0.66083 | 0.62044 | 0 | 0 | 0 | Fail RIM | [11 empty] | Industrial | Custom Incentives | Process Heat System Optimization | Transportation Equipment | New | 1.1935 | 0.72358 | 1.6494 | 0 | 0 | 0 | Fail 2-year Threshold
[11 empty] | Commercial | Custom Incentives | High Efficiency Refrigeration Compressor | Grocery | New | 0.41204 | 0.66335 | 0.62115 | 0 | 0 | 0 | Fail RIM | [11 empty] | Industrial | Custom Incentives | Process Other Systems Optimization | Transportation Equipment | Existing | 12.2552 | 0.757 | 16.1892 | 0 | 0 | 0 | Fail 2-year Threshold
[11 empty] | Commercial | Custom Incentives | High Efficiency Refrigeration Compressor | Healthcare | New | 0.41001 | 0.66083 | 0.62044 | 0 | 0 | 0 | Fail RIM | [11 empty] | Industrial | Custom Incentives | Process Other Systems Optimization | Transportation Equipment | New | 12.2552 | 0.757 | 16.1892 | 0 | 0 | 0 | Fail 2-year Threshold
[11 empty] | Commercial | Custom Incentives | High Efficiency Refrigeration Compressor | Hospitals | New | 0.41001 | 0.66083 | 0.62044 | 0 | 0 | 0 | Fail RIM | [11 empty] | Industrial | Custom Incentives | Compressed Air Controls | Water and Wastewater | Existing | 11.5498 | 0.86174 | 13.4029 | 0 | 0 | 0 | Fail 2-year Threshold
[11 empty] | Commercial | Custom Incentives | High Efficiency Refrigeration Compressor | Institutional | New | 0.41204 | 0.66335 | 0.62115 | 0 | 0 | 0 | Fail RIM | [11 empty] | Industrial | Custom Incentives | Compressed Air Controls | Water and Wastewater | New | 11.5498 | 0.86174 | 13.4029 | 0 | 0 | 0 | Fail 2-year Threshold
[11 empty] | Commercial | Custom Incentives | High Efficiency Refrigeration Compressor | Lodging/Hospitality | New | 0.41001 | 0.66083 | 0.62044 | 0 | 0 | 0 | Fail RIM | [11 empty] | Industrial | Custom Incentives | Compressed Air Equipment | Water and Wastewater | New | 7.067 | 0.86934 | 8.1292 | 0 | 0 | 0 | Fail 2-year Threshold
[11 empty] | Commercial | Custom Incentives | High Efficiency Refrigeration Compressor | Miscellaneous | New | 0.41204 | 0.66335 | 0.62115 | 0 | 0 | 0 | Fail RIM | [11 empty] | Industrial | Custom Incentives | Compressed Air Equipment | Water and Wastewater | Turnover | 7.067 | 0.86934 | 8.1292 | 0 | 0 | 0 | Fail 2-year Threshold
[11 empty] | Commercial | Custom Incentives | High Efficiency Refrigeration Compressor | Offices | New | 0.41204 | 0.66335 | 0.62115 | 0 | 0 | 0 | Fail RIM | [11 empty] | Industrial | Custom Incentives | Compressed Air System Optimization | Water and Wastewater | Existing | 10.1056 | 0.86794 | 11.6432 | 0 | 0 | 0 | Fail 2-year Threshold
[11 empty] | Commercial | Custom Incentives | High Efficiency Refrigeration Compressor | Restaurants | New | 0.41001 | 0.66083 | 0.62044 | 0 | 0 | 0 | Fail RIM | [11 empty] | Industrial | Custom Incentives | Compressed Air System Optimization | Water and Wastewater | New | 10.1056 | 0.86794 | 11.6432 | 0 | 0 | 0 | Fail 2-year Threshold
[11 empty] | Commercial | Custom Incentives | High Efficiency Refrigeration Compressor | Retail | New | 0.41204 | 0.66335 | 0.62115 | 0 | 0 | 0 | Fail RIM | [11 empty] | Industrial | Custom Incentives | Plant Energy Management | Water and Wastewater | Existing | 24.3492 | 0.86242 | 28.2337 | 0 | 0 | 0 | Fail 2-year Threshold
[11 empty] | Commercial | Custom Incentives | High Efficiency Refrigeration Compressor | Schools K-12 | New | 0.41001 | 0.66083 | 0.62044 | 0 | 0 | 0 | Fail RIM | [11 empty] | Industrial | Custom Incentives | Plant Energy Management | Water and Wastewater | New | 24.3492 | 0.86242 | 28.2337 | 0 | 0 | 0 | Fail 2-year Threshold
[11 empty] | Commercial | Custom Incentives | High Efficiency Refrigeration Compressor | Warehouse | New | 0.41204 | 0.66335 | 0.62115 | 0 | 0 | 0 | Fail RIM | [11 empty] | Industrial | Custom Incentives | HVAC Improved Controls | Water and Wastewater | Existing | 14.5374 | 0.86249 | 16.8551 | 0 | 0 | 0 | Fail 2-year Threshold
[11 empty] | Commercial | Custom Incentives | High R-Value Glass Doors | Assembly | Existing | 0.28483 | 0.66871 | 0.42595 | 0 | 0 | 0 | Fail RIM | [11 empty] | Industrial | Custom Incentives | HVAC Improved Controls | Water and Wastewater | New | 14.5374 | 0.86249 | 16.8551 | 0 | 0 | 0 | Fail 2-year Threshold
[11 empty] | Commercial | Custom Incentives | High R-Value Glass Doors | College and University | Existing | 0.28029 | 0.65862 | 0.42557 | 0 | 0 | 0 | Fail RIM | [11 empty] | Industrial | Custom Incentives | Fan Improved Controls | Water and Wastewater | Existing | 21.9549 | 0.86934 | 25.2547 | 0 | 0 | 0 | Fail 2-year Threshold
[11 empty] | Commercial | Custom Incentives | High R-Value Glass Doors | Grocery | Existing | 0.28483 | 0.66871 | 0.42595 | 0 | 0 | 0 | Fail RIM | [11 empty] | Industrial | Custom Incentives | Fan Improved Controls | Water and Wastewater | New | 21.9549 | 0.86934 | 25.2547 | 0 | 0 | 0 | Fail 2-year Threshold
[11 empty] | Commercial | Custom Incentives | High R-Value Glass Doors | Healthcare | Existing | 0.28029 | 0.65862 | 0.42557 | 0 | 0 | 0 | Fail RIM | [11 empty] | Industrial | Custom Incentives | Fan System Optimization | Water and Wastewater | Existing | 15.443 | 0.86794 | 17.7928 | 0 | 0 | 0 | Fail 2-year Threshold
[11 empty] | Commercial | Custom Incentives | High R-Value Glass Doors | Hospitals | Existing | 0.28029 | 0.65862 | 0.42557 | 0 | 0 | 0 | Fail RIM | [11 empty] | Industrial | Custom Incentives | Fan System Optimization | Water and Wastewater | New | 15.443 | 0.86794 | 17.7928 | 0 | 0 | 0 | Fail 2-year Threshold
[11 empty] | Commercial | Custom Incentives | High R-Value Glass Doors | Institutional | Existing | 0.28483 | 0.66871 | 0.42595 | 0 | 0 | 0 | Fail RIM | [11 empty] | Industrial | Custom Incentives | Motor Improved Controls | Water and Wastewater | Existing | 7.0559 | 0.86934 | 8.1164 | 0 | 0 | 0 | Fail 2-year Threshold
[11 empty] | Commercial | Custom Incentives | High R-Value Glass Doors | Lodging/Hospitality | Existing | 0.28029 | 0.65862 | 0.42557 | 0 | 0 | 0 | Fail RIM | [11 empty] | Industrial | Custom Incentives | Motor Improved Controls | Water and Wastewater | New | 7.0559 | 0.86934 | 8.1164 | 0 | 0 | 0 | Fail 2-year Threshold
[11 empty] | Commercial | Custom Incentives | High R-Value Glass Doors | Miscellaneous | Existing | 0.28483 | 0.66871 | 0.42595 | 0 | 0 | 0 | Fail RIM | [11 empty] | Industrial | Custom Incentives | Pump Improved Controls | Water and Wastewater | Existing | 11.4686 | 0.86934 | 13.1923 | 0 | 0 | 0 | Fail 2-year Threshold
[11 empty] | Commercial | Custom Incentives | High R-Value Glass Doors | Offices | Existing | 0.28483 | 0.66871 | 0.42595 | 0 | 0 | 0 | Fail RIM | [11 empty] | Industrial | Custom Incentives | Pump Improved Controls | Water and Wastewater | New | 11.4686 | 0.86934 | 13.1923 | 0 | 0 | 0 | Fail 2-year Threshold
[11 empty] | Commercial | Custom Incentives | High R-Value Glass Doors | Restaurants | Existing | 0.28029 | 0.65862 | 0.42557 | 0 | 0 | 0 | Fail RIM | [11 empty] | Industrial | Custom Incentives | Pump System Optimization | Water and Wastewater | Existing | 8.2189 | 0.86794 | 9.4695 | 0 | 0 | 0 | Fail 2-year Threshold
[11 empty] | Commercial | Custom Incentives | High R-Value Glass Doors | Retail | Existing | 0.28483 | 0.66871 | 0.42595 | 0 | 0 | 0 | Fail RIM | [11 empty] | Industrial | Custom Incentives | Pump System Optimization | Water and Wastewater | New | 8.2189 | 0.86794 | 9.4695 | 0 | 0 | 0 | Fail 2-year Threshold
[11 empty] | Commercial | Custom Incentives | High R-Value Glass Doors | Schools K-12 | Existing | 0.28029 | 0.65862 | 0.42557 | 0 | 0 | 0 | Fail RIM | [11 empty] | Industrial | Custom Incentives | Process Refrig System Optimization | Water and Wastewater | Existing | 2.225 | 0.75423 | 2.95 | 0 | 0 | 0 | Fail 2-year Threshold
[11 empty] | Commercial | Custom Incentives | High R-Value Glass Doors | Warehouse | Existing | 0.28483 | 0.66871 | 0.42595 | 0 | 0 | 0 | Fail RIM | [11 empty] | Industrial | Custom Incentives | Process Refrig System Optimization | Water and Wastewater | New | 2.225 | 0.75423 | 2.95 | 0 | 0 | 0 | Fail 2-year Threshold
[11 empty] | Commercial | Custom Incentives | High R-Value Glass Doors | Assembly | New | 0 | 0 | 0 | 0 | 0 | 0 | Fail RIM | [11 empty] | Industrial | Custom Incentives | Process Heat Improved Controls | Water and Wastewater | Existing | 0.7604 | 0.8663 | 0.87775 | 0 | 0 | 0 | Fail TRC
[11 empty] | Commercial | Custom Incentives | High R-Value Glass Doors | College and University | New | 0 | 0 | 0 | 0 | 0 | 0 | Fail RIM | [11 empty] | Industrial | Custom Incentives | Process Heat Improved Controls | Water and Wastewater | New | 0.7604 | 0.8663 | 0.87775 | 0 | 0 | 0 | Fail TRC
[11 empty] | Commercial | Custom Incentives | High R-Value Glass Doors | Grocery | New | 0 | 0 | 0 | 0 | 0 | 0 | Fail RIM | [11 empty] | Industrial | Custom Incentives | Process Heat System Optimization | Water and Wastewater | Existing | 0.35724 | 0.72358 | 0.49371 | 0 | 0 | 0 | Fail TRC
[11 empty] | Commercial | Custom Incentives | High R-Value Glass Doors | Healthcare | New | 0 | 0 | 0 | 0 | 0 | 0 | Fail RIM | [11 empty] | Industrial | Custom Incentives | Process Heat System Optimization | Water and Wastewater | New | 0.35724 | 0.72358 | 0.49371 | 0 | 0 | 0 | Fail TRC
[11 empty] | Commercial | Custom Incentives | High R-Value Glass Doors | Hospitals | New | 0 | 0 | 0 | 0 | 0 | 0 | Fail RIM | [11 empty] | Industrial | Custom Incentives | Process Other Systems Optimization | Water and Wastewater | Existing | 8.6823 | 0.757 | 11.4694 | 0 | 0 | 0 | Fail 2-year Threshold
[11 empty] | Commercial | Custom Incentives | High R-Value Glass Doors | Institutional | New | 0 | 0 | 0 | 0 | 0 | 0 | Fail RIM | [11 empty] | Industrial | Custom Incentives | Process Other Systems Optimization | Water and Wastewater | New | 8.6823 | 0.757 | 11.4694 | 0 | 0 | 0 | Fail 2-year Threshold
[11 empty] | Commercial | Custom Incentives | High R-Value Glass Doors | Lodging/Hospitality | New | 0 | 0 | 0 | 0 | 0 | 0 | Fail RIM
[11 empty] | Commercial | Custom Incentives | High R-Value Glass Doors | Miscellaneous | New | 0 | 0 | 0 | 0 | 0 | 0 | Fail RIM
[11 empty] | Commercial | Custom Incentives | High R-Value Glass Doors | Offices | New | 0 | 0 | 0 | 0 | 0 | 0 | Fail RIM
[11 empty] | Commercial | Custom Incentives | High R-Value Glass Doors | Restaurants | New | 0 | 0 | 0 | 0 | 0 | 0 | Fail RIM
[11 empty] | Commercial | Custom Incentives | High R-Value Glass Doors | Retail | New | 0 | 0 | 0 | 0 | 0 | 0 | Fail RIM
[11 empty] | Commercial | Custom Incentives | High R-Value Glass Doors | Schools K-12 | New | 0 | 0 | 0 | 0 | 0 | 0 | Fail RIM
[11 empty] | Commercial | Custom Incentives | High R-Value Glass Doors | Warehouse | New | 0 | 0 | 0 | 0 | 0 | 0 | Fail RIM
[11 empty] | Commercial | Custom Incentives | Night Covers for Display Cases | Assembly | Existing | 0.039026 | 0.57308 | 0.068099 | 0 | 0 | 0 | Fail RIM
[11 empty] | Commercial | Custom Incentives | Night Covers for Display Cases | College and University | Existing | 0.039026 | 0.57308 | 0.068099 | 0 | 0 | 0 | Fail RIM
[11 empty] | Commercial | Custom Incentives | Night Covers for Display Cases | Grocery | Existing | 0.039026 | 0.57308 | 0.068099 | 0 | 0 | 0 | Fail RIM
[11 empty] | Commercial | Custom Incentives | Night Covers for Display Cases | Healthcare | Existing | 0.039026 | 0.57308 | 0.068099 | 0 | 0 | 0 | Fail RIM
[11 empty] | Commercial | Custom Incentives | Night Covers for Display Cases | Hospitals | Existing | 0.039026 | 0.57308 | 0.068099 | 0 | 0 | 0 | Fail RIM
[11 empty] | Commercial | Custom Incentives | Night Covers for Display Cases | Institutional | Existing | 0.039026 | 0.57308 | 0.068099 | 0 | 0 | 0 | Fail RIM
[11 empty] | Commercial | Custom Incentives | Night Covers for Display Cases | Lodging/Hospitality | Existing | 0.039026 | 0.57308 | 0.068099 | 0 | 0 | 0 | Fail RIM
[11 empty] | Commercial | Custom Incentives | Night Covers for Display Cases | Miscellaneous | Existing | 0.039026 | 0.57308 | 0.068099 | 0 | 0 | 0 | Fail RIM
[11 empty] | Commercial | Custom Incentives | Night Covers for Display Cases | Offices | Existing | 0.039026 | 0.57308 | 0.068099 | 0 | 0 | 0 | Fail RIM
[11 empty] | Commercial | Custom Incentives | Night Covers for Display Cases | Restaurants | Existing | 0.039026 | 0.57308 | 0.068099 | 0 | 0 | 0 | Fail RIM
[11 empty] | Commercial | Custom Incentives | Night Covers for Display Cases | Retail | Existing | 0.039026 | 0.57308 | 0.068099 | 0 | 0 | 0 | Fail RIM
[11 empty] | Commercial | Custom Incentives | Night Covers for Display Cases | Schools K-12 | Existing | 0.039026 | 0.57308 | 0.068099 | 0 | 0 | 0 | Fail RIM
[11 empty] | Commercial | Custom Incentives | Night Covers for Display Cases | Warehouse | Existing | 0.039026 | 0.57308 | 0.068099 | 0 | 0 | 0 | Fail RIM
[11 empty] | Commercial | Custom Incentives | Night Covers for Display Cases | Assembly | New | 0.039026 | 0.57308 | 0.068099 | 0 | 0 | 0 | Fail RIM
[11 empty] | Commercial | Custom Incentives | Night Covers for Display Cases | College and University | New | 0.039026 | 0.57308 | 0.068099 | 0 | 0 | 0 | Fail RIM
[11 empty] | Commercial | Custom Incentives | Night Covers for Display Cases | Grocery | New | 0.039026 | 0.57308 | 0.068099 | 0 | 0 | 0 | Fail RIM
[11 empty] | Commercial | Custom Incentives | Night Covers for Display Cases | Healthcare | New | 0.039026 | 0.57308 | 0.068099 | 0 | 0 | 0 | Fail RIM
[11 empty] | Commercial | Custom Incentives | Night Covers for Display Cases | Hospitals | New | 0.039026 | 0.57308 | 0.068099 | 0 | 0 | 0 | Fail RIM
[11 empty] | Commercial | Custom Incentives | Night Covers for Display Cases | Institutional | New | 0.039026 | 0.57308 | 0.068099 | 0 | 0 | 0 | Fail RIM
[11 empty] | Commercial | Custom Incentives | Night Covers for Display Cases | Lodging/Hospitality | New | 0.039026 | 0.57308 | 0.068099 | 0 | 0 | 0 | Fail RIM
[11 empty] | Commercial | Custom Incentives | Night Covers for Display Cases | Miscellaneous | New | 0.039026 | 0.57308 | 0.068099 | 0 | 0 | 0 | Fail RIM
[11 empty] | Commercial | Custom Incentives | Night Covers for Display Cases | Offices | New | 0.039026 | 0.57308 | 0.068099 | 0 | 0 | 0 | Fail RIM
[11 empty] | Commercial | Custom Incentives | Night Covers for Display Cases | Restaurants | New | 0.039026 | 0.57308 | 0.068099 | 0 | 0 | 0 | Fail RIM
[11 empty] | Commercial | Custom Incentives | Night Covers for Display Cases | Retail | New | 0.039026 | 0.57308 | 0.068099 | 0 | 0 | 0 | Fail RIM
[11 empty] | Commercial | Custom Incentives | Night Covers for Display Cases | Schools K-12 | New | 0.039026 | 0.57308 | 0.068099 | 0 | 0 | 0 | Fail RIM
[11 empty] | Commercial | Custom Incentives | Night Covers for Display Cases | Warehouse | New | 0.039026 | 0.57308 | 0.068099 | 0 | 0 | 0 | Fail RIM
[11 empty] | Commercial | Custom Incentives | PSC to ECM Evaporator Fan Motor (Walk-In, Refrigerator) | Assembly | Existing | 1.4234 | 0.68739 | 2.0708 | 0 | 0 | 0 | Fail RIM
[11 empty] | Commercial | Custom Incentives | PSC to ECM Evaporator Fan Motor (Walk-In, Refrigerator) | College and University | Existing | 1.374 | 0.66388 | 2.0697 | 0 | 0 | 0 | Fail RIM
[11 empty] | Commercial | Custom Incentives | PSC to ECM Evaporator Fan Motor (Walk-In, Refrigerator) | Grocery | Existing | 1.4234 | 0.68739 | 2.0708 | 0 | 0 | 0 | Fail RIM
[11 empty] | Commercial | Custom Incentives | PSC to ECM Evaporator Fan Motor (Walk-In, Refrigerator) | Healthcare | Existing | 1.374 | 0.66388 | 2.0697 | 0 | 0 | 0 | Fail RIM
[11 empty] | Commercial | Custom Incentives | PSC to ECM Evaporator Fan Motor (Walk-In, Refrigerator) | Hospitals | Existing | 1.374 | 0.66388 | 2.0697 | 0 | 0 | 0 | Fail RIM
[11 empty] | Commercial | Custom Incentives | PSC to ECM Evaporator Fan Motor (Walk-In, Refrigerator) | Institutional | Existing | 1.4234 | 0.68739 | 2.0708 | 0 | 0 | 0 | Fail RIM
[11 empty] | Commercial | Custom Incentives | PSC to ECM Evaporator Fan Motor (Walk-In, Refrigerator) | Lodging/Hospitality | Existing | 1.374 | 0.66388 | 2.0697 | 0 | 0 | 0 | Fail RIM
[11 empty] | Commercial | Custom Incentives | PSC to ECM Evaporator Fan Motor (Walk-In, Refrigerator) | Miscellaneous | Existing | 1.4234 | 0.68739 | 2.0708 | 0 | 0 | 0 | Fail RIM
[11 empty] | Commercial | Custom Incentives | PSC to ECM Evaporator Fan Motor (Walk-In, Refrigerator) | Offices | Existing | 1.4234 | 0.68739 | 2.0708 | 0 | 0 | 0 | Fail RIM
[11 empty] | Commercial | Custom Incentives | PSC to ECM Evaporator Fan Motor (Walk-In, Refrigerator) | Restaurants | Existing | 1.374 | 0.66388 | 2.0697 | 0 | 0 | 0 | Fail RIM
[11 empty] | Commercial | Custom Incentives | PSC to ECM Evaporator Fan Motor (Walk-In, Refrigerator) | Retail | Existing | 1.4234 | 0.68739 | 2.0708 | 0 | 0 | 0 | Fail RIM
[11 empty] | Commercial | Custom Incentives | PSC to ECM Evaporator Fan Motor (Walk-In, Refrigerator) | Schools K-12 | Existing | 1.374 | 0.66388 | 2.0697 | 0 | 0 | 0 | Fail RIM
[11 empty] | Commercial | Custom Incentives | PSC to ECM Evaporator Fan Motor (Walk-In, Refrigerator) | Warehouse | Existing | 1.4234 | 0.68739 | 2.0708 | 0 | 0 | 0 | Fail RIM
[11 empty] | Commercial | Custom Incentives | PSC to ECM Evaporator Fan Motor (Walk-In, Refrigerator) | Assembly | New | 1.4234 | 0.68739 | 2.0708 | 0 | 0 | 0 | Fail RIM
[11 empty] | Commercial | Custom Incentives | PSC to ECM Evaporator Fan Motor (Walk-In, Refrigerator) | College and University | New | 1.374 | 0.66388 | 2.0697 | 0 | 0 | 0 | Fail RIM
[11 empty] | Commercial | Custom Incentives | PSC to ECM Evaporator Fan Motor (Walk-In, Refrigerator) | Grocery | New | 1.4234 | 0.68739 | 2.0708 | 0 | 0 | 0 | Fail RIM
[11 empty] | Commercial | Custom Incentives | PSC to ECM Evaporator Fan Motor (Walk-In, Refrigerator) | Healthcare | New | 1.374 | 0.66388 | 2.0697 | 0 | 0 | 0 | Fail RIM
[11 empty] | Commercial | Custom Incentives | PSC to ECM Evaporator Fan Motor (Walk-In, Refrigerator) | Hospitals | New | 1.374 | 0.66388 | 2.0697 | 0 | 0 | 0 | Fail RIM
[11 empty] | Commercial | Custom Incentives | PSC to ECM Evaporator Fan Motor (Walk-In, Refrigerator) | Institutional | New | 1.4234 | 0.68739 | 2.0708 | 0 | 0 | 0 | Fail RIM
[11 empty] | Commercial | Custom Incentives | PSC to ECM Evaporator Fan Motor (Walk-In, Refrigerator) | Lodging/Hospitality | New | 1.374 | 0.66388 | 2.0697 | 0 | 0 | 0 | Fail RIM
[11 empty] | Commercial | Custom Incentives | PSC to ECM Evaporator Fan Motor (Walk-In, Refrigerator) | Miscellaneous | New | 1.4234 | 0.68739 | 2.0708 | 0 | 0 | 0 | Fail RIM
[11 empty] | Commercial | Custom Incentives | PSC to ECM Evaporator Fan Motor (Walk-In, Refrigerator) | Offices | New | 1.4234 | 0.68739 | 2.0708 | 0 | 0 | 0 | Fail RIM
[11 empty] | Commercial | Custom Incentives | PSC to ECM Evaporator Fan Motor (Walk-In, Refrigerator) | Restaurants | New | 1.374 | 0.66388 | 2.0697 | 0 | 0 | 0 | Fail RIM
[11 empty] | Commercial | Custom Incentives | PSC to ECM Evaporator Fan Motor (Walk-In, Refrigerator) | Retail | New | 1.4234 | 0.68739 | 2.0708 | 0 | 0 | 0 | Fail RIM
[11 empty] | Commercial | Custom Incentives | PSC to ECM Evaporator Fan Motor (Walk-In, Refrigerator) | Schools K-12 | New | 1.374 | 0.66388 | 2.0697 | 0 | 0 | 0 | Fail RIM
[11 empty] | Commercial | Custom Incentives | PSC to ECM Evaporator Fan Motor (Walk-In, Refrigerator) | Warehouse | New | 1.4234 | 0.68739 | 2.0708 | 0 | 0 | 0 | Fail RIM
[11 empty] | Commercial | Custom Incentives | Strip Curtains for Walk-ins | Assembly | Existing | 0.43196 | 0.57242 | 0.75463 | 0 | 0 | 0 | Fail RIM
[11 empty] | Commercial | Custom Incentives | Strip Curtains for Walk-ins | College and University | Existing | 0.42929 | 0.56933 | 0.75402 | 0 | 0 | 0 | Fail RIM
[11 empty] | Commercial | Custom Incentives | Strip Curtains for Walk-ins | Grocery | Existing | 0.43196 | 0.57242 | 0.75463 | 0 | 0 | 0 | Fail RIM
[11 empty] | Commercial | Custom Incentives | Strip Curtains for Walk-ins | Healthcare | Existing | 0.42929 | 0.56933 | 0.75402 | 0 | 0 | 0 | Fail RIM
[11 empty] | Commercial | Custom Incentives | Strip Curtains for Walk-ins | Hospitals | Existing | 0.42929 | 0.56933 | 0.75402 | 0 | 0 | 0 | Fail RIM
[11 empty] | Commercial | Custom Incentives | Strip Curtains for Walk-ins | Institutional | Existing | 0.43196 | 0.57242 | 0.75463 | 0 | 0 | 0 | Fail RIM
[11 empty] | Commercial | Custom Incentives | Strip Curtains for Walk-ins | Lodging/Hospitality | Existing | 0.42929 | 0.56933 | 0.75402 | 0 | 0 | 0 | Fail RIM
[11 empty] | Commercial | Custom Incentives | Strip Curtains for Walk-ins | Miscellaneous | Existing | 0.43196 | 0.57242 | 0.75463 | 0 | 0 | 0 | Fail RIM
[11 empty] | Commercial | Custom Incentives | Strip Curtains for Walk-ins | Offices | Existing | 0.43196 | 0.57242 | 0.75463 | 0 | 0 | 0 | Fail RIM
[11 empty] | Commercial | Custom Incentives | Strip Curtains for Walk-ins | Restaurants | Existing | 0.42929 | 0.56933 | 0.75402 | 0 | 0 | 0 | Fail RIM
[11 empty] | Commercial | Custom Incentives | Strip Curtains for Walk-ins | Retail | Existing | 0.43196 | 0.57242 | 0.75463 | 0 | 0 | 0 | Fail RIM
[11 empty] | Commercial | Custom Incentives | Strip Curtains for Walk-ins | Schools K-12 | Existing | 0.42929 | 0.56933 | 0.75402 | 0 | 0 | 0 | Fail RIM
[11 empty] | Commercial | Custom Incentives | Strip Curtains for Walk-ins | Warehouse | Existing | 0.43196 | 0.57242 | 0.75463 | 0 | 0 | 0 | Fail RIM
[11 empty] | Commercial | Custom Incentives | Strip Curtains for Walk-ins | Assembly | New | 0.43196 | 0.57242 | 0.75463 | 0 | 0 | 0 | Fail RIM
[11 empty] | Commercial | Custom Incentives | Strip Curtains for Walk-ins | College and University | New | 0.42929 | 0.56933 | 0.75402 | 0 | 0 | 0 | Fail RIM
[11 empty] | Commercial | Custom Incentives | Strip Curtains for Walk-ins | Grocery | New | 0.43196 | 0.57242 | 0.75463 | 0 | 0 | 0 | Fail RIM
[11 empty] | Commercial | Custom Incentives | Strip Curtains for Walk-ins | Healthcare | New | 0.42929 | 0.56933 | 0.75402 | 0 | 0 | 0 | Fail RIM
[11 empty] | Commercial | Custom Incentives | Strip Curtains for Walk-ins | Hospitals | New | 0.42929 | 0.56933 | 0.75402 | 0 | 0 | 0 | Fail RIM
[11 empty] | Commercial | Custom Incentives | Strip Curtains for Walk-ins | Institutional | New | 0.43196 | 0.57242 | 0.75463 | 0 | 0 | 0 | Fail RIM
[11 empty] | Commercial | Custom Incentives | Strip Curtains for Walk-ins | Lodging/Hospitality | New | 0.42929 | 0.56933 | 0.75402 | 0 | 0 | 0 | Fail RIM
[11 empty] | Commercial | Custom Incentives | Strip Curtains for Walk-ins | Miscellaneous | New | 0.43196 | 0.57242 | 0.75463 | 0 | 0 | 0 | Fail RIM
[11 empty] | Commercial | Custom Incentives | Strip Curtains for Walk-ins | Offices | New | 0.43196 | 0.57242 | 0.75463 | 0 | 0 | 0 | Fail RIM
[11 empty] | Commercial | Custom Incentives | Strip Curtains for Walk-ins | Restaurants | New | 0.42929 | 0.56933 | 0.75402 | 0 | 0 | 0 | Fail RIM
[11 empty] | Commercial | Custom Incentives | Strip Curtains for Walk-ins | Retail | New | 0.43196 | 0.57242 | 0.75463 | 0 | 0 | 0 | Fail RIM
[11 empty] | Commercial | Custom Incentives | Strip Curtains for Walk-ins | Schools K-12 | New | 0.42929 | 0.56933 | 0.75402 | 0 | 0 | 0 | Fail RIM
[11 empty] | Commercial | Custom Incentives | Strip Curtains for Walk-ins | Warehouse | New | 0.43196 | 0.57242 | 0.75463 | 0 | 0 | 0 | Fail RIM
[11 empty] | Commercial | Custom Incentives | Demand Controlled Ventilation | Assembly | Existing | 1.355 | 0.52052 | 2.6031 | 0 | 0 | 0 | Fail RIM
[11 empty] | Commercial | Custom Incentives | Demand Controlled Ventilation | College and University | Existing | 2.6976 | 0.52052 | 5.1825 | 0 | 0 | 0 | Fail RIM
[11 empty] | Commercial | Custom Incentives | Demand Controlled Ventilation | Grocery | Existing | 0.61551 | 0.52052 | 1.1825 | 0 | 0 | 0 | Fail RIM
[11 empty] | Commercial | Custom Incentives | Demand Controlled Ventilation | Healthcare | Existing | 2.6285 | 0.52052 | 5.0497 | 0 | 0 | 0 | Fail RIM
[11 empty] | Commercial | Custom Incentives | Demand Controlled Ventilation | Hospitals | Existing | 3.9126 | 0.52052 | 7.5167 | 0 | 0 | 0 | Fail RIM
[11 empty] | Commercial | Custom Incentives | Demand Controlled Ventilation | Institutional | Existing | 2.695 | 0.52052 | 5.1776 | 0 | 0 | 0 | Fail RIM
[11 empty] | Commercial | Custom Incentives | Demand Controlled Ventilation | Lodging/Hospitality | Existing | 2.2081 | 0.52052 | 4.2421 | 0 | 0 | 0 | Fail RIM
[11 empty] | Commercial | Custom Incentives | Demand Controlled Ventilation | Miscellaneous | Existing | 2.0031 | 0.52052 | 3.8482 | 0 | 0 | 0 | Fail RIM
[11 empty] | Commercial | Custom Incentives | Demand Controlled Ventilation | Offices | Existing | 2.0986 | 0.52052 | 4.0318 | 0 | 0 | 0 | Fail RIM
[11 empty] | Commercial | Custom Incentives | Demand Controlled Ventilation | Restaurants | Existing | 0.6636 | 0.52052 | 1.2749 | 0 | 0 | 0 | Fail RIM
[11 empty] | Commercial | Custom Incentives | Demand Controlled Ventilation | Retail | Existing | 1.4847 | 0.52052 | 2.8524 | 0 | 0 | 0 | Fail RIM
[11 empty] | Commercial | Custom Incentives | Demand Controlled Ventilation | Schools K-12 | Existing | 2.7743 | 0.52052 | 5.3298 | 0 | 0 | 0 | Fail RIM
[11 empty] | Commercial | Custom Incentives | Demand Controlled Ventilation | Warehouse | Existing | 0.55119 | 0.52052 | 1.0589 | 0 | 0 | 0 | Fail RIM
[11 empty] | Commercial | Custom Incentives | Demand Controlled Ventilation | Assembly | New | 1.355 | 0.52052 | 2.6031 | 0 | 0 | 0 | Fail RIM
[11 empty] | Commercial | Custom Incentives | Demand Controlled Ventilation | College and University | New | 2.6976 | 0.52052 | 5.1825 | 0 | 0 | 0 | Fail RIM
[11 empty] | Commercial | Custom Incentives | Demand Controlled Ventilation | Grocery | New | 0.61551 | 0.52052 | 1.1825 | 0 | 0 | 0 | Fail RIM
[11 empty] | Commercial | Custom Incentives | Demand Controlled Ventilation | Healthcare | New | 2.6285 | 0.52052 | 5.0497 | 0 | 0 | 0 | Fail RIM
[11 empty] | Commercial | Custom Incentives | Demand Controlled Ventilation | Hospitals | New | 3.9126 | 0.52052 | 7.5167 | 0 | 0 | 0 | Fail RIM
[11 empty] | Commercial | Custom Incentives | Demand Controlled Ventilation | Institutional | New | 2.695 | 0.52052 | 5.1776 | 0 | 0 | 0 | Fail RIM
[11 empty] | Commercial | Custom Incentives | Demand Controlled Ventilation | Lodging/Hospitality | New | 2.2081 | 0.52052 | 4.2421 | 0 | 0 | 0 | Fail RIM
[11 empty] | Commercial | Custom Incentives | Demand Controlled Ventilation | Miscellaneous | New | 2.0031 | 0.52052 | 3.8482 | 0 | 0 | 0 | Fail RIM
[11 empty] | Commercial | Custom Incentives | Demand Controlled Ventilation | Offices | New | 2.0986 | 0.52052 | 4.0318 | 0 | 0 | 0 | Fail RIM
[11 empty] | Commercial | Custom Incentives | Demand Controlled Ventilation | Restaurants | New | 0.6636 | 0.52052 | 1.2749 | 0 | 0 | 0 | Fail RIM
[11 empty] | Commercial | Custom Incentives | Demand Controlled Ventilation | Retail | New | 1.4847 | 0.52052 | 2.8524 | 0 | 0 | 0 | Fail RIM
[11 empty] | Commercial | Custom Incentives | Demand Controlled Ventilation | Schools K-12 | New | 2.7743 | 0.52052 | 5.3298 | 0 | 0 | 0 | Fail RIM
[11 empty] | Commercial | Custom Incentives | Demand Controlled Ventilation | Warehouse | New | 0.55119 | 0.52052 | 1.0589 | 0 | 0 | 0 | Fail RIM
[11 empty] | Industrial | Custom Incentives | Compressed Air Controls | Agriculture and Assembly | Existing | 2.6048 | 0.86174 | 3.0228 | 0 | 0 | 0 | Fail RIM
[11 empty] | Industrial | Custom Incentives | Compressed Air Controls | Agriculture and Assembly | New | 2.6048 | 0.86174 | 3.0228 | 0 | 0 | 0 | Fail RIM
[11 empty] | Industrial | Custom Incentives | Compressed Air Equipment | Agriculture and Assembly | New | 3.1755 | 0.86934 | 3.6527 | 0 | 0 | 0 | Fail RIM
[11 empty] | Industrial | Custom Incentives | Compressed Air Equipment | Agriculture and Assembly | Turnover | 3.1755 | 0.86934 | 3.6527 | 0 | 0 | 0 | Fail RIM
[11 empty] | Industrial | Custom Incentives | Compressed Air System Optimization | Agriculture and Assembly | Existing | 10.9915 | 0.86794 | 12.6639 | 0 | 0 | 0 | Fail RIM
[11 empty] | Industrial | Custom Incentives | Compressed Air System Optimization | Agriculture and Assembly | New | 10.9915 | 0.86794 | 12.6639 | 0 | 0 | 0 | Fail RIM
[11 empty] | Industrial | Custom Incentives | Plant Energy Management | Agriculture and Assembly | Existing | 4.6742 | 0.86242 | 5.4198 | 0 | 0 | 0 | Fail RIM
[11 empty] | Industrial | Custom Incentives | Plant Energy Management | Agriculture and Assembly | New | 4.6742 | 0.86242 | 5.4198 | 0 | 0 | 0 | Fail RIM
[11 empty] | Industrial | Custom Incentives | Building Envelope Improvements | Agriculture and Assembly | Existing | 4.5503 | 0.86249 | 5.2758 | 0 | 0 | 0 | Fail RIM
[11 empty] | Industrial | Custom Incentives | Building Envelope Improvements | Agriculture and Assembly | New | 4.5503 | 0.86249 | 5.2758 | 0 | 0 | 0 | Fail RIM
[11 empty] | Industrial | Custom Incentives | HVAC Equipment Upgrades | Agriculture and Assembly | New | 6.658 | 0.8666 | 7.6829 | 0 | 0 | 0 | Fail RIM
[11 empty] | Industrial | Custom Incentives | HVAC Equipment Upgrades | Agriculture and Assembly | Turnover | 6.658 | 0.8666 | 7.6829 | 0 | 0 | 0 | Fail RIM
[11 empty] | Industrial | Custom Incentives | HVAC Improved Controls | Agriculture and Assembly | Existing | 83.0605 | 0.86249 | 96.303 | 0 | 0 | 0 | Fail RIM
[11 empty] | Industrial | Custom Incentives | HVAC Improved Controls | Agriculture and Assembly | New | 83.0605 | 0.86249 | 96.303 | 0 | 0 | 0 | Fail RIM
[11 empty] | Industrial | Custom Incentives | HVAC Recommissioning | Agriculture and Assembly | Existing | 6.768 | 0.85949 | 7.8744 | 0 | 0 | 0 | Fail RIM
[11 empty] | Industrial | Custom Incentives | HVAC Recommissioning | Agriculture and Assembly | New | 6.768 | 0.85949 | 7.8744 | 0 | 0 | 0 | Fail RIM
[11 empty] | Industrial | Indoor Lighting Billed Solution or Indoor Lighting Rebates | Efficient Lighting - High Bay | Agriculture and Assembly | New | 3.1763 | 0.8587 | 3.6989 | 0 | 0 | 0 | Fail RIM
[11 empty] | Industrial | Indoor Lighting Billed Solution or Indoor Lighting Rebates | Efficient Lighting - High Bay | Agriculture and Assembly | Turnover | 3.1763 | 0.8587 | 3.6989 | 0 | 0 | 0 | Fail RIM
[11 empty] | Industrial | Indoor Lighting Billed Solution or Indoor Lighting Rebates | Efficient Lighting - Other Interior Lighting | Agriculture and Assembly | New | 1.795 | 0.86117 | 2.0844 | 0 | 0 | 0 | Fail RIM
[11 empty] | Industrial | Indoor Lighting Billed Solution or Indoor Lighting Rebates | Efficient Lighting - Other Interior Lighting | Agriculture and Assembly | Turnover | 1.795 | 0.86117 | 2.0844 | 0 | 0 | 0 | Fail RIM
[11 empty] | Industrial | Custom Incentives | Fan Equipment Upgrades | Agriculture and Assembly | New | 3.3854 | 0.86934 | 3.8942 | 0 | 0 | 0 | Fail RIM
[11 empty] | Industrial | Custom Incentives | Fan Equipment Upgrades | Agriculture and Assembly | Turnover | 3.3854 | 0.86934 | 3.8942 | 0 | 0 | 0 | Fail RIM
[11 empty] | Industrial | Custom Incentives | Fan Improved Controls | Agriculture and Assembly | Existing | 29.7427 | 0.86934 | 34.213 | 0 | 0 | 0 | Fail RIM
[11 empty] | Industrial | Custom Incentives | Fan Improved Controls | Agriculture and Assembly | New | 29.7427 | 0.86934 | 34.213 | 0 | 0 | 0 | Fail RIM
[11 empty] | Industrial | Custom Incentives | Motor Equipment Upgrades | Agriculture and Assembly | New | 3.4443 | 0.86794 | 3.9684 | 0 | 0 | 0 | Fail RIM
[11 empty] | Industrial | Custom Incentives | Motor Equipment Upgrades | Agriculture and Assembly | Turnover | 3.4443 | 0.86794 | 3.9684 | 0 | 0 | 0 | Fail RIM
[11 empty] | Industrial | Custom Incentives | Motor Improved Controls | Agriculture and Assembly | Existing | 11.4686 | 0.86934 | 13.1923 | 0 | 0 | 0 | Fail RIM
[11 empty] | Industrial | Custom Incentives | Motor Improved Controls | Agriculture and Assembly | New | 11.4686 | 0.86934 | 13.1923 | 0 | 0 | 0 | Fail RIM
[11 empty] | Industrial | Custom Incentives | Motor Optimization | Agriculture and Assembly | Existing | 4.2436 | 0.86794 | 4.8893 | 0 | 0 | 0 | Fail RIM
[11 empty] | Industrial | Custom Incentives | Motor Optimization | Agriculture and Assembly | New | 4.2436 | 0.86794 | 4.8893 | 0 | 0 | 0 | Fail RIM
[11 empty] | Industrial | Custom Incentives | Pump Equipment Upgrade | Agriculture and Assembly | New | 2.4636 | 0.86934 | 2.8338 | 0 | 0 | 0 | Fail RIM
[11 empty] | Industrial | Custom Incentives | Pump Equipment Upgrade | Agriculture and Assembly | Turnover | 2.4636 | 0.86934 | 2.8338 | 0 | 0 | 0 | Fail RIM
[11 empty] | Industrial | Custom Incentives | Pump Improved Controls | Agriculture and Assembly | Existing | 11.4686 | 0.86934 | 13.1923 | 0 | 0 | 0 | Fail RIM
[11 empty] | Industrial | Custom Incentives | Pump Improved Controls | Agriculture and Assembly | New | 11.4686 | 0.86934 | 13.1923 | 0 | 0 | 0 | Fail RIM
[11 empty] | Industrial | Custom Incentives | Pump System Optimization | Agriculture and Assembly | Existing | 9.8425 | 0.86794 | 11.3401 | 0 | 0 | 0 | Fail RIM
[11 empty] | Industrial | Custom Incentives | Pump System Optimization | Agriculture and Assembly | New | 9.8425 | 0.86794 | 11.3401 | 0 | 0 | 0 | Fail RIM
[11 empty] | Industrial | Custom Incentives | Process Refrig System Optimization | Agriculture and Assembly | Existing | 1.1989 | 0.75423 | 1.5896 | 0 | 0 | 0 | Fail RIM
[11 empty] | Industrial | Custom Incentives | Process Refrig System Optimization | Agriculture and Assembly | New | 1.1989 | 0.75423 | 1.5896 | 0 | 0 | 0 | Fail RIM
[11 empty] | Industrial | Custom Incentives | Process Heat Improved Controls | Agriculture and Assembly | Existing | 0.81598 | 0.8663 | 0.94192 | 0 | 0 | 0 | Fail RIM
[11 empty] | Industrial | Custom Incentives | Process Heat Improved Controls | Agriculture and Assembly | New | 0.81598 | 0.8663 | 0.94192 | 0 | 0 | 0 | Fail RIM
[11 empty] | Industrial | Custom Incentives | Process Heat System Optimization | Agriculture and Assembly | Existing | 0.063939 | 0.72358 | 0.088365 | 0 | 0 | 0 | Fail RIM
[11 empty] | Industrial | Custom Incentives | Process Heat System Optimization | Agriculture and Assembly | New | 0.063939 | 0.72358 | 0.088365 | 0 | 0 | 0 | Fail RIM
[11 empty] | Industrial | Custom Incentives | Process Other Systems Optimization | Agriculture and Assembly | Existing | 12.2552 | 0.757 | 16.1892 | 0 | 0 | 0 | Fail RIM
[11 empty] | Industrial | Custom Incentives | Process Other Systems Optimization | Agriculture and Assembly | New | 12.2552 | 0.757 | 16.1892 | 0 | 0 | 0 | Fail RIM
[11 empty] | Industrial | Custom Incentives | Compressed Air Controls | Chemicals and Plastics | Existing | 3.5081 | 0.86174 | 4.071 | 0 | 0 | 0 | Fail RIM
[11 empty] | Industrial | Custom Incentives | Compressed Air Controls | Chemicals and Plastics | New | 3.5081 | 0.86174 | 4.071 | 0 | 0 | 0 | Fail RIM
[11 empty] | Industrial | Custom Incentives | Compressed Air Equipment | Chemicals and Plastics | New | 5.4229 | 0.86934 | 6.238 | 0 | 0 | 0 | Fail RIM
[11 empty] | Industrial | Custom Incentives | Compressed Air Equipment | Chemicals and Plastics | Turnover | 5.4229 | 0.86934 | 6.238 | 0 | 0 | 0 | Fail RIM
[11 empty] | Industrial | Custom Incentives | Compressed Air System Optimization | Chemicals and Plastics | Existing | 10.2881 | 0.86794 | 11.8535 | 0 | 0 | 0 | Fail RIM
[11 empty] | Industrial | Custom Incentives | Compressed Air System Optimization | Chemicals and Plastics | New | 10.2881 | 0.86794 | 11.8535 | 0 | 0 | 0 | Fail RIM
[11 empty] | Industrial | Custom Incentives | Plant Energy Management | Chemicals and Plastics | Existing | 24.3492 | 0.86242 | 28.2337 | 0 | 0 | 0 | Fail RIM
[11 empty] | Industrial | Custom Incentives | Plant Energy Management | Chemicals and Plastics | New | 24.3492 | 0.86242 | 28.2337 | 0 | 0 | 0 | Fail RIM
[11 empty] | Industrial | Custom Incentives | Building Envelope Improvements | Chemicals and Plastics | Existing | 6.5661 | 0.86249 | 7.613 | 0 | 0 | 0 | Fail RIM
[11 empty] | Industrial | Custom Incentives | Building Envelope Improvements | Chemicals and Plastics | New | 6.5661 | 0.86249 | 7.613 | 0 | 0 | 0 | Fail RIM
[11 empty] | Industrial | Custom Incentives | HVAC Equipment Upgrades | Chemicals and Plastics | New | 8.7127 | 0.8666 | 10.0539 | 0 | 0 | 0 | Fail RIM
[11 empty] | Industrial | Custom Incentives | HVAC Equipment Upgrades | Chemicals and Plastics | Turnover | 8.7127 | 0.8666 | 10.0539 | 0 | 0 | 0 | Fail RIM
[11 empty] | Industrial | Custom Incentives | HVAC Improved Controls | Chemicals and Plastics | Existing | 42.3939 | 0.86249 | 49.1528 | 0 | 0 | 0 | Fail RIM
[11 empty] | Industrial | Custom Incentives | HVAC Improved Controls | Chemicals and Plastics | New | 42.3939 | 0.86249 | 49.1528 | 0 | 0 | 0 | Fail RIM
[11 empty] | Industrial | Indoor Lighting Billed Solution or Indoor Lighting Rebates | Efficient Lighting - High Bay | Chemicals and Plastics | New | 3.1763 | 0.8587 | 3.6989 | 0 | 0 | 0 | Fail RIM
[11 empty] | Industrial | Indoor Lighting Billed Solution or Indoor Lighting Rebates | Efficient Lighting - High Bay | Chemicals and Plastics | Turnover | 3.1763 | 0.8587 | 3.6989 | 0 | 0 | 0 | Fail RIM
[11 empty] | Industrial | Indoor Lighting Billed Solution or Indoor Lighting Rebates | Efficient Lighting - Other Interior Lighting | Chemicals and Plastics | New | 1.795 | 0.86117 | 2.0844 | 0 | 0 | 0 | Fail RIM
[11 empty] | Industrial | Indoor Lighting Billed Solution or Indoor Lighting Rebates | Efficient Lighting - Other Interior Lighting | Chemicals and Plastics | Turnover | 1.795 | 0.86117 | 2.0844 | 0 | 0 | 0 | Fail RIM
[11 empty] | Industrial | Custom Incentives | Fan Equipment Upgrades | Chemicals and Plastics | New | 3.2222 | 0.86934 | 3.7065 | 0 | 0 | 0 | Fail RIM
[11 empty] | Industrial | Custom Incentives | Fan Equipment Upgrades | Chemicals and Plastics | Turnover | 3.2222 | 0.86934 | 3.7065 | 0 | 0 | 0 | Fail RIM
[11 empty] | Industrial | Custom Incentives | Fan Improved Controls | Chemicals and Plastics | Existing | 29.7427 | 0.86934 | 34.213 | 0 | 0 | 0 | Fail RIM
[11 empty] | Industrial | Custom Incentives | Fan Improved Controls | Chemicals and Plastics | New | 29.7427 | 0.86934 | 34.213 | 0 | 0 | 0 | Fail RIM
[11 empty] | Industrial | Custom Incentives | Fan System Optimization | Chemicals and Plastics | Existing | 6.6475 | 0.86794 | 7.6589 | 0 | 0 | 0 | Fail RIM
[11 empty] | Industrial | Custom Incentives | Fan System Optimization | Chemicals and Plastics | New | 6.6475 | 0.86794 | 7.6589 | 0 | 0 | 0 | Fail RIM
[11 empty] | Industrial | Custom Incentives | Motor Equipment Upgrades | Chemicals and Plastics | New | 2.5434 | 0.86794 | 2.9304 | 0 | 0 | 0 | Fail RIM
[11 empty] | Industrial | Custom Incentives | Motor Equipment Upgrades | Chemicals and Plastics | Turnover | 2.5434 | 0.86794 | 2.9304 | 0 | 0 | 0 | Fail RIM
[11 empty] | Industrial | Custom Incentives | Motor Improved Controls | Chemicals and Plastics | Existing | 6.9043 | 0.86934 | 7.942 | 0 | 0 | 0 | Fail RIM
[11 empty] | Industrial | Custom Incentives | Motor Improved Controls | Chemicals and Plastics | New | 6.9043 | 0.86934 | 7.942 | 0 | 0 | 0 | Fail RIM
[11 empty] | Industrial | Custom Incentives | Motor Optimization | Chemicals and Plastics | Existing | 5.8462 | 0.86794 | 6.7358 | 0 | 0 | 0 | Fail RIM
[11 empty] | Industrial | Custom Incentives | Motor Optimization | Chemicals and Plastics | New | 5.8462 | 0.86794 | 6.7358 | 0 | 0 | 0 | Fail RIM
[11 empty] | Industrial | Custom Incentives | Pump Equipment Upgrade | Chemicals and Plastics | New | 3.2266 | 0.86934 | 3.7116 | 0 | 0 | 0 | Fail RIM
[11 empty] | Industrial | Custom Incentives | Pump Equipment Upgrade | Chemicals and Plastics | Turnover | 3.2266 | 0.86934 | 3.7116 | 0 | 0 | 0 | Fail RIM
[11 empty] | Industrial | Custom Incentives | Pump Improved Controls | Chemicals and Plastics | Existing | 11.4686 | 0.86934 | 13.1923 | 0 | 0 | 0 | Fail RIM
[11 empty] | Industrial | Custom Incentives | Pump Improved Controls | Chemicals and Plastics | New | 11.4686 | 0.86934 | 13.1923 | 0 | 0 | 0 | Fail RIM
[11 empty] | Industrial | Custom Incentives | Pump System Optimization | Chemicals and Plastics | Existing | 5.6417 | 0.86794 | 6.5001 | 0 | 0 | 0 | Fail RIM
[11 empty] | Industrial | Custom Incentives | Pump System Optimization | Chemicals and Plastics | New | 5.6417 | 0.86794 | 6.5001 | 0 | 0 | 0 | Fail RIM
[11 empty] | Industrial | Custom Incentives | Process Refrig System Optimization | Chemicals and Plastics | Existing | 12.0399 | 0.75423 | 15.9631 | 0 | 0 | 0 | Fail RIM
[11 empty] | Industrial | Custom Incentives | Process Refrig System Optimization | Chemicals and Plastics | New | 12.0399 | 0.75423 | 15.9631 | 0 | 0 | 0 | Fail RIM
[11 empty] | Industrial | Custom Incentives | Process Heat Equipment Upgrade | Chemicals and Plastics | New | 2.3508 | 0.86426 | 2.7201 | 0 | 0 | 0 | Fail RIM
[11 empty] | Industrial | Custom Incentives | Process Heat Equipment Upgrade | Chemicals and Plastics | Turnover | 2.3508 | 0.86426 | 2.7201 | 0 | 0 | 0 | Fail RIM
[11 empty] | Industrial | Custom Incentives | Process Heat Improved Controls | Chemicals and Plastics | Existing | 1.1947 | 0.8663 | 1.379 | 0 | 0 | 0 | Fail RIM
[11 empty] | Industrial | Custom Incentives | Process Heat Improved Controls | Chemicals and Plastics | New | 1.1947 | 0.8663 | 1.379 | 0 | 0 | 0 | Fail RIM
[11 empty] | Industrial | Custom Incentives | Process Heat System Optimization | Chemicals and Plastics | Existing | 0.30123 | 0.72358 | 0.41631 | 0 | 0 | 0 | Fail RIM
[11 empty] | Industrial | Custom Incentives | Process Heat System Optimization | Chemicals and Plastics | New | 0.30123 | 0.72358 | 0.41631 | 0 | 0 | 0 | Fail RIM
[11 empty] | Industrial | Custom Incentives | Process Other Systems Optimization | Chemicals and Plastics | Existing | 12.2552 | 0.757 | 16.1892 | 0 | 0 | 0 | Fail RIM
[11 empty] | Industrial | Custom Incentives | Process Other Systems Optimization | Chemicals and Plastics | New | 12.2552 | 0.757 | 16.1892 | 0 | 0 | 0 | Fail RIM
[11 empty] | Industrial | Custom Incentives | Compressed Air Controls | Construction | Existing | 11.5498 | 0.86174 | 13.4029 | 0 | 0 | 0 | Fail RIM
[11 empty] | Industrial | Custom Incentives | Compressed Air Controls | Construction | New | 11.5498 | 0.86174 | 13.4029 | 0 | 0 | 0 | Fail RIM
[11 empty] | Industrial | Custom Incentives | Compressed Air Equipment | Construction | New | 7.067 | 0.86934 | 8.1292 | 0 | 0 | 0 | Fail RIM
[11 empty] | Industrial | Custom Incentives | Compressed Air Equipment | Construction | Turnover | 7.067 | 0.86934 | 8.1292 | 0 | 0 | 0 | Fail RIM
[11 empty] | Industrial | Custom Incentives | Compressed Air System Optimization | Construction | Existing | 10.1056 | 0.86794 | 11.6432 | 0 | 0 | 0 | Fail RIM
[11 empty] | Industrial | Custom Incentives | Compressed Air System Optimization | Construction | New | 10.1056 | 0.86794 | 11.6432 | 0 | 0 | 0 | Fail RIM
[11 empty] | Industrial | Custom Incentives | Plant Energy Management | Construction | Existing | 24.3492 | 0.86242 | 28.2337 | 0 | 0 | 0 | Fail RIM
[11 empty] | Industrial | Custom Incentives | Plant Energy Management | Construction | New | 24.3492 | 0.86242 | 28.2337 | 0 | 0 | 0 | Fail RIM
[11 empty] | Industrial | Custom Incentives | Building Envelope Improvements | Construction | Existing | 5.083 | 0.86249 | 5.8934 | 0 | 0 | 0 | Fail RIM
[11 empty] | Industrial | Custom Incentives | Building Envelope Improvements | Construction | New | 5.083 | 0.86249 | 5.8934 | 0 | 0 | 0 | Fail RIM
[11 empty] | Industrial | Custom Incentives | HVAC Equipment Upgrades | Construction | New | 6.0369 | 0.8666 | 6.9662 | 0 | 0 | 0 | Fail RIM
[11 empty] | Industrial | Custom Incentives | HVAC Equipment Upgrades | Construction | Turnover | 6.0369 | 0.8666 | 6.9662 | 0 | 0 | 0 | Fail RIM
[11 empty] | Industrial | Custom Incentives | HVAC Improved Controls | Construction | Existing | 14.5374 | 0.86249 | 16.8551 | 0 | 0 | 0 | Fail RIM
[11 empty] | Industrial | Custom Incentives | HVAC Improved Controls | Construction | New | 14.5374 | 0.86249 | 16.8551 | 0 | 0 | 0 | Fail RIM
[11 empty] | Industrial | Custom Incentives | HVAC Recommissioning | Construction | Existing | 2.3635 | 0.85949 | 2.7499 | 0 | 0 | 0 | Fail RIM
[11 empty] | Industrial | Custom Incentives | HVAC Recommissioning | Construction | New | 2.3635 | 0.85949 | 2.7499 | 0 | 0 | 0 | Fail RIM
[11 empty] | Industrial | Indoor Lighting Billed Solution or Indoor Lighting Rebates | Efficient Lighting - High Bay | Construction | New | 3.1763 | 0.8587 | 3.6989 | 0 | 0 | 0 | Fail RIM
[11 empty] | Industrial | Indoor Lighting Billed Solution or Indoor Lighting Rebates | Efficient Lighting - High Bay | Construction | Turnover | 3.1763 | 0.8587 | 3.6989 | 0 | 0 | 0 | Fail RIM
[11 empty] | Industrial | Indoor Lighting Billed Solution or Indoor Lighting Rebates | Efficient Lighting - Other Interior Lighting | Construction | New | 1.795 | 0.86117 | 2.0844 | 0 | 0 | 0 | Fail RIM
[11 empty] | Industrial | Indoor Lighting Billed Solution or Indoor Lighting Rebates | Efficient Lighting - Other Interior Lighting | Construction | Turnover | 1.795 | 0.86117 | 2.0844 | 0 | 0 | 0 | Fail RIM
[11 empty] | Industrial | Custom Incentives | Fan Equipment Upgrades | Construction | New | 4.0118 | 0.86934 | 4.6148 | 0 | 0 | 0 | Fail RIM
[11 empty] | Industrial | Custom Incentives | Fan Equipment Upgrades | Construction | Turnover | 4.0118 | 0.86934 | 4.6148 | 0 | 0 | 0 | Fail RIM
[11 empty] | Industrial | Custom Incentives | Fan Improved Controls | Construction | Existing | 21.9549 | 0.86934 | 25.2547 | 0 | 0 | 0 | Fail RIM
[11 empty] | Industrial | Custom Incentives | Fan Improved Controls | Construction | New | 21.9549 | 0.86934 | 25.2547 | 0 | 0 | 0 | Fail RIM
[11 empty] | Industrial | Custom Incentives | Fan System Optimization | Construction | Existing | 15.443 | 0.86794 | 17.7928 | 0 | 0 | 0 | Fail RIM
[11 empty] | Industrial | Custom Incentives | Fan System Optimization | Construction | New | 15.443 | 0.86794 | 17.7928 | 0 | 0 | 0 | Fail RIM
[11 empty] | Industrial | Custom Incentives | Motor Equipment Upgrades | Construction | New | 3.2717 | 0.86794 | 3.7695 | 0 | 0 | 0 | Fail RIM
[11 empty] | Industrial | Custom Incentives | Motor Equipment Upgrades | Construction | Turnover | 3.2717 | 0.86794 | 3.7695 | 0 | 0 | 0 | Fail RIM
[11 empty] | Industrial | Custom Incentives | Motor Improved Controls | Construction | Existing | 7.0559 | 0.86934 | 8.1164 | 0 | 0 | 0 | Fail RIM
[11 empty] | Industrial | Custom Incentives | Motor Improved Controls | Construction | New | 7.0559 | 0.86934 | 8.1164 | 0 | 0 | 0 | Fail RIM
[11 empty] | Industrial | Custom Incentives | Motor Optimization | Construction | Existing | 1.1959 | 0.86794 | 1.3778 | 0 | 0 | 0 | Fail RIM
[11 empty] | Industrial | Custom Incentives | Motor Optimization | Construction | New | 1.1959 | 0.86794 | 1.3778 | 0 | 0 | 0 | Fail RIM
[11 empty] | Industrial | Custom Incentives | Pump Equipment Upgrade | Construction | New | 5.4954 | 0.86934 | 6.3214 | 0 | 0 | 0 | Fail RIM
[11 empty] | Industrial | Custom Incentives | Pump Equipment Upgrade | Construction | Turnover | 5.4954 | 0.86934 | 6.3214 | 0 | 0 | 0 | Fail RIM
[11 empty] | Industrial | Custom Incentives | Pump Improved Controls | Construction | Existing | 11.4686 | 0.86934 | 13.1923 | 0 | 0 | 0 | Fail RIM
[11 empty] | Industrial | Custom Incentives | Pump Improved Controls | Construction | New | 11.4686 | 0.86934 | 13.1923 | 0 | 0 | 0 | Fail RIM
[11 empty] | Industrial | Custom Incentives | Pump System Optimization | Construction | Existing | 8.2189 | 0.86794 | 9.4695 | 0 | 0 | 0 | Fail RIM
[11 empty] | Industrial | Custom Incentives | Pump System Optimization | Construction | New | 8.2189 | 0.86794 | 9.4695 | 0 | 0 | 0 | Fail RIM
[11 empty] | Industrial | Custom Incentives | Process Refrig System Optimization | Construction | Existing | 2.225 | 0.75423 | 2.95 | 0 | 0 | 0 | Fail RIM
[11 empty] | Industrial | Custom Incentives | Process Refrig System Optimization | Construction | New | 2.225 | 0.75423 | 2.95 | 0 | 0 | 0 | Fail RIM
[11 empty] | Industrial | Custom Incentives | Process Heat Improved Controls | Construction | Existing | 0.7604 | 0.8663 | 0.87775 | 0 | 0 | 0 | Fail RIM
[11 empty] | Industrial | Custom Incentives | Process Heat Improved Controls | Construction | New | 0.7604 | 0.8663 | 0.87775 | 0 | 0 | 0 | Fail RIM
[11 empty] | Industrial | Custom Incentives | Process Heat System Optimization | Construction | Existing | 0.35724 | 0.72358 | 0.49371 | 0 | 0 | 0 | Fail RIM
[11 empty] | Industrial | Custom Incentives | Process Heat System Optimization | Construction | New | 0.35724 | 0.72358 | 0.49371 | 0 | 0 | 0 | Fail RIM
[11 empty] | Industrial | Custom Incentives | Process Other Systems Optimization | Construction | Existing | 8.6823 | 0.757 | 11.4694 | 0 | 0 | 0 | Fail RIM
[11 empty] | Industrial | Custom Incentives | Process Other Systems Optimization | Construction | New | 8.6823 | 0.757 | 11.4694 | 0 | 0 | 0 | Fail RIM
[11 empty] | Industrial | Custom Incentives | Compressed Air Controls | Electrical and Electronic Equip. | Existing | 20.8243 | 0.86174 | 24.1653 | 0 | 0 | 0 | Fail RIM
[11 empty] | Industrial | Custom Incentives | Compressed Air Controls | Electrical and Electronic Equip. | New | 20.8243 | 0.86174 | 24.1653 | 0 | 0 | 0 | Fail RIM
[11 empty] | Industrial | Custom Incentives | Compressed Air Equipment | Electrical and Electronic Equip. | New | 19.1384 | 0.86934 | 22.0148 | 0 | 0 | 0 | Fail RIM
[11 empty] | Industrial | Custom Incentives | Compressed Air Equipment | Electrical and Electronic Equip. | Turnover | 19.1384 | 0.86934 | 22.0148 | 0 | 0 | 0 | Fail RIM
[11 empty] | Industrial | Custom Incentives | Compressed Air System Optimization | Electrical and Electronic Equip. | Existing | 11.3073 | 0.86794 | 13.0278 | 0 | 0 | 0 | Fail RIM
[11 empty] | Industrial | Custom Incentives | Compressed Air System Optimization | Electrical and Electronic Equip. | New | 11.3073 | 0.86794 | 13.0278 | 0 | 0 | 0 | Fail RIM
[11 empty] | Industrial | Custom Incentives | Plant Energy Management | Electrical and Electronic Equip. | Existing | 24.3492 | 0.86242 | 28.2337 | 0 | 0 | 0 | Fail RIM
[11 empty] | Industrial | Custom Incentives | Plant Energy Management | Electrical and Electronic Equip. | New | 24.3492 | 0.86242 | 28.2337 | 0 | 0 | 0 | Fail RIM
[11 empty] | Industrial | Custom Incentives | Building Envelope Improvements | Electrical and Electronic Equip. | Existing | 4.2203 | 0.86249 | 4.8932 | 0 | 0 | 0 | Fail RIM
[11 empty] | Industrial | Custom Incentives | Building Envelope Improvements | Electrical and Electronic Equip. | New | 4.2203 | 0.86249 | 4.8932 | 0 | 0 | 0 | Fail RIM
[11 empty] | Industrial | Custom Incentives | HVAC Equipment Upgrades | Electrical and Electronic Equip. | New | 6.658 | 0.8666 | 7.6829 | 0 | 0 | 0 | Fail RIM
[11 empty] | Industrial | Custom Incentives | HVAC Equipment Upgrades | Electrical and Electronic Equip. | Turnover | 6.658 | 0.8666 | 7.6829 | 0 | 0 | 0 | Fail RIM
[11 empty] | Industrial | Custom Incentives | HVAC Improved Controls | Electrical and Electronic Equip. | Existing | 5.397 | 0.86249 | 6.2575 | 0 | 0 | 0 | Fail RIM
[11 empty] | Industrial | Custom Incentives | HVAC Improved Controls | Electrical and Electronic Equip. | New | 5.397 | 0.86249 | 6.2575 | 0 | 0 | 0 | Fail RIM
[11 empty] | Industrial | Custom Incentives | HVAC Recommissioning | Electrical and Electronic Equip. | Existing | 15.2017 | 0.85949 | 17.6868 | 0 | 0 | 0 | Fail RIM
[11 empty] | Industrial | Custom Incentives | HVAC Recommissioning | Electrical and Electronic Equip. | New | 15.2017 | 0.85949 | 17.6868 | 0 | 0 | 0 | Fail RIM
[11 empty] | Industrial | Indoor Lighting Billed Solution or Indoor Lighting Rebates | Efficient Lighting - High Bay | Electrical and Electronic Equip. | New | 3.1763 | 0.8587 | 3.6989 | 0 | 0 | 0 | Fail RIM
[11 empty] | Industrial | Indoor Lighting Billed Solution or Indoor Lighting Rebates | Efficient Lighting - High Bay | Electrical and Electronic Equip. | Turnover | 3.1763 | 0.8587 | 3.6989 | 0 | 0 | 0 | Fail RIM
[11 empty] | Industrial | Indoor Lighting Billed Solution or Indoor Lighting Rebates | Efficient Lighting - Other Interior Lighting | Electrical and Electronic Equip. | New | 1.795 | 0.86117 | 2.0844 | 0 | 0 | 0 | Fail RIM
[11 empty] | Industrial | Indoor Lighting Billed Solution or Indoor Lighting Rebates | Efficient Lighting - Other Interior Lighting | Electrical and Electronic Equip. | Turnover | 1.795 | 0.86117 | 2.0844 | 0 | 0 | 0 | Fail RIM
[11 empty] | Industrial | Custom Incentives | Fan Improved Controls | Electrical and Electronic Equip. | Existing | 29.7427 | 0.86934 | 34.213 | 0 | 0 | 0 | Fail RIM
[11 empty] | Industrial | Custom Incentives | Fan Improved Controls | Electrical and Electronic Equip. | New | 29.7427 | 0.86934 | 34.213 | 0 | 0 | 0 | Fail RIM
[11 empty] | Industrial | Custom Incentives | Motor Equipment Upgrades | Electrical and Electronic Equip. | New | 3.3174 | 0.86794 | 3.8221 | 0 | 0 | 0 | Fail RIM
[11 empty] | Industrial | Custom Incentives | Motor Equipment Upgrades | Electrical and Electronic Equip. | Turnover | 3.3174 | 0.86794 | 3.8221 | 0 | 0 | 0 | Fail RIM
[11 empty] | Industrial | Custom Incentives | Motor Improved Controls | Electrical and Electronic Equip. | Existing | 11.4686 | 0.86934 | 13.1923 | 0 | 0 | 0 | Fail RIM
[11 empty] | Industrial | Custom Incentives | Motor Improved Controls | Electrical and Electronic Equip. | New | 11.4686 | 0.86934 | 13.1923 | 0 | 0 | 0 | Fail RIM
[11 empty] | Industrial | Custom Incentives | Motor Optimization | Electrical and Electronic Equip. | Existing | 7.6867 | 0.86794 | 8.8563 | 0 | 0 | 0 | Fail RIM
[11 empty] | Industrial | Custom Incentives | Motor Optimization | Electrical and Electronic Equip. | New | 7.6867 | 0.86794 | 8.8563 | 0 | 0 | 0 | Fail RIM
[11 empty] | Industrial | Custom Incentives | Pump Improved Controls | Electrical and Electronic Equip. | Existing | 11.4686 | 0.86934 | 13.1923 | 0 | 0 | 0 | Fail RIM
[11 empty] | Industrial | Custom Incentives | Pump Improved Controls | Electrical and Electronic Equip. | New | 11.4686 | 0.86934 | 13.1923 | 0 | 0 | 0 | Fail RIM
[11 empty] | Industrial | Custom Incentives | Process Refrig System Optimization | Electrical and Electronic Equip. | Existing | 34.9955 | 0.75423 | 46.3988 | 0 | 0 | 0 | Fail RIM
[11 empty] | Industrial | Custom Incentives | Process Refrig System Optimization | Electrical and Electronic Equip. | New | 34.9955 | 0.75423 | 46.3988 | 0 | 0 | 0 | Fail RIM
[11 empty] | Industrial | Custom Incentives | Process Heat Improved Controls | Electrical and Electronic Equip. | Existing | 0.81598 | 0.8663 | 0.94192 | 0 | 0 | 0 | Fail RIM
[11 empty] | Industrial | Custom Incentives | Process Heat Improved Controls | Electrical and Electronic Equip. | New | 0.81598 | 0.8663 | 0.94192 | 0 | 0 | 0 | Fail RIM
[11 empty] | Industrial | Custom Incentives | Process Heat System Optimization | Electrical and Electronic Equip. | Existing | 2.6126 | 0.72358 | 3.6107 | 0 | 0 | 0 | Fail RIM
[11 empty] | Industrial | Custom Incentives | Process Heat System Optimization | Electrical and Electronic Equip. | New | 2.6126 | 0.72358 | 3.6107 | 0 | 0 | 0 | Fail RIM
[11 empty] | Industrial | Custom Incentives | Process Other Systems Optimization | Electrical and Electronic Equip. | Existing | 2.3705 | 0.757 | 3.1314 | 0 | 0 | 0 | Fail RIM
[11 empty] | Industrial | Custom Incentives | Process Other Systems Optimization | Electrical and Electronic Equip. | New | 2.3705 | 0.757 | 3.1314 | 0 | 0 | 0 | Fail RIM
[11 empty] | Industrial | Custom Incentives | Compressed Air Controls | Lumber/Furniture/Pulp/Paper | Existing | 18.7377 | 0.86174 | 21.7439 | 0 | 0 | 0 | Fail RIM
[11 empty] | Industrial | Custom Incentives | Compressed Air Controls | Lumber/Furniture/Pulp/Paper | New | 18.7377 | 0.86174 | 21.7439 | 0 | 0 | 0 | Fail RIM
[11 empty] | Industrial | Custom Incentives | Compressed Air Equipment | Lumber/Furniture/Pulp/Paper | New | 5.0273 | 0.86934 | 5.7829 | 0 | 0 | 0 | Fail RIM
[11 empty] | Industrial | Custom Incentives | Compressed Air Equipment | Lumber/Furniture/Pulp/Paper | Turnover | 5.0273 | 0.86934 | 5.7829 | 0 | 0 | 0 | Fail RIM
[11 empty] | Industrial | Custom Incentives | Compressed Air System Optimization | Lumber/Furniture/Pulp/Paper | Existing | 11.1128 | 0.86794 | 12.8037 | 0 | 0 | 0 | Fail RIM
[11 empty] | Industrial | Custom Incentives | Compressed Air System Optimization | Lumber/Furniture/Pulp/Paper | New | 11.1128 | 0.86794 | 12.8037 | 0 | 0 | 0 | Fail RIM
[11 empty] | Industrial | Custom Incentives | Plant Energy Management | Lumber/Furniture/Pulp/Paper | Existing | 4.6742 | 0.86242 | 5.4198 | 0 | 0 | 0 | Fail RIM
[11 empty] | Industrial | Custom Incentives | Plant Energy Management | Lumber/Furniture/Pulp/Paper | New | 4.6742 | 0.86242 | 5.4198 | 0 | 0 | 0 | Fail RIM
[11 empty] | Industrial | Custom Incentives | HVAC Equipment Upgrades | Lumber/Furniture/Pulp/Paper | New | 6.658 | 0.8666 | 7.6829 | 0 | 0 | 0 | Fail RIM
[11 empty] | Industrial | Custom Incentives | HVAC Equipment Upgrades | Lumber/Furniture/Pulp/Paper | Turnover | 6.658 | 0.8666 | 7.6829 | 0 | 0 | 0 | Fail RIM
[11 empty] | Industrial | Custom Incentives | HVAC Improved Controls | Lumber/Furniture/Pulp/Paper | Existing | 42.7 | 0.86249 | 49.5077 | 0 | 0 | 0 | Fail RIM
[11 empty] | Industrial | Custom Incentives | HVAC Improved Controls | Lumber/Furniture/Pulp/Paper | New | 42.7 | 0.86249 | 49.5077 | 0 | 0 | 0 | Fail RIM
[11 empty] | Industrial | Indoor Lighting Billed Solution or Indoor Lighting Rebates | Efficient Lighting - High Bay | Lumber/Furniture/Pulp/Paper | New | 3.1763 | 0.8587 | 3.6989 | 0 | 0 | 0 | Fail RIM
[11 empty] | Industrial | Indoor Lighting Billed Solution or Indoor Lighting Rebates | Efficient Lighting - High Bay | Lumber/Furniture/Pulp/Paper | Turnover | 3.1763 | 0.8587 | 3.6989 | 0 | 0 | 0 | Fail RIM
[11 empty] | Industrial | Indoor Lighting Billed Solution or Indoor Lighting Rebates | Efficient Lighting - Other Interior Lighting | Lumber/Furniture/Pulp/Paper | New | 1.795 | 0.86117 | 2.0844 | 0 | 0 | 0 | Fail RIM
[11 empty] | Industrial | Indoor Lighting Billed Solution or Indoor Lighting Rebates | Efficient Lighting - Other Interior Lighting | Lumber/Furniture/Pulp/Paper | Turnover | 1.795 | 0.86117 | 2.0844 | 0 | 0 | 0 | Fail RIM
[11 empty] | Industrial | Custom Incentives | Fan Equipment Upgrades | Lumber/Furniture/Pulp/Paper | New | 3.1607 | 0.86934 | 3.6357 | 0 | 0 | 0 | Fail RIM
[11 empty] | Industrial | Custom Incentives | Fan Equipment Upgrades | Lumber/Furniture/Pulp/Paper | Turnover | 3.1607 | 0.86934 | 3.6357 | 0 | 0 | 0 | Fail RIM
[11 empty] | Industrial | Custom Incentives | Fan Improved Controls | Lumber/Furniture/Pulp/Paper | Existing | 29.7427 | 0.86934 | 34.213 | 0 | 0 | 0 | Fail RIM
[11 empty] | Industrial | Custom Incentives | Fan Improved Controls | Lumber/Furniture/Pulp/Paper | New | 29.7427 | 0.86934 | 34.213 | 0 | 0 | 0 | Fail RIM
[11 empty] | Industrial | Custom Incentives | Fan System Optimization | Lumber/Furniture/Pulp/Paper | Existing | 15.5563 | 0.86794 | 17.9233 | 0 | 0 | 0 | Fail RIM
[11 empty] | Industrial | Custom Incentives | Fan System Optimization | Lumber/Furniture/Pulp/Paper | New | 15.5563 | 0.86794 | 17.9233 | 0 | 0 | 0 | Fail RIM
[11 empty] | Industrial | Custom Incentives | Motor Equipment Upgrades | Lumber/Furniture/Pulp/Paper | New | 8.3115 | 0.86794 | 9.5761 | 0 | 0 | 0 | Fail RIM
[11 empty] | Industrial | Custom Incentives | Motor Equipment Upgrades | Lumber/Furniture/Pulp/Paper | Turnover | 8.3115 | 0.86794 | 9.5761 | 0 | 0 | 0 | Fail RIM
[11 empty] | Industrial | Custom Incentives | Motor Improved Controls | Lumber/Furniture/Pulp/Paper | Existing | 14.868 | 0.86934 | 17.1026 | 0 | 0 | 0 | Fail RIM
[11 empty] | Industrial | Custom Incentives | Motor Improved Controls | Lumber/Furniture/Pulp/Paper | New | 14.868 | 0.86934 | 17.1026 | 0 | 0 | 0 | Fail RIM
[11 empty] | Industrial | Custom Incentives | Motor Optimization | Lumber/Furniture/Pulp/Paper | Existing | 6.9263 | 0.86794 | 7.9802 | 0 | 0 | 0 | Fail RIM
[11 empty] | Industrial | Custom Incentives | Motor Optimization | Lumber/Furniture/Pulp/Paper | New | 6.9263 | 0.86794 | 7.9802 | 0 | 0 | 0 | Fail RIM
[11 empty] | Industrial | Custom Incentives | Pump Equipment Upgrade | Lumber/Furniture/Pulp/Paper | New | 2.3151 | 0.86934 | 2.6631 | 0 | 0 | 0 | Fail RIM
[11 empty] | Industrial | Custom Incentives | Pump Equipment Upgrade | Lumber/Furniture/Pulp/Paper | Turnover | 2.3151 | 0.86934 | 2.6631 | 0 | 0 | 0 | Fail RIM
[11 empty] | Industrial | Custom Incentives | Pump Improved Controls | Lumber/Furniture/Pulp/Paper | Existing | 11.4686 | 0.86934 | 13.1923 | 0 | 0 | 0 | Fail RIM
[11 empty] | Industrial | Custom Incentives | Pump Improved Controls | Lumber/Furniture/Pulp/Paper | New | 11.4686 | 0.86934 | 13.1923 | 0 | 0 | 0 | Fail RIM
[11 empty] | Industrial | Custom Incentives | Pump System Optimization | Lumber/Furniture/Pulp/Paper | Existing | 2.1554 | 0.86794 | 2.4833 | 0 | 0 | 0 | Fail RIM
[11 empty] | Industrial | Custom Incentives | Pump System Optimization | Lumber/Furniture/Pulp/Paper | New | 2.1554 | 0.86794 | 2.4833 | 0 | 0 | 0 | Fail RIM
[11 empty] | Industrial | Custom Incentives | Process Heat Improved Controls | Lumber/Furniture/Pulp/Paper | Existing | 0.81598 | 0.8663 | 0.94192 | 0 | 0 | 0 | Fail RIM
[11 empty] | Industrial | Custom Incentives | Process Heat Improved Controls | Lumber/Furniture/Pulp/Paper | New | 0.81598 | 0.8663 | 0.94192 | 0 | 0 | 0 | Fail RIM
[11 empty] | Industrial | Custom Incentives | Process Heat System Optimization | Lumber/Furniture/Pulp/Paper | Existing | 0.38832 | 0.72358 | 0.53667 | 0 | 0 | 0 | Fail RIM
[11 empty] | Industrial | Custom Incentives | Process Heat System Optimization | Lumber/Furniture/Pulp/Paper | New | 0.38832 | 0.72358 | 0.53667 | 0 | 0 | 0 | Fail RIM
[11 empty] | Industrial | Custom Incentives | Process Other Equipment Upgrades | Lumber/Furniture/Pulp/Paper | New | 6.2347 | 0.86426 | 7.2139 | 0 | 0 | 0 | Fail RIM
[11 empty] | Industrial | Custom Incentives | Process Other Equipment Upgrades | Lumber/Furniture/Pulp/Paper | Turnover | 6.2347 | 0.86426 | 7.2139 | 0 | 0 | 0 | Fail RIM
[11 empty] | Industrial | Custom Incentives | Process Other Systems Optimization | Lumber/Furniture/Pulp/Paper | Existing | 2.4094 | 0.757 | 3.1829 | 0 | 0 | 0 | Fail RIM
[11 empty] | Industrial | Custom Incentives | Process Other Systems Optimization | Lumber/Furniture/Pulp/Paper | New | 2.4094 | 0.757 | 3.1829 | 0 | 0 | 0 | Fail RIM
[11 empty] | Industrial | Custom Incentives | Compressed Air Controls | Metal Products and Machinery | Existing | 12.6905 | 0.86174 | 14.7266 | 0 | 0 | 0 | Fail RIM
[11 empty] | Industrial | Custom Incentives | Compressed Air Controls | Metal Products and Machinery | New | 12.6905 | 0.86174 | 14.7266 | 0 | 0 | 0 | Fail RIM
[11 empty] | Industrial | Custom Incentives | Compressed Air Equipment | Metal Products and Machinery | New | 7.4153 | 0.86934 | 8.5298 | 0 | 0 | 0 | Fail RIM
[11 empty] | Industrial | Custom Incentives | Compressed Air Equipment | Metal Products and Machinery | Turnover | 7.4153 | 0.86934 | 8.5298 | 0 | 0 | 0 | Fail RIM
[11 empty] | Industrial | Custom Incentives | Compressed Air System Optimization | Metal Products and Machinery | Existing | 11.4518 | 0.86794 | 13.1943 | 0 | 0 | 0 | Fail RIM
[11 empty] | Industrial | Custom Incentives | Compressed Air System Optimization | Metal Products and Machinery | New | 11.4518 | 0.86794 | 13.1943 | 0 | 0 | 0 | Fail RIM
[11 empty] | Industrial | Custom Incentives | Plant Energy Management | Metal Products and Machinery | Existing | 5.0914 | 0.86242 | 5.9037 | 0 | 0 | 0 | Fail RIM
[11 empty] | Industrial | Custom Incentives | Plant Energy Management | Metal Products and Machinery | New | 5.0914 | 0.86242 | 5.9037 | 0 | 0 | 0 | Fail RIM
[11 empty] | Industrial | Custom Incentives | Building Envelope Improvements | Metal Products and Machinery | Existing | 5.6927 | 0.86249 | 6.6003 | 0 | 0 | 0 | Fail RIM
[11 empty] | Industrial | Custom Incentives | Building Envelope Improvements | Metal Products and Machinery | New | 5.6927 | 0.86249 | 6.6003 | 0 | 0 | 0 | Fail RIM
[11 empty] | Industrial | Custom Incentives | HVAC Equipment Upgrades | Metal Products and Machinery | New | 5.5779 | 0.8666 | 6.4365 | 0 | 0 | 0 | Fail RIM
[11 empty] | Industrial | Custom Incentives | HVAC Equipment Upgrades | Metal Products and Machinery | Turnover | 5.5779 | 0.8666 | 6.4365 | 0 | 0 | 0 | Fail RIM
[11 empty] | Industrial | Custom Incentives | HVAC Improved Controls | Metal Products and Machinery | Existing | 12.5249 | 0.86249 | 14.5218 | 0 | 0 | 0 | Fail RIM
[11 empty] | Industrial | Custom Incentives | HVAC Improved Controls | Metal Products and Machinery | New | 12.5249 | 0.86249 | 14.5218 | 0 | 0 | 0 | Fail RIM
[11 empty] | Industrial | Custom Incentives | HVAC Recommissioning | Metal Products and Machinery | Existing | 0.46884 | 0.85949 | 0.54548 | 0 | 0 | 0 | Fail RIM
[11 empty] | Industrial | Custom Incentives | HVAC Recommissioning | Metal Products and Machinery | New | 0.46884 | 0.85949 | 0.54548 | 0 | 0 | 0 | Fail RIM
[11 empty] | Industrial | Indoor Lighting Billed Solution or Indoor Lighting Rebates | Efficient Lighting - High Bay | Metal Products and Machinery | New | 3.1763 | 0.8587 | 3.6989 | 0 | 0 | 0 | Fail RIM
[11 empty] | Industrial | Indoor Lighting Billed Solution or Indoor Lighting Rebates | Efficient Lighting - High Bay | Metal Products and Machinery | Turnover | 3.1763 | 0.8587 | 3.6989 | 0 | 0 | 0 | Fail RIM
[11 empty] | Industrial | Indoor Lighting Billed Solution or Indoor Lighting Rebates | Efficient Lighting - Other Interior Lighting | Metal Products and Machinery | New | 1.795 | 0.86117 | 2.0844 | 0 | 0 | 0 | Fail RIM
[11 empty] | Industrial | Indoor Lighting Billed Solution or Indoor Lighting Rebates | Efficient Lighting - Other Interior Lighting | Metal Products and Machinery | Turnover | 1.795 | 0.86117 | 2.0844 | 0 | 0 | 0 | Fail RIM
[11 empty] | Industrial | Custom Incentives | Fan Equipment Upgrades | Metal Products and Machinery | New | 4.9807 | 0.86934 | 5.7293 | 0 | 0 | 0 | Fail RIM
[11 empty] | Industrial | Custom Incentives | Fan Equipment Upgrades | Metal Products and Machinery | Turnover | 4.9807 | 0.86934 | 5.7293 | 0 | 0 | 0 | Fail RIM
[11 empty] | Industrial | Custom Incentives | Fan Improved Controls | Metal Products and Machinery | Existing | 29.7427 | 0.86934 | 34.213 | 0 | 0 | 0 | Fail RIM
[11 empty] | Industrial | Custom Incentives | Fan Improved Controls | Metal Products and Machinery | New | 29.7427 | 0.86934 | 34.213 | 0 | 0 | 0 | Fail RIM
[11 empty] | Industrial | Custom Incentives | Fan System Optimization | Metal Products and Machinery | Existing | 26.4593 | 0.86794 | 30.4853 | 0 | 0 | 0 | Fail RIM
[11 empty] | Industrial | Custom Incentives | Fan System Optimization | Metal Products and Machinery | New | 26.4593 | 0.86794 | 30.4853 | 0 | 0 | 0 | Fail RIM
[11 empty] | Industrial | Custom Incentives | Motor Equipment Upgrades | Metal Products and Machinery | New | 2.9777 | 0.86794 | 3.4307 | 0 | 0 | 0 | Fail RIM
[11 empty] | Industrial | Custom Incentives | Motor Equipment Upgrades | Metal Products and Machinery | Turnover | 2.9777 | 0.86794 | 3.4307 | 0 | 0 | 0 | Fail RIM
[11 empty] | Industrial | Custom Incentives | Motor Improved Controls | Metal Products and Machinery | Existing | 16.1402 | 0.86934 | 18.5661 | 0 | 0 | 0 | Fail RIM
[11 empty] | Industrial | Custom Incentives | Motor Improved Controls | Metal Products and Machinery | New | 16.1402 | 0.86934 | 18.5661 | 0 | 0 | 0 | Fail RIM
[11 empty] | Industrial | Custom Incentives | Motor Optimization | Metal Products and Machinery | Existing | 6.7267 | 0.86794 | 7.7502 | 0 | 0 | 0 | Fail RIM
[11 empty] | Industrial | Custom Incentives | Motor Optimization | Metal Products and Machinery | New | 6.7267 | 0.86794 | 7.7502 | 0 | 0 | 0 | Fail RIM
[11 empty] | Industrial | Custom Incentives | Pump Equipment Upgrade | Metal Products and Machinery | New | 4.9807 | 0.86934 | 5.7293 | 0 | 0 | 0 | Fail RIM
[11 empty] | Industrial | Custom Incentives | Pump Equipment Upgrade | Metal Products and Machinery | Turnover | 4.9807 | 0.86934 | 5.7293 | 0 | 0 | 0 | Fail RIM
[11 empty] | Industrial | Custom Incentives | Pump Improved Controls | Metal Products and Machinery | Existing | 11.4686 | 0.86934 | 13.1923 | 0 | 0 | 0 | Fail RIM
[11 empty] | Industrial | Custom Incentives | Pump Improved Controls | Metal Products and Machinery | New | 11.4686 | 0.86934 | 13.1923 | 0 | 0 | 0 | Fail RIM
[11 empty] | Industrial | Custom Incentives | Pump System Optimization | Metal Products and Machinery | Existing | 18.6748 | 0.86794 | 21.5163 | 0 | 0 | 0 | Fail RIM
[11 empty] | Industrial | Custom Incentives | Pump System Optimization | Metal Products and Machinery | New | 18.6748 | 0.86794 | 21.5163 | 0 | 0 | 0 | Fail RIM
[11 empty] | Industrial | Custom Incentives | Process Refrig System Optimization | Metal Products and Machinery | Existing | 45.1816 | 0.75423 | 59.9041 | 0 | 0 | 0 | Fail RIM
[11 empty] | Industrial | Custom Incentives | Process Refrig System Optimization | Metal Products and Machinery | New | 45.1816 | 0.75423 | 59.9041 | 0 | 0 | 0 | Fail RIM
[11 empty] | Industrial | Custom Incentives | Process Heat Equipment Upgrade | Metal Products and Machinery | New | 5.3342 | 0.86426 | 6.172 | 0 | 0 | 0 | Fail RIM
[11 empty] | Industrial | Custom Incentives | Process Heat Equipment Upgrade | Metal Products and Machinery | Turnover | 5.3342 | 0.86426 | 6.172 | 0 | 0 | 0 | Fail RIM
[11 empty] | Industrial | Custom Incentives | Process Heat Improved Controls | Metal Products and Machinery | Existing | 0.81399 | 0.8663 | 0.93962 | 0 | 0 | 0 | Fail RIM
[11 empty] | Industrial | Custom Incentives | Process Heat Improved Controls | Metal Products and Machinery | New | 0.81399 | 0.8663 | 0.93962 | 0 | 0 | 0 | Fail RIM
[11 empty] | Industrial | Custom Incentives | Process Heat System Optimization | Metal Products and Machinery | Existing | 0.57424 | 0.72358 | 0.79361 | 0 | 0 | 0 | Fail RIM
[11 empty] | Industrial | Custom Incentives | Process Heat System Optimization | Metal Products and Machinery | New | 0.57424 | 0.72358 | 0.79361 | 0 | 0 | 0 | Fail RIM
[11 empty] | Industrial | Custom Incentives | Process Other Systems Optimization | Metal Products and Machinery | Existing | 1.6013 | 0.757 | 2.1154 | 0 | 0 | 0 | Fail RIM
[11 empty] | Industrial | Custom Incentives | Process Other Systems Optimization | Metal Products and Machinery | New | 1.6013 | 0.757 | 2.1154 | 0 | 0 | 0 | Fail RIM
[11 empty] | Industrial | Custom Incentives | Compressed Air Controls | Miscellaneous Manufacturing | Existing | 98.29 | 0.86174 | 114.0597 | 0 | 0 | 0 | Fail RIM
[11 empty] | Industrial | Custom Incentives | Compressed Air Controls | Miscellaneous Manufacturing | New | 98.29 | 0.86174 | 114.0597 | 0 | 0 | 0 | Fail RIM
[11 empty] | Industrial | Custom Incentives | Compressed Air Equipment | Miscellaneous Manufacturing | New | 50.7622 | 0.86934 | 58.3917 | 0 | 0 | 0 | Fail RIM
[11 empty] | Industrial | Custom Incentives | Compressed Air Equipment | Miscellaneous Manufacturing | Turnover | 50.7622 | 0.86934 | 58.3917 | 0 | 0 | 0 | Fail RIM
[11 empty] | Industrial | Custom Incentives | Compressed Air System Optimization | Miscellaneous Manufacturing | Existing | 7.3777 | 0.86794 | 8.5003 | 0 | 0 | 0 | Fail RIM
[11 empty] | Industrial | Custom Incentives | Compressed Air System Optimization | Miscellaneous Manufacturing | New | 7.3777 | 0.86794 | 8.5003 | 0 | 0 | 0 | Fail RIM
[11 empty] | Industrial | Custom Incentives | Plant Energy Management | Miscellaneous Manufacturing | Existing | 24.3492 | 0.86242 | 28.2337 | 0 | 0 | 0 | Fail RIM
[11 empty] | Industrial | Custom Incentives | Plant Energy Management | Miscellaneous Manufacturing | New | 24.3492 | 0.86242 | 28.2337 | 0 | 0 | 0 | Fail RIM
[11 empty] | Industrial | Custom Incentives | Building Envelope Improvements | Miscellaneous Manufacturing | Existing | 7.3521 | 0.86249 | 8.5243 | 0 | 0 | 0 | Fail RIM
[11 empty] | Industrial | Custom Incentives | Building Envelope Improvements | Miscellaneous Manufacturing | New | 7.3521 | 0.86249 | 8.5243 | 0 | 0 | 0 | Fail RIM
[11 empty] | Industrial | Custom Incentives | HVAC Equipment Upgrades | Miscellaneous Manufacturing | New | 2.551 | 0.8666 | 2.9437 | 0 | 0 | 0 | Fail RIM
[11 empty] | Industrial | Custom Incentives | HVAC Equipment Upgrades | Miscellaneous Manufacturing | Turnover | 2.551 | 0.8666 | 2.9437 | 0 | 0 | 0 | Fail RIM
[11 empty] | Industrial | Custom Incentives | HVAC Improved Controls | Miscellaneous Manufacturing | Existing | 117.6466 | 0.86249 | 136.4031 | 0 | 0 | 0 | Fail RIM
[11 empty] | Industrial | Custom Incentives | HVAC Improved Controls | Miscellaneous Manufacturing | New | 117.6466 | 0.86249 | 136.4031 | 0 | 0 | 0 | Fail RIM
[11 empty] | Industrial | Indoor Lighting Billed Solution or Indoor Lighting Rebates | Efficient Lighting - High Bay | Miscellaneous Manufacturing | New | 3.1763 | 0.8587 | 3.6989 | 0 | 0 | 0 | Fail RIM
[11 empty] | Industrial | Indoor Lighting Billed Solution or Indoor Lighting Rebates | Efficient Lighting - High Bay | Miscellaneous Manufacturing | Turnover | 3.1763 | 0.8587 | 3.6989 | 0 | 0 | 0 | Fail RIM
[11 empty] | Industrial | Indoor Lighting Billed Solution or Indoor Lighting Rebates | Efficient Lighting - Other Interior Lighting | Miscellaneous Manufacturing | New | 1.795 | 0.86117 | 2.0844 | 0 | 0 | 0 | Fail RIM
[11 empty] | Industrial | Indoor Lighting Billed Solution or Indoor Lighting Rebates | Efficient Lighting - Other Interior Lighting | Miscellaneous Manufacturing | Turnover | 1.795 | 0.86117 | 2.0844 | 0 | 0 | 0 | Fail RIM
[11 empty] | Industrial | Custom Incentives | Fan Equipment Upgrades | Miscellaneous Manufacturing | New | 4.0118 | 0.86934 | 4.6148 | 0 | 0 | 0 | Fail RIM
[11 empty] | Industrial | Custom Incentives | Fan Equipment Upgrades | Miscellaneous Manufacturing | Turnover | 4.0118 | 0.86934 | 4.6148 | 0 | 0 | 0 | Fail RIM
[11 empty] | Industrial | Custom Incentives | Fan Improved Controls | Miscellaneous Manufacturing | Existing | 29.7427 | 0.86934 | 34.213 | 0 | 0 | 0 | Fail RIM
[11 empty] | Industrial | Custom Incentives | Fan Improved Controls | Miscellaneous Manufacturing | New | 29.7427 | 0.86934 | 34.213 | 0 | 0 | 0 | Fail RIM
[11 empty] | Industrial | Custom Incentives | Motor Equipment Upgrades | Miscellaneous Manufacturing | New | 2.5063 | 0.86794 | 2.8877 | 0 | 0 | 0 | Fail RIM
[11 empty] | Industrial | Custom Incentives | Motor Equipment Upgrades | Miscellaneous Manufacturing | Turnover | 2.5063 | 0.86794 | 2.8877 | 0 | 0 | 0 | Fail RIM
[11 empty] | Industrial | Custom Incentives | Motor Improved Controls | Miscellaneous Manufacturing | Existing | 11.4686 | 0.86934 | 13.1923 | 0 | 0 | 0 | Fail RIM
[11 empty] | Industrial | Custom Incentives | Motor Improved Controls | Miscellaneous Manufacturing | New | 11.4686 | 0.86934 | 13.1923 | 0 | 0 | 0 | Fail RIM
[11 empty] | Industrial | Custom Incentives | Motor Optimization | Miscellaneous Manufacturing | Existing | 0.88042 | 0.86794 | 1.0144 | 0 | 0 | 0 | Fail RIM
[11 empty] | Industrial | Custom Incentives | Motor Optimization | Miscellaneous Manufacturing | New | 0.88042 | 0.86794 | 1.0144 | 0 | 0 | 0 | Fail RIM
[11 empty] | Industrial | Custom Incentives | Pump Equipment Upgrade | Miscellaneous Manufacturing | New | 5.4954 | 0.86934 | 6.3214 | 0 | 0 | 0 | Fail RIM
[11 empty] | Industrial | Custom Incentives | Pump Equipment Upgrade | Miscellaneous Manufacturing | Turnover | 5.4954 | 0.86934 | 6.3214 | 0 | 0 | 0 | Fail RIM
[11 empty] | Industrial | Custom Incentives | Pump Improved Controls | Miscellaneous Manufacturing | Existing | 11.4686 | 0.86934 | 13.1923 | 0 | 0 | 0 | Fail RIM
[11 empty] | Industrial | Custom Incentives | Pump Improved Controls | Miscellaneous Manufacturing | New | 11.4686 | 0.86934 | 13.1923 | 0 | 0 | 0 | Fail RIM
[11 empty] | Industrial | Custom Incentives | Pump System Optimization | Miscellaneous Manufacturing | Existing | 3.8779 | 0.86794 | 4.468 | 0 | 0 | 0 | Fail RIM
[11 empty] | Industrial | Custom Incentives | Pump System Optimization | Miscellaneous Manufacturing | New | 3.8779 | 0.86794 | 4.468 | 0 | 0 | 0 | Fail RIM
[11 empty] | Industrial | Custom Incentives | Process Refrig System Optimization | Miscellaneous Manufacturing | Existing | 0.78939 | 0.75423 | 1.0466 | 0 | 0 | 0 | Fail RIM
[11 empty] | Industrial | Custom Incentives | Process Refrig System Optimization | Miscellaneous Manufacturing | New | 0.78939 | 0.75423 | 1.0466 | 0 | 0 | 0 | Fail RIM
[11 empty] | Industrial | Custom Incentives | Process Heat Improved Controls | Miscellaneous Manufacturing | Existing | 0.81598 | 0.8663 | 0.94192 | 0 | 0 | 0 | Fail RIM
[11 empty] | Industrial | Custom Incentives | Process Heat Improved Controls | Miscellaneous Manufacturing | New | 0.81598 | 0.8663 | 0.94192 | 0 | 0 | 0 | Fail RIM
[11 empty] | Industrial | Custom Incentives | Process Heat System Optimization | Miscellaneous Manufacturing | Existing | 0.71489 | 0.72358 | 0.98799 | 0 | 0 | 0 | Fail RIM
[11 empty] | Industrial | Custom Incentives | Process Heat System Optimization | Miscellaneous Manufacturing | New | 0.71489 | 0.72358 | 0.98799 | 0 | 0 | 0 | Fail RIM
[11 empty] | Industrial | Custom Incentives | Process Other Systems Optimization | Miscellaneous Manufacturing | Existing | 12.2552 | 0.757 | 16.1892 | 0 | 0 | 0 | Fail RIM
[11 empty] | Industrial | Custom Incentives | Process Other Systems Optimization | Miscellaneous Manufacturing | New | 12.2552 | 0.757 | 16.1892 | 0 | 0 | 0 | Fail RIM
[11 empty] | Industrial | Custom Incentives | Compressed Air Controls | Primary Resources Industries | Existing | 14.0275 | 0.86174 | 16.2781 | 0 | 0 | 0 | Fail RIM
[11 empty] | Industrial | Custom Incentives | Compressed Air Controls | Primary Resources Industries | New | 14.0275 | 0.86174 | 16.2781 | 0 | 0 | 0 | Fail RIM
[11 empty] | Industrial | Custom Incentives | Compressed Air Equipment | Primary Resources Industries | New | 6.054 | 0.86934 | 6.9639 | 0 | 0 | 0 | Fail RIM
[11 empty] | Industrial | Custom Incentives | Compressed Air Equipment | Primary Resources Industries | Turnover | 6.054 | 0.86934 | 6.9639 | 0 | 0 | 0 | Fail RIM
[11 empty] | Industrial | Custom Incentives | Compressed Air System Optimization | Primary Resources Industries | Existing | 11.9224 | 0.86794 | 13.7365 | 0 | 0 | 0 | Fail RIM
[11 empty] | Industrial | Custom Incentives | Compressed Air System Optimization | Primary Resources Industries | New | 11.9224 | 0.86794 | 13.7365 | 0 | 0 | 0 | Fail RIM
[11 empty] | Industrial | Custom Incentives | Plant Energy Management | Primary Resources Industries | Existing | 24.3492 | 0.86242 | 28.2337 | 0 | 0 | 0 | Fail RIM
[11 empty] | Industrial | Custom Incentives | Plant Energy Management | Primary Resources Industries | New | 24.3492 | 0.86242 | 28.2337 | 0 | 0 | 0 | Fail RIM
[11 empty] | Industrial | Custom Incentives | Building Envelope Improvements | Primary Resources Industries | Existing | 5.6486 | 0.86249 | 6.5491 | 0 | 0 | 0 | Fail RIM
[11 empty] | Industrial | Custom Incentives | Building Envelope Improvements | Primary Resources Industries | New | 5.6486 | 0.86249 | 6.5491 | 0 | 0 | 0 | Fail RIM
[11 empty] | Industrial | Custom Incentives | HVAC Equipment Upgrades | Primary Resources Industries | New | 3.4601 | 0.8666 | 3.9927 | 0 | 0 | 0 | Fail RIM
[11 empty] | Industrial | Custom Incentives | HVAC Equipment Upgrades | Primary Resources Industries | Turnover | 3.4601 | 0.8666 | 3.9927 | 0 | 0 | 0 | Fail RIM
[11 empty] | Industrial | Custom Incentives | HVAC Improved Controls | Primary Resources Industries | Existing | 23.5558 | 0.86249 | 27.3113 | 0 | 0 | 0 | Fail RIM
[11 empty] | Industrial | Custom Incentives | HVAC Improved Controls | Primary Resources Industries | New | 23.5558 | 0.86249 | 27.3113 | 0 | 0 | 0 | Fail RIM
[11 empty] | Industrial | Indoor Lighting Billed Solution or Indoor Lighting Rebates | Efficient Lighting - High Bay | Primary Resources Industries | New | 3.1763 | 0.8587 | 3.6989 | 0 | 0 | 0 | Fail RIM
[11 empty] | Industrial | Indoor Lighting Billed Solution or Indoor Lighting Rebates | Efficient Lighting - High Bay | Primary Resources Industries | Turnover | 3.1763 | 0.8587 | 3.6989 | 0 | 0 | 0 | Fail RIM
[11 empty] | Industrial | Indoor Lighting Billed Solution or Indoor Lighting Rebates | Efficient Lighting - Other Interior Lighting | Primary Resources Industries | New | 1.795 | 0.86117 | 2.0844 | 0 | 0 | 0 | Fail RIM
[11 empty] | Industrial | Indoor Lighting Billed Solution or Indoor Lighting Rebates | Efficient Lighting - Other Interior Lighting | Primary Resources Industries | Turnover | 1.795 | 0.86117 | 2.0844 | 0 | 0 | 0 | Fail RIM
[11 empty] | Industrial | Custom Incentives | Fan Equipment Upgrades | Primary Resources Industries | New | 6.578 | 0.86934 | 7.5667 | 0 | 0 | 0 | Fail RIM
[11 empty] | Industrial | Custom Incentives | Fan Equipment Upgrades | Primary Resources Industries | Turnover | 6.578 | 0.86934 | 7.5667 | 0 | 0 | 0 | Fail RIM
[11 empty] | Industrial | Custom Incentives | Fan Improved Controls | Primary Resources Industries | Existing | 29.7427 | 0.86934 | 34.213 | 0 | 0 | 0 | Fail RIM
[11 empty] | Industrial | Custom Incentives | Fan Improved Controls | Primary Resources Industries | New | 29.7427 | 0.86934 | 34.213 | 0 | 0 | 0 | Fail RIM
[11 empty] | Industrial | Custom Incentives | Fan System Optimization | Primary Resources Industries | Existing | 167.5469 | 0.86794 | 193.0406 | 0 | 0 | 0 | Fail RIM
[11 empty] | Industrial | Custom Incentives | Fan System Optimization | Primary Resources Industries | New | 167.5469 | 0.86794 | 193.0406 | 0 | 0 | 0 | Fail RIM
[11 empty] | Industrial | Custom Incentives | Motor Equipment Upgrades | Primary Resources Industries | New | 3.157 | 0.86794 | 3.6373 | 0 | 0 | 0 | Fail RIM
[11 empty] | Industrial | Custom Incentives | Motor Equipment Upgrades | Primary Resources Industries | Turnover | 3.157 | 0.86794 | 3.6373 | 0 | 0 | 0 | Fail RIM
[11 empty] | Industrial | Custom Incentives | Motor Improved Controls | Primary Resources Industries | Existing | 11.4686 | 0.86934 | 13.1923 | 0 | 0 | 0 | Fail RIM
[11 empty] | Industrial | Custom Incentives | Motor Improved Controls | Primary Resources Industries | New | 11.4686 | 0.86934 | 13.1923 | 0 | 0 | 0 | Fail RIM
[11 empty] | Industrial | Custom Incentives | Motor Optimization | Primary Resources Industries | Existing | 8.8674 | 0.86794 | 10.2166 | 0 | 0 | 0 | Fail RIM
[11 empty] | Industrial | Custom Incentives | Motor Optimization | Primary Resources Industries | New | 8.8674 | 0.86794 | 10.2166 | 0 | 0 | 0 | Fail RIM
[11 empty] | Industrial | Custom Incentives | Pump Equipment Upgrade | Primary Resources Industries | New | 6.578 | 0.86934 | 7.5667 | 0 | 0 | 0 | Fail RIM
[11 empty] | Industrial | Custom Incentives | Pump Equipment Upgrade | Primary Resources Industries | Turnover | 6.578 | 0.86934 | 7.5667 | 0 | 0 | 0 | Fail RIM
[11 empty] | Industrial | Custom Incentives | Pump Improved Controls | Primary Resources Industries | Existing | 11.4686 | 0.86934 | 13.1923 | 0 | 0 | 0 | Fail RIM
[11 empty] | Industrial | Custom Incentives | Pump Improved Controls | Primary Resources Industries | New | 11.4686 | 0.86934 | 13.1923 | 0 | 0 | 0 | Fail RIM
[11 empty] | Industrial | Custom Incentives | Pump System Optimization | Primary Resources Industries | Existing | 65.1072 | 0.86794 | 75.0139 | 0 | 0 | 0 | Fail RIM
[11 empty] | Industrial | Custom Incentives | Pump System Optimization | Primary Resources Industries | New | 65.1072 | 0.86794 | 75.0139 | 0 | 0 | 0 | Fail RIM
[11 empty] | Industrial | Custom Incentives | Process Refrig System Optimization | Primary Resources Industries | Existing | 45.1816 | 0.75423 | 59.9041 | 0 | 0 | 0 | Fail RIM
[11 empty] | Industrial | Custom Incentives | Process Refrig System Optimization | Primary Resources Industries | New | 45.1816 | 0.75423 | 59.9041 | 0 | 0 | 0 | Fail RIM
[11 empty] | Industrial | Custom Incentives | Process Heat Improved Controls | Primary Resources Industries | Existing | 0.81598 | 0.8663 | 0.94192 | 0 | 0 | 0 | Fail RIM
[11 empty] | Industrial | Custom Incentives | Process Heat Improved Controls | Primary Resources Industries | New | 0.81598 | 0.8663 | 0.94192 | 0 | 0 | 0 | Fail RIM
[11 empty] | Industrial | Custom Incentives | Process Heat System Optimization | Primary Resources Industries | Existing | 0.63813 | 0.72358 | 0.88191 | 0 | 0 | 0 | Fail RIM
[11 empty] | Industrial | Custom Incentives | Process Heat System Optimization | Primary Resources Industries | New | 0.63813 | 0.72358 | 0.88191 | 0 | 0 | 0 | Fail RIM
[11 empty] | Industrial | Custom Incentives | Process Other Systems Optimization | Primary Resources Industries | Existing | 1.4734 | 0.757 | 1.9464 | 0 | 0 | 0 | Fail RIM
[11 empty] | Industrial | Custom Incentives | Process Other Systems Optimization | Primary Resources Industries | New | 1.4734 | 0.757 | 1.9464 | 0 | 0 | 0 | Fail RIM
[11 empty] | Industrial | Custom Incentives | Compressed Air Controls | Stone/Clay/Glass/Concrete | Existing | 11.9576 | 0.86174 | 13.8761 | 0 | 0 | 0 | Fail RIM
[11 empty] | Industrial | Custom Incentives | Compressed Air Controls | Stone/Clay/Glass/Concrete | New | 11.9576 | 0.86174 | 13.8761 | 0 | 0 | 0 | Fail RIM
[11 empty] | Industrial | Custom Incentives | Compressed Air Equipment | Stone/Clay/Glass/Concrete | New | 3.3054 | 0.86934 | 3.8022 | 0 | 0 | 0 | Fail RIM
[11 empty] | Industrial | Custom Incentives | Compressed Air Equipment | Stone/Clay/Glass/Concrete | Turnover | 3.3054 | 0.86934 | 3.8022 | 0 | 0 | 0 | Fail RIM
[11 empty] | Industrial | Custom Incentives | Compressed Air System Optimization | Stone/Clay/Glass/Concrete | Existing | 8.8574 | 0.86794 | 10.2052 | 0 | 0 | 0 | Fail RIM
[11 empty] | Industrial | Custom Incentives | Compressed Air System Optimization | Stone/Clay/Glass/Concrete | New | 8.8574 | 0.86794 | 10.2052 | 0 | 0 | 0 | Fail RIM
[11 empty] | Industrial | Custom Incentives | Plant Energy Management | Stone/Clay/Glass/Concrete | Existing | 24.3492 | 0.86242 | 28.2337 | 0 | 0 | 0 | Fail RIM
[11 empty] | Industrial | Custom Incentives | Plant Energy Management | Stone/Clay/Glass/Concrete | New | 24.3492 | 0.86242 | 28.2337 | 0 | 0 | 0 | Fail RIM
[11 empty] | Industrial | Custom Incentives | Building Envelope Improvements | Stone/Clay/Glass/Concrete | Existing | 4.7401 | 0.86249 | 5.4958 | 0 | 0 | 0 | Fail RIM
[11 empty] | Industrial | Custom Incentives | Building Envelope Improvements | Stone/Clay/Glass/Concrete | New | 4.7401 | 0.86249 | 5.4958 | 0 | 0 | 0 | Fail RIM
[11 empty] | Industrial | Custom Incentives | HVAC Equipment Upgrades | Stone/Clay/Glass/Concrete | New | 6.658 | 0.8666 | 7.6829 | 0 | 0 | 0 | Fail RIM
[11 empty] | Industrial | Custom Incentives | HVAC Equipment Upgrades | Stone/Clay/Glass/Concrete | Turnover | 6.658 | 0.8666 | 7.6829 | 0 | 0 | 0 | Fail RIM
[11 empty] | Industrial | Custom Incentives | HVAC Improved Controls | Stone/Clay/Glass/Concrete | Existing | 18.024 | 0.86249 | 20.8975 | 0 | 0 | 0 | Fail RIM
[11 empty] | Industrial | Custom Incentives | HVAC Improved Controls | Stone/Clay/Glass/Concrete | New | 18.024 | 0.86249 | 20.8975 | 0 | 0 | 0 | Fail RIM
[11 empty] | Industrial | Indoor Lighting Billed Solution or Indoor Lighting Rebates | Efficient Lighting - High Bay | Stone/Clay/Glass/Concrete | New | 3.1763 | 0.8587 | 3.6989 | 0 | 0 | 0 | Fail RIM
[11 empty] | Industrial | Indoor Lighting Billed Solution or Indoor Lighting Rebates | Efficient Lighting - High Bay | Stone/Clay/Glass/Concrete | Turnover | 3.1763 | 0.8587 | 3.6989 | 0 | 0 | 0 | Fail RIM
[11 empty] | Industrial | Indoor Lighting Billed Solution or Indoor Lighting Rebates | Efficient Lighting - Other Interior Lighting | Stone/Clay/Glass/Concrete | New | 1.795 | 0.86117 | 2.0844 | 0 | 0 | 0 | Fail RIM
[11 empty] | Industrial | Indoor Lighting Billed Solution or Indoor Lighting Rebates | Efficient Lighting - Other Interior Lighting | Stone/Clay/Glass/Concrete | Turnover | 1.795 | 0.86117 | 2.0844 | 0 | 0 | 0 | Fail RIM
[11 empty] | Industrial | Custom Incentives | Fan Equipment Upgrades | Stone/Clay/Glass/Concrete | New | 4.0118 | 0.86934 | 4.6148 | 0 | 0 | 0 | Fail RIM
[11 empty] | Industrial | Custom Incentives | Fan Equipment Upgrades | Stone/Clay/Glass/Concrete | Turnover | 4.0118 | 0.86934 | 4.6148 | 0 | 0 | 0 | Fail RIM
[11 empty] | Industrial | Custom Incentives | Fan Improved Controls | Stone/Clay/Glass/Concrete | Existing | 29.7427 | 0.86934 | 34.213 | 0 | 0 | 0 | Fail RIM
[11 empty] | Industrial | Custom Incentives | Fan Improved Controls | Stone/Clay/Glass/Concrete | New | 29.7427 | 0.86934 | 34.213 | 0 | 0 | 0 | Fail RIM
[11 empty] | Industrial | Custom Incentives | Motor Equipment Upgrades | Stone/Clay/Glass/Concrete | New | 8.9094 | 0.86794 | 10.265 | 0 | 0 | 0 | Fail RIM
[11 empty] | Industrial | Custom Incentives | Motor Equipment Upgrades | Stone/Clay/Glass/Concrete | Turnover | 8.9094 | 0.86794 | 10.265 | 0 | 0 | 0 | Fail RIM
[11 empty] | Industrial | Custom Incentives | Motor Improved Controls | Stone/Clay/Glass/Concrete | Existing | 11.4686 | 0.86934 | 13.1923 | 0 | 0 | 0 | Fail RIM
[11 empty] | Industrial | Custom Incentives | Motor Improved Controls | Stone/Clay/Glass/Concrete | New | 11.4686 | 0.86934 | 13.1923 | 0 | 0 | 0 | Fail RIM
[11 empty] | Industrial | Custom Incentives | Motor Optimization | Stone/Clay/Glass/Concrete | Existing | 8.3504 | 0.86794 | 9.621 | 0 | 0 | 0 | Fail RIM
[11 empty] | Industrial | Custom Incentives | Motor Optimization | Stone/Clay/Glass/Concrete | New | 8.3504 | 0.86794 | 9.621 | 0 | 0 | 0 | Fail RIM
[11 empty] | Industrial | Custom Incentives | Pump Equipment Upgrade | Stone/Clay/Glass/Concrete | New | 4.0118 | 0.86934 | 4.6148 | 0 | 0 | 0 | Fail RIM
[11 empty] | Industrial | Custom Incentives | Pump Equipment Upgrade | Stone/Clay/Glass/Concrete | Turnover | 4.0118 | 0.86934 | 4.6148 | 0 | 0 | 0 | Fail RIM
[11 empty] | Industrial | Custom Incentives | Pump Improved Controls | Stone/Clay/Glass/Concrete | Existing | 11.4686 | 0.86934 | 13.1923 | 0 | 0 | 0 | Fail RIM
[11 empty] | Industrial | Custom Incentives | Pump Improved Controls | Stone/Clay/Glass/Concrete | New | 11.4686 | 0.86934 | 13.1923 | 0 | 0 | 0 | Fail RIM
[11 empty] | Industrial | Custom Incentives | Pump System Optimization | Stone/Clay/Glass/Concrete | Existing | 60.0848 | 0.86794 | 69.2272 | 0 | 0 | 0 | Fail RIM
[11 empty] | Industrial | Custom Incentives | Pump System Optimization | Stone/Clay/Glass/Concrete | New | 60.0848 | 0.86794 | 69.2272 | 0 | 0 | 0 | Fail RIM
[11 empty] | Industrial | Custom Incentives | Process Heat Equipment Upgrade | Stone/Clay/Glass/Concrete | New | 2.3508 | 0.86426 | 2.7201 | 0 | 0 | 0 | Fail RIM
[11 empty] | Industrial | Custom Incentives | Process Heat Equipment Upgrade | Stone/Clay/Glass/Concrete | Turnover | 2.3508 | 0.86426 | 2.7201 | 0 | 0 | 0 | Fail RIM
[11 empty] | Industrial | Custom Incentives | Process Heat Improved Controls | Stone/Clay/Glass/Concrete | Existing | 0.81598 | 0.8663 | 0.94192 | 0 | 0 | 0 | Fail RIM
[11 empty] | Industrial | Custom Incentives | Process Heat Improved Controls | Stone/Clay/Glass/Concrete | New | 0.81598 | 0.8663 | 0.94192 | 0 | 0 | 0 | Fail RIM
[11 empty] | Industrial | Custom Incentives | Process Heat System Optimization | Stone/Clay/Glass/Concrete | Existing | 0.33976 | 0.72358 | 0.46956 | 0 | 0 | 0 | Fail RIM
[11 empty] | Industrial | Custom Incentives | Process Heat System Optimization | Stone/Clay/Glass/Concrete | New | 0.33976 | 0.72358 | 0.46956 | 0 | 0 | 0 | Fail RIM
[11 empty] | Industrial | Custom Incentives | Process Other Systems Optimization | Stone/Clay/Glass/Concrete | Existing | 12.2552 | 0.757 | 16.1892 | 0 | 0 | 0 | Fail RIM
[11 empty] | Industrial | Custom Incentives | Process Other Systems Optimization | Stone/Clay/Glass/Concrete | New | 12.2552 | 0.757 | 16.1892 | 0 | 0 | 0 | Fail RIM
[11 empty] | Industrial | Custom Incentives | Compressed Air Controls | Textiles and Leather | Existing | 11.6367 | 0.86174 | 13.5037 | 0 | 0 | 0 | Fail RIM
[11 empty] | Industrial | Custom Incentives | Compressed Air Controls | Textiles and Leather | New | 11.6367 | 0.86174 | 13.5037 | 0 | 0 | 0 | Fail RIM
[11 empty] | Industrial | Custom Incentives | Compressed Air Equipment | Textiles and Leather | New | 5.8118 | 0.86934 | 6.6853 | 0 | 0 | 0 | Fail RIM
[11 empty] | Industrial | Custom Incentives | Compressed Air Equipment | Textiles and Leather | Turnover | 5.8118 | 0.86934 | 6.6853 | 0 | 0 | 0 | Fail RIM
[11 empty] | Industrial | Custom Incentives | Compressed Air System Optimization | Textiles and Leather | Existing | 10.913 | 0.86794 | 12.5735 | 0 | 0 | 0 | Fail RIM
[11 empty] | Industrial | Custom Incentives | Compressed Air System Optimization | Textiles and Leather | New | 10.913 | 0.86794 | 12.5735 | 0 | 0 | 0 | Fail RIM
[11 empty] | Industrial | Custom Incentives | Building Envelope Improvements | Textiles and Leather | Existing | 2.606 | 0.86249 | 3.0215 | 0 | 0 | 0 | Fail RIM
[11 empty] | Industrial | Custom Incentives | Building Envelope Improvements | Textiles and Leather | New | 2.606 | 0.86249 | 3.0215 | 0 | 0 | 0 | Fail RIM
[11 empty] | Industrial | Custom Incentives | HVAC Equipment Upgrades | Textiles and Leather | New | 6.4939 | 0.8666 | 7.4936 | 0 | 0 | 0 | Fail RIM
[11 empty] | Industrial | Custom Incentives | HVAC Equipment Upgrades | Textiles and Leather | Turnover | 6.4939 | 0.8666 | 7.4936 | 0 | 0 | 0 | Fail RIM
[11 empty] | Industrial | Custom Incentives | HVAC Improved Controls | Textiles and Leather | Existing | 224.1434 | 0.86249 | 259.8787 | 0 | 0 | 0 | Fail RIM
[11 empty] | Industrial | Custom Incentives | HVAC Improved Controls | Textiles and Leather | New | 224.1434 | 0.86249 | 259.8787 | 0 | 0 | 0 | Fail RIM
[11 empty] | Industrial | Custom Incentives | HVAC Recommissioning | Textiles and Leather | Existing | 9.1993 | 0.85949 | 10.7031 | 0 | 0 | 0 | Fail RIM
[11 empty] | Industrial | Custom Incentives | HVAC Recommissioning | Textiles and Leather | New | 9.1993 | 0.85949 | 10.7031 | 0 | 0 | 0 | Fail RIM
[11 empty] | Industrial | Indoor Lighting Billed Solution or Indoor Lighting Rebates | Efficient Lighting - High Bay | Textiles and Leather | New | 3.1763 | 0.8587 | 3.6989 | 0 | 0 | 0 | Fail RIM
[11 empty] | Industrial | Indoor Lighting Billed Solution or Indoor Lighting Rebates | Efficient Lighting - High Bay | Textiles and Leather | Turnover | 3.1763 | 0.8587 | 3.6989 | 0 | 0 | 0 | Fail RIM
[11 empty] | Industrial | Indoor Lighting Billed Solution or Indoor Lighting Rebates | Efficient Lighting - Other Interior Lighting | Textiles and Leather | New | 1.795 | 0.86117 | 2.0844 | 0 | 0 | 0 | Fail RIM
[11 empty] | Industrial | Indoor Lighting Billed Solution or Indoor Lighting Rebates | Efficient Lighting - Other Interior Lighting | Textiles and Leather | Turnover | 1.795 | 0.86117 | 2.0844 | 0 | 0 | 0 | Fail RIM
[11 empty] | Industrial | Custom Incentives | Fan Equipment Upgrades | Textiles and Leather | New | 5.722 | 0.86934 | 6.582 | 0 | 0 | 0 | Fail RIM
[11 empty] | Industrial | Custom Incentives | Fan Equipment Upgrades | Textiles and Leather | Turnover | 5.722 | 0.86934 | 6.582 | 0 | 0 | 0 | Fail RIM
[11 empty] | Industrial | Custom Incentives | Fan Improved Controls | Textiles and Leather | Existing | 29.7427 | 0.86934 | 34.213 | 0 | 0 | 0 | Fail RIM
[11 empty] | Industrial | Custom Incentives | Fan Improved Controls | Textiles and Leather | New | 29.7427 | 0.86934 | 34.213 | 0 | 0 | 0 | Fail RIM
[11 empty] | Industrial | Custom Incentives | Motor Equipment Upgrades | Textiles and Leather | New | 3.8768 | 0.86794 | 4.4667 | 0 | 0 | 0 | Fail RIM
[11 empty] | Industrial | Custom Incentives | Motor Equipment Upgrades | Textiles and Leather | Turnover | 3.8768 | 0.86794 | 4.4667 | 0 | 0 | 0 | Fail RIM
[11 empty] | Industrial | Custom Incentives | Motor Improved Controls | Textiles and Leather | Existing | 11.4686 | 0.86934 | 13.1923 | 0 | 0 | 0 | Fail RIM
[11 empty] | Industrial | Custom Incentives | Motor Improved Controls | Textiles and Leather | New | 11.4686 | 0.86934 | 13.1923 | 0 | 0 | 0 | Fail RIM
[11 empty] | Industrial | Custom Incentives | Motor Optimization | Textiles and Leather | Existing | 1.7809 | 0.86794 | 2.0519 | 0 | 0 | 0 | Fail RIM
[11 empty] | Industrial | Custom Incentives | Motor Optimization | Textiles and Leather | New | 1.7809 | 0.86794 | 2.0519 | 0 | 0 | 0 | Fail RIM
[11 empty] | Industrial | Custom Incentives | Pump Equipment Upgrade | Textiles and Leather | New | 5.722 | 0.86934 | 6.582 | 0 | 0 | 0 | Fail RIM
[11 empty] | Industrial | Custom Incentives | Pump Equipment Upgrade | Textiles and Leather | Turnover | 5.722 | 0.86934 | 6.582 | 0 | 0 | 0 | Fail RIM
[11 empty] | Industrial | Custom Incentives | Pump Improved Controls | Textiles and Leather | Existing | 11.4686 | 0.86934 | 13.1923 | 0 | 0 | 0 | Fail RIM
[11 empty] | Industrial | Custom Incentives | Pump Improved Controls | Textiles and Leather | New | 11.4686 | 0.86934 | 13.1923 | 0 | 0 | 0 | Fail RIM
[11 empty] | Industrial | Custom Incentives | Process Heat Equipment Upgrade | Textiles and Leather | New | 14.5997 | 0.86426 | 16.8927 | 0 | 0 | 0 | Fail RIM
[11 empty] | Industrial | Custom Incentives | Process Heat Equipment Upgrade | Textiles and Leather | Turnover | 14.5997 | 0.86426 | 16.8927 | 0 | 0 | 0 | Fail RIM
[11 empty] | Industrial | Custom Incentives | Process Heat System Optimization | Textiles and Leather | Existing | 0.10456 | 0.72358 | 0.1445 | 0 | 0 | 0 | Fail RIM
[11 empty] | Industrial | Custom Incentives | Process Heat System Optimization | Textiles and Leather | New | 0.10456 | 0.72358 | 0.1445 | 0 | 0 | 0 | Fail RIM
[11 empty] | Industrial | Custom Incentives | Process Other Systems Optimization | Textiles and Leather | Existing | 5.1996 | 0.757 | 6.8688 | 0 | 0 | 0 | Fail RIM
[11 empty] | Industrial | Custom Incentives | Process Other Systems Optimization | Textiles and Leather | New | 5.1996 | 0.757 | 6.8688 | 0 | 0 | 0 | Fail RIM
[11 empty] | Industrial | Custom Incentives | Compressed Air Controls | Transportation Equipment | Existing | 9.3823 | 0.86174 | 10.8877 | 0 | 0 | 0 | Fail RIM
[11 empty] | Industrial | Custom Incentives | Compressed Air Controls | Transportation Equipment | New | 9.3823 | 0.86174 | 10.8877 | 0 | 0 | 0 | Fail RIM
[11 empty] | Industrial | Custom Incentives | Compressed Air Equipment | Transportation Equipment | New | 8.4436 | 0.86934 | 9.7126 | 0 | 0 | 0 | Fail RIM
[11 empty] | Industrial | Custom Incentives | Compressed Air Equipment | Transportation Equipment | Turnover | 8.4436 | 0.86934 | 9.7126 | 0 | 0 | 0 | Fail RIM
[11 empty] | Industrial | Custom Incentives | Compressed Air System Optimization | Transportation Equipment | Existing | 8.9305 | 0.86794 | 10.2893 | 0 | 0 | 0 | Fail RIM
[11 empty] | Industrial | Custom Incentives | Compressed Air System Optimization | Transportation Equipment | New | 8.9305 | 0.86794 | 10.2893 | 0 | 0 | 0 | Fail RIM
[11 empty] | Industrial | Custom Incentives | Plant Energy Management | Transportation Equipment | Existing | 24.3492 | 0.86242 | 28.2337 | 0 | 0 | 0 | Fail RIM
[11 empty] | Industrial | Custom Incentives | Plant Energy Management | Transportation Equipment | New | 24.3492 | 0.86242 | 28.2337 | 0 | 0 | 0 | Fail RIM
[11 empty] | Industrial | Custom Incentives | Building Envelope Improvements | Transportation Equipment | Existing | 5.4174 | 0.86249 | 6.2811 | 0 | 0 | 0 | Fail RIM
[11 empty] | Industrial | Custom Incentives | Building Envelope Improvements | Transportation Equipment | New | 5.4174 | 0.86249 | 6.2811 | 0 | 0 | 0 | Fail RIM
[11 empty] | Industrial | Custom Incentives | HVAC Equipment Upgrades | Transportation Equipment | New | 6.658 | 0.8666 | 7.6829 | 0 | 0 | 0 | Fail RIM
[11 empty] | Industrial | Custom Incentives | HVAC Equipment Upgrades | Transportation Equipment | Turnover | 6.658 | 0.8666 | 7.6829 | 0 | 0 | 0 | Fail RIM
[11 empty] | Industrial | Custom Incentives | HVAC Improved Controls | Transportation Equipment | Existing | 48.7504 | 0.86249 | 56.5227 | 0 | 0 | 0 | Fail RIM
[11 empty] | Industrial | Custom Incentives | HVAC Improved Controls | Transportation Equipment | New | 48.7504 | 0.86249 | 56.5227 | 0 | 0 | 0 | Fail RIM
[11 empty] | Industrial | Custom Incentives | HVAC Recommissioning | Transportation Equipment | Existing | 2.3452 | 0.85949 | 2.7286 | 0 | 0 | 0 | Fail RIM
[11 empty] | Industrial | Custom Incentives | HVAC Recommissioning | Transportation Equipment | New | 2.3452 | 0.85949 | 2.7286 | 0 | 0 | 0 | Fail RIM
[11 empty] | Industrial | Indoor Lighting Billed Solution or Indoor Lighting Rebates | Efficient Lighting - High Bay | Transportation Equipment | New | 3.1763 | 0.8587 | 3.6989 | 0 | 0 | 0 | Fail RIM
[11 empty] | Industrial | Indoor Lighting Billed Solution or Indoor Lighting Rebates | Efficient Lighting - High Bay | Transportation Equipment | Turnover | 3.1763 | 0.8587 | 3.6989 | 0 | 0 | 0 | Fail RIM
[11 empty] | Industrial | Indoor Lighting Billed Solution or Indoor Lighting Rebates | Efficient Lighting - Other Interior Lighting | Transportation Equipment | New | 1.795 | 0.86117 | 2.0844 | 0 | 0 | 0 | Fail RIM
[11 empty] | Industrial | Indoor Lighting Billed Solution or Indoor Lighting Rebates | Efficient Lighting - Other Interior Lighting | Transportation Equipment | Turnover | 1.795 | 0.86117 | 2.0844 | 0 | 0 | 0 | Fail RIM
[11 empty] | Industrial | Custom Incentives | Fan Equipment Upgrades | Transportation Equipment | New | 2.8834 | 0.86934 | 3.3168 | 0 | 0 | 0 | Fail RIM
[11 empty] | Industrial | Custom Incentives | Fan Equipment Upgrades | Transportation Equipment | Turnover | 2.8834 | 0.86934 | 3.3168 | 0 | 0 | 0 | Fail RIM
[11 empty] | Industrial | Custom Incentives | Fan Improved Controls | Transportation Equipment | Existing | 74.226 | 0.86934 | 85.382 | 0 | 0 | 0 | Fail RIM
[11 empty] | Industrial | Custom Incentives | Fan Improved Controls | Transportation Equipment | New | 74.226 | 0.86934 | 85.382 | 0 | 0 | 0 | Fail RIM
[11 empty] | Industrial | Custom Incentives | Fan System Optimization | Transportation Equipment | Existing | 15.5563 | 0.86794 | 17.9233 | 0 | 0 | 0 | Fail RIM
[11 empty] | Industrial | Custom Incentives | Fan System Optimization | Transportation Equipment | New | 15.5563 | 0.86794 | 17.9233 | 0 | 0 | 0 | Fail RIM
[11 empty] | Industrial | Custom Incentives | Motor Equipment Upgrades | Transportation Equipment | New | 17.3392 | 0.86794 | 19.9775 | 0 | 0 | 0 | Fail RIM
[11 empty] | Industrial | Custom Incentives | Motor Equipment Upgrades | Transportation Equipment | Turnover | 17.3392 | 0.86794 | 19.9775 | 0 | 0 | 0 | Fail RIM
[11 empty] | Industrial | Custom Incentives | Motor Improved Controls | Transportation Equipment | Existing | 11.4686 | 0.86934 | 13.1923 | 0 | 0 | 0 | Fail RIM
[11 empty] | Industrial | Custom Incentives | Motor Improved Controls | Transportation Equipment | New | 11.4686 | 0.86934 | 13.1923 | 0 | 0 | 0 | Fail RIM
[11 empty] | Industrial | Custom Incentives | Motor Optimization | Transportation Equipment | Existing | 6.5106 | 0.86794 | 7.5012 | 0 | 0 | 0 | Fail RIM
[11 empty] | Industrial | Custom Incentives | Motor Optimization | Transportation Equipment | New | 6.5106 | 0.86794 | 7.5012 | 0 | 0 | 0 | Fail RIM
[11 empty] | Industrial | Custom Incentives | Pump Equipment Upgrade | Transportation Equipment | New | 2.8834 | 0.86934 | 3.3168 | 0 | 0 | 0 | Fail RIM
[11 empty] | Industrial | Custom Incentives | Pump Equipment Upgrade | Transportation Equipment | Turnover | 2.8834 | 0.86934 | 3.3168 | 0 | 0 | 0 | Fail RIM
[11 empty] | Industrial | Custom Incentives | Pump Improved Controls | Transportation Equipment | Existing | 11.4686 | 0.86934 | 13.1923 | 0 | 0 | 0 | Fail RIM
[11 empty] | Industrial | Custom Incentives | Pump Improved Controls | Transportation Equipment | New | 11.4686 | 0.86934 | 13.1923 | 0 | 0 | 0 | Fail RIM
[11 empty] | Industrial | Custom Incentives | Pump System Optimization | Transportation Equipment | Existing | 6.9631 | 0.86794 | 8.0226 | 0 | 0 | 0 | Fail RIM
[11 empty] | Industrial | Custom Incentives | Pump System Optimization | Transportation Equipment | New | 6.9631 | 0.86794 | 8.0226 | 0 | 0 | 0 | Fail RIM
[11 empty] | Industrial | Custom Incentives | Process Heat Improved Controls | Transportation Equipment | Existing | 0.81598 | 0.8663 | 0.94192 | 0 | 0 | 0 | Fail RIM
[11 empty] | Industrial | Custom Incentives | Process Heat Improved Controls | Transportation Equipment | New | 0.81598 | 0.8663 | 0.94192 | 0 | 0 | 0 | Fail RIM
[11 empty] | Industrial | Custom Incentives | Process Heat System Optimization | Transportation Equipment | Existing | 1.1935 | 0.72358 | 1.6494 | 0 | 0 | 0 | Fail RIM
[11 empty] | Industrial | Custom Incentives | Process Heat System Optimization | Transportation Equipment | New | 1.1935 | 0.72358 | 1.6494 | 0 | 0 | 0 | Fail RIM
[11 empty] | Industrial | Custom Incentives | Process Other Systems Optimization | Transportation Equipment | Existing | 12.2552 | 0.757 | 16.1892 | 0 | 0 | 0 | Fail RIM
[11 empty] | Industrial | Custom Incentives | Process Other Systems Optimization | Transportation Equipment | New | 12.2552 | 0.757 | 16.1892 | 0 | 0 | 0 | Fail RIM
[11 empty] | Industrial | Custom Incentives | Compressed Air Controls | Water and Wastewater | Existing | 11.5498 | 0.86174 | 13.4029 | 0 | 0 | 0 | Fail RIM
[11 empty] | Industrial | Custom Incentives | Compressed Air Controls | Water and Wastewater | New | 11.5498 | 0.86174 | 13.4029 | 0 | 0 | 0 | Fail RIM
[11 empty] | Industrial | Custom Incentives | Compressed Air Equipment | Water and Wastewater | New | 7.067 | 0.86934 | 8.1292 | 0 | 0 | 0 | Fail RIM
[11 empty] | Industrial | Custom Incentives | Compressed Air Equipment | Water and Wastewater | Turnover | 7.067 | 0.86934 | 8.1292 | 0 | 0 | 0 | Fail RIM
[11 empty] | Industrial | Custom Incentives | Compressed Air System Optimization | Water and Wastewater | Existing | 10.1056 | 0.86794 | 11.6432 | 0 | 0 | 0 | Fail RIM
[11 empty] | Industrial | Custom Incentives | Compressed Air System Optimization | Water and Wastewater | New | 10.1056 | 0.86794 | 11.6432 | 0 | 0 | 0 | Fail RIM
[11 empty] | Industrial | Custom Incentives | Plant Energy Management | Water and Wastewater | Existing | 24.3492 | 0.86242 | 28.2337 | 0 | 0 | 0 | Fail RIM
[11 empty] | Industrial | Custom Incentives | Plant Energy Management | Water and Wastewater | New | 24.3492 | 0.86242 | 28.2337 | 0 | 0 | 0 | Fail RIM
[11 empty] | Industrial | Custom Incentives | Building Envelope Improvements | Water and Wastewater | Existing | 5.083 | 0.86249 | 5.8934 | 0 | 0 | 0 | Fail RIM
[11 empty] | Industrial | Custom Incentives | Building Envelope Improvements | Water and Wastewater | New | 5.083 | 0.86249 | 5.8934 | 0 | 0 | 0 | Fail RIM
[11 empty] | Industrial | Custom Incentives | HVAC Equipment Upgrades | Water and Wastewater | New | 6.0369 | 0.8666 | 6.9662 | 0 | 0 | 0 | Fail RIM
[11 empty] | Industrial | Custom Incentives | HVAC Equipment Upgrades | Water and Wastewater | Turnover | 6.0369 | 0.8666 | 6.9662 | 0 | 0 | 0 | Fail RIM
[11 empty] | Industrial | Custom Incentives | HVAC Improved Controls | Water and Wastewater | Existing | 14.5374 | 0.86249 | 16.8551 | 0 | 0 | 0 | Fail RIM
[11 empty] | Industrial | Custom Incentives | HVAC Improved Controls | Water and Wastewater | New | 14.5374 | 0.86249 | 16.8551 | 0 | 0 | 0 | Fail RIM
[11 empty] | Industrial | Custom Incentives | HVAC Recommissioning | Water and Wastewater | Existing | 2.3635 | 0.85949 | 2.7499 | 0 | 0 | 0 | Fail RIM
[11 empty] | Industrial | Custom Incentives | HVAC Recommissioning | Water and Wastewater | New | 2.3635 | 0.85949 | 2.7499 | 0 | 0 | 0 | Fail RIM
[11 empty] | Industrial | Indoor Lighting Billed Solution or Indoor Lighting Rebates | Efficient Lighting - High Bay | Water and Wastewater | New | 3.1763 | 0.8587 | 3.6989 | 0 | 0 | 0 | Fail RIM
[11 empty] | Industrial | Indoor Lighting Billed Solution or Indoor Lighting Rebates | Efficient Lighting - High Bay | Water and Wastewater | Turnover | 3.1763 | 0.8587 | 3.6989 | 0 | 0 | 0 | Fail RIM
[11 empty] | Industrial | Indoor Lighting Billed Solution or Indoor Lighting Rebates | Efficient Lighting - Other Interior Lighting | Water and Wastewater | New | 1.795 | 0.86117 | 2.0844 | 0 | 0 | 0 | Fail RIM
[11 empty] | Industrial | Indoor Lighting Billed Solution or Indoor Lighting Rebates | Efficient Lighting - Other Interior Lighting | Water and Wastewater | Turnover | 1.795 | 0.86117 | 2.0844 | 0 | 0 | 0 | Fail RIM
[11 empty] | Industrial | Custom Incentives | Fan Equipment Upgrades | Water and Wastewater | New | 4.0118 | 0.86934 | 4.6148 | 0 | 0 | 0 | Fail RIM
[11 empty] | Industrial | Custom Incentives | Fan Equipment Upgrades | Water and Wastewater | Turnover | 4.0118 | 0.86934 | 4.6148 | 0 | 0 | 0 | Fail RIM
[11 empty] | Industrial | Custom Incentives | Fan Improved Controls | Water and Wastewater | Existing | 21.9549 | 0.86934 | 25.2547 | 0 | 0 | 0 | Fail RIM
[11 empty] | Industrial | Custom Incentives | Fan Improved Controls | Water and Wastewater | New | 21.9549 | 0.86934 | 25.2547 | 0 | 0 | 0 | Fail RIM
[11 empty] | Industrial | Custom Incentives | Fan System Optimization | Water and Wastewater | Existing | 15.443 | 0.86794 | 17.7928 | 0 | 0 | 0 | Fail RIM
[11 empty] | Industrial | Custom Incentives | Fan System Optimization | Water and Wastewater | New | 15.443 | 0.86794 | 17.7928 | 0 | 0 | 0 | Fail RIM
[11 empty] | Industrial | Custom Incentives | Motor Equipment Upgrades | Water and Wastewater | New | 3.2717 | 0.86794 | 3.7695 | 0 | 0 | 0 | Fail RIM
[11 empty] | Industrial | Custom Incentives | Motor Equipment Upgrades | Water and Wastewater | Turnover | 3.2717 | 0.86794 | 3.7695 | 0 | 0 | 0 | Fail RIM
[11 empty] | Industrial | Custom Incentives | Motor Improved Controls | Water and Wastewater | Existing | 7.0559 | 0.86934 | 8.1164 | 0 | 0 | 0 | Fail RIM
[11 empty] | Industrial | Custom Incentives | Motor Improved Controls | Water and Wastewater | New | 7.0559 | 0.86934 | 8.1164 | 0 | 0 | 0 | Fail RIM
[11 empty] | Industrial | Custom Incentives | Motor Optimization | Water and Wastewater | Existing | 1.1959 | 0.86794 | 1.3778 | 0 | 0 | 0 | Fail RIM
[11 empty] | Industrial | Custom Incentives | Motor Optimization | Water and Wastewater | New | 1.1959 | 0.86794 | 1.3778 | 0 | 0 | 0 | Fail RIM
[11 empty] | Industrial | Custom Incentives | Pump Equipment Upgrade | Water and Wastewater | New | 5.4954 | 0.86934 | 6.3214 | 0 | 0 | 0 | Fail RIM
[11 empty] | Industrial | Custom Incentives | Pump Equipment Upgrade | Water and Wastewater | Turnover | 5.4954 | 0.86934 | 6.3214 | 0 | 0 | 0 | Fail RIM
[11 empty] | Industrial | Custom Incentives | Pump Improved Controls | Water and Wastewater | Existing | 11.4686 | 0.86934 | 13.1923 | 0 | 0 | 0 | Fail RIM
[11 empty] | Industrial | Custom Incentives | Pump Improved Controls | Water and Wastewater | New | 11.4686 | 0.86934 | 13.1923 | 0 | 0 | 0 | Fail RIM
[11 empty] | Industrial | Custom Incentives | Pump System Optimization | Water and Wastewater | Existing | 8.2189 | 0.86794 | 9.4695 | 0 | 0 | 0 | Fail RIM
[11 empty] | Industrial | Custom Incentives | Pump System Optimization | Water and Wastewater | New | 8.2189 | 0.86794 | 9.4695 | 0 | 0 | 0 | Fail RIM
[11 empty] | Industrial | Custom Incentives | Process Refrig System Optimization | Water and Wastewater | Existing | 2.225 | 0.75423 | 2.95 | 0 | 0 | 0 | Fail RIM
[11 empty] | Industrial | Custom Incentives | Process Refrig System Optimization | Water and Wastewater | New | 2.225 | 0.75423 | 2.95 | 0 | 0 | 0 | Fail RIM
[11 empty] | Industrial | Custom Incentives | Process Heat Improved Controls | Water and Wastewater | Existing | 0.7604 | 0.8663 | 0.87775 | 0 | 0 | 0 | Fail RIM
[11 empty] | Industrial | Custom Incentives | Process Heat Improved Controls | Water and Wastewater | New | 0.7604 | 0.8663 | 0.87775 | 0 | 0 | 0 | Fail RIM
[11 empty] | Industrial | Custom Incentives | Process Heat System Optimization | Water and Wastewater | Existing | 0.35724 | 0.72358 | 0.49371 | 0 | 0 | 0 | Fail RIM
[11 empty] | Industrial | Custom Incentives | Process Heat System Optimization | Water and Wastewater | New | 0.35724 | 0.72358 | 0.49371 | 0 | 0 | 0 | Fail RIM
[11 empty] | Industrial | Custom Incentives | Process Other Systems Optimization | Water and Wastewater | Existing | 8.6823 | 0.757 | 11.4694 | 0 | 0 | 0 | Fail RIM
[11 empty] | Industrial | Custom Incentives | Process Other Systems Optimization | Water and Wastewater | New | 8.6823 | 0.757 | 11.4694 | 0 | 0 | 0 | Fail RIM

## Staff ROG32_AP
Achievable Potential - RIM | [10 empty] | Achievable Potential - RIM | [11 empty] | Achievable Potential - TRC | [10 empty] | Achievable Potential - TRC
Existing DSM Program Measures | [10 empty] | Existing DSM Program Measures | [11 empty] | Existing DSM Program Measures | [10 empty] | Existing DSM Program Measures
[Economic Potential or Achievable Potential] – [TRC or RIM] | [10 empty] | [Economic Potential or Achievable Potential] – [TRC or RIM] | [11 empty] | [Economic Potential or Achievable Potential] – [TRC or RIM] | [10 empty] | [Economic Potential or Achievable Potential] – [TRC or RIM]
Customer | Program | Measure | Segment | Vintage | TRC | RIM | PCT | Summer | Winter | Energy | Customer | Program | Measure | Segment | Vintage | TRC | RIM | PCT | Summer | Winter | Energy | Reason For | Customer | Program | Measure | Segment | Vintage | TRC | RIM | PCT | Summer | Winter | Energy | Customer | Program | Measure | Segment | Vintage | TRC | RIM | PCT | Summer | Winter | Energy | Reason For
Class | Name | Name | [5 empty] | (MW) | (MW) | (GWh) | Class | Name | Name | [5 empty] | (MW) | (MW) | (GWh) | Failure | Class | Name | Name | [5 empty] | (MW) | (MW) | (GWh) | Class | Name | Name | [5 empty] | (MW) | (MW) | (GWh) | Failure
Industrial | Indoor Lighting Billed Solution or Indoor Lighting Rebates | Lighting Controls - Exterior | Agriculture and Assembly | Existing | 3.6875 | 1.0293 | 4.0368 | 0 | 0 | 0.00040786 | N/A | N/A | N/A | [9 empty] | Residential | Efficiency Delivered | CFL-13W | Single Family | Turnover | 1.5295 | 0.57759 | 2.9854 | 0.73304 | 0.76964 | 8.3336 | Commercial | Custom Incentives | High Efficiency Chiller (Water cooled-positive displacement, 100 tons) | College and University | Turnover | 0.98324 | 0.45931 | 2.1925 | 0 | 0 | 0 | Fail TRC
Industrial | Indoor Lighting Billed Solution or Indoor Lighting Rebates | Lighting Controls - Exterior | Agriculture and Assembly | New | 3.6875 | 1.0293 | 4.0368 | 0 | 0 | 0.00011857 | * No more permutations screened out from achievable screening process | [11 empty] | Residential | Efficiency Delivered | CFL-13W | Multi-Family | Turnover | 1.5295 | 0.57759 | 2.9854 | 0.54977 | 0.57723 | 6.2502 | Commercial | Custom Incentives | High Efficiency Chiller (Water cooled-positive displacement, 100 tons) | Offices | Turnover | 0.99685 | 0.46226 | 2.2097 | 0 | 0 | 0 | Fail TRC
Industrial | Indoor Lighting Billed Solution or Indoor Lighting Rebates | Lighting Controls - Exterior | Chemicals and Plastics | Existing | 3.3461 | 1.0008 | 3.7115 | 0 | 0 | 0.0010324 | [12 empty] | Residential | Efficiency Delivered | CFL-13W | Manufactured Home | Turnover | 1.5295 | 0.57759 | 2.9854 | 0.0086916 | 0.0091256 | 0.098811 | Commercial | Custom Incentives | High Efficiency Chiller (Water cooled-positive displacement, 100 tons) | Schools K-12 | Turnover | 0.9787 | 0.45832 | 2.1867 | 0 | 0 | 0 | Fail TRC
Industrial | Indoor Lighting Billed Solution or Indoor Lighting Rebates | Lighting Controls - Exterior | Chemicals and Plastics | New | 3.3461 | 1.0008 | 3.7115 | 0 | 0 | 0.00030011 | [12 empty] | Residential | Efficiency Delivered | CFL-13W | Single Family | New | 1.5295 | 0.57759 | 2.9854 | 0.1795 | 0.18846 | 2.0406 | Commercial | Custom Incentives | High Efficiency Chiller (Water cooled-positive displacement, 100 tons) | College and University | New | 0.98324 | 0.45931 | 2.1925 | 0 | 0 | 0 | Fail TRC
Industrial | Indoor Lighting Billed Solution or Indoor Lighting Rebates | Lighting Controls - Exterior | Construction | Existing | 3.3811 | 1.0039 | 3.7443 | 0 | 0 | 0.00017154 | [12 empty] | Residential | Efficiency Delivered | CFL-13W | Multi-Family | New | 1.5295 | 0.57759 | 2.9854 | 0.13462 | 0.14134 | 1.5305 | Commercial | Custom Incentives | High Efficiency Chiller (Water cooled-positive displacement, 100 tons) | Offices | New | 0.99685 | 0.46226 | 2.2097 | 0 | 0 | 0 | Fail TRC
Industrial | Indoor Lighting Billed Solution or Indoor Lighting Rebates | Lighting Controls - Exterior | Construction | New | 3.3811 | 1.0039 | 3.7443 | 0 | 0 | 4.9866e-05 | [12 empty] | Residential | Efficiency Delivered | CFL-13W | Manufactured Home | New | 1.5295 | 0.57759 | 2.9854 | 0.0021283 | 0.0022346 | 0.024196 | Commercial | Custom Incentives | High Efficiency Chiller (Water cooled-positive displacement, 100 tons) | Schools K-12 | New | 0.9787 | 0.45832 | 2.1867 | 0 | 0 | 0 | Fail TRC
Industrial | Indoor Lighting Billed Solution or Indoor Lighting Rebates | Lighting Controls - Exterior | Electrical and Electronic Equip. | Existing | 3.2885 | 1 | 3.6408 | 0 | 0 | 0.00034122 | [12 empty] | Residential | ENERGY STAR® Windows Rebates | Ceiling Insulation(R2 to R38) | Single Family | Existing | 1.6656 | 0.50653 | 4.7344 | 1.0763 | 0.58382 | 2.8633 | Commercial | Indoor Lighting Billed Solution or Indoor Lighting Rebates | Premium T8 - Fixture Replacement | Lodging/Hospitality | Turnover | 0.96121 | 0.49246 | 1.9938 | 0 | 0 | 0 | Fail TRC
Industrial | Indoor Lighting Billed Solution or Indoor Lighting Rebates | Lighting Controls - Exterior | Electrical and Electronic Equip. | New | 3.2885 | 1 | 3.6408 | 0 | 0 | 9.9193e-05 | [12 empty] | Residential | ENERGY STAR® Windows Rebates | Ceiling Insulation(R2 to R38) | Multi-Family | Existing | 1.3516 | 0.47311 | 3.7078 | 1.0246 | 0.70383 | 2.9373 | Commercial | Indoor Lighting Billed Solution or Indoor Lighting Rebates | Premium T8 - Fixture Replacement | Lodging/Hospitality | New | 0.96121 | 0.49246 | 1.9938 | 0 | 0 | 0 | Fail TRC
Industrial | Indoor Lighting Billed Solution or Indoor Lighting Rebates | Lighting Controls - Exterior | Lumber/Furniture/Pulp/Paper | Existing | 2.7866 | 1 | 3.0143 | 0 | 0 | 0.00041954 | [12 empty] | Residential | ENERGY STAR® Windows Rebates | Ceiling Insulation(R2 to R38) | Manufactured Home | Existing | 1.3296 | 0.47038 | 3.644 | 0.011953 | 0.010579 | 0.035937 | Commercial | Custom Incentives | Hot Water Circulation Pump Control | Assembly | Existing | 0.97001 | 0.43042 | 2.2932 | 0 | 0 | 0 | Fail TRC
Industrial | Indoor Lighting Billed Solution or Indoor Lighting Rebates | Lighting Controls - Exterior | Lumber/Furniture/Pulp/Paper | New | 2.7866 | 1 | 3.0143 | 0 | 0 | 0.00012196 | [12 empty] | Residential | ENERGY STAR® Windows Rebates | Ceiling Insulation(R2 to R38) | Single Family | New | 1.6656 | 0.50653 | 4.7344 | 0 | 0 | 0 | Commercial | Custom Incentives | Hot Water Circulation Pump Control | Healthcare | Existing | 0.97001 | 0.43042 | 2.2932 | 0 | 0 | 0 | Fail TRC
Industrial | Indoor Lighting Billed Solution or Indoor Lighting Rebates | Lighting Controls - Exterior | Metal Products and Machinery | Existing | 3.0223 | 1 | 3.305 | 0 | 0 | 0.00091146 | [12 empty] | Residential | ENERGY STAR® Windows Rebates | Ceiling Insulation(R2 to R38) | Multi-Family | New | 1.3516 | 0.47311 | 3.7078 | 0 | 0 | 0 | Commercial | Custom Incentives | Hot Water Circulation Pump Control | Institutional | Existing | 0.97001 | 0.43042 | 2.2932 | 0 | 0 | 0 | Fail TRC
Industrial | Indoor Lighting Billed Solution or Indoor Lighting Rebates | Lighting Controls - Exterior | Metal Products and Machinery | New | 3.0223 | 1 | 3.305 | 0 | 0 | 0.00026496 | [12 empty] | Residential | ENERGY STAR® Windows Rebates | Ceiling Insulation(R2 to R38) | Manufactured Home | New | 1.3296 | 0.47038 | 3.644 | 0 | 0 | 0 | Commercial | Custom Incentives | Hot Water Circulation Pump Control | Miscellaneous | Existing | 0.97001 | 0.43042 | 2.2932 | 0 | 0 | 0 | Fail TRC
Industrial | Indoor Lighting Billed Solution or Indoor Lighting Rebates | Lighting Controls - Exterior | Primary Resources Industries | Existing | 3.2398 | 1 | 3.5787 | 0 | 0 | 0.00063243 | [12 empty] | Residential | Duct Repair/Replacement Rebates | Duct Repair | Single Family | Existing | 1.0597 | 0.45799 | 3.0652 | 0.5883 | 0.19233 | 1.1689 | Commercial | Custom Incentives | Hot Water Circulation Pump Control | Offices | Existing | 0.97001 | 0.43042 | 2.2932 | 0 | 0 | 0 | Fail TRC
Industrial | Indoor Lighting Billed Solution or Indoor Lighting Rebates | Lighting Controls - Exterior | Primary Resources Industries | New | 3.2398 | 1 | 3.5787 | 0 | 0 | 0.00018385 | [12 empty] | Residential | Duct Repair/Replacement Rebates | Duct Repair | Manufactured Home | Existing | 1.0449 | 0.4552 | 3.0202 | 0.032361 | 0.010582 | 0.064303 | Commercial | Custom Incentives | Hot Water Circulation Pump Control | Schools K-12 | Existing | 0.97001 | 0.43042 | 2.2932 | 0 | 0 | 0 | Fail TRC
Industrial | Indoor Lighting Billed Solution or Indoor Lighting Rebates | Lighting Controls - Exterior | Stone/Clay/Glass/Concrete | Existing | 3.1852 | 1 | 3.5095 | 0 | 0 | 0.00014976 | [12 empty] | Commercial | Custom Incentives | Efficient Exhaust Hood | Assembly | Turnover | 3.0124 | 0.6797 | 4.7417 | 0 | 0 | 0 | Commercial | Custom Incentives | Hot Water Circulation Pump Control | Warehouse | Existing | 0.97001 | 0.43042 | 2.2932 | 0 | 0 | 0 | Fail TRC
Industrial | Indoor Lighting Billed Solution or Indoor Lighting Rebates | Lighting Controls - Exterior | Stone/Clay/Glass/Concrete | New | 3.1852 | 1 | 3.5095 | 0 | 0 | 4.3536e-05 | [12 empty] | Commercial | Custom Incentives | Efficient Exhaust Hood | College and University | Turnover | 3.0124 | 0.6797 | 4.7417 | 3.7637e-05 | 1.4772e-05 | 0.00017216 | Commercial | Custom Incentives | Hot Water Circulation Pump Control | Assembly | New | 0.97001 | 0.43042 | 2.2932 | 0 | 0 | 0 | Fail TRC
Industrial | Indoor Lighting Billed Solution or Indoor Lighting Rebates | Lighting Controls - Exterior | Textiles and Leather | Existing | 3.6396 | 1.0256 | 3.9905 | 0 | 0 | 0.00010677 | [12 empty] | Commercial | Custom Incentives | Efficient Exhaust Hood | Grocery | Turnover | 3.0124 | 0.6797 | 4.7417 | 0 | 0 | 0 | Commercial | Custom Incentives | Hot Water Circulation Pump Control | Healthcare | New | 0.97001 | 0.43042 | 2.2932 | 0 | 0 | 0 | Fail TRC
Industrial | Indoor Lighting Billed Solution or Indoor Lighting Rebates | Lighting Controls - Exterior | Textiles and Leather | New | 3.6396 | 1.0256 | 3.9905 | 0 | 0 | 3.1038e-05 | [12 empty] | Commercial | Custom Incentives | Efficient Exhaust Hood | Healthcare | Turnover | 3.0124 | 0.6797 | 4.7417 | 0.00038294 | 0.0001503 | 0.0017516 | Commercial | Custom Incentives | Hot Water Circulation Pump Control | Institutional | New | 0.97001 | 0.43042 | 2.2932 | 0 | 0 | 0 | Fail TRC
Industrial | Indoor Lighting Billed Solution or Indoor Lighting Rebates | Lighting Controls - Exterior | Transportation Equipment | Existing | 3.5674 | 1.0198 | 3.9211 | 0 | 0 | 0.00044041 | [12 empty] | Commercial | Custom Incentives | Efficient Exhaust Hood | Hospitals | Turnover | 3.0124 | 0.6797 | 4.7417 | 0.00090904 | 0.0003568 | 0.0041581 | Commercial | Custom Incentives | Hot Water Circulation Pump Control | Miscellaneous | New | 0.97001 | 0.43042 | 2.2932 | 0 | 0 | 0 | Fail TRC
Industrial | Indoor Lighting Billed Solution or Indoor Lighting Rebates | Lighting Controls - Exterior | Transportation Equipment | New | 3.5674 | 1.0198 | 3.9211 | 0 | 0 | 0.00012803 | [12 empty] | Commercial | Custom Incentives | Efficient Exhaust Hood | Institutional | Turnover | 3.0124 | 0.6797 | 4.7417 | 0 | 0 | 0 | Commercial | Custom Incentives | Hot Water Circulation Pump Control | Offices | New | 0.97001 | 0.43042 | 2.2932 | 0 | 0 | 0 | Fail TRC
Industrial | Indoor Lighting Billed Solution or Indoor Lighting Rebates | Lighting Controls - Exterior | Water and Wastewater | Existing | 3.3811 | 1.0039 | 3.7443 | 0 | 0 | 2.1009e-06 | [12 empty] | Commercial | Custom Incentives | Efficient Exhaust Hood | Lodging/Hospitality | Turnover | 3.0124 | 0.6797 | 4.7417 | 0.027654 | 0.010854 | 0.12649 | Commercial | Custom Incentives | Hot Water Circulation Pump Control | Schools K-12 | New | 0.97001 | 0.43042 | 2.2932 | 0 | 0 | 0 | Fail TRC
Industrial | Indoor Lighting Billed Solution or Indoor Lighting Rebates | Lighting Controls - Exterior | Water and Wastewater | New | 3.3811 | 1.0039 | 3.7443 | 0 | 0 | 6.1074e-07 | [12 empty] | Commercial | Custom Incentives | Efficient Exhaust Hood | Miscellaneous | Turnover | 3.0124 | 0.6797 | 4.7417 | 0 | 0 | 0 | Commercial | Custom Incentives | Hot Water Circulation Pump Control | Warehouse | New | 0.97001 | 0.43042 | 2.2932 | 0 | 0 | 0 | Fail TRC
[23 empty] | Commercial | Custom Incentives | Efficient Exhaust Hood | Offices | Turnover | 3.0124 | 0.6797 | 4.7417 | 0 | 0 | 0
[23 empty] | Commercial | Custom Incentives | Efficient Exhaust Hood | Restaurants | Turnover | 3.0124 | 0.6797 | 4.7417 | 0.035843 | 0.014068 | 0.16395
[23 empty] | Commercial | Custom Incentives | Efficient Exhaust Hood | Retail | Turnover | 3.0124 | 0.6797 | 4.7417 | 0 | 0 | 0
[23 empty] | Commercial | Custom Incentives | Efficient Exhaust Hood | Schools K-12 | Turnover | 3.0124 | 0.6797 | 4.7417 | 0.0012582 | 0.00049382 | 0.005755
[23 empty] | Commercial | Custom Incentives | Efficient Exhaust Hood | Warehouse | Turnover | 3.0124 | 0.6797 | 4.7417 | 0 | 0 | 0
[23 empty] | Commercial | Custom Incentives | Efficient Exhaust Hood | Assembly | New | 3.0124 | 0.6797 | 4.7417 | 0 | 0 | 0
[23 empty] | Commercial | Custom Incentives | Efficient Exhaust Hood | College and University | New | 3.0124 | 0.6797 | 4.7417 | 8.2645e-06 | 3.2438e-06 | 3.7803e-05
[23 empty] | Commercial | Custom Incentives | Efficient Exhaust Hood | Grocery | New | 3.0124 | 0.6797 | 4.7417 | 0 | 0 | 0
[23 empty] | Commercial | Custom Incentives | Efficient Exhaust Hood | Healthcare | New | 3.0124 | 0.6797 | 4.7417 | 8.4089e-05 | 3.3005e-05 | 0.00038464
[23 empty] | Commercial | Custom Incentives | Efficient Exhaust Hood | Hospitals | New | 3.0124 | 0.6797 | 4.7417 | 0.00019962 | 7.8349e-05 | 0.00091308
[23 empty] | Commercial | Custom Incentives | Efficient Exhaust Hood | Institutional | New | 3.0124 | 0.6797 | 4.7417 | 0 | 0 | 0
[23 empty] | Commercial | Custom Incentives | Efficient Exhaust Hood | Lodging/Hospitality | New | 3.0124 | 0.6797 | 4.7417 | 0.0060723 | 0.0023834 | 0.027776
[23 empty] | Commercial | Custom Incentives | Efficient Exhaust Hood | Miscellaneous | New | 3.0124 | 0.6797 | 4.7417 | 0 | 0 | 0
[23 empty] | Commercial | Custom Incentives | Efficient Exhaust Hood | Offices | New | 3.0124 | 0.6797 | 4.7417 | 0 | 0 | 0
[23 empty] | Commercial | Custom Incentives | Efficient Exhaust Hood | Restaurants | New | 3.0124 | 0.6797 | 4.7417 | 0.0078705 | 0.0030891 | 0.036001
[23 empty] | Commercial | Custom Incentives | Efficient Exhaust Hood | Retail | New | 3.0124 | 0.6797 | 4.7417 | 0 | 0 | 0
[23 empty] | Commercial | Custom Incentives | Efficient Exhaust Hood | Schools K-12 | New | 3.0124 | 0.6797 | 4.7417 | 0.00027628 | 0.00010844 | 0.0012637
[23 empty] | Commercial | Custom Incentives | Efficient Exhaust Hood | Warehouse | New | 3.0124 | 0.6797 | 4.7417 | 0 | 0 | 0
[23 empty] | Commercial | Custom Incentives | Energy Star Hot Food Holding Cabinet | Assembly | Turnover | 1.3869 | 0.54539 | 2.6162 | 0 | 0 | 0
[23 empty] | Commercial | Custom Incentives | Energy Star Hot Food Holding Cabinet | College and University | Turnover | 1.3869 | 0.54539 | 2.6162 | 0.0001123 | 5.4341e-05 | 0.00060982
[23 empty] | Commercial | Custom Incentives | Energy Star Hot Food Holding Cabinet | Grocery | Turnover | 1.3869 | 0.54539 | 2.6162 | 0 | 0 | 0
[23 empty] | Commercial | Custom Incentives | Energy Star Hot Food Holding Cabinet | Healthcare | Turnover | 1.3869 | 0.54539 | 2.6162 | 0.0011369 | 0.0005501 | 0.0061732
[23 empty] | Commercial | Custom Incentives | Energy Star Hot Food Holding Cabinet | Hospitals | Turnover | 1.3869 | 0.54539 | 2.6162 | 0.0025033 | 0.0012113 | 0.013593
[23 empty] | Commercial | Custom Incentives | Energy Star Hot Food Holding Cabinet | Institutional | Turnover | 1.3869 | 0.54539 | 2.6162 | 0 | 0 | 0
[23 empty] | Commercial | Custom Incentives | Energy Star Hot Food Holding Cabinet | Lodging/Hospitality | Turnover | 1.3869 | 0.54539 | 2.6162 | 0.063923 | 0.030931 | 0.3471
[23 empty] | Commercial | Custom Incentives | Energy Star Hot Food Holding Cabinet | Miscellaneous | Turnover | 1.3869 | 0.54539 | 2.6162 | 0 | 0 | 0
[23 empty] | Commercial | Custom Incentives | Energy Star Hot Food Holding Cabinet | Offices | Turnover | 1.3869 | 0.54539 | 2.6162 | 0 | 0 | 0
[23 empty] | Commercial | Custom Incentives | Energy Star Hot Food Holding Cabinet | Restaurants | Turnover | 1.3869 | 0.54539 | 2.6162 | 0.082854 | 0.040091 | 0.4499
[23 empty] | Commercial | Custom Incentives | Energy Star Hot Food Holding Cabinet | Retail | Turnover | 1.3869 | 0.54539 | 2.6162 | 0 | 0 | 0
[23 empty] | Commercial | Custom Incentives | Energy Star Hot Food Holding Cabinet | Schools K-12 | Turnover | 1.3869 | 0.54539 | 2.6162 | 0.0037543 | 0.0018166 | 0.020386
[23 empty] | Commercial | Custom Incentives | Energy Star Hot Food Holding Cabinet | Warehouse | Turnover | 1.3869 | 0.54539 | 2.6162 | 0 | 0 | 0
[23 empty] | Commercial | Custom Incentives | Energy Star Hot Food Holding Cabinet | Assembly | New | 1.3869 | 0.54539 | 2.6162 | 0 | 0 | 0
[23 empty] | Commercial | Custom Incentives | Energy Star Hot Food Holding Cabinet | College and University | New | 1.3869 | 0.54539 | 2.6162 | 2.4657e-05 | 1.1931e-05 | 0.00013389
[23 empty] | Commercial | Custom Incentives | Energy Star Hot Food Holding Cabinet | Grocery | New | 1.3869 | 0.54539 | 2.6162 | 0 | 0 | 0
[23 empty] | Commercial | Custom Incentives | Energy Star Hot Food Holding Cabinet | Healthcare | New | 1.3869 | 0.54539 | 2.6162 | 0.00024961 | 0.00012078 | 0.0013554
[23 empty] | Commercial | Custom Incentives | Energy Star Hot Food Holding Cabinet | Hospitals | New | 1.3869 | 0.54539 | 2.6162 | 0.00054961 | 0.00026594 | 0.0029844
[23 empty] | Commercial | Custom Incentives | Energy Star Hot Food Holding Cabinet | Institutional | New | 1.3869 | 0.54539 | 2.6162 | 0 | 0 | 0
[23 empty] | Commercial | Custom Incentives | Energy Star Hot Food Holding Cabinet | Lodging/Hospitality | New | 1.3869 | 0.54539 | 2.6162 | 0.014034 | 0.0067907 | 0.076205
[23 empty] | Commercial | Custom Incentives | Energy Star Hot Food Holding Cabinet | Miscellaneous | New | 1.3869 | 0.54539 | 2.6162 | 0 | 0 | 0
[23 empty] | Commercial | Custom Incentives | Energy Star Hot Food Holding Cabinet | Offices | New | 1.3869 | 0.54539 | 2.6162 | 0 | 0 | 0
[23 empty] | Commercial | Custom Incentives | Energy Star Hot Food Holding Cabinet | Restaurants | New | 1.3869 | 0.54539 | 2.6162 | 0.01819 | 0.0088016 | 0.098772
[23 empty] | Commercial | Custom Incentives | Energy Star Hot Food Holding Cabinet | Retail | New | 1.3869 | 0.54539 | 2.6162 | 0 | 0 | 0
[23 empty] | Commercial | Custom Incentives | Energy Star Hot Food Holding Cabinet | Schools K-12 | New | 1.3869 | 0.54539 | 2.6162 | 0.00082427 | 0.00039884 | 0.0044758
[23 empty] | Commercial | Custom Incentives | Energy Star Hot Food Holding Cabinet | Warehouse | New | 1.3869 | 0.54539 | 2.6162 | 0 | 0 | 0
[23 empty] | Commercial | Indoor Lighting Billed Solution or Indoor Lighting Rebates | High Efficiency HID Lighting | Assembly | Turnover | 1.52 | 0.52285 | 3.0133 | 0 | 0 | 0.0091515
[23 empty] | Commercial | Indoor Lighting Billed Solution or Indoor Lighting Rebates | High Efficiency HID Lighting | College and University | Turnover | 1.52 | 0.52285 | 3.0133 | 0 | 0 | 0.013588
[23 empty] | Commercial | Indoor Lighting Billed Solution or Indoor Lighting Rebates | High Efficiency HID Lighting | Grocery | Turnover | 1.52 | 0.52285 | 3.0133 | 0 | 0 | 0.073296
[23 empty] | Commercial | Indoor Lighting Billed Solution or Indoor Lighting Rebates | High Efficiency HID Lighting | Healthcare | Turnover | 1.52 | 0.52285 | 3.0133 | 0 | 0 | 0.021775
[23 empty] | Commercial | Indoor Lighting Billed Solution or Indoor Lighting Rebates | High Efficiency HID Lighting | Hospitals | Turnover | 1.52 | 0.52285 | 3.0133 | 0 | 0 | 0.014571
[23 empty] | Commercial | Indoor Lighting Billed Solution or Indoor Lighting Rebates | High Efficiency HID Lighting | Institutional | Turnover | 1.52 | 0.52285 | 3.0133 | 0 | 0 | 0.19893
[23 empty] | Commercial | Indoor Lighting Billed Solution or Indoor Lighting Rebates | High Efficiency HID Lighting | Lodging/Hospitality | Turnover | 1.52 | 0.52285 | 3.0133 | 0 | 0 | 0.15433
[23 empty] | Commercial | Indoor Lighting Billed Solution or Indoor Lighting Rebates | High Efficiency HID Lighting | Miscellaneous | Turnover | 1.52 | 0.52285 | 3.0133 | 0 | 0 | 0.069108
[23 empty] | Commercial | Indoor Lighting Billed Solution or Indoor Lighting Rebates | High Efficiency HID Lighting | Offices | Turnover | 1.52 | 0.52285 | 3.0133 | 0 | 0 | 0.19364
[23 empty] | Commercial | Indoor Lighting Billed Solution or Indoor Lighting Rebates | High Efficiency HID Lighting | Restaurants | Turnover | 1.52 | 0.52285 | 3.0133 | 0 | 0 | 0.041943
[23 empty] | Commercial | Indoor Lighting Billed Solution or Indoor Lighting Rebates | High Efficiency HID Lighting | Retail | Turnover | 1.52 | 0.52285 | 3.0133 | 0 | 0 | 0.16628
[23 empty] | Commercial | Indoor Lighting Billed Solution or Indoor Lighting Rebates | High Efficiency HID Lighting | Schools K-12 | Turnover | 1.52 | 0.52285 | 3.0133 | 0 | 0 | 0.057919
[23 empty] | Commercial | Indoor Lighting Billed Solution or Indoor Lighting Rebates | High Efficiency HID Lighting | Warehouse | Turnover | 1.52 | 0.52285 | 3.0133 | 0 | 0 | 0.21367
[23 empty] | Commercial | Indoor Lighting Billed Solution or Indoor Lighting Rebates | High Efficiency HID Lighting | Assembly | New | 1.52 | 0.52285 | 3.0133 | 0 | 0 | 0.038754
[23 empty] | Commercial | Indoor Lighting Billed Solution or Indoor Lighting Rebates | High Efficiency HID Lighting | College and University | New | 1.52 | 0.52285 | 3.0133 | 0 | 0 | 0.0042647
[23 empty] | Commercial | Indoor Lighting Billed Solution or Indoor Lighting Rebates | High Efficiency HID Lighting | Grocery | New | 1.52 | 0.52285 | 3.0133 | 0 | 0 | 0.31044
[23 empty] | Commercial | Indoor Lighting Billed Solution or Indoor Lighting Rebates | High Efficiency HID Lighting | Healthcare | New | 1.52 | 0.52285 | 3.0133 | 0 | 0 | 0.0068343
[23 empty] | Commercial | Indoor Lighting Billed Solution or Indoor Lighting Rebates | High Efficiency HID Lighting | Hospitals | New | 1.52 | 0.52285 | 3.0133 | 0 | 0 | 0.060745
[23 empty] | Commercial | Indoor Lighting Billed Solution or Indoor Lighting Rebates | High Efficiency HID Lighting | Institutional | New | 1.52 | 0.52285 | 3.0133 | 0 | 0 | 0.062673
[23 empty] | Commercial | Indoor Lighting Billed Solution or Indoor Lighting Rebates | High Efficiency HID Lighting | Lodging/Hospitality | New | 1.52 | 0.52285 | 3.0133 | 0 | 0 | 0.64352
[23 empty] | Commercial | Indoor Lighting Billed Solution or Indoor Lighting Rebates | High Efficiency HID Lighting | Miscellaneous | New | 1.52 | 0.52285 | 3.0133 | 0 | 0 | 0.021772
[23 empty] | Commercial | Indoor Lighting Billed Solution or Indoor Lighting Rebates | High Efficiency HID Lighting | Offices | New | 1.52 | 0.52285 | 3.0133 | 0 | 0 | 0.80739
[23 empty] | Commercial | Indoor Lighting Billed Solution or Indoor Lighting Rebates | High Efficiency HID Lighting | Restaurants | New | 1.52 | 0.52285 | 3.0133 | 0 | 0 | 0.18022
[23 empty] | Commercial | Indoor Lighting Billed Solution or Indoor Lighting Rebates | High Efficiency HID Lighting | Retail | New | 1.52 | 0.52285 | 3.0133 | 0 | 0 | 0.69339
[23 empty] | Commercial | Indoor Lighting Billed Solution or Indoor Lighting Rebates | High Efficiency HID Lighting | Schools K-12 | New | 1.52 | 0.52285 | 3.0133 | 0 | 0 | 0.018246
[23 empty] | Commercial | Indoor Lighting Billed Solution or Indoor Lighting Rebates | High Efficiency HID Lighting | Warehouse | New | 1.52 | 0.52285 | 3.0133 | 0 | 0 | 0.067064
[23 empty] | Commercial | Indoor Lighting Billed Solution or Indoor Lighting Rebates | LED Exterior Lighting | Assembly | Turnover | 1.61 | 0.5331 | 3.1397 | 0 | 0 | 0
[23 empty] | Commercial | Indoor Lighting Billed Solution or Indoor Lighting Rebates | LED Exterior Lighting | College and University | Turnover | 1.61 | 0.5331 | 3.1397 | 0 | 0 | 0.00023799
[23 empty] | Commercial | Indoor Lighting Billed Solution or Indoor Lighting Rebates | LED Exterior Lighting | Grocery | Turnover | 1.61 | 0.5331 | 3.1397 | 0 | 0 | 0.0010397
[23 empty] | Commercial | Indoor Lighting Billed Solution or Indoor Lighting Rebates | LED Exterior Lighting | Healthcare | Turnover | 1.61 | 0.5331 | 3.1397 | 0 | 0 | 0.00034673
[23 empty] | Commercial | Indoor Lighting Billed Solution or Indoor Lighting Rebates | LED Exterior Lighting | Hospitals | Turnover | 1.61 | 0.5331 | 3.1397 | 0 | 0 | 0.0001378
[23 empty] | Commercial | Indoor Lighting Billed Solution or Indoor Lighting Rebates | LED Exterior Lighting | Institutional | Turnover | 1.61 | 0.5331 | 3.1397 | 0 | 0 | 0
[23 empty] | Commercial | Indoor Lighting Billed Solution or Indoor Lighting Rebates | LED Exterior Lighting | Lodging/Hospitality | Turnover | 1.61 | 0.5331 | 3.1397 | 0 | 0 | 0
[23 empty] | Commercial | Indoor Lighting Billed Solution or Indoor Lighting Rebates | LED Exterior Lighting | Miscellaneous | Turnover | 1.61 | 0.5331 | 3.1397 | 0 | 0 | 0.00086461
[23 empty] | Commercial | Indoor Lighting Billed Solution or Indoor Lighting Rebates | LED Exterior Lighting | Offices | Turnover | 1.61 | 0.5331 | 3.1397 | 0 | 0 | 0.0027469
[23 empty] | Commercial | Indoor Lighting Billed Solution or Indoor Lighting Rebates | LED Exterior Lighting | Restaurants | Turnover | 1.61 | 0.5331 | 3.1397 | 0 | 0 | 0.00047599
[23 empty] | Commercial | Indoor Lighting Billed Solution or Indoor Lighting Rebates | LED Exterior Lighting | Retail | Turnover | 1.61 | 0.5331 | 3.1397 | 0 | 0 | 0
[23 empty] | Commercial | Indoor Lighting Billed Solution or Indoor Lighting Rebates | LED Exterior Lighting | Schools K-12 | Turnover | 1.61 | 0.5331 | 3.1397 | 0 | 0 | 0.0010145
[23 empty] | Commercial | Indoor Lighting Billed Solution or Indoor Lighting Rebates | LED Exterior Lighting | Warehouse | Turnover | 1.61 | 0.5331 | 3.1397 | 0 | 0 | 0.0033228
[23 empty] | Commercial | Indoor Lighting Billed Solution or Indoor Lighting Rebates | LED Exterior Lighting | Assembly | New | 1.61 | 0.5331 | 3.1397 | 0 | 0 | 0
[23 empty] | Commercial | Indoor Lighting Billed Solution or Indoor Lighting Rebates | LED Exterior Lighting | College and University | New | 1.61 | 0.5331 | 3.1397 | 0 | 0 | 5.7265e-05
[23 empty] | Commercial | Indoor Lighting Billed Solution or Indoor Lighting Rebates | LED Exterior Lighting | Grocery | New | 1.61 | 0.5331 | 3.1397 | 0 | 0 | 0.00027105
[23 empty] | Commercial | Indoor Lighting Billed Solution or Indoor Lighting Rebates | LED Exterior Lighting | Healthcare | New | 1.61 | 0.5331 | 3.1397 | 0 | 0 | 8.3427e-05
[23 empty] | Commercial | Indoor Lighting Billed Solution or Indoor Lighting Rebates | LED Exterior Lighting | Hospitals | New | 1.61 | 0.5331 | 3.1397 | 0 | 0 | 3.5919e-05
[23 empty] | Commercial | Indoor Lighting Billed Solution or Indoor Lighting Rebates | LED Exterior Lighting | Institutional | New | 1.61 | 0.5331 | 3.1397 | 0 | 0 | 0
[23 empty] | Commercial | Indoor Lighting Billed Solution or Indoor Lighting Rebates | LED Exterior Lighting | Lodging/Hospitality | New | 1.61 | 0.5331 | 3.1397 | 0 | 0 | 0
[23 empty] | Commercial | Indoor Lighting Billed Solution or Indoor Lighting Rebates | LED Exterior Lighting | Miscellaneous | New | 1.61 | 0.5331 | 3.1397 | 0 | 0 | 0.00020805
[23 empty] | Commercial | Indoor Lighting Billed Solution or Indoor Lighting Rebates | LED Exterior Lighting | Offices | New | 1.61 | 0.5331 | 3.1397 | 0 | 0 | 0.00071605
[23 empty] | Commercial | Indoor Lighting Billed Solution or Indoor Lighting Rebates | LED Exterior Lighting | Restaurants | New | 1.61 | 0.5331 | 3.1397 | 0 | 0 | 0.00012408
[23 empty] | Commercial | Indoor Lighting Billed Solution or Indoor Lighting Rebates | LED Exterior Lighting | Retail | New | 1.61 | 0.5331 | 3.1397 | 0 | 0 | 0
[23 empty] | Commercial | Indoor Lighting Billed Solution or Indoor Lighting Rebates | LED Exterior Lighting | Schools K-12 | New | 1.61 | 0.5331 | 3.1397 | 0 | 0 | 0.0002441
[23 empty] | Commercial | Indoor Lighting Billed Solution or Indoor Lighting Rebates | LED Exterior Lighting | Warehouse | New | 1.61 | 0.5331 | 3.1397 | 0 | 0 | 0.00079955
[23 empty] | Commercial | Custom Incentives | High Efficiency Chiller (Air Cooled, 50 tons) | Assembly | Turnover | 1.5141 | 0.51737 | 3.0801 | 0.018474 | 0.001082 | 0.068655
[23 empty] | Commercial | Custom Incentives | High Efficiency Chiller (Air Cooled, 50 tons) | College and University | Turnover | 1.6663 | 0.53404 | 3.3077 | 0.0061942 | 0.00036279 | 0.02302
[23 empty] | Commercial | Custom Incentives | High Efficiency Chiller (Air Cooled, 50 tons) | Healthcare | Turnover | 3.0312 | 0.62412 | 5.5263 | 0 | 0 | 0
[23 empty] | Commercial | Custom Incentives | High Efficiency Chiller (Air Cooled, 50 tons) | Hospitals | Turnover | 2.8939 | 0.61808 | 5.2875 | 0.026403 | 0.0015464 | 0.098121
[23 empty] | Commercial | Custom Incentives | High Efficiency Chiller (Air Cooled, 50 tons) | Lodging/Hospitality | Turnover | 2.3861 | 0.59121 | 4.4361 | 0.039355 | 0.002305 | 0.14625
[23 empty] | Commercial | Custom Incentives | High Efficiency Chiller (Air Cooled, 50 tons) | Offices | Turnover | 1.6884 | 0.5363 | 3.3411 | 0.070283 | 0.0041164 | 0.26119
[23 empty] | Commercial | Custom Incentives | High Efficiency Chiller (Air Cooled, 50 tons) | Restaurants | Turnover | 2.346 | 0.58871 | 4.3708 | 0.0027946 | 0.00016368 | 0.010386
[23 empty] | Commercial | Custom Incentives | High Efficiency Chiller (Air Cooled, 50 tons) | Retail | Turnover | 1.8854 | 0.5547 | 3.6419 | 0 | 0 | 0
[23 empty] | Commercial | Custom Incentives | High Efficiency Chiller (Air Cooled, 50 tons) | Schools K-12 | Turnover | 1.6589 | 0.53328 | 3.2966 | 0.09209 | 0.0053936 | 0.34224
[23 empty] | Commercial | Custom Incentives | High Efficiency Chiller (Air Cooled, 50 tons) | Assembly | New | 1.5141 | 0.51737 | 3.0801 | 0.0060422 | 0.00035389 | 0.022455
[23 empty] | Commercial | Custom Incentives | High Efficiency Chiller (Air Cooled, 50 tons) | College and University | New | 1.6663 | 0.53404 | 3.3077 | 0.0022296 | 0.00013058 | 0.0082857
[23 empty] | Commercial | Custom Incentives | High Efficiency Chiller (Air Cooled, 50 tons) | Healthcare | New | 3.0312 | 0.62412 | 5.5263 | 0 | 0 | 0
[23 empty] | Commercial | Custom Incentives | High Efficiency Chiller (Air Cooled, 50 tons) | Hospitals | New | 2.8939 | 0.61808 | 5.2875 | 0.009576 | 0.00056086 | 0.035587
[23 empty] | Commercial | Custom Incentives | High Efficiency Chiller (Air Cooled, 50 tons) | Lodging/Hospitality | New | 2.3861 | 0.59121 | 4.4361 | 0.012826 | 0.00075122 | 0.047666
[23 empty] | Commercial | Custom Incentives | High Efficiency Chiller (Air Cooled, 50 tons) | Offices | New | 1.6884 | 0.5363 | 3.3411 | 0.022605 | 0.001324 | 0.084008
[23 empty] | Commercial | Custom Incentives | High Efficiency Chiller (Air Cooled, 50 tons) | Restaurants | New | 2.346 | 0.58871 | 4.3708 | 0.00092349 | 5.4088e-05 | 0.003432
[23 empty] | Commercial | Custom Incentives | High Efficiency Chiller (Air Cooled, 50 tons) | Retail | New | 1.8854 | 0.5547 | 3.6419 | 0 | 0 | 0
[23 empty] | Commercial | Custom Incentives | High Efficiency Chiller (Air Cooled, 50 tons) | Schools K-12 | New | 1.6589 | 0.53328 | 3.2966 | 0.031514 | 0.0018457 | 0.11711
[23 empty] | Commercial | Custom Incentives | High Efficiency Chiller (Water cooled-centrifugal, 200 tons) | Assembly | Turnover | 1.488 | 0.5458 | 2.8477 | 0.012739 | 3.1846e-05 | 0.034225
[23 empty] | Commercial | Custom Incentives | High Efficiency Chiller (Water cooled-centrifugal, 200 tons) | College and University | Turnover | 1.639 | 0.5649 | 3.0499 | 0.0042878 | 1.0719e-05 | 0.011519
[23 empty] | Commercial | Custom Incentives | High Efficiency Chiller (Water cooled-centrifugal, 200 tons) | Healthcare | Turnover | 3.0054 | 0.66986 | 5.0206 | 0 | 0 | 0
[23 empty] | Commercial | Custom Incentives | High Efficiency Chiller (Water cooled-centrifugal, 200 tons) | Hospitals | Turnover | 2.867 | 0.66273 | 4.8085 | 0.018631 | 4.6574e-05 | 0.050054
[23 empty] | Commercial | Custom Incentives | High Efficiency Chiller (Water cooled-centrifugal, 200 tons) | Lodging/Hospitality | Turnover | 2.3569 | 0.63116 | 4.0522 | 0.02755 | 6.887e-05 | 0.074015
[23 empty] | Commercial | Custom Incentives | High Efficiency Chiller (Water cooled-centrifugal, 200 tons) | Offices | Turnover | 1.661 | 0.56749 | 3.0796 | 0.048583 | 0.00012145 | 0.13052
[23 empty] | Commercial | Custom Incentives | High Efficiency Chiller (Water cooled-centrifugal, 200 tons) | Restaurants | Turnover | 2.3168 | 0.62824 | 3.9942 | 0.001955 | 4.8872e-06 | 0.0052523
[23 empty] | Commercial | Custom Incentives | High Efficiency Chiller (Water cooled-centrifugal, 200 tons) | Retail | Turnover | 1.8569 | 0.5887 | 3.3467 | 0 | 0 | 0
[23 empty] | Commercial | Custom Incentives | High Efficiency Chiller (Water cooled-centrifugal, 200 tons) | Schools K-12 | Turnover | 1.6317 | 0.56402 | 3.04 | 0.063741 | 0.00015934 | 0.17124
[23 empty] | Commercial | Custom Incentives | High Efficiency Chiller (Water cooled-centrifugal, 200 tons) | Assembly | New | 1.488 | 0.5458 | 2.8477 | 0.0037863 | 9.4649e-06 | 0.010172
[23 empty] | Commercial | Custom Incentives | High Efficiency Chiller (Water cooled-centrifugal, 200 tons) | College and University | New | 1.639 | 0.5649 | 3.0499 | 0.0015406 | 3.8512e-06 | 0.0041389
[23 empty] | Commercial | Custom Incentives | High Efficiency Chiller (Water cooled-centrifugal, 200 tons) | Healthcare | New | 3.0054 | 0.66986 | 5.0206 | 0 | 0 | 0
[23 empty] | Commercial | Custom Incentives | High Efficiency Chiller (Water cooled-centrifugal, 200 tons) | Hospitals | New | 2.867 | 0.66273 | 4.8085 | 0.006757 | 1.6891e-05 | 0.018153
[23 empty] | Commercial | Custom Incentives | High Efficiency Chiller (Water cooled-centrifugal, 200 tons) | Lodging/Hospitality | New | 2.3569 | 0.63116 | 4.0522 | 0.0087472 | 2.1866e-05 | 0.0235
[23 empty] | Commercial | Custom Incentives | High Efficiency Chiller (Water cooled-centrifugal, 200 tons) | Offices | New | 1.661 | 0.56749 | 3.0796 | 0.014332 | 3.5828e-05 | 0.038504
[23 empty] | Commercial | Custom Incentives | High Efficiency Chiller (Water cooled-centrifugal, 200 tons) | Restaurants | New | 2.3168 | 0.62824 | 3.9942 | 0.00063162 | 1.5789e-06 | 0.0016969
[23 empty] | Commercial | Custom Incentives | High Efficiency Chiller (Water cooled-centrifugal, 200 tons) | Retail | New | 1.8569 | 0.5887 | 3.3467 | 0 | 0 | 0
[23 empty] | Commercial | Custom Incentives | High Efficiency Chiller (Water cooled-centrifugal, 200 tons) | Schools K-12 | New | 1.6317 | 0.56402 | 3.04 | 0.021513 | 5.3777e-05 | 0.057795
[23 empty] | Commercial | Custom Incentives | High Efficiency Chiller (Water cooled-positive displacement, 100 tons) | Healthcare | Turnover | 1.8512 | 0.58813 | 3.3389 | 0 | 0 | 0
[23 empty] | Commercial | Custom Incentives | High Efficiency Chiller (Water cooled-positive displacement, 100 tons) | Hospitals | Turnover | 1.7611 | 0.57873 | 3.2155 | 0.012751 | 3.1874e-05 | 0.034256
[23 empty] | Commercial | Custom Incentives | High Efficiency Chiller (Water cooled-positive displacement, 100 tons) | Lodging/Hospitality | Turnover | 1.4336 | 0.53831 | 2.7755 | 0.018376 | 4.5937e-05 | 0.049368
[23 empty] | Commercial | Custom Incentives | High Efficiency Chiller (Water cooled-positive displacement, 100 tons) | Restaurants | Turnover | 1.408 | 0.53467 | 2.7418 | 0.0013015 | 3.2535e-06 | 0.0034965
[23 empty] | Commercial | Custom Incentives | High Efficiency Chiller (Water cooled-positive displacement, 100 tons) | Retail | Turnover | 1.1186 | 0.48683 | 2.3652 | 0 | 0 | 0
[23 empty] | Commercial | Custom Incentives | High Efficiency Chiller (Water cooled-positive displacement, 100 tons) | Healthcare | New | 1.8512 | 0.58813 | 3.3389 | 0 | 0 | 0
[23 empty] | Commercial | Custom Incentives | High Efficiency Chiller (Water cooled-positive displacement, 100 tons) | Hospitals | New | 1.7611 | 0.57873 | 3.2155 | 0.0040845 | 1.021e-05 | 0.010973
[23 empty] | Commercial | Custom Incentives | High Efficiency Chiller (Water cooled-positive displacement, 100 tons) | Lodging/Hospitality | New | 1.4336 | 0.53831 | 2.7755 | 0.0039434 | 9.8575e-06 | 0.010594
[23 empty] | Commercial | Custom Incentives | High Efficiency Chiller (Water cooled-positive displacement, 100 tons) | Restaurants | New | 1.408 | 0.53467 | 2.7418 | 0.00030619 | 7.6541e-07 | 0.0008226
[23 empty] | Commercial | Custom Incentives | High Efficiency Chiller (Water cooled-positive displacement, 100 tons) | Retail | New | 1.1186 | 0.48683 | 2.3652 | 0 | 0 | 0
[23 empty] | Commercial | Custom Incentives | High Efficiency PTAC | Grocery | Turnover | 2.2259 | 0.60653 | 4.0523 | 0 | 0 | 0
[23 empty] | Commercial | Custom Incentives | High Efficiency PTAC | Institutional | Turnover | 2.1826 | 0.60327 | 3.9847 | 0 | 0 | 0
[23 empty] | Commercial | Custom Incentives | High Efficiency PTAC | Miscellaneous | Turnover | 2.3688 | 0.6435 | 4.0695 | 0.0027324 | 0 | 0.0069812
[23 empty] | Commercial | Custom Incentives | High Efficiency PTAC | Warehouse | Turnover | 1.0512 | 0.46495 | 2.3402 | 0 | 0 | 0
[23 empty] | Commercial | Custom Incentives | High Efficiency PTAC | Grocery | New | 2.2259 | 0.60653 | 4.0523 | 0 | 0 | 0
[23 empty] | Commercial | Custom Incentives | High Efficiency PTAC | Institutional | New | 2.1826 | 0.60327 | 3.9847 | 0 | 0 | 0
[23 empty] | Commercial | Custom Incentives | High Efficiency PTAC | Miscellaneous | New | 2.3688 | 0.6435 | 4.0695 | 0.00075478 | 0 | 0.0019284
[23 empty] | Commercial | Custom Incentives | High Efficiency PTAC | Warehouse | New | 1.0512 | 0.46495 | 2.3402 | 0 | 0 | 0
[23 empty] | Commercial | Custom Incentives | High Efficiency PTHP | Grocery | Turnover | 2.3018 | 0.61203 | 4.1719 | 0 | 8.8738e-07 | 0.0048728
[23 empty] | Commercial | Custom Incentives | High Efficiency PTHP | Institutional | Turnover | 2.2214 | 0.6062 | 4.0453 | 0.0061484 | 1.0589e-06 | 0.018176
[23 empty] | Commercial | Custom Incentives | High Efficiency PTHP | Miscellaneous | Turnover | 2.2718 | 0.60989 | 4.1245 | 0 | 0 | 0
[23 empty] | Commercial | Custom Incentives | High Efficiency PTHP | Warehouse | Turnover | 1.0794 | 0.4704 | 2.3785 | 0 | 1.4276e-06 | 0.0078394
[23 empty] | Commercial | Custom Incentives | High Efficiency PTHP | Grocery | New | 2.3018 | 0.61203 | 4.1719 | 0 | 2.5947e-07 | 0.0014248
[23 empty] | Commercial | Custom Incentives | High Efficiency PTHP | Institutional | New | 2.2214 | 0.6062 | 4.0453 | 0.0017416 | 3.0961e-07 | 0.0052017
[23 empty] | Commercial | Custom Incentives | High Efficiency PTHP | Miscellaneous | New | 2.2718 | 0.60989 | 4.1245 | 0 | 0 | 0
[23 empty] | Commercial | Custom Incentives | High Efficiency PTHP | Warehouse | New | 1.0794 | 0.4704 | 2.3785 | 0 | 4.1745e-07 | 0.0022923
[23 empty] | Commercial | Indoor Lighting Billed Solution or Indoor Lighting Rebates | High Bay Fluorescent (T5) | Schools K-12 | Turnover | 3.2544 | 0.65549 | 5.3852 | 0 | 0 | 0
[23 empty] | Commercial | Indoor Lighting Billed Solution or Indoor Lighting Rebates | High Bay Fluorescent (T5) | Schools K-12 | New | 3.2544 | 0.65549 | 5.3852 | 0 | 0 | 0
[23 empty] | Commercial | Indoor Lighting Billed Solution or Indoor Lighting Rebates | High Bay LED | Assembly | Turnover | 2.7138 | 0.6302 | 4.5934 | 0.089179 | 0.087495 | 0.48223
[23 empty] | Commercial | Indoor Lighting Billed Solution or Indoor Lighting Rebates | High Bay LED | Institutional | Turnover | 3.0768 | 0.64795 | 5.122 | 0 | 0 | 0
[23 empty] | Commercial | Indoor Lighting Billed Solution or Indoor Lighting Rebates | High Bay LED | Offices | Turnover | 3.0377 | 0.6462 | 5.0645 | 0 | 0 | 0
[23 empty] | Commercial | Indoor Lighting Billed Solution or Indoor Lighting Rebates | High Bay LED | Restaurants | Turnover | 3.1259 | 0.6501 | 5.1944 | 0 | 0 | 0
[23 empty] | Commercial | Indoor Lighting Billed Solution or Indoor Lighting Rebates | High Bay LED | Schools K-12 | Turnover | 2.2763 | 0.60327 | 3.9725 | 0 | 0 | 0
[23 empty] | Commercial | Indoor Lighting Billed Solution or Indoor Lighting Rebates | High Bay LED | Assembly | New | 2.7138 | 0.6302 | 4.5934 | 0 | 0 | 0
[23 empty] | Commercial | Indoor Lighting Billed Solution or Indoor Lighting Rebates | High Bay LED | Institutional | New | 3.0768 | 0.64795 | 5.122 | 0 | 0 | 0
[23 empty] | Commercial | Indoor Lighting Billed Solution or Indoor Lighting Rebates | High Bay LED | Offices | New | 3.0377 | 0.6462 | 5.0645 | 0 | 0 | 0
[23 empty] | Commercial | Indoor Lighting Billed Solution or Indoor Lighting Rebates | High Bay LED | Restaurants | New | 3.1259 | 0.6501 | 5.1944 | 0 | 0 | 0
[23 empty] | Commercial | Indoor Lighting Billed Solution or Indoor Lighting Rebates | High Bay LED | Schools K-12 | New | 2.2763 | 0.60327 | 3.9725 | 0 | 0 | 0
[23 empty] | Commercial | Indoor Lighting Billed Solution or Indoor Lighting Rebates | Premium T8 - Fixture Replacement | College and University | Turnover | 1.0448 | 0.49805 | 2.1547 | 0.0048453 | 0.0044942 | 0.046237
[23 empty] | Commercial | Indoor Lighting Billed Solution or Indoor Lighting Rebates | Premium T8 - Fixture Replacement | Grocery | Turnover | 1.3915 | 0.58517 | 2.4677 | 0.050829 | 2.7846e-06 | 0.20843
[23 empty] | Commercial | Indoor Lighting Billed Solution or Indoor Lighting Rebates | Premium T8 - Fixture Replacement | Healthcare | Turnover | 1.1867 | 0.52585 | 2.3309 | 0.017496 | 0.0040025 | 0.072179
[23 empty] | Commercial | Indoor Lighting Billed Solution or Indoor Lighting Rebates | Premium T8 - Fixture Replacement | Hospitals | Turnover | 1.5703 | 0.59257 | 2.7818 | 0.0048784 | 0.0045249 | 0.046553
[23 empty] | Commercial | Indoor Lighting Billed Solution or Indoor Lighting Rebates | Premium T8 - Fixture Replacement | Miscellaneous | Turnover | 1.0476 | 0.49662 | 2.1668 | 0.054054 | 0.012366 | 0.22299
[23 empty] | Commercial | Indoor Lighting Billed Solution or Indoor Lighting Rebates | Premium T8 - Fixture Replacement | Retail | Turnover | 1.2587 | 0.56032 | 2.3194 | 0.13573 | 7.4359e-06 | 0.55657
[23 empty] | Commercial | Indoor Lighting Billed Solution or Indoor Lighting Rebates | Premium T8 - Fixture Replacement | College and University | New | 1.0448 | 0.49805 | 2.1547 | 0 | 0 | 0
[23 empty] | Commercial | Indoor Lighting Billed Solution or Indoor Lighting Rebates | Premium T8 - Fixture Replacement | Grocery | New | 1.3915 | 0.58517 | 2.4677 | 0 | 0 | 0
[23 empty] | Commercial | Indoor Lighting Billed Solution or Indoor Lighting Rebates | Premium T8 - Fixture Replacement | Healthcare | New | 1.1867 | 0.52585 | 2.3309 | 0 | 0 | 0
[23 empty] | Commercial | Indoor Lighting Billed Solution or Indoor Lighting Rebates | Premium T8 - Fixture Replacement | Hospitals | New | 1.5703 | 0.59257 | 2.7818 | 0 | 0 | 0
[23 empty] | Commercial | Indoor Lighting Billed Solution or Indoor Lighting Rebates | Premium T8 - Fixture Replacement | Miscellaneous | New | 1.0476 | 0.49662 | 2.1668 | 0 | 0 | 0
[23 empty] | Commercial | Indoor Lighting Billed Solution or Indoor Lighting Rebates | Premium T8 - Fixture Replacement | Retail | New | 1.2587 | 0.56032 | 2.3194 | 0 | 0 | 0
[23 empty] | Commercial | Custom Incentives | High Speed Fans | Assembly | Turnover | 1.3231 | 0.58752 | 2.439 | 2.0926e-07 | 1.917e-08 | 1.5035e-06
[23 empty] | Commercial | Custom Incentives | High Speed Fans | College and University | Turnover | 1.2585 | 0.55907 | 2.4379 | 0 | 0 | 0
[23 empty] | Commercial | Custom Incentives | High Speed Fans | Grocery | Turnover | 1.3231 | 0.58752 | 2.439 | 3.1935e-05 | 2.9255e-06 | 0.00022945
[23 empty] | Commercial | Custom Incentives | High Speed Fans | Healthcare | Turnover | 1.2585 | 0.55907 | 2.4379 | 3.462e-05 | 2.8998e-05 | 0.00026701
[23 empty] | Commercial | Custom Incentives | High Speed Fans | Hospitals | Turnover | 1.2585 | 0.55907 | 2.4379 | 0.00025636 | 0.00021473 | 0.0019772
[23 empty] | Commercial | Custom Incentives | High Speed Fans | Institutional | Turnover | 1.3231 | 0.58752 | 2.439 | 0 | 0 | 0
[23 empty] | Commercial | Custom Incentives | High Speed Fans | Lodging/Hospitality | Turnover | 1.2585 | 0.55907 | 2.4379 | 0.00018763 | 0.00015716 | 0.0014472
[23 empty] | Commercial | Custom Incentives | High Speed Fans | Miscellaneous | Turnover | 1.3231 | 0.58752 | 2.439 | 3.1913e-06 | 2.9235e-07 | 2.2929e-05
[23 empty] | Commercial | Custom Incentives | High Speed Fans | Offices | Turnover | 1.3231 | 0.58752 | 2.439 | 7.6118e-05 | 6.973e-06 | 0.00054689
[23 empty] | Commercial | Custom Incentives | High Speed Fans | Restaurants | Turnover | 1.2585 | 0.55907 | 2.4379 | 3.597e-05 | 3.0129e-05 | 0.00027742
[23 empty] | Commercial | Custom Incentives | High Speed Fans | Retail | Turnover | 1.3231 | 0.58752 | 2.439 | 8.3836e-05 | 7.68e-06 | 0.00060234
[23 empty] | Commercial | Custom Incentives | High Speed Fans | Schools K-12 | Turnover | 1.2585 | 0.55907 | 2.4379 | 4.3643e-05 | 3.6557e-05 | 0.00033661
[23 empty] | Commercial | Custom Incentives | High Speed Fans | Warehouse | Turnover | 1.3231 | 0.58752 | 2.439 | 4.3521e-07 | 3.9869e-08 | 3.1269e-06
[23 empty] | Commercial | Custom Incentives | High Speed Fans | Assembly | New | 1.3231 | 0.58752 | 2.439 | 6.4168e-08 | 5.8783e-09 | 4.6103e-07
[23 empty] | Commercial | Custom Incentives | High Speed Fans | College and University | New | 1.2585 | 0.55907 | 2.4379 | 0 | 0 | 0
[23 empty] | Commercial | Custom Incentives | High Speed Fans | Grocery | New | 1.3231 | 0.58752 | 2.439 | 9.792e-06 | 8.9702e-07 | 7.0353e-05
[23 empty] | Commercial | Custom Incentives | High Speed Fans | Healthcare | New | 1.2585 | 0.55907 | 2.4379 | 1.0616e-05 | 8.8919e-06 | 8.1876e-05
[23 empty] | Commercial | Custom Incentives | High Speed Fans | Hospitals | New | 1.2585 | 0.55907 | 2.4379 | 7.8609e-05 | 6.5845e-05 | 0.0006063
[23 empty] | Commercial | Custom Incentives | High Speed Fans | Institutional | New | 1.3231 | 0.58752 | 2.439 | 0 | 0 | 0
[23 empty] | Commercial | Custom Incentives | High Speed Fans | Lodging/Hospitality | New | 1.2585 | 0.55907 | 2.4379 | 5.7533e-05 | 4.8191e-05 | 0.00044374
[23 empty] | Commercial | Custom Incentives | High Speed Fans | Miscellaneous | New | 1.3231 | 0.58752 | 2.439 | 9.743e-07 | 8.9254e-08 | 7.0002e-06
[23 empty] | Commercial | Custom Incentives | High Speed Fans | Offices | New | 1.3231 | 0.58752 | 2.439 | 2.2808e-05 | 2.0894e-06 | 0.00016387
[23 empty] | Commercial | Custom Incentives | High Speed Fans | Restaurants | New | 1.2585 | 0.55907 | 2.4379 | 1.1029e-05 | 9.2383e-06 | 8.5065e-05
[23 empty] | Commercial | Custom Incentives | High Speed Fans | Retail | New | 1.3231 | 0.58752 | 2.439 | 2.5706e-05 | 2.3549e-06 | 0.00018469
[23 empty] | Commercial | Custom Incentives | High Speed Fans | Schools K-12 | New | 1.2585 | 0.55907 | 2.4379 | 1.3383e-05 | 1.121e-05 | 0.00010322
[23 empty] | Commercial | Custom Incentives | High Speed Fans | Warehouse | New | 1.3231 | 0.58752 | 2.439 | 1.3345e-07 | 1.2225e-08 | 9.588e-07
[23 empty] | Commercial | Custom Incentives | Hot Water Circulation Pump Control | College and University | Existing | 1.0163 | 0.44966 | 2.2998 | 6.9011e-06 | 6.9011e-06 | 5.5416e-05
[23 empty] | Commercial | Custom Incentives | Hot Water Circulation Pump Control | Hospitals | Existing | 1.0163 | 0.44966 | 2.2998 | 0.00011354 | 0.00011354 | 0.00091177
[23 empty] | Commercial | Custom Incentives | Hot Water Circulation Pump Control | College and University | New | 1.0163 | 0.44966 | 2.2998 | 0 | 0 | 0
[23 empty] | Commercial | Custom Incentives | Hot Water Circulation Pump Control | Hospitals | New | 1.0163 | 0.44966 | 2.2998 | 0 | 0 | 0
[23 empty] | Commercial | Indoor Lighting Billed Solution or Indoor Lighting Rebates | Outdoor Lighting Controls | Assembly | Existing | 1.5707 | 0.53378 | 3.1296 | 0 | 0 | 0.049436
[23 empty] | Commercial | Indoor Lighting Billed Solution or Indoor Lighting Rebates | Outdoor Lighting Controls | College and University | Existing | 1.5707 | 0.53378 | 3.1296 | 0 | 0 | 0.069806
[23 empty] | Commercial | Indoor Lighting Billed Solution or Indoor Lighting Rebates | Outdoor Lighting Controls | Grocery | Existing | 1.5707 | 0.53378 | 3.1296 | 0 | 0 | 0.39753
[23 empty] | Commercial | Indoor Lighting Billed Solution or Indoor Lighting Rebates | Outdoor Lighting Controls | Healthcare | Existing | 1.5707 | 0.53378 | 3.1296 | 0 | 0 | 0.11172
[23 empty] | Commercial | Indoor Lighting Billed Solution or Indoor Lighting Rebates | Outdoor Lighting Controls | Hospitals | Existing | 1.5707 | 0.53378 | 3.1296 | 0 | 0 | 0.078707
[23 empty] | Commercial | Indoor Lighting Billed Solution or Indoor Lighting Rebates | Outdoor Lighting Controls | Institutional | Existing | 1.5707 | 0.53378 | 3.1296 | 0 | 0 | 1.0252
[23 empty] | Commercial | Indoor Lighting Billed Solution or Indoor Lighting Rebates | Outdoor Lighting Controls | Lodging/Hospitality | Existing | 1.5707 | 0.53378 | 3.1296 | 0 | 0 | 0.83609
[23 empty] | Commercial | Indoor Lighting Billed Solution or Indoor Lighting Rebates | Outdoor Lighting Controls | Miscellaneous | Existing | 1.5707 | 0.53378 | 3.1296 | 0 | 0 | 0.35573
[23 empty] | Commercial | Indoor Lighting Billed Solution or Indoor Lighting Rebates | Outdoor Lighting Controls | Offices | Existing | 1.5707 | 0.53378 | 3.1296 | 0 | 0 | 1.0483
[23 empty] | Commercial | Indoor Lighting Billed Solution or Indoor Lighting Rebates | Outdoor Lighting Controls | Restaurants | Existing | 1.5707 | 0.53378 | 3.1296 | 0 | 0 | 0.22769
[23 empty] | Commercial | Indoor Lighting Billed Solution or Indoor Lighting Rebates | Outdoor Lighting Controls | Retail | Existing | 1.5707 | 0.53378 | 3.1296 | 0 | 0 | 0.90165
[23 empty] | Commercial | Indoor Lighting Billed Solution or Indoor Lighting Rebates | Outdoor Lighting Controls | Schools K-12 | Existing | 1.5707 | 0.53378 | 3.1296 | 0 | 0 | 0.29758
[23 empty] | Commercial | Indoor Lighting Billed Solution or Indoor Lighting Rebates | Outdoor Lighting Controls | Warehouse | Existing | 1.5707 | 0.53378 | 3.1296 | 0 | 0 | 0.97527
[23 empty] | Commercial | Indoor Lighting Billed Solution or Indoor Lighting Rebates | Outdoor Lighting Controls | Assembly | New | 1.5707 | 0.53378 | 3.1296 | 0 | 0 | 0.006912
[23 empty] | Commercial | Indoor Lighting Billed Solution or Indoor Lighting Rebates | Outdoor Lighting Controls | College and University | New | 1.5707 | 0.53378 | 3.1296 | 0 | 0 | 0.0096789
[23 empty] | Commercial | Indoor Lighting Billed Solution or Indoor Lighting Rebates | Outdoor Lighting Controls | Grocery | New | 1.5707 | 0.53378 | 3.1296 | 0 | 0 | 0.055134
[23 empty] | Commercial | Indoor Lighting Billed Solution or Indoor Lighting Rebates | Outdoor Lighting Controls | Healthcare | New | 1.5707 | 0.53378 | 3.1296 | 0 | 0 | 0.015529
[23 empty] | Commercial | Indoor Lighting Billed Solution or Indoor Lighting Rebates | Outdoor Lighting Controls | Hospitals | New | 1.5707 | 0.53378 | 3.1296 | 0 | 0 | 0.01094
[23 empty] | Commercial | Indoor Lighting Billed Solution or Indoor Lighting Rebates | Outdoor Lighting Controls | Institutional | New | 1.5707 | 0.53378 | 3.1296 | 0 | 0 | 0.14219
[23 empty] | Commercial | Indoor Lighting Billed Solution or Indoor Lighting Rebates | Outdoor Lighting Controls | Lodging/Hospitality | New | 1.5707 | 0.53378 | 3.1296 | 0 | 0 | 0.1156
[23 empty] | Commercial | Indoor Lighting Billed Solution or Indoor Lighting Rebates | Outdoor Lighting Controls | Miscellaneous | New | 1.5707 | 0.53378 | 3.1296 | 0 | 0 | 0.049445
[23 empty] | Commercial | Indoor Lighting Billed Solution or Indoor Lighting Rebates | Outdoor Lighting Controls | Offices | New | 1.5707 | 0.53378 | 3.1296 | 0 | 0 | 0.14514
[23 empty] | Commercial | Indoor Lighting Billed Solution or Indoor Lighting Rebates | Outdoor Lighting Controls | Restaurants | New | 1.5707 | 0.53378 | 3.1296 | 0 | 0 | 0.03173
[23 empty] | Commercial | Indoor Lighting Billed Solution or Indoor Lighting Rebates | Outdoor Lighting Controls | Retail | New | 1.5707 | 0.53378 | 3.1296 | 0 | 0 | 0.12446
[23 empty] | Commercial | Indoor Lighting Billed Solution or Indoor Lighting Rebates | Outdoor Lighting Controls | Schools K-12 | New | 1.5707 | 0.53378 | 3.1296 | 0 | 0 | 0.041501
[23 empty] | Commercial | Indoor Lighting Billed Solution or Indoor Lighting Rebates | Outdoor Lighting Controls | Warehouse | New | 1.5707 | 0.53378 | 3.1296 | 0 | 0 | 0.13507
[23 empty] | Commercial | ENERGY STAR® Windows Rebates | Ceiling Insulation(R2 to R38) | Assembly | Existing | 1.7543 | 0.46782 | 4.0802 | 0 | 0 | 0
[23 empty] | Commercial | ENERGY STAR® Windows Rebates | Ceiling Insulation(R2 to R38) | College and University | Existing | 2.1579 | 0.56499 | 4.158 | 0 | 0 | 0
[23 empty] | Commercial | ENERGY STAR® Windows Rebates | Ceiling Insulation(R2 to R38) | Grocery | Existing | 1.981 | 0.52376 | 4.1166 | 0 | 0 | 0
[23 empty] | Commercial | ENERGY STAR® Windows Rebates | Ceiling Insulation(R2 to R38) | Healthcare | Existing | 1.7543 | 0.46782 | 4.0802 | 0.0048486 | 0.0016091 | 0.24587
[23 empty] | Commercial | ENERGY STAR® Windows Rebates | Ceiling Insulation(R2 to R38) | Hospitals | Existing | 2.1579 | 0.56499 | 4.158 | 0 | 0 | 0
[23 empty] | Commercial | ENERGY STAR® Windows Rebates | Ceiling Insulation(R2 to R38) | Institutional | Existing | 1.7543 | 0.46782 | 4.0802 | 0 | 0 | 0
[23 empty] | Commercial | ENERGY STAR® Windows Rebates | Ceiling Insulation(R2 to R38) | Lodging/Hospitality | Existing | 2.1579 | 0.56499 | 4.158 | 0 | 0 | 0
[23 empty] | Commercial | ENERGY STAR® Windows Rebates | Ceiling Insulation(R2 to R38) | Miscellaneous | Existing | 1.7543 | 0.46782 | 4.0802 | 0 | 0 | 0
[23 empty] | Commercial | ENERGY STAR® Windows Rebates | Ceiling Insulation(R2 to R38) | Offices | Existing | 1.7543 | 0.46782 | 4.0802 | 0.0066806 | 0.020999 | 0.38041
[23 empty] | Commercial | ENERGY STAR® Windows Rebates | Ceiling Insulation(R2 to R38) | Restaurants | Existing | 1.981 | 0.52376 | 4.1166 | 0 | 0 | 0
[23 empty] | Commercial | ENERGY STAR® Windows Rebates | Ceiling Insulation(R2 to R38) | Retail | Existing | 1.981 | 0.52376 | 4.1166 | 0 | 0 | 0
[23 empty] | Commercial | ENERGY STAR® Windows Rebates | Ceiling Insulation(R2 to R38) | Schools K-12 | Existing | 1.7543 | 0.46782 | 4.0802 | 0 | 0 | 0
[23 empty] | Commercial | ENERGY STAR® Windows Rebates | Ceiling Insulation(R2 to R38) | Warehouse | Existing | 1.5424 | 0.48918 | 3.3491 | 0 | 0 | 0
[23 empty] | Commercial | ENERGY STAR® Windows Rebates | Ceiling Insulation(R2 to R38) | Assembly | New | 1.7278 | 0.46592 | 4.0282 | 0 | 0 | 0
[23 empty] | Commercial | ENERGY STAR® Windows Rebates | Ceiling Insulation(R2 to R38) | College and University | New | 2.1253 | 0.56273 | 4.1047 | 0 | 0 | 0
[23 empty] | Commercial | ENERGY STAR® Windows Rebates | Ceiling Insulation(R2 to R38) | Grocery | New | 1.9511 | 0.52164 | 4.064 | 0 | 0 | 0
[23 empty] | Commercial | ENERGY STAR® Windows Rebates | Ceiling Insulation(R2 to R38) | Healthcare | New | 1.7278 | 0.46592 | 4.0282 | 0 | 0 | 0
[23 empty] | Commercial | ENERGY STAR® Windows Rebates | Ceiling Insulation(R2 to R38) | Hospitals | New | 2.1253 | 0.56273 | 4.1047 | 0 | 0 | 0
[23 empty] | Commercial | ENERGY STAR® Windows Rebates | Ceiling Insulation(R2 to R38) | Institutional | New | 1.7278 | 0.46592 | 4.0282 | 0 | 0 | 0
[23 empty] | Commercial | ENERGY STAR® Windows Rebates | Ceiling Insulation(R2 to R38) | Lodging/Hospitality | New | 2.1253 | 0.56273 | 4.1047 | 0 | 0 | 0
[23 empty] | Commercial | ENERGY STAR® Windows Rebates | Ceiling Insulation(R2 to R38) | Miscellaneous | New | 1.7278 | 0.46592 | 4.0282 | 0 | 0 | 0
[23 empty] | Commercial | ENERGY STAR® Windows Rebates | Ceiling Insulation(R2 to R38) | Offices | New | 1.7278 | 0.46592 | 4.0282 | 0 | 0 | 0
[23 empty] | Commercial | ENERGY STAR® Windows Rebates | Ceiling Insulation(R2 to R38) | Restaurants | New | 1.9511 | 0.52164 | 4.064 | 0 | 0 | 0
[23 empty] | Commercial | ENERGY STAR® Windows Rebates | Ceiling Insulation(R2 to R38) | Retail | New | 1.9511 | 0.52164 | 4.064 | 0 | 0 | 0
[23 empty] | Commercial | ENERGY STAR® Windows Rebates | Ceiling Insulation(R2 to R38) | Schools K-12 | New | 1.7278 | 0.46592 | 4.0282 | 0 | 0 | 0
[23 empty] | Commercial | ENERGY STAR® Windows Rebates | Ceiling Insulation(R2 to R38) | Warehouse | New | 1.5424 | 0.48918 | 3.3491 | 0 | 0 | 0
[23 empty] | Commercial | Custom Incentives | Chilled Water System - Variable Speed Drives | Assembly | Existing | 2.5871 | 0.61781 | 4.8557 | 0.0095887 | 0.00055339 | 0.088844
[23 empty] | Commercial | Custom Incentives | Chilled Water System - Variable Speed Drives | College and University | Existing | 2.5871 | 0.61781 | 4.8557 | 0.00028356 | 1.6365e-05 | 0.0026274
[23 empty] | Commercial | Custom Incentives | Chilled Water System - Variable Speed Drives | Grocery | Existing | 2.5871 | 0.61781 | 4.8557 | 0 | 0 | 0
[23 empty] | Commercial | Custom Incentives | Chilled Water System - Variable Speed Drives | Healthcare | Existing | 2.5871 | 0.61781 | 4.8557 | 0 | 0 | 0
[23 empty] | Commercial | Custom Incentives | Chilled Water System - Variable Speed Drives | Hospitals | Existing | 2.5871 | 0.61781 | 4.8557 | 0.0055064 | 0.00031779 | 0.051019
[23 empty] | Commercial | Custom Incentives | Chilled Water System - Variable Speed Drives | Institutional | Existing | 2.5871 | 0.61781 | 4.8557 | 0.057316 | 0.0033079 | 0.53107
[23 empty] | Commercial | Custom Incentives | Chilled Water System - Variable Speed Drives | Lodging/Hospitality | Existing | 2.5871 | 0.61781 | 4.8557 | 0.026274 | 0.0015164 | 0.24345
[23 empty] | Commercial | Custom Incentives | Chilled Water System - Variable Speed Drives | Miscellaneous | Existing | 2.5871 | 0.61781 | 4.8557 | 0.025098 | 0.0014485 | 0.23254
[23 empty] | Commercial | Custom Incentives | Chilled Water System - Variable Speed Drives | Offices | Existing | 2.5871 | 0.61781 | 4.8557 | 0.22045 | 0.012723 | 2.0426
[23 empty] | Commercial | Custom Incentives | Chilled Water System - Variable Speed Drives | Restaurants | Existing | 2.5871 | 0.61781 | 4.8557 | 0.010476 | 0.00060458 | 0.097064
[23 empty] | Commercial | Custom Incentives | Chilled Water System - Variable Speed Drives | Retail | Existing | 2.5871 | 0.61781 | 4.8557 | 0 | 0 | 0
[23 empty] | Commercial | Custom Incentives | Chilled Water System - Variable Speed Drives | Schools K-12 | Existing | 2.5871 | 0.61781 | 4.8557 | 0.031462 | 0.0018157 | 0.29151
[23 empty] | Commercial | Custom Incentives | Chilled Water System - Variable Speed Drives | Warehouse | Existing | 2.5871 | 0.61781 | 4.8557 | 0 | 0 | 0
[23 empty] | Commercial | Custom Incentives | Chilled Water System - Variable Speed Drives | Assembly | New | 2.5871 | 0.61781 | 4.8557 | 0.013129 | 0.00075769 | 0.12164
[23 empty] | Commercial | Custom Incentives | Chilled Water System - Variable Speed Drives | College and University | New | 2.5871 | 0.61781 | 4.8557 | 0.00038722 | 2.2348e-05 | 0.0035878
[23 empty] | Commercial | Custom Incentives | Chilled Water System - Variable Speed Drives | Grocery | New | 2.5871 | 0.61781 | 4.8557 | 0 | 0 | 0
[23 empty] | Commercial | Custom Incentives | Chilled Water System - Variable Speed Drives | Healthcare | New | 2.5871 | 0.61781 | 4.8557 | 0 | 0 | 0
[23 empty] | Commercial | Custom Incentives | Chilled Water System - Variable Speed Drives | Hospitals | New | 2.5871 | 0.61781 | 4.8557 | 0.0062203 | 0.00035899 | 0.057634
[23 empty] | Commercial | Custom Incentives | Chilled Water System - Variable Speed Drives | Institutional | New | 2.5871 | 0.61781 | 4.8557 | 0.077821 | 0.0044913 | 0.72105
[23 empty] | Commercial | Custom Incentives | Chilled Water System - Variable Speed Drives | Lodging/Hospitality | New | 2.5871 | 0.61781 | 4.8557 | 0.035774 | 0.0020646 | 0.33147
[23 empty] | Commercial | Custom Incentives | Chilled Water System - Variable Speed Drives | Miscellaneous | New | 2.5871 | 0.61781 | 4.8557 | 0.0053084 | 0.00030636 | 0.049186
[23 empty] | Commercial | Custom Incentives | Chilled Water System - Variable Speed Drives | Offices | New | 2.5871 | 0.61781 | 4.8557 | 0.045746 | 0.0026401 | 0.42386
[23 empty] | Commercial | Custom Incentives | Chilled Water System - Variable Speed Drives | Restaurants | New | 2.5871 | 0.61781 | 4.8557 | 0.0022167 | 0.00012793 | 0.020539
[23 empty] | Commercial | Custom Incentives | Chilled Water System - Variable Speed Drives | Retail | New | 2.5871 | 0.61781 | 4.8557 | 0 | 0 | 0
[23 empty] | Commercial | Custom Incentives | Chilled Water System - Variable Speed Drives | Schools K-12 | New | 2.5871 | 0.61781 | 4.8557 | 0.042963 | 0.0024795 | 0.39807
[23 empty] | Commercial | Custom Incentives | Chilled Water System - Variable Speed Drives | Warehouse | New | 2.5871 | 0.61781 | 4.8557 | 0 | 0 | 0
[23 empty] | Commercial | Duct Repair/Replacement Rebates | Duct Sealing Repair | Assembly | Existing | 1.7907 | 0.553 | 3.5067 | 0 | 0 | 0
[23 empty] | Commercial | Duct Repair/Replacement Rebates | Duct Sealing Repair | College and University | Existing | 2.5718 | 0.61023 | 4.7989 | 0 | 0 | 0
[23 empty] | Commercial | Duct Repair/Replacement Rebates | Duct Sealing Repair | Schools K-12 | Existing | 2.5718 | 0.61023 | 4.7989 | 0 | 0 | 0
[23 empty] | Commercial | Duct Repair/Replacement Rebates | Duct Sealing Repair | Assembly | New | 1.7907 | 0.553 | 3.5067 | 0 | 0 | 0
[23 empty] | Commercial | Duct Repair/Replacement Rebates | Duct Sealing Repair | College and University | New | 2.5718 | 0.61023 | 4.7989 | 0 | 0 | 0
[23 empty] | Commercial | Duct Repair/Replacement Rebates | Duct Sealing Repair | Schools K-12 | New | 2.5718 | 0.61023 | 4.7989 | 0 | 0 | 0
[23 empty] | Commercial | Custom Incentives | ECM Motors on Furnaces | Assembly | Existing | 1.2237 | 0.49958 | 2.5589 | 0 | 0 | 8.3716e-05
[23 empty] | Commercial | Custom Incentives | ECM Motors on Furnaces | College and University | Existing | 1.1844 | 0.48355 | 2.5589 | 0 | 0 | 0
[23 empty] | Commercial | Custom Incentives | ECM Motors on Furnaces | Grocery | Existing | 1.8572 | 0.55062 | 3.6814 | 0 | 1.0256e-05 | 8.9842e-05
[23 empty] | Commercial | Custom Incentives | ECM Motors on Furnaces | Healthcare | Existing | 1.8451 | 0.57923 | 3.4444 | 0 | 0 | 1.1222e-05
[23 empty] | Commercial | Custom Incentives | ECM Motors on Furnaces | Hospitals | Existing | 2.0026 | 0.58036 | 3.7811 | 0 | 2.8766e-07 | 1.8852e-06
[23 empty] | Commercial | Custom Incentives | ECM Motors on Furnaces | Institutional | Existing | 1.0767 | 0.47322 | 2.3594 | 0 | 0 | 0.00011483
[23 empty] | Commercial | Custom Incentives | ECM Motors on Furnaces | Lodging/Hospitality | Existing | 1.1932 | 0.47264 | 2.6462 | 0 | 1.5037e-05 | 0.00013173
[23 empty] | Commercial | Custom Incentives | ECM Motors on Furnaces | Retail | Existing | 2.4013 | 0.59028 | 4.6043 | 0 | 4.0304e-07 | 3.5306e-06
[23 empty] | Commercial | Custom Incentives | ECM Motors on Furnaces | Schools K-12 | Existing | 2.4127 | 0.62542 | 4.3174 | 0 | 0 | 0
[23 empty] | Commercial | Custom Incentives | ECM Motors on Furnaces | Assembly | New | 1.2237 | 0.49958 | 2.5589 | 0 | 0 | 2.2471e-05
[23 empty] | Commercial | Custom Incentives | ECM Motors on Furnaces | College and University | New | 1.1844 | 0.48355 | 2.5589 | 0 | 0 | 0
[23 empty] | Commercial | Custom Incentives | ECM Motors on Furnaces | Grocery | New | 1.8572 | 0.55062 | 3.6814 | 0 | 2.7235e-06 | 2.3858e-05
[23 empty] | Commercial | Custom Incentives | ECM Motors on Furnaces | Healthcare | New | 1.8451 | 0.57923 | 3.4444 | 0 | 0 | 2.9334e-06
[23 empty] | Commercial | Custom Incentives | ECM Motors on Furnaces | Hospitals | New | 2.0026 | 0.58036 | 3.7811 | 0 | 7.5807e-08 | 4.968e-07
[23 empty] | Commercial | Custom Incentives | ECM Motors on Furnaces | Institutional | New | 1.0767 | 0.47322 | 2.3594 | 0 | 0 | 3.0331e-05
[23 empty] | Commercial | Custom Incentives | ECM Motors on Furnaces | Lodging/Hospitality | New | 1.1932 | 0.47264 | 2.6462 | 0 | 3.8574e-06 | 3.3791e-05
[23 empty] | Commercial | Custom Incentives | ECM Motors on Furnaces | Retail | New | 2.4013 | 0.59028 | 4.6043 | 0 | 1.2645e-06 | 1.1077e-05
[23 empty] | Commercial | Custom Incentives | ECM Motors on Furnaces | Schools K-12 | New | 2.4127 | 0.62542 | 4.3174 | 0 | 0 | 0
[23 empty] | Commercial | Custom Incentives | Facility Energy Management System | College and University | Existing | 1.3644 | 0.50568 | 2.7711 | 0.00099468 | 0.00065803 | 0.0067389
[23 empty] | Commercial | Custom Incentives | Facility Energy Management System | Lodging/Hospitality | Existing | 2.0948 | 0.59638 | 3.6742 | 0.020597 | 0.0017186 | 0.082982
[23 empty] | Commercial | Custom Incentives | Facility Energy Management System | Miscellaneous | Existing | 2.7839 | 0.64218 | 4.6271 | 0.0098819 | 0.00070166 | 0.04751
[23 empty] | Commercial | Custom Incentives | Facility Energy Management System | Retail | Existing | 1.721 | 0.56164 | 3.172 | 0.1503 | 0.046097 | 0.58241
[23 empty] | Commercial | Custom Incentives | Facility Energy Management System | Schools K-12 | Existing | 1.4233 | 0.52615 | 2.7783 | 0.0059572 | 9.1005e-05 | 0.02945
[23 empty] | Commercial | Custom Incentives | Facility Energy Management System | College and University | New | 1.3644 | 0.50568 | 2.7711 | 0.0010241 | 0.00067863 | 0.006939
[23 empty] | Commercial | Custom Incentives | Facility Energy Management System | Lodging/Hospitality | New | 2.0948 | 0.59638 | 3.6742 | 0.033722 | 0.0075166 | 0.13351
[23 empty] | Commercial | Custom Incentives | Facility Energy Management System | Miscellaneous | New | 2.7839 | 0.64218 | 4.6271 | 0.0094125 | 0.0006681 | 0.045257
[23 empty] | Commercial | Custom Incentives | Facility Energy Management System | Retail | New | 1.721 | 0.56164 | 3.172 | 0.026128 | 0.0079968 | 0.10126
[23 empty] | Commercial | Custom Incentives | Facility Energy Management System | Schools K-12 | New | 1.4233 | 0.52615 | 2.7783 | 0.009815 | 0.00043281 | 0.047919
[23 empty] | Commercial | Custom Incentives | Hotel Card Energy Control Systems | Lodging/Hospitality | Existing | 1.6019 | 0.57353 | 2.9637 | 0.013258 | -0.002947 | 1.7563
[23 empty] | Commercial | Custom Incentives | Hotel Card Energy Control Systems | Lodging/Hospitality | New | 1.6019 | 0.57353 | 2.9637 | 0.0027638 | -0.0006295 | 0.36663
[23 empty] | Commercial | Indoor Lighting Billed Solution or Indoor Lighting Rebates | Interior Lighting Controls | Assembly | Existing | 1.1205 | 0.50967 | 2.2672 | 0 | 0 | 0.010451
[23 empty] | Commercial | Indoor Lighting Billed Solution or Indoor Lighting Rebates | Interior Lighting Controls | College and University | Existing | 1.6692 | 0.59927 | 2.9422 | 0 | 0 | 0.033193
[23 empty] | Commercial | Indoor Lighting Billed Solution or Indoor Lighting Rebates | Interior Lighting Controls | Healthcare | Existing | 1.8826 | 0.62469 | 3.2153 | 0 | 0 | 0.050397
[23 empty] | Commercial | Indoor Lighting Billed Solution or Indoor Lighting Rebates | Interior Lighting Controls | Institutional | Existing | 1.2752 | 0.53942 | 2.4535 | 0 | 0 | 1.1557
[23 empty] | Commercial | Indoor Lighting Billed Solution or Indoor Lighting Rebates | Interior Lighting Controls | Lodging/Hospitality | Existing | 1.4388 | 0.56669 | 2.654 | 0 | 0 | 0.9534
[23 empty] | Commercial | Indoor Lighting Billed Solution or Indoor Lighting Rebates | Interior Lighting Controls | Miscellaneous | Existing | 1.6692 | 0.59927 | 2.9422 | 0 | 0 | 0.35311
[23 empty] | Commercial | Indoor Lighting Billed Solution or Indoor Lighting Rebates | Interior Lighting Controls | Offices | Existing | 1.2585 | 0.53641 | 2.4333 | 0 | 0 | 2.5285
[23 empty] | Commercial | Indoor Lighting Billed Solution or Indoor Lighting Rebates | Interior Lighting Controls | Restaurants | Existing | 1.2962 | 0.54315 | 2.4791 | 0 | 0 | 0.13031
[23 empty] | Commercial | Indoor Lighting Billed Solution or Indoor Lighting Rebates | Interior Lighting Controls | Retail | Existing | 1.8677 | 0.62303 | 3.196 | 0 | 0 | 0.078173
[23 empty] | Commercial | Indoor Lighting Billed Solution or Indoor Lighting Rebates | Interior Lighting Controls | Warehouse | Existing | 1.4637 | 0.57051 | 2.6849 | 0 | 0 | 0.26236
[23 empty] | Commercial | Indoor Lighting Billed Solution or Indoor Lighting Rebates | Interior Lighting Controls | Assembly | New | 1.1205 | 0.50967 | 2.2672 | 0 | 0 | 0.0080945
[23 empty] | Commercial | Indoor Lighting Billed Solution or Indoor Lighting Rebates | Interior Lighting Controls | College and University | New | 1.6692 | 0.59927 | 2.9422 | 0 | 0 | 0.025642
[23 empty] | Commercial | Indoor Lighting Billed Solution or Indoor Lighting Rebates | Interior Lighting Controls | Healthcare | New | 1.8826 | 0.62469 | 3.2153 | 0 | 0 | 0.03903
[23 empty] | Commercial | Indoor Lighting Billed Solution or Indoor Lighting Rebates | Interior Lighting Controls | Institutional | New | 1.2752 | 0.53942 | 2.4535 | 0 | 0 | 0.16129
[23 empty] | Commercial | Indoor Lighting Billed Solution or Indoor Lighting Rebates | Interior Lighting Controls | Lodging/Hospitality | New | 1.4388 | 0.56669 | 2.654 | 0 | 0 | 0.13301
[23 empty] | Commercial | Indoor Lighting Billed Solution or Indoor Lighting Rebates | Interior Lighting Controls | Miscellaneous | New | 1.6692 | 0.59927 | 2.9422 | 0 | 0 | 0.049151
[23 empty] | Commercial | Indoor Lighting Billed Solution or Indoor Lighting Rebates | Interior Lighting Controls | Offices | New | 1.2585 | 0.53641 | 2.4333 | 0 | 0 | 0.35432
[23 empty] | Commercial | Indoor Lighting Billed Solution or Indoor Lighting Rebates | Interior Lighting Controls | Restaurants | New | 1.2962 | 0.54315 | 2.4791 | 0 | 0 | 0.018162
[23 empty] | Commercial | Indoor Lighting Billed Solution or Indoor Lighting Rebates | Interior Lighting Controls | Retail | New | 1.8677 | 0.62303 | 3.196 | 0 | 0 | 0.06012
[23 empty] | Commercial | Indoor Lighting Billed Solution or Indoor Lighting Rebates | Interior Lighting Controls | Warehouse | New | 1.4637 | 0.57051 | 2.6849 | 0 | 0 | 0.20243
[23 empty] | Commercial | Custom Incentives | VSD Controlled Compressor | Assembly | Existing | 2.2216 | 0.59681 | 4.031 | 0.00033425 | 0.00015644 | 0.0022167
[23 empty] | Commercial | Custom Incentives | VSD Controlled Compressor | College and University | Existing | 2.2053 | 0.59302 | 4.0268 | 0.00048963 | 0.00041013 | 0.0037764
[23 empty] | Commercial | Custom Incentives | VSD Controlled Compressor | Grocery | Existing | 2.2216 | 0.59681 | 4.031 | 0.047007 | 0.022001 | 0.31175
[23 empty] | Commercial | Custom Incentives | VSD Controlled Compressor | Healthcare | Existing | 2.2053 | 0.59302 | 4.0268 | 0.00052371 | 0.00043867 | 0.0040392
[23 empty] | Commercial | Custom Incentives | VSD Controlled Compressor | Hospitals | Existing | 2.2053 | 0.59302 | 4.0268 | 0.00035601 | 0.0002982 | 0.0027458
[23 empty] | Commercial | Custom Incentives | VSD Controlled Compressor | Institutional | Existing | 2.2216 | 0.59681 | 4.031 | 0.0045426 | 0.0021261 | 0.030127
[23 empty] | Commercial | Custom Incentives | VSD Controlled Compressor | Lodging/Hospitality | Existing | 2.2053 | 0.59302 | 4.0268 | 0.0067975 | 0.0056938 | 0.052428
[23 empty] | Commercial | Custom Incentives | VSD Controlled Compressor | Miscellaneous | Existing | 2.2216 | 0.59681 | 4.031 | 0.011818 | 0.0055313 | 0.078377
[23 empty] | Commercial | Custom Incentives | VSD Controlled Compressor | Offices | Existing | 2.2216 | 0.59681 | 4.031 | 0.0058324 | 0.0027298 | 0.03868
[23 empty] | Commercial | Custom Incentives | VSD Controlled Compressor | Restaurants | Existing | 2.2053 | 0.59302 | 4.0268 | 0.011584 | 0.0097031 | 0.089345
[23 empty] | Commercial | Custom Incentives | VSD Controlled Compressor | Retail | Existing | 2.2216 | 0.59681 | 4.031 | 0.0025582 | 0.0011973 | 0.016966
[23 empty] | Commercial | Custom Incentives | VSD Controlled Compressor | Schools K-12 | Existing | 2.2053 | 0.59302 | 4.0268 | 0.0016262 | 0.0013621 | 0.012542
[23 empty] | Commercial | Custom Incentives | VSD Controlled Compressor | Warehouse | Existing | 2.2216 | 0.59681 | 4.031 | 0.0041419 | 0.0019386 | 0.027469
[23 empty] | Commercial | Custom Incentives | VSD Controlled Compressor | Assembly | New | 2.2216 | 0.59681 | 4.031 | 0.0059197 | 0.0027706 | 0.039259
[23 empty] | Commercial | Custom Incentives | VSD Controlled Compressor | College and University | New | 2.2053 | 0.59302 | 4.0268 | 0.0086453 | 0.0072415 | 0.066679
[23 empty] | Commercial | Custom Incentives | VSD Controlled Compressor | Grocery | New | 2.2216 | 0.59681 | 4.031 | 0.01391 | 0.0065106 | 0.092253
[23 empty] | Commercial | Custom Incentives | VSD Controlled Compressor | Healthcare | New | 2.2053 | 0.59302 | 4.0268 | 0.0092745 | 0.0077685 | 0.071532
[23 empty] | Commercial | Custom Incentives | VSD Controlled Compressor | Hospitals | New | 2.2053 | 0.59302 | 4.0268 | 0.0063047 | 0.005281 | 0.048627
[23 empty] | Commercial | Custom Incentives | VSD Controlled Compressor | Institutional | New | 2.2216 | 0.59681 | 4.031 | 0.079684 | 0.037295 | 0.52846
[23 empty] | Commercial | Custom Incentives | VSD Controlled Compressor | Lodging/Hospitality | New | 2.2053 | 0.59302 | 4.0268 | 0.11962 | 0.1002 | 0.92261
[23 empty] | Commercial | Custom Incentives | VSD Controlled Compressor | Miscellaneous | New | 2.2216 | 0.59681 | 4.031 | 0.041568 | 0.019456 | 0.27568
[23 empty] | Commercial | Custom Incentives | VSD Controlled Compressor | Offices | New | 2.2216 | 0.59681 | 4.031 | 0.1028 | 0.048117 | 0.6818
[23 empty] | Commercial | Custom Incentives | VSD Controlled Compressor | Restaurants | New | 2.2053 | 0.59302 | 4.0268 | 0.017133 | 0.014351 | 0.13214
[23 empty] | Commercial | Custom Incentives | VSD Controlled Compressor | Retail | New | 2.2216 | 0.59681 | 4.031 | 0.044931 | 0.021029 | 0.29798
[23 empty] | Commercial | Custom Incentives | VSD Controlled Compressor | Schools K-12 | New | 2.2053 | 0.59302 | 4.0268 | 0.028713 | 0.024051 | 0.22146
[23 empty] | Commercial | Custom Incentives | VSD Controlled Compressor | Warehouse | New | 2.2216 | 0.59681 | 4.031 | 0.07303 | 0.034181 | 0.48433
[23 empty] | Commercial | Custom Incentives | PSC to ECM Evaporator Fan Motor (Walk-In, Refrigerator) | Assembly | Existing | 1.3672 | 0.52023 | 2.695 | 1.7834e-05 | 1.6338e-06 | 0.00012814
[23 empty] | Commercial | Custom Incentives | PSC to ECM Evaporator Fan Motor (Walk-In, Refrigerator) | College and University | Existing | 1.3198 | 0.50238 | 2.6939 | 2.0842e-07 | 1.7458e-07 | 1.6075e-06
[23 empty] | Commercial | Custom Incentives | PSC to ECM Evaporator Fan Motor (Walk-In, Refrigerator) | Grocery | Existing | 1.3672 | 0.52023 | 2.695 | 0.020665 | 0.0018931 | 0.14847
[23 empty] | Commercial | Custom Incentives | PSC to ECM Evaporator Fan Motor (Walk-In, Refrigerator) | Healthcare | Existing | 1.3198 | 0.50238 | 2.6939 | 0 | 0 | 0
[23 empty] | Commercial | Custom Incentives | PSC to ECM Evaporator Fan Motor (Walk-In, Refrigerator) | Hospitals | Existing | 1.3198 | 0.50238 | 2.6939 | 0.00011879 | 9.9504e-05 | 0.00091622
[23 empty] | Commercial | Custom Incentives | PSC to ECM Evaporator Fan Motor (Walk-In, Refrigerator) | Institutional | Existing | 1.3672 | 0.52023 | 2.695 | 0 | 0 | 0
[23 empty] | Commercial | Custom Incentives | PSC to ECM Evaporator Fan Motor (Walk-In, Refrigerator) | Lodging/Hospitality | Existing | 1.3198 | 0.50238 | 2.6939 | 0.0029699 | 0.0024876 | 0.022906
[23 empty] | Commercial | Custom Incentives | PSC to ECM Evaporator Fan Motor (Walk-In, Refrigerator) | Miscellaneous | Existing | 1.3672 | 0.52023 | 2.695 | 0 | 0 | 0
[23 empty] | Commercial | Custom Incentives | PSC to ECM Evaporator Fan Motor (Walk-In, Refrigerator) | Offices | Existing | 1.3672 | 0.52023 | 2.695 | 0 | 0 | 0
[23 empty] | Commercial | Custom Incentives | PSC to ECM Evaporator Fan Motor (Walk-In, Refrigerator) | Restaurants | Existing | 1.3198 | 0.50238 | 2.6939 | 0.010011 | 0.0083851 | 0.077209
[23 empty] | Commercial | Custom Incentives | PSC to ECM Evaporator Fan Motor (Walk-In, Refrigerator) | Retail | Existing | 1.3672 | 0.52023 | 2.695 | 0.00075804 | 6.9443e-05 | 0.0054464
[23 empty] | Commercial | Custom Incentives | PSC to ECM Evaporator Fan Motor (Walk-In, Refrigerator) | Schools K-12 | Existing | 1.3198 | 0.50238 | 2.6939 | 0.00032601 | 0.00027308 | 0.0025145
[23 empty] | Commercial | Custom Incentives | PSC to ECM Evaporator Fan Motor (Walk-In, Refrigerator) | Warehouse | Existing | 1.3672 | 0.52023 | 2.695 | 0 | 0 | 0
[23 empty] | Commercial | Custom Incentives | PSC to ECM Evaporator Fan Motor (Walk-In, Refrigerator) | Assembly | New | 1.3672 | 0.52023 | 2.695 | 1.9689e-05 | 1.8036e-06 | 0.00014146
[23 empty] | Commercial | Custom Incentives | PSC to ECM Evaporator Fan Motor (Walk-In, Refrigerator) | College and University | New | 1.3198 | 0.50238 | 2.6939 | 2.294e-07 | 1.9215e-07 | 1.7693e-06
[23 empty] | Commercial | Custom Incentives | PSC to ECM Evaporator Fan Motor (Walk-In, Refrigerator) | Grocery | New | 1.3672 | 0.52023 | 2.695 | 0.02257 | 0.0020676 | 0.16216
[23 empty] | Commercial | Custom Incentives | PSC to ECM Evaporator Fan Motor (Walk-In, Refrigerator) | Healthcare | New | 1.3198 | 0.50238 | 2.6939 | 0 | 0 | 0
[23 empty] | Commercial | Custom Incentives | PSC to ECM Evaporator Fan Motor (Walk-In, Refrigerator) | Hospitals | New | 1.3198 | 0.50238 | 2.6939 | 0.00013114 | 0.00010984 | 0.0010114
[23 empty] | Commercial | Custom Incentives | PSC to ECM Evaporator Fan Motor (Walk-In, Refrigerator) | Institutional | New | 1.3672 | 0.52023 | 2.695 | 0 | 0 | 0
[23 empty] | Commercial | Custom Incentives | PSC to ECM Evaporator Fan Motor (Walk-In, Refrigerator) | Lodging/Hospitality | New | 1.3198 | 0.50238 | 2.6939 | 0.003258 | 0.002729 | 0.025128
[23 empty] | Commercial | Custom Incentives | PSC to ECM Evaporator Fan Motor (Walk-In, Refrigerator) | Miscellaneous | New | 1.3672 | 0.52023 | 2.695 | 0 | 0 | 0
[23 empty] | Commercial | Custom Incentives | PSC to ECM Evaporator Fan Motor (Walk-In, Refrigerator) | Offices | New | 1.3672 | 0.52023 | 2.695 | 0 | 0 | 0
[23 empty] | Commercial | Custom Incentives | PSC to ECM Evaporator Fan Motor (Walk-In, Refrigerator) | Restaurants | New | 1.3198 | 0.50238 | 2.6939 | 0.010929 | 0.0091546 | 0.084294
[23 empty] | Commercial | Custom Incentives | PSC to ECM Evaporator Fan Motor (Walk-In, Refrigerator) | Retail | New | 1.3672 | 0.52023 | 2.695 | 0.00082997 | 7.6032e-05 | 0.0059631
[23 empty] | Commercial | Custom Incentives | PSC to ECM Evaporator Fan Motor (Walk-In, Refrigerator) | Schools K-12 | New | 1.3198 | 0.50238 | 2.6939 | 0.00035883 | 0.00030057 | 0.0027676
[23 empty] | Commercial | Custom Incentives | PSC to ECM Evaporator Fan Motor (Walk-In, Refrigerator) | Warehouse | New | 1.3672 | 0.52023 | 2.695 | 0 | 0 | 0
[23 empty] | Commercial | Custom Incentives | Demand Controlled Ventilation | Assembly | Existing | 1.1912 | 0.4362 | 2.9688 | 0.0010924 | 0.0061501 | 0.010492
[23 empty] | Commercial | Custom Incentives | Demand Controlled Ventilation | Miscellaneous | Existing | 1.6648 | 0.48692 | 3.9106 | 0.0003227 | 0.0018168 | 0.0030995
[23 empty] | Commercial | Custom Incentives | Demand Controlled Ventilation | Offices | Existing | 1.7303 | 0.49237 | 4.0494 | 0.025041 | 0.14098 | 0.24052
[23 empty] | Commercial | Custom Incentives | Demand Controlled Ventilation | Retail | Existing | 1.2904 | 0.44883 | 3.1574 | 0.016868 | 0.094966 | 0.16201
[23 empty] | Commercial | Custom Incentives | Demand Controlled Ventilation | Assembly | New | 1.1912 | 0.4362 | 2.9688 | 0.0014105 | 0.0079411 | 0.013548
[23 empty] | Commercial | Custom Incentives | Demand Controlled Ventilation | Miscellaneous | New | 1.6648 | 0.48692 | 3.9106 | 0.00044174 | 0.002487 | 0.0042428
[23 empty] | Commercial | Custom Incentives | Demand Controlled Ventilation | Offices | New | 1.7303 | 0.49237 | 4.0494 | 0.02576 | 0.14503 | 0.24742
[23 empty] | Commercial | Custom Incentives | Demand Controlled Ventilation | Retail | New | 1.2904 | 0.44883 | 3.1574 | 0.023062 | 0.12984 | 0.2215
[23 empty] | Industrial | Custom Incentives | Compressed Air Controls | Agriculture and Assembly | Existing | 2.2851 | 0.71297 | 3.5136 | 0.0028562 | 0.0027808 | 0.02121
[23 empty] | Industrial | Custom Incentives | Compressed Air Controls | Agriculture and Assembly | New | 2.2851 | 0.71297 | 3.5136 | 0.00015045 | 0.00014648 | 0.0011173
[23 empty] | Industrial | Custom Incentives | Compressed Air Equipment | Agriculture and Assembly | New | 2.7639 | 0.74545 | 4.1109 | 0.00028932 | 0.00028167 | 0.0021485
[23 empty] | Industrial | Custom Incentives | Compressed Air Equipment | Agriculture and Assembly | Turnover | 2.7639 | 0.74545 | 4.1109 | 0.002005 | 0.0019521 | 0.014889
[23 empty] | Industrial | Indoor Lighting Billed Solution or Indoor Lighting Rebates | Lighting Controls - Exterior | Agriculture and Assembly | Existing | 3.6875 | 1.0293 | 4.0368 | 0 | 0 | 0.00040786
[23 empty] | Industrial | Indoor Lighting Billed Solution or Indoor Lighting Rebates | Lighting Controls - Exterior | Agriculture and Assembly | New | 3.6875 | 1.0293 | 4.0368 | 0 | 0 | 0.00011857
[23 empty] | Industrial | Custom Incentives | Building Envelope Improvements | Agriculture and Assembly | Existing | 3.5739 | 0.78795 | 5.5017 | 0.0034376 | 0.0033542 | 0.024131
[23 empty] | Industrial | Custom Incentives | Building Envelope Improvements | Agriculture and Assembly | New | 3.5739 | 0.78795 | 5.5017 | 0.00023398 | 0.00022831 | 0.0016425
[23 empty] | Industrial | Indoor Lighting Billed Solution or Indoor Lighting Rebates | Efficient Lighting - High Bay | Agriculture and Assembly | New | 2.8795 | 0.75204 | 4.1205 | 0.0015461 | 0.0015028 | 0.010832
[23 empty] | Industrial | Indoor Lighting Billed Solution or Indoor Lighting Rebates | Efficient Lighting - High Bay | Agriculture and Assembly | Turnover | 2.8795 | 0.75204 | 4.1205 | 0.0096245 | 0.0093553 | 0.067428
[23 empty] | Industrial | Indoor Lighting Billed Solution or Indoor Lighting Rebates | Efficient Lighting - Other Interior Lighting | Agriculture and Assembly | New | 1.7001 | 0.635 | 2.7709 | 0.00052723 | 0.00051248 | 0.0036937
[23 empty] | Industrial | Indoor Lighting Billed Solution or Indoor Lighting Rebates | Efficient Lighting - Other Interior Lighting | Agriculture and Assembly | Turnover | 1.7001 | 0.635 | 2.7709 | 0.0038162 | 0.0037095 | 0.026736
[23 empty] | Industrial | Custom Incentives | Fan Equipment Upgrades | Agriculture and Assembly | New | 2.9216 | 0.75646 | 4.3166 | 0.00011243 | 0.00010946 | 0.0008349
[23 empty] | Industrial | Custom Incentives | Fan Equipment Upgrades | Agriculture and Assembly | Turnover | 2.9216 | 0.75646 | 4.3166 | 0.00071482 | 0.00069594 | 0.0053083
[23 empty] | Industrial | Custom Incentives | Motor Equipment Upgrades | Agriculture and Assembly | New | 2.8308 | 0.78341 | 4.1799 | 9.6783e-05 | 9.4226e-05 | 0.00071871
[23 empty] | Industrial | Custom Incentives | Motor Equipment Upgrades | Agriculture and Assembly | Turnover | 2.8308 | 0.78341 | 4.1799 | 0.00062995 | 0.00061331 | 0.0046781
[23 empty] | Industrial | Custom Incentives | Motor Optimization | Agriculture and Assembly | Existing | 3.3493 | 0.81847 | 4.9178 | 0.0030006 | 0.0029213 | 0.022282
[23 empty] | Industrial | Custom Incentives | Motor Optimization | Agriculture and Assembly | New | 3.3493 | 0.81847 | 4.9178 | 0.00020465 | 0.00019925 | 0.0015198
[23 empty] | Industrial | Custom Incentives | Pump Equipment Upgrade | Agriculture and Assembly | New | 2.2084 | 0.69809 | 3.4135 | 0.00014013 | 0.00013643 | 0.0010406
[23 empty] | Industrial | Custom Incentives | Pump Equipment Upgrade | Agriculture and Assembly | Turnover | 2.2084 | 0.69809 | 3.4135 | 0.0010362 | 0.0010088 | 0.0076948
[23 empty] | Industrial | Custom Incentives | Process Refrig System Optimization | Agriculture and Assembly | Existing | 1.0303 | 0.55562 | 1.9941 | 0.0011516 | 0.0011232 | 0.0083651
[23 empty] | Industrial | Custom Incentives | Process Refrig System Optimization | Agriculture and Assembly | New | 1.0303 | 0.55562 | 1.9941 | 0.00019873 | 0.00019383 | 0.0014435
[23 empty] | Industrial | Custom Incentives | Compressed Air Controls | Chemicals and Plastics | Existing | 2.9518 | 0.76702 | 4.3852 | 0.016283 | 0.015853 | 0.12092
[23 empty] | Industrial | Custom Incentives | Compressed Air Controls | Chemicals and Plastics | New | 2.9518 | 0.76702 | 4.3852 | 0.00084373 | 0.00082145 | 0.0062656
[23 empty] | Industrial | Custom Incentives | Compressed Air Equipment | Chemicals and Plastics | New | 4.3234 | 0.82579 | 6.3126 | 0.0014208 | 0.0013832 | 0.010551
[23 empty] | Industrial | Custom Incentives | Compressed Air Equipment | Chemicals and Plastics | Turnover | 4.3234 | 0.82579 | 6.3126 | 0.0098462 | 0.0095862 | 0.073119
[23 empty] | Industrial | Indoor Lighting Billed Solution or Indoor Lighting Rebates | Lighting Controls - Exterior | Chemicals and Plastics | Existing | 3.3461 | 1.0008 | 3.7115 | 0 | 0 | 0.0010324
[23 empty] | Industrial | Indoor Lighting Billed Solution or Indoor Lighting Rebates | Lighting Controls - Exterior | Chemicals and Plastics | New | 3.3461 | 1.0008 | 3.7115 | 0 | 0 | 0.00030011
[23 empty] | Industrial | Indoor Lighting Billed Solution or Indoor Lighting Rebates | Efficient Lighting - High Bay | Chemicals and Plastics | New | 2.8795 | 0.75204 | 4.1205 | 0.00084233 | 0.00081877 | 0.0059013
[23 empty] | Industrial | Indoor Lighting Billed Solution or Indoor Lighting Rebates | Efficient Lighting - High Bay | Chemicals and Plastics | Turnover | 2.8795 | 0.75204 | 4.1205 | 0.0052231 | 0.005077 | 0.036592
[23 empty] | Industrial | Indoor Lighting Billed Solution or Indoor Lighting Rebates | Efficient Lighting - Other Interior Lighting | Chemicals and Plastics | New | 1.7001 | 0.635 | 2.7709 | 0.0025645 | 0.0024928 | 0.017967
[23 empty] | Industrial | Indoor Lighting Billed Solution or Indoor Lighting Rebates | Efficient Lighting - Other Interior Lighting | Chemicals and Plastics | Turnover | 1.7001 | 0.635 | 2.7709 | 0.015894 | 0.01545 | 0.11135
[23 empty] | Industrial | Custom Incentives | Fan Equipment Upgrades | Chemicals and Plastics | New | 2.7992 | 0.748 | 4.1567 | 0.00012247 | 0.00011924 | 0.00090947
[23 empty] | Industrial | Custom Incentives | Fan Equipment Upgrades | Chemicals and Plastics | Turnover | 2.7992 | 0.748 | 4.1567 | 0.00077867 | 0.0007581 | 0.0057824
[23 empty] | Industrial | Custom Incentives | Motor Equipment Upgrades | Chemicals and Plastics | New | 2.1925 | 0.725 | 3.3481 | 0.00036451 | 0.00035488 | 0.0027068
[23 empty] | Industrial | Custom Incentives | Motor Equipment Upgrades | Chemicals and Plastics | Turnover | 2.1925 | 0.725 | 3.3481 | 0.0023387 | 0.0022769 | 0.017367
[23 empty] | Industrial | Custom Incentives | Pump Equipment Upgrade | Chemicals and Plastics | New | 2.8025 | 0.74823 | 4.161 | 0.00089491 | 0.00087127 | 0.0066457
[23 empty] | Industrial | Custom Incentives | Pump Equipment Upgrade | Chemicals and Plastics | Turnover | 2.8025 | 0.74823 | 4.161 | 0.0057425 | 0.0055909 | 0.042644
[23 empty] | Industrial | Custom Incentives | Process Heat Equipment Upgrade | Chemicals and Plastics | New | 2.0479 | 0.706 | 3.1819 | 0.00038264 | 0.00037321 | 0.0027794
[23 empty] | Industrial | Custom Incentives | Process Heat Equipment Upgrade | Chemicals and Plastics | Turnover | 2.0479 | 0.706 | 3.1819 | 0.0027338 | 0.0026664 | 0.019858
[23 empty] | Industrial | Custom Incentives | Process Heat Improved Controls | Chemicals and Plastics | Existing | 1.1313 | 0.53541 | 2.1753 | 0.00071088 | 0.00069335 | 0.0051636
[23 empty] | Industrial | Custom Incentives | Process Heat Improved Controls | Chemicals and Plastics | New | 1.1313 | 0.53541 | 2.1753 | 4.7482e-05 | 4.6312e-05 | 0.00034489
[23 empty] | Industrial | Indoor Lighting Billed Solution or Indoor Lighting Rebates | Lighting Controls - Exterior | Construction | Existing | 3.3811 | 1.0039 | 3.7443 | 0 | 0 | 0.00017154
[23 empty] | Industrial | Indoor Lighting Billed Solution or Indoor Lighting Rebates | Lighting Controls - Exterior | Construction | New | 3.3811 | 1.0039 | 3.7443 | 0 | 0 | 4.9866e-05
[23 empty] | Industrial | Custom Incentives | Building Envelope Improvements | Construction | Existing | 3.8945 | 0.80251 | 6.0287 | 0.00079656 | 0.00077724 | 0.0055917
[23 empty] | Industrial | Custom Incentives | Building Envelope Improvements | Construction | New | 3.8945 | 0.80251 | 6.0287 | 5.3488e-05 | 5.219e-05 | 0.00037548
[23 empty] | Industrial | Custom Incentives | HVAC Equipment Upgrades | Construction | New | 4.5701 | 0.81825 | 7.0569 | 4.5797e-05 | 4.4686e-05 | 0.00032149
[23 empty] | Industrial | Custom Incentives | HVAC Equipment Upgrades | Construction | Turnover | 4.5701 | 0.81825 | 7.0569 | 0.00023167 | 0.00022605 | 0.0016263
[23 empty] | Industrial | Custom Incentives | HVAC Recommissioning | Construction | Existing | 1.9849 | 0.69511 | 3.2094 | 0.00051771 | 0.00050515 | 0.0036342
[23 empty] | Industrial | Custom Incentives | HVAC Recommissioning | Construction | New | 1.9849 | 0.69511 | 3.2094 | 8.6975e-05 | 8.4865e-05 | 0.00061055
[23 empty] | Industrial | Indoor Lighting Billed Solution or Indoor Lighting Rebates | Efficient Lighting - High Bay | Construction | New | 2.8795 | 0.75204 | 4.1205 | 0.00021667 | 0.00021061 | 0.001518
[23 empty] | Industrial | Indoor Lighting Billed Solution or Indoor Lighting Rebates | Efficient Lighting - High Bay | Construction | Turnover | 2.8795 | 0.75204 | 4.1205 | 0.0013435 | 0.001306 | 0.0094127
[23 empty] | Industrial | Indoor Lighting Billed Solution or Indoor Lighting Rebates | Efficient Lighting - Other Interior Lighting | Construction | New | 1.7001 | 0.635 | 2.7709 | 0.00035869 | 0.00034865 | 0.0025129
[23 empty] | Industrial | Indoor Lighting Billed Solution or Indoor Lighting Rebates | Efficient Lighting - Other Interior Lighting | Construction | Turnover | 1.7001 | 0.635 | 2.7709 | 0.0022225 | 0.0021603 | 0.01557
[23 empty] | Industrial | Custom Incentives | Fan Equipment Upgrades | Construction | New | 3.3766 | 0.78381 | 4.9302 | 3.5127e-05 | 3.4199e-05 | 0.00026086
[23 empty] | Industrial | Custom Incentives | Fan Equipment Upgrades | Construction | Turnover | 3.3766 | 0.78381 | 4.9302 | 0.00022334 | 0.00021744 | 0.0016585
[23 empty] | Industrial | Custom Incentives | Motor Equipment Upgrades | Construction | New | 2.7132 | 0.77412 | 4.0205 | 3.0395e-05 | 2.9593e-05 | 0.00022572
[23 empty] | Industrial | Custom Incentives | Motor Equipment Upgrades | Construction | Turnover | 2.7132 | 0.77412 | 4.0205 | 0.00019498 | 0.00018983 | 0.001448
[23 empty] | Industrial | Custom Incentives | Motor Optimization | Construction | Existing | 1.1122 | 0.54874 | 2.104 | 0.0011089 | 0.0010797 | 0.0082351
[23 empty] | Industrial | Custom Incentives | Motor Optimization | Construction | New | 1.1122 | 0.54874 | 2.104 | 6.0966e-05 | 5.9356e-05 | 0.00045274
[23 empty] | Industrial | Custom Incentives | Pump Equipment Upgrade | Construction | New | 4.3694 | 0.82745 | 6.3837 | 0.00021621 | 0.0002105 | 0.0016056
[23 empty] | Industrial | Custom Incentives | Pump Equipment Upgrade | Construction | Turnover | 4.3694 | 0.82745 | 6.3837 | 0.0013874 | 0.0013508 | 0.010303
[23 empty] | Industrial | Indoor Lighting Billed Solution or Indoor Lighting Rebates | Lighting Controls - Exterior | Electrical and Electronic Equip. | Existing | 3.2885 | 0.99561 | 3.6575 | 0 | 0 | 0.00034395
[23 empty] | Industrial | Indoor Lighting Billed Solution or Indoor Lighting Rebates | Lighting Controls - Exterior | Electrical and Electronic Equip. | New | 3.2885 | 0.99561 | 3.6575 | 0 | 0 | 9.9985e-05
[23 empty] | Industrial | Custom Incentives | Building Envelope Improvements | Electrical and Electronic Equip. | Existing | 3.3671 | 0.77742 | 5.1752 | 0.00071295 | 0.00069565 | 0.0050048
[23 empty] | Industrial | Custom Incentives | Building Envelope Improvements | Electrical and Electronic Equip. | New | 3.3671 | 0.77742 | 5.1752 | 0.00012268 | 0.0001197 | 0.0008612
[23 empty] | Industrial | Custom Incentives | HVAC Improved Controls | Electrical and Electronic Equip. | Existing | 4.0761 | 0.80995 | 6.3393 | 0.00065518 | 0.00063929 | 0.0045993
[23 empty] | Industrial | Custom Incentives | HVAC Improved Controls | Electrical and Electronic Equip. | New | 4.0761 | 0.80995 | 6.3393 | 4.4596e-05 | 4.3514e-05 | 0.00031306
[23 empty] | Industrial | Indoor Lighting Billed Solution or Indoor Lighting Rebates | Efficient Lighting - High Bay | Electrical and Electronic Equip. | New | 2.8795 | 0.75204 | 4.1205 | 0.00027915 | 0.00027134 | 0.0019557
[23 empty] | Industrial | Indoor Lighting Billed Solution or Indoor Lighting Rebates | Efficient Lighting - High Bay | Electrical and Electronic Equip. | Turnover | 2.8795 | 0.75204 | 4.1205 | 0.0017257 | 0.0016774 | 0.01209
[23 empty] | Industrial | Indoor Lighting Billed Solution or Indoor Lighting Rebates | Efficient Lighting - Other Interior Lighting | Electrical and Electronic Equip. | New | 1.7001 | 0.635 | 2.7709 | 0.00081743 | 0.00079456 | 0.0057268
[23 empty] | Industrial | Indoor Lighting Billed Solution or Indoor Lighting Rebates | Efficient Lighting - Other Interior Lighting | Electrical and Electronic Equip. | Turnover | 1.7001 | 0.635 | 2.7709 | 0.0050507 | 0.0049094 | 0.035385
[23 empty] | Industrial | Custom Incentives | Motor Equipment Upgrades | Electrical and Electronic Equip. | New | 2.7445 | 0.77665 | 4.0627 | 2.0278e-05 | 1.9742e-05 | 0.00015058
[23 empty] | Industrial | Custom Incentives | Motor Equipment Upgrades | Electrical and Electronic Equip. | Turnover | 2.7445 | 0.77665 | 4.0627 | 0.00013012 | 0.00012668 | 0.00096627
[23 empty] | Industrial | Custom Incentives | Compressed Air Equipment | Lumber/Furniture/Pulp/Paper | New | 4.0682 | 0.81601 | 5.925 | 0.00082544 | 0.00080363 | 0.0061297
[23 empty] | Industrial | Custom Incentives | Compressed Air Equipment | Lumber/Furniture/Pulp/Paper | Turnover | 4.0682 | 0.81601 | 5.925 | 0.0057205 | 0.0055694 | 0.04248
[23 empty] | Industrial | Indoor Lighting Billed Solution or Indoor Lighting Rebates | Lighting Controls - Exterior | Lumber/Furniture/Pulp/Paper | Existing | 2.7866 | 0.94413 | 3.2002 | 0 | 0 | 0.00045715
[23 empty] | Industrial | Indoor Lighting Billed Solution or Indoor Lighting Rebates | Lighting Controls - Exterior | Lumber/Furniture/Pulp/Paper | New | 2.7866 | 0.94413 | 3.2002 | 0 | 0 | 0.00013289
[23 empty] | Industrial | Indoor Lighting Billed Solution or Indoor Lighting Rebates | Efficient Lighting - High Bay | Lumber/Furniture/Pulp/Paper | New | 2.8795 | 0.75204 | 4.1205 | 0.00035098 | 0.00034116 | 0.0024589
[23 empty] | Industrial | Indoor Lighting Billed Solution or Indoor Lighting Rebates | Efficient Lighting - High Bay | Lumber/Furniture/Pulp/Paper | Turnover | 2.8795 | 0.75204 | 4.1205 | 0.0021427 | 0.0020828 | 0.015012
[23 empty] | Industrial | Indoor Lighting Billed Solution or Indoor Lighting Rebates | Efficient Lighting - Other Interior Lighting | Lumber/Furniture/Pulp/Paper | New | 1.7001 | 0.635 | 2.7709 | 0.00059119 | 0.00057465 | 0.0041418
[23 empty] | Industrial | Indoor Lighting Billed Solution or Indoor Lighting Rebates | Efficient Lighting - Other Interior Lighting | Lumber/Furniture/Pulp/Paper | Turnover | 1.7001 | 0.635 | 2.7709 | 0.0036674 | 0.0035648 | 0.025693
[23 empty] | Industrial | Custom Incentives | Fan Equipment Upgrades | Lumber/Furniture/Pulp/Paper | New | 2.7526 | 0.74463 | 4.0964 | 0.00055392 | 0.00053929 | 0.0041134
[23 empty] | Industrial | Custom Incentives | Fan Equipment Upgrades | Lumber/Furniture/Pulp/Paper | Turnover | 2.7526 | 0.74463 | 4.0964 | 0.0035218 | 0.0034288 | 0.026153
[23 empty] | Industrial | Custom Incentives | Pump Equipment Upgrade | Lumber/Furniture/Pulp/Paper | New | 2.0884 | 0.68563 | 3.268 | 0.00066762 | 0.00064998 | 0.0049578
[23 empty] | Industrial | Custom Incentives | Pump Equipment Upgrade | Lumber/Furniture/Pulp/Paper | Turnover | 2.0884 | 0.68563 | 3.268 | 0.004284 | 0.0041709 | 0.031813
[23 empty] | Industrial | Custom Incentives | Pump System Optimization | Lumber/Furniture/Pulp/Paper | Existing | 1.898 | 0.68961 | 2.9899 | 0.011854 | 0.011541 | 0.088029
[23 empty] | Industrial | Custom Incentives | Pump System Optimization | Lumber/Furniture/Pulp/Paper | New | 1.898 | 0.68961 | 2.9899 | 0.00079428 | 0.0007733 | 0.0058984
[23 empty] | Industrial | Indoor Lighting Billed Solution or Indoor Lighting Rebates | Lighting Controls - Exterior | Metal Products and Machinery | Existing | 3.0223 | 0.96976 | 3.4124 | 0 | 0 | 0.00095845
[23 empty] | Industrial | Indoor Lighting Billed Solution or Indoor Lighting Rebates | Lighting Controls - Exterior | Metal Products and Machinery | New | 3.0223 | 0.96976 | 3.4124 | 0 | 0 | 0.00027862
[23 empty] | Industrial | Custom Incentives | Building Envelope Improvements | Metal Products and Machinery | Existing | 4.2425 | 0.81631 | 6.6318 | 0.0044364 | 0.0043287 | 0.031142
[23 empty] | Industrial | Custom Incentives | Building Envelope Improvements | Metal Products and Machinery | New | 4.2425 | 0.81631 | 6.6318 | 0.00029614 | 0.00028895 | 0.0020788
[23 empty] | Industrial | Custom Incentives | HVAC Equipment Upgrades | Metal Products and Machinery | New | 4.3021 | 0.80923 | 6.5963 | 0.00034093 | 0.00033266 | 0.0023933
[23 empty] | Industrial | Custom Incentives | HVAC Equipment Upgrades | Metal Products and Machinery | Turnover | 4.3021 | 0.80923 | 6.5963 | 0.0017246 | 0.0016828 | 0.012107
[23 empty] | Industrial | Indoor Lighting Billed Solution or Indoor Lighting Rebates | Efficient Lighting - High Bay | Metal Products and Machinery | New | 2.8795 | 0.75204 | 4.1205 | 0.0015997 | 0.001555 | 0.011207
[23 empty] | Industrial | Indoor Lighting Billed Solution or Indoor Lighting Rebates | Efficient Lighting - High Bay | Metal Products and Machinery | Turnover | 2.8795 | 0.75204 | 4.1205 | 0.0099248 | 0.0096471 | 0.069532
[23 empty] | Industrial | Indoor Lighting Billed Solution or Indoor Lighting Rebates | Efficient Lighting - Other Interior Lighting | Metal Products and Machinery | New | 1.7001 | 0.635 | 2.7709 | 0.0016726 | 0.0016258 | 0.011718
[23 empty] | Industrial | Indoor Lighting Billed Solution or Indoor Lighting Rebates | Efficient Lighting - Other Interior Lighting | Metal Products and Machinery | Turnover | 1.7001 | 0.635 | 2.7709 | 0.010366 | 0.010076 | 0.072621
[23 empty] | Industrial | Custom Incentives | Fan Equipment Upgrades | Metal Products and Machinery | New | 4.0376 | 0.81478 | 5.8794 | 0.00017121 | 0.00016669 | 0.0012714
[23 empty] | Industrial | Custom Incentives | Fan Equipment Upgrades | Metal Products and Machinery | Turnover | 4.0376 | 0.81478 | 5.8794 | 0.0010885 | 0.0010598 | 0.0080835
[23 empty] | Industrial | Custom Incentives | Motor Equipment Upgrades | Metal Products and Machinery | New | 2.5078 | 0.75645 | 3.749 | 4.5776e-05 | 4.4567e-05 | 0.00033993
[23 empty] | Industrial | Custom Incentives | Motor Equipment Upgrades | Metal Products and Machinery | Turnover | 2.5078 | 0.75645 | 3.749 | 0.00029371 | 0.00028595 | 0.0021811
[23 empty] | Industrial | Custom Incentives | Pump Equipment Upgrade | Metal Products and Machinery | New | 4.0376 | 0.81478 | 5.8794 | 0.00028989 | 0.00028223 | 0.0021527
[23 empty] | Industrial | Custom Incentives | Pump Equipment Upgrade | Metal Products and Machinery | Turnover | 4.0376 | 0.81478 | 5.8794 | 0.0018602 | 0.0018111 | 0.013814
[23 empty] | Industrial | Custom Incentives | Process Other Systems Optimization | Metal Products and Machinery | Existing | 1.3417 | 0.61473 | 2.4115 | 0.0063358 | 0.0061796 | 0.046021
[23 empty] | Industrial | Custom Incentives | Process Other Systems Optimization | Metal Products and Machinery | New | 1.3417 | 0.61473 | 2.4115 | 0.00043351 | 0.00042282 | 0.0031489
[23 empty] | Industrial | Custom Incentives | HVAC Equipment Upgrades | Miscellaneous Manufacturing | New | 2.2464 | 0.69038 | 3.5595 | 0.0001907 | 0.00018608 | 0.0013387
[23 empty] | Industrial | Custom Incentives | HVAC Equipment Upgrades | Miscellaneous Manufacturing | Turnover | 2.2464 | 0.69038 | 3.5595 | 0.00096469 | 0.00094128 | 0.0067719
[23 empty] | Industrial | Indoor Lighting Billed Solution or Indoor Lighting Rebates | Efficient Lighting - High Bay | Miscellaneous Manufacturing | New | 2.8795 | 0.75204 | 4.1205 | 8.0912e-05 | 7.8649e-05 | 0.00056686
[23 empty] | Industrial | Indoor Lighting Billed Solution or Indoor Lighting Rebates | Efficient Lighting - High Bay | Miscellaneous Manufacturing | Turnover | 2.8795 | 0.75204 | 4.1205 | 0.00049397 | 0.00048015 | 0.0034607
[23 empty] | Industrial | Indoor Lighting Billed Solution or Indoor Lighting Rebates | Efficient Lighting - Other Interior Lighting | Miscellaneous Manufacturing | New | 1.7001 | 0.635 | 2.7709 | 8.561e-05 | 8.3215e-05 | 0.00059977
[23 empty] | Industrial | Indoor Lighting Billed Solution or Indoor Lighting Rebates | Efficient Lighting - Other Interior Lighting | Miscellaneous Manufacturing | Turnover | 1.7001 | 0.635 | 2.7709 | 0.00052235 | 0.00050774 | 0.0036595
[23 empty] | Industrial | Custom Incentives | Fan Equipment Upgrades | Miscellaneous Manufacturing | New | 3.3766 | 0.78381 | 4.9302 | 7.2352e-06 | 7.0441e-06 | 5.3729e-05
[23 empty] | Industrial | Custom Incentives | Fan Equipment Upgrades | Miscellaneous Manufacturing | Turnover | 3.3766 | 0.78381 | 4.9302 | 4.6001e-05 | 4.4786e-05 | 0.00034161
[23 empty] | Industrial | Custom Incentives | Motor Equipment Upgrades | Miscellaneous Manufacturing | New | 2.1649 | 0.72195 | 3.3139 | 2.8565e-06 | 2.7811e-06 | 2.1213e-05
[23 empty] | Industrial | Custom Incentives | Motor Equipment Upgrades | Miscellaneous Manufacturing | Turnover | 2.1649 | 0.72195 | 3.3139 | 1.874e-05 | 1.8245e-05 | 0.00013917
[23 empty] | Industrial | Custom Incentives | Pump Equipment Upgrade | Miscellaneous Manufacturing | New | 4.3694 | 0.82745 | 6.3837 | 2.8584e-05 | 2.7829e-05 | 0.00021227
[23 empty] | Industrial | Custom Incentives | Pump Equipment Upgrade | Miscellaneous Manufacturing | Turnover | 4.3694 | 0.82745 | 6.3837 | 0.00018342 | 0.00017858 | 0.0013621
[23 empty] | Industrial | Custom Incentives | Pump System Optimization | Miscellaneous Manufacturing | Existing | 3.1173 | 0.80385 | 4.5801 | 0.00042292 | 0.00041175 | 0.0031406
[23 empty] | Industrial | Custom Incentives | Pump System Optimization | Miscellaneous Manufacturing | New | 3.1173 | 0.80385 | 4.5801 | 2.8196e-05 | 2.7451e-05 | 0.00020938
[23 empty] | Industrial | Indoor Lighting Billed Solution or Indoor Lighting Rebates | Lighting Controls - Exterior | Primary Resources Industries | Existing | 3.2398 | 0.9911 | 3.6122 | 0 | 0 | 0.00064256
[23 empty] | Industrial | Indoor Lighting Billed Solution or Indoor Lighting Rebates | Lighting Controls - Exterior | Primary Resources Industries | New | 3.2398 | 0.9911 | 3.6122 | 0 | 0 | 0.00018679
[23 empty] | Industrial | Custom Incentives | Building Envelope Improvements | Primary Resources Industries | Existing | 4.218 | 0.8154 | 6.5882 | 0.00045777 | 0.00044667 | 0.0032135
[23 empty] | Industrial | Custom Incentives | Building Envelope Improvements | Primary Resources Industries | New | 4.218 | 0.8154 | 6.5882 | 3.1159e-05 | 3.0403e-05 | 0.00021873
[23 empty] | Industrial | Custom Incentives | HVAC Equipment Upgrades | Primary Resources Industries | New | 2.9225 | 0.74323 | 4.4715 | 8.5632e-05 | 8.3555e-05 | 0.00060112
[23 empty] | Industrial | Custom Incentives | HVAC Equipment Upgrades | Primary Resources Industries | Turnover | 2.9225 | 0.74323 | 4.4715 | 0.00043471 | 0.00042416 | 0.0030516
[23 empty] | Industrial | Indoor Lighting Billed Solution or Indoor Lighting Rebates | Efficient Lighting - High Bay | Primary Resources Industries | New | 2.8795 | 0.75204 | 4.1205 | 0.0010557 | 0.0010262 | 0.0073964
[23 empty] | Industrial | Indoor Lighting Billed Solution or Indoor Lighting Rebates | Efficient Lighting - High Bay | Primary Resources Industries | Turnover | 2.8795 | 0.75204 | 4.1205 | 0.0065829 | 0.0063988 | 0.046119
[23 empty] | Industrial | Indoor Lighting Billed Solution or Indoor Lighting Rebates | Efficient Lighting - Other Interior Lighting | Primary Resources Industries | New | 1.7001 | 0.635 | 2.7709 | 0.00083975 | 0.00081626 | 0.0058832
[23 empty] | Industrial | Indoor Lighting Billed Solution or Indoor Lighting Rebates | Efficient Lighting - Other Interior Lighting | Primary Resources Industries | Turnover | 1.7001 | 0.635 | 2.7709 | 0.0052311 | 0.0050847 | 0.036648
[23 empty] | Industrial | Custom Incentives | Motor Equipment Upgrades | Primary Resources Industries | New | 2.6338 | 0.76752 | 3.9146 | 1.1101e-05 | 1.0808e-05 | 8.2438e-05
[23 empty] | Industrial | Custom Incentives | Motor Equipment Upgrades | Primary Resources Industries | Turnover | 2.6338 | 0.76752 | 3.9146 | 7.1235e-05 | 6.9354e-05 | 0.000529
[23 empty] | Industrial | Custom Incentives | Process Other Systems Optimization | Primary Resources Industries | Existing | 1.2508 | 0.59491 | 2.2987 | 9.9222e-05 | 9.6775e-05 | 0.00072071
[23 empty] | Industrial | Custom Incentives | Process Other Systems Optimization | Primary Resources Industries | New | 1.2508 | 0.59491 | 2.2987 | 6.789e-06 | 6.6216e-06 | 4.9312e-05
[23 empty] | Industrial | Custom Incentives | Compressed Air Equipment | Stone/Clay/Glass/Concrete | New | 2.8618 | 0.75239 | 4.2382 | 3.2623e-05 | 3.1761e-05 | 0.00024226
[23 empty] | Industrial | Custom Incentives | Compressed Air Equipment | Stone/Clay/Glass/Concrete | Turnover | 2.8618 | 0.75239 | 4.2382 | 0.00022608 | 0.00022011 | 0.0016789
[23 empty] | Industrial | Indoor Lighting Billed Solution or Indoor Lighting Rebates | Lighting Controls - Exterior | Stone/Clay/Glass/Concrete | Existing | 3.1852 | 0.98594 | 3.5617 | 0 | 0 | 0.0001535
[23 empty] | Industrial | Indoor Lighting Billed Solution or Indoor Lighting Rebates | Lighting Controls - Exterior | Stone/Clay/Glass/Concrete | New | 3.1852 | 0.98594 | 3.5617 | 0 | 0 | 4.4623e-05
[23 empty] | Industrial | Custom Incentives | Building Envelope Improvements | Stone/Clay/Glass/Concrete | Existing | 3.6899 | 0.79345 | 5.6894 | 9.7978e-05 | 9.5601e-05 | 0.00068779
[23 empty] | Industrial | Custom Incentives | Building Envelope Improvements | Stone/Clay/Glass/Concrete | New | 3.6899 | 0.79345 | 5.6894 | 6.669e-06 | 6.5072e-06 | 4.6815e-05
[23 empty] | Industrial | Indoor Lighting Billed Solution or Indoor Lighting Rebates | Efficient Lighting - High Bay | Stone/Clay/Glass/Concrete | New | 2.8795 | 0.75204 | 4.1205 | 0.00012254 | 0.00011911 | 0.00085851
[23 empty] | Industrial | Indoor Lighting Billed Solution or Indoor Lighting Rebates | Efficient Lighting - High Bay | Stone/Clay/Glass/Concrete | Turnover | 2.8795 | 0.75204 | 4.1205 | 0.00075896 | 0.00073772 | 0.0053171
[23 empty] | Industrial | Indoor Lighting Billed Solution or Indoor Lighting Rebates | Efficient Lighting - Other Interior Lighting | Stone/Clay/Glass/Concrete | New | 1.7001 | 0.635 | 2.7709 | 0.00021591 | 0.00020987 | 0.0015126
[23 empty] | Industrial | Indoor Lighting Billed Solution or Indoor Lighting Rebates | Efficient Lighting - Other Interior Lighting | Stone/Clay/Glass/Concrete | Turnover | 1.7001 | 0.635 | 2.7709 | 0.0013366 | 0.0012992 | 0.0093639
[23 empty] | Industrial | Custom Incentives | Fan Equipment Upgrades | Stone/Clay/Glass/Concrete | New | 3.3766 | 0.78381 | 4.9302 | 5.304e-05 | 5.1639e-05 | 0.00039388
[23 empty] | Industrial | Custom Incentives | Fan Equipment Upgrades | Stone/Clay/Glass/Concrete | Turnover | 3.3766 | 0.78381 | 4.9302 | 0.00033723 | 0.00032832 | 0.0025043
[23 empty] | Industrial | Custom Incentives | Pump Equipment Upgrade | Stone/Clay/Glass/Concrete | New | 3.3766 | 0.78381 | 4.9302 | 8.9931e-05 | 8.7556e-05 | 0.00066783
[23 empty] | Industrial | Custom Incentives | Pump Equipment Upgrade | Stone/Clay/Glass/Concrete | Turnover | 3.3766 | 0.78381 | 4.9302 | 0.00057708 | 0.00056184 | 0.0042854
[23 empty] | Industrial | Custom Incentives | Process Heat Equipment Upgrade | Stone/Clay/Glass/Concrete | New | 2.0479 | 0.706 | 3.1819 | 0.0007401 | 0.00072185 | 0.0053758
[23 empty] | Industrial | Custom Incentives | Process Heat Equipment Upgrade | Stone/Clay/Glass/Concrete | Turnover | 2.0479 | 0.706 | 3.1819 | 0.0052877 | 0.0051573 | 0.038408
[23 empty] | Industrial | Custom Incentives | Compressed Air Equipment | Textiles and Leather | New | 4.567 | 0.83429 | 6.6936 | 2.4398e-05 | 2.3754e-05 | 0.00018118
[23 empty] | Industrial | Custom Incentives | Compressed Air Equipment | Textiles and Leather | Turnover | 4.567 | 0.83429 | 6.6936 | 0.00016909 | 0.00016462 | 0.0012556
[23 empty] | Industrial | Indoor Lighting Billed Solution or Indoor Lighting Rebates | Lighting Controls - Exterior | Textiles and Leather | Existing | 3.6396 | 1.0256 | 3.9905 | 0 | 0 | 0.00010677
[23 empty] | Industrial | Indoor Lighting Billed Solution or Indoor Lighting Rebates | Lighting Controls - Exterior | Textiles and Leather | New | 3.6396 | 1.0256 | 3.9905 | 0 | 0 | 3.1038e-05
[23 empty] | Industrial | Custom Incentives | Building Envelope Improvements | Textiles and Leather | Existing | 2.2534 | 0.6978 | 3.5781 | 0.00022094 | 0.00021558 | 0.0015509
[23 empty] | Industrial | Custom Incentives | Building Envelope Improvements | Textiles and Leather | New | 2.2534 | 0.6978 | 3.5781 | 1.4894e-05 | 1.4533e-05 | 0.00010455
[23 empty] | Industrial | Custom Incentives | HVAC Equipment Upgrades | Textiles and Leather | New | 4.8273 | 0.82613 | 7.5154 | 2.5422e-05 | 2.4805e-05 | 0.00017846
[23 empty] | Industrial | Custom Incentives | HVAC Equipment Upgrades | Textiles and Leather | Turnover | 4.8273 | 0.82613 | 7.5154 | 0.0001286 | 0.00012548 | 0.00090274
[23 empty] | Industrial | Indoor Lighting Billed Solution or Indoor Lighting Rebates | Efficient Lighting - High Bay | Textiles and Leather | New | 2.8795 | 0.75204 | 4.1205 | 9.1241e-05 | 8.8689e-05 | 0.00063922
[23 empty] | Industrial | Indoor Lighting Billed Solution or Indoor Lighting Rebates | Efficient Lighting - High Bay | Textiles and Leather | Turnover | 2.8795 | 0.75204 | 4.1205 | 0.00056464 | 0.00054885 | 0.0039558
[23 empty] | Industrial | Indoor Lighting Billed Solution or Indoor Lighting Rebates | Efficient Lighting - Other Interior Lighting | Textiles and Leather | New | 1.7001 | 0.635 | 2.7709 | 0.00029728 | 0.00028896 | 0.0020827
[23 empty] | Industrial | Indoor Lighting Billed Solution or Indoor Lighting Rebates | Efficient Lighting - Other Interior Lighting | Textiles and Leather | Turnover | 1.7001 | 0.635 | 2.7709 | 0.0018388 | 0.0017874 | 0.012882
[23 empty] | Industrial | Custom Incentives | Fan Equipment Upgrades | Textiles and Leather | New | 4.5114 | 0.83242 | 6.6056 | 3.1422e-05 | 3.0592e-05 | 0.00023334
[23 empty] | Industrial | Custom Incentives | Fan Equipment Upgrades | Textiles and Leather | Turnover | 4.5114 | 0.83242 | 6.6056 | 0.00019978 | 0.0001945 | 0.0014836
[23 empty] | Industrial | Custom Incentives | Motor Equipment Upgrades | Textiles and Leather | New | 3.1166 | 0.80381 | 4.5792 | 1.0246e-05 | 9.9752e-06 | 7.6086e-05
[23 empty] | Industrial | Custom Incentives | Motor Equipment Upgrades | Textiles and Leather | Turnover | 3.1166 | 0.80381 | 4.5792 | 6.5738e-05 | 6.4002e-05 | 0.00048817
[23 empty] | Industrial | Custom Incentives | Motor Optimization | Textiles and Leather | Existing | 1.6015 | 0.64614 | 2.6442 | 0.0053293 | 0.0051885 | 0.039576
[23 empty] | Industrial | Custom Incentives | Motor Optimization | Textiles and Leather | New | 1.6015 | 0.64614 | 2.6442 | 0.0003248 | 0.00031622 | 0.002412
[23 empty] | Industrial | Custom Incentives | Pump Equipment Upgrade | Textiles and Leather | New | 4.5114 | 0.83242 | 6.6056 | 5.3276e-05 | 5.1869e-05 | 0.00039563
[23 empty] | Industrial | Custom Incentives | Pump Equipment Upgrade | Textiles and Leather | Turnover | 4.5114 | 0.83242 | 6.6056 | 0.00034187 | 0.00033284 | 0.0025387
[23 empty] | Industrial | Indoor Lighting Billed Solution or Indoor Lighting Rebates | Lighting Controls - Exterior | Transportation Equipment | Existing | 3.5674 | 1.0198 | 3.9211 | 0 | 0 | 0.00044041
[23 empty] | Industrial | Indoor Lighting Billed Solution or Indoor Lighting Rebates | Lighting Controls - Exterior | Transportation Equipment | New | 3.5674 | 1.0198 | 3.9211 | 0 | 0 | 0.00012803
[23 empty] | Industrial | Custom Incentives | Building Envelope Improvements | Transportation Equipment | Existing | 4.0878 | 0.81041 | 6.3595 | 0.0026072 | 0.0025439 | 0.018302
[23 empty] | Industrial | Custom Incentives | Building Envelope Improvements | Transportation Equipment | New | 4.0878 | 0.81041 | 6.3595 | 0.00017746 | 0.00017316 | 0.0012458
[23 empty] | Industrial | Custom Incentives | HVAC Recommissioning | Transportation Equipment | Existing | 1.9719 | 0.69352 | 3.1923 | 0.0012777 | 0.0012467 | 0.0089691
[23 empty] | Industrial | Custom Incentives | HVAC Recommissioning | Transportation Equipment | New | 1.9719 | 0.69352 | 3.1923 | 0.00021686 | 0.0002116 | 0.0015223
[23 empty] | Industrial | Indoor Lighting Billed Solution or Indoor Lighting Rebates | Efficient Lighting - High Bay | Transportation Equipment | New | 2.8795 | 0.75204 | 4.1205 | 0.00036445 | 0.00035425 | 0.0025533
[23 empty] | Industrial | Indoor Lighting Billed Solution or Indoor Lighting Rebates | Efficient Lighting - High Bay | Transportation Equipment | Turnover | 2.8795 | 0.75204 | 4.1205 | 0.0023032 | 0.0022387 | 0.016136
[23 empty] | Industrial | Indoor Lighting Billed Solution or Indoor Lighting Rebates | Efficient Lighting - Other Interior Lighting | Transportation Equipment | New | 1.7001 | 0.635 | 2.7709 | 0.001042 | 0.0010129 | 0.0073004
[23 empty] | Industrial | Indoor Lighting Billed Solution or Indoor Lighting Rebates | Efficient Lighting - Other Interior Lighting | Transportation Equipment | Turnover | 1.7001 | 0.635 | 2.7709 | 0.0075976 | 0.0073851 | 0.053228
[23 empty] | Industrial | Custom Incentives | Fan Equipment Upgrades | Transportation Equipment | New | 2.5399 | 0.72813 | 3.8247 | 4.0903e-05 | 3.9822e-05 | 0.00030375
[23 empty] | Industrial | Custom Incentives | Fan Equipment Upgrades | Transportation Equipment | Turnover | 2.5399 | 0.72813 | 3.8247 | 0.00026006 | 0.00025319 | 0.0019312
[23 empty] | Industrial | Custom Incentives | Pump Equipment Upgrade | Transportation Equipment | New | 2.5399 | 0.72813 | 3.8247 | 6.9352e-05 | 6.752e-05 | 0.00051501
[23 empty] | Industrial | Custom Incentives | Pump Equipment Upgrade | Transportation Equipment | Turnover | 2.5399 | 0.72813 | 3.8247 | 0.00044502 | 0.00043327 | 0.0033047
[23 empty] | Industrial | Indoor Lighting Billed Solution or Indoor Lighting Rebates | Lighting Controls - Exterior | Water and Wastewater | Existing | 3.3811 | 1.0039 | 3.7443 | 0 | 0 | 2.1009e-06
[23 empty] | Industrial | Indoor Lighting Billed Solution or Indoor Lighting Rebates | Lighting Controls - Exterior | Water and Wastewater | New | 3.3811 | 1.0039 | 3.7443 | 0 | 0 | 6.1074e-07
[23 empty] | Industrial | Custom Incentives | Building Envelope Improvements | Water and Wastewater | Existing | 3.8945 | 0.80251 | 6.0287 | 9.756e-06 | 9.5193e-06 | 6.8485e-05
[23 empty] | Industrial | Custom Incentives | Building Envelope Improvements | Water and Wastewater | New | 3.8945 | 0.80251 | 6.0287 | 6.551e-07 | 6.392e-07 | 4.5987e-06
[23 empty] | Industrial | Custom Incentives | HVAC Equipment Upgrades | Water and Wastewater | New | 4.5701 | 0.81825 | 7.0569 | 5.6091e-07 | 5.473e-07 | 3.9375e-06
[23 empty] | Industrial | Custom Incentives | HVAC Equipment Upgrades | Water and Wastewater | Turnover | 4.5701 | 0.81825 | 7.0569 | 2.8374e-06 | 2.7685e-06 | 1.9918e-05
[23 empty] | Industrial | Custom Incentives | HVAC Recommissioning | Water and Wastewater | Existing | 1.9849 | 0.69511 | 3.2094 | 6.3407e-06 | 6.1869e-06 | 4.4511e-05
[23 empty] | Industrial | Custom Incentives | HVAC Recommissioning | Water and Wastewater | New | 1.9849 | 0.69511 | 3.2094 | 1.0652e-06 | 1.0394e-06 | 7.4777e-06
[23 empty] | Industrial | Indoor Lighting Billed Solution or Indoor Lighting Rebates | Efficient Lighting - High Bay | Water and Wastewater | New | 2.8795 | 0.75204 | 4.1205 | 2.6537e-06 | 2.5795e-06 | 1.8592e-05
[23 empty] | Industrial | Indoor Lighting Billed Solution or Indoor Lighting Rebates | Efficient Lighting - High Bay | Water and Wastewater | Turnover | 2.8795 | 0.75204 | 4.1205 | 1.6455e-05 | 1.5995e-05 | 0.00011528
[23 empty] | Industrial | Indoor Lighting Billed Solution or Indoor Lighting Rebates | Efficient Lighting - Other Interior Lighting | Water and Wastewater | New | 1.7001 | 0.635 | 2.7709 | 4.393e-06 | 4.2702e-06 | 3.0777e-05
[23 empty] | Industrial | Indoor Lighting Billed Solution or Indoor Lighting Rebates | Efficient Lighting - Other Interior Lighting | Water and Wastewater | Turnover | 1.7001 | 0.635 | 2.7709 | 2.722e-05 | 2.6458e-05 | 0.0001907
[23 empty] | Industrial | Custom Incentives | Fan Equipment Upgrades | Water and Wastewater | New | 3.3766 | 0.78381 | 4.9302 | 4.3022e-07 | 4.1886e-07 | 3.1948e-06
[23 empty] | Industrial | Custom Incentives | Fan Equipment Upgrades | Water and Wastewater | Turnover | 3.3766 | 0.78381 | 4.9302 | 2.7353e-06 | 2.6631e-06 | 2.0313e-05
[23 empty] | Industrial | Custom Incentives | Motor Equipment Upgrades | Water and Wastewater | New | 2.7132 | 0.77412 | 4.0205 | 3.7227e-07 | 3.6244e-07 | 2.7645e-06
[23 empty] | Industrial | Custom Incentives | Motor Equipment Upgrades | Water and Wastewater | Turnover | 2.7132 | 0.77412 | 4.0205 | 2.3881e-06 | 2.325e-06 | 1.7734e-05
[23 empty] | Industrial | Custom Incentives | Motor Optimization | Water and Wastewater | Existing | 1.1122 | 0.54874 | 2.104 | 1.3582e-05 | 1.3223e-05 | 0.00010086
[23 empty] | Industrial | Custom Incentives | Motor Optimization | Water and Wastewater | New | 1.1122 | 0.54874 | 2.104 | 7.4669e-07 | 7.2697e-07 | 5.545e-06
[23 empty] | Industrial | Custom Incentives | Pump Equipment Upgrade | Water and Wastewater | New | 4.3694 | 0.82745 | 6.3837 | 2.6481e-06 | 2.5781e-06 | 1.9665e-05
[23 empty] | Industrial | Custom Incentives | Pump Equipment Upgrade | Water and Wastewater | Turnover | 4.3694 | 0.82745 | 6.3837 | 1.6992e-05 | 1.6544e-05 | 0.00012619

## Staff ROG37_1
Measures Changing from Failing to Passing | [9 empty] | Measures Changing from Passing to Failing | [9 empty] | Measures Changing from Failing to Passing | [9 empty] | Measures Changing from Passing to Failing
[Case 1 - Higher Fuel Prices] Economic Potential – [TRC or RIM] | [9 empty] | [Case 1 - Higher Fuel Prices] Economic Potential – [TRC or RIM] | [9 empty] | [Case 1 - Higher Fuel Prices] Economic Potential – [TRC or RIM] | [9 empty] | [Case 1 - Higher Fuel Prices] Economic Potential – [TRC or RIM]
Customer | Measure | Vintage | Segment | TRC | RIM | PCT | Summer | Winter | Energy | Customer | Measure | Vintage | Segment | TRC | RIM | PCT | Summer | Winter | Energy | Customer | Measure | Vintage | Segment | TRC | RIM | PCT | Summer | Winter | Energy | Customer | Measure | Vintage | Segment | TRC | RIM | PCT | Summer | Winter | Energy
Class | Name | [5 empty] | (MW) | (MW) | (GWh) | Class | Name | [5 empty] | (MW) | (MW) | (GWh) | Class | Name | [5 empty] | (MW) | (MW) | (GWh) | Class | Name | [5 empty] | (MW) | (MW) | (GWh)
Residential | Heat Pump Water Heater | Turnover | Single Family | 1.013 | 0.80981 | 1.2509 | 3.7043 | 13.8365 | 55.0922 | N/A | [9 empty] | Commercial | Programmable Thermostat | Existing | Healthcare | 2.4055 | 1.102 | 2.1829 | 0 | 0 | 0 | N/A
Residential | Heat Pump Water Heater | New | Single Family | 1.013 | 0.80981 | 1.2509 | 0.10976 | 0.41 | 1.6325 | * No measure permutations changed from Passing to Failing | [9 empty] | Commercial | Programmable Thermostat | Existing | Institutional | 2.7807 | 1.102 | 2.5234 | 0.024668 | -0.0038059 | 2.1007 | * No measure permutations changed from Passing to Failing
Residential | Energy Star Personal Computer | Turnover | Single Family | 1.104 | 0.6903 | 1.5992 | 0.22389 | 0.047998 | 1.4121 | [10 empty] | Commercial | Programmable Thermostat | Existing | Miscellaneous | 1.951 | 1.102 | 1.7705 | 0 | 0 | 0
Residential | Energy Star Personal Computer | Turnover | Multi-Family | 1.104 | 0.6903 | 1.5992 | 0.22327 | 0.047864 | 1.4082 | [10 empty] | Commercial | Programmable Thermostat | Existing | Offices | 2.5914 | 1.102 | 2.3516 | 0 | 0 | 0
Residential | Energy Star Personal Computer | Turnover | Manufactured Home | 1.104 | 0.6903 | 1.5992 | 0.0032005 | 0.00068613 | 0.020187 | [10 empty] | Commercial | Programmable Thermostat | New | Healthcare | 2.4055 | 1.102 | 2.1829 | 0 | 0 | 0
Residential | Energy Star Personal Computer | New | Single Family | 1.104 | 0.6903 | 1.5992 | 0.006663 | 0.0014284 | 0.042026 | [10 empty] | Commercial | Programmable Thermostat | New | Institutional | 2.7807 | 1.102 | 2.5234 | 0.00056781 | -8.7604e-05 | 0.048354
Residential | Energy Star Personal Computer | New | Multi-Family | 1.104 | 0.6903 | 1.5992 | 0.0066444 | 0.0014244 | 0.041908 | [10 empty] | Commercial | Programmable Thermostat | New | Miscellaneous | 1.951 | 1.102 | 1.7705 | 0 | 0 | 0
Residential | Energy Star Personal Computer | New | Manufactured Home | 1.104 | 0.6903 | 1.5992 | 9.5247e-05 | 2.0419e-05 | 0.00060076 | [10 empty] | Commercial | Programmable Thermostat | New | Offices | 2.5914 | 1.102 | 2.3516 | 0 | 0 | 0
Residential | Air Sealing-Infiltration Control | Existing | Manufactured Home | 1.1715 | 0.78554 | 1.4914 | 0.15775 | 0.049295 | 0.31088 | [10 empty] | Commercial | Smart Thermostat | Existing | Healthcare | 4.2674 | 1.102 | 3.8725 | 0.013449 | -0.0023147 | 1.1467
Residential | Ceiling Insulation(R12 to R38) | Existing | Single Family | 1.0722 | 0.77496 | 1.3836 | 0 | 0 | 0 | [10 empty] | Commercial | Smart Thermostat | Existing | Miscellaneous | 3.4611 | 1.102 | 3.1408 | 0.0041263 | -0.002417 | 0.36222
Residential | Ceiling Insulation(R12 to R38) | New | Single Family | 1.0722 | 0.77496 | 1.3836 | 0 | 0 | 0 | [10 empty] | Commercial | Smart Thermostat | Existing | Offices | 4.5973 | 1.102 | 4.1719 | 0.071668 | -0.11655 | 6.7451
Residential | Home Energy Management System | Existing | Single Family | 1.0982 | 0.81773 | 1.3431 | 0.1325 | 0.021123 | 0.4881 | [10 empty] | Commercial | Smart Thermostat | Existing | Retail | 1.8273 | 1.0442 | 1.75 | 1.067 | -6.5973e-05 | 2.9732
Residential | Home Energy Management System | Existing | Manufactured Home | 1.2198 | 0.81773 | 1.4917 | 0.016953 | 0.0012561 | 0.037033 | [10 empty] | Commercial | Smart Thermostat | Existing | Schools K-12 | 1.6831 | 1.102 | 1.5273 | 0.03517 | -0.020495 | 3.0867
Residential | Home Energy Management System | New | Single Family | 1.0949 | 0.81524 | 1.3431 | 0.0041777 | 0.00078062 | 0.015498 | [10 empty] | Commercial | Smart Thermostat | New | Healthcare | 4.2674 | 1.102 | 3.8725 | 0 | 0 | 0
Residential | Home Energy Management System | New | Manufactured Home | 1.2161 | 0.81524 | 1.4917 | 0.0005592 | 5.0133e-05 | 0.0012426 | [10 empty] | Commercial | Smart Thermostat | New | Miscellaneous | 3.4611 | 1.102 | 3.1408 | 0 | 0 | 0
Residential | Smart Thermostat | New | Multi-Family | 1.0981 | 0.90862 | 1.2086 | 0 | 0 | 0 | [10 empty] | Commercial | Smart Thermostat | New | Offices | 4.5973 | 1.102 | 4.1719 | 0 | 0 | 0
Commercial | Solar Water Heater | Turnover | Restaurants | 1.1827 | 0.83356 | 1.4189 | 0.17924 | 0.025165 | 2.3981 | [10 empty] | Commercial | Smart Thermostat | New | Retail | 1.8273 | 1.0442 | 1.75 | 0.024561 | -1.5186e-06 | 0.068436
Commercial | Solar Water Heater | New | Restaurants | 1.1827 | 0.83356 | 1.4189 | 0.0041258 | 0.00057923 | 0.0552 | [10 empty] | Commercial | Smart Thermostat | New | Schools K-12 | 1.6831 | 1.102 | 1.5273 | 0.00080953 | -0.00047176 | 0.071049
Commercial | High Efficiency Chiller (Air Cooled, 50 tons) | Turnover | Grocery | 1.1036 | 0.81604 | 1.3524 | 0 | 0 | 0 | [10 empty] | Industrial | Compressed Air Controls | Existing | Agriculture and Assembly | 3.2523 | 1.0759 | 3.0228 | 0.0069389 | 0.0067556 | 0.051529
Commercial | High Efficiency Chiller (Air Cooled, 50 tons) | Turnover | Institutional | 1.0792 | 0.81604 | 1.3224 | 0.3806 | 0.022291 | 1.4144 | [10 empty] | Industrial | Compressed Air Controls | New | Agriculture and Assembly | 3.2523 | 1.0759 | 3.0228 | 1.4873e-05 | 1.448e-05 | 0.00011045
Commercial | High Efficiency Chiller (Air Cooled, 50 tons) | Turnover | Miscellaneous | 1.1159 | 0.81604 | 1.3674 | 0.020588 | 0.0012058 | 0.076511 | [10 empty] | Industrial | Compressed Air Equipment | New | Agriculture and Assembly | 3.9469 | 1.0805 | 3.6527 | 0.00018754 | 0.00018259 | 0.0013927
Commercial | High Efficiency Chiller (Air Cooled, 50 tons) | New | Grocery | 1.1036 | 0.81604 | 1.3524 | 0 | 0 | 0 | [10 empty] | Industrial | Compressed Air Equipment | Turnover | Agriculture and Assembly | 3.9469 | 1.0805 | 3.6527 | 0.011405 | 0.011104 | 0.084694
Commercial | High Efficiency Chiller (Air Cooled, 50 tons) | New | Institutional | 1.0792 | 0.81604 | 1.3224 | 0.0073719 | 0.00043176 | 0.027396 | [10 empty] | Industrial | Building Envelope Improvements | Existing | Agriculture and Assembly | 5.654 | 1.0717 | 5.2758 | 0.010197 | 0.0099495 | 0.07158
Commercial | High Efficiency Chiller (Air Cooled, 50 tons) | New | Miscellaneous | 1.1159 | 0.81604 | 1.3674 | 0.00045841 | 2.6849e-05 | 0.0017036 | [10 empty] | Industrial | Building Envelope Improvements | New | Agriculture and Assembly | 5.654 | 1.0717 | 5.2758 | 0.00016767 | 0.00016361 | 0.001177
Commercial | High Efficiency Chiller (Water cooled-centrifugal, 200 tons) | Turnover | Grocery | 1.069 | 0.89074 | 1.2001 | 0 | 0 | 0 | [10 empty] | Industrial | Efficient Lighting - High Bay | New | Agriculture and Assembly | 3.9557 | 1.0694 | 3.6989 | 0 | 0 | 0
Commercial | High Efficiency Chiller (Water cooled-centrifugal, 200 tons) | Turnover | Institutional | 1.0453 | 0.89074 | 1.1735 | 0.25488 | 0.00063715 | 0.68475 | [10 empty] | Industrial | Efficient Lighting - High Bay | Turnover | Agriculture and Assembly | 3.9557 | 1.0694 | 3.6989 | 0.02149 | 0.020888 | 0.15055
Commercial | High Efficiency Chiller (Water cooled-centrifugal, 200 tons) | Turnover | Miscellaneous | 1.0808 | 0.89074 | 1.2134 | 0.013831 | 3.4576e-05 | 0.037159 | [10 empty] | Industrial | Efficient Lighting - Other Interior Lighting | New | Agriculture and Assembly | 2.2323 | 1.071 | 2.0844 | 0.00034363 | 0.00033402 | 0.0024075
Commercial | High Efficiency Chiller (Water cooled-centrifugal, 200 tons) | New | Grocery | 1.069 | 0.89074 | 1.2001 | 0 | 0 | 0 | [10 empty] | Industrial | Efficient Lighting - Other Interior Lighting | Turnover | Agriculture and Assembly | 2.2323 | 1.071 | 2.0844 | 0.026442 | 0.025702 | 0.18525
Commercial | High Efficiency Chiller (Water cooled-centrifugal, 200 tons) | New | Institutional | 1.0453 | 0.89074 | 1.1735 | 0.00022913 | 5.7278e-07 | 0.00061558 | [10 empty] | Industrial | Lighting Controls | Existing | Agriculture and Assembly | 5.3992 | 1.0741 | 5.0265 | 0.0042608 | 0.0041416 | 0.029851
Commercial | High Efficiency Chiller (Water cooled-centrifugal, 200 tons) | New | Miscellaneous | 1.0808 | 0.89074 | 1.2134 | 0 | 0 | 0 | [10 empty] | Industrial | Lighting Controls | New | Agriculture and Assembly | 5.3992 | 1.0741 | 5.0265 | 7.0063e-05 | 6.8103e-05 | 0.00049085
Commercial | High Efficiency Chiller (Water cooled-positive displacement, 100 tons) | Turnover | Assembly | 1.1257 | 0.89074 | 1.2638 | 0.02583 | 6.457e-05 | 0.069393 | [10 empty] | Industrial | Fan Equipment Upgrades | New | Agriculture and Assembly | 4.2079 | 1.0805 | 3.8942 | 7.3967e-05 | 7.2014e-05 | 0.00054928
Commercial | High Efficiency Chiller (Water cooled-positive displacement, 100 tons) | New | Assembly | 1.1257 | 0.89074 | 1.2638 | 2.3334e-05 | 5.8331e-08 | 6.2688e-05 | [10 empty] | Industrial | Fan Equipment Upgrades | Turnover | Agriculture and Assembly | 4.2079 | 1.0805 | 3.8942 | 0.0044982 | 0.0043794 | 0.033404
Commercial | High Efficiency DX 135k- less than 240k BTU | Turnover | Healthcare | 1.1741 | 0.8911 | 1.3176 | 0.3553 | 0 | 0.86492 | [10 empty] | Industrial | Motor Equipment Upgrades | New | Agriculture and Assembly | 4.3054 | 1.0849 | 3.9684 | 5.5944e-05 | 5.4467e-05 | 0.00041545
Commercial | High Efficiency DX 135k- less than 240k BTU | Turnover | Hospitals | 1.1122 | 0.8911 | 1.2481 | 0.099936 | 0 | 0.24206 | [10 empty] | Industrial | Motor Equipment Upgrades | Turnover | Agriculture and Assembly | 4.3054 | 1.0849 | 3.9684 | 0.0041231 | 0.0040142 | 0.030618
Commercial | High Efficiency DX 135k- less than 240k BTU | New | Healthcare | 1.1741 | 0.8911 | 1.3176 | 0.00050402 | 0 | 0.0013591 | [10 empty] | Industrial | Motor Optimization | Existing | Agriculture and Assembly | 5.3045 | 1.0849 | 4.8893 | 0.0097972 | 0.0095385 | 0.072755
Commercial | High Efficiency DX 135k- less than 240k BTU | New | Hospitals | 1.1122 | 0.8911 | 1.2481 | 0.00013561 | 0 | 0.00033712 | [10 empty] | Industrial | Motor Optimization | New | Agriculture and Assembly | 5.3045 | 1.0849 | 4.8893 | 0.0001611 | 0.00015685 | 0.0011964
Commercial | Premium T8 - Fixture Replacement | Turnover | Institutional | 1.0308 | 0.83973 | 1.2275 | 0.52385 | 0.11984 | 2.1611 | [10 empty] | Industrial | Pump Equipment Upgrade | New | Agriculture and Assembly | 3.0621 | 1.0805 | 2.8338 | 0 | 0 | 0
Commercial | Premium T8 - Fixture Replacement | Turnover | Offices | 1.0164 | 0.83973 | 1.2104 | 0.54587 | 0.12487 | 2.2519 | [10 empty] | Industrial | Pump Equipment Upgrade | Turnover | Agriculture and Assembly | 3.0621 | 1.0805 | 2.8338 | 0.0062349 | 0.0060703 | 0.046301
Commercial | Premium T8 - Fixture Replacement | Turnover | Restaurants | 1.1218 | 0.89806 | 1.2492 | 0.12202 | 6.6845e-06 | 0.50033 | [10 empty] | Industrial | Process Refrig Controls | Existing | Agriculture and Assembly | 2.0513 | 1.0766 | 1.9053 | 0.00019782 | 0.00019294 | 0.0014369
Commercial | Premium T8 - Fixture Replacement | Turnover | Warehouse | 1.1948 | 0.83973 | 1.4228 | 0.25479 | 0.058286 | 1.0511 | [10 empty] | Industrial | Process Refrig Controls | New | Agriculture and Assembly | 2.0513 | 1.0766 | 1.9053 | 3.2528e-06 | 3.1726e-06 | 2.3627e-05
Commercial | Premium T8 - Fixture Replacement | New | Institutional | 1.0308 | 0.83973 | 1.2275 | 0 | 0 | 0 | [10 empty] | Industrial | Process Refrig Equipment Upgrade | New | Agriculture and Assembly | 3.7087 | 1.0803 | 3.4329 | 2.644e-05 | 2.5788e-05 | 0.00019205
Commercial | Premium T8 - Fixture Replacement | New | Offices | 1.0164 | 0.83973 | 1.2104 | 0 | 0 | 0 | [10 empty] | Industrial | Process Refrig Equipment Upgrade | Turnover | Agriculture and Assembly | 3.7087 | 1.0803 | 3.4329 | 0.0016079 | 0.0015683 | 0.011679
Commercial | Premium T8 - Fixture Replacement | New | Restaurants | 1.1218 | 0.89806 | 1.2492 | 0 | 0 | 0 | [10 empty] | Industrial | Compressed Air Controls | Existing | Chemicals and Plastics | 4.3801 | 1.0759 | 4.071 | 0.041649 | 0.040549 | 0.30929
Commercial | Premium T8 - Fixture Replacement | New | Warehouse | 1.1948 | 0.83973 | 1.4228 | 0 | 0 | 0 | [10 empty] | Industrial | Compressed Air Controls | New | Chemicals and Plastics | 4.3801 | 1.0759 | 4.071 | 8.3861e-05 | 8.1646e-05 | 0.00062276
Commercial | ENERGY STAR Commercial Clothes Washer | Turnover | College and University | 1.0091 | 0.83561 | 1.2077 | 0.067206 | 0.077355 | 0.66084 | [10 empty] | Industrial | Compressed Air Equipment | New | Chemicals and Plastics | 6.7404 | 1.0805 | 6.238 | 0.0010932 | 0.0010644 | 0.0081185
Commercial | ENERGY STAR Commercial Clothes Washer | Turnover | Hospitals | 1.0091 | 0.83561 | 1.2077 | 0.063806 | 0.073442 | 0.62741 | [10 empty] | Industrial | Compressed Air Equipment | Turnover | Chemicals and Plastics | 6.7404 | 1.0805 | 6.238 | 0.066484 | 0.064728 | 0.49371
Commercial | ENERGY STAR Commercial Clothes Washer | Turnover | Lodging/Hospitality | 1.0091 | 0.83561 | 1.2077 | 0.91016 | 1.0476 | 8.9497 | [10 empty] | Industrial | Efficient Lighting - High Bay | New | Chemicals and Plastics | 3.9557 | 1.0694 | 3.6989 | 0 | 0 | 0
Commercial | ENERGY STAR Commercial Clothes Washer | Turnover | Schools K-12 | 1.0091 | 0.83561 | 1.2077 | 0.22421 | 0.25807 | 2.2047 | [10 empty] | Industrial | Efficient Lighting - High Bay | Turnover | Chemicals and Plastics | 3.9557 | 1.0694 | 3.6989 | 0.012765 | 0.012408 | 0.089433
Commercial | ENERGY STAR Commercial Clothes Washer | New | College and University | 1.0091 | 0.83561 | 1.2077 | 0.0014307 | 0.0016468 | 0.014068 | [10 empty] | Industrial | Efficient Lighting - Other Interior Lighting | New | Chemicals and Plastics | 2.2323 | 1.071 | 2.0844 | 0.00082253 | 0.00079952 | 0.0057625
Commercial | ENERGY STAR Commercial Clothes Washer | New | Hospitals | 1.0091 | 0.83561 | 1.2077 | 0.0013812 | 0.0015898 | 0.013582 | [10 empty] | Industrial | Efficient Lighting - Other Interior Lighting | Turnover | Chemicals and Plastics | 2.2323 | 1.071 | 2.0844 | 0.05141 | 0.049972 | 0.36017
Commercial | ENERGY STAR Commercial Clothes Washer | New | Lodging/Hospitality | 1.0091 | 0.83561 | 1.2077 | 0.019376 | 0.022302 | 0.19052 | [10 empty] | Industrial | Lighting Controls | Existing | Chemicals and Plastics | 4.8208 | 1.0741 | 4.4881 | 0.010981 | 0.010674 | 0.076933
Commercial | ENERGY STAR Commercial Clothes Washer | New | Schools K-12 | 1.0091 | 0.83561 | 1.2077 | 0.0048385 | 0.0055692 | 0.047577 | [10 empty] | Industrial | Lighting Controls | New | Chemicals and Plastics | 4.8208 | 1.0741 | 4.4881 | 0.00018057 | 0.00017552 | 0.0012651
Commercial | Solar Powered Pool Pump | Turnover | Assembly | 1.2114 | 0.80091 | 1.5126 | 0 | 0 | 0 | [10 empty] | Industrial | Fan Equipment Upgrades | New | Chemicals and Plastics | 4.005 | 1.0805 | 3.7065 | 7.9649e-05 | 7.7545e-05 | 0.00059148
Commercial | Solar Powered Pool Pump | Turnover | College and University | 1.2114 | 0.80091 | 1.5126 | 0 | 0 | 0 | [10 empty] | Industrial | Fan Equipment Upgrades | Turnover | Chemicals and Plastics | 4.005 | 1.0805 | 3.7065 | 0.0048437 | 0.0047158 | 0.03597
Commercial | Solar Powered Pool Pump | Turnover | Grocery | 1.2114 | 0.80091 | 1.5126 | 0 | 0 | 0 | [10 empty] | Industrial | Motor Equipment Upgrades | New | Chemicals and Plastics | 3.1793 | 1.0849 | 2.9304 | 0.00024292 | 0.0002365 | 0.0018039
Commercial | Solar Powered Pool Pump | Turnover | Healthcare | 1.2114 | 0.80091 | 1.5126 | 0 | 0 | 0 | [10 empty] | Industrial | Motor Equipment Upgrades | Turnover | Chemicals and Plastics | 3.1793 | 1.0849 | 2.9304 | 0.014773 | 0.014382 | 0.1097
Commercial | Solar Powered Pool Pump | Turnover | Hospitals | 1.2114 | 0.80091 | 1.5126 | 0 | 0 | 0 | [10 empty] | Industrial | Pump Equipment Upgrade | New | Chemicals and Plastics | 4.0105 | 1.0805 | 3.7116 | 0.00032769 | 0.00031903 | 0.0024334
Commercial | Solar Powered Pool Pump | Turnover | Institutional | 1.2114 | 0.80091 | 1.5126 | 0 | 0 | 0 | [10 empty] | Industrial | Pump Equipment Upgrade | Turnover | Chemicals and Plastics | 4.0105 | 1.0805 | 3.7116 | 0.03492 | 0.033998 | 0.25932
Commercial | Solar Powered Pool Pump | Turnover | Lodging/Hospitality | 1.2114 | 0.80091 | 1.5126 | 0 | 0 | 0 | [10 empty] | Industrial | Process Refrig Controls | Existing | Chemicals and Plastics | 2.86 | 1.0766 | 2.6564 | 0.0029808 | 0.0029073 | 0.021651
Commercial | Solar Powered Pool Pump | Turnover | Miscellaneous | 1.2114 | 0.80091 | 1.5126 | 0 | 0 | 0 | [10 empty] | Industrial | Process Refrig Controls | New | Chemicals and Plastics | 2.86 | 1.0766 | 2.6564 | 4.9015e-05 | 4.7806e-05 | 0.00035602
Commercial | Solar Powered Pool Pump | Turnover | Offices | 1.2114 | 0.80091 | 1.5126 | 0 | 0 | 0 | [10 empty] | Industrial | Process Refrig Equipment Upgrade | New | Chemicals and Plastics | 4.0916 | 1.0803 | 3.7874 | 0.00022421 | 0.00021868 | 0.0016286
Commercial | Solar Powered Pool Pump | Turnover | Restaurants | 1.2114 | 0.80091 | 1.5126 | 0 | 0 | 0 | [10 empty] | Industrial | Process Refrig Equipment Upgrade | Turnover | Chemicals and Plastics | 4.0916 | 1.0803 | 3.7874 | 0.013635 | 0.013299 | 0.099041
Commercial | Solar Powered Pool Pump | Turnover | Retail | 1.2114 | 0.80091 | 1.5126 | 0 | 0 | 0 | [10 empty] | Industrial | Process Heat Equipment Upgrade | New | Chemicals and Plastics | 2.9386 | 1.0803 | 2.7201 | 0.00024767 | 0.00024156 | 0.001799
Commercial | Solar Powered Pool Pump | Turnover | Schools K-12 | 1.2114 | 0.80091 | 1.5126 | 0 | 0 | 0 | [10 empty] | Industrial | Process Heat Equipment Upgrade | Turnover | Chemicals and Plastics | 2.9386 | 1.0803 | 2.7201 | 0.015061 | 0.01469 | 0.1094
Commercial | Solar Powered Pool Pump | New | Assembly | 1.2114 | 0.80091 | 1.5126 | 0 | 0 | 0 | [10 empty] | Industrial | Process Heat Improved Controls | Existing | Chemicals and Plastics | 1.4847 | 1.0766 | 1.379 | 0.00157 | 0.0015313 | 0.011404
Commercial | Solar Powered Pool Pump | New | College and University | 1.2114 | 0.80091 | 1.5126 | 0 | 0 | 0 | [10 empty] | Industrial | Process Heat Improved Controls | New | Chemicals and Plastics | 1.4847 | 1.0766 | 1.379 | 2.5816e-05 | 2.5179e-05 | 0.00018752
Commercial | Solar Powered Pool Pump | New | Grocery | 1.2114 | 0.80091 | 1.5126 | 0 | 0 | 0 | [10 empty] | Industrial | Building Envelope Improvements | Existing | Construction | 6.316 | 1.0717 | 5.8934 | 0.0022048 | 0.0021513 | 0.015478
Commercial | Solar Powered Pool Pump | New | Healthcare | 1.2114 | 0.80091 | 1.5126 | 0 | 0 | 0 | [10 empty] | Industrial | Building Envelope Improvements | New | Construction | 6.316 | 1.0717 | 5.8934 | 3.6256e-05 | 3.5376e-05 | 0.00025451
Commercial | Solar Powered Pool Pump | New | Hospitals | 1.2114 | 0.80091 | 1.5126 | 0 | 0 | 0 | [10 empty] | Industrial | HVAC Equipment Upgrades | New | Construction | 7.4731 | 1.0728 | 6.9662 | 3.261e-05 | 3.1819e-05 | 0.00022892
Commercial | Solar Powered Pool Pump | New | Institutional | 1.2114 | 0.80091 | 1.5126 | 0 | 0 | 0 | [10 empty] | Industrial | HVAC Equipment Upgrades | Turnover | Construction | 7.4731 | 1.0728 | 6.9662 | 0.0019831 | 0.001935 | 0.013921
Commercial | Solar Powered Pool Pump | New | Lodging/Hospitality | 1.2114 | 0.80091 | 1.5126 | 0 | 0 | 0 | [10 empty] | Industrial | HVAC Recommissioning | Existing | Construction | 2.9544 | 1.0744 | 2.7499 | 0.0035286 | 0.003443 | 0.02477
Commercial | Solar Powered Pool Pump | New | Miscellaneous | 1.2114 | 0.80091 | 1.5126 | 0 | 0 | 0 | [10 empty] | Industrial | HVAC Recommissioning | New | Construction | 2.9544 | 1.0744 | 2.7499 | 5.8023e-05 | 5.6615e-05 | 0.00040731
Commercial | Solar Powered Pool Pump | New | Offices | 1.2114 | 0.80091 | 1.5126 | 0 | 0 | 0 | [10 empty] | Industrial | Efficient Lighting - High Bay | New | Construction | 3.9557 | 1.0694 | 3.6989 | 8.1393e-06 | 7.9116e-06 | 5.7023e-05
Commercial | Solar Powered Pool Pump | New | Restaurants | 1.2114 | 0.80091 | 1.5126 | 0 | 0 | 0 | [10 empty] | Industrial | Efficient Lighting - High Bay | Turnover | Construction | 3.9557 | 1.0694 | 3.6989 | 0.0034577 | 0.003361 | 0.024224
Commercial | Solar Powered Pool Pump | New | Retail | 1.2114 | 0.80091 | 1.5126 | 0 | 0 | 0 | [10 empty] | Industrial | Efficient Lighting - Other Interior Lighting | New | Construction | 2.2323 | 1.071 | 2.0844 | 0.00012199 | 0.00011858 | 0.00085464
Commercial | Solar Powered Pool Pump | New | Schools K-12 | 1.2114 | 0.80091 | 1.5126 | 0 | 0 | 0 | [10 empty] | Industrial | Efficient Lighting - Other Interior Lighting | Turnover | Construction | 2.2323 | 1.071 | 2.0844 | 0.0074185 | 0.007211 | 0.051973
Commercial | Hot Water Circulation Pump Control | Existing | Grocery | 1.1576 | 0.73382 | 1.5775 | 0 | 0 | 0.028929 | [10 empty] | Industrial | Lighting Controls | Existing | Construction | 4.8791 | 1.0741 | 4.5424 | 0.0018345 | 0.0017832 | 0.012852
Commercial | Hot Water Circulation Pump Control | Existing | Lodging/Hospitality | 1.1576 | 0.73382 | 1.5775 | 0 | 0 | 0.59474 | [10 empty] | Industrial | Lighting Controls | New | Construction | 4.8791 | 1.0741 | 4.5424 | 3.0165e-05 | 2.9322e-05 | 0.00021134
Commercial | Hot Water Circulation Pump Control | Existing | Restaurants | 1.1576 | 0.73382 | 1.5775 | 0 | 0 | 0.35106 | [10 empty] | Industrial | Fan Equipment Upgrades | New | Construction | 4.9865 | 1.0805 | 4.6148 | 2.4188e-05 | 2.355e-05 | 0.00017962
Commercial | Hot Water Circulation Pump Control | Existing | Retail | 1.1576 | 0.73382 | 1.5775 | 0 | 0 | 0.037482 | [10 empty] | Industrial | Fan Equipment Upgrades | Turnover | Construction | 4.9865 | 1.0805 | 4.6148 | 0.001471 | 0.0014321 | 0.010924
Commercial | Hot Water Circulation Pump Control | New | Grocery | 1.1576 | 0.73382 | 1.5775 | 0 | 0 | 0 | [10 empty] | Industrial | Motor Equipment Upgrades | New | Construction | 4.0896 | 1.0849 | 3.7695 | 1.3226e-05 | 1.2877e-05 | 9.8216e-05
Commercial | Hot Water Circulation Pump Control | New | Lodging/Hospitality | 1.1576 | 0.73382 | 1.5775 | 0 | 0 | 0 | [10 empty] | Industrial | Motor Equipment Upgrades | Turnover | Construction | 4.0896 | 1.0849 | 3.7695 | 0.0013178 | 0.001283 | 0.0097858
Commercial | Hot Water Circulation Pump Control | New | Restaurants | 1.1576 | 0.73382 | 1.5775 | 0 | 0 | 0 | [10 empty] | Industrial | Motor Optimization | Existing | Construction | 1.4948 | 1.0849 | 1.3778 | 0.0026857 | 0.0026148 | 0.019944
Commercial | Hot Water Circulation Pump Control | New | Retail | 1.1576 | 0.73382 | 1.5775 | 0 | 0 | 0 | [10 empty] | Industrial | Motor Optimization | New | Construction | 1.4948 | 1.0849 | 1.3778 | 4.4163e-05 | 4.2997e-05 | 0.00032796
Commercial | Dedicated Outdoor Air System on VRF unit | Existing | Lodging/Hospitality | 1.2355 | 0.84326 | 1.4651 | 0 | 0.029759 | 0.19092 | [10 empty] | Industrial | Pump Equipment Upgrade | New | Construction | 6.8305 | 1.0805 | 6.3214 | 0 | 0 | 0
Commercial | Dedicated Outdoor Air System on VRF unit | Existing | Restaurants | 1.2325 | 0.80095 | 1.5388 | 0.0023646 | 0.016162 | 0.060319 | [10 empty] | Industrial | Pump Equipment Upgrade | Turnover | Construction | 6.8305 | 1.0805 | 6.3214 | 0.009828 | 0.0095684 | 0.072983
Commercial | Dedicated Outdoor Air System on VRF unit | New | Lodging/Hospitality | 1.2355 | 0.84326 | 1.4651 | 0 | 0.00061823 | 0.0039662 | [10 empty] | Industrial | Process Refrig Equipment Upgrade | New | Construction | 3.2981 | 1.0803 | 3.0529 | 4.4223e-05 | 4.3133e-05 | 0.00032122
Commercial | Dedicated Outdoor Air System on VRF unit | New | Restaurants | 1.2325 | 0.80095 | 1.5388 | 1.6724e-06 | 0.00032143 | 0.0010506 | [10 empty] | Industrial | Process Refrig Equipment Upgrade | Turnover | Construction | 3.2981 | 1.0803 | 3.0529 | 0.0026894 | 0.0026231 | 0.019535
Commercial | Duct Sealing Repair | Existing | Warehouse | 1.2131 | 0.81246 | 1.4931 | 0 | 0 | 0 | [10 empty] | Industrial | Building Envelope Improvements | Existing | Electrical and Electronic Equip. | 5.244 | 1.0717 | 4.8932 | 0.0052348 | 0.0051078 | 0.036747
Commercial | Duct Sealing Repair | New | Warehouse | 1.2131 | 0.81246 | 1.4931 | 0 | 0 | 0 | [10 empty] | Industrial | Building Envelope Improvements | New | Electrical and Electronic Equip. | 5.244 | 1.0717 | 4.8932 | 8.6079e-05 | 8.399e-05 | 0.00060426
Commercial | Facility Energy Management System | Existing | Assembly | 1.2141 | 0.84765 | 1.4323 | 0.080156 | 0.0015624 | 0.3922 | [10 empty] | Industrial | HVAC Improved Controls | Existing | Electrical and Electronic Equip. | 6.7061 | 1.0717 | 6.2575 | 0.0020151 | 0.0019662 | 0.014146
Commercial | Facility Energy Management System | New | Assembly | 1.2141 | 0.84765 | 1.4323 | 0.0015673 | 3.6519e-05 | 0.007657 | [10 empty] | Industrial | HVAC Improved Controls | New | Electrical and Electronic Equip. | 6.7061 | 1.0717 | 6.2575 | 3.3136e-05 | 3.2332e-05 | 0.00023261
Commercial | HVAC tune-up | Existing | Assembly | 1.0075 | 0.71469 | 1.4096 | 0.00041222 | 4.3309e-06 | 0.0021962 | [10 empty] | Industrial | Efficient Lighting - High Bay | New | Electrical and Electronic Equip. | 3.9557 | 1.0694 | 3.6989 | 2.8671e-06 | 2.7869e-06 | 2.0086e-05
Commercial | HVAC tune-up | Existing | College and University | 1.1371 | 0.72013 | 1.579 | 4.903e-05 | 9.5644e-07 | 0.00013722 | [10 empty] | Industrial | Efficient Lighting - High Bay | Turnover | Electrical and Electronic Equip. | 3.9557 | 1.0694 | 3.6989 | 0.0043305 | 0.0042093 | 0.030339
Commercial | HVAC tune-up | Existing | Offices | 1.1339 | 0.71469 | 1.5865 | 0.0071413 | 7.5027e-05 | 0.038046 | [10 empty] | Industrial | Efficient Lighting - Other Interior Lighting | New | Electrical and Electronic Equip. | 2.2323 | 1.071 | 2.0844 | 0.00027177 | 0.00026417 | 0.001904
Commercial | HVAC tune-up | Existing | Schools K-12 | 1.1123 | 0.71469 | 1.5563 | 5.8581e-05 | 6.1546e-07 | 0.0003121 | [10 empty] | Industrial | Efficient Lighting - Other Interior Lighting | Turnover | Electrical and Electronic Equip. | 2.2323 | 1.071 | 2.0844 | 0.016527 | 0.016065 | 0.11579
Commercial | HVAC tune-up | New | Assembly | 1.0075 | 0.71469 | 1.4096 | 1.0116e-05 | 1.0628e-07 | 5.3894e-05 | [10 empty] | Industrial | Lighting Controls | Existing | Electrical and Electronic Equip. | 4.7249 | 1.0741 | 4.3988 | 0.0029204 | 0.0028387 | 0.02046
Commercial | HVAC tune-up | New | College and University | 1.1371 | 0.72013 | 1.579 | 1.1788e-06 | 2.2996e-08 | 3.2991e-06 | [10 empty] | Industrial | Lighting Controls | New | Electrical and Electronic Equip. | 4.7249 | 1.0741 | 4.3988 | 4.8023e-05 | 4.6679e-05 | 0.00033644
Commercial | HVAC tune-up | New | Offices | 1.1339 | 0.71469 | 1.5865 | 0.00017869 | 1.8773e-06 | 0.000952 | [10 empty] | Industrial | Motor Equipment Upgrades | New | Electrical and Electronic Equip. | 4.1467 | 1.0849 | 3.8221 | 1.4435e-05 | 1.4054e-05 | 0.0001072
Commercial | HVAC tune-up | New | Schools K-12 | 1.1123 | 0.71469 | 1.5563 | 1.4084e-06 | 1.4797e-08 | 7.5036e-06 | [10 empty] | Industrial | Motor Equipment Upgrades | Turnover | Electrical and Electronic Equip. | 4.1467 | 1.0849 | 3.8221 | 0.00087785 | 0.00085467 | 0.006519
Commercial | HVAC tune-up_RTU | Existing | Restaurants | 1.2246 | 0.71469 | 1.7135 | 0.51961 | 0.005459 | 2.7683 | [10 empty] | Industrial | Compressed Air Equipment | New | Lumber/Furniture/Pulp/Paper | 6.2486 | 1.0805 | 5.7829 | 0.0006149 | 0.00059866 | 0.0045663
Commercial | HVAC tune-up_RTU | New | Restaurants | 1.2246 | 0.71469 | 1.7135 | 0.01196 | 0.00012566 | 0.06372 | [10 empty] | Industrial | Compressed Air Equipment | Turnover | Lumber/Furniture/Pulp/Paper | 6.2486 | 1.0805 | 5.7829 | 0.037394 | 0.036407 | 0.27769
Commercial | Low U-Value Windows | Existing | Assembly | 1.1444 | 0.90048 | 1.2709 | 0.25838 | 9.2391e-05 | 0.71736 | [10 empty] | Industrial | Efficient Lighting - High Bay | New | Lumber/Furniture/Pulp/Paper | 3.9557 | 1.0694 | 3.6989 | 0.00010046 | 9.7649e-05 | 0.0007038
Commercial | Low U-Value Windows | Existing | College and University | 1.1444 | 0.90048 | 1.2709 | 0.070631 | 1.0532e-05 | 0.19255 | [10 empty] | Industrial | Efficient Lighting - High Bay | Turnover | Lumber/Furniture/Pulp/Paper | 3.9557 | 1.0694 | 3.6989 | 0.0061093 | 0.0059384 | 0.042801
Commercial | Low U-Value Windows | Existing | Grocery | 1.1444 | 0.90048 | 1.2709 | 0.47788 | 0.00072796 | 1.4608 | [10 empty] | Industrial | Efficient Lighting - Other Interior Lighting | New | Lumber/Furniture/Pulp/Paper | 2.2323 | 1.071 | 2.0844 | 0.00019439 | 0.00018895 | 0.0013619
Commercial | Low U-Value Windows | Existing | Healthcare | 1.1444 | 0.90048 | 1.2709 | 0.28985 | 4.108e-05 | 0.78967 | [10 empty] | Industrial | Efficient Lighting - Other Interior Lighting | Turnover | Lumber/Furniture/Pulp/Paper | 2.2323 | 1.071 | 2.0844 | 0.011821 | 0.011491 | 0.08282
Commercial | Low U-Value Windows | Existing | Hospitals | 1.1444 | 0.90048 | 1.2709 | 0.19792 | 5.7729e-06 | 0.53387 | [10 empty] | Industrial | Lighting Controls | Existing | Lumber/Furniture/Pulp/Paper | 3.9118 | 1.0741 | 3.6419 | 0.0047629 | 0.0046297 | 0.033368
Commercial | Low U-Value Windows | Existing | Institutional | 1.1444 | 0.90048 | 1.2709 | 1.4586 | 0.00019075 | 3.9699 | [10 empty] | Industrial | Lighting Controls | New | Lumber/Furniture/Pulp/Paper | 3.9118 | 1.0741 | 3.6419 | 7.832e-05 | 7.6129e-05 | 0.0005487
Commercial | Low U-Value Windows | Existing | Offices | 1.1444 | 0.90048 | 1.2709 | 1.0317 | 0.0014995 | 3.1363 | [10 empty] | Industrial | Fan Equipment Upgrades | New | Lumber/Furniture/Pulp/Paper | 3.9285 | 1.0805 | 3.6357 | 0.00035869 | 0.00034921 | 0.0026636
Commercial | Low U-Value Windows | Existing | Restaurants | 1.1444 | 0.90048 | 1.2709 | 1.0701 | 0.0012151 | 3.1713 | [10 empty] | Industrial | Fan Equipment Upgrades | Turnover | Lumber/Furniture/Pulp/Paper | 3.9285 | 1.0805 | 3.6357 | 0.021813 | 0.021237 | 0.16198
Commercial | Low U-Value Windows | Existing | Retail | 1.1444 | 0.90048 | 1.2709 | 0.73434 | 0.00027327 | 2.0414 | [10 empty] | Industrial | Pump Equipment Upgrade | New | Lumber/Furniture/Pulp/Paper | 2.8775 | 1.0805 | 2.6631 | 0.00038094 | 0.00037088 | 0.0028289
Commercial | Low U-Value Windows | Existing | Schools K-12 | 1.1444 | 0.90048 | 1.2709 | 0.99414 | 0.00053917 | 2.8043 | [10 empty] | Industrial | Pump Equipment Upgrade | Turnover | Lumber/Furniture/Pulp/Paper | 2.8775 | 1.0805 | 2.6631 | 0.023166 | 0.022554 | 0.17203
Commercial | Programmable Thermostat | Existing | Lodging/Hospitality | 1.0101 | 0.77683 | 1.3002 | 0 | 0 | 0 | [10 empty] | Industrial | Pump System Optimization | Existing | Lumber/Furniture/Pulp/Paper | 2.6942 | 1.0849 | 2.4833 | 0.03125 | 0.030424 | 0.23206
Commercial | Programmable Thermostat | New | Lodging/Hospitality | 1.0101 | 0.77683 | 1.3002 | 0 | 0 | 0 | [10 empty] | Industrial | Pump System Optimization | New | Lumber/Furniture/Pulp/Paper | 2.6942 | 1.0849 | 2.4833 | 0.00051386 | 0.00050029 | 0.003816
Commercial | Bi-Level Lighting Control (Interior) | Existing | College and University | 1.1359 | 0.89144 | 1.2742 | 0.0013755 | 0 | 0.50029 | [10 empty] | Industrial | Process Refrig Equipment Upgrade | New | Lumber/Furniture/Pulp/Paper | 2.848 | 1.0803 | 2.6363 | 3.7807e-06 | 3.6875e-06 | 2.7462e-05
Commercial | Bi-Level Lighting Control (Interior) | Existing | Miscellaneous | 1.1359 | 0.89144 | 1.2742 | 0.0043736 | 0 | 1.5907 | [10 empty] | Industrial | Process Refrig Equipment Upgrade | Turnover | Lumber/Furniture/Pulp/Paper | 2.848 | 1.0803 | 2.6363 | 0.00022992 | 0.00022425 | 0.00167
Commercial | Bi-Level Lighting Control (Interior) | Existing | Retail | 1.2459 | 0.86436 | 1.4414 | 0.082971 | 0 | 6.7163 | [10 empty] | Industrial | Building Envelope Improvements | Existing | Metal Products and Machinery | 7.0735 | 1.0717 | 6.6003 | 0.013594 | 0.013265 | 0.095431
Commercial | Bi-Level Lighting Control (Interior) | New | College and University | 1.1359 | 0.89144 | 1.2742 | 3.2365e-05 | 0 | 0.011772 | [10 empty] | Industrial | Building Envelope Improvements | New | Metal Products and Machinery | 7.0735 | 1.0717 | 6.6003 | 0.00022354 | 0.00021812 | 0.0015692
Commercial | Bi-Level Lighting Control (Interior) | New | Miscellaneous | 1.1359 | 0.89144 | 1.2742 | 0.0001038 | 0 | 0.037753 | [10 empty] | Industrial | HVAC Equipment Upgrades | New | Metal Products and Machinery | 6.9049 | 1.0728 | 6.4365 | 0.00025188 | 0.00024577 | 0.0017681
Commercial | Bi-Level Lighting Control (Interior) | New | Retail | 1.2459 | 0.86436 | 1.4414 | 0.0019693 | 0 | 0.15941 | [10 empty] | Industrial | HVAC Equipment Upgrades | Turnover | Metal Products and Machinery | 6.9049 | 1.0728 | 6.4365 | 0.015317 | 0.014946 | 0.10753
Commercial | Interior Lighting Controls | Existing | Schools K-12 | 1.225 | 0.82695 | 1.4813 | 0 | 0 | 2.3264 | [10 empty] | Industrial | Efficient Lighting - High Bay | New | Metal Products and Machinery | 3.9557 | 1.0694 | 3.6989 | 0.0001349 | 0.00013113 | 0.00094509
Commercial | Interior Lighting Controls | New | Schools K-12 | 1.225 | 0.82695 | 1.4813 | 0 | 0 | 0.053091 | [10 empty] | Industrial | Efficient Lighting - High Bay | Turnover | Metal Products and Machinery | 3.9557 | 1.0694 | 3.6989 | 0.02622 | 0.025486 | 0.18369
Commercial | Engine Block Timer | Existing | Assembly | 1.0881 | 0.70586 | 1.5416 | 0 | 0 | 0 | [10 empty] | Industrial | Efficient Lighting - Other Interior Lighting | New | Metal Products and Machinery | 2.2323 | 1.071 | 2.0844 | 0.0005888 | 0.00057233 | 0.004125
Commercial | Engine Block Timer | Existing | College and University | 1.107 | 0.71323 | 1.5521 | 0.0061575 | 0.0061575 | 0.049445 | [10 empty] | Industrial | Efficient Lighting - Other Interior Lighting | Turnover | Metal Products and Machinery | 2.2323 | 1.071 | 2.0844 | 0.035807 | 0.034805 | 0.25086
Commercial | Engine Block Timer | Existing | Grocery | 1.0881 | 0.70586 | 1.5416 | 0 | 0 | 0 | [10 empty] | Industrial | Lighting Controls | Existing | Metal Products and Machinery | 4.2891 | 1.0741 | 3.9931 | 0.010077 | 0.0097953 | 0.0706
Commercial | Engine Block Timer | Existing | Healthcare | 1.0881 | 0.70586 | 1.5416 | 0 | 0 | 0.05159 | [10 empty] | Industrial | Lighting Controls | New | Metal Products and Machinery | 4.2891 | 1.0741 | 3.9931 | 0.00016571 | 0.00016107 | 0.0011609
Commercial | Engine Block Timer | Existing | Hospitals | 1.107 | 0.71323 | 1.5521 | 0.005846 | 0.005846 | 0.046943 | [10 empty] | Industrial | Fan Equipment Upgrades | New | Metal Products and Machinery | 6.1908 | 1.0805 | 5.7293 | 0.00012706 | 0.00012371 | 0.00094358
Commercial | Engine Block Timer | Existing | Institutional | 1.0733 | 0.69444 | 1.5456 | 0.094356 | 0.099123 | 1.9839 | [10 empty] | Industrial | Fan Equipment Upgrades | Turnover | Metal Products and Machinery | 6.1908 | 1.0805 | 5.7293 | 0.0077272 | 0.0075231 | 0.057382
Commercial | Engine Block Timer | Existing | Lodging/Hospitality | 1.0881 | 0.70586 | 1.5416 | 0 | 0 | 0.66962 | [10 empty] | Industrial | Motor Equipment Upgrades | New | Metal Products and Machinery | 3.7221 | 1.0849 | 3.4307 | 3.1784e-05 | 3.0944e-05 | 0.00023603
Commercial | Engine Block Timer | Existing | Miscellaneous | 1.0733 | 0.69444 | 1.5456 | 0 | 0 | 0 | [10 empty] | Industrial | Motor Equipment Upgrades | Turnover | Metal Products and Machinery | 3.7221 | 1.0849 | 3.4307 | 0.0019329 | 0.0018818 | 0.014354
Commercial | Engine Block Timer | Existing | Offices | 1.0733 | 0.69444 | 1.5456 | 0.12115 | 0.12727 | 2.5472 | [10 empty] | Industrial | Pump Equipment Upgrade | New | Metal Products and Machinery | 6.1908 | 1.0805 | 5.7293 | 0.0002024 | 0.00019705 | 0.001503
Commercial | Engine Block Timer | Existing | Restaurants | 1.0733 | 0.69444 | 1.5456 | 0 | 0 | 0 | [10 empty] | Industrial | Pump Equipment Upgrade | Turnover | Metal Products and Machinery | 6.1908 | 1.0805 | 5.7293 | 0.013028 | 0.012684 | 0.09675
Commercial | Engine Block Timer | Existing | Retail | 1.0733 | 0.69444 | 1.5456 | 0 | 0 | 0 | [10 empty] | Industrial | Process Refrig Controls | Existing | Metal Products and Machinery | 1.5295 | 1.0766 | 1.4206 | 0.00061373 | 0.0005986 | 0.0044579
Commercial | Engine Block Timer | Existing | Schools K-12 | 1.0733 | 0.69444 | 1.5456 | 0 | 0 | 0 | [10 empty] | Industrial | Process Refrig Controls | New | Metal Products and Machinery | 1.5295 | 1.0766 | 1.4206 | 1.0092e-05 | 9.8432e-06 | 7.3305e-05
Commercial | Engine Block Timer | Existing | Warehouse | 1.0733 | 0.69444 | 1.5456 | 0 | 0 | 0 | [10 empty] | Industrial | Process Refrig Equipment Upgrade | New | Metal Products and Machinery | 3.4861 | 1.0803 | 3.2269 | 4.0092e-05 | 3.9104e-05 | 0.00029122
Commercial | Engine Block Timer | New | Assembly | 1.0881 | 0.70586 | 1.5416 | 0 | 0 | 0 | [10 empty] | Industrial | Process Refrig Equipment Upgrade | Turnover | Metal Products and Machinery | 3.4861 | 1.0803 | 3.2269 | 0.0024382 | 0.002378 | 0.01771
Commercial | Engine Block Timer | New | College and University | 1.107 | 0.71323 | 1.5521 | 0.00053151 | 0.00053151 | 0.004268 | [10 empty] | Industrial | HVAC Equipment Upgrades | New | Miscellaneous Manufacturing | 3.1579 | 1.0728 | 2.9437 | 0.0001161 | 0.00011328 | 0.000815
Commercial | Engine Block Timer | New | Grocery | 1.0881 | 0.70586 | 1.5416 | 0 | 0 | 0 | [10 empty] | Industrial | HVAC Equipment Upgrades | Turnover | Miscellaneous Manufacturing | 3.1579 | 1.0728 | 2.9437 | 0.0070605 | 0.0068892 | 0.049563
Commercial | Engine Block Timer | New | Healthcare | 1.0881 | 0.70586 | 1.5416 | 0 | 0 | 0.0044532 | [10 empty] | Industrial | Efficient Lighting - High Bay | New | Miscellaneous Manufacturing | 3.9557 | 1.0694 | 3.6989 | 2.6395e-05 | 2.5657e-05 | 0.00018492
Commercial | Engine Block Timer | New | Hospitals | 1.107 | 0.71323 | 1.5521 | 0.00051312 | 0.00051312 | 0.0041204 | [10 empty] | Industrial | Efficient Lighting - High Bay | Turnover | Miscellaneous Manufacturing | 3.9557 | 1.0694 | 3.6989 | 0.0016052 | 0.0015603 | 0.011246
Commercial | Engine Block Timer | New | Institutional | 1.0733 | 0.69444 | 1.5456 | 0.0020705 | 0.0021751 | 0.043534 | [10 empty] | Industrial | Efficient Lighting - Other Interior Lighting | New | Miscellaneous Manufacturing | 2.2323 | 1.071 | 2.0844 | 2.9447e-05 | 2.8623e-05 | 0.0002063
Commercial | Engine Block Timer | New | Lodging/Hospitality | 1.0881 | 0.70586 | 1.5416 | 0 | 0 | 0.057801 | [10 empty] | Industrial | Efficient Lighting - Other Interior Lighting | Turnover | Miscellaneous Manufacturing | 2.2323 | 1.071 | 2.0844 | 0.0017908 | 0.0017407 | 0.012546
Commercial | Engine Block Timer | New | Miscellaneous | 1.0733 | 0.69444 | 1.5456 | 0 | 0 | 0 | [10 empty] | Industrial | Fan Equipment Upgrades | New | Miscellaneous Manufacturing | 4.9865 | 1.0805 | 4.6148 | 4.9821e-06 | 4.8505e-06 | 3.6998e-05
Commercial | Engine Block Timer | New | Offices | 1.0733 | 0.69444 | 1.5456 | 0.0026584 | 0.0027927 | 0.055894 | [10 empty] | Industrial | Fan Equipment Upgrades | Turnover | Miscellaneous Manufacturing | 4.9865 | 1.0805 | 4.6148 | 0.00030298 | 0.00029498 | 0.00225
Commercial | Engine Block Timer | New | Restaurants | 1.0733 | 0.69444 | 1.5456 | 0 | 0 | 0 | [10 empty] | Industrial | Motor Equipment Upgrades | New | Miscellaneous Manufacturing | 3.1329 | 1.0849 | 2.8877 | 1.8036e-06 | 1.756e-06 | 1.3394e-05
Commercial | Engine Block Timer | New | Retail | 1.0733 | 0.69444 | 1.5456 | 0 | 0 | 0 | [10 empty] | Industrial | Motor Equipment Upgrades | Turnover | Miscellaneous Manufacturing | 3.1329 | 1.0849 | 2.8877 | 0.00010968 | 0.00010679 | 0.00081452
Commercial | Engine Block Timer | New | Schools K-12 | 1.0733 | 0.69444 | 1.5456 | 0 | 0 | 0 | [10 empty] | Industrial | Motor Optimization | Existing | Miscellaneous Manufacturing | 1.1005 | 1.0849 | 1.0144 | 0.00028585 | 0.0002783 | 0.0021227
Commercial | Engine Block Timer | New | Warehouse | 1.0733 | 0.69444 | 1.5456 | 0 | 0 | 0 | [10 empty] | Industrial | Motor Optimization | New | Miscellaneous Manufacturing | 1.1005 | 1.0849 | 1.0144 | 4.7004e-06 | 4.5762e-06 | 3.4905e-05
Commercial | Network PC Power Management | Existing | Warehouse | 1.1983 | 0.75433 | 1.5885 | 0 | 0 | 0 | [10 empty] | Industrial | Pump Equipment Upgrade | New | Miscellaneous Manufacturing | 6.8305 | 1.0805 | 6.3214 | 8.5507e-07 | 8.3249e-07 | 6.3498e-06
Commercial | Network PC Power Management | New | Warehouse | 1.1983 | 0.75433 | 1.5885 | 0 | 0 | 0 | [10 empty] | Industrial | Pump Equipment Upgrade | Turnover | Miscellaneous Manufacturing | 6.8305 | 1.0805 | 6.3214 | 0.0012291 | 0.0011966 | 0.009127
Commercial | Retro-Commissioning | Existing | Assembly | 1.1039 | 0.69797 | 1.5816 | 0.26008 | 0.35163 | 1.6406 | [10 empty] | Industrial | Pump System Optimization | Existing | Miscellaneous Manufacturing | 4.8474 | 1.0849 | 4.468 | 0.0013255 | 0.0012905 | 0.0098433
Commercial | Retro-Commissioning | New | Assembly | 1.1039 | 0.69797 | 1.5816 | 0 | 0 | 0 | [10 empty] | Industrial | Pump System Optimization | New | Miscellaneous Manufacturing | 4.8474 | 1.0849 | 4.468 | 2.1796e-05 | 2.1221e-05 | 0.00016186
Industrial | Motor Optimization | Existing | Miscellaneous Manufacturing | 1.1005 | 1.0849 | 1.0144 | 0.00026487 | 0.00025788 | 0.001967 | [10 empty] | Industrial | Process Refrig Equipment Upgrade | New | Miscellaneous Manufacturing | 2.8776 | 1.0803 | 2.6637 | 7.0431e-07 | 6.8694e-07 | 5.1158e-06
Industrial | Motor Optimization | New | Miscellaneous Manufacturing | 1.1005 | 1.0849 | 1.0144 | 1.0051e-07 | 9.7853e-08 | 7.4637e-07 | [10 empty] | Industrial | Process Refrig Equipment Upgrade | Turnover | Miscellaneous Manufacturing | 2.8776 | 1.0803 | 2.6637 | 4.2831e-05 | 4.1775e-05 | 0.00031111
[20 empty] | Industrial | Building Envelope Improvements | Existing | Primary Resources Industries | 7.0186 | 1.0717 | 6.5491 | 0.0014481 | 0.001413 | 0.010166
[20 empty] | Industrial | Building Envelope Improvements | New | Primary Resources Industries | 7.0186 | 1.0717 | 6.5491 | 2.3813e-05 | 2.3235e-05 | 0.00016716
[20 empty] | Industrial | HVAC Equipment Upgrades | New | Primary Resources Industries | 4.2833 | 1.0728 | 3.9927 | 5.5236e-05 | 5.3896e-05 | 0.00038775
[20 empty] | Industrial | HVAC Equipment Upgrades | Turnover | Primary Resources Industries | 4.2833 | 1.0728 | 3.9927 | 0.0033591 | 0.0032776 | 0.02358
[20 empty] | Industrial | Efficient Lighting - High Bay | New | Primary Resources Industries | 3.9557 | 1.0694 | 3.6989 | 0.0002122 | 0.00020627 | 0.0014867
[20 empty] | Industrial | Efficient Lighting - High Bay | Turnover | Primary Resources Industries | 3.9557 | 1.0694 | 3.6989 | 0.018378 | 0.017864 | 0.12875
[20 empty] | Industrial | Efficient Lighting - Other Interior Lighting | New | Primary Resources Industries | 2.2323 | 1.071 | 2.0844 | 0.00028991 | 0.0002818 | 0.0020311
[20 empty] | Industrial | Efficient Lighting - Other Interior Lighting | Turnover | Primary Resources Industries | 2.2323 | 1.071 | 2.0844 | 0.017631 | 0.017137 | 0.12352
[20 empty] | Industrial | Lighting Controls | Existing | Primary Resources Industries | 4.6444 | 1.0741 | 4.3238 | 0.0091128 | 0.0088579 | 0.063843
[20 empty] | Industrial | Lighting Controls | New | Primary Resources Industries | 4.6444 | 1.0741 | 4.3238 | 0.00014985 | 0.00014566 | 0.0010498
[20 empty] | Industrial | Motor Equipment Upgrades | New | Primary Resources Industries | 3.9462 | 1.0849 | 3.6373 | 7.7739e-06 | 7.5685e-06 | 5.7729e-05
[20 empty] | Industrial | Motor Equipment Upgrades | Turnover | Primary Resources Industries | 3.9462 | 1.0849 | 3.6373 | 0.00047276 | 0.00046027 | 0.0035107
[20 empty] | Industrial | Process Refrig Equipment Upgrade | New | Primary Resources Industries | 4.6372 | 1.0803 | 4.2925 | 5.9142e-05 | 5.7683e-05 | 0.00042958
[20 empty] | Industrial | Process Refrig Equipment Upgrade | Turnover | Primary Resources Industries | 4.6372 | 1.0803 | 4.2925 | 0.0035966 | 0.0035079 | 0.026124
[20 empty] | Industrial | Compressed Air Equipment | New | Stone/Clay/Glass/Concrete | 4.1085 | 1.0805 | 3.8022 | 2.1341e-05 | 2.0777e-05 | 0.00015848
[20 empty] | Industrial | Compressed Air Equipment | Turnover | Stone/Clay/Glass/Concrete | 4.1085 | 1.0805 | 3.8022 | 0.0012978 | 0.0012636 | 0.0096378
[20 empty] | Industrial | Building Envelope Improvements | Existing | Stone/Clay/Glass/Concrete | 5.8898 | 1.0717 | 5.4958 | 0.00029496 | 0.0002878 | 0.0020705
[20 empty] | Industrial | Building Envelope Improvements | New | Stone/Clay/Glass/Concrete | 5.8898 | 1.0717 | 5.4958 | 4.8502e-06 | 4.7325e-06 | 3.4047e-05
[20 empty] | Industrial | Efficient Lighting - High Bay | New | Stone/Clay/Glass/Concrete | 3.9557 | 1.0694 | 3.6989 | 3.5672e-05 | 3.4674e-05 | 0.00024991
[20 empty] | Industrial | Efficient Lighting - High Bay | Turnover | Stone/Clay/Glass/Concrete | 3.9557 | 1.0694 | 3.6989 | 0.0021693 | 0.0021087 | 0.015198
[20 empty] | Industrial | Efficient Lighting - Other Interior Lighting | New | Stone/Clay/Glass/Concrete | 2.2323 | 1.071 | 2.0844 | 7.1409e-05 | 6.9412e-05 | 0.00050028
[20 empty] | Industrial | Efficient Lighting - Other Interior Lighting | Turnover | Stone/Clay/Glass/Concrete | 2.2323 | 1.071 | 2.0844 | 0.0043426 | 0.0042212 | 0.030424
[20 empty] | Industrial | Lighting Controls | Existing | Stone/Clay/Glass/Concrete | 4.5546 | 1.0741 | 4.2402 | 0.0014756 | 0.0014343 | 0.010338
[20 empty] | Industrial | Lighting Controls | New | Stone/Clay/Glass/Concrete | 4.5546 | 1.0741 | 4.2402 | 2.4264e-05 | 2.3585e-05 | 0.00016999
[20 empty] | Industrial | Fan Equipment Upgrades | New | Stone/Clay/Glass/Concrete | 4.9865 | 1.0805 | 4.6148 | 3.6524e-05 | 3.5559e-05 | 0.00027123
[20 empty] | Industrial | Fan Equipment Upgrades | Turnover | Stone/Clay/Glass/Concrete | 4.9865 | 1.0805 | 4.6148 | 0.0022211 | 0.0021625 | 0.016494
[20 empty] | Industrial | Pump Equipment Upgrade | New | Stone/Clay/Glass/Concrete | 4.9865 | 1.0805 | 4.6148 | 6.1927e-05 | 6.0291e-05 | 0.00045987
[20 empty] | Industrial | Pump Equipment Upgrade | Turnover | Stone/Clay/Glass/Concrete | 4.9865 | 1.0805 | 4.6148 | 0.003766 | 0.0036665 | 0.027966
[20 empty] | Industrial | Process Refrig Equipment Upgrade | New | Stone/Clay/Glass/Concrete | 2.6464 | 1.0803 | 2.4496 | 8.2939e-06 | 8.0894e-06 | 6.0243e-05
[20 empty] | Industrial | Process Refrig Equipment Upgrade | Turnover | Stone/Clay/Glass/Concrete | 2.6464 | 1.0803 | 2.4496 | 0.00050438 | 0.00049194 | 0.0036636
[20 empty] | Industrial | Process Heat Equipment Upgrade | New | Stone/Clay/Glass/Concrete | 2.9386 | 1.0803 | 2.7201 | 0.00047903 | 0.00046722 | 0.0034795
[20 empty] | Industrial | Process Heat Equipment Upgrade | Turnover | Stone/Clay/Glass/Concrete | 2.9386 | 1.0803 | 2.7201 | 0.029131 | 0.028413 | 0.2116
[20 empty] | Industrial | Compressed Air Equipment | New | Textiles and Leather | 7.2238 | 1.0805 | 6.6853 | 1.9402e-05 | 1.8889e-05 | 0.00014408
[20 empty] | Industrial | Compressed Air Equipment | Turnover | Textiles and Leather | 7.2238 | 1.0805 | 6.6853 | 0.0011799 | 0.0011487 | 0.0087619
[20 empty] | Industrial | Building Envelope Improvements | Existing | Textiles and Leather | 3.2381 | 1.0717 | 3.0215 | 0.0005533 | 0.00053988 | 0.0038841
[20 empty] | Industrial | Building Envelope Improvements | New | Textiles and Leather | 3.2381 | 1.0717 | 3.0215 | 9.0983e-06 | 8.8776e-06 | 6.3869e-05
[20 empty] | Industrial | HVAC Equipment Upgrades | New | Textiles and Leather | 8.0389 | 1.0728 | 7.4936 | 2.0079e-05 | 1.9592e-05 | 0.00014095
[20 empty] | Industrial | HVAC Equipment Upgrades | Turnover | Textiles and Leather | 8.0389 | 1.0728 | 7.4936 | 0.0012211 | 0.0011914 | 0.0085717
[20 empty] | Industrial | Efficient Lighting - High Bay | New | Textiles and Leather | 3.9557 | 1.0694 | 3.6989 | 0 | 0 | 0
[20 empty] | Industrial | Efficient Lighting - High Bay | Turnover | Textiles and Leather | 3.9557 | 1.0694 | 3.6989 | 0.0013524 | 0.0013146 | 0.0094749
[20 empty] | Industrial | Efficient Lighting - Other Interior Lighting | New | Textiles and Leather | 2.2323 | 1.071 | 2.0844 | 8.9593e-05 | 8.7087e-05 | 0.00062768
[20 empty] | Industrial | Efficient Lighting - Other Interior Lighting | Turnover | Textiles and Leather | 2.2323 | 1.071 | 2.0844 | 0.0059926 | 0.005825 | 0.041984
[20 empty] | Industrial | Lighting Controls | Existing | Textiles and Leather | 5.3168 | 1.0741 | 4.9499 | 0.0010371 | 0.0010081 | 0.0072658
[20 empty] | Industrial | Lighting Controls | New | Textiles and Leather | 5.3168 | 1.0741 | 4.9499 | 1.7054e-05 | 1.6577e-05 | 0.00011948
[20 empty] | Industrial | Fan Equipment Upgrades | New | Textiles and Leather | 7.1122 | 1.0805 | 6.582 | 2.4795e-05 | 2.4141e-05 | 0.00018413
[20 empty] | Industrial | Fan Equipment Upgrades | Turnover | Textiles and Leather | 7.1122 | 1.0805 | 6.582 | 0.0015079 | 0.0014681 | 0.011198
[20 empty] | Industrial | Motor Equipment Upgrades | New | Textiles and Leather | 4.846 | 1.0849 | 4.4667 | 6.3115e-06 | 6.1448e-06 | 4.6869e-05
[20 empty] | Industrial | Motor Equipment Upgrades | Turnover | Textiles and Leather | 4.846 | 1.0849 | 4.4667 | 0.00038382 | 0.00037368 | 0.0028503
[20 empty] | Industrial | Motor Optimization | Existing | Textiles and Leather | 2.2261 | 1.0849 | 2.0519 | 0.01358 | 0.013221 | 0.10085
[20 empty] | Industrial | Motor Optimization | New | Textiles and Leather | 2.2261 | 1.0849 | 2.0519 | 0.00022331 | 0.00021741 | 0.0016583
[20 empty] | Industrial | Pump Equipment Upgrade | New | Textiles and Leather | 7.1122 | 1.0805 | 6.582 | 3.1025e-06 | 3.0205e-06 | 2.3039e-05
[20 empty] | Industrial | Pump Equipment Upgrade | Turnover | Textiles and Leather | 7.1122 | 1.0805 | 6.582 | 0.0020451 | 0.001991 | 0.015187
[20 empty] | Industrial | Process Refrig Equipment Upgrade | New | Textiles and Leather | 4.1411 | 1.0803 | 3.8332 | 5.53e-06 | 5.3937e-06 | 4.0168e-05
[20 empty] | Industrial | Process Refrig Equipment Upgrade | Turnover | Textiles and Leather | 4.1411 | 1.0803 | 3.8332 | 0.0003363 | 0.00032801 | 0.0024428
[20 empty] | Industrial | Building Envelope Improvements | Existing | Transportation Equipment | 6.7314 | 1.0717 | 6.2811 | 0.0077845 | 0.0075956 | 0.054646
[20 empty] | Industrial | Building Envelope Improvements | New | Transportation Equipment | 6.7314 | 1.0717 | 6.2811 | 0.00012801 | 0.0001249 | 0.00089858
[20 empty] | Industrial | HVAC Recommissioning | Existing | Transportation Equipment | 2.9315 | 1.0744 | 2.7286 | 0.0086967 | 0.0084857 | 0.061049
[20 empty] | Industrial | HVAC Recommissioning | New | Transportation Equipment | 2.9315 | 1.0744 | 2.7286 | 0.00014301 | 0.00013954 | 0.0010039
[20 empty] | Industrial | Efficient Lighting - High Bay | New | Transportation Equipment | 3.9557 | 1.0694 | 3.6989 | 0 | 0 | 0
[20 empty] | Industrial | Efficient Lighting - High Bay | Turnover | Transportation Equipment | 3.9557 | 1.0694 | 3.6989 | 0.0050534 | 0.004912 | 0.035403
[20 empty] | Industrial | Efficient Lighting - Other Interior Lighting | New | Transportation Equipment | 2.2323 | 1.071 | 2.0844 | 0.00010585 | 0.00010289 | 0.0007416
[20 empty] | Industrial | Efficient Lighting - Other Interior Lighting | Turnover | Transportation Equipment | 2.2323 | 1.071 | 2.0844 | 0.022809 | 0.022171 | 0.15979
[20 empty] | Industrial | Lighting Controls | Existing | Transportation Equipment | 5.1936 | 1.0741 | 4.8351 | 0.010649 | 0.010351 | 0.074604
[20 empty] | Industrial | Lighting Controls | New | Transportation Equipment | 5.1936 | 1.0741 | 4.8351 | 0.00017511 | 0.00017021 | 0.0012268
[20 empty] | Industrial | Fan Equipment Upgrades | New | Transportation Equipment | 3.5839 | 1.0805 | 3.3168 | 2.5982e-05 | 2.5296e-05 | 0.00019294
[20 empty] | Industrial | Fan Equipment Upgrades | Turnover | Transportation Equipment | 3.5839 | 1.0805 | 3.3168 | 0.00158 | 0.0015383 | 0.011733
[20 empty] | Industrial | Pump Equipment Upgrade | New | Transportation Equipment | 3.5839 | 1.0805 | 3.3168 | 4.4053e-05 | 4.2889e-05 | 0.00032714
[20 empty] | Industrial | Pump Equipment Upgrade | Turnover | Transportation Equipment | 3.5839 | 1.0805 | 3.3168 | 0.002679 | 0.0026082 | 0.019894
[20 empty] | Industrial | Building Envelope Improvements | Existing | Water and Wastewater | 6.316 | 1.0717 | 5.8934 | 2.7004e-05 | 2.6349e-05 | 0.00018956
[20 empty] | Industrial | Building Envelope Improvements | New | Water and Wastewater | 6.316 | 1.0717 | 5.8934 | 4.4404e-07 | 4.3327e-07 | 3.1171e-06
[20 empty] | Industrial | HVAC Equipment Upgrades | New | Water and Wastewater | 7.4731 | 1.0728 | 6.9662 | 3.994e-07 | 3.8971e-07 | 2.8037e-06
[20 empty] | Industrial | HVAC Equipment Upgrades | Turnover | Water and Wastewater | 7.4731 | 1.0728 | 6.9662 | 2.4289e-05 | 2.3699e-05 | 0.0001705
[20 empty] | Industrial | HVAC Recommissioning | Existing | Water and Wastewater | 2.9544 | 1.0744 | 2.7499 | 4.3216e-05 | 4.2168e-05 | 0.00030337
[20 empty] | Industrial | HVAC Recommissioning | New | Water and Wastewater | 2.9544 | 1.0744 | 2.7499 | 7.1064e-07 | 6.934e-07 | 4.9885e-06
[20 empty] | Industrial | Efficient Lighting - High Bay | New | Water and Wastewater | 3.9557 | 1.0694 | 3.6989 | 9.9686e-08 | 9.6898e-08 | 6.9839e-07
[20 empty] | Industrial | Efficient Lighting - High Bay | Turnover | Water and Wastewater | 3.9557 | 1.0694 | 3.6989 | 4.2348e-05 | 4.1163e-05 | 0.00029669
[20 empty] | Industrial | Efficient Lighting - Other Interior Lighting | New | Water and Wastewater | 2.2323 | 1.071 | 2.0844 | 1.4941e-06 | 1.4523e-06 | 1.0467e-05
[20 empty] | Industrial | Efficient Lighting - Other Interior Lighting | Turnover | Water and Wastewater | 2.2323 | 1.071 | 2.0844 | 9.0859e-05 | 8.8318e-05 | 0.00063655
[20 empty] | Industrial | Lighting Controls | Existing | Water and Wastewater | 4.8791 | 1.0741 | 4.5424 | 2.2468e-05 | 2.1839e-05 | 0.00015741
[20 empty] | Industrial | Lighting Controls | New | Water and Wastewater | 4.8791 | 1.0741 | 4.5424 | 3.6945e-07 | 3.5912e-07 | 2.5883e-06
[20 empty] | Industrial | Fan Equipment Upgrades | New | Water and Wastewater | 4.9865 | 1.0805 | 4.6148 | 2.9625e-07 | 2.8843e-07 | 2.2e-06
[20 empty] | Industrial | Fan Equipment Upgrades | Turnover | Water and Wastewater | 4.9865 | 1.0805 | 4.6148 | 1.8016e-05 | 1.754e-05 | 0.00013379
[20 empty] | Industrial | Motor Equipment Upgrades | New | Water and Wastewater | 4.0896 | 1.0849 | 3.7695 | 1.6199e-07 | 1.5771e-07 | 1.2029e-06
[20 empty] | Industrial | Motor Equipment Upgrades | Turnover | Water and Wastewater | 4.0896 | 1.0849 | 3.7695 | 1.6139e-05 | 1.5713e-05 | 0.00011985
[20 empty] | Industrial | Motor Optimization | Existing | Water and Wastewater | 1.4948 | 1.0849 | 1.3778 | 3.2893e-05 | 3.2025e-05 | 0.00024427
[20 empty] | Industrial | Motor Optimization | New | Water and Wastewater | 1.4948 | 1.0849 | 1.3778 | 5.4089e-07 | 5.266e-07 | 4.0167e-06
[20 empty] | Industrial | Pump Equipment Upgrade | New | Water and Wastewater | 6.8305 | 1.0805 | 6.3214 | 0 | 0 | 0
[20 empty] | Industrial | Pump Equipment Upgrade | Turnover | Water and Wastewater | 6.8305 | 1.0805 | 6.3214 | 0.00012037 | 0.00011719 | 0.00089386
[20 empty] | Industrial | Process Refrig Equipment Upgrade | New | Water and Wastewater | 3.2981 | 1.0803 | 3.0529 | 5.4163e-07 | 5.2827e-07 | 3.9342e-06
[20 empty] | Industrial | Process Refrig Equipment Upgrade | Turnover | Water and Wastewater | 3.2981 | 1.0803 | 3.0529 | 3.2938e-05 | 3.2126e-05 | 0.00023925

## Staff ROG37_2
Measures Changing from Failing to Passing | [9 empty] | Measures Changing from Passing to Failing | [10 empty] | Measures Changing from Failing to Passing | [9 empty] | Measures Changing from Passing to Failing
[Case 2 - Lower Fuel Prices] Economic Potential – [TRC or RIM] | [9 empty] | [Case 2 - Lower Fuel Prices] Economic Potential – [TRC or RIM] | [10 empty] | [Case 2 - Lower Fuel Prices] Economic Potential – [TRC or RIM] | [9 empty] | [Case 2 - Lower Fuel Prices] Economic Potential – [TRC or RIM]
Customer | Measure | Vintage | Segment | TRC | RIM | PCT | Summer | Winter | Energy | Customer | Measure | Vintage | Segment | TRC | RIM | PCT | Summer | Winter | Energy | Reason | Customer | Measure | Vintage | Segment | TRC | RIM | PCT | Summer | Winter | Energy | Customer | Measure | Vintage | Segment | TRC | RIM | PCT | Summer | Winter | Energy | Reason
Class | Name | [5 empty] | (MW) | (MW) | (GWh) | Class | Name | [5 empty] | (MW) | (MW) | (GWh) | for failure | Class | Name | [5 empty] | (MW) | (MW) | (GWh) | Class | Name | [5 empty] | (MW) | (MW) | (GWh) | for failure
N/A | [9 empty] | Residential | High Efficiency Induction Cooktop | Turnover | Single Family | 0.97352 | 0.47888 | 2.0329 | 0 | 0 | 0 | Fail TRC | N/A | [9 empty] | Industrial | Lighting Controls - Exterior | Existing | Agriculture and Assembly | 3.2522 | 0.80814 | 4.0243 | 0 | 0 | 0 | Fail RIM
* No measure permutations changed from Failing to Passing | [9 empty] | Residential | High Efficiency Induction Cooktop | Turnover | Multi-Family | 0.97352 | 0.47888 | 2.0329 | 0 | 0 | 0 | Fail TRC | * No measure permutations changed from Failing to Passing | [9 empty] | Industrial | Lighting Controls - Exterior | New | Agriculture and Assembly | 3.2522 | 0.80814 | 4.0243 | 0 | 0 | 0 | Fail RIM
[10 empty] | Residential | High Efficiency Induction Cooktop | Turnover | Manufactured Home | 0.97352 | 0.47888 | 2.0329 | 0 | 0 | 0 | Fail TRC | [10 empty] | Industrial | Lighting Controls - Exterior | Existing | Chemicals and Plastics | 2.9038 | 0.80814 | 3.5932 | 0 | 0 | 0 | Fail RIM
[10 empty] | Residential | High Efficiency Induction Cooktop | New | Single Family | 0.97352 | 0.47888 | 2.0329 | 0 | 0 | 0 | Fail TRC | [10 empty] | Industrial | Lighting Controls - Exterior | New | Chemicals and Plastics | 2.9038 | 0.80814 | 3.5932 | 0 | 0 | 0 | Fail RIM
[10 empty] | Residential | High Efficiency Induction Cooktop | New | Multi-Family | 0.97352 | 0.47888 | 2.0329 | 0 | 0 | 0 | Fail TRC | [10 empty] | Industrial | Lighting Controls - Exterior | Existing | Construction | 2.939 | 0.80814 | 3.6367 | 0 | 0 | 0 | Fail RIM
[10 empty] | Residential | High Efficiency Induction Cooktop | New | Manufactured Home | 0.97352 | 0.47888 | 2.0329 | 0 | 0 | 0 | Fail TRC | [10 empty] | Industrial | Lighting Controls - Exterior | New | Construction | 2.939 | 0.80814 | 3.6367 | 0 | 0 | 0 | Fail RIM
[10 empty] | Residential | Thermostatic Shower Restriction Valve | Existing | Multi-Family | 0.91324 | 0.48931 | 1.8664 | 0 | 0 | 0 | Fail TRC | [10 empty] | Industrial | Lighting Controls - Exterior | Existing | Electrical and Electronic Equip. | 2.8461 | 0.80814 | 3.5217 | 0 | 0 | 0 | Fail RIM
[10 empty] | Residential | Thermostatic Shower Restriction Valve | Existing | Manufactured Home | 0.90596 | 0.48931 | 1.8515 | 0 | 0 | 0 | Fail TRC | [10 empty] | Industrial | Lighting Controls - Exterior | New | Electrical and Electronic Equip. | 2.8461 | 0.80814 | 3.5217 | 0 | 0 | 0 | Fail RIM
[10 empty] | Residential | Thermostatic Shower Restriction Valve | New | Multi-Family | 0.91324 | 0.48931 | 1.8664 | 0 | 0 | 0 | Fail TRC | [10 empty] | Industrial | Lighting Controls - Exterior | Existing | Lumber/Furniture/Pulp/Paper | 2.3563 | 0.80814 | 2.9157 | 0 | 0 | 0 | Fail RIM
[10 empty] | Residential | Thermostatic Shower Restriction Valve | New | Manufactured Home | 0.90596 | 0.48931 | 1.8515 | 0 | 0 | 0 | Fail TRC | [10 empty] | Industrial | Lighting Controls - Exterior | New | Lumber/Furniture/Pulp/Paper | 2.3563 | 0.80814 | 2.9157 | 0 | 0 | 0 | Fail RIM
[10 empty] | Residential | Duct Repair | Existing | Multi-Family | 0.81238 | 0.46676 | 1.7405 | 0 | 0 | 0 | Fail TRC | [10 empty] | Industrial | Lighting Controls - Exterior | Existing | Metal Products and Machinery | 2.5836 | 0.80814 | 3.1969 | 0 | 0 | 0 | Fail RIM
[10 empty] | Residential | Smart Thermostat | New | Manufactured Home | 0.99115 | 0.54517 | 1.818 | 0 | 0 | 0 | Fail TRC | [10 empty] | Industrial | Lighting Controls - Exterior | New | Metal Products and Machinery | 2.5836 | 0.80814 | 3.1969 | 0 | 0 | 0 | Fail RIM
[10 empty] | Commercial | Heat Pump Water Heater | Turnover | Schools K-12 | 0.77593 | 0.50892 | 1.5247 | 0 | 0 | 0 | Fail TRC | [10 empty] | Industrial | Lighting Controls - Exterior | Existing | Primary Resources Industries | 2.7976 | 0.80814 | 3.4617 | 0 | 0 | 0 | Fail RIM
[10 empty] | Commercial | Heat Pump Water Heater | New | Schools K-12 | 0.77593 | 0.50892 | 1.5247 | 0 | 0 | 0 | Fail TRC | [10 empty] | Industrial | Lighting Controls - Exterior | New | Primary Resources Industries | 2.7976 | 0.80814 | 3.4617 | 0 | 0 | 0 | Fail RIM
[10 empty] | Commercial | Solar Water Heater | Turnover | College and University | 0.98735 | 0.50424 | 1.9581 | 0 | 0 | 0 | Fail TRC | [10 empty] | Industrial | Lighting Controls - Exterior | Existing | Stone/Clay/Glass/Concrete | 2.7435 | 0.80814 | 3.3948 | 0 | 0 | 0 | Fail RIM
[10 empty] | Commercial | Solar Water Heater | Turnover | Grocery | 0.85857 | 0.50424 | 1.7027 | 0 | 0 | 0 | Fail TRC | [10 empty] | Industrial | Lighting Controls - Exterior | New | Stone/Clay/Glass/Concrete | 2.7435 | 0.80814 | 3.3948 | 0 | 0 | 0 | Fail RIM
[10 empty] | Commercial | Solar Water Heater | Turnover | Retail | 0.84998 | 0.50424 | 1.6857 | 0 | 0 | 0 | Fail TRC | [10 empty] | Industrial | Lighting Controls - Exterior | Existing | Textiles and Leather | 3.2026 | 0.80814 | 3.9629 | 0 | 0 | 0 | Fail RIM
[10 empty] | Commercial | Solar Water Heater | Turnover | Warehouse | 0.85857 | 0.50424 | 1.7027 | 0 | 0 | 0 | Fail TRC | [10 empty] | Industrial | Lighting Controls - Exterior | New | Textiles and Leather | 3.2026 | 0.80814 | 3.9629 | 0 | 0 | 0 | Fail RIM
[10 empty] | Commercial | Solar Water Heater | New | College and University | 0.98735 | 0.50424 | 1.9581 | 0 | 0 | 0 | Fail TRC | [10 empty] | Industrial | Lighting Controls - Exterior | Existing | Transportation Equipment | 3.1284 | 0.80814 | 3.8711 | 0 | 0 | 0 | Fail RIM
[10 empty] | Commercial | Solar Water Heater | New | Grocery | 0.85857 | 0.50424 | 1.7027 | 0 | 0 | 0 | Fail TRC | [10 empty] | Industrial | Lighting Controls - Exterior | New | Transportation Equipment | 3.1284 | 0.80814 | 3.8711 | 0 | 0 | 0 | Fail RIM
[10 empty] | Commercial | Solar Water Heater | New | Retail | 0.84998 | 0.50424 | 1.6857 | 0 | 0 | 0 | Fail TRC | [10 empty] | Industrial | Lighting Controls - Exterior | Existing | Water and Wastewater | 2.939 | 0.80814 | 3.6367 | 0 | 0 | 0 | Fail RIM
[10 empty] | Commercial | Solar Water Heater | New | Warehouse | 0.85857 | 0.50424 | 1.7027 | 0 | 0 | 0 | Fail TRC | [10 empty] | Industrial | Lighting Controls - Exterior | New | Water and Wastewater | 2.939 | 0.80814 | 3.6367 | 0 | 0 | 0 | Fail RIM
[10 empty] | Commercial | High Efficiency Chiller (Water cooled-positive displacement, 100 tons) | Turnover | College and University | 0.80693 | 0.57554 | 1.402 | 0 | 0 | 0 | Fail TRC
[10 empty] | Commercial | High Efficiency Chiller (Water cooled-positive displacement, 100 tons) | Turnover | Offices | 0.81862 | 0.57554 | 1.4224 | 0 | 0 | 0 | Fail TRC
[10 empty] | Commercial | High Efficiency Chiller (Water cooled-positive displacement, 100 tons) | Turnover | Retail | 0.9238 | 0.57554 | 1.6051 | 0 | 0 | 0 | Fail TRC
[10 empty] | Commercial | High Efficiency Chiller (Water cooled-positive displacement, 100 tons) | Turnover | Schools K-12 | 0.80304 | 0.57554 | 1.3953 | 0 | 0 | 0 | Fail TRC
[10 empty] | Commercial | High Efficiency Chiller (Water cooled-positive displacement, 100 tons) | New | College and University | 0.80693 | 0.57554 | 1.402 | 0 | 0 | 0 | Fail TRC
[10 empty] | Commercial | High Efficiency Chiller (Water cooled-positive displacement, 100 tons) | New | Offices | 0.81862 | 0.57554 | 1.4224 | 0 | 0 | 0 | Fail TRC
[10 empty] | Commercial | High Efficiency Chiller (Water cooled-positive displacement, 100 tons) | New | Retail | 0.9238 | 0.57554 | 1.6051 | 0 | 0 | 0 | Fail TRC
[10 empty] | Commercial | High Efficiency Chiller (Water cooled-positive displacement, 100 tons) | New | Schools K-12 | 0.80304 | 0.57554 | 1.3953 | 0 | 0 | 0 | Fail TRC
[10 empty] | Commercial | High Efficiency PTAC | Turnover | Warehouse | 0.8652 | 0.53067 | 1.6304 | 0 | 0 | 0 | Fail TRC
[10 empty] | Commercial | High Efficiency PTAC | New | Warehouse | 0.8652 | 0.53067 | 1.6304 | 0 | 0 | 0 | Fail TRC
[10 empty] | Commercial | High Efficiency PTHP | Turnover | Warehouse | 0.88996 | 0.53067 | 1.677 | 0 | 0 | 0 | Fail TRC
[10 empty] | Commercial | High Efficiency PTHP | New | Warehouse | 0.88996 | 0.53067 | 1.677 | 0 | 0 | 0 | Fail TRC
[10 empty] | Commercial | Variable Refrigerant Flow (VRF) HVAC Systems | Turnover | Healthcare | 0.9854 | 0.49708 | 1.9824 | 0 | 0 | 0 | Fail TRC
[10 empty] | Commercial | Variable Refrigerant Flow (VRF) HVAC Systems | Turnover | Hospitals | 0.93976 | 0.49708 | 1.8905 | 0 | 0 | 0 | Fail TRC
[10 empty] | Commercial | Variable Refrigerant Flow (VRF) HVAC Systems | Turnover | Lodging/Hospitality | 0.77203 | 0.51753 | 1.4918 | 0 | 0 | 0 | Fail TRC
[10 empty] | Commercial | Variable Refrigerant Flow (VRF) HVAC Systems | Turnover | Restaurants | 0.78729 | 0.49708 | 1.5838 | 0 | 0 | 0 | Fail TRC
[10 empty] | Commercial | Variable Refrigerant Flow (VRF) HVAC Systems | New | Healthcare | 0.9854 | 0.49708 | 1.9824 | 0 | 0 | 0 | Fail TRC
[10 empty] | Commercial | Variable Refrigerant Flow (VRF) HVAC Systems | New | Hospitals | 0.93976 | 0.49708 | 1.8905 | 0 | 0 | 0 | Fail TRC
[10 empty] | Commercial | Variable Refrigerant Flow (VRF) HVAC Systems | New | Lodging/Hospitality | 0.77203 | 0.51753 | 1.4918 | 0 | 0 | 0 | Fail TRC
[10 empty] | Commercial | Variable Refrigerant Flow (VRF) HVAC Systems | New | Restaurants | 0.78729 | 0.49708 | 1.5838 | 0 | 0 | 0 | Fail TRC
[10 empty] | Commercial | Premium T8 - Fixture Replacement | Turnover | College and University | 0.8242 | 0.50627 | 1.628 | 0 | 0 | 0 | Fail TRC
[10 empty] | Commercial | Premium T8 - Fixture Replacement | Turnover | Healthcare | 0.94258 | 0.50384 | 1.8708 | 0 | 0 | 0 | Fail TRC
[10 empty] | Commercial | Premium T8 - Fixture Replacement | Turnover | Lodging/Hospitality | 0.75269 | 0.53883 | 1.3969 | 0 | 0 | 0 | Fail TRC
[10 empty] | Commercial | Premium T8 - Fixture Replacement | Turnover | Miscellaneous | 0.82635 | 0.50384 | 1.6401 | 0 | 0 | 0 | Fail TRC
[10 empty] | Commercial | Premium T8 - Fixture Replacement | Turnover | Retail | 0.99931 | 0.53883 | 1.8546 | 0 | 0 | 0 | Fail TRC
[10 empty] | Commercial | Premium T8 - Fixture Replacement | New | College and University | 0.8242 | 0.50627 | 1.628 | 0 | 0 | 0 | Fail TRC
[10 empty] | Commercial | Premium T8 - Fixture Replacement | New | Healthcare | 0.94258 | 0.50384 | 1.8708 | 0 | 0 | 0 | Fail TRC
[10 empty] | Commercial | Premium T8 - Fixture Replacement | New | Lodging/Hospitality | 0.75269 | 0.53883 | 1.3969 | 0 | 0 | 0 | Fail TRC
[10 empty] | Commercial | Premium T8 - Fixture Replacement | New | Miscellaneous | 0.82635 | 0.50384 | 1.6401 | 0 | 0 | 0 | Fail TRC
[10 empty] | Commercial | Premium T8 - Fixture Replacement | New | Retail | 0.99931 | 0.53883 | 1.8546 | 0 | 0 | 0 | Fail TRC
[10 empty] | Commercial | Hot Water Circulation Pump Control | Existing | Assembly | 0.75305 | 0.47613 | 1.5816 | 0 | 0 | 0 | Fail TRC
[10 empty] | Commercial | Hot Water Circulation Pump Control | Existing | College and University | 0.79302 | 0.49931 | 1.5882 | 0 | 0 | 0 | Fail TRC
[10 empty] | Commercial | Hot Water Circulation Pump Control | Existing | Healthcare | 0.75305 | 0.47613 | 1.5816 | 0 | 0 | 0 | Fail TRC
[10 empty] | Commercial | Hot Water Circulation Pump Control | Existing | Hospitals | 0.79302 | 0.49931 | 1.5882 | 0 | 0 | 0 | Fail TRC
[10 empty] | Commercial | Hot Water Circulation Pump Control | Existing | Institutional | 0.75305 | 0.47613 | 1.5816 | 0 | 0 | 0 | Fail TRC
[10 empty] | Commercial | Hot Water Circulation Pump Control | Existing | Miscellaneous | 0.75305 | 0.47613 | 1.5816 | 0 | 0 | 0 | Fail TRC
[10 empty] | Commercial | Hot Water Circulation Pump Control | Existing | Offices | 0.75305 | 0.47613 | 1.5816 | 0 | 0 | 0 | Fail TRC
[10 empty] | Commercial | Hot Water Circulation Pump Control | Existing | Schools K-12 | 0.75305 | 0.47613 | 1.5816 | 0 | 0 | 0 | Fail TRC
[10 empty] | Commercial | Hot Water Circulation Pump Control | Existing | Warehouse | 0.75305 | 0.47613 | 1.5816 | 0 | 0 | 0 | Fail TRC
[10 empty] | Commercial | Hot Water Circulation Pump Control | New | Assembly | 0.75305 | 0.47613 | 1.5816 | 0 | 0 | 0 | Fail TRC
[10 empty] | Commercial | Hot Water Circulation Pump Control | New | College and University | 0.79302 | 0.49931 | 1.5882 | 0 | 0 | 0 | Fail TRC
[10 empty] | Commercial | Hot Water Circulation Pump Control | New | Healthcare | 0.75305 | 0.47613 | 1.5816 | 0 | 0 | 0 | Fail TRC
[10 empty] | Commercial | Hot Water Circulation Pump Control | New | Hospitals | 0.79302 | 0.49931 | 1.5882 | 0 | 0 | 0 | Fail TRC
[10 empty] | Commercial | Hot Water Circulation Pump Control | New | Institutional | 0.75305 | 0.47613 | 1.5816 | 0 | 0 | 0 | Fail TRC
[10 empty] | Commercial | Hot Water Circulation Pump Control | New | Miscellaneous | 0.75305 | 0.47613 | 1.5816 | 0 | 0 | 0 | Fail TRC
[10 empty] | Commercial | Hot Water Circulation Pump Control | New | Offices | 0.75305 | 0.47613 | 1.5816 | 0 | 0 | 0 | Fail TRC
[10 empty] | Commercial | Hot Water Circulation Pump Control | New | Schools K-12 | 0.75305 | 0.47613 | 1.5816 | 0 | 0 | 0 | Fail TRC
[10 empty] | Commercial | Hot Water Circulation Pump Control | New | Warehouse | 0.75305 | 0.47613 | 1.5816 | 0 | 0 | 0 | Fail TRC
[10 empty] | Commercial | Dedicated Outdoor Air System on VRF unit | Existing | Healthcare | 0.96725 | 0.49708 | 1.9458 | 0 | 0 | 0 | Fail TRC
[10 empty] | Commercial | Dedicated Outdoor Air System on VRF unit | Existing | Hospitals | 0.92152 | 0.49708 | 1.8538 | 0 | 0 | 0 | Fail TRC
[10 empty] | Commercial | Dedicated Outdoor Air System on VRF unit | New | Healthcare | 0.96725 | 0.49708 | 1.9458 | 0 | 0 | 0 | Fail TRC
[10 empty] | Commercial | Dedicated Outdoor Air System on VRF unit | New | Hospitals | 0.92152 | 0.49708 | 1.8538 | 0 | 0 | 0 | Fail TRC
[10 empty] | Commercial | ECM Motors on Furnaces | Existing | Assembly | 0.98712 | 0.51743 | 1.9077 | 0 | 0 | 0 | Fail TRC
[10 empty] | Commercial | ECM Motors on Furnaces | Existing | College and University | 0.95544 | 0.50083 | 1.9077 | 0 | 0 | 0 | Fail TRC
[10 empty] | Commercial | ECM Motors on Furnaces | Existing | Institutional | 0.86077 | 0.51743 | 1.6635 | 0 | 0 | 0 | Fail TRC
[10 empty] | Commercial | ECM Motors on Furnaces | Existing | Lodging/Hospitality | 0.96634 | 0.47968 | 2.0146 | 0 | 0 | 0 | Fail TRC
[10 empty] | Commercial | ECM Motors on Furnaces | New | Assembly | 0.98712 | 0.51743 | 1.9077 | 0 | 0 | 0 | Fail TRC
[10 empty] | Commercial | ECM Motors on Furnaces | New | College and University | 0.95544 | 0.50083 | 1.9077 | 0 | 0 | 0 | Fail TRC
[10 empty] | Commercial | ECM Motors on Furnaces | New | Institutional | 0.86077 | 0.51743 | 1.6635 | 0 | 0 | 0 | Fail TRC
[10 empty] | Commercial | ECM Motors on Furnaces | New | Lodging/Hospitality | 0.96634 | 0.47968 | 2.0146 | 0 | 0 | 0 | Fail TRC
[10 empty] | Commercial | HVAC tune-up | Existing | Restaurants | 0.97955 | 0.42882 | 2.2843 | 0 | 0 | 0 | Fail TRC
[10 empty] | Commercial | HVAC tune-up | Existing | Retail | 0.76773 | 0.42882 | 1.7903 | 0 | 0 | 0 | Fail TRC
[10 empty] | Commercial | HVAC tune-up | New | Restaurants | 0.97955 | 0.42882 | 2.2843 | 0 | 0 | 0 | Fail TRC
[10 empty] | Commercial | HVAC tune-up | New | Retail | 0.76773 | 0.42882 | 1.7903 | 0 | 0 | 0 | Fail TRC
[10 empty] | Commercial | HVAC tune-up_RTU | Existing | Hospitals | 0.95084 | 0.43208 | 2.2006 | 0 | 0 | 0 | Fail TRC
[10 empty] | Commercial | HVAC tune-up_RTU | Existing | Lodging/Hospitality | 0.7643 | 0.43399 | 1.7611 | 0 | 0 | 0 | Fail TRC
[10 empty] | Commercial | HVAC tune-up_RTU | New | Hospitals | 0.95084 | 0.43208 | 2.2006 | 0 | 0 | 0 | Fail TRC
[10 empty] | Commercial | HVAC tune-up_RTU | New | Lodging/Hospitality | 0.7643 | 0.43399 | 1.7611 | 0 | 0 | 0 | Fail TRC
[10 empty] | Commercial | Low U-Value Windows | Existing | Lodging/Hospitality | 0.80279 | 0.62934 | 1.2756 | 0 | 0 | 0 | Fail TRC
[10 empty] | Commercial | Low U-Value Windows | Existing | Miscellaneous | 0.78406 | 0.61785 | 1.269 | 0 | 0 | 0 | Fail TRC
[10 empty] | Commercial | Low U-Value Windows | Existing | Warehouse | 0.78406 | 0.61785 | 1.269 | 0 | 0 | 0 | Fail TRC
[10 empty] | Commercial | Smart Thermostat | Existing | College and University | 0.86632 | 0.56262 | 1.5398 | 0 | 0 | 0 | Fail TRC
[10 empty] | Commercial | Smart Thermostat | New | College and University | 0.86632 | 0.56262 | 1.5398 | 0 | 0 | 0 | Fail TRC
[10 empty] | Commercial | Bi-Level Lighting Control (Interior) | Existing | Grocery | 0.83155 | 0.51862 | 1.6034 | 0 | 0 | 0 | Fail TRC
[10 empty] | Commercial | Bi-Level Lighting Control (Interior) | Existing | Healthcare | 0.77737 | 0.53486 | 1.4534 | 0 | 0 | 0 | Fail TRC
[10 empty] | Commercial | Bi-Level Lighting Control (Interior) | New | Grocery | 0.83155 | 0.51862 | 1.6034 | 0 | 0 | 0 | Fail TRC
[10 empty] | Commercial | Bi-Level Lighting Control (Interior) | New | Healthcare | 0.77737 | 0.53486 | 1.4534 | 0 | 0 | 0 | Fail TRC
[10 empty] | Commercial | Interior Lighting Controls | Existing | Assembly | 0.88852 | 0.49617 | 1.7908 | 0 | 0 | 0 | Fail TRC
[10 empty] | Commercial | Interior Lighting Controls | New | Assembly | 0.88852 | 0.49617 | 1.7908 | 0 | 0 | 0 | Fail TRC
[10 empty] | Commercial | Network PC Power Management | Existing | Assembly | 0.88837 | 0.4526 | 1.9628 | 0 | 0 | 0 | Fail TRC
[10 empty] | Commercial | Network PC Power Management | Existing | College and University | 0.85335 | 0.42901 | 1.9891 | 0 | 0 | 0 | Fail TRC
[10 empty] | Commercial | Network PC Power Management | Existing | Grocery | 0.85283 | 0.43456 | 1.9625 | 0 | 0 | 0 | Fail TRC
[10 empty] | Commercial | Network PC Power Management | Existing | Healthcare | 0.8605 | 0.43456 | 1.9802 | 0 | 0 | 0 | Fail TRC
[10 empty] | Commercial | Network PC Power Management | Existing | Hospitals | 0.86166 | 0.42901 | 2.0085 | 0 | 0 | 0 | Fail TRC
[10 empty] | Commercial | Network PC Power Management | Existing | Institutional | 0.88632 | 0.4526 | 1.9583 | 0 | 0 | 0 | Fail TRC
[10 empty] | Commercial | Network PC Power Management | Existing | Lodging/Hospitality | 0.86111 | 0.43456 | 1.9816 | 0 | 0 | 0 | Fail TRC
[10 empty] | Commercial | Network PC Power Management | Existing | Miscellaneous | 0.90959 | 0.4526 | 2.0097 | 0 | 0 | 0 | Fail TRC
[10 empty] | Commercial | Network PC Power Management | Existing | Offices | 0.86257 | 0.43456 | 1.9849 | 0 | 0 | 0 | Fail TRC
[10 empty] | Commercial | Network PC Power Management | Existing | Restaurants | 0.89938 | 0.4526 | 1.9871 | 0 | 0 | 0 | Fail TRC
[10 empty] | Commercial | Network PC Power Management | Existing | Retail | 0.84658 | 0.43456 | 1.9481 | 0 | 0 | 0 | Fail TRC
[10 empty] | Commercial | Network PC Power Management | Existing | Schools K-12 | 0.86685 | 0.43456 | 1.9948 | 0 | 0 | 0 | Fail TRC
[10 empty] | Commercial | Network PC Power Management | New | Assembly | 0.88837 | 0.4526 | 1.9628 | 0 | 0 | 0 | Fail TRC
[10 empty] | Commercial | Network PC Power Management | New | College and University | 0.85335 | 0.42901 | 1.9891 | 0 | 0 | 0 | Fail TRC
[10 empty] | Commercial | Network PC Power Management | New | Grocery | 0.85283 | 0.43456 | 1.9625 | 0 | 0 | 0 | Fail TRC
[10 empty] | Commercial | Network PC Power Management | New | Healthcare | 0.8605 | 0.43456 | 1.9802 | 0 | 0 | 0 | Fail TRC
[10 empty] | Commercial | Network PC Power Management | New | Hospitals | 0.86166 | 0.42901 | 2.0085 | 0 | 0 | 0 | Fail TRC
[10 empty] | Commercial | Network PC Power Management | New | Institutional | 0.88632 | 0.4526 | 1.9583 | 0 | 0 | 0 | Fail TRC
[10 empty] | Commercial | Network PC Power Management | New | Lodging/Hospitality | 0.86111 | 0.43456 | 1.9816 | 0 | 0 | 0 | Fail TRC
[10 empty] | Commercial | Network PC Power Management | New | Miscellaneous | 0.90959 | 0.4526 | 2.0097 | 0 | 0 | 0 | Fail TRC
[10 empty] | Commercial | Network PC Power Management | New | Offices | 0.86257 | 0.43456 | 1.9849 | 0 | 0 | 0 | Fail TRC
[10 empty] | Commercial | Network PC Power Management | New | Restaurants | 0.89938 | 0.4526 | 1.9871 | 0 | 0 | 0 | Fail TRC
[10 empty] | Commercial | Network PC Power Management | New | Retail | 0.84658 | 0.43456 | 1.9481 | 0 | 0 | 0 | Fail TRC
[10 empty] | Commercial | Network PC Power Management | New | Schools K-12 | 0.86685 | 0.43456 | 1.9948 | 0 | 0 | 0 | Fail TRC
[10 empty] | Industrial | Process Refrig System Optimization | Existing | Agriculture and Assembly | 0.89917 | 0.56567 | 1.5896 | 0 | 0 | 0 | Fail TRC
[10 empty] | Industrial | Process Refrig System Optimization | New | Agriculture and Assembly | 0.89917 | 0.56567 | 1.5896 | 0 | 0 | 0 | Fail TRC
[10 empty] | Industrial | Process Heat Improved Controls | Existing | Chemicals and Plastics | 0.90461 | 0.65597 | 1.379 | 0 | 0 | 0 | Fail TRC
[10 empty] | Industrial | Process Heat Improved Controls | New | Chemicals and Plastics | 0.90461 | 0.65597 | 1.379 | 0 | 0 | 0 | Fail TRC
[10 empty] | Industrial | Motor Optimization | Existing | Construction | 0.89689 | 0.65095 | 1.3778 | 0 | 0 | 0 | Fail TRC
[10 empty] | Industrial | Motor Optimization | New | Construction | 0.89689 | 0.65095 | 1.3778 | 0 | 0 | 0 | Fail TRC
[10 empty] | Industrial | Process Refrig Controls | Existing | Metal Products and Machinery | 0.93189 | 0.65597 | 1.4206 | 0 | 0 | 0 | Fail TRC
[10 empty] | Industrial | Process Refrig Controls | New | Metal Products and Machinery | 0.93189 | 0.65597 | 1.4206 | 0 | 0 | 0 | Fail TRC
[10 empty] | Industrial | Motor Optimization | Existing | Water and Wastewater | 0.89689 | 0.65095 | 1.3778 | 0 | 0 | 0 | Fail TRC
[10 empty] | Industrial | Motor Optimization | New | Water and Wastewater | 0.89689 | 0.65095 | 1.3778 | 0 | 0 | 0 | Fail TRC

## Staff ROG37_3
Measures Changing from Failing to Passing | [9 empty] | Measures Changing from Passing to Failing | [9 empty] | Measures Changing from Failing to Passing | [9 empty] | Measures Changing from Passing to Failing
[Case 3 - Shorter free-ridership exclusion periods] Economic Potential – [TRC or RIM] | [9 empty] | [Case 3 - Shorter free-ridership exclusion periods] Economic Potential – [TRC or RIM] | [9 empty] | [Case 3 - Shorter free-ridership exclusion periods] Economic Potential – [TRC or RIM] | [9 empty] | [Case 3 - Shorter free-ridership exclusion periods] Economic Potential – [TRC or RIM]
Customer | Measure | Vintage | Segment | TRC | RIM | PCT | Summer | Winter | Energy | Customer | Measure | Vintage | Segment | TRC | RIM | PCT | Summer | Winter | Energy | Customer | Measure | Vintage | Segment | TRC | RIM | PCT | Summer | Winter | Energy | Customer | Measure | Vintage | Segment | TRC | RIM | PCT | Summer | Winter | Energy
Class | Name | [5 empty] | (MW) | (MW) | (GWh) | Class | Name | [5 empty] | (MW) | (MW) | (GWh) | Class | Name | [5 empty] | (MW) | (MW) | (GWh) | Class | Name | [5 empty] | (MW) | (MW) | (GWh)
Residential | Energy Star Clothes Washer | Turnover | Single Family | 5.759 | 0.66564 | 8.6518 | 0.28306 | 0.1644 | 1.8 | N/A | [9 empty] | Industrial | Efficient Lighting - Exterior | New | Agriculture and Assembly | 5.8425 | 1.0491 | 5.5691 | 0 | 0 | 0.00012148 | N/A
Residential | Energy Star Clothes Washer | Turnover | Multi-Family | 5.759 | 0.66564 | 8.6518 | 0.13522 | 0.078536 | 0.85983 | * No measure permutations changed from Passing to Failing | [9 empty] | Industrial | Efficient Lighting - Exterior | Turnover | Agriculture and Assembly | 5.8425 | 1.0491 | 5.5691 | 0 | 0 | 0.0073878 | * No measure permutations changed from Passing to Failing
Residential | Energy Star Clothes Washer | Turnover | Manufactured Home | 5.759 | 0.66564 | 8.6518 | 0.0030416 | 0.0017666 | 0.019341 | [10 empty] | Industrial | Efficient Lighting - Exterior | New | Chemicals and Plastics | 5.8425 | 1.0491 | 5.5691 | 0 | 0 | 0.00029196
Residential | Energy Star Clothes Washer | New | Single Family | 5.759 | 0.66564 | 8.6518 | 0.008424 | 0.0048927 | 0.053567 | [10 empty] | Industrial | Efficient Lighting - Exterior | Turnover | Chemicals and Plastics | 5.8425 | 1.0491 | 5.5691 | 0 | 0 | 0.017755
Residential | Energy Star Clothes Washer | New | Multi-Family | 5.759 | 0.66564 | 8.6518 | 0.0040241 | 0.0023372 | 0.025589 | [10 empty] | Industrial | Efficient Lighting - Exterior | New | Construction | 5.8425 | 1.0491 | 5.5691 | 0 | 0 | 4.876e-05
Residential | Energy Star Clothes Washer | New | Manufactured Home | 5.759 | 0.66564 | 8.6518 | 9.0518e-05 | 5.2573e-05 | 0.00057559 | [10 empty] | Industrial | Efficient Lighting - Exterior | Turnover | Construction | 5.8425 | 1.0491 | 5.5691 | 0 | 0 | 0.0029653
Residential | Energy Star Room AC | Turnover | Single Family | 4.0424 | 0.63064 | 6.41 | 0.45643 | 0 | 0.73935 | [10 empty] | Industrial | Efficient Lighting - Exterior | New | Electrical and Electronic Equip. | 5.8425 | 1.0491 | 5.5691 | 0 | 0 | 9.646e-05
Residential | Energy Star Room AC | Turnover | Multi-Family | 4.0424 | 0.63064 | 6.41 | 1.5382 | 0 | 2.4917 | [10 empty] | Industrial | Efficient Lighting - Exterior | Turnover | Electrical and Electronic Equip. | 5.8425 | 1.0491 | 5.5691 | 0 | 0 | 0.0058661
Residential | Energy Star Room AC | Turnover | Manufactured Home | 4.0424 | 0.63064 | 6.41 | 0.053016 | 0 | 0.085877 | [10 empty] | Industrial | Efficient Lighting - Exterior | New | Lumber/Furniture/Pulp/Paper | 5.8425 | 1.0491 | 5.5691 | 0 | 0 | 0.00011977
Residential | Energy Star Room AC | New | Single Family | 4.0424 | 0.63064 | 6.41 | 0.013583 | 0 | 0.022003 | [10 empty] | Industrial | Efficient Lighting - Exterior | Turnover | Lumber/Furniture/Pulp/Paper | 5.8425 | 1.0491 | 5.5691 | 0 | 0 | 0.0072838
Residential | Energy Star Room AC | New | Multi-Family | 4.0424 | 0.63064 | 6.41 | 0.045778 | 0 | 0.074154 | [10 empty] | Industrial | Efficient Lighting - Exterior | New | Metal Products and Machinery | 5.8425 | 1.0491 | 5.5691 | 0 | 0 | 0.00025902
Residential | Energy Star Room AC | New | Manufactured Home | 4.0424 | 0.63064 | 6.41 | 0.0015777 | 0 | 0.0025557 | [10 empty] | Industrial | Efficient Lighting - Exterior | Turnover | Metal Products and Machinery | 5.8425 | 1.0491 | 5.5691 | 0 | 0 | 0.015752
Residential | CFL-23W | Turnover | Single Family | 4.006 | 0.65022 | 6.161 | 0 | 0 | 0 | [10 empty] | Industrial | Efficient Lighting - Exterior | New | Miscellaneous Manufacturing | 5.8425 | 1.0491 | 5.5691 | 0 | 0 | 2.7612e-05
Residential | CFL-23W | Turnover | Multi-Family | 4.006 | 0.65022 | 6.161 | 0 | 0 | 0 | [10 empty] | Industrial | Efficient Lighting - Exterior | Turnover | Miscellaneous Manufacturing | 5.8425 | 1.0491 | 5.5691 | 0 | 0 | 0.0016792
Residential | CFL-23W | Turnover | Manufactured Home | 4.006 | 0.65022 | 6.161 | 0 | 0 | 0 | [10 empty] | Industrial | Lighting Controls - Exterior | Existing | Miscellaneous Manufacturing | 4.857 | 1.0775 | 4.5075 | 0 | 0 | 0.00069711
Residential | CFL-23W | New | Single Family | 4.006 | 0.65022 | 6.161 | 0 | 0 | 0 | [10 empty] | Industrial | Lighting Controls - Exterior | New | Miscellaneous Manufacturing | 4.857 | 1.0775 | 4.5075 | 0 | 0 | 1.1463e-05
Residential | CFL-23W | New | Multi-Family | 4.006 | 0.65022 | 6.161 | 0 | 0 | 0 | [10 empty] | Industrial | Efficient Lighting - Exterior | New | Primary Resources Industries | 5.8425 | 1.0491 | 5.5691 | 0 | 0 | 0.00017896
Residential | CFL-23W | New | Manufactured Home | 4.006 | 0.65022 | 6.161 | 0 | 0 | 0 | [10 empty] | Industrial | Efficient Lighting - Exterior | Turnover | Primary Resources Industries | 5.8425 | 1.0491 | 5.5691 | 0 | 0 | 0.010883
Residential | LED - 14W | Turnover | Single Family | 4.9869 | 0.6423 | 7.7642 | 3.411 | 3.5814 | 38.7789 | [10 empty] | Industrial | Efficient Lighting - Exterior | New | Stone/Clay/Glass/Concrete | 5.8425 | 1.0491 | 5.5691 | 0 | 0 | 4.2424e-05
Residential | LED - 14W | Turnover | Multi-Family | 4.9869 | 0.6423 | 7.7642 | 2.5583 | 2.686 | 29.0839 | [10 empty] | Industrial | Efficient Lighting - Exterior | Turnover | Stone/Clay/Glass/Concrete | 5.8425 | 1.0491 | 5.5691 | 0 | 0 | 0.0025799
Residential | LED - 14W | Turnover | Manufactured Home | 4.9869 | 0.6423 | 7.7642 | 0.040444 | 0.042464 | 0.4598 | [10 empty] | Industrial | Efficient Lighting - Exterior | New | Textiles and Leather | 5.8425 | 1.0491 | 5.5691 | 0 | 0 | 3.1562e-05
Residential | LED - 14W | New | Single Family | 4.9869 | 0.6423 | 7.7642 | 0.10151 | 0.10658 | 1.1541 | [10 empty] | Industrial | Efficient Lighting - Exterior | Turnover | Textiles and Leather | 5.8425 | 1.0491 | 5.5691 | 0 | 0 | 0.0019194
Residential | LED - 14W | New | Multi-Family | 4.9869 | 0.6423 | 7.7642 | 0.076134 | 0.079936 | 0.86554 | [10 empty] | Industrial | Efficient Lighting - Exterior | New | Transportation Equipment | 5.8425 | 1.0491 | 5.5691 | 0 | 0 | 0.00012874
Residential | LED - 14W | New | Manufactured Home | 4.9869 | 0.6423 | 7.7642 | 0.0012036 | 0.0012637 | 0.013684 | [10 empty] | Industrial | Efficient Lighting - Exterior | Turnover | Transportation Equipment | 5.8425 | 1.0491 | 5.5691 | 0 | 0 | 0.0078292
Residential | LED - 9W | Turnover | Single Family | 4.3947 | 0.6423 | 6.8422 | 0 | 0 | 0 | [10 empty] | Industrial | Efficient Lighting - Exterior | New | Water and Wastewater | 5.8425 | 1.0491 | 5.5691 | 0 | 0 | 5.9719e-07
Residential | LED - 9W | Turnover | Multi-Family | 4.3947 | 0.6423 | 6.8422 | 0 | 0 | 0 | [10 empty] | Industrial | Efficient Lighting - Exterior | Turnover | Water and Wastewater | 5.8425 | 1.0491 | 5.5691 | 0 | 0 | 3.6317e-05
Residential | LED - 9W | Turnover | Manufactured Home | 4.3947 | 0.6423 | 6.8422 | 0 | 0 | 0
Residential | LED - 9W | New | Single Family | 4.3947 | 0.6423 | 6.8422 | 0 | 0 | 0
Residential | LED - 9W | New | Multi-Family | 4.3947 | 0.6423 | 6.8422 | 0 | 0 | 0
Residential | LED - 9W | New | Manufactured Home | 4.3947 | 0.6423 | 6.8422 | 0 | 0 | 0
Residential | Linear LED | Turnover | Single Family | 5.8492 | 0.73522 | 7.9558 | 0 | 5.9166e-07 | 10.1574
Residential | Linear LED | Turnover | Multi-Family | 5.8492 | 0.73522 | 7.9558 | 0 | 4.4374e-07 | 7.618
Residential | Linear LED | Turnover | Manufactured Home | 5.8492 | 0.73522 | 7.9558 | 0 | 7.0152e-09 | 0.12044
Residential | Linear LED | New | Single Family | 5.8492 | 0.73522 | 7.9558 | 0 | 1.7608e-08 | 0.30229
Residential | Linear LED | New | Multi-Family | 5.8492 | 0.73522 | 7.9558 | 0 | 1.3206e-08 | 0.22671
Residential | Linear LED | New | Manufactured Home | 5.8492 | 0.73522 | 7.9558 | 0 | 2.0877e-10 | 0.0035842
Residential | Faucet Aerator | New | Single Family | 4.4927 | 0.65242 | 6.8863 | 0.00081792 | 0.0017606 | 0.0090808
Residential | Faucet Aerator | New | Multi-Family | 3.5316 | 0.65242 | 5.4131 | 0.0007349 | 0.001582 | 0.0081592
Residential | Faucet Aerator | New | Manufactured Home | 3.5034 | 0.65242 | 5.3699 | 7.8856e-06 | 1.6975e-05 | 8.7549e-05
Residential | Hot Water Pipe Insulation | Existing | Single Family | 5.5402 | 0.64427 | 8.5992 | 0.024686 | 0.053138 | 0.27407
Residential | Hot Water Pipe Insulation | Existing | Multi-Family | 4.747 | 0.64427 | 7.3679 | 0.31593 | 0.68006 | 3.5075
Residential | Hot Water Pipe Insulation | New | Single Family | 5.5402 | 0.64427 | 8.5992 | 0.0042446 | 0.009137 | 0.047125
Residential | Hot Water Pipe Insulation | New | Multi-Family | 4.747 | 0.64427 | 7.3679 | 0.0041787 | 0.008995 | 0.046393
Residential | Water Heater Blanket | New | Single Family | 3.9095 | 0.66737 | 5.858 | 0.00099329 | 0.0021381 | 0.011028
Residential | Water Heater Blanket | New | Multi-Family | 3.9095 | 0.66737 | 5.858 | 0.0008688 | 0.0018702 | 0.0096457
Residential | Water Heater Blanket | New | Manufactured Home | 3.9095 | 0.66737 | 5.858 | 9.3842e-06 | 2.02e-05 | 0.00010419
Residential | Smart Power Strip | Existing | Single Family | 1.4439 | 0.55282 | 2.6119 | 0.02274 | 0.017744 | 0.20644
Residential | Smart Power Strip | Existing | Multi-Family | 1.4439 | 0.55282 | 2.6119 | 0.13193 | 0.10294 | 1.1977
Residential | Smart Power Strip | Existing | Manufactured Home | 1.4439 | 0.55282 | 2.6119 | 0.001306 | 0.0010191 | 0.011857
Residential | Smart Power Strip | New | Single Family | 1.4439 | 0.55282 | 2.6119 | 0.00067674 | 0.00052806 | 0.0061438
Residential | Smart Power Strip | New | Multi-Family | 1.4439 | 0.55282 | 2.6119 | 0.0039261 | 0.0030635 | 0.035643
Residential | Smart Power Strip | New | Manufactured Home | 1.4439 | 0.55282 | 2.6119 | 3.8868e-05 | 3.0328e-05 | 0.00035286
Commercial | Energy Star Commercial Oven | Turnover | Assembly | 3.6228 | 0.70592 | 5.132 | 0 | 0 | 0
Commercial | Energy Star Commercial Oven | Turnover | College and University | 3.6228 | 0.70592 | 5.132 | 8.9077e-05 | 4.6613e-05 | 0.00054854
Commercial | Energy Star Commercial Oven | Turnover | Grocery | 3.6228 | 0.70592 | 5.132 | 0 | 0 | 0
Commercial | Energy Star Commercial Oven | Turnover | Healthcare | 3.6228 | 0.70592 | 5.132 | 0.00089906 | 0.00047047 | 0.0055365
Commercial | Energy Star Commercial Oven | Turnover | Hospitals | 3.6228 | 0.70592 | 5.132 | 0.0020653 | 0.0010807 | 0.012718
Commercial | Energy Star Commercial Oven | Turnover | Institutional | 3.6228 | 0.70592 | 5.132 | 0 | 0 | 0
Commercial | Energy Star Commercial Oven | Turnover | Lodging/Hospitality | 3.6228 | 0.70592 | 5.132 | 0.042943 | 0.022472 | 0.26445
Commercial | Energy Star Commercial Oven | Turnover | Miscellaneous | 3.6228 | 0.70592 | 5.132 | 0 | 0 | 0
Commercial | Energy Star Commercial Oven | Turnover | Offices | 3.6228 | 0.70592 | 5.132 | 0 | 0 | 0
Commercial | Energy Star Commercial Oven | Turnover | Restaurants | 3.6228 | 0.70592 | 5.132 | 0.051675 | 0.027041 | 0.31822
Commercial | Energy Star Commercial Oven | Turnover | Retail | 3.6228 | 0.70592 | 5.132 | 0 | 0 | 0
Commercial | Energy Star Commercial Oven | Turnover | Schools K-12 | 3.6228 | 0.70592 | 5.132 | 0.0029778 | 0.0015582 | 0.018337
Commercial | Energy Star Commercial Oven | Turnover | Warehouse | 3.6228 | 0.70592 | 5.132 | 0 | 0 | 0
Commercial | Energy Star Commercial Oven | New | Assembly | 3.6228 | 0.70592 | 5.132 | 0 | 0 | 0
Commercial | Energy Star Commercial Oven | New | College and University | 3.6228 | 0.70592 | 5.132 | 2.0504e-06 | 1.0729e-06 | 1.2626e-05
Commercial | Energy Star Commercial Oven | New | Grocery | 3.6228 | 0.70592 | 5.132 | 0 | 0 | 0
Commercial | Energy Star Commercial Oven | New | Healthcare | 3.6228 | 0.70592 | 5.132 | 2.0694e-05 | 1.0829e-05 | 0.00012744
Commercial | Energy Star Commercial Oven | New | Hospitals | 3.6228 | 0.70592 | 5.132 | 4.7539e-05 | 2.4877e-05 | 0.00029275
Commercial | Energy Star Commercial Oven | New | Institutional | 3.6228 | 0.70592 | 5.132 | 0 | 0 | 0
Commercial | Energy Star Commercial Oven | New | Lodging/Hospitality | 3.6228 | 0.70592 | 5.132 | 0.00098845 | 0.00051725 | 0.006087
Commercial | Energy Star Commercial Oven | New | Miscellaneous | 3.6228 | 0.70592 | 5.132 | 0 | 0 | 0
Commercial | Energy Star Commercial Oven | New | Offices | 3.6228 | 0.70592 | 5.132 | 0 | 0 | 0
Commercial | Energy Star Commercial Oven | New | Restaurants | 3.6228 | 0.70592 | 5.132 | 0.0011894 | 0.00062243 | 0.0073247
Commercial | Energy Star Commercial Oven | New | Retail | 3.6228 | 0.70592 | 5.132 | 0 | 0 | 0
Commercial | Energy Star Commercial Oven | New | Schools K-12 | 3.6228 | 0.70592 | 5.132 | 6.8542e-05 | 3.5867e-05 | 0.00042209
Commercial | Energy Star Commercial Oven | New | Warehouse | 3.6228 | 0.70592 | 5.132 | 0 | 0 | 0
Commercial | Heat Pump Water Heater | Turnover | Grocery | 4.774 | 0.65585 | 7.2792 | 0.024409 | 0.12805 | 0.3479
Commercial | Heat Pump Water Heater | Turnover | Healthcare | 3.3106 | 0.67856 | 4.8788 | 0.059794 | 0.03977 | 0.35382
Commercial | Heat Pump Water Heater | Turnover | Restaurants | 3.9784 | 0.65585 | 6.066 | 0.24436 | 1.282 | 3.483
Commercial | Heat Pump Water Heater | Turnover | Retail | 4.7263 | 0.65585 | 7.2064 | 0.0316 | 0.16578 | 0.45041
Commercial | Heat Pump Water Heater | Turnover | Warehouse | 4.9659 | 0.67856 | 7.3182 | 0.10711 | 0.071239 | 0.63379
Commercial | Heat Pump Water Heater | New | Grocery | 4.774 | 0.65585 | 7.2792 | 0.00055141 | 0.0028928 | 0.0078594
Commercial | Heat Pump Water Heater | New | Healthcare | 3.3106 | 0.67856 | 4.8788 | 0.0013379 | 0.00088989 | 0.0079171
Commercial | Heat Pump Water Heater | New | Restaurants | 3.9784 | 0.65585 | 6.066 | 0.0054994 | 0.028851 | 0.078385
Commercial | Heat Pump Water Heater | New | Retail | 4.7263 | 0.65585 | 7.2064 | 0.00071374 | 0.0037444 | 0.010173
Commercial | Heat Pump Water Heater | New | Warehouse | 4.9659 | 0.67856 | 7.3182 | 0.0024654 | 0.0016398 | 0.014589
Commercial | LED Street Lights | Turnover | Assembly | 5.4707 | 0.61712 | 8.8649 | 0 | 0 | 0
Commercial | LED Street Lights | Turnover | College and University | 5.4707 | 0.61712 | 8.8649 | 0 | 0 | 0
Commercial | LED Street Lights | Turnover | Grocery | 5.4707 | 0.61712 | 8.8649 | 0 | 0 | 0
Commercial | LED Street Lights | Turnover | Healthcare | 5.4707 | 0.61712 | 8.8649 | 0 | 0 | 0
Commercial | LED Street Lights | Turnover | Hospitals | 5.4707 | 0.61712 | 8.8649 | 0 | 0 | 0
Commercial | LED Street Lights | Turnover | Institutional | 5.4707 | 0.61712 | 8.8649 | 0 | 0 | 0
Commercial | LED Street Lights | Turnover | Lodging/Hospitality | 5.4707 | 0.61712 | 8.8649 | 0 | 0 | 0
Commercial | LED Street Lights | Turnover | Miscellaneous | 5.4707 | 0.61712 | 8.8649 | 0 | 0 | 0
Commercial | LED Street Lights | Turnover | Offices | 5.4707 | 0.61712 | 8.8649 | 0 | 0 | 0
Commercial | LED Street Lights | Turnover | Restaurants | 5.4707 | 0.61712 | 8.8649 | 0 | 0 | 0
Commercial | LED Street Lights | Turnover | Retail | 5.4707 | 0.61712 | 8.8649 | 0 | 0 | 0
Commercial | LED Street Lights | Turnover | Schools K-12 | 5.4707 | 0.61712 | 8.8649 | 0 | 0 | 0
Commercial | LED Street Lights | Turnover | Warehouse | 5.4707 | 0.61712 | 8.8649 | 0 | 0 | 0
Commercial | LED Street Lights | New | Assembly | 5.4707 | 0.61712 | 8.8649 | 0 | 0 | 0
Commercial | LED Street Lights | New | College and University | 5.4707 | 0.61712 | 8.8649 | 0 | 0 | 0
Commercial | LED Street Lights | New | Grocery | 5.4707 | 0.61712 | 8.8649 | 0 | 0 | 0
Commercial | LED Street Lights | New | Healthcare | 5.4707 | 0.61712 | 8.8649 | 0 | 0 | 0
Commercial | LED Street Lights | New | Hospitals | 5.4707 | 0.61712 | 8.8649 | 0 | 0 | 0
Commercial | LED Street Lights | New | Institutional | 5.4707 | 0.61712 | 8.8649 | 0 | 0 | 0
Commercial | LED Street Lights | New | Lodging/Hospitality | 5.4707 | 0.61712 | 8.8649 | 0 | 0 | 0
Commercial | LED Street Lights | New | Miscellaneous | 5.4707 | 0.61712 | 8.8649 | 0 | 0 | 0
Commercial | LED Street Lights | New | Offices | 5.4707 | 0.61712 | 8.8649 | 0 | 0 | 0
Commercial | LED Street Lights | New | Restaurants | 5.4707 | 0.61712 | 8.8649 | 0 | 0 | 0
Commercial | LED Street Lights | New | Retail | 5.4707 | 0.61712 | 8.8649 | 0 | 0 | 0
Commercial | LED Street Lights | New | Schools K-12 | 5.4707 | 0.61712 | 8.8649 | 0 | 0 | 0
Commercial | LED Street Lights | New | Warehouse | 5.4707 | 0.61712 | 8.8649 | 0 | 0 | 0
Commercial | High Efficiency PTAC | Turnover | Assembly | 4.6066 | 0.6853 | 6.7221 | 0 | 0 | 0
Commercial | High Efficiency PTAC | Turnover | College and University | 5.0845 | 0.68954 | 7.3737 | 0 | 0 | 0
Commercial | High Efficiency PTAC | Turnover | Lodging/Hospitality | 7.6095 | 0.6853 | 11.104 | 0 | 0 | 0
Commercial | High Efficiency PTAC | Turnover | Offices | 5.4647 | 0.72553 | 7.532 | 0.080158 | 0 | 0.2048
Commercial | High Efficiency PTAC | Turnover | Restaurants | 7.465 | 0.6853 | 10.8932 | 0 | 0 | 0
Commercial | High Efficiency PTAC | Turnover | Retail | 5.8508 | 0.6853 | 8.5376 | 0 | 0 | 0
Commercial | High Efficiency PTAC | Turnover | Schools K-12 | 5.086 | 0.6853 | 7.4215 | 0 | 0 | 0
Commercial | High Efficiency PTAC | New | Assembly | 4.6066 | 0.6853 | 6.7221 | 0 | 0 | 0
Commercial | High Efficiency PTAC | New | College and University | 5.0845 | 0.68954 | 7.3737 | 0 | 0 | 0
Commercial | High Efficiency PTAC | New | Lodging/Hospitality | 7.6095 | 0.6853 | 11.104 | 0 | 0 | 0
Commercial | High Efficiency PTAC | New | Offices | 5.4647 | 0.72553 | 7.532 | 0.0018451 | 0 | 0.004714
Commercial | High Efficiency PTAC | New | Restaurants | 7.465 | 0.6853 | 10.8932 | 0 | 0 | 0
Commercial | High Efficiency PTAC | New | Retail | 5.8508 | 0.6853 | 8.5376 | 0 | 0 | 0
Commercial | High Efficiency PTAC | New | Schools K-12 | 5.086 | 0.6853 | 7.4215 | 0 | 0 | 0
Commercial | High Efficiency PTHP | Turnover | Assembly | 4.6645 | 0.6853 | 6.8066 | 0.0055472 | 2.6057e-06 | 0.025462
Commercial | High Efficiency PTHP | Turnover | College and University | 5.1394 | 0.68921 | 7.4569 | 0.00020366 | 1.5605e-05 | 0.00089725
Commercial | High Efficiency PTHP | Turnover | Lodging/Hospitality | 7.6707 | 0.6853 | 11.1933 | 0 | 3.62e-05 | 0.19878
Commercial | High Efficiency PTHP | Turnover | Offices | 5.2185 | 0.6853 | 7.6149 | 0 | 0 | 0
Commercial | High Efficiency PTHP | Turnover | Restaurants | 7.6787 | 0.6853 | 11.205 | 0.0054455 | 8.8309e-06 | 0.059441
Commercial | High Efficiency PTHP | Turnover | Retail | 5.9848 | 0.6853 | 8.7331 | 0.00061316 | 6.7819e-06 | 0.038474
Commercial | High Efficiency PTHP | Turnover | Schools K-12 | 5.2093 | 0.6853 | 7.6015 | 0.00080979 | 9.2981e-06 | 0.052687
Commercial | High Efficiency PTHP | New | Assembly | 4.6645 | 0.6853 | 6.8066 | 0.00012781 | 6.0036e-08 | 0.00058664
Commercial | High Efficiency PTHP | New | College and University | 5.1394 | 0.68921 | 7.4569 | 4.6878e-06 | 3.592e-07 | 2.0653e-05
Commercial | High Efficiency PTHP | New | Lodging/Hospitality | 7.6707 | 0.6853 | 11.1933 | 0 | 8.3324e-07 | 0.0045756
Commercial | High Efficiency PTHP | New | Offices | 5.2185 | 0.6853 | 7.6149 | 0 | 0 | 0
Commercial | High Efficiency PTHP | New | Restaurants | 7.6787 | 0.6853 | 11.205 | 0.00012534 | 2.0327e-07 | 0.0013682
Commercial | High Efficiency PTHP | New | Retail | 5.9848 | 0.6853 | 8.7331 | 1.4114e-05 | 1.5611e-07 | 0.0008856
Commercial | High Efficiency PTHP | New | Schools K-12 | 5.2093 | 0.6853 | 7.6015 | 1.864e-05 | 2.1402e-07 | 0.0012127
Commercial | High Bay Fluorescent (T5) | Turnover | Assembly | 4.3514 | 0.67224 | 6.473 | 0.33868 | 0.33229 | 1.8314
Commercial | High Bay Fluorescent (T5) | Turnover | College and University | 6.6693 | 0.67224 | 9.921 | 0 | 0 | 0
Commercial | High Bay Fluorescent (T5) | Turnover | Institutional | 4.9914 | 0.67224 | 7.425 | 0 | 0 | 0
Commercial | High Bay Fluorescent (T5) | Turnover | Lodging/Hospitality | 5.6798 | 0.67224 | 8.4491 | 0 | 0 | 0
Commercial | High Bay Fluorescent (T5) | Turnover | Miscellaneous | 6.6693 | 0.67224 | 9.921 | 0 | 0 | 0
Commercial | High Bay Fluorescent (T5) | Turnover | Offices | 4.9218 | 0.67224 | 7.3215 | 0 | 0 | 0
Commercial | High Bay Fluorescent (T5) | Turnover | Restaurants | 5.0791 | 0.67224 | 7.5555 | 0 | 0 | 0
Commercial | High Bay Fluorescent (T5) | Turnover | Warehouse | 5.7857 | 0.67224 | 8.6066 | 9.4369 | 9.2587 | 51.0296
Commercial | High Bay Fluorescent (T5) | New | Assembly | 4.3514 | 0.67224 | 6.473 | 0 | 0 | 0
Commercial | High Bay Fluorescent (T5) | New | College and University | 6.6693 | 0.67224 | 9.921 | 0 | 0 | 0
Commercial | High Bay Fluorescent (T5) | New | Institutional | 4.9914 | 0.67224 | 7.425 | 0 | 0 | 0
Commercial | High Bay Fluorescent (T5) | New | Lodging/Hospitality | 5.6798 | 0.67224 | 8.4491 | 0 | 0 | 0
Commercial | High Bay Fluorescent (T5) | New | Miscellaneous | 6.6693 | 0.67224 | 9.921 | 0 | 0 | 0
Commercial | High Bay Fluorescent (T5) | New | Offices | 4.9218 | 0.67224 | 7.3215 | 0 | 0 | 0
Commercial | High Bay Fluorescent (T5) | New | Restaurants | 5.0791 | 0.67224 | 7.5555 | 0 | 0 | 0
Commercial | High Bay Fluorescent (T5) | New | Warehouse | 5.7857 | 0.67224 | 8.6066 | 0 | 0 | 0
Commercial | High Bay LED | Turnover | College and University | 4.5207 | 0.67224 | 6.7249 | 0 | 0 | 0
Commercial | High Bay LED | Turnover | Grocery | 5.6858 | 0.67224 | 8.458 | 0 | 0 | 0
Commercial | High Bay LED | Turnover | Healthcare | 5.1566 | 0.67224 | 7.6708 | 0 | 0 | 0
Commercial | High Bay LED | Turnover | Hospitals | 6.9759 | 0.67224 | 10.3772 | 0 | 0 | 0
Commercial | High Bay LED | Turnover | Lodging/Hospitality | 3.85 | 0.67224 | 5.7271 | 0 | 0 | 0
Commercial | High Bay LED | Turnover | Miscellaneous | 4.5207 | 0.67224 | 6.7249 | 0 | 0 | 0
Commercial | High Bay LED | Turnover | Retail | 5.1115 | 0.67224 | 7.6036 | 6.4128 | 6.2917 | 34.677
Commercial | High Bay LED | Turnover | Warehouse | 3.9218 | 0.67224 | 5.8339 | 0 | 0 | 0
Commercial | High Bay LED | New | College and University | 4.5207 | 0.67224 | 6.7249 | 0 | 0 | 0
Commercial | High Bay LED | New | Grocery | 5.6858 | 0.67224 | 8.458 | 0 | 0 | 0
Commercial | High Bay LED | New | Healthcare | 5.1566 | 0.67224 | 7.6708 | 0 | 0 | 0
Commercial | High Bay LED | New | Hospitals | 6.9759 | 0.67224 | 10.3772 | 0 | 0 | 0
Commercial | High Bay LED | New | Lodging/Hospitality | 3.85 | 0.67224 | 5.7271 | 0 | 0 | 0
Commercial | High Bay LED | New | Miscellaneous | 4.5207 | 0.67224 | 6.7249 | 0 | 0 | 0
Commercial | High Bay LED | New | Retail | 5.1115 | 0.67224 | 7.6036 | 0 | 0 | 0
Commercial | High Bay LED | New | Warehouse | 3.9218 | 0.67224 | 5.8339 | 0 | 0 | 0
Commercial | LED Display Lighting (Interior) | Turnover | Assembly | 5.973 | 0.68606 | 8.7062 | 4.7313e-05 | 1.0688e-05 | 0.00019267
Commercial | LED Display Lighting (Interior) | Turnover | Institutional | 6.8515 | 0.68606 | 9.9867 | 0.00098122 | 0.00022166 | 0.0039957
Commercial | LED Display Lighting (Interior) | Turnover | Offices | 6.756 | 0.68606 | 9.8474 | 2.6058e-05 | 5.8866e-06 | 0.00010612
Commercial | LED Display Lighting (Interior) | Turnover | Restaurants | 7.2827 | 0.71676 | 10.1606 | 1.433e-05 | 1.0318e-09 | 5.9081e-05
Commercial | LED Display Lighting (Interior) | Turnover | Schools K-12 | 4.9408 | 0.68606 | 7.2017 | 0.00028845 | 6.5162e-05 | 0.0011746
Commercial | LED Display Lighting (Interior) | New | Assembly | 5.973 | 0.68606 | 8.7062 | 0 | 0 | 0
Commercial | LED Display Lighting (Interior) | New | Institutional | 6.8515 | 0.68606 | 9.9867 | 0 | 0 | 0
Commercial | LED Display Lighting (Interior) | New | Offices | 6.756 | 0.68606 | 9.8474 | 0 | 0 | 0
Commercial | LED Display Lighting (Interior) | New | Restaurants | 7.2827 | 0.71676 | 10.1606 | 0 | 0 | 0
Commercial | LED Display Lighting (Interior) | New | Schools K-12 | 4.9408 | 0.68606 | 7.2017 | 0 | 0 | 0
Commercial | LED Linear - Lamp Replacement | Turnover | Assembly | 7.3998 | 0.6856 | 10.7932 | 0.049499 | 0.011365 | 0.20492
Commercial | LED Linear - Lamp Replacement | Turnover | Schools K-12 | 6.1211 | 0.6856 | 8.928 | 0.32664 | 0.074996 | 1.3522
Commercial | LED Linear - Lamp Replacement | New | Assembly | 7.3998 | 0.6856 | 10.7932 | 0 | 0 | 0
Commercial | LED Linear - Lamp Replacement | New | Schools K-12 | 6.1211 | 0.6856 | 8.928 | 0 | 0 | 0
Commercial | ENERGY STAR Water Cooler | Turnover | Assembly | 3.705 | 0.6866 | 5.3961 | 0 | 0 | 0
Commercial | ENERGY STAR Water Cooler | Turnover | College and University | 3.705 | 0.6866 | 5.3961 | 0 | 0 | 0
Commercial | ENERGY STAR Water Cooler | Turnover | Grocery | 3.705 | 0.6866 | 5.3961 | 0 | 0 | 0
Commercial | ENERGY STAR Water Cooler | Turnover | Healthcare | 3.705 | 0.6866 | 5.3961 | 0 | 0 | 0
Commercial | ENERGY STAR Water Cooler | Turnover | Hospitals | 3.705 | 0.6866 | 5.3961 | 0 | 0 | 0
Commercial | ENERGY STAR Water Cooler | Turnover | Institutional | 3.705 | 0.6866 | 5.3961 | 0.45954 | 0.45954 | 2.6423
Commercial | ENERGY STAR Water Cooler | Turnover | Lodging/Hospitality | 3.705 | 0.6866 | 5.3961 | 0 | 0 | 0
Commercial | ENERGY STAR Water Cooler | Turnover | Miscellaneous | 3.705 | 0.6866 | 5.3961 | 0 | 0 | 0
Commercial | ENERGY STAR Water Cooler | Turnover | Offices | 3.705 | 0.6866 | 5.3961 | 0.53101 | 0.53101 | 3.0533
Commercial | ENERGY STAR Water Cooler | Turnover | Restaurants | 3.705 | 0.6866 | 5.3961 | 0 | 0 | 0
Commercial | ENERGY STAR Water Cooler | Turnover | Retail | 3.705 | 0.6866 | 5.3961 | 0 | 0 | 0
Commercial | ENERGY STAR Water Cooler | Turnover | Schools K-12 | 3.705 | 0.6866 | 5.3961 | 0 | 0 | 0
Commercial | ENERGY STAR Water Cooler | Turnover | Warehouse | 3.705 | 0.6866 | 5.3961 | 0 | 0 | 0
Commercial | ENERGY STAR Water Cooler | New | Assembly | 3.705 | 0.6866 | 5.3961 | 0 | 0 | 0
Commercial | ENERGY STAR Water Cooler | New | College and University | 3.705 | 0.6866 | 5.3961 | 0 | 0 | 0
Commercial | ENERGY STAR Water Cooler | New | Grocery | 3.705 | 0.6866 | 5.3961 | 0 | 0 | 0
Commercial | ENERGY STAR Water Cooler | New | Healthcare | 3.705 | 0.6866 | 5.3961 | 0 | 0 | 0
Commercial | ENERGY STAR Water Cooler | New | Hospitals | 3.705 | 0.6866 | 5.3961 | 0 | 0 | 0
Commercial | ENERGY STAR Water Cooler | New | Institutional | 3.705 | 0.6866 | 5.3961 | 0.010578 | 0.010578 | 0.06082
Commercial | ENERGY STAR Water Cooler | New | Lodging/Hospitality | 3.705 | 0.6866 | 5.3961 | 0 | 0 | 0
Commercial | ENERGY STAR Water Cooler | New | Miscellaneous | 3.705 | 0.6866 | 5.3961 | 0 | 0 | 0
Commercial | ENERGY STAR Water Cooler | New | Offices | 3.705 | 0.6866 | 5.3961 | 0.020371 | 0.020371 | 0.11713
Commercial | ENERGY STAR Water Cooler | New | Restaurants | 3.705 | 0.6866 | 5.3961 | 0 | 0 | 0
Commercial | ENERGY STAR Water Cooler | New | Retail | 3.705 | 0.6866 | 5.3961 | 0 | 0 | 0
Commercial | ENERGY STAR Water Cooler | New | Schools K-12 | 3.705 | 0.6866 | 5.3961 | 0 | 0 | 0
Commercial | ENERGY STAR Water Cooler | New | Warehouse | 3.705 | 0.6866 | 5.3961 | 0 | 0 | 0
Commercial | Two Speed Pool Pump | Turnover | Assembly | 4.6516 | 0.64073 | 7.2598 | 0.00076074 | 0.00011808 | 0.0032325
Commercial | Two Speed Pool Pump | Turnover | College and University | 4.6516 | 0.64073 | 7.2598 | 0 | 0 | 0
Commercial | Two Speed Pool Pump | Turnover | Grocery | 4.6516 | 0.64073 | 7.2598 | 0 | 0 | 0
Commercial | Two Speed Pool Pump | Turnover | Healthcare | 4.6516 | 0.64073 | 7.2598 | 0 | 0 | 0
Commercial | Two Speed Pool Pump | Turnover | Hospitals | 4.6516 | 0.64073 | 7.2598 | 0 | 0 | 0
Commercial | Two Speed Pool Pump | Turnover | Institutional | 4.6516 | 0.64073 | 7.2598 | 0 | 0 | 0
Commercial | Two Speed Pool Pump | Turnover | Lodging/Hospitality | 4.6516 | 0.64073 | 7.2598 | 0.38175 | 0.059255 | 1.6221
Commercial | Two Speed Pool Pump | Turnover | Miscellaneous | 4.6516 | 0.64073 | 7.2598 | 0 | 0 | 0
Commercial | Two Speed Pool Pump | Turnover | Offices | 4.6516 | 0.64073 | 7.2598 | 0 | 0 | 0
Commercial | Two Speed Pool Pump | Turnover | Restaurants | 4.6516 | 0.64073 | 7.2598 | 0 | 0 | 0
Commercial | Two Speed Pool Pump | Turnover | Retail | 4.6516 | 0.64073 | 7.2598 | 0 | 0 | 0
Commercial | Two Speed Pool Pump | Turnover | Schools K-12 | 4.6516 | 0.64073 | 7.2598 | 0 | 0 | 0
Commercial | Two Speed Pool Pump | Turnover | Warehouse | 4.6516 | 0.64073 | 7.2598 | 0 | 0 | 0
Commercial | Two Speed Pool Pump | New | Assembly | 4.6516 | 0.64073 | 7.2598 | 1.7528e-05 | 2.7207e-06 | 7.4478e-05
Commercial | Two Speed Pool Pump | New | College and University | 4.6516 | 0.64073 | 7.2598 | 0 | 0 | 0
Commercial | Two Speed Pool Pump | New | Grocery | 4.6516 | 0.64073 | 7.2598 | 0 | 0 | 0
Commercial | Two Speed Pool Pump | New | Healthcare | 4.6516 | 0.64073 | 7.2598 | 0 | 0 | 0
Commercial | Two Speed Pool Pump | New | Hospitals | 4.6516 | 0.64073 | 7.2598 | 0 | 0 | 0
Commercial | Two Speed Pool Pump | New | Institutional | 4.6516 | 0.64073 | 7.2598 | 0 | 0 | 0
Commercial | Two Speed Pool Pump | New | Lodging/Hospitality | 4.6516 | 0.64073 | 7.2598 | 0.008787 | 0.0013639 | 0.037338
Commercial | Two Speed Pool Pump | New | Miscellaneous | 4.6516 | 0.64073 | 7.2598 | 0 | 0 | 0
Commercial | Two Speed Pool Pump | New | Offices | 4.6516 | 0.64073 | 7.2598 | 0 | 0 | 0
Commercial | Two Speed Pool Pump | New | Restaurants | 4.6516 | 0.64073 | 7.2598 | 0 | 0 | 0
Commercial | Two Speed Pool Pump | New | Retail | 4.6516 | 0.64073 | 7.2598 | 0 | 0 | 0
Commercial | Two Speed Pool Pump | New | Schools K-12 | 4.6516 | 0.64073 | 7.2598 | 0 | 0 | 0
Commercial | Two Speed Pool Pump | New | Warehouse | 4.6516 | 0.64073 | 7.2598 | 0 | 0 | 0
Commercial | Energy Star PCs | Turnover | Assembly | 1.4302 | 0.60062 | 2.3812 | 0.0015976 | 0 | 0.011218
Commercial | Energy Star PCs | Turnover | College and University | 1.3836 | 0.57952 | 2.3876 | 0.014067 | 0.014067 | 0.073302
Commercial | Energy Star PCs | Turnover | Grocery | 1.3653 | 0.57336 | 2.3812 | 0.028727 | 0.011143 | 0.20171
Commercial | Energy Star PCs | Turnover | Healthcare | 1.3653 | 0.57336 | 2.3812 | 0.010514 | 0.0040783 | 0.073828
Commercial | Energy Star PCs | Turnover | Hospitals | 1.3836 | 0.57952 | 2.3876 | 0.0095329 | 0.0095329 | 0.049675
Commercial | Energy Star PCs | Turnover | Institutional | 1.4302 | 0.60062 | 2.3812 | 0.042345 | 0 | 0.29733
Commercial | Energy Star PCs | Turnover | Lodging/Hospitality | 1.3653 | 0.57336 | 2.3812 | 0.32833 | 0.12735 | 2.3054
Commercial | Energy Star PCs | Turnover | Miscellaneous | 1.4302 | 0.60062 | 2.3812 | 0.0031595 | 0 | 0.022185
Commercial | Energy Star PCs | Turnover | Offices | 1.3653 | 0.57336 | 2.3812 | 0.085607 | 0.033205 | 0.6011
Commercial | Energy Star PCs | Turnover | Restaurants | 1.4302 | 0.60062 | 2.3812 | 0.035317 | 0 | 0.24798
Commercial | Energy Star PCs | Turnover | Retail | 1.3653 | 0.57336 | 2.3812 | 0.046259 | 0.017943 | 0.32481
Commercial | Energy Star PCs | Turnover | Schools K-12 | 1.3653 | 0.57336 | 2.3812 | 0.027055 | 0.010494 | 0.18997
Commercial | Energy Star PCs | Turnover | Warehouse | 1.4302 | 0.60062 | 2.3812 | 0.015434 | 0 | 0.10837
Commercial | Energy Star PCs | New | Assembly | 1.4302 | 0.60062 | 2.3812 | 3.6809e-05 | 0 | 0.00025846
Commercial | Energy Star PCs | New | College and University | 1.3836 | 0.57952 | 2.3876 | 0.00032379 | 0.00032379 | 0.0016873
Commercial | Energy Star PCs | New | Grocery | 1.3653 | 0.57336 | 2.3812 | 0.00066125 | 0.00025648 | 0.004643
Commercial | Energy Star PCs | New | Healthcare | 1.3653 | 0.57336 | 2.3812 | 0.00024202 | 9.3874e-05 | 0.0016994
Commercial | Energy Star PCs | New | Hospitals | 1.3836 | 0.57952 | 2.3876 | 0.00021943 | 0.00021943 | 0.0011434
Commercial | Energy Star PCs | New | Institutional | 1.4302 | 0.60062 | 2.3812 | 0.00097469 | 0 | 0.0068438
Commercial | Energy Star PCs | New | Lodging/Hospitality | 1.3653 | 0.57336 | 2.3812 | 0.0075574 | 0.0029314 | 0.053065
Commercial | Energy Star PCs | New | Miscellaneous | 1.4302 | 0.60062 | 2.3812 | 7.2725e-05 | 0 | 0.00051064
Commercial | Energy Star PCs | New | Offices | 1.3653 | 0.57336 | 2.3812 | 0.0019705 | 0.00076431 | 0.013836
Commercial | Energy Star PCs | New | Restaurants | 1.4302 | 0.60062 | 2.3812 | 0.00081293 | 0 | 0.005708
Commercial | Energy Star PCs | New | Retail | 1.3653 | 0.57336 | 2.3812 | 0.0010648 | 0.00041301 | 0.0074765
Commercial | Energy Star PCs | New | Schools K-12 | 1.3653 | 0.57336 | 2.3812 | 0.00062275 | 0.00024155 | 0.0043727
Commercial | Energy Star PCs | New | Warehouse | 1.4302 | 0.60062 | 2.3812 | 0.00035527 | 0 | 0.0024945
Commercial | Energy Star Commercial Glass Door Refrigerator | Turnover | Assembly | 3.6086 | 0.66871 | 5.3964 | 0 | 0 | 0
Commercial | Energy Star Commercial Glass Door Refrigerator | Turnover | College and University | 3.551 | 0.65862 | 5.3917 | 0 | 0 | 0
Commercial | Energy Star Commercial Glass Door Refrigerator | Turnover | Grocery | 3.6086 | 0.66871 | 5.3964 | 0.4052 | 0.13937 | 2.7746
Commercial | Energy Star Commercial Glass Door Refrigerator | Turnover | Healthcare | 3.551 | 0.65862 | 5.3917 | 0 | 0 | 0
Commercial | Energy Star Commercial Glass Door Refrigerator | Turnover | Hospitals | 3.551 | 0.65862 | 5.3917 | 0 | 0 | 0
Commercial | Energy Star Commercial Glass Door Refrigerator | Turnover | Institutional | 3.6086 | 0.66871 | 5.3964 | 0 | 0 | 0
Commercial | Energy Star Commercial Glass Door Refrigerator | Turnover | Lodging/Hospitality | 3.551 | 0.65862 | 5.3917 | 0 | 0 | 0
Commercial | Energy Star Commercial Glass Door Refrigerator | Turnover | Miscellaneous | 3.6086 | 0.66871 | 5.3964 | 0 | 0 | 0
Commercial | Energy Star Commercial Glass Door Refrigerator | Turnover | Offices | 3.6086 | 0.66871 | 5.3964 | 0 | 0 | 0
Commercial | Energy Star Commercial Glass Door Refrigerator | Turnover | Restaurants | 3.551 | 0.65862 | 5.3917 | 0 | 0 | 0
Commercial | Energy Star Commercial Glass Door Refrigerator | Turnover | Retail | 3.6086 | 0.66871 | 5.3964 | 0.010708 | 0.0036828 | 0.073319
Commercial | Energy Star Commercial Glass Door Refrigerator | Turnover | Schools K-12 | 3.551 | 0.65862 | 5.3917 | 0 | 0 | 0
Commercial | Energy Star Commercial Glass Door Refrigerator | Turnover | Warehouse | 3.6086 | 0.66871 | 5.3964 | 0 | 0 | 0
Commercial | Energy Star Commercial Glass Door Refrigerator | New | Assembly | 3.6086 | 0.66871 | 5.3964 | 0 | 0 | 0
Commercial | Energy Star Commercial Glass Door Refrigerator | New | College and University | 3.551 | 0.65862 | 5.3917 | 0 | 0 | 0
Commercial | Energy Star Commercial Glass Door Refrigerator | New | Grocery | 3.6086 | 0.66871 | 5.3964 | 0.00012964 | 4.459e-05 | 0.00088771
Commercial | Energy Star Commercial Glass Door Refrigerator | New | Healthcare | 3.551 | 0.65862 | 5.3917 | 0 | 0 | 0
Commercial | Energy Star Commercial Glass Door Refrigerator | New | Hospitals | 3.551 | 0.65862 | 5.3917 | 0 | 0 | 0
Commercial | Energy Star Commercial Glass Door Refrigerator | New | Institutional | 3.6086 | 0.66871 | 5.3964 | 0 | 0 | 0
Commercial | Energy Star Commercial Glass Door Refrigerator | New | Lodging/Hospitality | 3.551 | 0.65862 | 5.3917 | 0 | 0 | 0
Commercial | Energy Star Commercial Glass Door Refrigerator | New | Miscellaneous | 3.6086 | 0.66871 | 5.3964 | 0 | 0 | 0
Commercial | Energy Star Commercial Glass Door Refrigerator | New | Offices | 3.6086 | 0.66871 | 5.3964 | 0 | 0 | 0
Commercial | Energy Star Commercial Glass Door Refrigerator | New | Restaurants | 3.551 | 0.65862 | 5.3917 | 0 | 0 | 0
Commercial | Energy Star Commercial Glass Door Refrigerator | New | Retail | 3.6086 | 0.66871 | 5.3964 | 3.2545e-06 | 1.1194e-06 | 2.2285e-05
Commercial | Energy Star Commercial Glass Door Refrigerator | New | Schools K-12 | 3.551 | 0.65862 | 5.3917 | 0 | 0 | 0
Commercial | Energy Star Commercial Glass Door Refrigerator | New | Warehouse | 3.6086 | 0.66871 | 5.3964 | 0 | 0 | 0
Commercial | Energy Star Commercial Solid Door Refrigerator | Turnover | Assembly | 3.2895 | 0.66176 | 4.9708 | 0 | 0 | 0
Commercial | Energy Star Commercial Solid Door Refrigerator | Turnover | College and University | 3.2704 | 0.65862 | 4.9655 | 0 | 0 | 0
Commercial | Energy Star Commercial Solid Door Refrigerator | Turnover | Grocery | 3.2895 | 0.66176 | 4.9708 | 0.96793 | 0.43253 | 6.4804
Commercial | Energy Star Commercial Solid Door Refrigerator | Turnover | Healthcare | 3.2704 | 0.65862 | 4.9655 | 0 | 0 | 0
Commercial | Energy Star Commercial Solid Door Refrigerator | Turnover | Hospitals | 3.2704 | 0.65862 | 4.9655 | 0 | 0 | 0
Commercial | Energy Star Commercial Solid Door Refrigerator | Turnover | Institutional | 3.2895 | 0.66176 | 4.9708 | 0 | 0 | 0
Commercial | Energy Star Commercial Solid Door Refrigerator | Turnover | Lodging/Hospitality | 3.2704 | 0.65862 | 4.9655 | 0 | 0 | 0
Commercial | Energy Star Commercial Solid Door Refrigerator | Turnover | Miscellaneous | 3.2895 | 0.66176 | 4.9708 | 0 | 0 | 0
Commercial | Energy Star Commercial Solid Door Refrigerator | Turnover | Offices | 3.2895 | 0.66176 | 4.9708 | 0 | 0 | 0
Commercial | Energy Star Commercial Solid Door Refrigerator | Turnover | Restaurants | 3.2704 | 0.65862 | 4.9655 | 0 | 0 | 0
Commercial | Energy Star Commercial Solid Door Refrigerator | Turnover | Retail | 3.2895 | 0.66176 | 4.9708 | 0.025578 | 0.01143 | 0.17125
Commercial | Energy Star Commercial Solid Door Refrigerator | Turnover | Schools K-12 | 3.2704 | 0.65862 | 4.9655 | 0 | 0 | 0
Commercial | Energy Star Commercial Solid Door Refrigerator | Turnover | Warehouse | 3.2895 | 0.66176 | 4.9708 | 0 | 0 | 0
Commercial | Energy Star Commercial Solid Door Refrigerator | New | Assembly | 3.2895 | 0.66176 | 4.9708 | 0 | 0 | 0
Commercial | Energy Star Commercial Solid Door Refrigerator | New | College and University | 3.2704 | 0.65862 | 4.9655 | 0 | 0 | 0
Commercial | Energy Star Commercial Solid Door Refrigerator | New | Grocery | 3.2895 | 0.66176 | 4.9708 | 0.025429 | 0.011363 | 0.17025
Commercial | Energy Star Commercial Solid Door Refrigerator | New | Healthcare | 3.2704 | 0.65862 | 4.9655 | 0 | 0 | 0
Commercial | Energy Star Commercial Solid Door Refrigerator | New | Hospitals | 3.2704 | 0.65862 | 4.9655 | 0 | 0 | 0
Commercial | Energy Star Commercial Solid Door Refrigerator | New | Institutional | 3.2895 | 0.66176 | 4.9708 | 0 | 0 | 0
Commercial | Energy Star Commercial Solid Door Refrigerator | New | Lodging/Hospitality | 3.2704 | 0.65862 | 4.9655 | 0 | 0 | 0
Commercial | Energy Star Commercial Solid Door Refrigerator | New | Miscellaneous | 3.2895 | 0.66176 | 4.9708 | 0 | 0 | 0
Commercial | Energy Star Commercial Solid Door Refrigerator | New | Offices | 3.2895 | 0.66176 | 4.9708 | 0 | 0 | 0
Commercial | Energy Star Commercial Solid Door Refrigerator | New | Restaurants | 3.2704 | 0.65862 | 4.9655 | 0 | 0 | 0
Commercial | Energy Star Commercial Solid Door Refrigerator | New | Retail | 3.2895 | 0.66176 | 4.9708 | 0.00067203 | 0.0003003 | 0.0044993
Commercial | Energy Star Commercial Solid Door Refrigerator | New | Schools K-12 | 3.2704 | 0.65862 | 4.9655 | 0 | 0 | 0
Commercial | Energy Star Commercial Solid Door Refrigerator | New | Warehouse | 3.2895 | 0.66176 | 4.9708 | 0 | 0 | 0
Commercial | Hot Water Pipe Insulation | Existing | Assembly | 4.9546 | 0.64888 | 7.6356 | 0.00010262 | 0.00011533 | 0.00091854
Commercial | Hot Water Pipe Insulation | Existing | College and University | 4.9551 | 0.64885 | 7.6366 | 0.00015708 | 0.00015708 | 0.0013761
Commercial | Hot Water Pipe Insulation | Existing | Grocery | 4.9627 | 0.65111 | 7.622 | 0.00037111 | 0.00064156 | 0.0047159
Commercial | Hot Water Pipe Insulation | Existing | Healthcare | 4.9546 | 0.64888 | 7.6356 | 0.00080539 | 0.00090514 | 0.0072093
Commercial | Hot Water Pipe Insulation | Existing | Hospitals | 4.9551 | 0.64885 | 7.6366 | 0.00013738 | 0.00013738 | 0.0012035
Commercial | Hot Water Pipe Insulation | Existing | Institutional | 4.9546 | 0.64888 | 7.6356 | 0.049795 | 0.055963 | 0.44573
Commercial | Hot Water Pipe Insulation | Existing | Lodging/Hospitality | 4.9627 | 0.65111 | 7.622 | 0.0062416 | 0.01079 | 0.079317
Commercial | Hot Water Pipe Insulation | Existing | Miscellaneous | 4.9546 | 0.64888 | 7.6356 | 5.5321e-05 | 6.2174e-05 | 0.0004952
Commercial | Hot Water Pipe Insulation | Existing | Offices | 4.9546 | 0.64888 | 7.6356 | 0.0014246 | 0.001601 | 0.012752
Commercial | Hot Water Pipe Insulation | Existing | Restaurants | 4.9627 | 0.65111 | 7.622 | 0.0044621 | 0.0077139 | 0.056703
Commercial | Hot Water Pipe Insulation | Existing | Retail | 4.9627 | 0.65111 | 7.622 | 0.00048532 | 0.00083901 | 0.0061674
Commercial | Hot Water Pipe Insulation | Existing | Schools K-12 | 4.9546 | 0.64888 | 7.6356 | 0.010061 | 0.011307 | 0.090056
Commercial | Hot Water Pipe Insulation | Existing | Warehouse | 4.9546 | 0.64888 | 7.6356 | 0.00066249 | 0.00074454 | 0.0059301
Commercial | Hot Water Pipe Insulation | New | Assembly | 4.9546 | 0.64888 | 7.6356 | 1.2909e-05 | 1.4508e-05 | 0.00011555
Commercial | Hot Water Pipe Insulation | New | College and University | 4.9551 | 0.64885 | 7.6366 | 1.9742e-05 | 1.9742e-05 | 0.00017295
Commercial | Hot Water Pipe Insulation | New | Grocery | 4.9627 | 0.65111 | 7.622 | 4.6641e-05 | 8.0631e-05 | 0.0005927
Commercial | Hot Water Pipe Insulation | New | Healthcare | 4.9546 | 0.64888 | 7.6356 | 0.00010122 | 0.00011376 | 0.00090606
Commercial | Hot Water Pipe Insulation | New | Hospitals | 4.9551 | 0.64885 | 7.6366 | 1.7267e-05 | 1.7267e-05 | 0.00015126
Commercial | Hot Water Pipe Insulation | New | Institutional | 4.9546 | 0.64888 | 7.6356 | 0.0011982 | 0.0013466 | 0.010725
Commercial | Hot Water Pipe Insulation | New | Lodging/Hospitality | 4.9627 | 0.65111 | 7.622 | 0.00078445 | 0.0013561 | 0.0099686
Commercial | Hot Water Pipe Insulation | New | Miscellaneous | 4.9546 | 0.64888 | 7.6356 | 1.3311e-06 | 1.496e-06 | 1.1915e-05
Commercial | Hot Water Pipe Insulation | New | Offices | 4.9546 | 0.64888 | 7.6356 | 0.00017904 | 0.00020122 | 0.0016027
Commercial | Hot Water Pipe Insulation | New | Restaurants | 4.9627 | 0.65111 | 7.622 | 0.00056079 | 0.00096948 | 0.0071264
Commercial | Hot Water Pipe Insulation | New | Retail | 4.9627 | 0.65111 | 7.622 | 6.0995e-05 | 0.00010545 | 0.00077512
Commercial | Hot Water Pipe Insulation | New | Schools K-12 | 4.9546 | 0.64888 | 7.6356 | 0.0012644 | 0.001421 | 0.011318
Commercial | Hot Water Pipe Insulation | New | Warehouse | 4.9546 | 0.64888 | 7.6356 | 8.3261e-05 | 9.3574e-05 | 0.0007453
Commercial | Chilled Water Controls Optimization | Existing | Warehouse | 4.5344 | 0.69144 | 6.5579 | 0 | 0 | 0
Commercial | Chilled Water Controls Optimization | New | Warehouse | 4.5344 | 0.69144 | 6.5579 | 0 | 0 | 0
Commercial | Duct Sealing Repair | Existing | Lodging/Hospitality | 4.5553 | 0.65534 | 6.951 | 0 | 0 | 0
Commercial | Duct Sealing Repair | Existing | Miscellaneous | 6.1993 | 0.65534 | 9.4596 | 0 | 0 | 0
Commercial | Duct Sealing Repair | Existing | Retail | 3.6999 | 0.65534 | 5.6458 | 0.66077 | 0.0753 | 3.4617
Commercial | Duct Sealing Repair | New | Lodging/Hospitality | 4.5553 | 0.65534 | 6.951 | 0 | 0 | 0
Commercial | Duct Sealing Repair | New | Miscellaneous | 6.1993 | 0.65534 | 9.4596 | 0 | 0 | 0
Commercial | Duct Sealing Repair | New | Retail | 3.6999 | 0.65534 | 5.6458 | 0 | 0 | 0
Commercial | ECM Motors on Furnaces | Existing | Restaurants | 4.4998 | 0.63957 | 7.0357 | 0 | 4.9303e-05 | 0.00043189
Commercial | ECM Motors on Furnaces | New | Restaurants | 4.4998 | 0.63957 | 7.0357 | 0 | 1.1348e-06 | 9.9413e-06
Commercial | Facility Energy Management System | Existing | Healthcare | 3.9416 | 0.68383 | 5.7639 | 0.0099205 | 0.00040446 | 0.047646
Commercial | Facility Energy Management System | Existing | Hospitals | 3.7786 | 0.65774 | 5.7448 | 0.063401 | 0.021214 | 0.42899
Commercial | Facility Energy Management System | Existing | Institutional | 4.444 | 0.68383 | 6.4986 | 0.85971 | 0.0388 | 4.1238
Commercial | Facility Energy Management System | Existing | Offices | 4.0669 | 0.68383 | 5.9473 | 0.42427 | 0.023842 | 2.1178
Commercial | Facility Energy Management System | New | Healthcare | 3.9416 | 0.68383 | 5.7639 | 0.001936 | 7.8933e-05 | 0.0092983
Commercial | Facility Energy Management System | New | Hospitals | 3.7786 | 0.65774 | 5.7448 | 0.0011609 | 0.00038845 | 0.0078551
Commercial | Facility Energy Management System | New | Institutional | 4.444 | 0.68383 | 6.4986 | 0.0072965 | 0.00032931 | 0.034999
Commercial | Facility Energy Management System | New | Offices | 4.0669 | 0.68383 | 5.9473 | 0.0064739 | 0.0003638 | 0.032316
Commercial | HVAC tune-up | Existing | Healthcare | 1.7895 | 0.57866 | 3.0926 | 0.0026493 | 1.8565e-05 | 0.0079784
Commercial | HVAC tune-up | Existing | Hospitals | 1.6901 | 0.57611 | 2.9336 | 0.00028594 | 5.578e-06 | 0.00080025
Commercial | HVAC tune-up | Existing | Lodging/Hospitality | 1.3585 | 0.57866 | 2.3477 | 0 | 0 | 0
Commercial | HVAC tune-up | New | Healthcare | 1.7895 | 0.57866 | 3.0926 | 6.3808e-05 | 4.4713e-07 | 0.00019216
Commercial | HVAC tune-up | New | Hospitals | 1.6901 | 0.57611 | 2.9336 | 6.5965e-06 | 1.2868e-07 | 1.8461e-05
Commercial | HVAC tune-up | New | Lodging/Hospitality | 1.3585 | 0.57866 | 2.3477 | 0 | 0 | 0
Commercial | Programmable Thermostat | Existing | Grocery | 4.5264 | 0.83533 | 5.4187 | 0.14036 | -3.6508e-05 | 0.43068
Commercial | Programmable Thermostat | Existing | Restaurants | 3.7732 | 0.83533 | 4.517 | 0 | 0 | 0
Commercial | Programmable Thermostat | New | Grocery | 4.5264 | 0.83533 | 5.4187 | 0.0032309 | -8.4033e-07 | 0.0099134
Commercial | Programmable Thermostat | New | Restaurants | 3.7732 | 0.83533 | 4.517 | 0 | 0 | 0
Commercial | Smart Thermostat | Existing | Institutional | 3.9465 | 0.88158 | 4.4766 | 0.067786 | -0.010458 | 5.7725
Commercial | Smart Thermostat | Existing | Restaurants | 6.6938 | 0.83533 | 8.0134 | 1.0313 | -0.00019373 | 3.0585
Commercial | Smart Thermostat | New | Institutional | 3.9465 | 0.88158 | 4.4766 | 0.001571 | -0.00024238 | 0.13378
Commercial | Smart Thermostat | New | Restaurants | 6.6938 | 0.83533 | 8.0134 | 0.023739 | -4.4592e-06 | 0.0704
Commercial | Interior Lighting Controls | Existing | Grocery | 2.2837 | 0.66156 | 3.452 | 0 | 0 | 0.52004
Commercial | Interior Lighting Controls | Existing | Hospitals | 2.8019 | 0.66156 | 4.2353 | 0 | 0 | 0.60472
Commercial | Interior Lighting Controls | New | Grocery | 2.2837 | 0.66156 | 3.452 | 0 | 0 | 0.01197
Commercial | Interior Lighting Controls | New | Hospitals | 2.8019 | 0.66156 | 4.2353 | 0 | 0 | 0.013957
Commercial | Smart Strip Plug Outlet | Existing | Assembly | 1.292 | 0.5992 | 2.1562 | 0.00064432 | 0 | 0.0043332
Commercial | Smart Strip Plug Outlet | Existing | College and University | 1.6302 | 0.57544 | 2.833 | 0.0037671 | 0.002618 | 0.025334
Commercial | Smart Strip Plug Outlet | Existing | Grocery | 1.5789 | 0.57544 | 2.7439 | 0.006304 | 0.0043812 | 0.042396
Commercial | Smart Strip Plug Outlet | Existing | Institutional | 2.1093 | 0.5992 | 3.5202 | 0.016622 | 0 | 0.11179
Commercial | Smart Strip Plug Outlet | Existing | Lodging/Hospitality | 1.822 | 0.57544 | 3.1663 | 0.11962 | 0.083131 | 0.80444
Commercial | Smart Strip Plug Outlet | Existing | Offices | 1.5399 | 0.57544 | 2.6761 | 0.032025 | 0.022257 | 0.21537
Commercial | Smart Strip Plug Outlet | Existing | Restaurants | 1.5459 | 0.5992 | 2.5799 | 0.0093308 | 0 | 0.062752
Commercial | Smart Strip Plug Outlet | New | Assembly | 1.292 | 0.5992 | 2.1562 | 1.4845e-05 | 0 | 9.9837e-05
Commercial | Smart Strip Plug Outlet | New | College and University | 1.6302 | 0.57544 | 2.833 | 8.671e-05 | 6.0262e-05 | 0.00058314
Commercial | Smart Strip Plug Outlet | New | Grocery | 1.5789 | 0.57544 | 2.7439 | 0.0001451 | 0.00010085 | 0.00097586
Commercial | Smart Strip Plug Outlet | New | Institutional | 2.1093 | 0.5992 | 3.5202 | 0.0003826 | 0 | 0.0025731
Commercial | Smart Strip Plug Outlet | New | Lodging/Hospitality | 1.822 | 0.57544 | 3.1663 | 0.0027533 | 0.0019135 | 0.018517
Commercial | Smart Strip Plug Outlet | New | Offices | 1.5399 | 0.57544 | 2.6761 | 0.00073714 | 0.0005123 | 0.0049574
Commercial | Smart Strip Plug Outlet | New | Restaurants | 1.5459 | 0.5992 | 2.5799 | 0.00021478 | 0 | 0.0014444
Commercial | Anti-Sweat Controls | Existing | Assembly | 2.7527 | 0.65894 | 4.1775 | 4.3752e-05 | 4.3987e-05 | 0.00054745
Commercial | Anti-Sweat Controls | Existing | College and University | 2.8243 | 0.67426 | 4.1887 | 2.9155e-05 | 2.4421e-05 | 0.00022487
Commercial | Anti-Sweat Controls | Existing | Grocery | 2.7527 | 0.65894 | 4.1775 | 0.1195 | 0.12014 | 1.4953
Commercial | Anti-Sweat Controls | Existing | Healthcare | 2.8243 | 0.67426 | 4.1887 | 5.8977e-05 | 4.9401e-05 | 0.00045488
Commercial | Anti-Sweat Controls | Existing | Hospitals | 2.8243 | 0.67426 | 4.1887 | 0.00042008 | 0.00035187 | 0.00324
Commercial | Anti-Sweat Controls | Existing | Institutional | 2.7527 | 0.65894 | 4.1775 | 0 | 0 | 0
Commercial | Anti-Sweat Controls | Existing | Lodging/Hospitality | 2.8243 | 0.67426 | 4.1887 | 0.015449 | 0.01294 | 0.11915
Commercial | Anti-Sweat Controls | Existing | Miscellaneous | 2.7527 | 0.65894 | 4.1775 | 0 | 0 | 0
Commercial | Anti-Sweat Controls | Existing | Offices | 2.7527 | 0.65894 | 4.1775 | 0 | 0 | 0
Commercial | Anti-Sweat Controls | Existing | Restaurants | 2.8243 | 0.67426 | 4.1887 | 0.043746 | 0.036643 | 0.3374
Commercial | Anti-Sweat Controls | Existing | Retail | 2.7527 | 0.65894 | 4.1775 | 0.0031579 | 0.0031748 | 0.039513
Commercial | Anti-Sweat Controls | Existing | Schools K-12 | 2.8243 | 0.67426 | 4.1887 | 0.0011228 | 0.00094046 | 0.0086597
Commercial | Anti-Sweat Controls | Existing | Warehouse | 2.7527 | 0.65894 | 4.1775 | 0 | 0 | 0
Commercial | Anti-Sweat Controls | New | Assembly | 2.7527 | 0.65894 | 4.1775 | 0 | 0 | 0
Commercial | Anti-Sweat Controls | New | College and University | 2.8243 | 0.67426 | 4.1887 | 0 | 0 | 0
Commercial | Anti-Sweat Controls | New | Grocery | 2.7527 | 0.65894 | 4.1775 | 0 | 0 | 0
Commercial | Anti-Sweat Controls | New | Healthcare | 2.8243 | 0.67426 | 4.1887 | 0 | 0 | 0
Commercial | Anti-Sweat Controls | New | Hospitals | 2.8243 | 0.67426 | 4.1887 | 0 | 0 | 0
Commercial | Anti-Sweat Controls | New | Institutional | 2.7527 | 0.65894 | 4.1775 | 0 | 0 | 0
Commercial | Anti-Sweat Controls | New | Lodging/Hospitality | 2.8243 | 0.67426 | 4.1887 | 0 | 0 | 0
Commercial | Anti-Sweat Controls | New | Miscellaneous | 2.7527 | 0.65894 | 4.1775 | 0 | 0 | 0
Commercial | Anti-Sweat Controls | New | Offices | 2.7527 | 0.65894 | 4.1775 | 0 | 0 | 0
Commercial | Anti-Sweat Controls | New | Restaurants | 2.8243 | 0.67426 | 4.1887 | 0 | 0 | 0
Commercial | Anti-Sweat Controls | New | Retail | 2.7527 | 0.65894 | 4.1775 | 0 | 0 | 0
Commercial | Anti-Sweat Controls | New | Schools K-12 | 2.8243 | 0.67426 | 4.1887 | 0 | 0 | 0
Commercial | Anti-Sweat Controls | New | Warehouse | 2.7527 | 0.65894 | 4.1775 | 0 | 0 | 0
Commercial | Floating Head Pressure Controls | Existing | Assembly | 6.158 | 0.66804 | 9.218 | 0 | 0 | 0
Commercial | Floating Head Pressure Controls | Existing | College and University | 6.1127 | 0.66388 | 9.2075 | 0.00047071 | 0.00039428 | 0.0036305
Commercial | Floating Head Pressure Controls | Existing | Grocery | 6.158 | 0.66804 | 9.218 | 0 | 0 | 0
Commercial | Floating Head Pressure Controls | Existing | Healthcare | 6.1127 | 0.66388 | 9.2075 | 0.0010533 | 0.00088225 | 0.0081237
Commercial | Floating Head Pressure Controls | Existing | Hospitals | 6.1127 | 0.66388 | 9.2075 | 0.00068557 | 0.00057425 | 0.0052876
Commercial | Floating Head Pressure Controls | Existing | Institutional | 6.158 | 0.66804 | 9.218 | 0 | 0 | 0
Commercial | Floating Head Pressure Controls | Existing | Lodging/Hospitality | 6.1127 | 0.66388 | 9.2075 | 0.035111 | 0.02941 | 0.2708
Commercial | Floating Head Pressure Controls | Existing | Miscellaneous | 6.158 | 0.66804 | 9.218 | 0 | 0 | 0
Commercial | Floating Head Pressure Controls | Existing | Offices | 6.158 | 0.66804 | 9.218 | 0 | 0 | 0
Commercial | Floating Head Pressure Controls | Existing | Restaurants | 6.1127 | 0.66388 | 9.2075 | 0 | 0 | 0
Commercial | Floating Head Pressure Controls | Existing | Retail | 6.158 | 0.66804 | 9.218 | 0 | 0 | 0
Commercial | Floating Head Pressure Controls | Existing | Schools K-12 | 6.1127 | 0.66388 | 9.2075 | 0.0036447 | 0.0030529 | 0.028111
Commercial | Floating Head Pressure Controls | Existing | Warehouse | 6.158 | 0.66804 | 9.218 | 0 | 0 | 0
Commercial | Floating Head Pressure Controls | New | Assembly | 6.158 | 0.66804 | 9.218 | 0 | 0 | 0
Commercial | Floating Head Pressure Controls | New | College and University | 6.1127 | 0.66388 | 9.2075 | 1.0835e-05 | 9.0754e-06 | 8.3566e-05
Commercial | Floating Head Pressure Controls | New | Grocery | 6.158 | 0.66804 | 9.218 | 0 | 0 | 0
Commercial | Floating Head Pressure Controls | New | Healthcare | 6.1127 | 0.66388 | 9.2075 | 2.4244e-05 | 2.0308e-05 | 0.00018699
Commercial | Floating Head Pressure Controls | New | Hospitals | 6.1127 | 0.66388 | 9.2075 | 1.578e-05 | 1.3218e-05 | 0.00012171
Commercial | Floating Head Pressure Controls | New | Institutional | 6.158 | 0.66804 | 9.218 | 0 | 0 | 0
Commercial | Floating Head Pressure Controls | New | Lodging/Hospitality | 6.1127 | 0.66388 | 9.2075 | 0.00080817 | 0.00067695 | 0.0062333
Commercial | Floating Head Pressure Controls | New | Miscellaneous | 6.158 | 0.66804 | 9.218 | 0 | 0 | 0
Commercial | Floating Head Pressure Controls | New | Offices | 6.158 | 0.66804 | 9.218 | 0 | 0 | 0
Commercial | Floating Head Pressure Controls | New | Restaurants | 6.1127 | 0.66388 | 9.2075 | 0 | 0 | 0
Commercial | Floating Head Pressure Controls | New | Retail | 6.158 | 0.66804 | 9.218 | 0 | 0 | 0
Commercial | Floating Head Pressure Controls | New | Schools K-12 | 6.1127 | 0.66388 | 9.2075 | 8.3893e-05 | 7.0271e-05 | 0.00064705
Commercial | Floating Head Pressure Controls | New | Warehouse | 6.158 | 0.66804 | 9.218 | 0 | 0 | 0
Commercial | CO Sensors for Parking Garage Exhaust | Existing | Assembly | 5.8022 | 0.63444 | 9.1454 | 0 | 0 | 0
Commercial | CO Sensors for Parking Garage Exhaust | Existing | College and University | 5.8022 | 0.63444 | 9.1454 | 0 | 0 | 0
Commercial | CO Sensors for Parking Garage Exhaust | Existing | Grocery | 5.8022 | 0.63444 | 9.1454 | 0 | 0 | 0
Commercial | CO Sensors for Parking Garage Exhaust | Existing | Healthcare | 5.8022 | 0.63444 | 9.1454 | 0.00078218 | 0.00078218 | 0.019431
Commercial | CO Sensors for Parking Garage Exhaust | Existing | Hospitals | 5.8022 | 0.63444 | 9.1454 | 0.0053807 | 0.0053807 | 0.13367
Commercial | CO Sensors for Parking Garage Exhaust | Existing | Institutional | 5.8022 | 0.63444 | 9.1454 | 0 | 0 | 0
Commercial | CO Sensors for Parking Garage Exhaust | Existing | Lodging/Hospitality | 5.8022 | 0.63444 | 9.1454 | 0 | 0 | 0
Commercial | CO Sensors for Parking Garage Exhaust | Existing | Miscellaneous | 5.8022 | 0.63444 | 9.1454 | 0 | 0 | 0
Commercial | CO Sensors for Parking Garage Exhaust | Existing | Offices | 5.8022 | 0.63444 | 9.1454 | 0.0014952 | 0.0014952 | 0.037144
Commercial | CO Sensors for Parking Garage Exhaust | Existing | Restaurants | 5.8022 | 0.63444 | 9.1454 | 0 | 0 | 0
Commercial | CO Sensors for Parking Garage Exhaust | Existing | Retail | 5.8022 | 0.63444 | 9.1454 | 0.0017706 | 0.0017706 | 0.043987
Commercial | CO Sensors for Parking Garage Exhaust | Existing | Schools K-12 | 5.8022 | 0.63444 | 9.1454 | 0 | 0 | 0
Commercial | CO Sensors for Parking Garage Exhaust | Existing | Warehouse | 5.8022 | 0.63444 | 9.1454 | 0 | 0 | 0
Commercial | CO Sensors for Parking Garage Exhaust | New | Assembly | 5.8022 | 0.63444 | 9.1454 | 0 | 0 | 0
Commercial | CO Sensors for Parking Garage Exhaust | New | College and University | 5.8022 | 0.63444 | 9.1454 | 0 | 0 | 0
Commercial | CO Sensors for Parking Garage Exhaust | New | Grocery | 5.8022 | 0.63444 | 9.1454 | 0 | 0 | 0
Commercial | CO Sensors for Parking Garage Exhaust | New | Healthcare | 5.8022 | 0.63444 | 9.1454 | 1.8004e-05 | 1.8004e-05 | 0.00044727
Commercial | CO Sensors for Parking Garage Exhaust | New | Hospitals | 5.8022 | 0.63444 | 9.1454 | 0.00012385 | 0.00012385 | 0.0030768
Commercial | CO Sensors for Parking Garage Exhaust | New | Institutional | 5.8022 | 0.63444 | 9.1454 | 0 | 0 | 0
Commercial | CO Sensors for Parking Garage Exhaust | New | Lodging/Hospitality | 5.8022 | 0.63444 | 9.1454 | 0 | 0 | 0
Commercial | CO Sensors for Parking Garage Exhaust | New | Miscellaneous | 5.8022 | 0.63444 | 9.1454 | 0 | 0 | 0
Commercial | CO Sensors for Parking Garage Exhaust | New | Offices | 5.8022 | 0.63444 | 9.1454 | 3.4416e-05 | 3.4416e-05 | 0.00085498
Commercial | CO Sensors for Parking Garage Exhaust | New | Restaurants | 5.8022 | 0.63444 | 9.1454 | 0 | 0 | 0
Commercial | CO Sensors for Parking Garage Exhaust | New | Retail | 5.8022 | 0.63444 | 9.1454 | 4.0756e-05 | 4.0756e-05 | 0.0010125
Commercial | CO Sensors for Parking Garage Exhaust | New | Schools K-12 | 5.8022 | 0.63444 | 9.1454 | 0 | 0 | 0
Commercial | CO Sensors for Parking Garage Exhaust | New | Warehouse | 5.8022 | 0.63444 | 9.1454 | 0 | 0 | 0
Commercial | Demand Controlled Ventilation | Existing | College and University | 2.6976 | 0.52052 | 5.1825 | 0.069885 | 0.39345 | 0.67123
Commercial | Demand Controlled Ventilation | Existing | Healthcare | 2.6285 | 0.52052 | 5.0497 | 0.063636 | 0.35827 | 0.61121
Commercial | Demand Controlled Ventilation | Existing | Hospitals | 3.9126 | 0.52052 | 7.5167 | 0.027863 | 0.15687 | 0.26762
Commercial | Demand Controlled Ventilation | Existing | Institutional | 2.695 | 0.52052 | 5.1776 | 0.10838 | 0.61016 | 1.0409
Commercial | Demand Controlled Ventilation | Existing | Lodging/Hospitality | 2.2081 | 0.52052 | 4.2421 | 0.92081 | 5.1842 | 8.8442
Commercial | Demand Controlled Ventilation | Existing | Schools K-12 | 2.7743 | 0.52052 | 5.3298 | 0.16201 | 0.91213 | 1.5561
Commercial | Demand Controlled Ventilation | New | College and University | 2.6976 | 0.52052 | 5.1825 | 0.0016086 | 0.0090565 | 0.01545
Commercial | Demand Controlled Ventilation | New | Healthcare | 2.6285 | 0.52052 | 5.0497 | 0.0014648 | 0.0082466 | 0.014069
Commercial | Demand Controlled Ventilation | New | Hospitals | 3.9126 | 0.52052 | 7.5167 | 0.00048102 | 0.0027081 | 0.0046201
Commercial | Demand Controlled Ventilation | New | Institutional | 2.695 | 0.52052 | 5.1776 | 0.001871 | 0.010533 | 0.01797
Commercial | Demand Controlled Ventilation | New | Lodging/Hospitality | 2.2081 | 0.52052 | 4.2421 | 0.021195 | 0.11933 | 0.20357
Commercial | Demand Controlled Ventilation | New | Schools K-12 | 2.7743 | 0.52052 | 5.3298 | 0.0037292 | 0.020995 | 0.035818
Commercial | Retro-Commissioning | Existing | College and University | 1.4029 | 0.57737 | 2.4298 | 0.48748 | 0.0052894 | 1.2345
Commercial | Retro-Commissioning | Existing | Lodging/Hospitality | 2.0045 | 0.55377 | 3.6198 | 7.0127 | 10.406 | 24.1725
Commercial | Retro-Commissioning | Existing | Retail | 1.6281 | 0.55377 | 2.9401 | 3.027 | 4.6796 | 10.8961
Commercial | Retro-Commissioning | Existing | Schools K-12 | 1.3383 | 0.55837 | 2.3969 | 0.93053 | 2.1106 | 5.9881
Commercial | Retro-Commissioning | New | College and University | 1.4029 | 0.57737 | 2.4298 | 0 | 0 | 0
Commercial | Retro-Commissioning | New | Lodging/Hospitality | 2.0045 | 0.55377 | 3.6198 | 0 | 0 | 0
Commercial | Retro-Commissioning | New | Retail | 1.6281 | 0.55377 | 2.9401 | 0 | 0 | 0
Commercial | Retro-Commissioning | New | Schools K-12 | 1.3383 | 0.55837 | 2.3969 | 0 | 0 | 0
Industrial | Plant Energy Management | Existing | Agriculture and Assembly | 4.6742 | 0.86242 | 5.4198 | 0.07577 | 0.074152 | 0.55401
Industrial | Plant Energy Management | New | Agriculture and Assembly | 4.6742 | 0.86242 | 5.4198 | 0.0012459 | 0.0012193 | 0.00911
Industrial | Efficient Lighting - Exterior | New | Agriculture and Assembly | 5.8425 | 1.0491 | 5.5691 | 0 | 0 | 0.00012755
Industrial | Efficient Lighting - Exterior | Turnover | Agriculture and Assembly | 5.8425 | 1.0491 | 5.5691 | 0 | 0 | 0.007757
Industrial | HVAC Equipment Upgrades | New | Agriculture and Assembly | 6.658 | 0.8666 | 7.6829 | 6.4771e-05 | 6.3199e-05 | 0.00045468
Industrial | HVAC Equipment Upgrades | Turnover | Agriculture and Assembly | 6.658 | 0.8666 | 7.6829 | 0.0058127 | 0.0056716 | 0.040804
Industrial | HVAC Recommissioning | Existing | Agriculture and Assembly | 6.768 | 0.85949 | 7.8744 | 0.02317 | 0.022608 | 0.16265
Industrial | HVAC Recommissioning | New | Agriculture and Assembly | 6.768 | 0.85949 | 7.8744 | 0.000381 | 0.00037176 | 0.0026745
Industrial | Motor Improved Controls | Existing | Agriculture and Assembly | 11.4686 | 0.86934 | 13.1923 | 0.0013561 | 0.0013203 | 0.010071
Industrial | Motor Improved Controls | New | Agriculture and Assembly | 11.4686 | 0.86934 | 13.1923 | 2.2167e-05 | 2.1582e-05 | 0.00016462
Industrial | Pump Improved Controls | Existing | Agriculture and Assembly | 11.4686 | 0.86934 | 13.1923 | 0.0013599 | 0.001324 | 0.010099
Industrial | Pump Improved Controls | New | Agriculture and Assembly | 11.4686 | 0.86934 | 13.1923 | 2.2494e-05 | 2.19e-05 | 0.00016704
Industrial | Efficient Lighting - Exterior | New | Chemicals and Plastics | 5.8425 | 1.0491 | 5.5691 | 0 | 0 | 0.00030655
Industrial | Efficient Lighting - Exterior | Turnover | Chemicals and Plastics | 5.8425 | 1.0491 | 5.5691 | 0 | 0 | 0.018642
Industrial | Building Envelope Improvements | Existing | Chemicals and Plastics | 6.5661 | 0.86249 | 7.613 | 0.0043801 | 0.0042738 | 0.030747
Industrial | Building Envelope Improvements | New | Chemicals and Plastics | 6.5661 | 0.86249 | 7.613 | 7.2024e-05 | 7.0277e-05 | 0.0005056
Industrial | HVAC Equipment Upgrades | New | Chemicals and Plastics | 8.7127 | 0.8666 | 10.0539 | 0.00019746 | 0.00019267 | 0.0013861
Industrial | HVAC Equipment Upgrades | Turnover | Chemicals and Plastics | 8.7127 | 0.8666 | 10.0539 | 0.012008 | 0.011717 | 0.084296
Industrial | Fan System Optimization | Existing | Chemicals and Plastics | 6.6475 | 0.86794 | 7.6589 | 0.041435 | 0.040341 | 0.3077
Industrial | Fan System Optimization | New | Chemicals and Plastics | 6.6475 | 0.86794 | 7.6589 | 0.00068134 | 0.00066335 | 0.0050597
Industrial | Motor Improved Controls | Existing | Chemicals and Plastics | 6.9043 | 0.86934 | 7.942 | 0.0054607 | 0.0053165 | 0.040551
Industrial | Motor Improved Controls | New | Chemicals and Plastics | 6.9043 | 0.86934 | 7.942 | 8.9794e-05 | 8.7422e-05 | 0.00066682
Industrial | Motor Optimization | Existing | Chemicals and Plastics | 5.8462 | 0.86794 | 6.7358 | 0.087531 | 0.085219 | 0.65001
Industrial | Motor Optimization | New | Chemicals and Plastics | 5.8462 | 0.86794 | 6.7358 | 0.00012521 | 0.0001219 | 0.00092978
Industrial | Pump Improved Controls | Existing | Chemicals and Plastics | 11.4686 | 0.86934 | 13.1923 | 0.0062347 | 0.00607 | 0.046299
Industrial | Pump Improved Controls | New | Chemicals and Plastics | 11.4686 | 0.86934 | 13.1923 | 0.00010252 | 9.9814e-05 | 0.00076133
Industrial | Pump System Optimization | Existing | Chemicals and Plastics | 5.6417 | 0.86794 | 6.5001 | 0.0396 | 0.038554 | 0.29407
Industrial | Pump System Optimization | New | Chemicals and Plastics | 5.6417 | 0.86794 | 6.5001 | 0 | 0 | 0
Industrial | Compressed Air Equipment | New | Construction | 7.067 | 0.86934 | 8.1292 | 3.1728e-05 | 3.089e-05 | 0.00023562
Industrial | Compressed Air Equipment | Turnover | Construction | 7.067 | 0.86934 | 8.1292 | 0.0019295 | 0.0018786 | 0.014329
Industrial | Efficient Lighting - Exterior | New | Construction | 5.8425 | 1.0491 | 5.5691 | 0 | 0 | 5.1197e-05
Industrial | Efficient Lighting - Exterior | Turnover | Construction | 5.8425 | 1.0491 | 5.5691 | 0 | 0 | 0.0031135
Industrial | Motor Improved Controls | Existing | Construction | 7.0559 | 0.86934 | 8.1164 | 0.00019476 | 0.00018961 | 0.0014463
Industrial | Motor Improved Controls | New | Construction | 7.0559 | 0.86934 | 8.1164 | 5.2346e-07 | 5.0963e-07 | 3.8872e-06
Industrial | Pump Improved Controls | Existing | Construction | 11.4686 | 0.86934 | 13.1923 | 0.00070179 | 0.00068325 | 0.0052115
Industrial | Pump Improved Controls | New | Construction | 11.4686 | 0.86934 | 13.1923 | 1.154e-05 | 1.1235e-05 | 8.5697e-05
Industrial | Pump System Optimization | Existing | Construction | 8.2189 | 0.86794 | 9.4695 | 0.0011512 | 0.0011208 | 0.0085492
Industrial | Pump System Optimization | New | Construction | 8.2189 | 0.86794 | 9.4695 | 1.8931e-05 | 1.8431e-05 | 0.00014058
Industrial | Process Refrig Controls | Existing | Construction | 11.0402 | 0.8663 | 12.744 | 0.0002539 | 0.00024764 | 0.0018442
Industrial | Process Refrig Controls | New | Construction | 11.0402 | 0.8663 | 12.744 | 4.175e-06 | 4.0721e-06 | 3.0326e-05
Industrial | Process Refrig System Optimization | Existing | Construction | 2.225 | 0.75423 | 2.95 | 0.0022371 | 0.002182 | 0.01625
Industrial | Process Refrig System Optimization | New | Construction | 2.225 | 0.75423 | 2.95 | 3.6787e-05 | 3.588e-05 | 0.0002672
Industrial | Efficient Lighting - Exterior | New | Electrical and Electronic Equip. | 5.8425 | 1.0491 | 5.5691 | 0 | 0 | 0.00010128
Industrial | Efficient Lighting - Exterior | Turnover | Electrical and Electronic Equip. | 5.8425 | 1.0491 | 5.5691 | 0 | 0 | 0.0061593
Industrial | HVAC Equipment Upgrades | New | Electrical and Electronic Equip. | 6.658 | 0.8666 | 7.6829 | 7.7045e-05 | 7.5175e-05 | 0.00054084
Industrial | HVAC Equipment Upgrades | Turnover | Electrical and Electronic Equip. | 6.658 | 0.8666 | 7.6829 | 0.0046854 | 0.0045717 | 0.03289
Industrial | Motor Improved Controls | Existing | Electrical and Electronic Equip. | 11.4686 | 0.86934 | 13.1923 | 0.00048299 | 0.00047024 | 0.0035867
Industrial | Motor Improved Controls | New | Electrical and Electronic Equip. | 11.4686 | 0.86934 | 13.1923 | 7.8955e-06 | 7.6869e-06 | 5.8632e-05
Industrial | Motor Optimization | Existing | Electrical and Electronic Equip. | 7.6867 | 0.86794 | 8.8563 | 0.007391 | 0.0071958 | 0.054886
Industrial | Motor Optimization | New | Electrical and Electronic Equip. | 7.6867 | 0.86794 | 8.8563 | 4.6532e-05 | 4.5303e-05 | 0.00034555
Industrial | Pump Improved Controls | Existing | Electrical and Electronic Equip. | 11.4686 | 0.86934 | 13.1923 | 0.00046793 | 0.00045557 | 0.0034749
Industrial | Pump Improved Controls | New | Electrical and Electronic Equip. | 11.4686 | 0.86934 | 13.1923 | 7.7412e-06 | 7.5368e-06 | 5.7487e-05
Industrial | Process Refrig Equipment Upgrade | New | Electrical and Electronic Equip. | 6.0477 | 0.86426 | 6.9976 | 5.2001e-05 | 5.0719e-05 | 0.00037772
Industrial | Process Refrig Equipment Upgrade | Turnover | Electrical and Electronic Equip. | 6.0477 | 0.86426 | 6.9976 | 0.0031624 | 0.0030844 | 0.02297
Industrial | Process Other Systems Optimization | Existing | Electrical and Electronic Equip. | 2.3705 | 0.757 | 3.1314 | 0.00055445 | 0.00054078 | 0.0040273
Industrial | Process Other Systems Optimization | New | Electrical and Electronic Equip. | 2.3705 | 0.757 | 3.1314 | 9.1172e-06 | 8.8924e-06 | 6.6224e-05
Industrial | Plant Energy Management | Existing | Lumber/Furniture/Pulp/Paper | 4.6742 | 0.86242 | 5.4198 | 0.098846 | 0.096504 | 0.72915
Industrial | Plant Energy Management | New | Lumber/Furniture/Pulp/Paper | 4.6742 | 0.86242 | 5.4198 | 0.0010727 | 0.0010488 | 0.0078859
Industrial | Efficient Lighting - Exterior | New | Lumber/Furniture/Pulp/Paper | 5.8425 | 1.0491 | 5.5691 | 0 | 0 | 0.00012576
Industrial | Efficient Lighting - Exterior | Turnover | Lumber/Furniture/Pulp/Paper | 5.8425 | 1.0491 | 5.5691 | 0 | 0 | 0.0076478
Industrial | HVAC Equipment Upgrades | New | Lumber/Furniture/Pulp/Paper | 6.658 | 0.8666 | 7.6829 | 1.2576e-05 | 1.2271e-05 | 8.8279e-05
Industrial | HVAC Equipment Upgrades | Turnover | Lumber/Furniture/Pulp/Paper | 6.658 | 0.8666 | 7.6829 | 0.00076478 | 0.00074622 | 0.0053686
Industrial | Motor Equipment Upgrades | New | Lumber/Furniture/Pulp/Paper | 8.3115 | 0.86794 | 9.5761 | 0.00014021 | 0.0001365 | 0.0010412
Industrial | Motor Equipment Upgrades | Turnover | Lumber/Furniture/Pulp/Paper | 8.3115 | 0.86794 | 9.5761 | 0.010052 | 0.0097861 | 0.074643
Industrial | Motor Optimization | Existing | Lumber/Furniture/Pulp/Paper | 6.9263 | 0.86794 | 7.9802 | 0.016678 | 0.016238 | 0.12385
Industrial | Motor Optimization | New | Lumber/Furniture/Pulp/Paper | 6.9263 | 0.86794 | 7.9802 | 0 | 0 | 0
Industrial | Pump Improved Controls | Existing | Lumber/Furniture/Pulp/Paper | 11.4686 | 0.86934 | 13.1923 | 0.0028412 | 0.0027662 | 0.021099
Industrial | Pump Improved Controls | New | Lumber/Furniture/Pulp/Paper | 11.4686 | 0.86934 | 13.1923 | 4.672e-05 | 4.5486e-05 | 0.00034695
Industrial | Process Other Equipment Upgrades | New | Lumber/Furniture/Pulp/Paper | 6.2347 | 0.86426 | 7.2139 | 2.1106e-05 | 2.0585e-05 | 0.0001533
Industrial | Process Other Equipment Upgrades | Turnover | Lumber/Furniture/Pulp/Paper | 6.2347 | 0.86426 | 7.2139 | 0.0012835 | 0.0012519 | 0.0093229
Industrial | Process Other Systems Optimization | Existing | Lumber/Furniture/Pulp/Paper | 2.4094 | 0.757 | 3.1829 | 0.00016752 | 0.00016339 | 0.0012168
Industrial | Process Other Systems Optimization | New | Lumber/Furniture/Pulp/Paper | 2.4094 | 0.757 | 3.1829 | 2.7546e-06 | 2.6867e-06 | 2.0008e-05
Industrial | Compressed Air Equipment | New | Metal Products and Machinery | 7.4153 | 0.86934 | 8.5298 | 0.0001712 | 0.00016668 | 0.0012714
Industrial | Compressed Air Equipment | Turnover | Metal Products and Machinery | 7.4153 | 0.86934 | 8.5298 | 0.010411 | 0.010136 | 0.077315
Industrial | Plant Energy Management | Existing | Metal Products and Machinery | 5.0914 | 0.86242 | 5.9037 | 0.13786 | 0.1347 | 1.0091
Industrial | Plant Energy Management | New | Metal Products and Machinery | 5.0914 | 0.86242 | 5.9037 | 0.0017922 | 0.0017529 | 0.013068
Industrial | Efficient Lighting - Exterior | New | Metal Products and Machinery | 5.8425 | 1.0491 | 5.5691 | 0 | 0 | 0.00027196
Industrial | Efficient Lighting - Exterior | Turnover | Metal Products and Machinery | 5.8425 | 1.0491 | 5.5691 | 0 | 0 | 0.016539
Industrial | Motor Optimization | Existing | Metal Products and Machinery | 6.7267 | 0.86794 | 7.7502 | 0.010653 | 0.010372 | 0.079113
Industrial | Motor Optimization | New | Metal Products and Machinery | 6.7267 | 0.86794 | 7.7502 | 0.00017518 | 0.00017055 | 0.0013009
Industrial | Pump Improved Controls | Existing | Metal Products and Machinery | 11.4686 | 0.86934 | 13.1923 | 0.0027616 | 0.0026887 | 0.020508
Industrial | Pump Improved Controls | New | Metal Products and Machinery | 11.4686 | 0.86934 | 13.1923 | 4.5412e-05 | 4.4212e-05 | 0.00033723
Industrial | Process Heat Equipment Upgrade | New | Metal Products and Machinery | 5.3342 | 0.86426 | 6.172 | 0.00033708 | 0.00032877 | 0.0024484
Industrial | Process Heat Equipment Upgrade | Turnover | Metal Products and Machinery | 5.3342 | 0.86426 | 6.172 | 0.020499 | 0.019994 | 0.1489
Industrial | Compressed Air System Optimization | Existing | Miscellaneous Manufacturing | 7.3777 | 0.86794 | 8.5003 | 0.00031914 | 0.00031071 | 0.0023699
Industrial | Compressed Air System Optimization | New | Miscellaneous Manufacturing | 7.3777 | 0.86794 | 8.5003 | 5.2478e-06 | 5.1092e-06 | 3.897e-05
Industrial | Efficient Lighting - Exterior | New | Miscellaneous Manufacturing | 5.8425 | 1.0491 | 5.5691 | 0 | 0 | 2.8992e-05
Industrial | Efficient Lighting - Exterior | Turnover | Miscellaneous Manufacturing | 5.8425 | 1.0491 | 5.5691 | 0 | 0 | 0.0017631
Industrial | Lighting Controls - Exterior | Existing | Miscellaneous Manufacturing | 4.857 | 1.0775 | 4.5075 | 0 | 0 | 0.00061319
Industrial | Lighting Controls - Exterior | New | Miscellaneous Manufacturing | 4.857 | 1.0775 | 4.5075 | 0 | 0 | 1.0083e-05
Industrial | Building Envelope Improvements | Existing | Miscellaneous Manufacturing | 7.3521 | 0.86249 | 8.5243 | 0.0051831 | 0.0050573 | 0.036384
Industrial | Building Envelope Improvements | New | Miscellaneous Manufacturing | 7.3521 | 0.86249 | 8.5243 | 8.5229e-05 | 8.3161e-05 | 0.00059829
Industrial | Lighting Controls | Existing | Miscellaneous Manufacturing | 4.838 | 0.85931 | 5.6301 | 0.0012694 | 0.0012339 | 0.0088932
Industrial | Lighting Controls | New | Miscellaneous Manufacturing | 4.838 | 0.85931 | 5.6301 | 2.0873e-05 | 2.029e-05 | 0.00014624
Industrial | Motor Improved Controls | Existing | Miscellaneous Manufacturing | 11.4686 | 0.86934 | 13.1923 | 0.00011925 | 0.0001161 | 0.00088552
Industrial | Motor Improved Controls | New | Miscellaneous Manufacturing | 11.4686 | 0.86934 | 13.1923 | 1.9608e-06 | 1.909e-06 | 1.4561e-05
Industrial | Pump Improved Controls | Existing | Miscellaneous Manufacturing | 11.4686 | 0.86934 | 13.1923 | 0.00012097 | 0.00011777 | 0.00089831
Industrial | Pump Improved Controls | New | Miscellaneous Manufacturing | 11.4686 | 0.86934 | 13.1923 | 1.9892e-06 | 1.9366e-06 | 1.4772e-05
Industrial | Compressed Air Equipment | New | Primary Resources Industries | 6.054 | 0.86934 | 6.9639 | 0.00025885 | 0.00025201 | 0.0019222
Industrial | Compressed Air Equipment | Turnover | Primary Resources Industries | 6.054 | 0.86934 | 6.9639 | 0.015741 | 0.015326 | 0.1169
Industrial | Efficient Lighting - Exterior | New | Primary Resources Industries | 5.8425 | 1.0491 | 5.5691 | 0 | 0 | 0.0001879
Industrial | Efficient Lighting - Exterior | Turnover | Primary Resources Industries | 5.8425 | 1.0491 | 5.5691 | 0 | 0 | 0.011427
Industrial | Fan Equipment Upgrades | New | Primary Resources Industries | 6.578 | 0.86934 | 7.5667 | 0.00022383 | 0.00021792 | 0.0016622
Industrial | Fan Equipment Upgrades | Turnover | Primary Resources Industries | 6.578 | 0.86934 | 7.5667 | 0.013612 | 0.013252 | 0.10108
Industrial | Motor Improved Controls | Existing | Primary Resources Industries | 11.4686 | 0.86934 | 13.1923 | 0.0027987 | 0.0027248 | 0.020783
Industrial | Motor Improved Controls | New | Primary Resources Industries | 11.4686 | 0.86934 | 13.1923 | 4.5753e-05 | 4.4545e-05 | 0.00033977
Industrial | Pump Equipment Upgrade | New | Primary Resources Industries | 6.578 | 0.86934 | 7.5667 | 0.0001763 | 0.00017165 | 0.0013092
Industrial | Pump Equipment Upgrade | Turnover | Primary Resources Industries | 6.578 | 0.86934 | 7.5667 | 0.022658 | 0.022059 | 0.16826
Industrial | Pump Improved Controls | Existing | Primary Resources Industries | 11.4686 | 0.86934 | 13.1923 | 0.0027097 | 0.0026381 | 0.020122
Industrial | Pump Improved Controls | New | Primary Resources Industries | 11.4686 | 0.86934 | 13.1923 | 4.4825e-05 | 4.3641e-05 | 0.00033287
Industrial | Efficient Lighting - Exterior | New | Stone/Clay/Glass/Concrete | 5.8425 | 1.0491 | 5.5691 | 0 | 0 | 4.4544e-05
Industrial | Efficient Lighting - Exterior | Turnover | Stone/Clay/Glass/Concrete | 5.8425 | 1.0491 | 5.5691 | 0 | 0 | 0.0027089
Industrial | HVAC Equipment Upgrades | New | Stone/Clay/Glass/Concrete | 6.658 | 0.8666 | 7.6829 | 1.1099e-06 | 1.0829e-06 | 7.7911e-06
Industrial | HVAC Equipment Upgrades | Turnover | Stone/Clay/Glass/Concrete | 6.658 | 0.8666 | 7.6829 | 6.7495e-05 | 6.5858e-05 | 0.00047381
Industrial | Motor Improved Controls | Existing | Stone/Clay/Glass/Concrete | 11.4686 | 0.86934 | 13.1923 | 0.00087417 | 0.00085109 | 0.0064917
Industrial | Motor Improved Controls | New | Stone/Clay/Glass/Concrete | 11.4686 | 0.86934 | 13.1923 | 1.4375e-05 | 1.3995e-05 | 0.00010675
Industrial | Motor Optimization | Existing | Stone/Clay/Glass/Concrete | 8.3504 | 0.86794 | 9.621 | 0.0041385 | 0.0040292 | 0.030733
Industrial | Motor Optimization | New | Stone/Clay/Glass/Concrete | 8.3504 | 0.86794 | 9.621 | 2.8369e-05 | 2.762e-05 | 0.00021067
Industrial | Pump Improved Controls | Existing | Stone/Clay/Glass/Concrete | 11.4686 | 0.86934 | 13.1923 | 0.0008868 | 0.00086338 | 0.0065854
Industrial | Pump Improved Controls | New | Stone/Clay/Glass/Concrete | 11.4686 | 0.86934 | 13.1923 | 1.4582e-05 | 1.4197e-05 | 0.00010829
Industrial | Efficient Lighting - Exterior | New | Textiles and Leather | 5.8425 | 1.0491 | 5.5691 | 0 | 0 | 3.314e-05
Industrial | Efficient Lighting - Exterior | Turnover | Textiles and Leather | 5.8425 | 1.0491 | 5.5691 | 0 | 0 | 0.0020153
Industrial | Motor Improved Controls | Existing | Textiles and Leather | 11.4686 | 0.86934 | 13.1923 | 0.00041908 | 0.00040801 | 0.0031121
Industrial | Motor Improved Controls | New | Textiles and Leather | 11.4686 | 0.86934 | 13.1923 | 6.8912e-06 | 6.7092e-06 | 5.1174e-05
Industrial | Pump Improved Controls | Existing | Textiles and Leather | 11.4686 | 0.86934 | 13.1923 | 0.00042513 | 0.0004139 | 0.0031571
Industrial | Pump Improved Controls | New | Textiles and Leather | 11.4686 | 0.86934 | 13.1923 | 6.9908e-06 | 6.8061e-06 | 5.1914e-05
Industrial | Compressed Air Controls | Existing | Transportation Equipment | 9.3823 | 0.86174 | 10.8877 | 0.00089929 | 0.00087554 | 0.0066782
Industrial | Compressed Air Controls | New | Transportation Equipment | 9.3823 | 0.86174 | 10.8877 | 1.4788e-05 | 1.4397e-05 | 0.00010981
Industrial | Compressed Air Equipment | New | Transportation Equipment | 8.4436 | 0.86934 | 9.7126 | 6.3552e-06 | 6.1873e-06 | 4.7194e-05
Industrial | Compressed Air Equipment | Turnover | Transportation Equipment | 8.4436 | 0.86934 | 9.7126 | 0.0054287 | 0.0052853 | 0.040314
Industrial | Efficient Lighting - Exterior | New | Transportation Equipment | 5.8425 | 1.0491 | 5.5691 | 0 | 0 | 0.00013517
Industrial | Efficient Lighting - Exterior | Turnover | Transportation Equipment | 5.8425 | 1.0491 | 5.5691 | 0 | 0 | 0.0082205
Industrial | HVAC Equipment Upgrades | New | Transportation Equipment | 6.658 | 0.8666 | 7.6829 | 0.00014317 | 0.0001397 | 0.001005
Industrial | HVAC Equipment Upgrades | Turnover | Transportation Equipment | 6.658 | 0.8666 | 7.6829 | 0.0087066 | 0.0084954 | 0.061119
Industrial | Motor Improved Controls | Existing | Transportation Equipment | 11.4686 | 0.86934 | 13.1923 | 0.000774 | 0.00075355 | 0.0057477
Industrial | Motor Improved Controls | New | Transportation Equipment | 11.4686 | 0.86934 | 13.1923 | 1.2727e-05 | 1.2391e-05 | 9.4514e-05
Industrial | Motor Optimization | Existing | Transportation Equipment | 6.5106 | 0.86794 | 7.5012 | 0.0010083 | 0.0009817 | 0.0074879
Industrial | Motor Optimization | New | Transportation Equipment | 6.5106 | 0.86794 | 7.5012 | 0 | 0 | 0
Industrial | Pump Improved Controls | Existing | Transportation Equipment | 11.4686 | 0.86934 | 13.1923 | 0.00078518 | 0.00076444 | 0.0058308
Industrial | Pump Improved Controls | New | Transportation Equipment | 11.4686 | 0.86934 | 13.1923 | 1.2911e-05 | 1.257e-05 | 9.5879e-05
Industrial | Pump System Optimization | Existing | Transportation Equipment | 6.9631 | 0.86794 | 8.0226 | 0.0041513 | 0.0040417 | 0.030828
Industrial | Pump System Optimization | New | Transportation Equipment | 6.9631 | 0.86794 | 8.0226 | 2.3619e-05 | 2.2995e-05 | 0.00017539
Industrial | Process Refrig Equipment Upgrade | New | Transportation Equipment | 4.4572 | 0.86426 | 5.1572 | 3.4375e-06 | 3.3527e-06 | 2.4969e-05
Industrial | Process Refrig Equipment Upgrade | Turnover | Transportation Equipment | 4.4572 | 0.86426 | 5.1572 | 0.00020904 | 0.00020389 | 0.0015184
Industrial | Process Heat System Optimization | Existing | Transportation Equipment | 1.1935 | 0.72358 | 1.6494 | 0.00076102 | 0.00074226 | 0.0055278
Industrial | Process Heat System Optimization | New | Transportation Equipment | 1.1935 | 0.72358 | 1.6494 | 1.2514e-05 | 1.2205e-05 | 9.0897e-05
Industrial | Compressed Air Equipment | New | Water and Wastewater | 7.067 | 0.86934 | 8.1292 | 3.886e-07 | 3.7833e-07 | 2.8857e-06
Industrial | Compressed Air Equipment | Turnover | Water and Wastewater | 7.067 | 0.86934 | 8.1292 | 2.3632e-05 | 2.3008e-05 | 0.00017549
Industrial | Efficient Lighting - Exterior | New | Water and Wastewater | 5.8425 | 1.0491 | 5.5691 | 0 | 0 | 6.2704e-07
Industrial | Efficient Lighting - Exterior | Turnover | Water and Wastewater | 5.8425 | 1.0491 | 5.5691 | 0 | 0 | 3.8132e-05
Industrial | Motor Improved Controls | Existing | Water and Wastewater | 7.0559 | 0.86934 | 8.1164 | 2.3853e-06 | 2.3223e-06 | 1.7713e-05
Industrial | Motor Improved Controls | New | Water and Wastewater | 7.0559 | 0.86934 | 8.1164 | 6.4111e-09 | 6.2418e-09 | 4.7609e-08
Industrial | Pump Improved Controls | Existing | Water and Wastewater | 11.4686 | 0.86934 | 13.1923 | 8.5952e-06 | 8.3682e-06 | 6.3829e-05
Industrial | Pump Improved Controls | New | Water and Wastewater | 11.4686 | 0.86934 | 13.1923 | 1.4134e-07 | 1.376e-07 | 1.0496e-06
Industrial | Pump System Optimization | Existing | Water and Wastewater | 8.2189 | 0.86794 | 9.4695 | 1.41e-05 | 1.3728e-05 | 0.00010471
Industrial | Pump System Optimization | New | Water and Wastewater | 8.2189 | 0.86794 | 9.4695 | 2.3185e-07 | 2.2573e-07 | 1.7218e-06
Industrial | Process Refrig Controls | Existing | Water and Wastewater | 11.0402 | 0.8663 | 12.744 | 3.1096e-06 | 3.0329e-06 | 2.2587e-05
Industrial | Process Refrig Controls | New | Water and Wastewater | 11.0402 | 0.8663 | 12.744 | 5.1134e-08 | 4.9873e-08 | 3.7142e-07
Industrial | Process Refrig System Optimization | Existing | Water and Wastewater | 2.225 | 0.75423 | 2.95 | 2.7399e-05 | 2.6724e-05 | 0.00019902
Industrial | Process Refrig System Optimization | New | Water and Wastewater | 2.225 | 0.75423 | 2.95 | 4.5055e-07 | 4.3944e-07 | 3.2726e-06

## Staff ROG37_4
Measures Changing from Failing to Passing | [9 empty] | Measures Changing from Passing to Failing | [10 empty] | Measures Changing from Failing to Passing | [9 empty] | Measures Changing from Passing to Failing
[Case 4 Longer free-ridership exclusion periods] Economic Potential – [TRC or RIM] | [9 empty] | [Case 4 Longer free-ridership exclusion periods] Economic Potential – [TRC or RIM] | [10 empty] | [Case 4 Longer free-ridership exclusion periods] Economic Potential – [TRC or RIM] | [9 empty] | [Case 4 Longer free-ridership exclusion periods] Economic Potential – [TRC or RIM]
Customer | Measure | Vintage | Segment | TRC | RIM | PCT | Summer | Winter | Energy | Customer | Measure | Vintage | Segment | TRC | RIM | PCT | Summer | Winter | Energy | Reason | Customer | Measure | Vintage | Segment | TRC | RIM | PCT | Summer | Winter | Energy | Customer | Measure | Vintage | Segment | TRC | RIM | PCT | Summer | Winter | Energy | Reason
Class | Name | [5 empty] | (MW) | (MW) | (GWh) | Class | Name | [5 empty] | (MW) | (MW) | (GWh) | for failure | Class | Name | [5 empty] | (MW) | (MW) | (GWh) | Class | Name | [5 empty] | (MW) | (MW) | (GWh) | for failure
N/A | [9 empty] | Residential | CFL-13W | Turnover | Single Family | 1.8426 | 0.65022 | 2.8338 | 0 | 0 | 0 | Due to longer free-ridership exclusion periods | N/A | [9 empty] | Industrial | Lighting Controls - Exterior | Existing | Agriculture and Assembly | 4.3363 | 1.0775 | 4.0243 | 0 | 0 | 0 | Due to longer free-ridership exclusion periods
* No measure permutations changed from Failing to Passing | [9 empty] | Residential | CFL-13W | Turnover | Multi-Family | 1.8426 | 0.65022 | 2.8338 | 0 | 0 | 0 | Due to longer free-ridership exclusion periods | * No measure permutations changed from Failing to Passing | [9 empty] | Industrial | Lighting Controls - Exterior | New | Agriculture and Assembly | 4.3363 | 1.0775 | 4.0243 | 0 | 0 | 0 | Due to longer free-ridership exclusion periods
[10 empty] | Residential | CFL-13W | Turnover | Manufactured Home | 1.8426 | 0.65022 | 2.8338 | 0 | 0 | 0 | Due to longer free-ridership exclusion periods | [10 empty] | Industrial | Lighting Controls - Exterior | Existing | Chemicals and Plastics | 3.8718 | 1.0775 | 3.5932 | 0 | 0 | 0 | Due to longer free-ridership exclusion periods
[10 empty] | Residential | CFL-13W | New | Single Family | 1.8426 | 0.65022 | 2.8338 | 0 | 0 | 0 | Due to longer free-ridership exclusion periods | [10 empty] | Industrial | Lighting Controls - Exterior | New | Chemicals and Plastics | 3.8718 | 1.0775 | 3.5932 | 0 | 0 | 0 | Due to longer free-ridership exclusion periods
[10 empty] | Residential | CFL-13W | New | Multi-Family | 1.8426 | 0.65022 | 2.8338 | 0 | 0 | 0 | Due to longer free-ridership exclusion periods | [10 empty] | Industrial | Lighting Controls - Exterior | Existing | Construction | 3.9186 | 1.0775 | 3.6367 | 0 | 0 | 0 | Due to longer free-ridership exclusion periods
[10 empty] | Residential | CFL-13W | New | Manufactured Home | 1.8426 | 0.65022 | 2.8338 | 0 | 0 | 0 | Due to longer free-ridership exclusion periods | [10 empty] | Industrial | Lighting Controls - Exterior | New | Construction | 3.9186 | 1.0775 | 3.6367 | 0 | 0 | 0 | Due to longer free-ridership exclusion periods
[10 empty] | Residential | LED - 9W Flood | Turnover | Single Family | 1.9594 | 0.6423 | 3.0507 | 0 | 0 | 0 | Due to longer free-ridership exclusion periods | [10 empty] | Industrial | Lighting Controls - Exterior | Existing | Electrical and Electronic Equip. | 3.7947 | 1.0775 | 3.5217 | 0 | 0 | 0 | Due to longer free-ridership exclusion periods
[10 empty] | Residential | LED - 9W Flood | Turnover | Multi-Family | 1.9594 | 0.6423 | 3.0507 | 0 | 0 | 0 | Due to longer free-ridership exclusion periods | [10 empty] | Industrial | Lighting Controls - Exterior | New | Electrical and Electronic Equip. | 3.7947 | 1.0775 | 3.5217 | 0 | 0 | 0 | Due to longer free-ridership exclusion periods
[10 empty] | Residential | LED - 9W Flood | Turnover | Manufactured Home | 1.9594 | 0.6423 | 3.0507 | 0 | 0 | 0 | Due to longer free-ridership exclusion periods | [10 empty] | Industrial | Lighting Controls - Exterior | Existing | Lumber/Furniture/Pulp/Paper | 3.1418 | 1.0775 | 2.9157 | 0 | 0 | 0 | Due to longer free-ridership exclusion periods
[10 empty] | Residential | LED - 9W Flood | New | Single Family | 1.9594 | 0.6423 | 3.0507 | 0 | 0 | 0 | Due to longer free-ridership exclusion periods | [10 empty] | Industrial | Lighting Controls - Exterior | New | Lumber/Furniture/Pulp/Paper | 3.1418 | 1.0775 | 2.9157 | 0 | 0 | 0 | Due to longer free-ridership exclusion periods
[10 empty] | Residential | LED - 9W Flood | New | Multi-Family | 1.9594 | 0.6423 | 3.0507 | 0 | 0 | 0 | Due to longer free-ridership exclusion periods | [10 empty] | Industrial | Lighting Controls - Exterior | Existing | Metal Products and Machinery | 3.4447 | 1.0775 | 3.1969 | 0 | 0 | 0 | Due to longer free-ridership exclusion periods
[10 empty] | Residential | LED - 9W Flood | New | Manufactured Home | 1.9594 | 0.6423 | 3.0507 | 0 | 0 | 0 | Due to longer free-ridership exclusion periods | [10 empty] | Industrial | Lighting Controls - Exterior | New | Metal Products and Machinery | 3.4447 | 1.0775 | 3.1969 | 0 | 0 | 0 | Due to longer free-ridership exclusion periods
[10 empty] | Residential | LED Specialty Lamps-5W Chandelier | Turnover | Single Family | 2.0821 | 0.6423 | 3.2416 | 0 | 0 | 0 | Due to longer free-ridership exclusion periods | [10 empty] | Industrial | Lighting Controls - Exterior | Existing | Primary Resources Industries | 3.7301 | 1.0775 | 3.4617 | 0 | 0 | 0 | Due to longer free-ridership exclusion periods
[10 empty] | Residential | LED Specialty Lamps-5W Chandelier | Turnover | Multi-Family | 2.0821 | 0.6423 | 3.2416 | 0 | 0 | 0 | Due to longer free-ridership exclusion periods | [10 empty] | Industrial | Lighting Controls - Exterior | New | Primary Resources Industries | 3.7301 | 1.0775 | 3.4617 | 0 | 0 | 0 | Due to longer free-ridership exclusion periods
[10 empty] | Residential | LED Specialty Lamps-5W Chandelier | Turnover | Manufactured Home | 2.0821 | 0.6423 | 3.2416 | 0 | 0 | 0 | Due to longer free-ridership exclusion periods | [10 empty] | Industrial | Lighting Controls - Exterior | Existing | Stone/Clay/Glass/Concrete | 3.658 | 1.0775 | 3.3948 | 0 | 0 | 0 | Due to longer free-ridership exclusion periods
[10 empty] | Residential | LED Specialty Lamps-5W Chandelier | New | Single Family | 2.0821 | 0.6423 | 3.2416 | 0 | 0 | 0 | Due to longer free-ridership exclusion periods | [10 empty] | Industrial | Lighting Controls - Exterior | New | Stone/Clay/Glass/Concrete | 3.658 | 1.0775 | 3.3948 | 0 | 0 | 0 | Due to longer free-ridership exclusion periods
[10 empty] | Residential | LED Specialty Lamps-5W Chandelier | New | Multi-Family | 2.0821 | 0.6423 | 3.2416 | 0 | 0 | 0 | Due to longer free-ridership exclusion periods | [10 empty] | Industrial | Lighting Controls - Exterior | Existing | Textiles and Leather | 4.2702 | 1.0775 | 3.9629 | 0 | 0 | 0 | Due to longer free-ridership exclusion periods
[10 empty] | Residential | LED Specialty Lamps-5W Chandelier | New | Manufactured Home | 2.0821 | 0.6423 | 3.2416 | 0 | 0 | 0 | Due to longer free-ridership exclusion periods | [10 empty] | Industrial | Lighting Controls - Exterior | New | Textiles and Leather | 4.2702 | 1.0775 | 3.9629 | 0 | 0 | 0 | Due to longer free-ridership exclusion periods
[10 empty] | Residential | Ceiling Insulation(R2 to R38) | Existing | Single Family | 2.7182 | 0.61638 | 4.41 | 0 | 0 | 0 | Due to longer free-ridership exclusion periods | [10 empty] | Industrial | Lighting Controls - Exterior | Existing | Transportation Equipment | 4.1712 | 1.0775 | 3.8711 | 0 | 0 | 0 | Due to longer free-ridership exclusion periods
[10 empty] | Residential | Ceiling Insulation(R2 to R38) | New | Single Family | 2.7182 | 0.61638 | 4.41 | 0 | 0 | 0 | Due to longer free-ridership exclusion periods | [10 empty] | Industrial | Lighting Controls - Exterior | New | Transportation Equipment | 4.1712 | 1.0775 | 3.8711 | 0 | 0 | 0 | Due to longer free-ridership exclusion periods
[10 empty] | Residential | Programmable Thermostat | New | Single Family | 2.3238 | 0.7269 | 3.1969 | 0 | 0 | 0 | Due to longer free-ridership exclusion periods | [10 empty] | Industrial | Lighting Controls - Exterior | Existing | Water and Wastewater | 3.9186 | 1.0775 | 3.6367 | 0 | 0 | 0 | Due to longer free-ridership exclusion periods
[10 empty] | Residential | Programmable Thermostat | New | Manufactured Home | 2.2732 | 0.7269 | 3.1273 | 0 | 0 | 0 | Due to longer free-ridership exclusion periods | [10 empty] | Industrial | Lighting Controls - Exterior | New | Water and Wastewater | 3.9186 | 1.0775 | 3.6367 | 0 | 0 | 0 | Due to longer free-ridership exclusion periods
[10 empty] | Commercial | Efficient Exhaust Hood | Turnover | Assembly | 3.2843 | 0.71916 | 4.5669 | 0 | 0 | 0 | Due to longer free-ridership exclusion periods
[10 empty] | Commercial | Efficient Exhaust Hood | Turnover | College and University | 3.2843 | 0.71916 | 4.5669 | 0 | 0 | 0 | Due to longer free-ridership exclusion periods
[10 empty] | Commercial | Efficient Exhaust Hood | Turnover | Grocery | 3.2843 | 0.71916 | 4.5669 | 0 | 0 | 0 | Due to longer free-ridership exclusion periods
[10 empty] | Commercial | Efficient Exhaust Hood | Turnover | Healthcare | 3.2843 | 0.71916 | 4.5669 | 0 | 0 | 0 | Due to longer free-ridership exclusion periods
[10 empty] | Commercial | Efficient Exhaust Hood | Turnover | Hospitals | 3.2843 | 0.71916 | 4.5669 | 0 | 0 | 0 | Due to longer free-ridership exclusion periods
[10 empty] | Commercial | Efficient Exhaust Hood | Turnover | Institutional | 3.2843 | 0.71916 | 4.5669 | 0 | 0 | 0 | Due to longer free-ridership exclusion periods
[10 empty] | Commercial | Efficient Exhaust Hood | Turnover | Lodging/Hospitality | 3.2843 | 0.71916 | 4.5669 | 0 | 0 | 0 | Due to longer free-ridership exclusion periods
[10 empty] | Commercial | Efficient Exhaust Hood | Turnover | Miscellaneous | 3.2843 | 0.71916 | 4.5669 | 0 | 0 | 0 | Due to longer free-ridership exclusion periods
[10 empty] | Commercial | Efficient Exhaust Hood | Turnover | Offices | 3.2843 | 0.71916 | 4.5669 | 0 | 0 | 0 | Due to longer free-ridership exclusion periods
[10 empty] | Commercial | Efficient Exhaust Hood | Turnover | Restaurants | 3.2843 | 0.71916 | 4.5669 | 0 | 0 | 0 | Due to longer free-ridership exclusion periods
[10 empty] | Commercial | Efficient Exhaust Hood | Turnover | Retail | 3.2843 | 0.71916 | 4.5669 | 0 | 0 | 0 | Due to longer free-ridership exclusion periods
[10 empty] | Commercial | Efficient Exhaust Hood | Turnover | Schools K-12 | 3.2843 | 0.71916 | 4.5669 | 0 | 0 | 0 | Due to longer free-ridership exclusion periods
[10 empty] | Commercial | Efficient Exhaust Hood | Turnover | Warehouse | 3.2843 | 0.71916 | 4.5669 | 0 | 0 | 0 | Due to longer free-ridership exclusion periods
[10 empty] | Commercial | Efficient Exhaust Hood | New | Assembly | 3.2843 | 0.71916 | 4.5669 | 0 | 0 | 0 | Due to longer free-ridership exclusion periods
[10 empty] | Commercial | Efficient Exhaust Hood | New | College and University | 3.2843 | 0.71916 | 4.5669 | 0 | 0 | 0 | Due to longer free-ridership exclusion periods
[10 empty] | Commercial | Efficient Exhaust Hood | New | Grocery | 3.2843 | 0.71916 | 4.5669 | 0 | 0 | 0 | Due to longer free-ridership exclusion periods
[10 empty] | Commercial | Efficient Exhaust Hood | New | Healthcare | 3.2843 | 0.71916 | 4.5669 | 0 | 0 | 0 | Due to longer free-ridership exclusion periods
[10 empty] | Commercial | Efficient Exhaust Hood | New | Hospitals | 3.2843 | 0.71916 | 4.5669 | 0 | 0 | 0 | Due to longer free-ridership exclusion periods
[10 empty] | Commercial | Efficient Exhaust Hood | New | Institutional | 3.2843 | 0.71916 | 4.5669 | 0 | 0 | 0 | Due to longer free-ridership exclusion periods
[10 empty] | Commercial | Efficient Exhaust Hood | New | Lodging/Hospitality | 3.2843 | 0.71916 | 4.5669 | 0 | 0 | 0 | Due to longer free-ridership exclusion periods
[10 empty] | Commercial | Efficient Exhaust Hood | New | Miscellaneous | 3.2843 | 0.71916 | 4.5669 | 0 | 0 | 0 | Due to longer free-ridership exclusion periods
[10 empty] | Commercial | Efficient Exhaust Hood | New | Offices | 3.2843 | 0.71916 | 4.5669 | 0 | 0 | 0 | Due to longer free-ridership exclusion periods
[10 empty] | Commercial | Efficient Exhaust Hood | New | Restaurants | 3.2843 | 0.71916 | 4.5669 | 0 | 0 | 0 | Due to longer free-ridership exclusion periods
[10 empty] | Commercial | Efficient Exhaust Hood | New | Retail | 3.2843 | 0.71916 | 4.5669 | 0 | 0 | 0 | Due to longer free-ridership exclusion periods
[10 empty] | Commercial | Efficient Exhaust Hood | New | Schools K-12 | 3.2843 | 0.71916 | 4.5669 | 0 | 0 | 0 | Due to longer free-ridership exclusion periods
[10 empty] | Commercial | Efficient Exhaust Hood | New | Warehouse | 3.2843 | 0.71916 | 4.5669 | 0 | 0 | 0 | Due to longer free-ridership exclusion periods
[10 empty] | Commercial | Heat Pump Water Heater | Turnover | Assembly | 2.4829 | 0.67856 | 3.6591 | 0 | 0 | 0 | Due to longer free-ridership exclusion periods
[10 empty] | Commercial | Heat Pump Water Heater | New | Assembly | 2.4829 | 0.67856 | 3.6591 | 0 | 0 | 0 | Due to longer free-ridership exclusion periods
[10 empty] | Commercial | High Efficiency Chiller (Air Cooled, 50 tons) | Turnover | Healthcare | 3.5574 | 0.66777 | 5.3272 | 0 | 0 | 0 | Due to longer free-ridership exclusion periods
[10 empty] | Commercial | High Efficiency Chiller (Air Cooled, 50 tons) | Turnover | Hospitals | 3.3698 | 0.66777 | 5.0463 | 0 | 0 | 0 | Due to longer free-ridership exclusion periods
[10 empty] | Commercial | High Efficiency Chiller (Air Cooled, 50 tons) | New | Healthcare | 3.5574 | 0.66777 | 5.3272 | 0 | 0 | 0 | Due to longer free-ridership exclusion periods
[10 empty] | Commercial | High Efficiency Chiller (Air Cooled, 50 tons) | New | Hospitals | 3.3698 | 0.66777 | 5.0463 | 0 | 0 | 0 | Due to longer free-ridership exclusion periods
[10 empty] | Commercial | High Efficiency Chiller (Water cooled-centrifugal, 200 tons) | Turnover | Healthcare | 3.4657 | 0.73314 | 4.7272 | 0 | 0 | 0 | Due to longer free-ridership exclusion periods
[10 empty] | Commercial | High Efficiency Chiller (Water cooled-centrifugal, 200 tons) | Turnover | Hospitals | 3.2829 | 0.73314 | 4.4779 | 0 | 0 | 0 | Due to longer free-ridership exclusion periods
[10 empty] | Commercial | High Efficiency Chiller (Water cooled-centrifugal, 200 tons) | New | Healthcare | 3.4657 | 0.73314 | 4.7272 | 0 | 0 | 0 | Due to longer free-ridership exclusion periods
[10 empty] | Commercial | High Efficiency Chiller (Water cooled-centrifugal, 200 tons) | New | Hospitals | 3.2829 | 0.73314 | 4.4779 | 0 | 0 | 0 | Due to longer free-ridership exclusion periods
[10 empty] | Commercial | High Efficiency PTAC | Turnover | Miscellaneous | 2.7119 | 0.72553 | 3.7379 | 0 | 0 | 0 | Due to longer free-ridership exclusion periods
[10 empty] | Commercial | High Efficiency PTAC | New | Miscellaneous | 2.7119 | 0.72553 | 3.7379 | 0 | 0 | 0 | Due to longer free-ridership exclusion periods
[10 empty] | Commercial | High Efficiency PTHP | Turnover | Grocery | 2.6444 | 0.6853 | 3.8588 | 0 | 0 | 0 | Due to longer free-ridership exclusion periods
[10 empty] | Commercial | High Efficiency PTHP | Turnover | Miscellaneous | 2.6049 | 0.6853 | 3.8011 | 0 | 0 | 0 | Due to longer free-ridership exclusion periods
[10 empty] | Commercial | High Efficiency PTHP | New | Grocery | 2.6444 | 0.6853 | 3.8588 | 0 | 0 | 0 | Due to longer free-ridership exclusion periods
[10 empty] | Commercial | High Efficiency PTHP | New | Miscellaneous | 2.6049 | 0.6853 | 3.8011 | 0 | 0 | 0 | Due to longer free-ridership exclusion periods
[10 empty] | Commercial | High Bay Fluorescent (T5) | Turnover | Schools K-12 | 3.5994 | 0.67224 | 5.3544 | 0 | 0 | 0 | Due to longer free-ridership exclusion periods
[10 empty] | Commercial | High Bay Fluorescent (T5) | New | Schools K-12 | 3.5994 | 0.67224 | 5.3544 | 0 | 0 | 0 | Due to longer free-ridership exclusion periods
[10 empty] | Commercial | High Bay LED | Turnover | Assembly | 2.9495 | 0.67224 | 4.3876 | 0 | 0 | 0 | Due to longer free-ridership exclusion periods
[10 empty] | Commercial | High Bay LED | Turnover | Institutional | 3.3834 | 0.67224 | 5.033 | 0 | 0 | 0 | Due to longer free-ridership exclusion periods
[10 empty] | Commercial | High Bay LED | Turnover | Offices | 3.3362 | 0.67224 | 4.9628 | 0 | 0 | 0 | Due to longer free-ridership exclusion periods
[10 empty] | Commercial | High Bay LED | Turnover | Restaurants | 3.4428 | 0.67224 | 5.1215 | 0 | 0 | 0 | Due to longer free-ridership exclusion periods
[10 empty] | Commercial | High Bay LED | New | Assembly | 2.9495 | 0.67224 | 4.3876 | 0 | 0 | 0 | Due to longer free-ridership exclusion periods
[10 empty] | Commercial | High Bay LED | New | Institutional | 3.3834 | 0.67224 | 5.033 | 0 | 0 | 0 | Due to longer free-ridership exclusion periods
[10 empty] | Commercial | High Bay LED | New | Offices | 3.3362 | 0.67224 | 4.9628 | 0 | 0 | 0 | Due to longer free-ridership exclusion periods
[10 empty] | Commercial | High Bay LED | New | Restaurants | 3.4428 | 0.67224 | 5.1215 | 0 | 0 | 0 | Due to longer free-ridership exclusion periods
[10 empty] | Commercial | Premium T8 - Fixture Replacement | Turnover | Hospitals | 1.6958 | 0.67502 | 2.5121 | 0 | 0 | 0 | Due to longer free-ridership exclusion periods
[10 empty] | Commercial | Premium T8 - Fixture Replacement | New | Hospitals | 1.6958 | 0.67502 | 2.5121 | 0 | 0 | 0 | Due to longer free-ridership exclusion periods
[10 empty] | Commercial | Energy Star Uninterruptable Power Supply | Turnover | Assembly | 1.8891 | 0.65403 | 2.8884 | 0 | 0 | 0 | Due to longer free-ridership exclusion periods
[10 empty] | Commercial | Energy Star Uninterruptable Power Supply | Turnover | College and University | 1.8891 | 0.65403 | 2.8884 | 0 | 0 | 0 | Due to longer free-ridership exclusion periods
[10 empty] | Commercial | Energy Star Uninterruptable Power Supply | Turnover | Grocery | 1.8891 | 0.65403 | 2.8884 | 0 | 0 | 0 | Due to longer free-ridership exclusion periods
[10 empty] | Commercial | Energy Star Uninterruptable Power Supply | Turnover | Healthcare | 1.8891 | 0.65403 | 2.8884 | 0 | 0 | 0 | Due to longer free-ridership exclusion periods
[10 empty] | Commercial | Energy Star Uninterruptable Power Supply | Turnover | Hospitals | 1.8891 | 0.65403 | 2.8884 | 0 | 0 | 0 | Due to longer free-ridership exclusion periods
[10 empty] | Commercial | Energy Star Uninterruptable Power Supply | Turnover | Institutional | 1.8891 | 0.65403 | 2.8884 | 0 | 0 | 0 | Due to longer free-ridership exclusion periods
[10 empty] | Commercial | Energy Star Uninterruptable Power Supply | Turnover | Lodging/Hospitality | 1.8891 | 0.65403 | 2.8884 | 0 | 0 | 0 | Due to longer free-ridership exclusion periods
[10 empty] | Commercial | Energy Star Uninterruptable Power Supply | Turnover | Miscellaneous | 1.8891 | 0.65403 | 2.8884 | 0 | 0 | 0 | Due to longer free-ridership exclusion periods
[10 empty] | Commercial | Energy Star Uninterruptable Power Supply | Turnover | Offices | 1.8891 | 0.65403 | 2.8884 | 0 | 0 | 0 | Due to longer free-ridership exclusion periods
[10 empty] | Commercial | Energy Star Uninterruptable Power Supply | Turnover | Restaurants | 1.8891 | 0.65403 | 2.8884 | 0 | 0 | 0 | Due to longer free-ridership exclusion periods
[10 empty] | Commercial | Energy Star Uninterruptable Power Supply | Turnover | Retail | 1.8891 | 0.65403 | 2.8884 | 0 | 0 | 0 | Due to longer free-ridership exclusion periods
[10 empty] | Commercial | Energy Star Uninterruptable Power Supply | Turnover | Schools K-12 | 1.8891 | 0.65403 | 2.8884 | 0 | 0 | 0 | Due to longer free-ridership exclusion periods
[10 empty] | Commercial | Energy Star Uninterruptable Power Supply | Turnover | Warehouse | 1.8891 | 0.65403 | 2.8884 | 0 | 0 | 0 | Due to longer free-ridership exclusion periods
[10 empty] | Commercial | Energy Star Uninterruptable Power Supply | New | Assembly | 1.8891 | 0.65403 | 2.8884 | 0 | 0 | 0 | Due to longer free-ridership exclusion periods
[10 empty] | Commercial | Energy Star Uninterruptable Power Supply | New | College and University | 1.8891 | 0.65403 | 2.8884 | 0 | 0 | 0 | Due to longer free-ridership exclusion periods
[10 empty] | Commercial | Energy Star Uninterruptable Power Supply | New | Grocery | 1.8891 | 0.65403 | 2.8884 | 0 | 0 | 0 | Due to longer free-ridership exclusion periods
[10 empty] | Commercial | Energy Star Uninterruptable Power Supply | New | Healthcare | 1.8891 | 0.65403 | 2.8884 | 0 | 0 | 0 | Due to longer free-ridership exclusion periods
[10 empty] | Commercial | Energy Star Uninterruptable Power Supply | New | Hospitals | 1.8891 | 0.65403 | 2.8884 | 0 | 0 | 0 | Due to longer free-ridership exclusion periods
[10 empty] | Commercial | Energy Star Uninterruptable Power Supply | New | Institutional | 1.8891 | 0.65403 | 2.8884 | 0 | 0 | 0 | Due to longer free-ridership exclusion periods
[10 empty] | Commercial | Energy Star Uninterruptable Power Supply | New | Lodging/Hospitality | 1.8891 | 0.65403 | 2.8884 | 0 | 0 | 0 | Due to longer free-ridership exclusion periods
[10 empty] | Commercial | Energy Star Uninterruptable Power Supply | New | Miscellaneous | 1.8891 | 0.65403 | 2.8884 | 0 | 0 | 0 | Due to longer free-ridership exclusion periods
[10 empty] | Commercial | Energy Star Uninterruptable Power Supply | New | Offices | 1.8891 | 0.65403 | 2.8884 | 0 | 0 | 0 | Due to longer free-ridership exclusion periods
[10 empty] | Commercial | Energy Star Uninterruptable Power Supply | New | Restaurants | 1.8891 | 0.65403 | 2.8884 | 0 | 0 | 0 | Due to longer free-ridership exclusion periods
[10 empty] | Commercial | Energy Star Uninterruptable Power Supply | New | Retail | 1.8891 | 0.65403 | 2.8884 | 0 | 0 | 0 | Due to longer free-ridership exclusion periods
[10 empty] | Commercial | Energy Star Uninterruptable Power Supply | New | Schools K-12 | 1.8891 | 0.65403 | 2.8884 | 0 | 0 | 0 | Due to longer free-ridership exclusion periods
[10 empty] | Commercial | Energy Star Uninterruptable Power Supply | New | Warehouse | 1.8891 | 0.65403 | 2.8884 | 0 | 0 | 0 | Due to longer free-ridership exclusion periods
[10 empty] | Commercial | High Speed Fans | Turnover | Assembly | 1.5208 | 0.71448 | 2.1285 | 0 | 0 | 0 | Due to longer free-ridership exclusion periods
[10 empty] | Commercial | High Speed Fans | Turnover | College and University | 1.4465 | 0.67994 | 2.1274 | 0 | 0 | 0 | Due to longer free-ridership exclusion periods
[10 empty] | Commercial | High Speed Fans | Turnover | Grocery | 1.5208 | 0.71448 | 2.1285 | 0 | 0 | 0 | Due to longer free-ridership exclusion periods
[10 empty] | Commercial | High Speed Fans | Turnover | Healthcare | 1.4465 | 0.67994 | 2.1274 | 0 | 0 | 0 | Due to longer free-ridership exclusion periods
[10 empty] | Commercial | High Speed Fans | Turnover | Hospitals | 1.4465 | 0.67994 | 2.1274 | 0 | 0 | 0 | Due to longer free-ridership exclusion periods
[10 empty] | Commercial | High Speed Fans | Turnover | Institutional | 1.5208 | 0.71448 | 2.1285 | 0 | 0 | 0 | Due to longer free-ridership exclusion periods
[10 empty] | Commercial | High Speed Fans | Turnover | Lodging/Hospitality | 1.4465 | 0.67994 | 2.1274 | 0 | 0 | 0 | Due to longer free-ridership exclusion periods
[10 empty] | Commercial | High Speed Fans | Turnover | Miscellaneous | 1.5208 | 0.71448 | 2.1285 | 0 | 0 | 0 | Due to longer free-ridership exclusion periods
[10 empty] | Commercial | High Speed Fans | Turnover | Offices | 1.5208 | 0.71448 | 2.1285 | 0 | 0 | 0 | Due to longer free-ridership exclusion periods
[10 empty] | Commercial | High Speed Fans | Turnover | Restaurants | 1.4465 | 0.67994 | 2.1274 | 0 | 0 | 0 | Due to longer free-ridership exclusion periods
[10 empty] | Commercial | High Speed Fans | Turnover | Retail | 1.5208 | 0.71448 | 2.1285 | 0 | 0 | 0 | Due to longer free-ridership exclusion periods
[10 empty] | Commercial | High Speed Fans | Turnover | Schools K-12 | 1.4465 | 0.67994 | 2.1274 | 0 | 0 | 0 | Due to longer free-ridership exclusion periods
[10 empty] | Commercial | High Speed Fans | Turnover | Warehouse | 1.5208 | 0.71448 | 2.1285 | 0 | 0 | 0 | Due to longer free-ridership exclusion periods
[10 empty] | Commercial | High Speed Fans | New | Assembly | 1.5208 | 0.71448 | 2.1285 | 0 | 0 | 0 | Due to longer free-ridership exclusion periods
[10 empty] | Commercial | High Speed Fans | New | College and University | 1.4465 | 0.67994 | 2.1274 | 0 | 0 | 0 | Due to longer free-ridership exclusion periods
[10 empty] | Commercial | High Speed Fans | New | Grocery | 1.5208 | 0.71448 | 2.1285 | 0 | 0 | 0 | Due to longer free-ridership exclusion periods
[10 empty] | Commercial | High Speed Fans | New | Healthcare | 1.4465 | 0.67994 | 2.1274 | 0 | 0 | 0 | Due to longer free-ridership exclusion periods
[10 empty] | Commercial | High Speed Fans | New | Hospitals | 1.4465 | 0.67994 | 2.1274 | 0 | 0 | 0 | Due to longer free-ridership exclusion periods
[10 empty] | Commercial | High Speed Fans | New | Institutional | 1.5208 | 0.71448 | 2.1285 | 0 | 0 | 0 | Due to longer free-ridership exclusion periods
[10 empty] | Commercial | High Speed Fans | New | Lodging/Hospitality | 1.4465 | 0.67994 | 2.1274 | 0 | 0 | 0 | Due to longer free-ridership exclusion periods
[10 empty] | Commercial | High Speed Fans | New | Miscellaneous | 1.5208 | 0.71448 | 2.1285 | 0 | 0 | 0 | Due to longer free-ridership exclusion periods
[10 empty] | Commercial | High Speed Fans | New | Offices | 1.5208 | 0.71448 | 2.1285 | 0 | 0 | 0 | Due to longer free-ridership exclusion periods
[10 empty] | Commercial | High Speed Fans | New | Restaurants | 1.4465 | 0.67994 | 2.1274 | 0 | 0 | 0 | Due to longer free-ridership exclusion periods
[10 empty] | Commercial | High Speed Fans | New | Retail | 1.5208 | 0.71448 | 2.1285 | 0 | 0 | 0 | Due to longer free-ridership exclusion periods
[10 empty] | Commercial | High Speed Fans | New | Schools K-12 | 1.4465 | 0.67994 | 2.1274 | 0 | 0 | 0 | Due to longer free-ridership exclusion periods
[10 empty] | Commercial | High Speed Fans | New | Warehouse | 1.5208 | 0.71448 | 2.1285 | 0 | 0 | 0 | Due to longer free-ridership exclusion periods
[10 empty] | Commercial | Bi-Level Lighting Control (Exterior) | Existing | Assembly | 1.7069 | 0.6562 | 2.6012 | 0 | 0 | 0 | Due to longer free-ridership exclusion periods
[10 empty] | Commercial | Bi-Level Lighting Control (Exterior) | Existing | College and University | 1.7069 | 0.6562 | 2.6012 | 0 | 0 | 0 | Due to longer free-ridership exclusion periods
[10 empty] | Commercial | Bi-Level Lighting Control (Exterior) | Existing | Grocery | 1.7069 | 0.6562 | 2.6012 | 0 | 0 | 0 | Due to longer free-ridership exclusion periods
[10 empty] | Commercial | Bi-Level Lighting Control (Exterior) | Existing | Healthcare | 1.7069 | 0.6562 | 2.6012 | 0 | 0 | 0 | Due to longer free-ridership exclusion periods
[10 empty] | Commercial | Bi-Level Lighting Control (Exterior) | Existing | Hospitals | 1.7069 | 0.6562 | 2.6012 | 0 | 0 | 0 | Due to longer free-ridership exclusion periods
[10 empty] | Commercial | Bi-Level Lighting Control (Exterior) | Existing | Institutional | 1.7069 | 0.6562 | 2.6012 | 0 | 0 | 0 | Due to longer free-ridership exclusion periods
[10 empty] | Commercial | Bi-Level Lighting Control (Exterior) | Existing | Lodging/Hospitality | 1.7069 | 0.6562 | 2.6012 | 0 | 0 | 0 | Due to longer free-ridership exclusion periods
[10 empty] | Commercial | Bi-Level Lighting Control (Exterior) | Existing | Miscellaneous | 1.7069 | 0.6562 | 2.6012 | 0 | 0 | 0 | Due to longer free-ridership exclusion periods
[10 empty] | Commercial | Bi-Level Lighting Control (Exterior) | Existing | Offices | 1.7069 | 0.6562 | 2.6012 | 0 | 0 | 0 | Due to longer free-ridership exclusion periods
[10 empty] | Commercial | Bi-Level Lighting Control (Exterior) | Existing | Restaurants | 1.7069 | 0.6562 | 2.6012 | 0 | 0 | 0 | Due to longer free-ridership exclusion periods
[10 empty] | Commercial | Bi-Level Lighting Control (Exterior) | Existing | Retail | 1.7069 | 0.6562 | 2.6012 | 0 | 0 | 0 | Due to longer free-ridership exclusion periods
[10 empty] | Commercial | Bi-Level Lighting Control (Exterior) | Existing | Schools K-12 | 1.7069 | 0.6562 | 2.6012 | 0 | 0 | 0 | Due to longer free-ridership exclusion periods
[10 empty] | Commercial | Bi-Level Lighting Control (Exterior) | Existing | Warehouse | 1.7069 | 0.6562 | 2.6012 | 0 | 0 | 0 | Due to longer free-ridership exclusion periods
[10 empty] | Commercial | Bi-Level Lighting Control (Exterior) | New | Assembly | 1.7069 | 0.6562 | 2.6012 | 0 | 0 | 0 | Due to longer free-ridership exclusion periods
[10 empty] | Commercial | Bi-Level Lighting Control (Exterior) | New | College and University | 1.7069 | 0.6562 | 2.6012 | 0 | 0 | 0 | Due to longer free-ridership exclusion periods
[10 empty] | Commercial | Bi-Level Lighting Control (Exterior) | New | Grocery | 1.7069 | 0.6562 | 2.6012 | 0 | 0 | 0 | Due to longer free-ridership exclusion periods
[10 empty] | Commercial | Bi-Level Lighting Control (Exterior) | New | Healthcare | 1.7069 | 0.6562 | 2.6012 | 0 | 0 | 0 | Due to longer free-ridership exclusion periods
[10 empty] | Commercial | Bi-Level Lighting Control (Exterior) | New | Hospitals | 1.7069 | 0.6562 | 2.6012 | 0 | 0 | 0 | Due to longer free-ridership exclusion periods
[10 empty] | Commercial | Bi-Level Lighting Control (Exterior) | New | Institutional | 1.7069 | 0.6562 | 2.6012 | 0 | 0 | 0 | Due to longer free-ridership exclusion periods
[10 empty] | Commercial | Bi-Level Lighting Control (Exterior) | New | Lodging/Hospitality | 1.7069 | 0.6562 | 2.6012 | 0 | 0 | 0 | Due to longer free-ridership exclusion periods
[10 empty] | Commercial | Bi-Level Lighting Control (Exterior) | New | Miscellaneous | 1.7069 | 0.6562 | 2.6012 | 0 | 0 | 0 | Due to longer free-ridership exclusion periods
[10 empty] | Commercial | Bi-Level Lighting Control (Exterior) | New | Offices | 1.7069 | 0.6562 | 2.6012 | 0 | 0 | 0 | Due to longer free-ridership exclusion periods
[10 empty] | Commercial | Bi-Level Lighting Control (Exterior) | New | Restaurants | 1.7069 | 0.6562 | 2.6012 | 0 | 0 | 0 | Due to longer free-ridership exclusion periods
[10 empty] | Commercial | Bi-Level Lighting Control (Exterior) | New | Retail | 1.7069 | 0.6562 | 2.6012 | 0 | 0 | 0 | Due to longer free-ridership exclusion periods
[10 empty] | Commercial | Bi-Level Lighting Control (Exterior) | New | Schools K-12 | 1.7069 | 0.6562 | 2.6012 | 0 | 0 | 0 | Due to longer free-ridership exclusion periods
[10 empty] | Commercial | Bi-Level Lighting Control (Exterior) | New | Warehouse | 1.7069 | 0.6562 | 2.6012 | 0 | 0 | 0 | Due to longer free-ridership exclusion periods
[10 empty] | Commercial | Outdoor Lighting Controls | Existing | Assembly | 1.7219 | 0.57215 | 3.0095 | 0 | 0 | 0 | Due to longer free-ridership exclusion periods
[10 empty] | Commercial | Outdoor Lighting Controls | Existing | College and University | 1.7219 | 0.57215 | 3.0095 | 0 | 0 | 0 | Due to longer free-ridership exclusion periods
[10 empty] | Commercial | Outdoor Lighting Controls | Existing | Grocery | 1.7219 | 0.57215 | 3.0095 | 0 | 0 | 0 | Due to longer free-ridership exclusion periods
[10 empty] | Commercial | Outdoor Lighting Controls | Existing | Healthcare | 1.7219 | 0.57215 | 3.0095 | 0 | 0 | 0 | Due to longer free-ridership exclusion periods
[10 empty] | Commercial | Outdoor Lighting Controls | Existing | Hospitals | 1.7219 | 0.57215 | 3.0095 | 0 | 0 | 0 | Due to longer free-ridership exclusion periods
[10 empty] | Commercial | Outdoor Lighting Controls | Existing | Institutional | 1.7219 | 0.57215 | 3.0095 | 0 | 0 | 0 | Due to longer free-ridership exclusion periods
[10 empty] | Commercial | Outdoor Lighting Controls | Existing | Lodging/Hospitality | 1.7219 | 0.57215 | 3.0095 | 0 | 0 | 0 | Due to longer free-ridership exclusion periods
[10 empty] | Commercial | Outdoor Lighting Controls | Existing | Miscellaneous | 1.7219 | 0.57215 | 3.0095 | 0 | 0 | 0 | Due to longer free-ridership exclusion periods
[10 empty] | Commercial | Outdoor Lighting Controls | Existing | Offices | 1.7219 | 0.57215 | 3.0095 | 0 | 0 | 0 | Due to longer free-ridership exclusion periods
[10 empty] | Commercial | Outdoor Lighting Controls | Existing | Restaurants | 1.7219 | 0.57215 | 3.0095 | 0 | 0 | 0 | Due to longer free-ridership exclusion periods
[10 empty] | Commercial | Outdoor Lighting Controls | Existing | Retail | 1.7219 | 0.57215 | 3.0095 | 0 | 0 | 0 | Due to longer free-ridership exclusion periods
[10 empty] | Commercial | Outdoor Lighting Controls | Existing | Schools K-12 | 1.7219 | 0.57215 | 3.0095 | 0 | 0 | 0 | Due to longer free-ridership exclusion periods
[10 empty] | Commercial | Outdoor Lighting Controls | Existing | Warehouse | 1.7219 | 0.57215 | 3.0095 | 0 | 0 | 0 | Due to longer free-ridership exclusion periods
[10 empty] | Commercial | Outdoor Lighting Controls | New | Assembly | 1.7219 | 0.57215 | 3.0095 | 0 | 0 | 0 | Due to longer free-ridership exclusion periods
[10 empty] | Commercial | Outdoor Lighting Controls | New | College and University | 1.7219 | 0.57215 | 3.0095 | 0 | 0 | 0 | Due to longer free-ridership exclusion periods
[10 empty] | Commercial | Outdoor Lighting Controls | New | Grocery | 1.7219 | 0.57215 | 3.0095 | 0 | 0 | 0 | Due to longer free-ridership exclusion periods
[10 empty] | Commercial | Outdoor Lighting Controls | New | Healthcare | 1.7219 | 0.57215 | 3.0095 | 0 | 0 | 0 | Due to longer free-ridership exclusion periods
[10 empty] | Commercial | Outdoor Lighting Controls | New | Hospitals | 1.7219 | 0.57215 | 3.0095 | 0 | 0 | 0 | Due to longer free-ridership exclusion periods
[10 empty] | Commercial | Outdoor Lighting Controls | New | Institutional | 1.7219 | 0.57215 | 3.0095 | 0 | 0 | 0 | Due to longer free-ridership exclusion periods
[10 empty] | Commercial | Outdoor Lighting Controls | New | Lodging/Hospitality | 1.7219 | 0.57215 | 3.0095 | 0 | 0 | 0 | Due to longer free-ridership exclusion periods
[10 empty] | Commercial | Outdoor Lighting Controls | New | Miscellaneous | 1.7219 | 0.57215 | 3.0095 | 0 | 0 | 0 | Due to longer free-ridership exclusion periods
[10 empty] | Commercial | Outdoor Lighting Controls | New | Offices | 1.7219 | 0.57215 | 3.0095 | 0 | 0 | 0 | Due to longer free-ridership exclusion periods
[10 empty] | Commercial | Outdoor Lighting Controls | New | Restaurants | 1.7219 | 0.57215 | 3.0095 | 0 | 0 | 0 | Due to longer free-ridership exclusion periods
[10 empty] | Commercial | Outdoor Lighting Controls | New | Retail | 1.7219 | 0.57215 | 3.0095 | 0 | 0 | 0 | Due to longer free-ridership exclusion periods
[10 empty] | Commercial | Outdoor Lighting Controls | New | Schools K-12 | 1.7219 | 0.57215 | 3.0095 | 0 | 0 | 0 | Due to longer free-ridership exclusion periods
[10 empty] | Commercial | Outdoor Lighting Controls | New | Warehouse | 1.7219 | 0.57215 | 3.0095 | 0 | 0 | 0 | Due to longer free-ridership exclusion periods
[10 empty] | Commercial | Chilled Water System - Variable Speed Drives | Existing | Assembly | 3.1294 | 0.64886 | 4.8229 | 0 | 0 | 0 | Due to longer free-ridership exclusion periods
[10 empty] | Commercial | Chilled Water System - Variable Speed Drives | Existing | College and University | 3.1294 | 0.64886 | 4.8229 | 0 | 0 | 0 | Due to longer free-ridership exclusion periods
[10 empty] | Commercial | Chilled Water System - Variable Speed Drives | Existing | Grocery | 3.1294 | 0.64886 | 4.8229 | 0 | 0 | 0 | Due to longer free-ridership exclusion periods
[10 empty] | Commercial | Chilled Water System - Variable Speed Drives | Existing | Healthcare | 3.1294 | 0.64886 | 4.8229 | 0 | 0 | 0 | Due to longer free-ridership exclusion periods
[10 empty] | Commercial | Chilled Water System - Variable Speed Drives | Existing | Hospitals | 3.1294 | 0.64886 | 4.8229 | 0 | 0 | 0 | Due to longer free-ridership exclusion periods
[10 empty] | Commercial | Chilled Water System - Variable Speed Drives | Existing | Institutional | 3.1294 | 0.64886 | 4.8229 | 0 | 0 | 0 | Due to longer free-ridership exclusion periods
[10 empty] | Commercial | Chilled Water System - Variable Speed Drives | Existing | Lodging/Hospitality | 3.1294 | 0.64886 | 4.8229 | 0 | 0 | 0 | Due to longer free-ridership exclusion periods
[10 empty] | Commercial | Chilled Water System - Variable Speed Drives | Existing | Miscellaneous | 3.1294 | 0.64886 | 4.8229 | 0 | 0 | 0 | Due to longer free-ridership exclusion periods
[10 empty] | Commercial | Chilled Water System - Variable Speed Drives | Existing | Offices | 3.1294 | 0.64886 | 4.8229 | 0 | 0 | 0 | Due to longer free-ridership exclusion periods
[10 empty] | Commercial | Chilled Water System - Variable Speed Drives | Existing | Restaurants | 3.1294 | 0.64886 | 4.8229 | 0 | 0 | 0 | Due to longer free-ridership exclusion periods
[10 empty] | Commercial | Chilled Water System - Variable Speed Drives | Existing | Retail | 3.1294 | 0.64886 | 4.8229 | 0 | 0 | 0 | Due to longer free-ridership exclusion periods
[10 empty] | Commercial | Chilled Water System - Variable Speed Drives | Existing | Schools K-12 | 3.1294 | 0.64886 | 4.8229 | 0 | 0 | 0 | Due to longer free-ridership exclusion periods
[10 empty] | Commercial | Chilled Water System - Variable Speed Drives | Existing | Warehouse | 3.1294 | 0.64886 | 4.8229 | 0 | 0 | 0 | Due to longer free-ridership exclusion periods
[10 empty] | Commercial | Chilled Water System - Variable Speed Drives | New | Assembly | 3.1294 | 0.64886 | 4.8229 | 0 | 0 | 0 | Due to longer free-ridership exclusion periods
[10 empty] | Commercial | Chilled Water System - Variable Speed Drives | New | College and University | 3.1294 | 0.64886 | 4.8229 | 0 | 0 | 0 | Due to longer free-ridership exclusion periods
[10 empty] | Commercial | Chilled Water System - Variable Speed Drives | New | Grocery | 3.1294 | 0.64886 | 4.8229 | 0 | 0 | 0 | Due to longer free-ridership exclusion periods
[10 empty] | Commercial | Chilled Water System - Variable Speed Drives | New | Healthcare | 3.1294 | 0.64886 | 4.8229 | 0 | 0 | 0 | Due to longer free-ridership exclusion periods
[10 empty] | Commercial | Chilled Water System - Variable Speed Drives | New | Hospitals | 3.1294 | 0.64886 | 4.8229 | 0 | 0 | 0 | Due to longer free-ridership exclusion periods
[10 empty] | Commercial | Chilled Water System - Variable Speed Drives | New | Institutional | 3.1294 | 0.64886 | 4.8229 | 0 | 0 | 0 | Due to longer free-ridership exclusion periods
[10 empty] | Commercial | Chilled Water System - Variable Speed Drives | New | Lodging/Hospitality | 3.1294 | 0.64886 | 4.8229 | 0 | 0 | 0 | Due to longer free-ridership exclusion periods
[10 empty] | Commercial | Chilled Water System - Variable Speed Drives | New | Miscellaneous | 3.1294 | 0.64886 | 4.8229 | 0 | 0 | 0 | Due to longer free-ridership exclusion periods
[10 empty] | Commercial | Chilled Water System - Variable Speed Drives | New | Offices | 3.1294 | 0.64886 | 4.8229 | 0 | 0 | 0 | Due to longer free-ridership exclusion periods
[10 empty] | Commercial | Chilled Water System - Variable Speed Drives | New | Restaurants | 3.1294 | 0.64886 | 4.8229 | 0 | 0 | 0 | Due to longer free-ridership exclusion periods
[10 empty] | Commercial | Chilled Water System - Variable Speed Drives | New | Retail | 3.1294 | 0.64886 | 4.8229 | 0 | 0 | 0 | Due to longer free-ridership exclusion periods
[10 empty] | Commercial | Chilled Water System - Variable Speed Drives | New | Schools K-12 | 3.1294 | 0.64886 | 4.8229 | 0 | 0 | 0 | Due to longer free-ridership exclusion periods
[10 empty] | Commercial | Chilled Water System - Variable Speed Drives | New | Warehouse | 3.1294 | 0.64886 | 4.8229 | 0 | 0 | 0 | Due to longer free-ridership exclusion periods
[10 empty] | Commercial | Duct Sealing Repair | Existing | College and University | 3.0394 | 0.65534 | 4.6378 | 0 | 0 | 0 | Due to longer free-ridership exclusion periods
[10 empty] | Commercial | Duct Sealing Repair | Existing | Schools K-12 | 3.0394 | 0.65534 | 4.6378 | 0 | 0 | 0 | Due to longer free-ridership exclusion periods
[10 empty] | Commercial | Duct Sealing Repair | New | College and University | 3.0394 | 0.65534 | 4.6378 | 0 | 0 | 0 | Due to longer free-ridership exclusion periods
[10 empty] | Commercial | Duct Sealing Repair | New | Schools K-12 | 3.0394 | 0.65534 | 4.6378 | 0 | 0 | 0 | Due to longer free-ridership exclusion periods
[10 empty] | Commercial | ECM Motors on Furnaces | Existing | Retail | 2.8209 | 0.63957 | 4.4107 | 0 | 0 | 0 | Due to longer free-ridership exclusion periods
[10 empty] | Commercial | ECM Motors on Furnaces | Existing | Schools K-12 | 2.8008 | 0.68991 | 4.0596 | 0 | 0 | 0 | Due to longer free-ridership exclusion periods
[10 empty] | Commercial | ECM Motors on Furnaces | New | Retail | 2.8209 | 0.63957 | 4.4107 | 0 | 0 | 0 | Due to longer free-ridership exclusion periods
[10 empty] | Commercial | ECM Motors on Furnaces | New | Schools K-12 | 2.8008 | 0.68991 | 4.0596 | 0 | 0 | 0 | Due to longer free-ridership exclusion periods
[10 empty] | Commercial | Facility Energy Management System | Existing | Miscellaneous | 3.0276 | 0.68383 | 4.4274 | 0 | 0 | 0 | Due to longer free-ridership exclusion periods
[10 empty] | Commercial | Facility Energy Management System | New | Miscellaneous | 3.0276 | 0.68383 | 4.4274 | 0 | 0 | 0 | Due to longer free-ridership exclusion periods
[10 empty] | Commercial | HVAC tune-up | Existing | Restaurants | 1.3061 | 0.57175 | 2.2843 | 0 | 0 | 0 | Due to longer free-ridership exclusion periods
[10 empty] | Commercial | HVAC tune-up | Existing | Retail | 1.0236 | 0.57175 | 1.7903 | 0 | 0 | 0 | Due to longer free-ridership exclusion periods
[10 empty] | Commercial | HVAC tune-up | New | Restaurants | 1.3061 | 0.57175 | 2.2843 | 0 | 0 | 0 | Due to longer free-ridership exclusion periods
[10 empty] | Commercial | HVAC tune-up | New | Retail | 1.0236 | 0.57175 | 1.7903 | 0 | 0 | 0 | Due to longer free-ridership exclusion periods
[10 empty] | Commercial | HVAC tune-up_RTU | Existing | Healthcare | 1.3424 | 0.57866 | 2.3198 | 0 | 0 | 0 | Due to longer free-ridership exclusion periods
[10 empty] | Commercial | HVAC tune-up_RTU | Existing | Hospitals | 1.2678 | 0.57611 | 2.2006 | 0 | 0 | 0 | Due to longer free-ridership exclusion periods
[10 empty] | Commercial | HVAC tune-up_RTU | Existing | Lodging/Hospitality | 1.0191 | 0.57866 | 1.7611 | 0 | 0 | 0 | Due to longer free-ridership exclusion periods
[10 empty] | Commercial | HVAC tune-up_RTU | New | Healthcare | 1.3424 | 0.57866 | 2.3198 | 0 | 0 | 0 | Due to longer free-ridership exclusion periods
[10 empty] | Commercial | HVAC tune-up_RTU | New | Hospitals | 1.2678 | 0.57611 | 2.2006 | 0 | 0 | 0 | Due to longer free-ridership exclusion periods
[10 empty] | Commercial | HVAC tune-up_RTU | New | Lodging/Hospitality | 1.0191 | 0.57866 | 1.7611 | 0 | 0 | 0 | Due to longer free-ridership exclusion periods
[10 empty] | Commercial | Smart Thermostat | Existing | Healthcare | 3.4139 | 0.88158 | 3.8725 | 0 | 0 | 0 | Due to longer free-ridership exclusion periods
[10 empty] | Commercial | Smart Thermostat | Existing | Hospitals | 3.0749 | 0.75017 | 4.099 | 0 | 0 | 0 | Due to longer free-ridership exclusion periods
[10 empty] | Commercial | Smart Thermostat | Existing | Miscellaneous | 2.7689 | 0.88158 | 3.1408 | 0 | 0 | 0 | Due to longer free-ridership exclusion periods
[10 empty] | Commercial | Smart Thermostat | Existing | Offices | 3.6778 | 0.88158 | 4.1719 | 0 | 0 | 0 | Due to longer free-ridership exclusion periods
[10 empty] | Commercial | Smart Thermostat | New | Healthcare | 3.4139 | 0.88158 | 3.8725 | 0 | 0 | 0 | Due to longer free-ridership exclusion periods
[10 empty] | Commercial | Smart Thermostat | New | Hospitals | 3.0749 | 0.75017 | 4.099 | 0 | 0 | 0 | Due to longer free-ridership exclusion periods
[10 empty] | Commercial | Smart Thermostat | New | Miscellaneous | 2.7689 | 0.88158 | 3.1408 | 0 | 0 | 0 | Due to longer free-ridership exclusion periods
[10 empty] | Commercial | Smart Thermostat | New | Offices | 3.6778 | 0.88158 | 4.1719 | 0 | 0 | 0 | Due to longer free-ridership exclusion periods
[10 empty] | Commercial | Interior Lighting Controls | Existing | College and University | 1.8158 | 0.66156 | 2.7447 | 0 | 0 | 0 | Due to longer free-ridership exclusion periods
[10 empty] | Commercial | Interior Lighting Controls | Existing | Healthcare | 2.0712 | 0.66156 | 3.1307 | 0 | 0 | 0 | Due to longer free-ridership exclusion periods
[10 empty] | Commercial | Interior Lighting Controls | Existing | Lodging/Hospitality | 1.5464 | 0.66156 | 2.3375 | 0 | 0 | 0 | Due to longer free-ridership exclusion periods
[10 empty] | Commercial | Interior Lighting Controls | Existing | Miscellaneous | 1.8158 | 0.66156 | 2.7447 | 0 | 0 | 0 | Due to longer free-ridership exclusion periods
[10 empty] | Commercial | Interior Lighting Controls | Existing | Retail | 2.053 | 0.66156 | 3.1033 | 0 | 0 | 0 | Due to longer free-ridership exclusion periods
[10 empty] | Commercial | Interior Lighting Controls | Existing | Warehouse | 1.5752 | 0.66156 | 2.381 | 0 | 0 | 0 | Due to longer free-ridership exclusion periods
[10 empty] | Commercial | Interior Lighting Controls | New | College and University | 1.8158 | 0.66156 | 2.7447 | 0 | 0 | 0 | Due to longer free-ridership exclusion periods
[10 empty] | Commercial | Interior Lighting Controls | New | Healthcare | 2.0712 | 0.66156 | 3.1307 | 0 | 0 | 0 | Due to longer free-ridership exclusion periods
[10 empty] | Commercial | Interior Lighting Controls | New | Lodging/Hospitality | 1.5464 | 0.66156 | 2.3375 | 0 | 0 | 0 | Due to longer free-ridership exclusion periods
[10 empty] | Commercial | Interior Lighting Controls | New | Miscellaneous | 1.8158 | 0.66156 | 2.7447 | 0 | 0 | 0 | Due to longer free-ridership exclusion periods
[10 empty] | Commercial | Interior Lighting Controls | New | Retail | 2.053 | 0.66156 | 3.1033 | 0 | 0 | 0 | Due to longer free-ridership exclusion periods
[10 empty] | Commercial | Interior Lighting Controls | New | Warehouse | 1.5752 | 0.66156 | 2.381 | 0 | 0 | 0 | Due to longer free-ridership exclusion periods
[10 empty] | Commercial | VSD Controlled Compressor | Existing | Assembly | 2.4734 | 0.66804 | 3.7024 | 0 | 0 | 0 | Due to longer free-ridership exclusion periods
[10 empty] | Commercial | VSD Controlled Compressor | Existing | College and University | 2.4552 | 0.66388 | 3.6982 | 0 | 0 | 0 | Due to longer free-ridership exclusion periods
[10 empty] | Commercial | VSD Controlled Compressor | Existing | Grocery | 2.4734 | 0.66804 | 3.7024 | 0 | 0 | 0 | Due to longer free-ridership exclusion periods
[10 empty] | Commercial | VSD Controlled Compressor | Existing | Healthcare | 2.4552 | 0.66388 | 3.6982 | 0 | 0 | 0 | Due to longer free-ridership exclusion periods
[10 empty] | Commercial | VSD Controlled Compressor | Existing | Hospitals | 2.4552 | 0.66388 | 3.6982 | 0 | 0 | 0 | Due to longer free-ridership exclusion periods
[10 empty] | Commercial | VSD Controlled Compressor | Existing | Institutional | 2.4734 | 0.66804 | 3.7024 | 0 | 0 | 0 | Due to longer free-ridership exclusion periods
[10 empty] | Commercial | VSD Controlled Compressor | Existing | Lodging/Hospitality | 2.4552 | 0.66388 | 3.6982 | 0 | 0 | 0 | Due to longer free-ridership exclusion periods
[10 empty] | Commercial | VSD Controlled Compressor | Existing | Miscellaneous | 2.4734 | 0.66804 | 3.7024 | 0 | 0 | 0 | Due to longer free-ridership exclusion periods
[10 empty] | Commercial | VSD Controlled Compressor | Existing | Offices | 2.4734 | 0.66804 | 3.7024 | 0 | 0 | 0 | Due to longer free-ridership exclusion periods
[10 empty] | Commercial | VSD Controlled Compressor | Existing | Restaurants | 2.4552 | 0.66388 | 3.6982 | 0 | 0 | 0 | Due to longer free-ridership exclusion periods
[10 empty] | Commercial | VSD Controlled Compressor | Existing | Retail | 2.4734 | 0.66804 | 3.7024 | 0 | 0 | 0 | Due to longer free-ridership exclusion periods
[10 empty] | Commercial | VSD Controlled Compressor | Existing | Schools K-12 | 2.4552 | 0.66388 | 3.6982 | 0 | 0 | 0 | Due to longer free-ridership exclusion periods
[10 empty] | Commercial | VSD Controlled Compressor | Existing | Warehouse | 2.4734 | 0.66804 | 3.7024 | 0 | 0 | 0 | Due to longer free-ridership exclusion periods
[10 empty] | Commercial | VSD Controlled Compressor | New | Assembly | 2.4734 | 0.66804 | 3.7024 | 0 | 0 | 0 | Due to longer free-ridership exclusion periods
[10 empty] | Commercial | VSD Controlled Compressor | New | College and University | 2.4552 | 0.66388 | 3.6982 | 0 | 0 | 0 | Due to longer free-ridership exclusion periods
[10 empty] | Commercial | VSD Controlled Compressor | New | Grocery | 2.4734 | 0.66804 | 3.7024 | 0 | 0 | 0 | Due to longer free-ridership exclusion periods
[10 empty] | Commercial | VSD Controlled Compressor | New | Healthcare | 2.4552 | 0.66388 | 3.6982 | 0 | 0 | 0 | Due to longer free-ridership exclusion periods
[10 empty] | Commercial | VSD Controlled Compressor | New | Hospitals | 2.4552 | 0.66388 | 3.6982 | 0 | 0 | 0 | Due to longer free-ridership exclusion periods
[10 empty] | Commercial | VSD Controlled Compressor | New | Institutional | 2.4734 | 0.66804 | 3.7024 | 0 | 0 | 0 | Due to longer free-ridership exclusion periods
[10 empty] | Commercial | VSD Controlled Compressor | New | Lodging/Hospitality | 2.4552 | 0.66388 | 3.6982 | 0 | 0 | 0 | Due to longer free-ridership exclusion periods
[10 empty] | Commercial | VSD Controlled Compressor | New | Miscellaneous | 2.4734 | 0.66804 | 3.7024 | 0 | 0 | 0 | Due to longer free-ridership exclusion periods
[10 empty] | Commercial | VSD Controlled Compressor | New | Offices | 2.4734 | 0.66804 | 3.7024 | 0 | 0 | 0 | Due to longer free-ridership exclusion periods
[10 empty] | Commercial | VSD Controlled Compressor | New | Restaurants | 2.4552 | 0.66388 | 3.6982 | 0 | 0 | 0 | Due to longer free-ridership exclusion periods
[10 empty] | Commercial | VSD Controlled Compressor | New | Retail | 2.4734 | 0.66804 | 3.7024 | 0 | 0 | 0 | Due to longer free-ridership exclusion periods
[10 empty] | Commercial | VSD Controlled Compressor | New | Schools K-12 | 2.4552 | 0.66388 | 3.6982 | 0 | 0 | 0 | Due to longer free-ridership exclusion periods
[10 empty] | Commercial | VSD Controlled Compressor | New | Warehouse | 2.4734 | 0.66804 | 3.7024 | 0 | 0 | 0 | Due to longer free-ridership exclusion periods
[10 empty] | Commercial | Network PC Power Management | Existing | Assembly | 1.1845 | 0.60346 | 1.9628 | 0 | 0 | 0 | Due to longer free-ridership exclusion periods
[10 empty] | Commercial | Network PC Power Management | Existing | College and University | 1.1378 | 0.57201 | 1.9891 | 0 | 0 | 0 | Due to longer free-ridership exclusion periods
[10 empty] | Commercial | Network PC Power Management | Existing | Grocery | 1.1371 | 0.57941 | 1.9625 | 0 | 0 | 0 | Due to longer free-ridership exclusion periods
[10 empty] | Commercial | Network PC Power Management | Existing | Healthcare | 1.1473 | 0.57941 | 1.9802 | 0 | 0 | 0 | Due to longer free-ridership exclusion periods
[10 empty] | Commercial | Network PC Power Management | Existing | Hospitals | 1.1489 | 0.57201 | 2.0085 | 0 | 0 | 0 | Due to longer free-ridership exclusion periods
[10 empty] | Commercial | Network PC Power Management | Existing | Institutional | 1.1818 | 0.60346 | 1.9583 | 0 | 0 | 0 | Due to longer free-ridership exclusion periods
[10 empty] | Commercial | Network PC Power Management | Existing | Lodging/Hospitality | 1.1482 | 0.57941 | 1.9816 | 0 | 0 | 0 | Due to longer free-ridership exclusion periods
[10 empty] | Commercial | Network PC Power Management | Existing | Miscellaneous | 1.2128 | 0.60346 | 2.0097 | 0 | 0 | 0 | Due to longer free-ridership exclusion periods
[10 empty] | Commercial | Network PC Power Management | Existing | Offices | 1.1501 | 0.57941 | 1.9849 | 0 | 0 | 0 | Due to longer free-ridership exclusion periods
[10 empty] | Commercial | Network PC Power Management | Existing | Restaurants | 1.1992 | 0.60346 | 1.9871 | 0 | 0 | 0 | Due to longer free-ridership exclusion periods
[10 empty] | Commercial | Network PC Power Management | Existing | Retail | 1.1288 | 0.57941 | 1.9481 | 0 | 0 | 0 | Due to longer free-ridership exclusion periods
[10 empty] | Commercial | Network PC Power Management | Existing | Schools K-12 | 1.1558 | 0.57941 | 1.9948 | 0 | 0 | 0 | Due to longer free-ridership exclusion periods
[10 empty] | Commercial | Network PC Power Management | New | Assembly | 1.1845 | 0.60346 | 1.9628 | 0 | 0 | 0 | Due to longer free-ridership exclusion periods
[10 empty] | Commercial | Network PC Power Management | New | College and University | 1.1378 | 0.57201 | 1.9891 | 0 | 0 | 0 | Due to longer free-ridership exclusion periods
[10 empty] | Commercial | Network PC Power Management | New | Grocery | 1.1371 | 0.57941 | 1.9625 | 0 | 0 | 0 | Due to longer free-ridership exclusion periods
[10 empty] | Commercial | Network PC Power Management | New | Healthcare | 1.1473 | 0.57941 | 1.9802 | 0 | 0 | 0 | Due to longer free-ridership exclusion periods
[10 empty] | Commercial | Network PC Power Management | New | Hospitals | 1.1489 | 0.57201 | 2.0085 | 0 | 0 | 0 | Due to longer free-ridership exclusion periods
[10 empty] | Commercial | Network PC Power Management | New | Institutional | 1.1818 | 0.60346 | 1.9583 | 0 | 0 | 0 | Due to longer free-ridership exclusion periods
[10 empty] | Commercial | Network PC Power Management | New | Lodging/Hospitality | 1.1482 | 0.57941 | 1.9816 | 0 | 0 | 0 | Due to longer free-ridership exclusion periods
[10 empty] | Commercial | Network PC Power Management | New | Miscellaneous | 1.2128 | 0.60346 | 2.0097 | 0 | 0 | 0 | Due to longer free-ridership exclusion periods
[10 empty] | Commercial | Network PC Power Management | New | Offices | 1.1501 | 0.57941 | 1.9849 | 0 | 0 | 0 | Due to longer free-ridership exclusion periods
[10 empty] | Commercial | Network PC Power Management | New | Restaurants | 1.1992 | 0.60346 | 1.9871 | 0 | 0 | 0 | Due to longer free-ridership exclusion periods
[10 empty] | Commercial | Network PC Power Management | New | Retail | 1.1288 | 0.57941 | 1.9481 | 0 | 0 | 0 | Due to longer free-ridership exclusion periods
[10 empty] | Commercial | Network PC Power Management | New | Schools K-12 | 1.1558 | 0.57941 | 1.9948 | 0 | 0 | 0 | Due to longer free-ridership exclusion periods
[10 empty] | Commercial | Demand Controlled Ventilation | Existing | Miscellaneous | 2.0031 | 0.52052 | 3.8482 | 0 | 0 | 0 | Due to longer free-ridership exclusion periods
[10 empty] | Commercial | Demand Controlled Ventilation | Existing | Offices | 2.0986 | 0.52052 | 4.0318 | 0 | 0 | 0 | Due to longer free-ridership exclusion periods
[10 empty] | Commercial | Demand Controlled Ventilation | Existing | Retail | 1.4847 | 0.52052 | 2.8524 | 0 | 0 | 0 | Due to longer free-ridership exclusion periods
[10 empty] | Commercial | Demand Controlled Ventilation | New | Miscellaneous | 2.0031 | 0.52052 | 3.8482 | 0 | 0 | 0 | Due to longer free-ridership exclusion periods
[10 empty] | Commercial | Demand Controlled Ventilation | New | Offices | 2.0986 | 0.52052 | 4.0318 | 0 | 0 | 0 | Due to longer free-ridership exclusion periods
[10 empty] | Commercial | Demand Controlled Ventilation | New | Retail | 1.4847 | 0.52052 | 2.8524 | 0 | 0 | 0 | Due to longer free-ridership exclusion periods
[10 empty] | Industrial | Lighting Controls - Exterior | Existing | Agriculture and Assembly | 4.3363 | 1.0775 | 4.0243 | 0 | 0 | 0 | Due to longer free-ridership exclusion periods
[10 empty] | Industrial | Lighting Controls - Exterior | New | Agriculture and Assembly | 4.3363 | 1.0775 | 4.0243 | 0 | 0 | 0 | Due to longer free-ridership exclusion periods
[10 empty] | Industrial | Building Envelope Improvements | Existing | Agriculture and Assembly | 4.5503 | 0.86249 | 5.2758 | 0 | 0 | 0 | Due to longer free-ridership exclusion periods
[10 empty] | Industrial | Building Envelope Improvements | New | Agriculture and Assembly | 4.5503 | 0.86249 | 5.2758 | 0 | 0 | 0 | Due to longer free-ridership exclusion periods
[10 empty] | Industrial | Lighting Controls | Existing | Agriculture and Assembly | 4.3193 | 0.85931 | 5.0265 | 0 | 0 | 0 | Due to longer free-ridership exclusion periods
[10 empty] | Industrial | Lighting Controls | New | Agriculture and Assembly | 4.3193 | 0.85931 | 5.0265 | 0 | 0 | 0 | Due to longer free-ridership exclusion periods
[10 empty] | Industrial | Motor Equipment Upgrades | New | Agriculture and Assembly | 3.4443 | 0.86794 | 3.9684 | 0 | 0 | 0 | Due to longer free-ridership exclusion periods
[10 empty] | Industrial | Motor Equipment Upgrades | Turnover | Agriculture and Assembly | 3.4443 | 0.86794 | 3.9684 | 0 | 0 | 0 | Due to longer free-ridership exclusion periods
[10 empty] | Industrial | Motor Optimization | Existing | Agriculture and Assembly | 4.2436 | 0.86794 | 4.8893 | 0 | 0 | 0 | Due to longer free-ridership exclusion periods
[10 empty] | Industrial | Motor Optimization | New | Agriculture and Assembly | 4.2436 | 0.86794 | 4.8893 | 0 | 0 | 0 | Due to longer free-ridership exclusion periods
[10 empty] | Industrial | Process Refrig Equipment Upgrade | New | Agriculture and Assembly | 2.9669 | 0.86426 | 3.4329 | 0 | 0 | 0 | Due to longer free-ridership exclusion periods
[10 empty] | Industrial | Process Refrig Equipment Upgrade | Turnover | Agriculture and Assembly | 2.9669 | 0.86426 | 3.4329 | 0 | 0 | 0 | Due to longer free-ridership exclusion periods
[10 empty] | Industrial | Compressed Air Controls | Existing | Chemicals and Plastics | 3.5081 | 0.86174 | 4.071 | 0 | 0 | 0 | Due to longer free-ridership exclusion periods
[10 empty] | Industrial | Compressed Air Controls | New | Chemicals and Plastics | 3.5081 | 0.86174 | 4.071 | 0 | 0 | 0 | Due to longer free-ridership exclusion periods
[10 empty] | Industrial | Compressed Air Equipment | New | Chemicals and Plastics | 5.4229 | 0.86934 | 6.238 | 0 | 0 | 0 | Due to longer free-ridership exclusion periods
[10 empty] | Industrial | Compressed Air Equipment | Turnover | Chemicals and Plastics | 5.4229 | 0.86934 | 6.238 | 0 | 0 | 0 | Due to longer free-ridership exclusion periods
[10 empty] | Industrial | Lighting Controls - Exterior | Existing | Chemicals and Plastics | 3.8718 | 1.0775 | 3.5932 | 0 | 0 | 0 | Due to longer free-ridership exclusion periods
[10 empty] | Industrial | Lighting Controls - Exterior | New | Chemicals and Plastics | 3.8718 | 1.0775 | 3.5932 | 0 | 0 | 0 | Due to longer free-ridership exclusion periods
[10 empty] | Industrial | Lighting Controls | Existing | Chemicals and Plastics | 3.8566 | 0.85931 | 4.4881 | 0 | 0 | 0 | Due to longer free-ridership exclusion periods
[10 empty] | Industrial | Lighting Controls | New | Chemicals and Plastics | 3.8566 | 0.85931 | 4.4881 | 0 | 0 | 0 | Due to longer free-ridership exclusion periods
[10 empty] | Industrial | Process Refrig Equipment Upgrade | New | Chemicals and Plastics | 3.2733 | 0.86426 | 3.7874 | 0 | 0 | 0 | Due to longer free-ridership exclusion periods
[10 empty] | Industrial | Process Refrig Equipment Upgrade | Turnover | Chemicals and Plastics | 3.2733 | 0.86426 | 3.7874 | 0 | 0 | 0 | Due to longer free-ridership exclusion periods
[10 empty] | Industrial | Lighting Controls - Exterior | Existing | Construction | 3.9186 | 1.0775 | 3.6367 | 0 | 0 | 0 | Due to longer free-ridership exclusion periods
[10 empty] | Industrial | Lighting Controls - Exterior | New | Construction | 3.9186 | 1.0775 | 3.6367 | 0 | 0 | 0 | Due to longer free-ridership exclusion periods
[10 empty] | Industrial | Building Envelope Improvements | Existing | Construction | 5.083 | 0.86249 | 5.8934 | 0 | 0 | 0 | Due to longer free-ridership exclusion periods
[10 empty] | Industrial | Building Envelope Improvements | New | Construction | 5.083 | 0.86249 | 5.8934 | 0 | 0 | 0 | Due to longer free-ridership exclusion periods
[10 empty] | Industrial | HVAC Equipment Upgrades | New | Construction | 6.0369 | 0.8666 | 6.9662 | 0 | 0 | 0 | Due to longer free-ridership exclusion periods
[10 empty] | Industrial | HVAC Equipment Upgrades | Turnover | Construction | 6.0369 | 0.8666 | 6.9662 | 0 | 0 | 0 | Due to longer free-ridership exclusion periods
[10 empty] | Industrial | Lighting Controls | Existing | Construction | 3.9033 | 0.85931 | 4.5424 | 0 | 0 | 0 | Due to longer free-ridership exclusion periods
[10 empty] | Industrial | Lighting Controls | New | Construction | 3.9033 | 0.85931 | 4.5424 | 0 | 0 | 0 | Due to longer free-ridership exclusion periods
[10 empty] | Industrial | Fan Equipment Upgrades | New | Construction | 4.0118 | 0.86934 | 4.6148 | 0 | 0 | 0 | Due to longer free-ridership exclusion periods
[10 empty] | Industrial | Fan Equipment Upgrades | Turnover | Construction | 4.0118 | 0.86934 | 4.6148 | 0 | 0 | 0 | Due to longer free-ridership exclusion periods
[10 empty] | Industrial | Motor Equipment Upgrades | New | Construction | 3.2717 | 0.86794 | 3.7695 | 0 | 0 | 0 | Due to longer free-ridership exclusion periods
[10 empty] | Industrial | Motor Equipment Upgrades | Turnover | Construction | 3.2717 | 0.86794 | 3.7695 | 0 | 0 | 0 | Due to longer free-ridership exclusion periods
[10 empty] | Industrial | Pump Equipment Upgrade | New | Construction | 5.4954 | 0.86934 | 6.3214 | 0 | 0 | 0 | Due to longer free-ridership exclusion periods
[10 empty] | Industrial | Pump Equipment Upgrade | Turnover | Construction | 5.4954 | 0.86934 | 6.3214 | 0 | 0 | 0 | Due to longer free-ridership exclusion periods
[10 empty] | Industrial | Lighting Controls - Exterior | Existing | Electrical and Electronic Equip. | 3.7947 | 1.0775 | 3.5217 | 0 | 0 | 0 | Due to longer free-ridership exclusion periods
[10 empty] | Industrial | Lighting Controls - Exterior | New | Electrical and Electronic Equip. | 3.7947 | 1.0775 | 3.5217 | 0 | 0 | 0 | Due to longer free-ridership exclusion periods
[10 empty] | Industrial | Building Envelope Improvements | Existing | Electrical and Electronic Equip. | 4.2203 | 0.86249 | 4.8932 | 0 | 0 | 0 | Due to longer free-ridership exclusion periods
[10 empty] | Industrial | Building Envelope Improvements | New | Electrical and Electronic Equip. | 4.2203 | 0.86249 | 4.8932 | 0 | 0 | 0 | Due to longer free-ridership exclusion periods
[10 empty] | Industrial | HVAC Improved Controls | Existing | Electrical and Electronic Equip. | 5.397 | 0.86249 | 6.2575 | 0 | 0 | 0 | Due to longer free-ridership exclusion periods
[10 empty] | Industrial | HVAC Improved Controls | New | Electrical and Electronic Equip. | 5.397 | 0.86249 | 6.2575 | 0 | 0 | 0 | Due to longer free-ridership exclusion periods
[10 empty] | Industrial | Lighting Controls | Existing | Electrical and Electronic Equip. | 3.7799 | 0.85931 | 4.3988 | 0 | 0 | 0 | Due to longer free-ridership exclusion periods
[10 empty] | Industrial | Lighting Controls | New | Electrical and Electronic Equip. | 3.7799 | 0.85931 | 4.3988 | 0 | 0 | 0 | Due to longer free-ridership exclusion periods
[10 empty] | Industrial | Motor Equipment Upgrades | New | Electrical and Electronic Equip. | 3.3174 | 0.86794 | 3.8221 | 0 | 0 | 0 | Due to longer free-ridership exclusion periods
[10 empty] | Industrial | Motor Equipment Upgrades | Turnover | Electrical and Electronic Equip. | 3.3174 | 0.86794 | 3.8221 | 0 | 0 | 0 | Due to longer free-ridership exclusion periods
[10 empty] | Industrial | Compressed Air Equipment | New | Lumber/Furniture/Pulp/Paper | 5.0273 | 0.86934 | 5.7829 | 0 | 0 | 0 | Due to longer free-ridership exclusion periods
[10 empty] | Industrial | Compressed Air Equipment | Turnover | Lumber/Furniture/Pulp/Paper | 5.0273 | 0.86934 | 5.7829 | 0 | 0 | 0 | Due to longer free-ridership exclusion periods
[10 empty] | Industrial | Lighting Controls - Exterior | Existing | Lumber/Furniture/Pulp/Paper | 3.1418 | 1.0775 | 2.9157 | 0 | 0 | 0 | Due to longer free-ridership exclusion periods
[10 empty] | Industrial | Lighting Controls - Exterior | New | Lumber/Furniture/Pulp/Paper | 3.1418 | 1.0775 | 2.9157 | 0 | 0 | 0 | Due to longer free-ridership exclusion periods
[10 empty] | Industrial | Lighting Controls | Existing | Lumber/Furniture/Pulp/Paper | 3.1295 | 0.85931 | 3.6419 | 0 | 0 | 0 | Due to longer free-ridership exclusion periods
[10 empty] | Industrial | Lighting Controls | New | Lumber/Furniture/Pulp/Paper | 3.1295 | 0.85931 | 3.6419 | 0 | 0 | 0 | Due to longer free-ridership exclusion periods
[10 empty] | Industrial | Lighting Controls - Exterior | Existing | Metal Products and Machinery | 3.4447 | 1.0775 | 3.1969 | 0 | 0 | 0 | Due to longer free-ridership exclusion periods
[10 empty] | Industrial | Lighting Controls - Exterior | New | Metal Products and Machinery | 3.4447 | 1.0775 | 3.1969 | 0 | 0 | 0 | Due to longer free-ridership exclusion periods
[10 empty] | Industrial | Building Envelope Improvements | Existing | Metal Products and Machinery | 5.6927 | 0.86249 | 6.6003 | 0 | 0 | 0 | Due to longer free-ridership exclusion periods
[10 empty] | Industrial | Building Envelope Improvements | New | Metal Products and Machinery | 5.6927 | 0.86249 | 6.6003 | 0 | 0 | 0 | Due to longer free-ridership exclusion periods
[10 empty] | Industrial | HVAC Equipment Upgrades | New | Metal Products and Machinery | 5.5779 | 0.8666 | 6.4365 | 0 | 0 | 0 | Due to longer free-ridership exclusion periods
[10 empty] | Industrial | HVAC Equipment Upgrades | Turnover | Metal Products and Machinery | 5.5779 | 0.8666 | 6.4365 | 0 | 0 | 0 | Due to longer free-ridership exclusion periods
[10 empty] | Industrial | Lighting Controls | Existing | Metal Products and Machinery | 3.4313 | 0.85931 | 3.9931 | 0 | 0 | 0 | Due to longer free-ridership exclusion periods
[10 empty] | Industrial | Lighting Controls | New | Metal Products and Machinery | 3.4313 | 0.85931 | 3.9931 | 0 | 0 | 0 | Due to longer free-ridership exclusion periods
[10 empty] | Industrial | Fan Equipment Upgrades | New | Metal Products and Machinery | 4.9807 | 0.86934 | 5.7293 | 0 | 0 | 0 | Due to longer free-ridership exclusion periods
[10 empty] | Industrial | Fan Equipment Upgrades | Turnover | Metal Products and Machinery | 4.9807 | 0.86934 | 5.7293 | 0 | 0 | 0 | Due to longer free-ridership exclusion periods
[10 empty] | Industrial | Motor Equipment Upgrades | New | Metal Products and Machinery | 2.9777 | 0.86794 | 3.4307 | 0 | 0 | 0 | Due to longer free-ridership exclusion periods
[10 empty] | Industrial | Motor Equipment Upgrades | Turnover | Metal Products and Machinery | 2.9777 | 0.86794 | 3.4307 | 0 | 0 | 0 | Due to longer free-ridership exclusion periods
[10 empty] | Industrial | Pump Equipment Upgrade | New | Metal Products and Machinery | 4.9807 | 0.86934 | 5.7293 | 0 | 0 | 0 | Due to longer free-ridership exclusion periods
[10 empty] | Industrial | Pump Equipment Upgrade | Turnover | Metal Products and Machinery | 4.9807 | 0.86934 | 5.7293 | 0 | 0 | 0 | Due to longer free-ridership exclusion periods
[10 empty] | Industrial | Process Other Systems Optimization | Existing | Metal Products and Machinery | 1.6013 | 0.757 | 2.1154 | 0 | 0 | 0 | Due to longer free-ridership exclusion periods
[10 empty] | Industrial | Process Other Systems Optimization | New | Metal Products and Machinery | 1.6013 | 0.757 | 2.1154 | 0 | 0 | 0 | Due to longer free-ridership exclusion periods
[10 empty] | Industrial | Fan Equipment Upgrades | New | Miscellaneous Manufacturing | 4.0118 | 0.86934 | 4.6148 | 0 | 0 | 0 | Due to longer free-ridership exclusion periods
[10 empty] | Industrial | Fan Equipment Upgrades | Turnover | Miscellaneous Manufacturing | 4.0118 | 0.86934 | 4.6148 | 0 | 0 | 0 | Due to longer free-ridership exclusion periods
[10 empty] | Industrial | Pump Equipment Upgrade | New | Miscellaneous Manufacturing | 5.4954 | 0.86934 | 6.3214 | 0 | 0 | 0 | Due to longer free-ridership exclusion periods
[10 empty] | Industrial | Pump Equipment Upgrade | Turnover | Miscellaneous Manufacturing | 5.4954 | 0.86934 | 6.3214 | 0 | 0 | 0 | Due to longer free-ridership exclusion periods
[10 empty] | Industrial | Pump System Optimization | Existing | Miscellaneous Manufacturing | 3.8779 | 0.86794 | 4.468 | 0 | 0 | 0 | Due to longer free-ridership exclusion periods
[10 empty] | Industrial | Pump System Optimization | New | Miscellaneous Manufacturing | 3.8779 | 0.86794 | 4.468 | 0 | 0 | 0 | Due to longer free-ridership exclusion periods
[10 empty] | Industrial | Lighting Controls - Exterior | Existing | Primary Resources Industries | 3.7301 | 1.0775 | 3.4617 | 0 | 0 | 0 | Due to longer free-ridership exclusion periods
[10 empty] | Industrial | Lighting Controls - Exterior | New | Primary Resources Industries | 3.7301 | 1.0775 | 3.4617 | 0 | 0 | 0 | Due to longer free-ridership exclusion periods
[10 empty] | Industrial | Building Envelope Improvements | Existing | Primary Resources Industries | 5.6486 | 0.86249 | 6.5491 | 0 | 0 | 0 | Due to longer free-ridership exclusion periods
[10 empty] | Industrial | Building Envelope Improvements | New | Primary Resources Industries | 5.6486 | 0.86249 | 6.5491 | 0 | 0 | 0 | Due to longer free-ridership exclusion periods
[10 empty] | Industrial | Lighting Controls | Existing | Primary Resources Industries | 3.7155 | 0.85931 | 4.3238 | 0 | 0 | 0 | Due to longer free-ridership exclusion periods
[10 empty] | Industrial | Lighting Controls | New | Primary Resources Industries | 3.7155 | 0.85931 | 4.3238 | 0 | 0 | 0 | Due to longer free-ridership exclusion periods
[10 empty] | Industrial | Motor Equipment Upgrades | New | Primary Resources Industries | 3.157 | 0.86794 | 3.6373 | 0 | 0 | 0 | Due to longer free-ridership exclusion periods
[10 empty] | Industrial | Motor Equipment Upgrades | Turnover | Primary Resources Industries | 3.157 | 0.86794 | 3.6373 | 0 | 0 | 0 | Due to longer free-ridership exclusion periods
[10 empty] | Industrial | Process Refrig Equipment Upgrade | New | Primary Resources Industries | 3.7098 | 0.86426 | 4.2925 | 0 | 0 | 0 | Due to longer free-ridership exclusion periods
[10 empty] | Industrial | Process Refrig Equipment Upgrade | Turnover | Primary Resources Industries | 3.7098 | 0.86426 | 4.2925 | 0 | 0 | 0 | Due to longer free-ridership exclusion periods
[10 empty] | Industrial | Lighting Controls - Exterior | Existing | Stone/Clay/Glass/Concrete | 3.658 | 1.0775 | 3.3948 | 0 | 0 | 0 | Due to longer free-ridership exclusion periods
[10 empty] | Industrial | Lighting Controls - Exterior | New | Stone/Clay/Glass/Concrete | 3.658 | 1.0775 | 3.3948 | 0 | 0 | 0 | Due to longer free-ridership exclusion periods
[10 empty] | Industrial | Building Envelope Improvements | Existing | Stone/Clay/Glass/Concrete | 4.7401 | 0.86249 | 5.4958 | 0 | 0 | 0 | Due to longer free-ridership exclusion periods
[10 empty] | Industrial | Building Envelope Improvements | New | Stone/Clay/Glass/Concrete | 4.7401 | 0.86249 | 5.4958 | 0 | 0 | 0 | Due to longer free-ridership exclusion periods
[10 empty] | Industrial | Lighting Controls | Existing | Stone/Clay/Glass/Concrete | 3.6437 | 0.85931 | 4.2402 | 0 | 0 | 0 | Due to longer free-ridership exclusion periods
[10 empty] | Industrial | Lighting Controls | New | Stone/Clay/Glass/Concrete | 3.6437 | 0.85931 | 4.2402 | 0 | 0 | 0 | Due to longer free-ridership exclusion periods
[10 empty] | Industrial | Fan Equipment Upgrades | New | Stone/Clay/Glass/Concrete | 4.0118 | 0.86934 | 4.6148 | 0 | 0 | 0 | Due to longer free-ridership exclusion periods
[10 empty] | Industrial | Fan Equipment Upgrades | Turnover | Stone/Clay/Glass/Concrete | 4.0118 | 0.86934 | 4.6148 | 0 | 0 | 0 | Due to longer free-ridership exclusion periods
[10 empty] | Industrial | Pump Equipment Upgrade | New | Stone/Clay/Glass/Concrete | 4.0118 | 0.86934 | 4.6148 | 0 | 0 | 0 | Due to longer free-ridership exclusion periods
[10 empty] | Industrial | Pump Equipment Upgrade | Turnover | Stone/Clay/Glass/Concrete | 4.0118 | 0.86934 | 4.6148 | 0 | 0 | 0 | Due to longer free-ridership exclusion periods
[10 empty] | Industrial | Compressed Air Equipment | New | Textiles and Leather | 5.8118 | 0.86934 | 6.6853 | 0 | 0 | 0 | Due to longer free-ridership exclusion periods
[10 empty] | Industrial | Compressed Air Equipment | Turnover | Textiles and Leather | 5.8118 | 0.86934 | 6.6853 | 0 | 0 | 0 | Due to longer free-ridership exclusion periods
[10 empty] | Industrial | Lighting Controls - Exterior | Existing | Textiles and Leather | 4.2702 | 1.0775 | 3.9629 | 0 | 0 | 0 | Due to longer free-ridership exclusion periods
[10 empty] | Industrial | Lighting Controls - Exterior | New | Textiles and Leather | 4.2702 | 1.0775 | 3.9629 | 0 | 0 | 0 | Due to longer free-ridership exclusion periods
[10 empty] | Industrial | HVAC Equipment Upgrades | New | Textiles and Leather | 6.4939 | 0.8666 | 7.4936 | 0 | 0 | 0 | Due to longer free-ridership exclusion periods
[10 empty] | Industrial | HVAC Equipment Upgrades | Turnover | Textiles and Leather | 6.4939 | 0.8666 | 7.4936 | 0 | 0 | 0 | Due to longer free-ridership exclusion periods
[10 empty] | Industrial | Lighting Controls | Existing | Textiles and Leather | 4.2535 | 0.85931 | 4.9499 | 0 | 0 | 0 | Due to longer free-ridership exclusion periods
[10 empty] | Industrial | Lighting Controls | New | Textiles and Leather | 4.2535 | 0.85931 | 4.9499 | 0 | 0 | 0 | Due to longer free-ridership exclusion periods
[10 empty] | Industrial | Fan Equipment Upgrades | New | Textiles and Leather | 5.722 | 0.86934 | 6.582 | 0 | 0 | 0 | Due to longer free-ridership exclusion periods
[10 empty] | Industrial | Fan Equipment Upgrades | Turnover | Textiles and Leather | 5.722 | 0.86934 | 6.582 | 0 | 0 | 0 | Due to longer free-ridership exclusion periods
[10 empty] | Industrial | Motor Equipment Upgrades | New | Textiles and Leather | 3.8768 | 0.86794 | 4.4667 | 0 | 0 | 0 | Due to longer free-ridership exclusion periods
[10 empty] | Industrial | Motor Equipment Upgrades | Turnover | Textiles and Leather | 3.8768 | 0.86794 | 4.4667 | 0 | 0 | 0 | Due to longer free-ridership exclusion periods
[10 empty] | Industrial | Pump Equipment Upgrade | New | Textiles and Leather | 5.722 | 0.86934 | 6.582 | 0 | 0 | 0 | Due to longer free-ridership exclusion periods
[10 empty] | Industrial | Pump Equipment Upgrade | Turnover | Textiles and Leather | 5.722 | 0.86934 | 6.582 | 0 | 0 | 0 | Due to longer free-ridership exclusion periods
[10 empty] | Industrial | Process Refrig Equipment Upgrade | New | Textiles and Leather | 3.3129 | 0.86426 | 3.8332 | 0 | 0 | 0 | Due to longer free-ridership exclusion periods
[10 empty] | Industrial | Process Refrig Equipment Upgrade | Turnover | Textiles and Leather | 3.3129 | 0.86426 | 3.8332 | 0 | 0 | 0 | Due to longer free-ridership exclusion periods
[10 empty] | Industrial | Lighting Controls - Exterior | Existing | Transportation Equipment | 4.1712 | 1.0775 | 3.8711 | 0 | 0 | 0 | Due to longer free-ridership exclusion periods
[10 empty] | Industrial | Lighting Controls - Exterior | New | Transportation Equipment | 4.1712 | 1.0775 | 3.8711 | 0 | 0 | 0 | Due to longer free-ridership exclusion periods
[10 empty] | Industrial | Building Envelope Improvements | Existing | Transportation Equipment | 5.4174 | 0.86249 | 6.2811 | 0 | 0 | 0 | Due to longer free-ridership exclusion periods
[10 empty] | Industrial | Building Envelope Improvements | New | Transportation Equipment | 5.4174 | 0.86249 | 6.2811 | 0 | 0 | 0 | Due to longer free-ridership exclusion periods
[10 empty] | Industrial | Lighting Controls | Existing | Transportation Equipment | 4.1549 | 0.85931 | 4.8351 | 0 | 0 | 0 | Due to longer free-ridership exclusion periods
[10 empty] | Industrial | Lighting Controls | New | Transportation Equipment | 4.1549 | 0.85931 | 4.8351 | 0 | 0 | 0 | Due to longer free-ridership exclusion periods
[10 empty] | Industrial | Lighting Controls - Exterior | Existing | Water and Wastewater | 3.9186 | 1.0775 | 3.6367 | 0 | 0 | 0 | Due to longer free-ridership exclusion periods
[10 empty] | Industrial | Lighting Controls - Exterior | New | Water and Wastewater | 3.9186 | 1.0775 | 3.6367 | 0 | 0 | 0 | Due to longer free-ridership exclusion periods
[10 empty] | Industrial | Building Envelope Improvements | Existing | Water and Wastewater | 5.083 | 0.86249 | 5.8934 | 0 | 0 | 0 | Due to longer free-ridership exclusion periods
[10 empty] | Industrial | Building Envelope Improvements | New | Water and Wastewater | 5.083 | 0.86249 | 5.8934 | 0 | 0 | 0 | Due to longer free-ridership exclusion periods
[10 empty] | Industrial | HVAC Equipment Upgrades | New | Water and Wastewater | 6.0369 | 0.8666 | 6.9662 | 0 | 0 | 0 | Due to longer free-ridership exclusion periods
[10 empty] | Industrial | HVAC Equipment Upgrades | Turnover | Water and Wastewater | 6.0369 | 0.8666 | 6.9662 | 0 | 0 | 0 | Due to longer free-ridership exclusion periods
[10 empty] | Industrial | Lighting Controls | Existing | Water and Wastewater | 3.9033 | 0.85931 | 4.5424 | 0 | 0 | 0 | Due to longer free-ridership exclusion periods
[10 empty] | Industrial | Lighting Controls | New | Water and Wastewater | 3.9033 | 0.85931 | 4.5424 | 0 | 0 | 0 | Due to longer free-ridership exclusion periods
[10 empty] | Industrial | Fan Equipment Upgrades | New | Water and Wastewater | 4.0118 | 0.86934 | 4.6148 | 0 | 0 | 0 | Due to longer free-ridership exclusion periods
[10 empty] | Industrial | Fan Equipment Upgrades | Turnover | Water and Wastewater | 4.0118 | 0.86934 | 4.6148 | 0 | 0 | 0 | Due to longer free-ridership exclusion periods
[10 empty] | Industrial | Motor Equipment Upgrades | New | Water and Wastewater | 3.2717 | 0.86794 | 3.7695 | 0 | 0 | 0 | Due to longer free-ridership exclusion periods
[10 empty] | Industrial | Motor Equipment Upgrades | Turnover | Water and Wastewater | 3.2717 | 0.86794 | 3.7695 | 0 | 0 | 0 | Due to longer free-ridership exclusion periods
[10 empty] | Industrial | Pump Equipment Upgrade | New | Water and Wastewater | 5.4954 | 0.86934 | 6.3214 | 0 | 0 | 0 | Due to longer free-ridership exclusion periods
[10 empty] | Industrial | Pump Equipment Upgrade | Turnover | Water and Wastewater | 5.4954 | 0.86934 | 6.3214 | 0 | 0 | 0 | Due to longer free-ridership exclusion periods

## Staff ROG37_5
Measures Changing from Failing to Passing | [9 empty] | Measures Changing from Passing to Failing | [9 empty] | Measures Changing from Failing to Passing | [9 empty] | Measures Changing from Passing to Failing
[Case 5 - Carbon dioxide (CO2) costs] Economic Potential – [TRC or RIM] | [9 empty] | [Case 5 - Carbon dioxide (CO2) costs] Economic Potential – [TRC or RIM] | [9 empty] | [Case 5 - Carbon dioxide (CO2) costs] Economic Potential – [TRC or RIM] | [9 empty] | [Case 5 - Carbon dioxide (CO2) costs] Economic Potential – [TRC or RIM]
Customer | Measure | Vintage | Segment | TRC | RIM | PCT | Summer | Winter | Energy | Customer | Measure | Vintage | Segment | TRC | RIM | PCT | Summer | Winter | Energy | Customer | Measure | Vintage | Segment | TRC | RIM | PCT | Summer | Winter | Energy | Customer | Measure | Vintage | Segment | TRC | RIM | PCT | Summer | Winter | Energy
Class | Name | [5 empty] | (MW) | (MW) | (GWh) | Class | Name | [5 empty] | (MW) | (MW) | (GWh) | Class | Name | [5 empty] | (MW) | (MW) | (GWh) | Class | Name | [5 empty] | (MW) | (MW) | (GWh)
Residential | Home Energy Management System | Existing | Manufactured Home | 1.0043 | 0.67328 | 1.4917 | 0.016953 | 0.0012561 | 0.037033 | N/A | [9 empty] | N/A | [9 empty] | N/A
Residential | Home Energy Management System | New | Manufactured Home | 1.0014 | 0.67129 | 1.4917 | 0.0005592 | 5.0133e-05 | 0.0012426 | * No measure permutations changed from Passing to Failing | [9 empty] | * No measure permutations changed from Failing to Passing | [9 empty] | * No measure permutations changed from Passing to Failing
Commercial | Dedicated Outdoor Air System on VRF unit | Existing | Lodging/Hospitality | 1.0475 | 0.71499 | 1.4651 | 0 | 0.029759 | 0.19092
Commercial | Dedicated Outdoor Air System on VRF unit | Existing | Restaurants | 1.0517 | 0.68345 | 1.5388 | 0.0023646 | 0.016162 | 0.060319
Commercial | Dedicated Outdoor Air System on VRF unit | New | Lodging/Hospitality | 1.0475 | 0.71499 | 1.4651 | 0 | 0.00061823 | 0.0039662
Commercial | Dedicated Outdoor Air System on VRF unit | New | Restaurants | 1.0517 | 0.68345 | 1.5388 | 1.6724e-06 | 0.00032143 | 0.0010506
Commercial | Duct Sealing Repair | Existing | Warehouse | 1.0302 | 0.68997 | 1.4931 | 0 | 0 | 0
Commercial | Duct Sealing Repair | New | Warehouse | 1.0302 | 0.68997 | 1.4931 | 0 | 0 | 0
Commercial | Facility Energy Management System | Existing | Assembly | 1.029 | 0.71844 | 1.4323 | 0.080156 | 0.0015624 | 0.3922
Commercial | Facility Energy Management System | New | Assembly | 1.029 | 0.71844 | 1.4323 | 0.0015673 | 3.6519e-05 | 0.007657
Commercial | Low U-Value Windows | Existing | Assembly | 1.0059 | 0.79153 | 1.2709 | 0.25838 | 9.2391e-05 | 0.71736
Commercial | Low U-Value Windows | Existing | College and University | 1.0059 | 0.79153 | 1.2709 | 0.070631 | 1.0532e-05 | 0.19255
Commercial | Low U-Value Windows | Existing | Grocery | 1.0059 | 0.79153 | 1.2709 | 0.47788 | 0.00072796 | 1.4608
Commercial | Low U-Value Windows | Existing | Healthcare | 1.0059 | 0.79153 | 1.2709 | 0.30213 | 4.1992e-05 | 0.82293
Commercial | Low U-Value Windows | Existing | Hospitals | 1.0059 | 0.79153 | 1.2709 | 0.19792 | 5.7729e-06 | 0.53387
Commercial | Low U-Value Windows | Existing | Institutional | 1.0059 | 0.79153 | 1.2709 | 1.4586 | 0.00019075 | 3.9699
Commercial | Low U-Value Windows | Existing | Offices | 1.0059 | 0.79153 | 1.2709 | 1.0317 | 0.0014995 | 3.1363
Commercial | Low U-Value Windows | Existing | Restaurants | 1.0059 | 0.79153 | 1.2709 | 1.121 | 0.0012151 | 3.3082
Commercial | Low U-Value Windows | Existing | Retail | 1.0059 | 0.79153 | 1.2709 | 0.73434 | 0.00027327 | 2.0414
Commercial | Low U-Value Windows | Existing | Schools K-12 | 1.0059 | 0.79153 | 1.2709 | 0.99414 | 0.00053917 | 2.8043
Commercial | Bi-Level Lighting Control (Interior) | Existing | Retail | 1.0095 | 0.70034 | 1.4414 | 0.082971 | 0 | 6.7163
Commercial | Bi-Level Lighting Control (Interior) | New | Retail | 1.0095 | 0.70034 | 1.4414 | 0.0019693 | 0 | 0.15941