## Coal vs NG
month | 2020-12-01
Plant Cost | Depr Group
Coal Ops or Nat Gas Ops | 311.40 Str & Improvements-BBCM | 312.40 Boiler Plant Eq-BBCM | 314.40 Turbogenerator Units-BBCM | 315.40 Accessory Electric Eq-BBCM | 316.40 Misc Power Plant Eq-BBCM | Grand Total
Coal Ops | 83519010.29 | 158600003.29 | 205922.3 | 23705363.98 | 15823871.15 | 281854171.01 | 56.92%
Nat Gas Ops | 151655539.56 | 23672494.2 | 8616032.44 | 20116453.61 | 9272731.55 | 213333251.36 | 43.08%
Grand Total | 235174549.85 | 182272497.49 | 8821954.74 | 43821817.59 | 25096602.7 | 495187422.37
month | 2020-12-01
Plant Cost | Coal Ops or Nat Gas Ops
PG Description | Coal Ops | Nat Gas Ops | Grand Total
Absorber-C01-S | 1297173.52 | 684654.98 | 1981828.5
Acid Gas Removal-C03-S |  | 5679.14 | 5679.14
Additive-B01-S | 545675.71 | 290136.83 | 835812.54
Administration Building-A01-S | 1117137.33 | 2797680.06 | 3914817.39
Air Preheater-B02-S | 333122.32 | 423232.41 | 756354.73
Air Separation-B03-S | 82288.58 |  | 82288.58
Amortizable Equipment¦S |  | 22911.47 | 22911.47
Analyzing Building-A02-S |  | 326846.16 | 326846.16
Anhydrous AMM System-C51-S |  | 436514.83 | 436514.83
Area Structures-A03-S | 908593.27 | 1380215.66 | 2288808.93
Auxiliary / Emergency Equipm-E01-S | 224125.5 | 2870889.19 | 3095014.69
Auxiliary Boiler-B04-S | 164292.46 | 3322 | 167614.46
Auxiliary Steam-B05-S |  | 660607.97 | 660607.97
Black Water Handling-C04-S | 31607.29 | 379185.71 | 410793
Blowdown / Blowoff / Vent / D-B07-S |  | 945332.03 | 945332.03
Boiler Building-A04-S |  | 2813396.89 | 2813396.89
Boiler Pressure Parts-B08-S |  | 20479.48 | 20479.48
Boiler Valves-B11-S | 19580.23 | 12507.8 | 32088.03
Bunker / Bin-B12-S | 5758433.32 |  | 5758433.32
Byproduct-C06-S | 13394307.42 |  | 13394307.42
Cable / Wire-E02-S | 940698.53 | 26845.21 | 967543.74
Change House / Locker Room-A05-S | 473828.87 | 284254.16 | 758083.03
Channel & Turnaround Basin-A06-S | 3429087.58 | 8035947.61 | 11465035.19
Chemical Feed System-C07-S | 87410.73 |  | 87410.73
Chemical Treatment / Cleaning-B14-S | 397715.59 |  | 397715.59
Chlorine-D23-S |  | 22771.14 | 22771.14
Circulating Water-D17-S |  | 236389.99 | 236389.99
Coal Handling Equipment-B69-S | 22092696.75 |  | 22092696.75
Coal Handling Structure-A42-S | 7637717.21 |  | 7637717.21
Communications-E03-S | 339371.07 | 111661.51 | 451032.58
Computer-E04-S | 55207.59 | 2432949.69 | 2488157.28
Condensate-B15-S | 18405.02 | 523285.89 | 541690.91
Conductor-E05-S |  | 20752.03 | 20752.03
Control / Monitoring Devices-E06-S | 13151194.39 | 3980774.45 | 17131968.84
Control Building-A07-S | 3232673.99 | 1895818.12 | 5128492.11
Conveyor - Coal Handling-B16-S | 57411795.04 | 31679.31 | 57443474.35
Conveyor-C09-S | 196866.33 |  | 196866.33
Cooling Systems-D11-S | 1374.94 |  | 1374.94
Cooling Tower-D19-S | 131620.2 | 35255.7 | 166875.9
Cranes / Hoists-E07-S | 1311367.52 | 409875.49 | 1721243.01
Demineralizer-B19-S |  | 2918181.43 | 2918181.43
Dewatering-C10-S | 2707333.54 | 172882.46 | 2880216
Docks-A08-S | 336048.13 | 14149011.65 | 14485059.78
Ductwork-C12-S | 39107.44 |  | 39107.44
Ductwork-C13-S | 44115.85 | 8787.04 | 52902.89
Dust Collection / Suppression-B24-S | 799636.08 |  | 799636.08
Economizer Section-B25-S |  | 44528.31 | 44528.31
Electrical Building-A09-S | 251190.72 | 2071146.09 | 2322336.81
Equipment-B26-S | 2838573.65 | 234170.02 | 3072743.67
Fabrication Building-A10-S |  | 137126.89 | 137126.89
Facilities Building-A11-S | 241790.81 | 357090.06 | 598880.87
Feedwater-B29-S |  | 72435.36 | 72435.36
Fines Filtration-C15-S | 83291.48 | 5316.83 | 88608.31
Fire / Water Building-A13-S | 51017.15 | 90665.62 | 141682.77
Fire Protection / Detection-D13-S | 68256.41 | 1177106.07 | 1245362.48
Fire Protection-A12-S | 1373968.4 | 2681381.52 | 4055349.92
Fire Protection-B31-S |  | 19266.83 | 19266.83
Fly Ash Handling-C20-S | 2855492.56 | 302387.87 | 3157880.43
Forced Draft-B33-S |  | 16107.98 | 16107.98
Fuel-B34-S | 14600.49 | 573832.75 | 588433.24
Guard House-A14-S |  | 2985107.42 | 2985107.42
Handling Building-A15-S | 50767.73 |  | 50767.73
HP Turbine-D02-S | 5421.02 |  | 5421.02
Hydrogen-D25-S |  | 97475.27 | 97475.27
Ignition System-B39-S | 25100.5 |  | 25100.5
Induced Draft-B40-S |  | 114226.02 | 114226.02
Injection / Reinjection-C24-S |  | 411410.79 | 411410.79
Instrument Air-E08-S | 294654.47 | 36290.67 | 330945.14
Lab Building-A17-S | 114636.5 | 197449.85 | 312086.35
Limestone-C25-S | 2700676.53 |  | 2700676.53
Lube Oil / Conditioning-D10-S |  | 268290.25 | 268290.25
Lube Oil-B42-S |  | 8319.77 | 8319.77
Maintenance Building-A18-S | 438125.9 | 2690836.73 | 3128962.63
Make-up-C26-S | 3653.16 |  | 3653.16
Mill Pulverizer-B45-S | 449510.56 | 3596863.69 | 4046374.25
Mobile Equipment-B46-S | 2952606.19 | 1717467.11 | 4670073.3
Non Unitized | 1259078.42 | 4970968.31 | 6230046.73
Office Building-A19-S |  | 5214266.26 | 5214266.26
Other Equipment / Insulation-D05-S |  | 2939383.2 | 2939383.2
Oxidation-C27-S | 1588495 | 956485.77 | 2544980.77
Panels-E09-S |  | 31722.3 | 31722.3
Plant Water-A20-S |  | 24523.44 | 24523.44
Ponds & Storage Areas-A21-S | 43605867.4 | 9309061.83 | 52914929.23
Precipitator-A22-S | 31830.79 | 36969.42 | 68800.21
Precipitator-C28-S |  | 72729.36 | 72729.36
Primary Air / Seal Air-B47-S | 27714.27 | 132006.8 | 159721.07
Protective Equipment-E10-S | 33541.87 | 6280733.05 | 6314274.92
Pump House-A24-S | 44400.35 | 134103.98 | 178504.33
Quencher-C30-O | 36003.38 |  | 36003.38
Quencher-C30-S | 349602.37 | 164887.97 | 514490.34
Raceway-E11-S | 1867803.63 | 934709.12 | 2802512.75
Reagent-C31-S | 185483.06 | 8282.66 | 193765.72
Recirculation-C32-S |  | 19799.44 | 19799.44
Recycle Water-A25-O |  | 175854.04 | 175854.04
Recycle Water-A25-S | 7713.91 | 7575872.62 | 7583586.53
Reverse Osmosis-A26-S |  | 6372198.23 | 6372198.23
Sample Systems-B50-S |  | 3043.54 | 3043.54
Sampling-B51-S |  | 305986.16 | 305986.16
Sanitary Sewer-A27-S |  | 855337.31 | 855337.31
Screenwell-D22-S | 44626.67 | 4558624.83 | 4603251.5
Scrubber-C34-S | 31537.84 |  | 31537.84
Service Water-A28-S |  | 1122799.66 | 1122799.66
Slag / Bottom Ash Handling-C37-S | 1535333.6 | 257914.83 | 1793248.43
Slag Handling-C36-S | 384035.8 | 427350.47 | 811386.27
Sluice-C38-S | 18040.1 | 15328.26 | 33368.36
Spray Irrigation-A29-S |  | 536643.64 | 536643.64
Stack-B56-S |  | 1589641.66 | 1589641.66
Stacker Reclaimer-B57-S | 13369975.22 | 2280142.78 | 15650118
Station Air-E12-S |  | 3658438.9 | 3658438.9
Station Equipment / Tools-E16-S | 97644.52 | 4114083.07 | 4211727.59
Steam Systems-C39-S |  | 127212.53 | 127212.53
Storage Building-A30-S | 234633.31 | 23356085.88 | 23590719.19
Storm Sewer-A31-S | 4026.33 | 13930907.04 | 13934933.37
Structures-B60-S | 638015.1 |  | 638015.1
Structures-E13-S | 6069345.39 |  | 6069345.39
Sumps-A32-S | 772560.76 | 2356713.04 | 3129273.8
Switching Equipment-E14-S | 11088452.93 | 226141.56 | 11314594.49
Transformers-E15-S | 8923 | 609438.44 | 618361.44
Tripper Room-A33-S | 2732995.04 |  | 2732995.04
Turbine Building-A34-S |  | 1837139.02 | 1837139.02
Unloader-C44-S | 31412.39 |  | 31412.39
Unloaders-B65-S | 21797549.99 |  | 21797549.99
Unloading Building-A35-S | 69762.07 |  | 69762.07
Vacuum Priming-D16-S | 75654.08 | 23238.24 | 98892.32
Warehouse-A36-S |  | 3240051.67 | 3240051.67
Wash House-A37-S |  | 1122053.89 | 1122053.89
Waste Water Treatment-A38-S | 1105503.12 | 8109818.91 | 9215322.03
Water Supply-C48-S | 7610.36 |  | 7610.36
Water Systems-B67-S |  | 20122.21 | 20122.21
Water Systems-C49-S | 39676.57 |  | 39676.57
Water Treating Building-A39-S |  | 49807.2 | 49807.2
Water Treatment-A40-S |  | 394072.82 | 394072.82
Yard Area-A41-S | 19134378.8 | 23573540.74 | 42707919.54
Grand Total | 281854171.01 | 213333251.36 | 495187422.37

## BB Common 311.40 to 316.40
Depr Group | Coal Ops or Nat Gas Ops | accum_qty | accum_cost | allo_res | month | asset_loc | PG Description | RU Description | asset_id | description3 | eng_in_service_year | work_order_number
311.40 Str & Improvements-BBCM | Coal Ops | 1 | 224781.41 | 41514.773 | 2020-12-01 | BIG BEND COMMON | Area Structures-A03-S | A/C Chiller | 45703003 | BB FGD #2 chiller replaced with 150 ton carrier chiller Model number 4813021505 | 2014-04-30 | A2479649
311.40 Str & Improvements-BBCM | Coal Ops | 1 | 3681.09 | 591.4697 | 2020-12-01 | BIG BEND COMMON | Facilities Building-A11-S | A/C Chiller | 52478998 | Replace the failed Baldor 15hp chilled water pump motor at BB FGD Chiller plant. Model # Z1312060117 | 2015-03-24 | A2530785
311.40 Str & Improvements-BBCM | Coal Ops | 1 | 1440.33 | 266.0139 | 2020-12-01 | BIG BEND COMMON | Facilities Building-A11-S | A/C Chiller | 49504603 | BB FGD tower ac unit isolation valve and actuator replaced. | 2014-12-30 | A2503443
311.40 Str & Improvements-BBCM | Nat Gas Ops | 2 | 323523.52 | 150833.2908 | 2020-12-01 | BIG BEND COMMON | Facilities Building-A11-S | A/C Chiller | 24011982 | SELF CONTAINED A/C CHILLER UNIT ; FACILITIES BUILDING ; 2-CARRIER 160 TON 4 STAGE FLOWTRONIC RECIPROCTING CHILLERS. INSTALL DEDICATING COOLING TOWERS FOR CHILLING SYSTEM. INCL ASSOCIA- TED PIPING. 10/9/97 RJB | 1996-06-15 | B8676
311.40 Str & Improvements-BBCM | Nat Gas Ops | 1 | 228881.14 | 61541.213 | 2020-12-01 | BIG BEND COMMON | Administration Building-A01-S | A/C Chiller | 26496257 | Installed 2 - 75 ton chillers, pumps, controls and associated equipment at the Big Bend Administration building. Ciller #2126 & 2125. Models 30HK050630 | 2010-06-01 | J1053-2010
311.40 Str & Improvements-BBCM | Nat Gas Ops | 1 | 134557.87 | 18202.2163 | 2020-12-01 | BIG BEND COMMON | Area Structures-A03-S | A/C Chiller | 149024765 | A/C COOLING TOWER BB#1 CONTROL ROOM | 2016-12-01 | A2607376
311.40 Str & Improvements-BBCM | Nat Gas Ops | 1 | 52364.4 | 4177.4815 | 2020-12-01 | BIG BEND COMMON | Administration Building-A01-S | A/C Chiller | 203715899 | BIG BEND WH71 / HVAC - A/C | 2018-02-13 | A2631157
311.40 Str & Improvements-BBCM | Nat Gas Ops | 1 | 27348.16 | 2181.7577 | 2020-12-01 | BIG BEND COMMON | Area Structures-A03-S | A/C Chiller | 207895154 | REPLACE SAMPLE PANEL CHILLER 1 AND 2 | 2018-04-11 | A2665573
311.40 Str & Improvements-BBCM | Nat Gas Ops | 1 | 10349.77 | 5034.4256 | 2020-12-01 | BIG BEND COMMON | Area Structures-A03-S | A/C Chiller | 97928 | SELF CONTAINED A/C CHILLER UNIT ; MISC STRUCTURES BY NAME ; MODEL #WC5A DUNN & BUSH WATER COOLED CHILLER 460 VOLT, 3 PHASE 94C3002205 HOSIER REFREIGRATION VO# 260955 | 1994-01-15 | A7003-2008
311.40 Str & Improvements-BBCM | Nat Gas Ops | 1 | 10044.5 | 4885.9335 | 2020-12-01 | BIG BEND COMMON | Area Structures-A03-S | A/C Chiller | 97927 | SELF CONTAINED A/C CHILLER UNIT ; MISC STRUCTURES BY NAME ; WC5A DUNHAN BUSH WATER COOLED PKG CHILLER W/BATTERY CONTROLS, 460 V 3 PHASE, 120 V CONTROL TRANSFORMER. HOSIER REFRIGERATION VO# 226659 | 1994-01-15 | A7003-2008
311.40 Str & Improvements-BBCM | Nat Gas Ops | 1 | 3105.71 | 1540.4497 | 2020-12-01 | BIG BEND COMMON | Area Structures-A03-S | A/C Chiller | 96959 | SELF CONTAINED A/C CHILLER UNIT ; MISC STRUCTURES BY NAME ; SELF CONTAINED A/C CHILLER UNIT MODEL #HB36817KK9-92 DUNN & BUSH CHILLER HOSIER REFRIGERATION, VO# 070812 | 1993-01-15 | A7003-2008
311.40 Str & Improvements-BBCM | Nat Gas Ops | 1 | 2386.79 | 258.6183 | 2020-12-01 | BIG BEND COMMON | Administration Building-A01-S | A/C Chiller | 119587624 | BB A/C BATTERY ROOM | 2017-01-06 | A2590871
311.40 Str & Improvements-BBCM | Coal Ops | 1 | 7020.14 | 760.6604 | 2020-12-01 | BIG BEND COMMON | Facilities Building-A11-S | A/C Compressor | 140281718 | BB FGD FACILITY A/C EQP | 2017-03-28 | A2629103
311.40 Str & Improvements-BBCM | Nat Gas Ops | 1 | 8025.88 | 4126.8578 | 2020-12-01 | BIG BEND COMMON | Area Structures-A03-S | A/C Compressor | 96149 | A/C COMPRESSOR ; MISCELLANEOUS STRUCTURES BY NAME ; TAMPA BAY TRANE H/L COMPRESSOR $1,191.00 SN LG2D08R1724 PO 69350 VO 965368 08/28/92 TGC | 1991-01-15 | A7003-2008
311.40 Str & Improvements-BBCM | Nat Gas Ops | 1 | 4213.12 | 2202.7747 | 2020-12-01 | BIG BEND COMMON | Turbine Building-A34-S | A/C Compressor | 93949 | A/C COMPRESSOR ; TURBINE BUILDING ; YORK COMPRESSOR MODEL #H5625PES SN. DMOO8949-7428B10 06/11/90 VO.#671053 | 1990-03-15 | A7003-2008
311.40 Str & Improvements-BBCM | Nat Gas Ops | 1 | 2092.69 | 1037.986 | 2020-12-01 | BIG BEND COMMON | Area Structures-A03-S | A/C Compressor | 96957 | A/C COMPRESSOR ; MISCELLANEOUS STRUCTURES BY NAME ; A/C COMPRESSOR REBUILD JP 460V, 3 PHASE, 10 TON A/C COMPRESSOR, MDL# 06DA7246AC0600 DIXIE HERMETIC, INC. VO# 042639 | 1993-01-15 | A7003-2008
311.40 Str & Improvements-BBCM | Nat Gas Ops | 1 | 2610.81 | 419.4994 | 2020-12-01 | BIG BEND COMMON | Warehouse-A36-S | A/C Condenser | 49648795 | BB Warehouse 71 condensing unit replaced. Model V35BD-860KA | 2015-01-08 | A2523975
311.40 Str & Improvements-BBCM | Coal Ops | 1 | 59366.56 | 13593.2046 | 2020-12-01 | BIG BEND COMMON | Area Structures-A03-S | A/C Unit - Package | 41860497 | BB coal blending building AC unit replaced with a 15 ton split system | 2012-10-31 | A2378642
311.40 Str & Improvements-BBCM | Coal Ops | 1 | 16014.08 | 1735.1899 | 2020-12-01 | BIG BEND COMMON | Area Structures-A03-S | A/C Unit - Package | 202103409 | REPL BARD UNIT IN DEWATERING AREA AT BB STATION | 2017-10-11 | A2650769
311.40 Str & Improvements-BBCM | Coal Ops | 1 | 8788.24 | 1822.8616 | 2020-12-01 | BIG BEND COMMON | Maintenance Building-A18-S | A/C Unit - Package | 38276206 | BB FGD Maintenance shop AC unit replaced with model M/N PA13602-C | 2013-03-15 | A7609-2012
311.40 Str & Improvements-BBCM | Coal Ops | 1 | 4483.23 | 221.4081 | 2020-12-01 | BIG BEND COMMON | Area Structures-A03-S | A/C Unit - Package | 316190755 | SCR TRAILER | 2019-03-25 | A2700605
311.40 Str & Improvements-BBCM | Coal Ops | 1 | 4483.23 | 221.4081 | 2020-12-01 | BIG BEND COMMON | Area Structures-A03-S | A/C Unit - Package | 316190749 | TSS S.E. | 2019-03-25 | A2700605
311.40 Str & Improvements-BBCM | Coal Ops | 1 | 4483.23 | 221.4081 | 2020-12-01 | BIG BEND COMMON | Stacker Reclaimer-B57-S | A/C Unit - Package | 316190767 | COAL FIELD NORTH STACKER RECLAIMER | 2019-03-25 | A2700605
311.40 Str & Improvements-BBCM | Coal Ops | 1 | 4483.23 | 221.4081 | 2020-12-01 | BIG BEND COMMON | Area Structures-A03-S | A/C Unit - Package | 316190743 | TSS S.E. | 2019-03-25 | A2700605
311.40 Str & Improvements-BBCM | Coal Ops | 1 | 4483.23 | 221.4081 | 2020-12-01 | BIG BEND COMMON | Area Structures-A03-S | A/C Unit - Package | 316190773 | BB FLY ASH SILO #1 | 2019-03-25 | A2700605
311.40 Str & Improvements-BBCM | Coal Ops | 1 | 4483.23 | 221.4081 | 2020-12-01 | BIG BEND COMMON | Area Structures-A03-S | A/C Unit - Package | 316190752 | LIMESTONE PREP BUILDING | 2019-03-25 | A2700605
311.40 Str & Improvements-BBCM | Nat Gas Ops | 2 | 797428.3 | 229172.8474 | 2020-12-01 | BIG BEND COMMON | Control Building-A07-S | A/C Unit - Package | 25717803 | Install two 75 ton Carrier water colled screw chillers, pumps, ductwork, and controls | 2009-12-31 | K1253-2009
311.40 Str & Improvements-BBCM | Nat Gas Ops | 1 | 494569.07 | 150858.5073 | 2020-12-01 | BIG BEND COMMON | Office Building-A19-S | A/C Unit - Package | 25959409 | Install new 43 ton HAVC to include all duct work, all diffusers, all refrigerant, controls/wiring, diffusers, and condensate piping, all thermostats in the Sevedoring Office buildings | 2008-12-31 | B2055-2008
311.40 Str & Improvements-BBCM | Nat Gas Ops | 2 | 484927.54 | 178455.3666 | 2020-12-01 | BIG BEND COMMON | Control Building-A07-S | A/C Unit - Package | 120596 | A/C PACKAGE UNIT ; CONTROL BUILDING ; BB CONTROL ROOM HVAC SYSTEM. INCLUDES SOME DUCTWORK, 2 80 TON CHILLERS ASSOCIATED PIPING AND ELECTRICAL. 04/27/05 RJB | 2004-07-15 | J2453
311.40 Str & Improvements-BBCM | Nat Gas Ops | 1 | 231740.5 | 85281.475 | 2020-12-01 | BIG BEND COMMON | Administration Building-A01-S | A/C Unit - Package | 127156 | A/C PACKAGE UNIT ; ADMINISTRATION BUILDING ; A/C AT BIG BEND STATION LOCATED IN SEVERAL LOCATIONS AROUND THE PLANT. LABOR AND MATERIALS. 05/15/07 RJB | 2004-12-15 | A7605
311.40 Str & Improvements-BBCM | Nat Gas Ops | 10 | 146154.04 | 42003.1964 | 2020-12-01 | BIG BEND COMMON | Administration Building-A01-S | A/C Unit - Package | 25474658 | A/C Unit - Package | 2009-12-31 | A7609-2009
311.40 Str & Improvements-BBCM | Nat Gas Ops | 19 | 93301.91 | 23272.274 | 2020-12-01 | BIG BEND COMMON | Administration Building-A01-S | A/C Unit - Package | 27578814 | A/C Unit - Package | 2011-01-01 | A7609-2011
311.40 Str & Improvements-BBCM | Nat Gas Ops | 17 | 70112.22 | 18851.6671 | 2020-12-01 | BIG BEND COMMON | Administration Building-A01-S | A/C Unit - Package | 26471381 | Misc AC units installed at Big Bend | 2010-01-01 | A7609-2010
311.40 Str & Improvements-BBCM | Nat Gas Ops | 1 | 55324.71 | 16875.7079 | 2020-12-01 | BIG BEND COMMON | Administration Building-A01-S | A/C Unit - Package | 24878354 | A/C units for BB station 2007 | 2008-01-01 | A7603-2007
311.40 Str & Improvements-BBCM | Nat Gas Ops | 1 | 39385.85 | 15048.9583 | 2020-12-01 | BIG BEND COMMON | Maintenance Building-A18-S | A/C Unit - Package | 111933 | A/C PACKAGE UNIT ; MAINTENANCE BUILDING ; 3 TON BARD A/C PACKAGE UNIT INSTALLED IN THE BB SHEET METAL SHOP. INCLUDES LABOR AND MATERIALS. 07/14/05 RJB | 2003-12-15 | A7014-2007
311.40 Str & Improvements-BBCM | Nat Gas Ops | 1 | 32929.03 | 6830.1575 | 2020-12-01 | BIG BEND COMMON | Electrical Building-A09-S | A/C Unit - Package | 42284295 | BBC Electric shop ac unit replaced | 2013-01-25 | A2397439
311.40 Str & Improvements-BBCM | Nat Gas Ops | 1 | 26619.09 | 7157.3005 | 2020-12-01 | BIG BEND COMMON | Administration Building-A01-S | A/C Unit - Package | 26471384 | Install 12.5 Ton AC unit Trane Model # TCH150E300BA in locker room 2nd floor West | 2010-01-01 | A7609-2010
311.40 Str & Improvements-BBCM | Nat Gas Ops | 2 | 25325 | 3425.8206 | 2020-12-01 | BIG BEND COMMON | Area Structures-A03-S | A/C Unit - Package | 124508155 | A/C UNITS ID FAN #2 WEST SIDE QTY 2 | 2016-11-02 | A2614163
311.40 Str & Improvements-BBCM | Nat Gas Ops | 2 | 23214.34 | 12137.314 | 2020-12-01 | BIG BEND COMMON | Wash House-A37-S | A/C Unit - Package | 121524 | A/C PACKAGE UNIT ; WAREHOUSE ; BBC WAREHOUSE & TOOLROOM 07/27/94 RJB | 1990-09-15 | A7509-2008
311.40 Str & Improvements-BBCM | Nat Gas Ops | 2 | 22061.98 | 11344.1336 | 2020-12-01 | BIG BEND COMMON | Wash House-A37-S | A/C Unit - Package | 97431 | A/C PACKAGE UNIT ; WAREHOUSE ; GEMAIRE DIST. INC. 2-HI BOY PCKG A/C PO 52292 VO 840645 09/27/91 TGC | 1991-05-15 | A7008-2007
311.40 Str & Improvements-BBCM | Nat Gas Ops | 1 | 20218.42 | 998.5039 | 2020-12-01 | BIG BEND COMMON | Administration Building-A01-S | A/C Unit - Package | 308187148 | HVAC SYSTEM / WH 71 BREAKROOM | 2019-03-25 | A2698855
311.40 Str & Improvements-BBCM | Nat Gas Ops | 1 | 16871.91 | 1345.9926 | 2020-12-01 | BIG BEND COMMON | Area Structures-A03-S | A/C Unit - Package | 207895144 | BARD HVAC UNITS IN PRECIP 2 | 2018-04-11 | A2664957
311.40 Str & Improvements-BBCM | Nat Gas Ops | 1 | 14024.95 | 6822.1388 | 2020-12-01 | BIG BEND COMMON | Area Structures-A03-S | A/C Unit - Package | 97926 | A/C PACKAGE UNIT ; MISCELLANEOUS STRUCTURES BY NAME ; MODEL #PC154S-4 460V, 3 PHASE STRAIGHT COOL PACKAGE A/C UNIT WEATHERKING WITH HEAT STRIP HOSIER REFRIGERATION & INDUSTRIAL VO# 278357 | 1994-01-15 | A7003-2008
311.40 Str & Improvements-BBCM | Nat Gas Ops | 1 | 12053.69 | 5978.6982 | 2020-12-01 | BIG BEND COMMON | Area Structures-A03-S | A/C Unit - Package | 96952 | A/C PACKAGE UNIT ; MISCELLANEOUS STRUCTURES BY NAME ; A/C PACKAGE UNIT MODEL #50BA028-600 25 TON 50BA SELF CONTAINED WATER COOLED UNIT INCLUDI ING: FILTER SECTION W/(1) SET 2" TA MEDIA DUAL 061 SEMI HERMETIC COMPRE SSORS. UNITED TECHNOLOGIES VO# 060882 | 1993-01-15 | A7003-2008
311.40 Str & Improvements-BBCM | Nat Gas Ops | 1 | 10104.87 | 3082.2906 | 2020-12-01 | BIG BEND COMMON | Maintenance Building-A18-S | A/C Unit - Package | 25063771 | Air Conditioning system required for the #3 elevator equipment room. The AC unit is a 230V 3.5 ton split AC system. | 2008-07-01 | A7003-2008
311.40 Str & Improvements-BBCM | Nat Gas Ops | 1 | 9916.26 | 5098.8795 | 2020-12-01 | BIG BEND COMMON | Area Structures-A03-S | A/C Unit - Package | 96140 | A/C PACKAGE UNIT ; MISCELLANEOUS STRUCTURES BY NAME ; UNITED TECHNOLOGIES CARRIER 1-UNIT $2930.00 PO 57730 VO 911424 04/04/92 TGC | 1991-01-15 | A7003-2008
311.40 Str & Improvements-BBCM | Nat Gas Ops | 1 | 9618.08 | 767.3028 | 2020-12-01 | BIG BEND COMMON | Administration Building-A01-S | A/C Unit - Package | 277749486 | REPLACE HVAC SYSTEM IN ADMIN PBX ROOM | 2018-06-19 | A2671379
311.40 Str & Improvements-BBCM | Nat Gas Ops | 6 | 9586.83 | 1038.7716 | 2020-12-01 | BIG BEND COMMON | Administration Building-A01-S | A/C Unit - Package | 138857768 | REPLACE 6 TWO TON BARD UNITS FOR SCR'S | 2017-04-18 | A2614918
311.40 Str & Improvements-BBCM | Nat Gas Ops | 1 | 9509.96 | 1286.4528 | 2020-12-01 | BIG BEND COMMON | Area Structures-A03-S | A/C Unit - Package | 124508150 | A/C UNIT FOR FACILITY SHOP | 2016-11-02 | A2609340
311.40 Str & Improvements-BBCM | Nat Gas Ops | 2 | 9147.54 | 991.1727 | 2020-12-01 | BIG BEND COMMON | Maintenance Building-A18-S | A/C Unit - Package | 202103339 | 2 BARD UNITS, ONE 3 TON AND ONE 5 TON IN SHEET METAL BLDG, WALL HUNG UNITS | 2017-09-07 | A2637281
311.40 Str & Improvements-BBCM | Nat Gas Ops | 1 | 8414.93 | 1138.3234 | 2020-12-01 | BIG BEND COMMON | Area Structures-A03-S | A/C Unit - Package | 121628238 | BB GARAGE A/C WINDOW UNIT | 2016-11-03 | A2609125
311.40 Str & Improvements-BBCM | Nat Gas Ops | 1 | 8131.84 | 4181.3418 | 2020-12-01 | BIG BEND COMMON | Area Structures-A03-S | A/C Unit - Package | 96141 | A/C PACKAGE UNIT ; MISCELLANEOUS STRUCTURES BY NAME ; GEMAIRE DIST., INC. 1-HI EFF PKG A/C W/HEAT STRIPS PO 65462 VO 935692 06/11/92 TGC | 1991-01-15 | A7003-2008
311.40 Str & Improvements-BBCM | Nat Gas Ops | 2 | 7978.44 | 4102.4645 | 2020-12-01 | BIG BEND COMMON | Area Structures-A03-S | A/C Unit - Package | 117273 | A/C PACKAGE UNIT ; MISCELLANEOUS STRUCTURES BY NAME ; GEMAIRE DISTR., INC. 2-HI BOY PKG. A/C @$1,258.00 = $2,516.00 PO 57336 VO 876502 01/02/92 TGC | 1991-01-15 | A7003-2008
311.40 Str & Improvements-BBCM | Nat Gas Ops | 1 | 7759.39 | 1609.4569 | 2020-12-01 | BIG BEND COMMON | Area Structures-A03-S | A/C Unit - Package | 38276212 | BB Fleet, Facilities fitness center locker room AC 3392 unit replaced. Rheem M/N 13AJN24A01 | 2013-03-15 | A7609-2012
311.40 Str & Improvements-BBCM | Nat Gas Ops | 1 | 7624.52 | 608.2623 | 2020-12-01 | BIG BEND COMMON | Administration Building-A01-S | A/C Unit - Package | 304820958 | BLADER SHOP | 2018-11-21 | A2691734
311.40 Str & Improvements-BBCM | Nat Gas Ops | 0 | 7525.86 | 3732.869 | 2020-12-01 | BIG BEND COMMON | Maintenance Building-A18-S | A/C Unit - Package | 98124 | A/C PACKAGE UNIT ; MAINTENANCE BUILDING ; MCS METAL BLDG REMODEL-BB STATION DUCT & PIPING SYSTEM FOR HVAC FOR REMODELING OF OLD TURBINE LOCK-UP BLDG FOR BREAKROOM & STORAGE FOR BB PAINTING CONTRACTOR. 04/21/95 TGC | 1993-08-15 | A7066-2007
311.40 Str & Improvements-BBCM | Nat Gas Ops | 1 | 7424.2 | 3817.4777 | 2020-12-01 | BIG BEND COMMON | Area Structures-A03-S | A/C Unit - Package | 96147 | A/C PACKAGE UNIT ; MISCELLANEOUS STRUCTURES BY NAME ; A/C PACKAGE UNIT MODEL# 18C3HES AMANA ROOM A/C 60HZ 230V AMANA FRIGERATION VO# 857474 | 1991-01-15 | A7003-2008
311.40 Str & Improvements-BBCM | Nat Gas Ops | 1 | 7267.32 | 3736.811 | 2020-12-01 | BIG BEND COMMON | Area Structures-A03-S | A/C Unit - Package | 117270 | A/C PACKAGE UNIT ; MISCELLANEOUS STRUCTURES BY NAME ; A/C PACKAGE UNIT MODEL# 18C35A AMANA ROOM A/C 60HZ 230V AMANA FRIGERATION VO# 823842 | 1991-01-15 | A7003-2008
311.40 Str & Improvements-BBCM | Nat Gas Ops | 2 | 6886.81 | 549.4099 | 2020-12-01 | BIG BEND COMMON | Administration Building-A01-S | A/C Unit - Package | 304820898 | A/C Unit - Package | 2018-10-11 | A2686482
311.40 Str & Improvements-BBCM | Nat Gas Ops | 1 | 6641.17 | 2875.3956 | 2020-12-01 | BIG BEND COMMON | Boiler Building-A04-S | A/C Unit - Package | 103518 | A/C PACKAGE UNIT ; BOILER BUILDING ; BB#2 ELEVATOR PENTHOUSE A/C FRIEDRICH MOD# KM18J30A3 SER#JJES16439 03/16/00 RJB | 1999-03-15 | A7004-2008
311.40 Str & Improvements-BBCM | Nat Gas Ops | 1 | 6473.93 | 319.7205 | 2020-12-01 | BIG BEND COMMON | Administration Building-A01-S | A/C Unit - Package | 322351699 | 3.5 TO HVAC SYSTEM / BIG BEND STATION ELEVATOR 3 | 2019-09-17 | A2722430
311.40 Str & Improvements-BBCM | Nat Gas Ops | 2 | 4781.88 | 768.3423 | 2020-12-01 | BIG BEND COMMON | Administration Building-A01-S | A/C Unit - Package | 76060000 | BB admin office variable frequency drives for AHU units on 1st floor replaced with model ACS320-0312AS4 and ACS320-03008A84 | 2015-08-17 | A2546924
311.40 Str & Improvements-BBCM | Nat Gas Ops | 1 | 4730.82 | 377.4112 | 2020-12-01 | BIG BEND COMMON | Administration Building-A01-S | A/C Unit - Package | 304820805 | BARD 12.5 SPLIT A/C SYSTEM AT PRECIP #3 ROOM | 2018-05-22 | A2649587
311.40 Str & Improvements-BBCM | Nat Gas Ops | 1 | 4483.23 | 221.4081 | 2020-12-01 | BIG BEND COMMON | Area Structures-A03-S | A/C Unit - Package | 316190770 | A/C Unit - Package | 2019-03-25 | A2700605
311.40 Str & Improvements-BBCM | Nat Gas Ops | 1 | 4483.23 | 221.4081 | 2020-12-01 | BIG BEND COMMON | Area Structures-A03-S | A/C Unit - Package | 316190758 | A/C Unit - Package | 2019-03-25 | A2700605
311.40 Str & Improvements-BBCM | Nat Gas Ops | 1 | 4483.23 | 221.4081 | 2020-12-01 | BIG BEND COMMON | Warehouse-A36-S | A/C Unit - Package | 316190746 | WAREHOUSE 23/WEST WALL A/C UNIT | 2019-03-25 | A2700605
311.40 Str & Improvements-BBCM | Nat Gas Ops | 1 | 4483.23 | 221.4081 | 2020-12-01 | BIG BEND COMMON | Area Structures-A03-S | A/C Unit - Package | 316190761 | A/C Unit - Package | 2019-03-25 | A2700605
311.40 Str & Improvements-BBCM | Nat Gas Ops | 1 | 4483.23 | 221.4081 | 2020-12-01 | BIG BEND COMMON | Area Structures-A03-S | A/C Unit - Package | 316190738 | A/C Unit - Package | 2019-03-25 | A2700605
311.40 Str & Improvements-BBCM | Nat Gas Ops | 1 | 4483.23 | 221.4081 | 2020-12-01 | BIG BEND COMMON | Administration Building-A01-S | A/C Unit - Package | 316190764 | CONTRACTOR TRAILER | 2019-03-25 | A2700605
311.40 Str & Improvements-BBCM | Nat Gas Ops | 1 | 4133.71 | 447.9041 | 2020-12-01 | BIG BEND COMMON | Area Structures-A03-S | A/C Unit - Package | 138857850 | REPLACE UNIT ON ID FAN #2 | 2017-04-18 | A2617482
311.40 Str & Improvements-BBCM | Nat Gas Ops | 1 | 3930.84 | 425.9223 | 2020-12-01 | BIG BEND COMMON | Area Structures-A03-S | A/C Unit - Package | 138857791 | BARD UNIT FOR BB SLOUGH BOOTH #4 | 2017-04-18 | A2616670
311.40 Str & Improvements-BBCM | Nat Gas Ops | 1 | 3639.2 | 290.3249 | 2020-12-01 | BIG BEND COMMON | Area Structures-A03-S | A/C Unit - Package | 300624821 | HVAC SYSTEM AT GATE 50 GUARD SHACK | 2018-04-11 | A2671377
311.40 Str & Improvements-BBCM | Nat Gas Ops | 1 | 2249.05 | 1094.0026 | 2020-12-01 | BIG BEND COMMON | Wash House-A37-S | A/C Unit - Package | 124377 | A/C PACKAGE UNIT ; WAREHOUSE ; GEMAIRE DISTRIBUTORS, INC.N BB POWERHOUSE GYM EXPANSION INSTALL A/C UNIT PO 14686 VO 302670 10/24/95 TGC | 1994-12-15 | A7513-2008
311.40 Str & Improvements-BBCM | Nat Gas Ops | 1 | 1576.73 | 170.845 | 2020-12-01 | BIG BEND COMMON | Area Structures-A03-S | A/C Unit - Package | 124785116 | BARD UNIT A/C AT BB TRANSLOADER | 2017-04-07 | A2602803
311.40 Str & Improvements-BBCM | Nat Gas Ops | 1 | 1377.9 | 149.301 | 2020-12-01 | BIG BEND COMMON | Guard House-A14-S | A/C Unit - Package | 122667571 | BARD A/C UNIT AT GUARD HOUSE #34 | 2017-01-11 | A2614958
311.40 Str & Improvements-BBCM | Nat Gas Ops | 2 | 14469.78 | 1567.8588 | 2020-12-01 | BIG BEND COMMON | Area Structures-A03-S | A/C Unit - Package | 166700051 | BB ID FAN #3 QTY 2 BARD 5 TON UNITS | 2017-10-10 | A2617469
311.40 Str & Improvements-BBCM | Nat Gas Ops | 1 | 9404.08 | 1736.8351 | 2020-12-01 | BIG BEND COMMON | Boiler Building-A04-S | A/C Unit - Package | 49504608 | BB elevator #1 ac unit replaced with a ductless split system model number 3N1X00AE | 2014-12-30 | A2506778
311.40 Str & Improvements-BBCM | Nat Gas Ops | 2 | 264562.45 | 35788.4896 | 2020-12-01 | BIG BEND COMMON | Ponds & Storage Areas-A21-S | Agitator | 117834382 | BBC recycle ponds aeration installed in the north and south ponds. | 2016-09-30 | A2592527
311.40 Str & Improvements-BBCM | Nat Gas Ops | 1 | 106507.48 | 11540.5136 | 2020-12-01 | BIG BEND COMMON | Ponds & Storage Areas-A21-S | Agitator | 149024799 | aeration equipment for north recycle pond | 2017-05-08 | A2615002
311.40 Str & Improvements-BBCM | Nat Gas Ops | 1 | 65539.38 | 26776.482 | 2020-12-01 | BIG BEND COMMON | Water Treatment-A40-S | Agitator | 104829 | AGITATOR ; WATER TREATMENT ; AGITATOR FOR REACTION TANK #1 FOR WATER TREATMENT PLANT INSTALLED AT BB STATION. 04/15/02 RJB | 2001-10-15 | B0577
311.40 Str & Improvements-BBCM | Nat Gas Ops | 3 | 41805.88 | 19490.7574 | 2020-12-01 | BIG BEND COMMON | Ponds & Storage Areas-A21-S | Agitator | 98977 | AERATIOR/AGITATORS ; PONDS & STORAGE AREAS ; BB DISPOSAL AREA POND AERATION SYST INSTALL 3-5HP AERIATOR/AGITATORS IN EACH OF THE 3 PONDS. 05/22/97 TGC | 1996-10-15 | A7022-2008
311.40 Str & Improvements-BBCM | Nat Gas Ops | 1 | 37556.55 | 6936.3016 | 2020-12-01 | BIG BEND COMMON | Ponds & Storage Areas-A21-S | Agitator | 42538188 | BBC South recycle pond aerator installed | 2014-04-08 | A2454433
311.40 Str & Improvements-BBCM | Nat Gas Ops | 1 | 10433.34 | 515.2594 | 2020-12-01 | BIG BEND COMMON | Ponds & Storage Areas-A21-S | Agitator | 300602259 | #4 NORTH RECYCLE POND AERATOR | 2019-01-29 | A2694877
311.40 Str & Improvements-BBCM | Coal Ops | 1 | 121312.95 | 13144.7458 | 2020-12-01 | BIG BEND COMMON | Storage Building-A30-S | Air Handler / Fan Coil Unit | 202537260 | BB FGD COOLING TOWER A/C UPGRADE | 2017-07-28 | A2607839
311.40 Str & Improvements-BBCM | Nat Gas Ops | 3 | 28323.83 | 17545.9743 | 2020-12-01 | BIG BEND COMMON | Office Building-A19-S | Air Handler / Fan Coil Unit | 78191 | AIR HANDLER / FAN COIL UNIT ; OFFICE AND SHOPS ; AIR HANDLERS,YORK MARK NOS. 3HVO-ACU1A,1B,2 AND 3 FOR AC 1&2 | 1976-06-15 | C54-2008
311.40 Str & Improvements-BBCM | Nat Gas Ops | 2 | 12983.15 | 7567.841 | 2020-12-01 | BIG BEND COMMON | Service Water-A28-S | Air Handler / Fan Coil Unit | 89140 | AIR HANDLER / FAN COIL UNIT ; MCS SERVICE BUILDING ; 2EA CARRIER AIR HANDLER UNITS MODEL 40RR08530 W/1 HP MOTOR, 230/460 VOLT, 3PH, 60HZ. 2EA TRION ELECTROSTATIC PRECIPITATORS. S/N-Q294511, S/N-Q294510 | 1982-06-15 | L48
311.40 Str & Improvements-BBCM | Nat Gas Ops | 2 | 12983.15 | 7567.841 | 2020-12-01 | BIG BEND COMMON | Service Water-A28-S | Air Handler / Fan Coil Unit | 89133 | AIR HANDLER / FAN COIL UNIT ; MCS SERVICE BUILDING ; 2EA CARRIER AIR HANDLER UNITS, MODEL 40RR012550 W/2 H.P. MOTOR 230/460 VOLT, 3PH, 60HZ, 2EA TRION ELECTROSTATIC PRECIPITATORS. S/N- W193733, S/N- R294704 | 1982-06-15 | L48
311.40 Str & Improvements-BBCM | Nat Gas Ops | 1 | 5335.13 | 2646.2546 | 2020-12-01 | BIG BEND COMMON | Maintenance Building-A18-S | Air Handler / Fan Coil Unit | 117643 | AIR HANDLER / FAN COIL UNIT ; MAINTENANCE BUILDING ; MCS METAL BLDG REMODEL-BB STATION AIR HANDLER & AC FOR THE REMODELING OLD TURBINE LOCK-UP BLDG FOR STORAGE & BREAKROOM FOR BB PAINTING CONTRACTORS. 04/21/95 TGC | 1993-08-15 | A7066-2007
311.40 Str & Improvements-BBCM | Nat Gas Ops | 1 | 18261.08 | 1978.6614 | 2020-12-01 | BIG BEND COMMON | Area Structures-A03-S | Air Handler / Fan Coil Unit | 165034166 | BB ID fan Bard HVAC unit installation | 2017-06-29 | A2632363
311.40 Str & Improvements-BBCM | Coal Ops | 1 | 48138.35 | 9984.883 | 2020-12-01 | BIG BEND COMMON | Conveyor - Coal Handling-B16-S | Analyzer | 38796076 | Install a Scantech moistre analyzer on the GB conveyor belt | 2013-03-31 | A2389796
311.40 Str & Improvements-BBCM | Coal Ops | 1 | 48138.34 | 9984.881 | 2020-12-01 | BIG BEND COMMON | Conveyor - Coal Handling-B16-S | Analyzer | 38796071 | Install a Scantech moistre analyzer on the GD conveyor belt | 2013-03-31 | A2389796
311.40 Str & Improvements-BBCM | Coal Ops | 1 | 179449.25 | 63399.1921 | 2020-12-01 | BIG BEND COMMON | Area Structures-A03-S | Architectural Features | 113164 | ARCHITECTURAL FEATURES ; AREA STRUCTURES ; BB4 FGD AREA STRUCTURE IMPROVEMENTS. LABOR AND MATERIALS. 07/26/07 WHA | 2005-11-15 | A7509-2008
311.40 Str & Improvements-BBCM | Coal Ops | 1 | 129802.22 | 77333.8808 | 2020-12-01 | BIG BEND COMMON | Maintenance Building-A18-S | Architectural Features | 79253 | ARCHITECTURAL FEATURES ; COAL FIELD MAINTENANCE BUILDING ; COAL FIELD MAINTENANCE BUILDING INCLUDING FOUNDATION | 1980-06-15 | G9176
311.40 Str & Improvements-BBCM | Coal Ops | 1 | 80870.44 | 23241.3485 | 2020-12-01 | BIG BEND COMMON | Facilities Building-A11-S | Architectural Features | 25505684 | Renovated mens large restroom, FGD night shift shop, FGD 5th floor | 2009-12-31 | A7780-2009
311.40 Str & Improvements-BBCM | Coal Ops | 1 | 62960.26 | 15704.1632 | 2020-12-01 | BIG BEND COMMON | Change House / Locker Room-A05-S | Architectural Features | 27771155 | TSS Breakroom & locker room refurbished at the BB Coal Dock facilities | 2011-01-01 | A7015-2010
311.40 Str & Improvements-BBCM | Coal Ops | 1 | 43386.32 | 12468.7906 | 2020-12-01 | BIG BEND COMMON | Facilities Building-A11-S | Architectural Features | 25505753 | Renovated mens and womens restrooms, FGD shop east side of plant | 2009-12-31 | A7781-2009
311.40 Str & Improvements-BBCM | Coal Ops | 1 | 43385.66 | 12468.6009 | 2020-12-01 | BIG BEND COMMON | Control Building-A07-S | Architectural Features | 25630141 | Renovated men and women's restrooms in the FGD building 2nd floor | 2009-12-31 | A7779-2009
311.40 Str & Improvements-BBCM | Coal Ops | 1 | 20168.81 | 12494.1232 | 2020-12-01 | BIG BEND COMMON | Maintenance Building-A18-S | Architectural Features | 113620 | ARCHITECTURAL FEATURES ; COAL FIELD MAINTENANCE BUILDING ; SHOP | 1976-06-15 | A2954
311.40 Str & Improvements-BBCM | Coal Ops | 1 | 9710.3 | 4627.0226 | 2020-12-01 | BIG BEND COMMON | Facilities Building-A11-S | Architectural Features | 117688 | ARCHITECTURAL FEATURES ; BBC FGD CONTROL ROOM KITCHEN ; INSTALL INTERNAL PARTITIONS AND ACCESSORIES. 03/29/96 TGC | 1995-09-15 | A7013-2008
311.40 Str & Improvements-BBCM | Coal Ops | 1 | 9449.3 | 3978.175 | 2020-12-01 | BIG BEND COMMON | Handling Building-A15-S | Architectural Features | 103746 | ARCHITECTURAL FEATURES ; HANDLING BUILDING - GYPSUM ; ADD FOYER TO BB GYPSUM BUILDING. 09/15/00 RJB | 2000-06-15 | A7073-2007
311.40 Str & Improvements-BBCM | Coal Ops | 1 | 5967.55 | 1715.0137 | 2020-12-01 | BIG BEND COMMON | Handling Building-A15-S | Architectural Features | 25505874 | Waste Handling Building Restroom addition. | 2009-12-31 | A7776-2009
311.40 Str & Improvements-BBCM | Coal Ops | 1 | 4511.37 | 2568.038 | 2020-12-01 | BIG BEND COMMON | Change House / Locker Room-A05-S | Architectural Features | 87523 | ARCHITECTURAL FEATURES ; COAL CREW CHANGE HOUSE ; AWAITING COPY OF A70 FROM PAT FOSTER TO UNITIZE | 1984-06-15 | A7017-2007
311.40 Str & Improvements-BBCM | Coal Ops | 1 | 3483.18 | 2137.9602 | 2020-12-01 | BIG BEND COMMON | Maintenance Building-A18-S | Architectural Features | 79254 | ARCHITECTURAL FEATURES ; COAL FIELD MAINTENANCE BUILDING ; LUNCHROOM | 1977-06-15 | A2906
311.40 Str & Improvements-BBCM | Coal Ops | 1 | 1236 | 728.5385 | 2020-12-01 | BIG BEND COMMON | Coal Handling Structure-A42-S | Architectural Features | 189837 | ARCHITECTURAL FEATURES ; COAL FIELD MAINTENANCE BUILDING ; BREAKROOM | 1981-06-15 | A7055
311.40 Str & Improvements-BBCM | Nat Gas Ops | 1 | 277847.16 | 37585.569 | 2020-12-01 | BIG BEND COMMON | Change House / Locker Room-A05-S | Architectural Features | 121632676 | TSS BREAKROOM AND RESTROOM REN. INCL Flooring, Ceiling, A/C, lighting reconfig ect. | 2016-11-07 | A2569610
311.40 Str & Improvements-BBCM | Nat Gas Ops | 1 | 195157.81 | 31357.5432 | 2020-12-01 | BIG BEND COMMON | Administration Building-A01-S | Architectural Features | 117317068 | BBC Admin building waterproofing to include horizontal and vertical joints between concrete joints, replace all window and storefront door system, coat entire structure with a penetrating sealer on all concrete surfaces. | 2015-12-16 | A2545058
311.40 Str & Improvements-BBCM | Nat Gas Ops | 1 | 162775.09 | 17637.3354 | 2020-12-01 | BIG BEND COMMON | Area Structures-A03-S | Architectural Features | 267550862 | REPL NO. 3 ELEVATOR SIDING OF THE ENTIRE ELEVATOR SHAFT | 2017-10-12 | A2637703
311.40 Str & Improvements-BBCM | Nat Gas Ops | 1 | 158024.61 | 94148.2846 | 2020-12-01 | BIG BEND COMMON | Maintenance Building-A18-S | Architectural Features | 79252 | ARCHITECTURAL FEATURES ; BOILER CREW MAINTENANCE BUILDING ; BOILER CREW MAINTENANCE BUILDING INCLUDING FOUNDATION | 1980-06-15 | G9276
311.40 Str & Improvements-BBCM | Nat Gas Ops | 1 | 143570.71 | 43793.4038 | 2020-12-01 | BIG BEND COMMON | Administration Building-A01-S | Architectural Features | 25958107 | Renovated BBC Admin Bldg 2nd floor restroom | 2008-12-31 | A7763-2008
311.40 Str & Improvements-BBCM | Nat Gas Ops | 1 | 116761.53 | 35615.794 | 2020-12-01 | BIG BEND COMMON | Administration Building-A01-S | Architectural Features | 25474668 | BBC TAGGING OFFICE RENOVATIONS | 2008-12-31 | A7758-2008
311.40 Str & Improvements-BBCM | Nat Gas Ops | 1 | 103420.27 | 31546.3067 | 2020-12-01 | BIG BEND COMMON | Administration Building-A01-S | Architectural Features | 25257237 | ADMIN BUILD 1ST FLOOR RESTROOM | 2008-12-31 | A7769-2008
311.40 Str & Improvements-BBCM | Nat Gas Ops | 1 | 88716.19 | 14254.7293 | 2020-12-01 | BIG BEND COMMON | Electrical Building-A09-S | Architectural Features | 89888587 | BBC electric and I/C building rebuilt, to include erecting a new patition wall insulate the parts room, install air conditioning and new work stations | 2015-12-15 | A2565153
311.40 Str & Improvements-BBCM | Nat Gas Ops | 1 | 86475.84 | 15971.1822 | 2020-12-01 | BIG BEND COMMON | Area Structures-A03-S | Architectural Features | 50112115 | BBC Garage offices, breakroom, locker area, tool room, parts room remodel to include paint, ceiling tiles, lightin, florring, kitchen cabinets bathroom stalls and fixtures. | 2014-09-01 | A2468278
311.40 Str & Improvements-BBCM | Nat Gas Ops | 1 | 79250.12 | 32378.0819 | 2020-12-01 | BIG BEND COMMON | Maintenance Building-A18-S | Architectural Features | 120093 | ARCHITECTURAL FEATURES ; MAINTENANCE SHOP ; BB CT OFFICE TRAILER 13'X24' AND ADD RESTROOM BUILDING 20'X20'. 09/18/01 RJB | 2001-12-15 | A7710-2008
311.40 Str & Improvements-BBCM | Nat Gas Ops | 1 | 73416.43 | 42794.2271 | 2020-12-01 | BIG BEND COMMON | Service Water-A28-S | Architectural Features | 89127 | ARCHITECTURAL FEATURES ; MCS SERVICE BUILDING ; 12352 SF INTERIOR WALLS INCL. FURRINGS, 3/4" POLYSTYRNE & 3-1/2" FIBERGLASS INSULATION, 8720 SF SUSPENDED ACOUSTICAL CEILING TILE 2'0" X 4'-0" X 5/8", 8468 SF RESIL- IENT FLOOR TILE, 252 SF RESTROOM FLOOR T | 1982-06-15 | L48
311.40 Str & Improvements-BBCM | Nat Gas Ops | 1 | 73231.07 | 41162.7333 | 2020-12-01 | BIG BEND COMMON | Wash House-A37-S | Architectural Features | 89810 | ARCHITECTURAL FEATURES ; WAREHOUSE ; CONSTRUCTION WAREHOUSE-ARCHITECTURA L FEATURES. CONTAINS A 15' X 20' OF FICE , 40' X 45' MODEL ROOM, 30' X 30' CLASSROOM, 30' X 50' CLASS A ST ORAGE AREA, AND 10' X 16' RESTROOM AREA. ALL ARE CONSTRUCTED OF 2 | 1985-02-15 | F05-2008
311.40 Str & Improvements-BBCM | Nat Gas Ops | 1 | 72708.2 | 42381.4018 | 2020-12-01 | BIG BEND COMMON | Service Water-A28-S | Architectural Features | 116059 | ARCHITECTURAL FEATURES ; MCS SERVICE BUILDING ; 12112 SF INTERIOR WALL AREA, 3-1/2" FIBERGLASS INSULATION, PAINTED DRY WALL, INTERIOR WOOD DOOR. 5600 SF SUSPENDED ACOUSTICAL CEILING TILE, 5335 SF FLOOR TILE, 750 SF CERAMIC TILE FOR RESTROOM FLOORS, SHOWE | 1982-06-15 | L48
311.40 Str & Improvements-BBCM | Nat Gas Ops | 1 | 72659.37 | 33099.9578 | 2020-12-01 | BIG BEND COMMON | Wash House-A37-S | Architectural Features | 125331 | ARCHITECTURAL FEATURES ; WAREHOUSE ; CONSTRUCT CONCRETE BERM AREA AROUND STORES CANOPY,ADD 20'X30' FREE ISSUE AREA.INCLUDES CABINETS,LIGHTS NEW WALLS, COUNTERTOPS. ECT. 04/16/98 RJB | 1997-04-15 | A7005-2008
311.40 Str & Improvements-BBCM | Nat Gas Ops | 1 | 69420.86 | 19950.8547 | 2020-12-01 | BIG BEND COMMON | Maintenance Building-A18-S | Architectural Features | 26094691 | Renovated the South 40 breakroom | 2009-12-31 | A7786-2009
311.40 Str & Improvements-BBCM | Nat Gas Ops | 1 | 61082.9 | 26446.7706 | 2020-12-01 | BIG BEND COMMON | Maintenance Building-A18-S | Architectural Features | 103249 | ARCHITECTURAL FEATURES ; MAINTENANCE SHOP ; BB BOILER/FLYASH SHOP REMODEL REMODEL SHOP TO INCLUDE CONSTRUCTION OF EXTRA RESTROOM FACILITIES AND TO CREATE 16' X 23' BREAKROOM INCLUDING NEW WALL, CEILI NG, FLOOR,PAINT ECT. 10/20/99 RJB | 1999-09-15 | A7088
311.40 Str & Improvements-BBCM | Nat Gas Ops | 1 | 59645 | 9583.6322 | 2020-12-01 | BIG BEND COMMON | Office Building-A19-S | Architectural Features | 92794706 | MCS building windows replaced. | 2015-12-15 | A2572516
311.40 Str & Improvements-BBCM | Nat Gas Ops | 1 | 51894.38 | 14913.9212 | 2020-12-01 | BIG BEND COMMON | Administration Building-A01-S | Architectural Features | 25887103 | Renovated mens restroom 3rd floor admin building | 2009-12-31 | A7782-2009
311.40 Str & Improvements-BBCM | Nat Gas Ops | 1 | 49577.32 | 3955.1363 | 2020-12-01 | BIG BEND COMMON | Warehouse-A36-S | Architectural Features | 208928061 | AO BREAKROOM PLANT OPERATIONS ADDITION | 2018-03-27 | A2659039
311.40 Str & Improvements-BBCM | Nat Gas Ops | 1 | 49283.76 | 20748.566 | 2020-12-01 | BIG BEND COMMON | Maintenance Building-A18-S | Architectural Features | 104710 | ARCHITECTURAL FEATURES ; MAINTENANCE SHOP ; BB ESI BUILDING ADDITION INSTALL 30' X 40' BUILDING WITH 200 AMP ELECTRICAL PAN 02/19/02 RJB | 2000-12-15 | A7080
311.40 Str & Improvements-BBCM | Nat Gas Ops | 1 | 47044.36 | 8688.6007 | 2020-12-01 | BIG BEND COMMON | Turbine Building-A34-S | Architectural Features | 44054083 | Install new sceened cage enclosures and storage cabinets and restroom | 2014-01-31 | A2458950
311.40 Str & Improvements-BBCM | Nat Gas Ops | 1 | 46692.3 | 13418.8959 | 2020-12-01 | BIG BEND COMMON | Maintenance Building-A18-S | Architectural Features | 25505738 | Fuel Burning Shop restroom renovated both men's and women's restroom | 2009-12-31 | A7778-2009
311.40 Str & Improvements-BBCM | Nat Gas Ops | 1 | 46526.34 | 25809.5268 | 2020-12-01 | BIG BEND COMMON | Maintenance Building-A18-S | Architectural Features | 88913 | ARCHITECTURAL FEATURES ; BB4 BOILER MAINTENANCE SHOP ; INCLUDING 4444 SF OF INTERIOR CONCRETE BLOCK PARTITIONS; 14EA INTERIOR DOORS(294 SF); 10EA INTERIOR WINDOWS(120 SF); 1581 SF OF VINYL FLOORING; 1410 SF OF ACCOUSTICAL CEILING; 171SF OF DRYWALL CEILIN | 1986-06-15 | G54/8
311.40 Str & Improvements-BBCM | Nat Gas Ops | 1 | 43321.24 | 17137.7041 | 2020-12-01 | BIG BEND COMMON | Maintenance Building-A18-S | Architectural Features | 104926 | ARCHITECTURAL FEATURES ; MAINTENANCE SHOP ; BATHROOM ADDITION. CONSTRUCT METAL BUILDING 30' X 50' FOR LABORER CREW . RESTROOM, SHOWER, KITCHEN, BREAKROOM AND SUPERVISOR OFFICE. INCLUDES PLUMBING, ELECTRICAL HVAC. 06/20/02 RJB | 2002-03-15 | B1676
311.40 Str & Improvements-BBCM | Nat Gas Ops | 1 | 43300.65 | 12444.1699 | 2020-12-01 | BIG BEND COMMON | Administration Building-A01-S | Architectural Features | 25887138 | renovate men's restroom admin bldg 4th floor | 2009-12-31 | A7783-2009
311.40 Str & Improvements-BBCM | Nat Gas Ops | 1 | 42967.98 | 12348.5639 | 2020-12-01 | BIG BEND COMMON | Boiler Building-A04-S | Architectural Features | 25630146 | Renovated mens restroom in the boiler shop restroom | 2009-12-31 | A7777-2009
311.40 Str & Improvements-BBCM | Nat Gas Ops | 1 | 42402.66 | 22524.248 | 2020-12-01 | BIG BEND COMMON | Office Building-A19-S | Architectural Features | 93697 | ARCHITECTURAL FEATURES ; OFFICE AND SHOPS ; INSTAL JUPITER II IRIS AGATE CARPET APPROX. 675 SF. INSTALL 4" STRAIGHT VINYL BASE APPROX. 200 LF. ADD ONE WALL EAST SIDE OF AREA(DRYWALL). ADMINISTRATION BUILDING. | 1989-03-15 | A7526
311.40 Str & Improvements-BBCM | Nat Gas Ops | 1 | 39458.42 | 18396.3235 | 2020-12-01 | BIG BEND COMMON | Office Building-A19-S | Architectural Features | 89461 | ARCHITECTURAL FEATURES ; BIG BEND OFFICE BUILDING ; BATHROOM & LOCKER INSTALLATION FROM TECO STEVEDORING SEP-01 | 1996-11-15 | TSP
311.40 Str & Improvements-BBCM | Nat Gas Ops | 10 | 39453.9 | 14519.2005 | 2020-12-01 | BIG BEND COMMON | Area Structures-A03-S | Architectural Features | 121277 | ARCHITECTURAL FEATURES ; AREA STRUCTURES ; TEN ROLL UP STEEL DOORS AT BB STATION. LABOR AND MATERIALS. 10/10/06 RJB | 2004-12-15 | A7071-2007
311.40 Str & Improvements-BBCM | Nat Gas Ops | 1 | 39288.45 | 8995.9051 | 2020-12-01 | BIG BEND COMMON | Wash House-A37-S | Architectural Features | 28366644 | BBC big bend gym upgraded, replacing flooring with new rubberized flooring, new furniture, new lighting, new signage and wall repairs and repainting | 2012-06-30 | A7035-2011
311.40 Str & Improvements-BBCM | Nat Gas Ops | 1 | 38355.99 | 16606.8093 | 2020-12-01 | BIG BEND COMMON | Maintenance Building-A18-S | Architectural Features | 103248 | ARCHITECTURAL FEATURES ; MAINTENANCE SHOP ; BB ELECTRIC/MAINTENANCE SHOP REMODEL SHOP TO INCLUDE CONSTRUCTION OF TWO 20' X 20' WORKROOMS INSIDE SHOP AREA WITH NEW WALLS, VINYL FLOOR, PAINT, ELECTRIC. ECT. 10/20/99 RJB | 1999-09-15 | A7086
311.40 Str & Improvements-BBCM | Nat Gas Ops | 1 | 37051.17 | 11301.7262 | 2020-12-01 | BIG BEND COMMON | Electrical Building-A09-S | Architectural Features | 25257263 | ELECTRICAL SHOP RESTROOM | 2008-12-31 | A7761-2008
311.40 Str & Improvements-BBCM | Nat Gas Ops | 1 | 35873.4 | 8213.9586 | 2020-12-01 | BIG BEND COMMON | Maintenance Building-A18-S | Architectural Features | 28366659 | MCS building secondary kitchen and restrooms updated by replacing toilets, sinks, partitions, and cabinets | 2012-05-01 | A2802-2011
311.40 Str & Improvements-BBCM | Nat Gas Ops | 1 | 34254.04 | 15969.935 | 2020-12-01 | BIG BEND COMMON | Office Building-A19-S | Architectural Features | 98979 | ARCHITECTURAL FEATURES ; OFFICE AND SHOPS ; BB OFFICE RENOVATION CONSTRUCT HARDWALLS TO ACCOMODATE RELOCATIONS OF EMPLOYEES TO BB OPERATIONS 05/22/97 TGC | 1996-08-15 | A7099
311.40 Str & Improvements-BBCM | Nat Gas Ops | 1 | 34076.19 | 10394.2674 | 2020-12-01 | BIG BEND COMMON | Administration Building-A01-S | Architectural Features | 25505773 | BBC Admin Buliding 4th floor renovations | 2008-12-31 | A7759-2008
311.40 Str & Improvements-BBCM | Nat Gas Ops | 1 | 31851.4 | 13013.0685 | 2020-12-01 | BIG BEND COMMON | Maintenance Building-A18-S | Architectural Features | 106458 | ARCHITECTURAL FEATURES ; MAINTENANCE SHOP ; BB GARAGE (TRANSPORTATION) CANOPY ADDITION. PROVIDE LABOR AND MATERIALS TO CONSTRUCT CANOPY ADDTION TO SOUTH SIT OF GARAGE. SIZE IS 40'X18'. 05/26/04 RJB | 2001-06-15 | A7718-2007
311.40 Str & Improvements-BBCM | Nat Gas Ops | 1 | 31390.75 | 15569.989 | 2020-12-01 | BIG BEND COMMON | Wash House-A37-S | Architectural Features | 117467 | ARCHITECTURAL FEATURES ; WAREHOUSE ; EXTEND SOUTH CANOPY AT STOREROOM (WAREHOUSE 023) 33' X 35', ADD RAIN GUTTERS & ENCLOSE AREA E.M. SCOTT CONST. | 1993-03-15 | A7056-2007
311.40 Str & Improvements-BBCM | Nat Gas Ops | 1 | 31382.18 | 6509.309 | 2020-12-01 | BIG BEND COMMON | Administration Building-A01-S | Architectural Features | 39899551 | rennovate the entire 2nd floor with new furniture, new carpet and painting the walls | 2013-03-30 | A2400483
311.40 Str & Improvements-BBCM | Nat Gas Ops | 1 | 30985.85 | 4978.7407 | 2020-12-01 | BIG BEND COMMON | Office Building-A19-S | Architectural Features | 92794713 | MCS building carpet replaced. | 2015-12-31 | A2574827
311.40 Str & Improvements-BBCM | Nat Gas Ops | 3 | 30818.22 | 13343.2171 | 2020-12-01 | BIG BEND COMMON | Maintenance Building-A18-S | Architectural Features | 125571 | ARCHITECTURAL FEATURES ; MAINTENANCE SHOP ; BB GARAGE ROLL UP DOORS 3 ROLL UP DOORS 14' IN THE BB GARAGE. 11/05/99 RJB | 1999-10-15 | A7089
311.40 Str & Improvements-BBCM | Nat Gas Ops | 1 | 29963.99 | 6860.8767 | 2020-12-01 | BIG BEND COMMON | Maintenance Building-A18-S | Architectural Features | 28267318 | Install new office space to include new AC unit and ductwork. | 2012-05-01 | A2803-2011
311.40 Str & Improvements-BBCM | Nat Gas Ops | 1 | 29650 | 7395.5927 | 2020-12-01 | BIG BEND COMMON | Maintenance Building-A18-S | Architectural Features | 27320056 | Rejuvenation of primary kitchen and restrooms to include toilets, sinks, partitions, etc. Kitchen items include sink and cabinets. | 2011-01-01 | A2801-2010
311.40 Str & Improvements-BBCM | Nat Gas Ops | 1 | 29469.09 | 11259.8587 | 2020-12-01 | BIG BEND COMMON | Electrical Building-A09-S | Architectural Features | 120036 | ARCHITECTURAL FEATURES ; ELECTRICAL BUILDING ; ELECTRICAL BUILDING ARCHITECTURAL FEATURES. IMPROVEMENTS TO ELECTRICAL SHOP. INCLUDES LABOR AND MATERIALS. 04/14/04 RJB | 2003-12-15 | A7028
311.40 Str & Improvements-BBCM | Nat Gas Ops | 7 | 28737.33 | 7167.9456 | 2020-12-01 | BIG BEND COMMON | Area Structures-A03-S | Architectural Features | 28366711 | Install 7 roll up doors, 3A FD fan room south, 3B FD fan room south, 4A FD fan room, 4B FD fan room, Fuel buring maintenance shop, fab shop east, and 1A/B slag tank | 2011-12-31 | A7006-2011
311.40 Str & Improvements-BBCM | Nat Gas Ops | 1 | 28044.87 | 8554.5326 | 2020-12-01 | BIG BEND COMMON | Control Building-A07-S | Architectural Features | 25257268 | CONTROL ROOM RESTROOM | 2008-12-31 | A7760-2008
311.40 Str & Improvements-BBCM | Nat Gas Ops | 1 | 26263.45 | 8011.1457 | 2020-12-01 | BIG BEND COMMON | Control Building-A07-S | Architectural Features | 25257273 | CONTROL ROOM RESTROOM | 2008-12-31 | A7762-2008
311.40 Str & Improvements-BBCM | Nat Gas Ops | 1 | 26113.23 | 4822.8402 | 2020-12-01 | BIG BEND COMMON | Storage Building-A30-S | Architectural Features | 47025673 | BBC long term storage room installed with new walls with door, floor restoration and paint | 2014-07-25 | A2490741
311.40 Str & Improvements-BBCM | Nat Gas Ops | 1 | 25941.8 | 8766.5734 | 2020-12-01 | BIG BEND COMMON | Yard Area-A41-S | Architectural Features | 113054 | ARCH FEATURES ; YARD AREA ; BBC HAND RAIL ON BRIDGE NEAR MAIN OFFICE LABOR AND MATERIALS 05/17/07 RJB | 2006-08-15 | A7093-2008
311.40 Str & Improvements-BBCM | Nat Gas Ops | 1 | 25015.12 | 10220.0679 | 2020-12-01 | BIG BEND COMMON | Area Structures-A03-S | Architectural Features | 106633 | ARCHITECTURAL FEATURES ; AREA STRUCTURES ; BB CT SHOP RENOVATION. PROVIDE CONTRACTOR AND MATERIALS TO REPLACE METAL ROOFING PANELS, SIDEWALL PANELS, GUTTERS, DOWNSPOUTS AND WALK DOORS. 06/10/04 RJB | 2001-07-15 | A7708-2007
311.40 Str & Improvements-BBCM | Nat Gas Ops | 1 | 22863.12 | 9340.8562 | 2020-12-01 | BIG BEND COMMON | Warehouse-A36-S | Architectural Features | 120011 | ARCHITECTURAL FEATURES ; WAREHOUSE ; BB WHSE 23 CANOPY SIDING 2,663 SQ FT OF SIDING FOR WHAREHOUSE 23 CANOPY AREA. 09/18/01 RJB | 2001-12-15 | A7720-2007
311.40 Str & Improvements-BBCM | Nat Gas Ops | 1 | 20726 | 10657.1809 | 2020-12-01 | BIG BEND COMMON | Wash House-A37-S | Architectural Features | 113851 | ARCHITECTURAL FEATURES ; WAREHOUSE ; MCS ASSEMBLY ROOM & WAREHOUSE REST- ROOM EXPANSION (14'-0" X 31'-91/2") PLUMBING FIXTURES, W-BEAM FOR ROOF, TILE, LUMBER & CARPETING | 1991-05-15 | A7008-2007
311.40 Str & Improvements-BBCM | Nat Gas Ops | 1 | 19327.77 | 328.6046 | 2020-12-01 | BIG BEND COMMON | Maintenance Building-A18-S | Architectural Features | 333657322 | MCS north breakroom remodled | 2020-01-28 | A2734531
311.40 Str & Improvements-BBCM | Nat Gas Ops | 1 | 18861.73 | 5071.5133 | 2020-12-01 | BIG BEND COMMON | Warehouse-A36-S | Architectural Features | 27320093 | 20' x 19' breakroom addition | 2010-12-31 | A7743-2010
311.40 Str & Improvements-BBCM | Nat Gas Ops | 1 | 18576.08 | 5978.8873 | 2020-12-01 | BIG BEND COMMON | Administration Building-A01-S | Architectural Features | 192546 | ARCHITECTURAL FEATURES ; ADMINISTRATION BUILDING ; INSTALLED STORM SHUTTERS LABOR AND MATERIALS WHA 5/13/08 | 2007-08-15 | A7067-2007
311.40 Str & Improvements-BBCM | Nat Gas Ops | 1 | 17594.95 | 1906.4836 | 2020-12-01 | BIG BEND COMMON | Administration Building-A01-S | Architectural Features | 207894992 | BB LOBBY IMPROVEMENTS/TV PLUS PAINT | 2017-12-07 | A2659817
311.40 Str & Improvements-BBCM | Nat Gas Ops | 1 | 16403.83 | 7979.2944 | 2020-12-01 | BIG BEND COMMON | Office Building-A19-S | Architectural Features | 97693 | ARCHITECTURAL FEATURES ; OFFICE AND SHOPS ; INSTALL VINYL TILE OF 1ST FLOOR OF ADMINISTRATION BUILDING 08/18/94 TGC | 1994-01-15 | A7063-2006
311.40 Str & Improvements-BBCM | Nat Gas Ops | 1 | 15080.74 | 5965.8786 | 2020-12-01 | BIG BEND COMMON | Fabrication Building-A10-S | Architectural Features | 106024 | ARCHITECTURAL FEATURES ; FABRICATION BUILDING ; BB FABRICATION BUILDING ADD A HURRICANE DOOR. STEEL CONSTRUCTION. INCLUDES LABOR COSTS. 08/19/03 RJB | 2002-09-15 | A7048
311.40 Str & Improvements-BBCM | Nat Gas Ops | 1 | 14737.1 | 1596.824 | 2020-12-01 | BIG BEND COMMON | Area Structures-A03-S | Architectural Features | 208927877 | PROPANE ENCLOSURE FOR WAREHOUSE 21 | 2017-12-14 | A2648837
311.40 Str & Improvements-BBCM | Nat Gas Ops | 1 | 14508.79 | 4902.9895 | 2020-12-01 | BIG BEND COMMON | Boiler Building-A04-S | Architectural Features | 113165 | ARCHITECTURAL FEATURES ; BOILER SHOP ; BB BOILER SHOP ARCHITECTURAL FEATURES LABOR AND MATERIAL. 05/17/07 RJB | 2006-08-15 | A7092
311.40 Str & Improvements-BBCM | Nat Gas Ops | 1 | 14000 | 3205.5902 | 2020-12-01 | BIG BEND COMMON | Fabrication Building-A10-S | Architectural Features | 28366802 | BBC Flood door #13 and 28 and infrastructure replaced | 2012-05-01 | A7094-2011
311.40 Str & Improvements-BBCM | Nat Gas Ops | 1 | 11158.74 | 3770.8992 | 2020-12-01 | BIG BEND COMMON | Yard Area-A41-S | Architectural Features | 113053 | ARCH FEATURES ; YARD AREA ; BBC TRASH COMPACTOR SYSTEM. LABOR AND MATERIALS 05/15/07 RJB | 2006-03-15 | A7077
311.40 Str & Improvements-BBCM | Nat Gas Ops | 1 | 11147.03 | 6265.6769 | 2020-12-01 | BIG BEND COMMON | Turbine Building-A34-S | Architectural Features | 115814 | ARCHITECTURAL FEATURES ; TURBINE BUILDING ; #3 SAMPLE PANEL(COMPUTER ROOM) ENCLOSURE. PERMANENT DIVIDING WALL. | 1985-06-15 | A7070
311.40 Str & Improvements-BBCM | Nat Gas Ops | 1 | 11080.99 | 3744.625 | 2020-12-01 | BIG BEND COMMON | Yard Area-A41-S | Architectural Features | 113052 | ARCH FEATURES ; YARD AREA ; BBC MOSQUITO NIX SYSTEM. BUG CONTROL 05/04/07 RJB | 2006-09-15 | A7039
311.40 Str & Improvements-BBCM | Nat Gas Ops | 1 | 10319.44 | 5118.5004 | 2020-12-01 | BIG BEND COMMON | Wash House-A37-S | Architectural Features | 97311 | ARCHITECTURAL FEATURES ; WAREHOUSE ; EXTEND WEST CANOPY AT STOREROOM (WAREHOUSE 023) 15' X 36', ADD RAIN GUTTERS & ENCLOSE AREA E.M. SCOTT CONST. | 1993-03-15 | A7055
311.40 Str & Improvements-BBCM | Nat Gas Ops | 1 | 9956.31 | 4535.5945 | 2020-12-01 | BIG BEND COMMON | Turbine Building-A34-S | Architectural Features | 102213 | ARCHITECTURAL FEATURES ; TURBINE BUILDING ; REPLACE DEMINERALIZER DAY TANK FLOOR. BB DEMINERALIZER AREA. 04/16/98 RJB | 1997-12-15 | A7070
311.40 Str & Improvements-BBCM | Nat Gas Ops | 1 | 9264.39 | 2310.8147 | 2020-12-01 | BIG BEND COMMON | Administration Building-A01-S | Architectural Features | 27771396 | Gym upgraded, by adding a new door, moving lockers, relocate thermosat, install new floor tiles, paint locker room, extend hall wall to the east | 2011-08-15 | A7054-2011
311.40 Str & Improvements-BBCM | Nat Gas Ops | 1 | 9239.4 | 737.0928 | 2020-12-01 | BIG BEND COMMON | Storage Building-A30-S | Architectural Features | 202537899 | BB1 NORTH TRUCK AISLE ROLL UP DOOR | 2018-01-18 | A2652202
311.40 Str & Improvements-BBCM | Nat Gas Ops | 7 | 8765.24 | 4263.6646 | 2020-12-01 | BIG BEND COMMON | Office Building-A19-S | Architectural Features | 97694 | ARCHITECTURAL FEATURES ; MCS SERVICE BUILDING ; INSTALL 7 CANOPIES & HARDWARE FOR THE MCS WORK/LUNCHROOMS 08/22/94 TGC | 1994-04-15 | A7017-2007
311.40 Str & Improvements-BBCM | Nat Gas Ops | 1 | 8253 | 4093.5345 | 2020-12-01 | BIG BEND COMMON | Maintenance Building-A18-S | Architectural Features | 117641 | ARCHITECTURAL FEATURES ; MAINTENANCE BUILDING ; MCS METAL BLDG REMODEL-BB STATION INTERNAL PARTITIONS BUILT TO DIVIDE BUILDING INTO AN OFFICE. BREAKROOM & STORAGE AREA FOR BB PAINTING CONTRACTOR. 04/21/95 TGC | 1993-08-15 | A7066-2007
311.40 Str & Improvements-BBCM | Nat Gas Ops | 1 | 8137.84 | 4994.9695 | 2020-12-01 | BIG BEND COMMON | Wash House-A37-S | Architectural Features | 121852 | ARCHITECTURAL FEATURES ; WAREHOUSE ; WAREHOUSE OFFICE #23 | 1977-06-15 | A2913
311.40 Str & Improvements-BBCM | Nat Gas Ops | 1 | 7345 | 585.963 | 2020-12-01 | BIG BEND COMMON | Administration Building-A01-S | Architectural Features | 207895009 | REPL FLAGPOLE IN FRONT OF ADMIN BUILDING | 2018-04-19 | A2660216
311.40 Str & Improvements-BBCM | Nat Gas Ops | 1 | 7255.73 | 1661.3498 | 2020-12-01 | BIG BEND COMMON | Administration Building-A01-S | Architectural Features | 32622678 | ADMIN BUILDING NORTH ENTRANCE UPGD | 2012-10-02 | A7066-2012
311.40 Str & Improvements-BBCM | Nat Gas Ops | 1 | 6774 | 3010.8573 | 2020-12-01 | BIG BEND COMMON | Administration Building-A01-S | Architectural Features | 102909 | ARCHITECTURAL FEATURES ; ADMINISTRATION BUILDING ; INSTALL SHOWER AND LOCKERS IN THE WOMEN'S LOCKER ROOM FACILITY. AT BB POWERHOUSE GYM. 01/27/99 RJB | 1998-12-15 | A7058
311.40 Str & Improvements-BBCM | Nat Gas Ops | 1 | 5042.56 | 2402.8134 | 2020-12-01 | BIG BEND COMMON | Office Building-A19-S | Architectural Features | 124409 | ARCHITECTURAL FEATURES ; MCS SERVICE BUILDING ; BB GARAGE & CANOPY LIFT FLOOR COVERING 01/31/96 TGC | 1995-02-15 | A7051
311.40 Str & Improvements-BBCM | Nat Gas Ops | 1 | 4988.74 | 2474.4432 | 2020-12-01 | BIG BEND COMMON | Wash House-A37-S | Architectural Features | 124297 | ARCHITECTURAL FEATURES ; WAREHOUSE ; ADD LADIES RESTROOM FACILTIY TO EXISTING MENS RESTROOM AT BB STOREROOM INTERNAL PARTIONS(2500),ACCES(1000) FLOOR COVERING(400), CEILING(1400), 05/05/94 TGC | 1993-03-15 | A7054
311.40 Str & Improvements-BBCM | Nat Gas Ops | 1 | 4812.08 | 650.9506 | 2020-12-01 | BIG BEND COMMON | Warehouse-A36-S | Architectural Features | 119587799 | BB Wharehouse Pallet Racks replacement | 2016-12-02 | A2613136
311.40 Str & Improvements-BBCM | Nat Gas Ops | 1 | 4043.35 | 649.6769 | 2020-12-01 | BIG BEND COMMON | Administration Building-A01-S | Architectural Features | 50368144 | BB Administration buiding storm door 11 replaced. | 2015-02-20 | A2502693
311.40 Str & Improvements-BBCM | Nat Gas Ops | 1 | 3328.98 | 1681.9844 | 2020-12-01 | BIG BEND COMMON | Maintenance Building-A18-S | Architectural Features | 97468 | ARCHITECTURAL FEATURES ; MAINTENANCE BUILDING ; BBC BLDG SVC OFF EXPANSION FLOOR COVERING 03/21/94 TGC | 1992-05-15 | A7011-2008
311.40 Str & Improvements-BBCM | Nat Gas Ops | 1 | 3212.06 | 1562.4383 | 2020-12-01 | BIG BEND COMMON | Wash House-A37-S | Architectural Features | 98279 | ARCHITECTURAL FEATURES ; WAREHOUSE ; FLOOR INSTALLATION SVC., INC. FURNISH & INSTALL CARPET IN BBC POWERHOUSE GYM EXPANSION PO 14949 VO 296895 10/24/95 TGC | 1994-12-15 | A7513-2008
311.40 Str & Improvements-BBCM | Nat Gas Ops | 1 | 2593.35 | 1591.7865 | 2020-12-01 | BIG BEND COMMON | Pump House-A24-S | Architectural Features | 79324 | ARCHITECTURAL FEATURES ; FUEL OIL PUMP HOUSE ; MAINTENANCE FOREMAN OFFICE | 1977-06-15 | A2943
311.40 Str & Improvements-BBCM | Nat Gas Ops | 0 | 1353.17 | 779.6535 | 2020-12-01 | BIG BEND COMMON | Fire / Water Building-A13-S | Architectural Features | 79268 | ARCHITECTURAL FEATURES ; FIRE AND SERVICE WATER BUILDING ; ADDITIONAL CHARGES | 1983-06-15 | A7040
311.40 Str & Improvements-BBCM | Nat Gas Ops | 1 | 769.53 | 443.3787 | 2020-12-01 | BIG BEND COMMON | Wash House-A37-S | Architectural Features | 79269 | ARCHITECTURAL FEATURES ; WAREHOUSE ; AMANA AC #109 2HW | 1983-06-15 | A7053
311.40 Str & Improvements-BBCM | Nat Gas Ops | 0 | -63.9 | -13.2542 | 2020-12-01 | BIG BEND COMMON | Electrical Building-A09-S | Architectural Features | 41253562 | Architectural Features | 2013-02-06 | A2406775
311.40 Str & Improvements-BBCM | Nat Gas Ops | 1 | 57664.71 | 10650.0682 | 2020-12-01 | BIG BEND COMMON | Turbine Building-A34-S | Bathroom Fixtures | 45948886 | BB warehouse turbine shop restroom upgraded with new fixtures, drywall , insulation, blocking, painting, electrical, ceiling, storage lockers, toilet accessories. | 2014-07-28 | A2464059
311.40 Str & Improvements-BBCM | Nat Gas Ops | 1 | 34721.02 | 590.3157 | 2020-12-01 | BIG BEND COMMON | Maintenance Building-A18-S | Bathroom Fixtures | 333657327 | MCS Mens North Bathroom remodeled | 2020-01-28 | A2734533
311.40 Str & Improvements-BBCM | Nat Gas Ops | 0 | 32736.05 | 19902.1032 | 2020-12-01 | BIG BEND COMMON | Office Building-A19-S | Bathroom Fixtures | 113561 | BATHROOM FIXTURES ; OFFICE AND SHOPS ; STRUCTURE IMPROVEMENTS | 1978-06-15 | A7105-2008
311.40 Str & Improvements-BBCM | Nat Gas Ops | 1 | 30277.36 | 514.766 | 2020-12-01 | BIG BEND COMMON | Maintenance Building-A18-S | Bathroom Fixtures | 333657332 | MCS Womens North Bathroom remodeled | 2020-01-28 | A2734538
311.40 Str & Improvements-BBCM | Nat Gas Ops | 1 | 29126.15 | 12945.775 | 2020-12-01 | BIG BEND COMMON | Area Structures-A03-S | Bathroom Fixtures | 114068 | BATHROOM EQP ; AREA STRUCTURES ; MODIFY EXISTING RESTROOM EXITWAY TO COMPLY WITH CURRENT FIRE AND SAFETY CODE REQUIREMENTS. 06/23/99 RJB | 1998-06-15 | A7009-2008
311.40 Str & Improvements-BBCM | Nat Gas Ops | 1 | 19626 | 12157.8646 | 2020-12-01 | BIG BEND COMMON | Office Building-A19-S | Bathroom Fixtures | 121478 | BATHROOM FIXTURES ; OFFICE AND SHOPS ; PLUMBING FIXTURES INCLUDING WATER CLOSETS,URINALS,LAVATORIES,SINKS, AND SHOWERS | 1976-06-15 | C54-2008
311.40 Str & Improvements-BBCM | Nat Gas Ops | 0 | 17066 | 11103.2217 | 2020-12-01 | BIG BEND COMMON | Office Building-A19-S | Bathroom Fixtures | 77664 | BATHROOM FIXTURES ; OFFICE AND SHOPS ; SINK,TOILETS,SHOWER,EYE BATH, SERVICE SINK,ETC. | 1970-06-15 | B02
311.40 Str & Improvements-BBCM | Nat Gas Ops | 1 | 11188.37 | 6521.6689 | 2020-12-01 | BIG BEND COMMON | Service Water-A28-S | Bathroom Fixtures | 128064 | BATHROOM FIXTURES ; MCS SERVICE BUILDING ; AMERICAN STANDARD FIXTURES, 4EA FLOOR MOUNTED WATER CLOSETS, 2EA WALL MOUNTED URINALS, 1EA 3'X3' CERAMIC STALL SHOWER, 2EA WALL MOUNTED URINALS WITH EXTENDED SIDES 4EA PLATE GLASS MIRRORS, 4EA MICA TOILET PARTIT | 1982-06-15 | L48
311.40 Str & Improvements-BBCM | Nat Gas Ops | 1 | 10280.96 | 5992.7422 | 2020-12-01 | BIG BEND COMMON | Service Water-A28-S | Bathroom Fixtures | 89130 | BATHROOM FIXTURES ; MCS SERVICE BUILDING ; AMERICAN STANDARD, WHITE BATHROOM FIXTURES, 4EA FLOOR MOUNTED WATER CLOSETS W/REVERSE TRAP, ELONGATED BOWLS, 2EA WALL MOUNTED URINALS, 4EA WALL MOUNTED CHINA LAVATORIES, 2EA PLATE GLASS MIRRORS, 4EA FLOOR SUPPOR | 1982-06-15 | L48
311.40 Str & Improvements-BBCM | Nat Gas Ops | 0 | 8496.82 | 5114.701 | 2020-12-01 | BIG BEND COMMON | Office Building-A19-S | Bathroom Fixtures | 77665 | BATHROOM FIXTURES ; OFFICE AND SHOPS ; FIXTURES,PIPING,LADIES RESTROOM | 1979-06-15 | A7105-2008
311.40 Str & Improvements-BBCM | Nat Gas Ops | 1 | 6608 | 3665.6516 | 2020-12-01 | BIG BEND COMMON | Maintenance Building-A18-S | Bathroom Fixtures | 88917 | BATHROOM FIXTURES ; BB4 BOILER MAINTENANCE SHOP ; INCL.(P-1) 3EA AMER. STD. 2109.40S V.C. SIPHON JET WATER CLOSETS;(P-2) 2EA, AMER.STD. 6501.010 V.C. URINALS;(P-3) 2EA AMER.STD. NEW LUCERNE 0355.012 V.C. LAVATORIES; (P-4) 2EA ELKAY PSR 3321 DOUBLE COMP. | 1986-06-15 | G54/8
311.40 Str & Improvements-BBCM | Nat Gas Ops | 1 | 3112.78 | 1749.6745 | 2020-12-01 | BIG BEND COMMON | Wash House-A37-S | Bathroom Fixtures | 89917 | BATHROOM FIXTURES ; WAREHOUSE ; CONSTRUCTION WAREHOUSE - BATHROOM F IXTURES. CONTAINS (2) STANDARD SING LE WALL-HUNG LAVATORIES; (2) STANDA RD WATER-CLOSETS WITH LIDS; (1) STA NDARD URINAL; (2) WATER-CLOSET ENCL OSURES WITH DOORS; (1) URINAL PARTI TION. | 1985-02-15 | F05-2008
311.40 Str & Improvements-BBCM | Nat Gas Ops | 1 | 2176.77 | 1079.6902 | 2020-12-01 | BIG BEND COMMON | Wash House-A37-S | Bathroom Fixtures | 113856 | BATHROOM FIXTURES ; WAREHOUSE ; ADD LADIES RESTROOM FACILITY TO EXISTING MENS RESTROOM AT BB STOREROOM 3 SINKS, 3 TOILETS 05/05/94 TGC | 1993-03-15 | A7054
311.40 Str & Improvements-BBCM | Nat Gas Ops | 1 | 13261.82 | 4045.2557 | 2020-12-01 | BIG BEND COMMON | Waste Water Treatment-A38-S | Battery / Charger | 24816883 | Battery, set 20 cell set of Excide 6 volt per cell, replaced for the Waste Handling | 2008-05-15 | A7093-2008
311.40 Str & Improvements-BBCM | Nat Gas Ops | 1 | 11229 | 4290.494 | 2020-12-01 | BIG BEND COMMON | Storm Sewer-A31-S | Berm | 120042 | BERM ; STORM WATER ; INSTALL AN ASPHALT BERM ON THE NORTH SIDE OF THE ROAD NORTH WEST OF BB UNIT 1. THIS BERM WILL TIE INTO THE WEST END OF THE CIRCULATING PUMP STRUCTURE. 04/16/04 RJB | 2003-06-15 | A7082
311.40 Str & Improvements-BBCM | Coal Ops | 1 | 76809.1 | 14185.8366 | 2020-12-01 | BIG BEND COMMON | Slag Handling-C36-S | Bin / Bunker | 44169905 | Coalfield flyash bin improvements by extending the height of the walls andextending the slab on the north side of the bins. | 2014-01-31 | A2453722
311.40 Str & Improvements-BBCM | Nat Gas Ops | 1 | 53498.13 | 21163.6398 | 2020-12-01 | BIG BEND COMMON | Administration Building-A01-S | Boom Assembly | 106050 | SECURITY BOOM ; ADMINISTRATION BUILDING ; BB STATION SECURITY BOOM ASSEMBLY. MATERIAL AND LABOR COSTS 07/28/03 RJB | 2002-05-15 | A7023-2007
311.40 Str & Improvements-BBCM | Nat Gas Ops | 1 | 219925.25 | 123618.6283 | 2020-12-01 | BIG BEND COMMON | Yard Area-A41-S | Bridge | 89911 | BRIDGES ; YARD AREA ; BRIDGE OVER JACKSON BRANCH & ASH SL UICE PIPE CROSSING. BRIDGE IS 24' W IDE X 55' LONG. CONTAINS 12500 LBS OF GALVANIZED STRUCTURAL STEEL MEMBERS AND BEARING PLATES, SUPPORT ED BY 191 CY OF STEEL REINFORCED F OOTING AND PIER CO | 1985-02-15 | F05-2008
311.40 Str & Improvements-BBCM | Nat Gas Ops | 4 | 19200 | 8951.4332 | 2020-12-01 | BIG BEND COMMON | Docks-A08-S | Bridge | 89457 | BRIDGES ; BIG BEND DOCK ; EXPANSION JOINT BRIDGES FROM TECO STEVEDORING SEP-01 | 1996-07-15 | TSP
311.40 Str & Improvements-BBCM | Nat Gas Ops | 4 | 19200 | 8951.4332 | 2020-12-01 | BIG BEND COMMON | Docks-A08-S | Bridge | 89456 | BRIDGES ; BIG BEND DOCK ; EXPANSION JOINT BRIDGES FROM TECO STEVEDORING SEP-01 | 1996-05-15 | TSP
311.40 Str & Improvements-BBCM | Nat Gas Ops | 1 | 11213.72 | 4581.4283 | 2020-12-01 | BIG BEND COMMON | Yard Area-A41-S | Bridge | 126057 | BRIDGES ; YARD AREA ; BB GATE 70/36 AND TSS ROAD BRIDGE REPL. BRIDGES AT EACH GATE 2 TOTAL BRIDGES STEVEDORING OLD GCS ROAD. 06/20/03 RJB | 2001-12-15 | A7099
311.40 Str & Improvements-BBCM | Nat Gas Ops | 9 | 11124223.95 | 2307392.65 | 2020-12-01 | BIG BEND COMMON | Docks-A08-S | Bumper / Fender / Dolphin / Marker | 41290142 | Refurbish concrete walkway, topping slab including at bridges, install 9 dolphins, refurbish all Expansion joints, replace rub rails, refurbish tranverse beam, refurbish sea wall. | 2013-08-20 | B2811-2011
311.40 Str & Improvements-BBCM | Nat Gas Ops | 5 | 74790.85 | 12017.2352 | 2020-12-01 | BIG BEND COMMON | Docks-A08-S | Bumper / Fender / Dolphin / Marker | 76447666 | BBC ESS navigation aid upgraded with new style buoys with led lighting that is self contained and USCG approved. | 2015-08-21 | A2482441
311.40 Str & Improvements-BBCM | Nat Gas Ops | 4 | 24114.51 | 7355.654 | 2020-12-01 | BIG BEND COMMON | Docks-A08-S | Bumper / Fender / Dolphin / Marker | 25340829 | Mooring Docks Cathodic Protection | 2008-12-31 | A7012-2008
311.40 Str & Improvements-BBCM | Nat Gas Ops | 1 | 21121.8 | 2288.6319 | 2020-12-01 | BIG BEND COMMON | Channel & Turnaround Basin-A06-S | Bumper / Fender / Dolphin / Marker | 124636730 | CHANNEL SECURITY BOOM FOR INTAKE AND DISCHARGE CANAL TO KEEP BOATS OUT | 2017-01-06 | A2618293
311.40 Str & Improvements-BBCM | Nat Gas Ops | 1 | 6396 | 2913.6962 | 2020-12-01 | BIG BEND COMMON | Channel & Turnaround Basin-A06-S | Bumper / Fender / Dolphin / Marker | 89453 | DOLPHIN ; CHANNEL & TURNAROUND BASIN ; DOLPHIN BUMPERS FROM STEVEDORING SEP-01 | 1997-02-15 | TSP
311.40 Str & Improvements-BBCM | Nat Gas Ops | 1 | 902.35 | 411.0653 | 2020-12-01 | BIG BEND COMMON | Channel & Turnaround Basin-A06-S | Bumper / Fender / Dolphin / Marker | 116120 | DOLPHIN ; CHANNEL & TURNAROUND BASIN ; DOLPHIN BUMPERS FROM TECO STEVEDORING SEP-01 | 1997-03-15 | TSP
311.40 Str & Improvements-BBCM | Coal Ops | 1 | 11782.37 | 4501.9314 | 2020-12-01 | BIG BEND COMMON | Tripper Room-A33-S | Cable Reel / Festoon | 106377 | CABLE REELS ; TRIPPER ROOM ; R1 TRIPPER CABLE REEL REPLACEMENT. INCLUDES LABOR AND MATERIAL. 04/20/04 RJB | 2003-08-15 | A7092
311.40 Str & Improvements-BBCM | Coal Ops | 1 | 9521.92 | 2736.5037 | 2020-12-01 | BIG BEND COMMON | Tripper Room-A33-S | Cable Reel / Festoon | 25630255 | Installed "M1" Tripper Motorized Cable Reel, | 2009-05-30 | A7728-2008
311.40 Str & Improvements-BBCM | Coal Ops | 1 | 15964.79 | 3655.4696 | 2020-12-01 | BIG BEND COMMON | Conveyor - Coal Handling-B16-S | Cable Tray | 38497369 | Installed 1000 ft of linear detection on coal belts L1 & L2. | 2012-01-31 | A2384557
311.40 Str & Improvements-BBCM | Nat Gas Ops | 1 | 37969.65 | 10912.0943 | 2020-12-01 | BIG BEND COMMON | Raceway-E11-S | Cable Tray | 26904153 | Install new feeder cable from 109E to the fire pump house | 2009-11-30 | A7049-2009
311.40 Str & Improvements-BBCM | Nat Gas Ops | 1 | 36217.53 | 5819.3559 | 2020-12-01 | BIG BEND COMMON | Electrical Building-A09-S | Cable Tray | 91383428 | BBC Electric shop CAT 6 PDS replaced with fiber cable to all PDS location (computer ports and wiring) | 2015-11-30 | A2558706
311.40 Str & Improvements-BBCM | Coal Ops | 1 | 35898.77 | 16736.7418 | 2020-12-01 | BIG BEND COMMON | Yard Area-A41-S | Car Wash | 124462 | TRUCK/CAR WASH FACILITY ; WASH SYSTEMS ; THE COAL TRANSLOADER TRUCK WASH- DOWN FACILITY INCLUDES A DRIVE UNDER STEEL STRUCTURE WITH 32 NOZZLES. 13' TALL. INCLUDES PIPE, VALVES AND RELATED FITTINGS. ALSO WASHDOWN SYSTEM ON LOADOUT STRUC- TURE INCLUDES 3 H | 1996-03-15 | L2580
311.40 Str & Improvements-BBCM | Nat Gas Ops | 1 | 87026.81 | 29409.1744 | 2020-12-01 | BIG BEND COMMON | Wash House-A37-S | Car Wash | 121386 | CAR WASH STATION ; WASH HOUSE ; BB WASTE BIN/TRUCK WASH STATION. LABOR AND MATERIALS. 05/17/07 RJB | 2006-05-15 | A7089
311.40 Str & Improvements-BBCM | Nat Gas Ops | 1 | 50181.12 | 23395.4659 | 2020-12-01 | BIG BEND COMMON | Yard Area-A41-S | Car Wash | 99315 | TRUCK/CAR WASH FACILITY ; WASH SYSTEMS ; TRUCK WASH FACILITY INCLUDING FENCES. FOR FLYASH SPILLAGE. INCLUDES PLUMBING, ELECTRIC AND RELATED EQP. 10/08/97 RJB | 1996-12-15 | B2377
311.40 Str & Improvements-BBCM | Nat Gas Ops | 1 | 693366.84 | 55314.8165 | 2020-12-01 | BIG BEND COMMON | Ponds & Storage Areas-A21-S | Catch / Settling Basin | 322298277 | UPGRADE SETTLING BASIN AND TRANFER BASIN. PIPING, PUMPS AND RELATED | 2018-07-25 | A2648910
311.40 Str & Improvements-BBCM | Nat Gas Ops | 0 | 5528 | 3484.8279 | 2020-12-01 | BIG BEND COMMON | Yard Area-A41-S | Catch / Settling Basin | 24687346 | CATCH BASINS in the YARD AREA ; YARD DRAINAGE SYSTEM ACCESS ROAD DRAINAGE 10 CATCH BASINS (27 CU. YD. OF REINFORCED CONCRETE) | 1974-06-15 | E154
311.40 Str & Improvements-BBCM | Nat Gas Ops | 0 | 810 | 510.6206 | 2020-12-01 | BIG BEND COMMON | Yard Area-A41-S | Catch / Settling Basin | 24687336 | CATCH BASINS ; YARD AREA ; YARD DRAINAGE SYSTEM FUEL OIL TANK AREA TWO CONCRETE CATCH BASINS | 1974-06-15 | E154
311.40 Str & Improvements-BBCM | Nat Gas Ops | 1 | 7014853.76 | 346434.5156 | 2020-12-01 | BIG BEND COMMON | Channel & Turnaround Basin-A06-S | Channel Marker | 321569861 | BB CHANNEL WIDENING.. | 2019-06-17 | A2650161
311.40 Str & Improvements-BBCM | Nat Gas Ops | 12 | 181813.56 | 24594.6948 | 2020-12-01 | BIG BEND COMMON | Channel & Turnaround Basin-A06-S | Channel Marker | 124604496 | Install 12 foam buoys for Big Bend chennel | 2016-12-01 | A2588282
311.40 Str & Improvements-BBCM | Nat Gas Ops | 1 | 131699.5 | 27317.1827 | 2020-12-01 | BIG BEND COMMON | Channel & Turnaround Basin-A06-S | Channel Marker | 41051510 | The West range finders are towers which are fitted with day boards and lights to assist vessels while operating in the BB channel to also inlcude ladders and platforms, | 2013-11-04 | A2409009
311.40 Str & Improvements-BBCM | Nat Gas Ops | 1 | 112997.72 | 30382.6552 | 2020-12-01 | BIG BEND COMMON | Channel & Turnaround Basin-A06-S | Channel Marker | 25887057 | Install new navigation aids | 2010-06-22 | B2066-2010
311.40 Str & Improvements-BBCM | Nat Gas Ops | 3 | 23024.34 | 4775.7213 | 2020-12-01 | BIG BEND COMMON | Channel & Turnaround Basin-A06-S | Channel Marker | 40125926 | Install lighted markers on the west side of BB channel | 2013-04-30 | A2401965
311.40 Str & Improvements-BBCM | Nat Gas Ops | 0 | 6799 | 4423.4621 | 2020-12-01 | BIG BEND COMMON | Office Building-A19-S | Chiller Water System | 77725 | REFRIGERANT / CHILLED WATER PIPING ; OFFICE AND SHOPS ; DRAIN PIPING FOR A/C'S | 1970-06-15 | B02
311.40 Str & Improvements-BBCM | Coal Ops | 1 | 148979.95 | 27515.0369 | 2020-12-01 | BIG BEND COMMON | Coal Handling Equipment-B69-S | Chute / Downspout | 54374569 | ESS rail transfer structure chute liners replaced. | 2014-12-31 | A2492833
311.40 Str & Improvements-BBCM | Coal Ops | 1 | 53437.16 | 7228.6723 | 2020-12-01 | BIG BEND COMMON | Conveyor - Coal Handling-B16-S | Chute / Downspout | 89636962 | ESS BF1 to C10 coal chute installed 110 ft of SAS Global skirt board liners for the feeder belt chute and 20 ft for the C10 | 2016-02-21 | A2573184
311.40 Str & Improvements-BBCM | Coal Ops | 1 | 12833.77 | 2062.103 | 2020-12-01 | BIG BEND COMMON | Conveyor - Coal Handling-B16-S | Chute / Downspout | 51098017 | BBC FGD LB to LC conveyor chute vibrator install | 2015-03-31 | A2525309
311.40 Str & Improvements-BBCM | Nat Gas Ops | 1 | 80610 | 23166.5006 | 2020-12-01 | BIG BEND COMMON | Station Air-E12-S | Compressor | 25133177 | BBC Air Compressor added. ALTASCOPCO AIP601104, XAS1606 | 2009-08-14 | B2058-2008
311.40 Str & Improvements-BBCM | Nat Gas Ops | 1 | 28352.73 | 10016.9835 | 2020-12-01 | BIG BEND COMMON | Station Air-E12-S | Compressor | 113118 | COMPRESSOR ; STATION AIR ; BBC NO. 2 PLANT AIR COMPRESSOR. LABOR AND MATERIALS. 05/09/07 RJB | 2005-11-15 | A7049
311.40 Str & Improvements-BBCM | Coal Ops | 1 | 22549.47 | 3050.3629 | 2020-12-01 | BIG BEND COMMON | Byproduct-C06-S | Control System | 116273560 | BBC East 40 scale upgrade to include fiber optic cable to scale house for connectivity, new ticker printer, PC with databridge software for automated reporting. | 2016-07-08 | A2598821
311.40 Str & Improvements-BBCM | Nat Gas Ops | 1 | 364275.89 | 58531.0777 | 2020-12-01 | BIG BEND COMMON | Electrical Building-A09-S | Control System | 53380137 | BBC Recycle water control system installed and tied to the CPlant DCS system | 2015-02-01 | A2386783
311.40 Str & Improvements-BBCM | Nat Gas Ops | 1 | 248167.61 | 91326.7203 | 2020-12-01 | BIG BEND COMMON | Demineralizer-B19-S | Control System | 112424 | CONTROL SYSTEM ; DEMINERALIZER ; BB DEMINERALIZER CONTROLS INCLUDES CABINETS, SOLONOID ACTUATORS, I/O CABINETS, FIBER CONNECTIONS. LABOR AND MATERIALS. 01/19/06 RJB | 2004-12-15 | B2202
311.40 Str & Improvements-BBCM | Nat Gas Ops | 1 | 202695.19 | 37435.6794 | 2020-12-01 | BIG BEND COMMON | Sanitary Sewer-A27-S | Control System | 46383102 | BBC 14 sewage sump lift stations replaced with uniform upgraded controls and alarms with new pump motor starters | 2014-05-30 | B2037-2012
311.40 Str & Improvements-BBCM | Nat Gas Ops | 1 | 200725.42 | 21749.4062 | 2020-12-01 | BIG BEND COMMON | Sumps-A32-S | Control System | 276624532 | BBC POLISHER ACID/CAUSTIC SUMP UPGD BY IMPROVING CONTROLS | 2017-05-02 | A2612371
311.40 Str & Improvements-BBCM | Nat Gas Ops | 1 | 160604.64 | 81146.3247 | 2020-12-01 | BIG BEND COMMON | Recycle Water-A25-S | Control System | 97770 | CONTROL SYSTEM ; WATER SUPPLY / RECYCLE WATER SUPPLY ; MODEL #2TF12 TERTIARY FILTER SYSTEM FOR SEWER TREATMENT PLANT #1 AND #2 WITH SUMP, PRECAST CONCRETE, 500 GA LLON CAPACITY, 48" DIAMETER AND 5'- 4" DEPTH, INCLUDES COVER SLAB AND BASE SLAB. MFG BY MA | 1992-06-15 | F8576
311.40 Str & Improvements-BBCM | Nat Gas Ops | 8 | 153569.65 | 28362.7065 | 2020-12-01 | BIG BEND COMMON | Sumps-A32-S | Control System | 46878679 | Install low level pump shutoff controls for each of the 8 sumps, to include control box, sump level sensor, switch contol, local indicators, alarm strobe, relays, DCS interface, cables. | 2014-01-31 | A2435091
311.40 Str & Improvements-BBCM | Nat Gas Ops | 1 | 123742.26 | 25666.6876 | 2020-12-01 | BIG BEND COMMON | Fire Protection-A12-S | Control System | 42010065 | Fire Protection system for #3&4 cable spreading room replaced, to include 44 Areosol Generators, 12 smoke detectors, 9 manual pull stations, 9 strobes, & 3 control panels | 2013-10-30 | A2429490
311.40 Str & Improvements-BBCM | Nat Gas Ops | 1 | 115539.38 | 47204.263 | 2020-12-01 | BIG BEND COMMON | Waste Water Treatment-A38-S | Control System | 104810 | CONTROL SYSTEM ; WASTE WATER TREATMENT ; BB WASTE WATER TREATMENT PLANT ADDTION CONTROL SYSTEM INCLUDES ALL LOCALLY MOUNTED CONTROLS AND RELATED. 04/15/02 RJB | 2001-10-15 | B0577
311.40 Str & Improvements-BBCM | Nat Gas Ops | 1 | 115539.38 | 47204.263 | 2020-12-01 | BIG BEND COMMON | Water Treatment-A40-S | Control System | 125794 | CONTROL SYSTEM ; WATER TREATMENT ; BB WATER TREATMENT PLANT ADDITION CONTROL SYSTEM, INCLUDING ALL LOCALLY MOUNTED CONTROLS AND RELATED CONTROL MECHANISMS. 04/15/02 RJB | 2001-10-15 | B0577
311.40 Str & Improvements-BBCM | Nat Gas Ops | 1 | 110714.43 | 20447.796 | 2020-12-01 | BIG BEND COMMON | Sanitary Sewer-A27-S | Control System | 49697782 | BBC 14 sewage sump lift stations replaced with uniform upgraded controls and alarms with new pump motor starters | 2014-05-30 | A2347593
311.40 Str & Improvements-BBCM | Nat Gas Ops | 1 | 87134.32 | 18073.4486 | 2020-12-01 | BIG BEND COMMON | Fire Protection-A12-S | Control System | 42010074 | Install a new fire protection system in Battery rooms 1-4 to include 13 areosol generators, 8 heat detectors, 4 new manual pull stations, 6 strobes, 3 horns, and 3 new class A fire control panels. | 2013-10-30 | A2429524
311.40 Str & Improvements-BBCM | Nat Gas Ops | 1 | 40615.25 | 22829.5818 | 2020-12-01 | BIG BEND COMMON | Fire Protection-A12-S | Control System | 128420 | CONTROL SYSTEM ; YARD FIRE PROTECTION SYSTEM ; FPW FIRE PROTECTION WATER CONTROL S YSTEM - CONSISTING OF (175) FIRE DE TECTORS , (43) PRESSURE INDICA TORS, (20) PRESSURE SWITCHES, (19) SOLENOID VALVES, (19) LIMIT SWITCHE S. INCLUDES 3857 LF OF INSTR | 1985-02-15 | F05-2008
311.40 Str & Improvements-BBCM | Nat Gas Ops | 3 | 34421.28 | 17391.5297 | 2020-12-01 | BIG BEND COMMON | Recycle Water-A25-S | Control System | 117574 | CONTROL SYSTEM ; WATER SUPPLY / RECYCLE WATER SUPPLY ; SURFACE SCATTER 6 TURBIDIMETER AUTO RANGING 0-10000 NTU WITH DUAL SET POINT ALARMS, PROGRAMABLE RECORDER OUTPUSTS OF 0-10MV 0-100MV, 0-1V & 4-20MA CONTROL UNIT AND SAMPLE UNIT IN SEPARATE NEMA-12 PLA | 1992-06-15 | F8576
311.40 Str & Improvements-BBCM | Nat Gas Ops | 1 | 29076.95 | 16343.9745 | 2020-12-01 | BIG BEND COMMON | Waste Water Treatment-A38-S | Control System | 116175 | CONTROL SYSTEM ; WASTE WATER TREATMENT SYSTEM ; WWF WASTEWATER FRESH CONTROL SYSTEM - CONSISTING OF (9) FLOW SWITCHES, (29) LEVEL SWITCHES, (5) LEVEL TRANSMITTERS, (10) PRESSURE INDICAT ORS, (9) SOLENOID VALVES, (10) LIMI T SWITCHES. INCLUDES 2324 L | 1985-02-15 | F05-2008
311.40 Str & Improvements-BBCM | Nat Gas Ops | 1 | 6763.8 | 3801.8903 | 2020-12-01 | BIG BEND COMMON | Recycle Water-A25-S | Control System | 89715 | CONTROL SYSTEM ; WATER SUPPLY / RECYCLE WATER SUPPLY ; RCW RECYCLE WATER CONTROL SYSTEM - CONSISTING OF (9) PRESSURE INDICATO RS, (1) PRESSURE DIFFERENTIALTRANSM ITTER, (1) FLOW INDICATOR (ANNUBAR) ; INCLUDES 153 LF OF INSTRUMENT TUB ING WITH ACCESSORIES | 1985-02-15 | F05-2008
311.40 Str & Improvements-BBCM | Nat Gas Ops | 4 | 6017.78 | 2984.8528 | 2020-12-01 | BIG BEND COMMON | Recycle Water-A25-S | Control System | 97679 | CONTROL SYSTEM ; WATER SUPPLY / RECYCLE WATER SUPPLY ; YOKOGAWA 2" VORTEX FLOWMETER S/N 3192B037 S/N 3182B087 S/N 3182B090 S/N 3182B086 JOHNSON YOKOGAWA CORPORATION MODEL #YF105-AAUB1A-S3S3*E/FMF | 1993-09-15 | L0976
311.40 Str & Improvements-BBCM | Nat Gas Ops | 4 | 5524.32 | 2740.0939 | 2020-12-01 | BIG BEND COMMON | Recycle Water-A25-S | Control System | 117552 | CONTROL SYSTEM ; WATER SUPPLY / RECYCLE WATER SUPPLY ; YOKOGAWA SINGLE LOOP MULTIFUNCTION S/N 5042BA276 S/N 5042BA293 S/N 5042BA286 S/N 5042BA460 JOHNSON YOKOGAWA CORPORATION MODEL #YS170-001 | 1993-09-15 | L0976
311.40 Str & Improvements-BBCM | Nat Gas Ops | 1 | 3037.4 | 1506.5675 | 2020-12-01 | BIG BEND COMMON | Recycle Water-A25-S | Control System | 97680 | CONTROL SYSTEM ; WATER SUPPLY / RECYCLE WATER SUPPLY ; TRANSMITTER, TN TECHNOLOGIES ULTRASONIC FLOW MODEL 20-DSD-C1-D1-12-2X-1-1- 1X-1-3X RECYCLE WATER FLOW MONITOR, 120VAV-60HZ | 1993-09-15 | L0976
311.40 Str & Improvements-BBCM | Nat Gas Ops | 5 | 2010.77 | 1130.2414 | 2020-12-01 | BIG BEND COMMON | Electrical Building-A09-S | Control System | 128427 | LOUVER SECTION ; SCREENWELL ELECTRICAL BUILDING ; SCREENWELL ELECTRICAL BLDG LOUVERS. SUPPLIED BY THE AIROLITE CO. ONE D AMPER IS A 4' W X 3' H FIXED DAMPER ; ONE EACH 2' W X 1' H, ONE EACH 1' 8" W X 1' H, ONE EACH 1' W X 1'8" H AND ONE EACH 4' W X 2' H | 1985-02-15 | F05-2008
311.40 Str & Improvements-BBCM | Nat Gas Ops | 1 | 969.78 | 583.7637 | 2020-12-01 | BIG BEND COMMON | Waste Water Treatment-A38-S | Control System | 79221 | CONTROL SYSTEM ; WASTE WATER TREATMENT SYSTEM ; WASTE WATER SAMPLER S/N B-1443-55 | 1979-06-15 | A7099
311.40 Str & Improvements-BBCM | Coal Ops | 1 | 49073.94 | 9063.4429 | 2020-12-01 | BIG BEND COMMON | Waste Water Treatment-A38-S | Control Valve | 50387944 | FGD breakpoint chlorination Masoneilan 2" control valve installed | 2014-11-05 | A2415865
311.40 Str & Improvements-BBCM | Coal Ops | 1 | 30820.73 | 5692.2661 | 2020-12-01 | BIG BEND COMMON | Waste Water Treatment-A38-S | Control Valve | 50387921 | FGD breakpoint chlorination Masoneilan 1 1/2" control valve installed | 2014-11-05 | A2415865
311.40 Str & Improvements-BBCM | Coal Ops | 1 | 21557.15 | 5796.2537 | 2020-12-01 | BIG BEND COMMON | Fire Protection-A12-S | Control Valve | 42538024 | BB FGD defoaming pump control panel installed with local and remote controls. | 2010-04-08 | A2409921
311.40 Str & Improvements-BBCM | Coal Ops | 3 | 11497.2 | 1245.7678 | 2020-12-01 | BIG BEND COMMON | Waste Water Treatment-A38-S | Control Valve | 138857950 | BB FGD WWT A&B Media Filter Control Valve: Wastewater Treatment | 2017-03-07 | A2627284
311.40 Str & Improvements-BBCM | Coal Ops | 1 | 6772.26 | 1404.7059 | 2020-12-01 | BIG BEND COMMON | Limestone-C25-S | Control Valve | 41653545 | BBC FGD A Limestone ball mill water density 1-1/2" control valve replaced | 2013-07-25 | A2438704
311.40 Str & Improvements-BBCM | Coal Ops | 1 | 1053.93 | 218.6067 | 2020-12-01 | BIG BEND COMMON | Tripper Room-A33-S | Control Valve | 41051552 | BBC tripper room deluge valves replaced | 2013-11-05 | A2417423
311.40 Str & Improvements-BBCM | Nat Gas Ops | 1 | 48595.34 | 7808.1962 | 2020-12-01 | BIG BEND COMMON | Fire Protection-A12-S | Control Valve | 51060919 | BB ESS fire protection 2 ea 6" Viking deluge valves, 25 heat detectors, 1 local Fire Panel | 2015-03-30 | A2474262
311.40 Str & Improvements-BBCM | Nat Gas Ops | 3 | 41046.89 | 11036.6254 | 2020-12-01 | BIG BEND COMMON | Pump House-A24-S | Control Valve | 27771261 | install 3 control valves iin the BB fire pump house. Valves are 1-CV-27 (3"), 1-CV-47 (6"), and 1-CV-85 (6"). | 2010-10-27 | A7514-2010
311.40 Str & Improvements-BBCM | Nat Gas Ops | 1 | 18616.95 | 10464.4729 | 2020-12-01 | BIG BEND COMMON | Recycle Water-A25-S | Control Valve | 89714 | CONTROL VALVES - 8" ; WATER SUPPLY / RECYCLE WATER SUPPLY ; RECYCLE WATER - CONTROL VALVES - 1 EA - 8" FLANGED RECIRCULATION VALVE , CS BODY & SS DISC WITH BYPASS SIZE 4" FLANGED; YARWAY MODEL #510 2H, SWEC TAG #4RCW-FV-730. | 1985-02-15 | F05-2008
311.40 Str & Improvements-BBCM | Nat Gas Ops | 2 | 14466.14 | 1567.4644 | 2020-12-01 | BIG BEND COMMON | Fire Protection-A12-S | Control Valve | 140703687 | BBC - BB3 & 4 CO2 system 3" master control valves (Chemetron selector valves) | 2017-05-31 | A2628119
311.40 Str & Improvements-BBCM | Nat Gas Ops | 2 | 12873.51 | 6730.7463 | 2020-12-01 | BIG BEND COMMON | Recycle Water-A25-S | Control Valve | 96948 | CONTROL VALVES ; WATER SUPPLY / RECYCLE WATER SUPPLY ; CONTROL VALVES FISHER 8" 1052 - TYPE 8532 CONTROL VALVE ASSEMBLY (HIGH PERFORMANCE BUTTERFLY VALVE) TYPE 1051 & 1052 C SG HDJK SIZE 40, S/N 12822603 & 604 FISHER CONTROLS INTERNATIONAL, INC. VO# 1298 | 1990-03-15 | A7005-2008
311.40 Str & Improvements-BBCM | Nat Gas Ops | 1 | 11973.2 | 2986.4725 | 2020-12-01 | BIG BEND COMMON | Service Water-A28-S | Control Valve | 28267437 | Install service water makeup line consisting of a regulting valve and piping for the #6 air compressor cooling tower. | 2011-07-01 | A7075-2011
311.40 Str & Improvements-BBCM | Nat Gas Ops | 2 | 9895.54 | 3344.0231 | 2020-12-01 | BIG BEND COMMON | Reverse Osmosis-A26-S | Control Valve | 113108 | CONTROL VALVES ; REVERSE OSMOSIS ; BBC REVERSE OSMOSIS SYSTEM CONTROL VALVES QTY 2 LABOR AND MATERIALS. 05/16/07 RJB | 2006-12-15 | A7078
311.40 Str & Improvements-BBCM | Nat Gas Ops | 1 | 8429.53 | 4738.1869 | 2020-12-01 | BIG BEND COMMON | Recycle Water-A25-S | Control Valve | 116156 | CONTROL VALVES - 4" ; WATER SUPPLY / RECYCLE WATER SUPPLY ; RECYCLE WATER - CONTROL VALVES - 2 EA - 4" RECIRCULATION VALVE, FLANGE D, 150 LB, CARBON STEEL BODY & SS D ISC, WITH 2" FLANGED BYPASS CONNECT ION, YARWAY MODEL #5102H. SWEC TAG #4RCW-FV-733 & 7 | 1985-02-15 | F05-2008
311.40 Str & Improvements-BBCM | Nat Gas Ops | 1 | 8264.75 | 659.338 | 2020-12-01 | BIG BEND COMMON | Water Treatment-A40-S | Control Valve | 259101617 | TREATED WATER DISCHARVE VALVE | 2018-03-16 | A2666334
311.40 Str & Improvements-BBCM | Nat Gas Ops | 1 | 1506.77 | 375.8333 | 2020-12-01 | BIG BEND COMMON | Recycle Water-A25-S | Control Valve | 26931333 | BBC #2 County water tank make-up valve (8") and actuator | 2011-01-15 | A7092-2010
311.40 Str & Improvements-BBCM | Coal Ops | 1 | 822015.2 | 264573.3766 | 2020-12-01 | BIG BEND COMMON | Coal Handling Structure-A42-S | Conveyor Structure | 24951644 | Install a small conveyor system that allows the use of mixing bin No. 5 to feed Polk coal transloading conveyor and loading bin. Coal and pet coke will be stored, the weigh conveyor will blend the two fuels on the final conveyor to the loading bin | 2007-12-31 | B2033-2006
311.40 Str & Improvements-BBCM | Coal Ops | 1 | 241358.58 | 32649.6033 | 2020-12-01 | BIG BEND COMMON | Coal Handling Structure-A42-S | Conveyor Structure | 115818638 | ESS north boom conveyor belt, rollers replaced with all associated equipment damaged from the fire. | 2016-02-08 | A2583385
311.40 Str & Improvements-BBCM | Coal Ops | 1 | 98220 | 22489.5051 | 2020-12-01 | BIG BEND COMMON | Conveyor - Coal Handling-B16-S | Conveyor Structure | 36409877 | BBC Dock "D" Conveyor incline replaced | 2012-05-01 | B2913-2011
311.40 Str & Improvements-BBCM | Coal Ops | 1 | 80141.53 | 14801.3015 | 2020-12-01 | BIG BEND COMMON | Coal Handling Structure-A42-S | Conveyor Structure | 48218295 | BB ESS north blending system installed by relocating the superior conveyor into a new position and fabricating a new hopper to blend fuels for Polk Station | 2014-11-14 | A2506719
311.40 Str & Improvements-BBCM | Coal Ops | 1 | 32604.64 | 5238.8444 | 2020-12-01 | BIG BEND COMMON | Coal Handling Structure-A42-S | Conveyor Structure | 52835404 | Big Bend's Polk Transloader Upgrades. Upgrade the truck sensors and sensor support structure as needed with additional sensors and new supports. | 2015-05-08 | A2535047
311.40 Str & Improvements-BBCM | Coal Ops | 1 | 90545 | 4471.6418 | 2020-12-01 | Big Bend Capital Spares | Coal Handling Structure-A42-S | Conveyor Structure | 322354418 | Reducer, Gear Model B3SE 15 Coal Unloading C-10/C-12 CONV | 2019-12-26 | A2738090
311.40 Str & Improvements-BBCM | Coal Ops | 1 | 70303.57 | 3472.0016 | 2020-12-01 | Big Bend Capital Spares | Coal Handling Structure-A42-S | Conveyor Structure | 322354427 | Reducer, Gear Model BM187VPC214 Coal HNDL F1 & P Conveyors | 2019-12-26 | A2738090
311.40 Str & Improvements-BBCM | Coal Ops | 1 | 68212.56 | 3368.7353 | 2020-12-01 | Big Bend Capital Spares | Coal Handling Structure-A42-S | Conveyor Structure | 322354421 | Reducer, Gear Model B3SA 14 Coal Unloading C-11, C-13, C-14, C-15, C-16 Conveyors | 2019-12-26 | A2738090
311.40 Str & Improvements-BBCM | Coal Ops | 1 | 43542.88 | 2150.4021 | 2020-12-01 | Big Bend Capital Spares | Coal Handling Structure-A42-S | Conveyor Structure | 322354415 | Reducer, Gear M167VP2-A-23.00 Falk Coal Handling E1 Conveyor | 2019-12-26 | A2738090
311.40 Str & Improvements-BBCM | Coal Ops | 1 | 40894.86 | 2019.6274 | 2020-12-01 | Big Bend Capital Spares | Coal Handling Structure-A42-S | Conveyor Structure | 322354424 | Coal Handling North & South Stacker Boom Conveyors Motor, 300 HP, Frame 17BG5008Z | 2019-12-26 | A2738090
311.40 Str & Improvements-BBCM | Nat Gas Ops | 2 | 171728.12 | 27592.9103 | 2020-12-01 | BIG BEND COMMON | Stacker Reclaimer-B57-S | Covers | 60602564 | Install sheet metal covers on the North and South Stackers | 2015-05-25 | A2528055
311.40 Str & Improvements-BBCM | Coal Ops | 1 | 147582.18 | 84009.2123 | 2020-12-01 | BIG BEND COMMON | Yard Area-A41-S | Culvert / Swale | 89645 | CULVERTS & DRAINAGE SWALES ; YARD AREA ; CULVERTS AND DRAINAGE SWALES -- INC LUDES (2) UNPAVED DRAINAGE DITCHES, LOCATED NORTH AND EAST OF THE NE W COAL FIELD,1515 AND 502 LF LONG X 3'-0" DEEP X 36'-0" WIDE AND INCLU DE 19700 SF OF SODDING,13' | 1984-08-15 | K3400
311.40 Str & Improvements-BBCM | Coal Ops | 300 | 31693.94 | 19453.5974 | 2020-12-01 | BIG BEND COMMON | Yard Area-A41-S | Culvert / Swale | 79450 | CULVERTS & DRAINAGE SWALES ; YARD AREA ; CULVERT PIPE, 18" 16 GA. FOR COAL PILE DRAIN | 1977-06-15 | H6680
311.40 Str & Improvements-BBCM | Coal Ops | 1 | 28719.09 | 13389.4279 | 2020-12-01 | BIG BEND COMMON | Yard Area-A41-S | Culvert / Swale | 98699 | CULVERT/SWALE ; YARD AREA ; THE REINFORCED CONCRETE CULVERTS INSTALLED ALONG WITH ROADS AND DRAINAGE SYSTEMS FOR THE COAL TRANSLOADING PROJECT. VARIOUS SIZES WERE INSTALLED. PROVIDED BY JOHNSON BROTHERS. 10/28/96 RJB | 1996-03-15 | L2580
311.40 Str & Improvements-BBCM | Coal Ops | 1 | 12463.07 | 615.4993 | 2020-12-01 | BIG BEND COMMON | Yard Area-A41-S | Culvert / Swale | 325017075 | BB FGD Gypsum Handling Trenches on the west side of waste handling building installed | 2019-10-14 | A2691504
311.40 Str & Improvements-BBCM | Nat Gas Ops | 1 | 238894.58 | 32316.2875 | 2020-12-01 | BIG BEND COMMON | Yard Area-A41-S | Culvert / Swale | 122703323 | BB railroad culvert repl. | 2016-11-14 | A2580392
311.40 Str & Improvements-BBCM | Nat Gas Ops | 440 | 107184 | 66398.0721 | 2020-12-01 | BIG BEND COMMON | Yard Area-A41-S | Culvert / Swale | 79451 | CULVERTS & DRAINAGE SWALES ; YARD AREA ; CULVERT, CONCRETE FROM SUMP PUMP #3 TO ROAD | 1976-06-15 | D751
311.40 Str & Improvements-BBCM | Nat Gas Ops | 195 | 15624 | 9498.7166 | 2020-12-01 | BIG BEND COMMON | Yard Area-A41-S | Culvert / Swale | 113657 | CULVERTS & DRAINAGE SWALES ; YARD AREA ; CULVERT PIPE, 15" 16 GA. | 1978-06-15 | G4280
311.40 Str & Improvements-BBCM | Nat Gas Ops | 0 | 11408 | 7066.9989 | 2020-12-01 | BIG BEND COMMON | Yard Area-A41-S | Culvert / Swale | 77764 | CULVERTS & DRAINAGE SWALES ; YARD AREA ; CONCRETE CULVERT, FOR ROAD CROSSING (47.5 CY CONCRETE) FOR SLAG SLUICE PIPE | 1976-06-15 | D04-2008
311.40 Str & Improvements-BBCM | Nat Gas Ops | 396 | 9989 | 6498.8914 | 2020-12-01 | BIG BEND COMMON | Yard Area-A41-S | Culvert / Swale | 77170 | CULVERTS & DRAINAGE SWALES ; YARD AREA ; CULVERT PIPE,CORRUGATED METAL: 30IN GALVANIZED | 1970-06-15 | B021
311.40 Str & Improvements-BBCM | Nat Gas Ops | 0 | 9953 | 6274.3292 | 2020-12-01 | BIG BEND COMMON | Yard Area-A41-S | Culvert / Swale | 24687361 | CULVERTS ; YARD AREA ; YARD DRAINAGE SYSTEM GAS TURBINE SITE 25 PCS. 15 IN. CORRUGATED METAL CULVERT PIPE, BITUMINOUS COATED INSIDE AND OUT, 20 FT. LONG, INCLUDING CONNECTING BANDS | 1974-06-15 | E154
311.40 Str & Improvements-BBCM | Nat Gas Ops | 10 | 9914 | 6141.4995 | 2020-12-01 | BIG BEND COMMON | Yard Area-A41-S | Culvert / Swale | 78352 | CULVERTS & DRAINAGE SWALES ; YARD AREA ; CORRUGATED METAL CULVERT PIPES | 1976-06-15 | C54&G
311.40 Str & Improvements-BBCM | Nat Gas Ops | 0 | 7380 | 4652.3209 | 2020-12-01 | BIG BEND COMMON | Yard Area-A41-S | Culvert / Swale | 24687356 | CULVERTS ; YARD AREA ; YARD DRAINAGE SYSTEM ACCESS ROADWAY DRAINAGE 36 PCS. 15 IN. DIAM. CULVERT PIPE IN 20 FT. LENGTHS, BITUMI- NOUS COATED INSIDE AND OUT, INCLUDING CONNECTING BANDS. | 1974-06-15 | E154
311.40 Str & Improvements-BBCM | Nat Gas Ops | 0 | 2647 | 1668.6576 | 2020-12-01 | BIG BEND COMMON | Yard Area-A41-S | Culvert / Swale | 24687366 | CULVERTS ; YARD AREA ; YARD DRAINAGE SYSTEM GAS TURBINE SITE 8 PCS. 8 IN. CORRUGATED METAL CULVERT PIPE, BITUMINOUS COATED INSIDE AND OUT, 20 FT. LONG, INCLUDING CONNECTING BANDS | 1974-06-15 | E154
311.40 Str & Improvements-BBCM | Nat Gas Ops | 280 | 1525 | 992.1723 | 2020-12-01 | BIG BEND COMMON | Yard Area-A41-S | Culvert / Swale | 77171 | CULVERTS & DRAINAGE SWALES ; YARD AREA ; CULVERT PIPE,CORRUGATED METAL: 18IN 16 GAGE | 1970-06-15 | B021
311.40 Str & Improvements-BBCM | Nat Gas Ops | 100 | 1018 | 662.3157 | 2020-12-01 | BIG BEND COMMON | Yard Area-A41-S | Culvert / Swale | 121592 | CULVERTS & DRAINAGE SWALES ; YARD AREA ; CULVERT PIPE,CORRUGATED METAL: 15IN 14 GAGE | 1970-06-15 | B021
311.40 Str & Improvements-BBCM | Nat Gas Ops | 160 | 982 | 624.202 | 2020-12-01 | BIG BEND COMMON | Yard Area-A41-S | Culvert / Swale | 114455 | CULVERTS & DRAINAGE SWALES ; YARD AREA ; CULVERT PIPE, CORRUGATED, 18" | 1973-06-15 | B09/F
311.40 Str & Improvements-BBCM | Nat Gas Ops | 156 | 758 | 493.1584 | 2020-12-01 | BIG BEND COMMON | Yard Area-A41-S | Culvert / Swale | 77168 | CULVERTS & DRAINAGE SWALES ; YARD AREA ; CULVERT PIPE,CORRUGATED METAL: 15" 16 GAGE | 1970-06-15 | B021
311.40 Str & Improvements-BBCM | Nat Gas Ops | 104 | 445 | 282.8614 | 2020-12-01 | BIG BEND COMMON | Yard Area-A41-S | Culvert / Swale | 77399 | CULVERTS & DRAINAGE SWALES ; YARD AREA ; CULVERT PIPE, CORRUGATED , 8" | 1973-06-15 | B09/F
311.40 Str & Improvements-BBCM | Nat Gas Ops | 50 | 409 | 266.0974 | 2020-12-01 | BIG BEND COMMON | Yard Area-A41-S | Culvert / Swale | 113540 | CULVERTS & DRAINAGE SWALES ; YARD AREA ; CULVERT PIPE,CORRUGATED METAL: 24" 14 GAGE | 1970-06-15 | B021
311.40 Str & Improvements-BBCM | Nat Gas Ops | 80 | 389 | 253.0853 | 2020-12-01 | BIG BEND COMMON | Yard Area-A41-S | Culvert / Swale | 114764 | CULVERTS & DRAINAGE SWALES ; YARD AREA ; CULVERT PIPE,CORRUGATED METAL: 15IN 16 GAGE | 1970-06-15 | B021
311.40 Str & Improvements-BBCM | Nat Gas Ops | 100 | 378 | 245.9286 | 2020-12-01 | BIG BEND COMMON | Yard Area-A41-S | Culvert / Swale | 77172 | CULVERTS & DRAINAGE SWALES ; YARD AREA ; CULVERT PIPE,CORRUGATED METAL: 12IN 16 GAGE | 1970-06-15 | B021
311.40 Str & Improvements-BBCM | Nat Gas Ops | 40 | 375 | 243.9768 | 2020-12-01 | BIG BEND COMMON | Yard Area-A41-S | Culvert / Swale | 127969 | CULVERTS & DRAINAGE SWALES ; YARD AREA ; CULVERT PIPE,CORRUGATED METAL: 30IN 16 GAGE | 1970-06-15 | B021
311.40 Str & Improvements-BBCM | Nat Gas Ops | 50 | 189 | 122.9643 | 2020-12-01 | BIG BEND COMMON | Yard Area-A41-S | Culvert / Swale | 77169 | CULVERTS & DRAINAGE SWALES ; YARD AREA ; CULVERT PIPE,CORRUGATED METAL: 12" 16 GAGE | 1970-06-15 | B021
311.40 Str & Improvements-BBCM | Nat Gas Ops | 26 | 30242.8 | 7543.4546 | 2020-12-01 | BIG BEND COMMON | Fire Protection-A12-S | Detector | 28366690 | Limestone unloading fire protection heat detectors and associated equipment replaced | 2011-12-31 | A7049-2011
311.40 Str & Improvements-BBCM | Coal Ops | 1 | 1464340.41 | 270448.3421 | 2020-12-01 | BIG BEND COMMON | Channel & Turnaround Basin-A06-S | Dock | 45838582 | Install new Cathodic Protection for the Coal Unloading Dock. | 2014-03-31 | B2816-2011
311.40 Str & Improvements-BBCM | Coal Ops | 1 | 3014.19 | 407.7423 | 2020-12-01 | BIG BEND COMMON | Channel & Turnaround Basin-A06-S | Dock | 121431123 | SOUTH COAL DOCK IMPROVEMENTS | 2016-12-01 | A2609826
311.40 Str & Improvements-BBCM | Nat Gas Ops | 0 | 1002391.76 | 368884.3677 | 2020-12-01 | BIG BEND COMMON | Docks-A08-S | Dock | 89498 | STORM DAMAGE ASSETS ; STORM ASSETS ; TO BE DETAILED BY YEAR END 2005. | 2004-06-15 | CONVERSION
311.40 Str & Improvements-BBCM | Nat Gas Ops | 1 | 402293.98 | 174179.2975 | 2020-12-01 | BIG BEND COMMON | Docks-A08-S | Dock | 119330 | DOCK ; DOCKS ; BB STATION COAL UNLOADING DOCK DRAINAGE. CREATE A SYSTEM OF NEW DITCHES AND CULVERTS TO DIRECT THE STORMWATER TO STRATEGICALLY LOCATED RETENTION AREA. 03/28/00 RJB | 1999-12-15 | B7076
311.40 Str & Improvements-BBCM | Nat Gas Ops | 1 | 214170.3 | 44423.3214 | 2020-12-01 | BIG BEND COMMON | Docks-A08-S | Dock | 41051730 | BBC transloading equipment and upgrade existing equipment to load out barges for transloading operantions | 2013-11-05 | A2439334
311.40 Str & Improvements-BBCM | Nat Gas Ops | 1 | 194723 | 113503.4798 | 2020-12-01 | BIG BEND COMMON | Docks-A08-S | Dock | 87665 | DOCK STRUCTURE ; DOCKS ; ACCESS BRIDGE TO DOCK (INSTALLED WITH CLAMSHELL UNLOADER FOR FRONT END LOADERS WORKING IN THE BARGE). | 1982-06-15 | J92
311.40 Str & Improvements-BBCM | Nat Gas Ops | 0 | 46732 | 5063.6001 | 2020-12-01 | BIG BEND COMMON | Docks-A08-S | Dock | 139998621 | Pave Dock Area | 2017-03-08 | A2624744
311.40 Str & Improvements-BBCM | Nat Gas Ops | 1 | 27280 | 14027.2071 | 2020-12-01 | BIG BEND COMMON | Docks-A08-S | Dock | 97543 | DOCK STRUCTURE ; DOCKS ; PURCHASE AND INSTALL BOAT DAVIT, INCLUDING CONCRETE PAD, ADJACENT TO UNLOADING DOCK. 03/01/94 RJB | 1991-10-15 | A7039
311.40 Str & Improvements-BBCM | Nat Gas Ops | 1 | 16844.49 | 7486.9139 | 2020-12-01 | BIG BEND COMMON | Docks-A08-S | Dock | 125545 | DOCK ; DOCKS ; BB STATION COAL UNLOADING DOCK MODIFICATION. MODIFY EXISTING BARGE UNLOADING FACILITY TO ACCOMODATE BB STATION'S COAL YARD PONTOON BOAT 06/22/00 RJB | 1998-07-15 | A7035
311.40 Str & Improvements-BBCM | Coal Ops | 1 | 1138980.48 | 741026.1788 | 2020-12-01 | BIG BEND COMMON | Channel & Turnaround Basin-A06-S | Dredging | 77107 | DREDGING ; CHANNEL & TURNAROUND BASIN ; DREDGING | 1970-06-15 | B021
311.40 Str & Improvements-BBCM | Coal Ops | 1 | 82403.73 | 43083.7124 | 2020-12-01 | BIG BEND COMMON | Channel & Turnaround Basin-A06-S | Dredging | 97668 | DREDGING ; CHANNEL & TURNAROUND BASIN ; TO BE ADDED LATER | 1990-09-15 | A7542
311.40 Str & Improvements-BBCM | Coal Ops | 1 | 26637.05 | 3603.3072 | 2020-12-01 | BIG BEND COMMON | Unloading Building-A35-S | Dryer | 115863478 | BBC Railroad unloading building air dryer replaced. | 2016-07-26 | A2579049
311.40 Str & Improvements-BBCM | Nat Gas Ops | 180 | 79686.74 | 30447.5447 | 2020-12-01 | BIG BEND COMMON | Control Building-A07-S | Duct Run | 106354 | DUCT RUN ; CONTROL BUILDING ; INSTALL 180 LINEAR FEET OF 16 GUAGE DUCT WITH INSIDE LINER. LOCATED IN THE #2 CONTROL ROOM. 04/16/04 RJB | 2003-12-15 | A7080
311.40 Str & Improvements-BBCM | Coal Ops | 5 | 11032 | 7177.4723 | 2020-12-01 | BIG BEND COMMON | Change House / Locker Room-A05-S | Electric Heating | 78087 | RADIANT ELECTRIC HEATERS ; COAL CREW CHANGE HOUSE ; ELECTRIC HEATERS,CHROMALOX,TYPE LUH | 1970-06-15 | B02
311.40 Str & Improvements-BBCM | Coal Ops | 5 | 10419 | 6778.6515 | 2020-12-01 | BIG BEND COMMON | Change House / Locker Room-A05-S | Electric Heating | 77603 | RADIANT ELECTRIC HEATERS ; BARGE CREW CHANGE HOUSE ; ELECTRIC HEATERS, CHROMALUX TYPE LUH | 1970-06-15 | B02
311.40 Str & Improvements-BBCM | Coal Ops | 2 | 2854.69 | 1624.9947 | 2020-12-01 | BIG BEND COMMON | Control Building-A07-S | Electric Heating | 89635 | HEATING COILS / CONVECTION HEATERS ; COAL BLENDING BINS CONTROL TOWER ; (1HVS-H1,1HVS-H2) CABINET CONVECTIO N HEATER -- BERKO MODEL #C02-1024,1 KW, 240 VOLT,1 PHASE,60 HERTZSURFAC E MOUNTED CABINET WITH A DESERT TAN BAKED ENAMEL FINISH AND MODEL CCT- 2P | 1984-08-15 | K3400
311.40 Str & Improvements-BBCM | Coal Ops | 0 | 2657 | 1728.657 | 2020-12-01 | BIG BEND COMMON | Control Building-A07-S | Electric Heating | 78395 | RADIANT ELECTRIC HEATERS ; COAL BLENDING BINS CONTROL TOWER ; 1-2IN. 150 LB. ORIFICE DESUPECHEATER, COPES VULCAN, WC-B CARBON STEEL | 1970-06-15 | B02-1
311.40 Str & Improvements-BBCM | Nat Gas Ops | 38 | 58889 | 36480.4081 | 2020-12-01 | BIG BEND COMMON | Office Building-A19-S | Electric Heating | 78192 | ELECTRIC HEATING - COIL OR STRIP ; OFFICE AND SHOPS ; DUCT HEATERS AND SILCON CONTROL RECTIFIERS | 1976-06-15 | C54-2008
311.40 Str & Improvements-BBCM | Nat Gas Ops | 11 | 5028.76 | 2789.6008 | 2020-12-01 | BIG BEND COMMON | Maintenance Building-A18-S | Electric Heating | 88946 | RADIANT ELECTRIC HEATERS ; BB4 BOILER MAINTENANCE SHOP ; (UH-1) 8EA, EMERSON MODEL MUH-10-A, A 10KW 34.10 BTU/H, 700 CFM HEATER W/ 1/50 HP MOTOR @ 1550 RPM. (UH-2) 3EA, EMERSON MODEL MUH-03-4, A 3.3 KW, 11.20 BTU/H, 400 CFM HEATER W/ 1/25 HP MOTOR @ 1550 | 1986-06-15 | G54/8
311.40 Str & Improvements-BBCM | Coal Ops | 1 | 251190.72 | 57515.3225 | 2020-12-01 | BIG BEND COMMON | Electrical Building-A09-S | Elevator | 29203073 | BB #5 elevator's (FGD electrical building) microprocessor base controls motoor variable frequency drive, car positioning system, pushbottons, switches, alarms, & control panel replaced. | 2012-07-16 | B2405-2011
311.40 Str & Improvements-BBCM | Coal Ops | 1 | 177860.88 | 101244.9635 | 2020-12-01 | BIG BEND COMMON | Control Building-A07-S | Elevator | 116105 | ELEVATOR ; COAL BLENDING BINS CONTROL TOWER ; (1JKB-EL1) CONTROL TOWER ELEVATOR-- DOVER TRACTION PASSENGER ELEVATOR # C-35400 ,8000# CAPACITY,250 FPM; C AR SIZE 9' X 9' X 8' HIGH,76'5" TRA VEL W/4 STOPS; CAR PLATFORM AND SLI NG CONSISTS OF A FABRI | 1984-08-15 | K3400
311.40 Str & Improvements-BBCM | Nat Gas Ops | 1 | 773813.84 | 208061.8891 | 2020-12-01 | BIG BEND COMMON | Boiler Building-A04-S | Elevator | 27809601 | Install new construction elevator Beta Max MC 6000P with a 10' x 15' cab. | 2010-11-30 | B2062-2009
311.40 Str & Improvements-BBCM | Nat Gas Ops | 1 | 309453.85 | 99600.6522 | 2020-12-01 | BIG BEND COMMON | Boiler Building-A04-S | Elevator | 24743367 | BBC #4 ELEVATOR LOCATED IN THE BOILER BUILDING. INCLUDES ALL HARDWARE | 2007-12-25 | B2051-2007
311.40 Str & Improvements-BBCM | Nat Gas Ops | 1 | 272311.28 | 21724.2124 | 2020-12-01 | BIG BEND COMMON | Boiler Building-A04-S | Elevator | 277749393 | BBC ELEVATOR NO. 6 UPGRADE INCLUDES LANDING DOOR ASSEBLIES AND PIT EQP | 2018-03-27 | A2660478
311.40 Str & Improvements-BBCM | Nat Gas Ops | 1 | 211615.79 | 56898.932 | 2020-12-01 | BIG BEND COMMON | Control Building-A07-S | Elevator | 28041786 | BBC #6 Elevator Modernization, replacing controls with microprocessor based controls, new motor, VFD, new car positioning sys, and new switches, pushbuttons alarms, and control panel | 2010-11-30 | B2022-2010
311.40 Str & Improvements-BBCM | Nat Gas Ops | 1 | 135940.42 | 41465.9349 | 2020-12-01 | BIG BEND COMMON | Waste Water Treatment-A38-S | Elevator | 25051198 | Waste Handling Elevator Cab Replacement. This includes new saftey device, new cab structure, new gates, new operating station. All exterior material be either aluminum or stainless | 2008-08-31 | B2052-2008
311.40 Str & Improvements-BBCM | Nat Gas Ops | 1 | 131478.98 | 35351.8683 | 2020-12-01 | BIG BEND COMMON | Administration Building-A01-S | Elevator | 27319899 | ELEVATOR CONTROLS UPGRADE | 2010-12-31 | B2013-2010
311.40 Str & Improvements-BBCM | Nat Gas Ops | 1 | 101032.54 | 13667.1021 | 2020-12-01 | BIG BEND COMMON | Boiler Building-A04-S | Elevator | 92502985 | BBC Elevator #2 Cab Complete Architectural Rebuild. Kone Elevator to completely rebuild #2 Elevator Cabs, including new lighting & new camera | 2016-01-15 | A2522591
311.40 Str & Improvements-BBCM | Nat Gas Ops | 1 | 99295 | 10759.0124 | 2020-12-01 | BIG BEND COMMON | Boiler Building-A04-S | Elevator | 201954286 | BB#4 ELEVATOR CAR CONTROL PANEL | 2017-12-11 | A2628284
311.40 Str & Improvements-BBCM | Nat Gas Ops | 1 | 95596.92 | 7626.4479 | 2020-12-01 | BIG BEND COMMON | Boiler Building-A04-S | Elevator | 267551361 | BBC NO. 4 ELEVATOR UPGRADE INCLUDES LANDING DOOR ASSEMBLIES AND PIT EQP | 2018-03-27 | A2660474
311.40 Str & Improvements-BBCM | Nat Gas Ops | 1 | 88879.2 | 12023.068 | 2020-12-01 | BIG BEND COMMON | Boiler Building-A04-S | Elevator | 124784779 | BBC NO 2 ELEVATOR TRACK AND SUBSTRUCTURE REPL. GUIDE RAILS, STEEL AND CONCRETE | 2016-12-06 | A2585170
311.40 Str & Improvements-BBCM | Nat Gas Ops | 1 | 84292.05 | 6724.5778 | 2020-12-01 | BIG BEND COMMON | Boiler Building-A04-S | Elevator | 276624753 | BBC NO. 1 ELEVATOR UPGRADE INCLUDES LANDING DOOR ASSEMBLIES AND PIT EQP | 2018-03-27 | A2660472
311.40 Str & Improvements-BBCM | Nat Gas Ops | 1 | 79079.33 | 6308.722 | 2020-12-01 | BIG BEND COMMON | Boiler Building-A04-S | Elevator | 267551370 | ELEVATOR #5 LANDING DOOR ASSEMBLY AND ROLLER GUIDE ASSEMBLY | 2018-07-25 | A2660477
311.40 Str & Improvements-BBCM | Nat Gas Ops | 1 | 78272.37 | 10588.2369 | 2020-12-01 | BIG BEND COMMON | Administration Building-A01-S | Elevator | 122570411 | BB no. 5 Elevator Track and substructure repl | 2016-11-07 | A2585177
311.40 Str & Improvements-BBCM | Nat Gas Ops | 1 | 76550 | 6106.9393 | 2020-12-01 | BIG BEND COMMON | Boiler Building-A04-S | Elevator | 207894608 | ELEVATOR CONTROL PANEL REPL. NO. 3 ELEVATOR | 2018-01-17 | A2628275
311.40 Str & Improvements-BBCM | Nat Gas Ops | 1 | 73827.24 | 9986.9253 | 2020-12-01 | BIG BEND COMMON | Administration Building-A01-S | Elevator | 122570404 | BBC #4 Elevator Track and Substructure replacement | 2016-11-07 | A2585175
311.40 Str & Improvements-BBCM | Nat Gas Ops | 1 | 71153.24 | 26184.6905 | 2020-12-01 | BIG BEND COMMON | Boiler Building-A04-S | Elevator | 127032 | ELEVATOR ; BOILER BUILDING ; BB #3 ELEVATOR CONTROLS REPL. INCLUDES CONTROLS, DOOR OPERATING SYSTEM. LABOR AND MATERIALS. 01/12/06 RJB | 2004-03-15 | A7603-2007
311.40 Str & Improvements-BBCM | Nat Gas Ops | 1 | 64885.16 | 5176.3518 | 2020-12-01 | BIG BEND COMMON | Boiler Building-A04-S | Elevator | 207894605 | REPL NO. 1 ELEVATOR CAR CONTROL PANEL | 2018-04-24 | A2628269
311.40 Str & Improvements-BBCM | Nat Gas Ops | 1 | 49780.15 | 11398.1973 | 2020-12-01 | BIG BEND COMMON | Boiler Building-A04-S | Elevator | 28267218 | #1 Elevator full door modernization, upgrading door operator, door clouser assy., car door cltch w/ restrictor, car door hanger assy., hoistway door hanger assy., door interlocks, set of car doors, and 9 sets of hoistway doors | 2012-05-01 | A7040-2011
311.40 Str & Improvements-BBCM | Nat Gas Ops | 1 | 34407.2 | 12661.9938 | 2020-12-01 | BIG BEND COMMON | Boiler Building-A04-S | Elevator | 112131 | ELEVATOR ; BOILER BUILDING ; BB FREIGHT ELEVATOR INCLUDING CAB STRUCTURE, CAB GATES, PINION GEARS, ROLLERS, BRAKES, DRIVE MOTORS, CONTROLS, SWITCHES, LIGHTING. 08/23/05 RJB | 2004-12-15 | B2006-2008
311.40 Str & Improvements-BBCM | Nat Gas Ops | 1 | 25166.78 | 2007.7335 | 2020-12-01 | BIG BEND COMMON | Administration Building-A01-S | Elevator | 202537467 | #2 ELEVATOR CONTROL PANELS FOR ELEVATOR CAR. REPL OLD CONTROLS | 2018-01-17 | A2628281
311.40 Str & Improvements-BBCM | Nat Gas Ops | 1 | 21470.24 | 4453.369 | 2020-12-01 | BIG BEND COMMON | Boiler Building-A04-S | Elevator | 41490494 | Extend the grating and landing between boilers 2&3 on the 6th floor near the freight elevator | 2013-12-11 | A2432513
311.40 Str & Improvements-BBCM | Nat Gas Ops | 1 | 8582.66 | 2762.4104 | 2020-12-01 | BIG BEND COMMON | Boiler Building-A04-S | Elevator | 24011933 | ELEVATOR ; BOILER BUILDING ; BB ELEVATORS SECONDARY BRAKING SYSTEM INSTALLED TO ASSIST THE MAIN BRAKE TO STOP THE CAR IN THE UPWARD DIRECTION LABOR AND MATERIALS 6/5/08 WHA | 2007-12-15 | A7064-2007
311.40 Str & Improvements-BBCM | Nat Gas Ops | 1 | 2039.06 | 1146.1431 | 2020-12-01 | BIG BEND COMMON | Electrical Building-A09-S | Elevator | 79617 | LIGHTING SYSTEM N/I PNL OR XFMR ; SCREENWELL ELECTRICAL BUILDING ; SCREENWELL ELECTRICAL BUILDING LIGH TING. CONTAINS 6 LIGHTING FIXTURES OF WHICH THERE ARE (3) KEYSTO NE FLUORESCENT, (2) CHLORIDE EMERGE NCY BATTERY LIGHTS & (1) GE HIGH PR ESSURE S | 1985-02-15 | F05-2008
311.40 Str & Improvements-BBCM | Nat Gas Ops | 1 | 1640.78 | 409.2594 | 2020-12-01 | BIG BEND COMMON | Boiler Building-A04-S | Elevator | 28366491 | BBC #2 elevator full door modernization upgrade, to include 2 speed door operator, door closure assembly, car door clutch w/restrictor, car door hanger assy., hoistway door hanger assy., door interlocks, one set of doors and 12 sets of hoistway doors | 2011-12-31 | A7042-2011
311.40 Str & Improvements-BBCM | Nat Gas Ops | 1 | 33467 | 6181.0045 | 2020-12-01 | BIG BEND COMMON | Office Building-A19-S | Environmental Equipment | 44245230 | BBC Paint stiller replaced to reduce the amount of paint solid waste desposed | 2014-01-31 | A2448698
311.40 Str & Improvements-BBCM | Nat Gas Ops | 1 | 10370.98 | 1915.4114 | 2020-12-01 | BIG BEND COMMON | Station Equipment / Tools-E16-S | Environmental Equipment | 45488091 | BB Oil skimmer equipmnent installed. | 2014-06-06 | A2479290
311.40 Str & Improvements-BBCM | Nat Gas Ops | 1 | 3041.85 | 1709.8051 | 2020-12-01 | BIG BEND COMMON | Recycle Water-A25-S | Expansion Joint | 89741 | REC WTR TRANSF PMP EXP JNT ; WATER SUPPLY / RECYCLE WATER SUPPLY ; (4RCW-EJ4) RECYCLE WATER TRANSFER P UMP EXPANSION JOINT. SUPPLIED BY ME RCER RUBBER CO. A 20" DIA. RUBBER EXPANSION JOINT W/FLANGE RATING OF 150 LBS AND DESIGN PRESSURE OF 13 PSIG. LOCA | 1985-02-15 | F05-2008
311.40 Str & Improvements-BBCM | Nat Gas Ops | 1 | 2433.95 | 449.5251 | 2020-12-01 | BIG BEND COMMON | Slag / Bottom Ash Handling-C37-S | Expansion Joint | 42839742 | BBC #1 LP salt water pump expansion joint replaced. | 2014-01-31 | A2464325
311.40 Str & Improvements-BBCM | Nat Gas Ops | 1 | 10607.68 | 846.2503 | 2020-12-01 | BIG BEND COMMON | Facilities Building-A11-S | Eye Wash / Safety Shower | 289667121 | INSTALL EYEWASH STATION AT BB COMMON AREA | 2018-11-13 | A2693868
311.40 Str & Improvements-BBCM | Coal Ops | 1 | 56688.97 | 18245.8818 | 2020-12-01 | BIG BEND COMMON | Control Building-A07-S | Fan | 25164965 | Exhaust and Ventilating Fans for the Coal Blending Bin Control tower replaced | 2007-06-15 | B2030-2007
311.40 Str & Improvements-BBCM | Coal Ops | 1 | 9280.65 | 5148.249 | 2020-12-01 | BIG BEND COMMON | Additive-B01-S | Fan | 88769 | PARKING AREAS ; YARD AREA ; 766 SQ YDS- 2" ASPHALT PAVING BETWEEN UNIT #2 & UNIT #3 PRECIPITATOR | 1986-06-15 | A7089
311.40 Str & Improvements-BBCM | Nat Gas Ops | 1 | 15924.55 | 270.7441 | 2020-12-01 | BIG BEND COMMON | Turbine Building-A34-S | Fan | 373977415 | BBC Turbine building supply fan replaced | 2020-09-08 | A2754199
311.40 Str & Improvements-BBCM | Nat Gas Ops | 5 | 76355.44 | 19045.3198 | 2020-12-01 | BIG BEND COMMON | Maintenance Building-A18-S | Fan | 27333010 | 5 MILL AREA EXHAUST FANS | 2011-01-31 | A7151-2010
311.40 Str & Improvements-BBCM | Nat Gas Ops | 1 | 27404.96 | 5684.3519 | 2020-12-01 | BIG BEND COMMON | Boiler Building-A04-S | Fan | 42494431 | BBC Boiler shop 42" vertical hartzell exhaust fan installed on the roof | 2013-09-03 | A2361141
311.40 Str & Improvements-BBCM | Nat Gas Ops | 1 | 12675.65 | 1011.227 | 2020-12-01 | BIG BEND COMMON | Yard Area-A41-S | Fan | 208928089 | POWERFOIL FAN X 3.0 FOR BB GARAGE | 2018-02-21 | A2660011
311.40 Str & Improvements-BBCM | Nat Gas Ops | 1 | 11592.53 | 5638.9398 | 2020-12-01 | BIG BEND COMMON | Yard Area-A41-S | Fan | 123232 | FAN ; YARD AREA ; BREEZEMAKER FAN FROM TECO STEVEDORING SEP-01 | 1994-12-15 | TSP
311.40 Str & Improvements-BBCM | Nat Gas Ops | 11 | 10496 | 6828.7481 | 2020-12-01 | BIG BEND COMMON | Office Building-A19-S | Fan | 77694 | EXHAUST FAN ; OFFICE AND SHOPS ; EXHAUST FAN, BUFFALO FORGE, WALL MOUNT | 1970-06-15 | B02
311.40 Str & Improvements-BBCM | Nat Gas Ops | 18 | 9384 | 5813.1765 | 2020-12-01 | BIG BEND COMMON | Office Building-A19-S | Fan | 121728 | EXHAUST FAN ; OFFICE AND SHOPS ; FANS EXHAUST AND SUPPLY | 1976-06-15 | C54-2008
311.40 Str & Improvements-BBCM | Nat Gas Ops | 4 | 7309.14 | 3555.3758 | 2020-12-01 | BIG BEND COMMON | Wash House-A37-S | Fan | 113900 | EXHAUST FAN ; WAREHOUSE ; INSTALL 48" SIDEWALL EXHAUST FANS LOVERS & PROTECTIVE GUARD (4) FANS AT WAREHOUSE #71 BB STATION 10/17/94 TGC | 1994-08-15 | A7503-2008
311.40 Str & Improvements-BBCM | Nat Gas Ops | 2 | 2788 | 1813.8862 | 2020-12-01 | BIG BEND COMMON | Office Building-A19-S | Fan | 77695 | EXHAUST FAN ; OFFICE AND SHOPS ; EXHAUST FAN, BUFFALO FORGE,VANEAXIL | 1970-06-15 | B02
311.40 Str & Improvements-BBCM | Nat Gas Ops | 2 | 2323 | 1511.355 | 2020-12-01 | BIG BEND COMMON | Fire / Water Building-A13-S | Fan | 121630 | EXHAUST FAN ; FIRE AND SERVICE WATER BUILDING ; ROOF EXHAUST FAN,DAVIDSON,TYPE PC311 W/ 3/4 HP MTR | 1970-06-15 | B02
311.40 Str & Improvements-BBCM | Nat Gas Ops | 1 | 2102.44 | 1042.8221 | 2020-12-01 | BIG BEND COMMON | Area Structures-A03-S | Fan | 97315 | EXHAUST FAN ; MISCELLANEOUS STRUCTURES BY NAME ; INSTALL 36" DIA EXHAUST FAN IN NORTH WALL OF GARAGE AREA BY E. M. SCOTT CONST. | 1993-06-15 | A7034
311.40 Str & Improvements-BBCM | Nat Gas Ops | 2 | 831.2 | 461.091 | 2020-12-01 | BIG BEND COMMON | Maintenance Building-A18-S | Fan | 123150 | EXHAUST FAN ; BB4 BOILER MAINTENANCE SHOP ; (EF-1) ILG MODEL QA-80, 60 CFM,1500 RPM .75A, 115V, 1PH. (EF-2) JLG. MODEL QA-200, 200 CFM 1150 RPM, 1.3A, 115V, 1PH. LOCATED IN RESTROOMS. | 1986-06-15 | G54/8
311.40 Str & Improvements-BBCM | Nat Gas Ops | 1 | 632 | 391.5098 | 2020-12-01 | BIG BEND COMMON | Electrical Building-A09-S | Fan | 78106 | EXHAUST FAN ; ELECTRICAL BUILDING ; EXHAUST FAN,W/ BIRD SCREEN | 1976-06-15 | C54&G
311.40 Str & Improvements-BBCM | Nat Gas Ops | 2 | 7717.31 | 1425.3064 | 2020-12-01 | BIG BEND COMMON | Cooling Tower-D19-S | Fan | 45901658 | Install new VFD drives to control the cooling tower fans. Model # CIMR-ZU4A0014FAA | 2014-06-18 | A2474479
311.40 Str & Improvements-BBCM | Nat Gas Ops | 2 | 4365 | 2774.5843 | 2020-12-01 | BIG BEND COMMON | Pump House-A24-S | Fan Rotor | 77537 | FLOOR & EQUIPMENT DRAIN SYSTEM ; FUEL OIL PUMP HOUSE ; DRAIN TROUGH FOR PRECIPITATOR FLOOR | 1973-06-15 | B09/F
311.40 Str & Improvements-BBCM | Coal Ops | 1 | 261568.21 | 12917.7684 | 2020-12-01 | BIG BEND COMMON | Yard Area-A41-S | Fence | 321569949 | Gyspum wind fence duct abatement system installed to include 400' of material, 22 poles, and supporting hardware | 2019-09-17 | A2696539
311.40 Str & Improvements-BBCM | Nat Gas Ops | 0 | 36172.37 | 22802.9094 | 2020-12-01 | BIG BEND COMMON | Yard Area-A41-S | Fence | 24687371 | FENCE ; YARD AREA ; GAS TURBINE SITE FENCE 2,842 LINEAR FT. OF ALUMINUM COATED CHAIN LINK FENCE, 8 FT, -0 IN. HIGH TO THE TOP OF 3 STRANDS OF BARBED WIRE, INCLUDING POSTS AND ACCESSO- RIES (EXCEPT GATES) | 1974-06-15 | E154
311.40 Str & Improvements-BBCM | Nat Gas Ops | 1 | 191799.85 | 20782.2848 | 2020-12-01 | BIG BEND COMMON | Yard Area-A41-S | Fence | 259101479 | BIG BEND PERIMETER FENCING REPL | 2017-12-04 | A2658516
311.40 Str & Improvements-BBCM | Nat Gas Ops | 10460 | 160052.03 | 89964.2601 | 2020-12-01 | BIG BEND COMMON | Yard Area-A41-S | Fence | 116169 | FENCES (100 ' SECTION) ; YARD AREA ; NEW FENCING CONSTRUCTED SOUTH OF BI G BEND ROAD AT THE ASH PONDS. IT IS 7'-0" CHAIN LINK FENCE WITH 3 STRA NDS OF BARBED WIRE, 2-1/2" LINE POS TS AND 3" TERMINAL POSTS WITH 4" GA TE POSTS AND 2EA 40' SLIDING GATE S. | 1985-02-15 | F05-2008
311.40 Str & Improvements-BBCM | Nat Gas Ops | 1 | 132994 | 54335.4461 | 2020-12-01 | BIG BEND COMMON | Yard Area-A41-S | Fence | 126056 | FENCE ; YARD AREA ; BB SECURITY FENCING ADD SECURITY FENCING ON AND AROUND BIG BEND STATION TO UPGRADE SECURITY CAPABILITY AND PROTECTION. INCLUDES INSTALLATION,. 08/08/03 RJB | 2001-12-15 | A7033
311.40 Str & Improvements-BBCM | Nat Gas Ops | 2800 | 109587.69 | 67887.1038 | 2020-12-01 | BIG BEND COMMON | Yard Area-A41-S | Fence | 113593 | FENCES (100 ' SECTION) ; YARD AREA ; 8 FOOT FENCE W/BARBED WIRE,POSTS | 1976-06-15 | C54&G
311.40 Str & Improvements-BBCM | Nat Gas Ops | 3632 | 77160.03 | 47798.8994 | 2020-12-01 | BIG BEND COMMON | Yard Area-A41-S | Fence | 79488 | FENCES (100 ' SECTION) ; YARD AREA ; FENCING, CHAIN LINK, POND AREA | 1976-06-15 | D751
311.40 Str & Improvements-BBCM | Nat Gas Ops | 1 | 56005 | 6068.3669 | 2020-12-01 | BIG BEND COMMON | Yard Area-A41-S | Fence | 124636661 | Install Fence around North Mooring area | 2017-02-13 | A2604651
311.40 Str & Improvements-BBCM | Nat Gas Ops | 1 | 53872.79 | 25670.7432 | 2020-12-01 | BIG BEND COMMON | Yard Area-A41-S | Fence | 127568 | FENCES (100 ' SECTION) ; YARD AREA ; BB GATE 50 SECURITY SYSTEM ADDITON INSTALL AUTOMATIC GATE SYSTEM & FENCING PLUS AUTO-DIALER, 2 LASER B BAR CODE CARDREADERS & TRAFFIC LIGHT MODULE. 06/04/97 TGC | 1995-08-15 | A7073-2007
311.40 Str & Improvements-BBCM | Nat Gas Ops | 1 | 37626.04 | 1858.194 | 2020-12-01 | BIG BEND COMMON | Yard Area-A41-S | Fence | 325017212 | Installed perimeter fencing for the Big Bend Contracror Parking Lot | 2019-10-15 | A2710514
311.40 Str & Improvements-BBCM | Nat Gas Ops | 1 | 31477.68 | 12860.3831 | 2020-12-01 | BIG BEND COMMON | Yard Area-A41-S | Fence | 126181 | FENCE ; YARD AREA ; BB DISPOSAL AREA 5 FENCING. APPROX. 1.5 MILES OF NEW FENCE. 09/18/01 RJB | 2001-12-15 | A7716-2007
311.40 Str & Improvements-BBCM | Nat Gas Ops | 550 | 16768.45 | 3839.4842 | 2020-12-01 | BIG BEND COMMON | Yard Area-A41-S | Fence | 33803641 | Install 7' security fence around BB unit 3 & 4 waterfront, to include post, supports, top rails and barbed wire | 2012-06-30 | A7046-2012
311.40 Str & Improvements-BBCM | Nat Gas Ops | 1 | 16039.46 | 6345.1443 | 2020-12-01 | BIG BEND COMMON | Area Structures-A03-S | Fence | 106022 | FENCE ; AREA STRUCTURES ; ADD NEW FENCING FOR THE SCREENWELL AREA..INCLUDES RELATED HARDWARE AND INSTALLATION. SECURITY FENCING. 08/20/03 RJB | 2002-12-15 | A7059
311.40 Str & Improvements-BBCM | Nat Gas Ops | 0 | 12848 | 7959.0464 | 2020-12-01 | BIG BEND COMMON | Yard Area-A41-S | Fence | 114675 | FENCES (100 ' SECTION) ; YARD AREA ; 4-20 FT, ROLLING GATES | 1976-06-15 | C54&G
311.40 Str & Improvements-BBCM | Nat Gas Ops | 1 | 12489.95 | 2006.8587 | 2020-12-01 | BIG BEND COMMON | Yard Area-A41-S | Fence | 299002343 | US 41 & BB ROAD ELSBERRY fencing add | 2015-12-31 | A2525833
311.40 Str & Improvements-BBCM | Nat Gas Ops | 1 | 9571.7 | 2387.4669 | 2020-12-01 | BIG BEND COMMON | Yard Area-A41-S | Fence | 27235421 | Installed a fence with 180' of 6 foot chain link fence with no barb wire on a 30' x 60' area, with 2 10; gates on the west side of the area for access at the Turbine laydown yard. | 2011-02-28 | A7024-2011
311.40 Str & Improvements-BBCM | Nat Gas Ops | 13900 | 8778 | 5437.7731 | 2020-12-01 | BIG BEND COMMON | Yard Area-A41-S | Fence | 78355 | FENCES (100 ' SECTION) ; YARD AREA ; FENCING @ SPRAY CANAL | 1976-06-15 | C54&G
311.40 Str & Improvements-BBCM | Nat Gas Ops | 100 | 7056.77 | 4247.8561 | 2020-12-01 | BIG BEND COMMON | Yard Area-A41-S | Fence | 79487 | FENCES (100 ' SECTION) ; YARD AREA ; POST @ PLANT ENTRANCE ROAD | 1979-06-15 | A7012-2008
311.40 Str & Improvements-BBCM | Nat Gas Ops | 1 | 5373 | 1230.2597 | 2020-12-01 | BIG BEND COMMON | Yard Area-A41-S | Fence | 36382138 | Bulk Hydrogen storage fence replaced and 155 linear feet was added. | 2012-12-07 | A2390743
311.40 Str & Improvements-BBCM | Nat Gas Ops | 0 | 4849 | 3003.8462 | 2020-12-01 | BIG BEND COMMON | Yard Area-A41-S | Fence | 78384 | FENCES (100 ' SECTION) ; YARD AREA ; 3-30 FT, SWING GATES | 1976-06-15 | C54&G
311.40 Str & Improvements-BBCM | Nat Gas Ops | 0 | 4566.42 | 2828.7943 | 2020-12-01 | BIG BEND COMMON | Yard Area-A41-S | Fence | 77205 | FENCES (100 ' SECTION) ; YARD AREA ; BARBED WIRE,4' HIGH,ALONG #1&2 SPOIL BANKS | 1976-06-15 | D0580
311.40 Str & Improvements-BBCM | Nat Gas Ops | 270 | 3428.88 | 2124.1139 | 2020-12-01 | BIG BEND COMMON | Yard Area-A41-S | Fence | 121875 | FENCES (100 ' SECTION) ; YARD AREA ; 7 FOOT FENCE,W/ 2-10FT. GATES | 1976-06-15 | C54&G
311.40 Str & Improvements-BBCM | Nat Gas Ops | 100 | 2739.51 | 1665.5037 | 2020-12-01 | BIG BEND COMMON | Yard Area-A41-S | Fence | 114437 | FENCES (100 ' SECTION) ; YARD AREA ; FENCING FOR OIL SPILL CONTAINMENT HOUSE | 1978-06-15 | A7013-2008
311.40 Str & Improvements-BBCM | Nat Gas Ops | 0 | 2534.22 | 1555.4928 | 2020-12-01 | BIG BEND COMMON | Yard Area-A41-S | Fence | 122015 | FENCES (100 ' SECTION) ; YARD AREA ; FENCING AND MATERIALS (WAREHOUSE) | 1977-06-15 | A2967
311.40 Str & Improvements-BBCM | Nat Gas Ops | 1 | 1189.97 | 515.2156 | 2020-12-01 | BIG BEND COMMON | Yard Area-A41-S | Fence | 103604 | FENCE ; YARD AREA ; BB PERMAHEDGE PRIVACY TO FENCING BETWEEN OLD MCS BLDG. AND BB GENERAL OFFICE FENCING BY CONCRETE CABLE TRAY. 04/19/00 RJB | 1999-10-15 | A7014-2007
311.40 Str & Improvements-BBCM | Nat Gas Ops | 0 | 1061 | 657.2656 | 2020-12-01 | BIG BEND COMMON | Yard Area-A41-S | Fence | 78356 | FENCES (100 ' SECTION) ; YARD AREA ; 3-GATES, 3FT | 1976-06-15 | C54&G
311.40 Str & Improvements-BBCM | Nat Gas Ops | 1 | 136475.19 | 36695.2416 | 2020-12-01 | BIG BEND COMMON | Waste Water Treatment-A38-S | Filter / Strainer | 27319894 | WWTP B FILTER PLATE REPL. | 2010-12-31 | A7798-2010
311.40 Str & Improvements-BBCM | Nat Gas Ops | 108 | 58956.84 | 12228.8602 | 2020-12-01 | BIG BEND COMMON | Reverse Osmosis-A26-S | Filter / Strainer | 41460137 | BBC RO membranes (108) replaced, | 2013-12-30 | A2387797
311.40 Str & Improvements-BBCM | Nat Gas Ops | 1 | 46834.57 | 13459.7829 | 2020-12-01 | BIG BEND COMMON | Reverse Osmosis-A26-S | Filter / Strainer | 25237734 | RO MEMBRANE | 2009-05-01 | B2016-2008
311.40 Str & Improvements-BBCM | Nat Gas Ops | 1 | 23547.89 | 4349.0487 | 2020-12-01 | BIG BEND COMMON | Recycle Water-A25-S | Filter / Strainer | 48149387 | BBC portable water sortener installed. | 2014-04-30 | A2478262
311.40 Str & Improvements-BBCM | Nat Gas Ops | 1 | 5336.39 | 985.5754 | 2020-12-01 | BIG BEND COMMON | Screenwell-D22-S | Filter / Strainer | 45488086 | BB fine mesh screen pin pusher installed to improve safety and efficiency when install ing fine and course mesh screen chains | 2014-02-28 | A2468946
311.40 Str & Improvements-BBCM | Nat Gas Ops | 1 | 5316.83 | 981.9628 | 2020-12-01 | BIG BEND COMMON | Fines Filtration-C15-S | Filter / Strainer | 43089578 | BBC fine mesh screen pin pusher installed | 2014-01-31 | A2460153
311.40 Str & Improvements-BBCM | Coal Ops | 5 | 91928.14 | 21048.8533 | 2020-12-01 | BIG BEND COMMON | Fire Protection-A12-S | Fire Detection & Actuation | 32428006 | Fire detection complete system for Coal field conveyors Q1, Q2, T1, T2 and Transloader conveyor replaced with Protectowire linear detection systems | 2012-06-30 | A2928-2012
311.40 Str & Improvements-BBCM | Coal Ops | 1 | 91364.11 | 26257.1234 | 2020-12-01 | BIG BEND COMMON | Facilities Building-A11-S | Fire Detection & Actuation | 25887065 | Install new Fire Detection System in the FGD facilities building, to include a new Protectowire Fire Alarm panel, all detectors, horn strobes and pull stations | 2009-08-01 | A7734-2009
311.40 Str & Improvements-BBCM | Coal Ops | 1 | 33148.09 | 18869.1137 | 2020-12-01 | BIG BEND COMMON | Control Building-A07-S | Fire Detection & Actuation | 127240 | FIRE DETECTION & ACTUATION SYSTEM ; COAL BLENDING BINS CONTROL TOWER ; COAL HANDLING CONTROL TOWER FIRE DE TECTION AND ACTUATION CONTAINS THE FOLLOWING DEVICES: (17) ALISON IONIZATION DETECTORS MODEL N-12000 -2S; (11) FENWAL SERIES 27120 THERM AL DE | 1984-08-15 | K3400
311.40 Str & Improvements-BBCM | Coal Ops | 1 | 31830.79 | 9147.8479 | 2020-12-01 | BIG BEND COMMON | Precipitator-A22-S | Fire Detection & Actuation | 26925174 | Precipitator control rooms 1, 3, & 4 Fire Detection alarm panels replaced | 2009-08-01 | A7028-2009
311.40 Str & Improvements-BBCM | Coal Ops | 1 | 31248.12 | 17787.5808 | 2020-12-01 | BIG BEND COMMON | Tripper Room-A33-S | Fire Detection & Actuation | 128846 | FIRE DETECTION & ACTUATION SYSTEM ; COAL BLENDING TRIPPER ROOM ; COAL HANDLING TRIPPER ROOM FIRE DET ECTION AND ACTUATION -- ZONES 5 THR U 8 CONTAINS (24) FENWAL SERIES 27120 THERMAL DETECTOR W/C-HINDS C PS-021 FORM 20 HUB COVER AND (2) ED WARDS MODE | 1984-08-15 | K3400
311.40 Str & Improvements-BBCM | Coal Ops | 11 | 11127.51 | 2547.8741 | 2020-12-01 | BIG BEND COMMON | Fire Protection-A12-S | Fire Detection & Actuation | 28366846 | BBC Coal fire detection added to each of the 11 Coal Rail Valve house | 2012-06-30 | A7065-2011
311.40 Str & Improvements-BBCM | Nat Gas Ops | 1 | 119783.99 | 2036.5291 | 2020-12-01 | BIG BEND COMMON | Fire Protection / Detection-D13-S | Fire Detection & Actuation | 353236038 | BBC computer room 1&2 Stat-X fire protection system replaced | 2020-09-15 | A2692887
311.40 Str & Improvements-BBCM | Nat Gas Ops | 1 | 67741.26 | 22891.9632 | 2020-12-01 | BIG BEND COMMON | Fire Protection-A12-S | Fire Detection & Actuation | 127150 | FIRE DETECTION ; FIRE PROTECTION ; BBC TRIPPER ROOM FIRE DETECTION SYSTEM LABOR AND MATERIALS. 04/17/07 RJB | 2006-03-15 | A7012-2008
311.40 Str & Improvements-BBCM | Nat Gas Ops | 1 | 65119.33 | 13507.0872 | 2020-12-01 | BIG BEND COMMON | Fire Protection-A12-S | Fire Detection & Actuation | 38293251 | The Fire Detection Systems in the Waste Handling Building, the Limestone Prep. Building, the Waste Water Electrical Building and the Flyash Pump House replaced | 2013-02-25 | A7074-2012
311.40 Str & Improvements-BBCM | Nat Gas Ops | 1 | 40479.98 | 11633.5378 | 2020-12-01 | BIG BEND COMMON | Fire Protection-A12-S | Fire Detection & Actuation | 25630156 | Install CO2 Fire Protection system for #3 Diesel Generator, a Fike Micromist Fire Protection System | 2009-08-01 | A7733-2009
311.40 Str & Improvements-BBCM | Nat Gas Ops | 1 | 18306.65 | 4922.2642 | 2020-12-01 | BIG BEND COMMON | Control Building-A07-S | Fire Detection & Actuation | 26925245 | BBC MCS building installed a 4 zone fire detection and alarm system | 2010-09-30 | A7070-2010
311.40 Str & Improvements-BBCM | Nat Gas Ops | 1 | 14047.92 | 2913.8273 | 2020-12-01 | BIG BEND COMMON | Facilities Building-A11-S | Fire Detection & Actuation | 40098473 | BBC Transfer house protectowire replaced | 2013-05-02 | A2390194
311.40 Str & Improvements-BBCM | Nat Gas Ops | 1 | 6727.64 | 1395.4508 | 2020-12-01 | BIG BEND COMMON | Fire Protection-A12-S | Fire Detection & Actuation | 38622409 | BBC Blending bins and transloader bldg fire detection replaced | 2013-03-31 | A2400153
311.40 Str & Improvements-BBCM | Nat Gas Ops | 1 | 2755.7 | 1392.3317 | 2020-12-01 | BIG BEND COMMON | Office Building-A19-S | Fire Detection & Actuation | 97314 | FIRE PROTECTION & ACTUATION SYSTEM ; OFFICE & SHOPS ; FIRE PROTECTION INSTALL SPRINKLERS IN RECORD STORAGE AREA, AND MAKE TIE INTO EXISTING 2" STANDPIPE. AUTOMATIC SPRINKLER CORP. | 1992-05-15 | A7033
311.40 Str & Improvements-BBCM | Nat Gas Ops | 1 | 35736.16 | 10270.2118 | 2020-12-01 | BIG BEND COMMON | Fire Protection-A12-S | Fire Protection System - Chemical | 25630171 | Install new CO2 Fire Protection system on #2 Diesel Generator, new Fike Micromist Fire Protection System | 2009-05-30 | A7732-2009
311.40 Str & Improvements-BBCM | Coal Ops | 1 | 100262.04 | 4951.5261 | 2020-12-01 | BIG BEND COMMON | Maintenance Building-A18-S | Fire Protection System - Deluge | 329341910 | BBC FGD DCS Room STrat X Fire System replaced in facilities building | 2019-12-26 | A2715541
311.40 Str & Improvements-BBCM | Nat Gas Ops | 1 | 16170.01 | 1289.997 | 2020-12-01 | BIG BEND COMMON | Fire Protection-A12-S | Fire Protection System - Deluge | 385186572 | INSTALL DELUGE FIRE PROTECTION IN TURBINE AREA | 2018-11-19 | A2649440
311.40 Str & Improvements-BBCM | Nat Gas Ops | 1 | 82416.13 | 51054.9349 | 2020-12-01 | BIG BEND COMMON | Maintenance Building-A18-S | Fire Protection System - Deluge | 78223 | FIRE PROTECTION DELUGE SYSTEM ; BOILER CREW MAINTENANCE BUILDING ; WATER SPRAY FIRE PROTECTION SYSTEM F/ TRIPPER ROOM INC. HEAT DECT. SYST. | 1976-06-15 | C54/G
311.40 Str & Improvements-BBCM | Nat Gas Ops | 0 | 40233.56 | 23970.4477 | 2020-12-01 | BIG BEND COMMON | Maintenance Building-A18-S | Fire Protection System - Deluge | 77630 | FIRE PROTECTION DELUGE SYSTEM ; BOILER CREW MAINTENANCE BUILDING ; AUTO SPRINKLER DELUGE SYSTEM W/ PIPING, ELLS,TEES,SMALL VALVES | 1980-06-15 | H94
311.40 Str & Improvements-BBCM | Nat Gas Ops | 1 | 36624.78 | 9847.6152 | 2020-12-01 | BIG BEND COMMON | Pump House-A24-S | Fire Protection System - Deluge | 27771273 | Ignitor oil pump house fire protection replaced with a water based Micromist fire protection system | 2010-12-31 | A7003-2010
311.40 Str & Improvements-BBCM | Nat Gas Ops | 1 | 33027.27 | 8237.9844 | 2020-12-01 | BIG BEND COMMON | Pump House-A24-S | Fire Protection System - Deluge | 27332985 | Fire Protection fuel forwarding pump | 2011-01-01 | A7010-2010
311.40 Str & Improvements-BBCM | Nat Gas Ops | 0 | 24295 | 15442.9613 | 2020-12-01 | BIG BEND COMMON | Maintenance Building-A18-S | Fire Protection System - Deluge | 77571 | FIRE PROTECTION DELUGE SYSTEM ; BOILER CREW MAINTENANCE BUILDING ; FIXED WATER SPRAY FIRE PROTECTION, W/PIPING,NOZZLES,VALVES,SPRINKLERS | 1973-06-15 | B09/F
311.40 Str & Improvements-BBCM | Nat Gas Ops | 1 | 16527.79 | 9290.1689 | 2020-12-01 | BIG BEND COMMON | Storage Building-A30-S | Fire Protection System - Deluge | 87575 | FIRE PROTECTION DELUGE SYSTEM ; WASTE OIL STORAGE BUILDING ; SENTINNEL FIRE PROTECTION SYSTEM CONSISTS OF 10 KIDDE DRV CHEMICAL STORAGE TANKS WITH AUTOMATIC ACT- UATOR. | 1985-06-15 | D8476
311.40 Str & Improvements-BBCM | Nat Gas Ops | 1 | 7365 | 4562.4515 | 2020-12-01 | BIG BEND COMMON | Maintenance Building-A18-S | Fire Protection System - Deluge | 78130 | FIRE PROTECTION DELUGE SYSTEM ; MAINTENANCE BUILDING ; DELUGE SYSTEM FIXED WATER SPRAY FIRE EXTINGUISHING SYSTEM | 1976-06-15 | C54-2008
311.40 Str & Improvements-BBCM | Coal Ops | 1 | 85162.4 | 34793.5771 | 2020-12-01 | BIG BEND COMMON | Fire Protection-A12-S | Fire Protection System - Foam | 106030 | WATER ; FIRE PROTECTION SYSTEM ; FIRE WATER SYSTEM PIPING IN THE BLENDING BIN AT THE BB COAL FIELD INCLUDES PIPING, VALVES AND HARDWARE. 06/24/03 RJB | 2001-12-15 | A7021-2008
311.40 Str & Improvements-BBCM | Nat Gas Ops | 1 | 68158.75 | 20790.4778 | 2020-12-01 | BIG BEND COMMON | Fire Protection-A12-S | Fire Protection System - Foam | 25050744 | Replace the old Dry Chemical fire protection system with a wet pipe foam sprinkler system. | 2008-08-01 | A7709-2007
311.40 Str & Improvements-BBCM | Nat Gas Ops | 1 | 7733 | 1242.522 | 2020-12-01 | BIG BEND COMMON | Fire Protection-A12-S | Fire Protection System - Foam | 60404282 | BBC Portable form generator for BB1&2 fire protection system | 2015-08-28 | A2550918
311.40 Str & Improvements-BBCM | Coal Ops | 1243 | 118504.68 | 67457.2284 | 2020-12-01 | BIG BEND COMMON | Control Building-A07-S | Fire Protection System - Water | 123264 | FIRE PROT. - PIPING 6" & LARGER ; COAL BLENDING BINS CONTROL TOWER ; COAL BLENDING AND HANDLING CONTROL TOWER - FIRE PROTECTION SYSTEM -- 6 " CLASS 121B VICTAULIC STYLE 77 MAI N RISERS AND HEADERS TO DELUGE SPRI NKLERS OVERHEAD AT CONVEYORS R1 AND R2 IN | 1984-08-15 | K3400
311.40 Str & Improvements-BBCM | Coal Ops | 646 | 61921.14 | 35247.7934 | 2020-12-01 | BIG BEND COMMON | Tripper Room-A33-S | Fire Protection System - Water | 123266 | FIRE PROT. - PIPING 6" & LARGER ; COAL BLENDING TRIPPER ROOM ; COAL BLENDING AND HANDLING TRIPPER ROOM - FIRE PROTECTION SYSTEM -- 6" CLASS 121B VICTAULIC STYLE 77 TO DELUGE SPRINKLERS OVERHEAD AT CONVE YORS R1 AND R2 IN THE TRIPPER ROOM INCLUDING HANGE | 1984-08-15 | K3400
311.40 Str & Improvements-BBCM | Coal Ops | 1834 | 46460.1 | 26446.8 | 2020-12-01 | BIG BEND COMMON | Tripper Room-A33-S | Fire Protection System - Water | 127391 | FIRE PROT. - PIPING UNDER 6" ; COAL BLENDING TRIPPER ROOM ; COAL BLENDING AND HANDLING TRIPPER ROOM - FIRE PROTECTION SYSTEM -- CL ASS 121B VICTAULIC STYLE 77 AND SC REWED PIPING TO FIRE HOSE REELS AND SPRINKLER NOZZLES INCLUDING HANGER S AND SUPPORTING | 1984-08-15 | K3400
311.40 Str & Improvements-BBCM | Coal Ops | 1 | 45931.77 | 4976.8919 | 2020-12-01 | BIG BEND COMMON | Fire / Water Building-A13-S | Fire Protection System - Water | 207894734 | DCS FGD FIRE DETECTION / PROTECTION | 2017-09-20 | A2647526
311.40 Str & Improvements-BBCM | Coal Ops | 373 | 27299.43 | 15539.841 | 2020-12-01 | BIG BEND COMMON | Tripper Room-A33-S | Fire Protection System - Water | 89641 | FIRE PROT. - PIPING 6" & LARGER ; COAL BLENDING TRIPPER ROOM ; COAL BLENDING AND HANDLING TRIPPER ROOM - FIRE PROTECTION SYSTEM -- 8" CLASS 121B VICTAULIC STYLE 77 TO FIRE HOSE REELS ALONG COLUMN LINES 1 AND 2 AND CONVEYORS R1 AND R2 | 1984-08-15 | K3400
311.40 Str & Improvements-BBCM | Coal Ops | 190 | 19182.5 | 10919.3855 | 2020-12-01 | BIG BEND COMMON | Control Building-A07-S | Fire Protection System - Water | 89631 | FIRE PROT. - PIPING 6" & LARGER ; COAL BLENDING BINS CONTROL TOWER ; COAL BLENDING AND HANDLING CONTROL TOWER - FIRE PROTECTION SYSTEM -- 1 0" CLASS 121B VICTAULIC STYLE77 MAI N RISER AND HEADER PIPING TO FIRE H OSE REELS AND FIRE HOSE STATIONS IN THE TR | 1984-08-15 | K3400
311.40 Str & Improvements-BBCM | Coal Ops | 21 | 16869.49 | 9602.735 | 2020-12-01 | BIG BEND COMMON | Control Building-A07-S | Fire Protection System - Water | 89633 | FIRE PROT. - VALVES 10" & LARGER ; COAL BLENDING BINS CONTROL TOWER ; COAL BLENDING AND HANDLING CONTROL TOWER - FIRE PROTECTION SYSTEM -- 6 " VALVES AS FOLLOWS: 1 EA KEYSTO NE FIG #129-086,TAG #VVF-017-A TO F IRE HOSE REEL IN CONTROL TOWER; 10 EA MUL | 1984-08-15 | K3400
311.40 Str & Improvements-BBCM | Coal Ops | 7 | 10374.54 | 5905.5703 | 2020-12-01 | BIG BEND COMMON | Tripper Room-A33-S | Fire Protection System - Water | 89819 | FIRE PROT. - HOSE REELS ; COAL BLENDING TRIPPER ROOM ; COAL BLENDING AND HANDLING TRIPPER ROOM - FIRE PROTECTION SYSTEM -- HA NNAY MODEL #FH-3 HOSE REELS WITH S IDE GUIDE ROLLERS,MFG BY WERT-KNOX | 1984-08-15 | K3400
311.40 Str & Improvements-BBCM | Coal Ops | 3 | 9590 | 2578.5446 | 2020-12-01 | BIG BEND COMMON | Tripper Room-A33-S | Fire Protection System - Water | 26931328 | BBC Tripper room fire hose reels (units 1, 2, & 3) replaced with Guardian 3611 hose reel and protevtive cover | 2010-09-30 | A7076-2010
311.40 Str & Improvements-BBCM | Coal Ops | 4 | 9475.55 | 5393.832 | 2020-12-01 | BIG BEND COMMON | Control Building-A07-S | Fire Protection System - Water | 89634 | FIRE PROT. - HOSE REELS ; COAL BLENDING BINS CONTROL TOWER ; COAL BLENDING AND HANDLING CONTROL TOWER - FIRE PROTECTION SYSTEM -HAN NAY MODEL #FH-3 HOSE REELS, MFG BY WERT-KNOX | 1984-08-15 | K3400
311.40 Str & Improvements-BBCM | Coal Ops | 91 | 7393.93 | 4208.8973 | 2020-12-01 | BIG BEND COMMON | Control Building-A07-S | Fire Protection System - Water | 116145 | FIRE PROT. - PIPING 6" & LARGER ; COAL BLENDING BINS CONTROL TOWER ; COAL BLENDING AND HANDLING CONTROL TOWER - FIRE PROTECTION SYSTEM -- 8 " CLASS 121B VICTAULIC STYLE 77 TO FIRE HOSE REELS AND FIRE HOSE STATI ONS | 1984-08-15 | K3400
311.40 Str & Improvements-BBCM | Coal Ops | 1 | 5696.51 | 2595.0437 | 2020-12-01 | BIG BEND COMMON | Control Building-A07-S | Fire Protection System - Water | 118952 | FIRE PROT. - HOSE REELS ; COAL BLENDING BINS CONTROL TOWER ; REPLACE EXISTING HOSE REEL BANK AT CATERPILLAR SHACK. 04/17/98 RJB | 1997-12-15 | A7077
311.40 Str & Improvements-BBCM | Coal Ops | 83 | 2970.49 | 1690.9123 | 2020-12-01 | BIG BEND COMMON | Control Building-A07-S | Fire Protection System - Water | 89632 | FIRE PROT. - PIPING UNDER 6" ; COAL BLENDING BINS CONTROL TOWER ; COAL BLENDING AND HANDLING CONTROL TOWER - FIRE PROTECTION SYSTEM -- C LASS 121B VICTAULIC STYLE 77,AND SC REWED PIPING TO FIRE HOSE REELS INC LUDING HANGERS AND SUPPORTING STEEL AS FOLLOW | 1984-08-15 | K3400
311.40 Str & Improvements-BBCM | Nat Gas Ops | 2 | 249544.78 | 4242.6805 | 2020-12-01 | BIG BEND COMMON | Control Building-A07-S | Fire Protection System - Water | 337599770 | BBC installed 2 new NIBCO butterfly valve blending bin fire protection deluge | 2020-01-28 | A2691447
311.40 Str & Improvements-BBCM | Nat Gas Ops | 1 | 37873.61 | 9446.8058 | 2020-12-01 | BIG BEND COMMON | Warehouse-A36-S | Fire Protection System - Water | 27320015 | Installed a wet pipe sprinkler system per NFPA 13 in Big Bend warehouse 23 | 2011-01-15 | A7099-2010
311.40 Str & Improvements-BBCM | Nat Gas Ops | 438 | 25604 | 15861.1009 | 2020-12-01 | BIG BEND COMMON | Office Building-A19-S | Fire Protection System - Water | 78189 | FIRE PROT. - PIPING UNDER 6" ; OFFICE AND SHOPS ; PIPE UNDER 6" CARBON STEEL INCLUDING 5 FIRE HOSE STATIONS | 1976-06-15 | C54-2008
311.40 Str & Improvements-BBCM | Nat Gas Ops | 1 | 9017.03 | 2064.6359 | 2020-12-01 | BIG BEND COMMON | Fire Protection-A12-S | Fire Protection System - Water | 39114393 | No. 3 Reserve Transformer wall sprinkler system installed | 2012-11-15 | A2397337
311.40 Str & Improvements-BBCM | Nat Gas Ops | 1 | 4713.45 | 757.3472 | 2020-12-01 | BIG BEND COMMON | Warehouse-A36-S | Fire Protection System - Water | 60404235 | BBC warehouse 21 fire protection system upgrade to include fire panel, cable/conduit, junction box, and wireless transmitter, antenna, power supply, & surge suppressor. | 2015-08-28 | A2548136
311.40 Str & Improvements-BBCM | Nat Gas Ops | 6 | 4535 | 2950.4928 | 2020-12-01 | BIG BEND COMMON | Office Building-A19-S | Fire Protection System - Water | 77693 | FIRE PROT. - PIPING UNDER 6" ; OFFICE AND SHOPS ; FIRE HOSE STATIONS,W/ RACKS | 1970-06-15 | B02
311.40 Str & Improvements-BBCM | Nat Gas Ops | 2 | 4406 | 2866.5648 | 2020-12-01 | BIG BEND COMMON | Maintenance Building-A18-S | Fire Protection System - Water | 78328 | FIRE PROT. - PIPING UNDER 6" ; BOILER CREW MAINTENANCE BUILDING ; PIPE UNDER 6" INCL. VALVES- 2-1 1/2 CONT. VALVES | 1970-06-15 | 15.71
311.40 Str & Improvements-BBCM | Coal Ops | 1 | 614707.07 | 66605.9822 | 2020-12-01 | BIG BEND COMMON | Coal Handling Equipment-B69-S | Floor Covering / Flooring System | 208927768 | ESS COALFIELD BLENDING BIN 4TH FLOOR SEALING &DRAINS | 2017-11-07 | A2620522
311.40 Str & Improvements-BBCM | Nat Gas Ops | 1 | 172416.17 | 63449.873 | 2020-12-01 | BIG BEND COMMON | Warehouse-A36-S | Floor Covering / Flooring System | 128697 | FLOOR COVERING ; WAREHOUSE ; BBC WAREHOUSE FLOORING REPLACEMENT LABOR AND MATERIALS. 05/15/07 RJB | 2004-12-15 | A7060
311.40 Str & Improvements-BBCM | Nat Gas Ops | 1 | 86337 | 11679.1738 | 2020-12-01 | BIG BEND COMMON | Warehouse-A36-S | Floor Covering / Flooring System | 138857734 | BB WHAREHOUSE FLOORING RESURFACE | 2016-12-07 | A2613354
311.40 Str & Improvements-BBCM | Nat Gas Ops | 1 | 14193 | 3816.1923 | 2020-12-01 | BIG BEND COMMON | Demineralizer-B19-S | Floor Covering / Flooring System | 25959432 | Install new acid/caustic resistant grout on the acid/caustic pump room floor (approx 400 sq ft | 2010-06-22 | A7059-2009
311.40 Str & Improvements-BBCM | Nat Gas Ops | 1 | 6133.13 | 2582.0605 | 2020-12-01 | BIG BEND COMMON | Maintenance Building-A18-S | Floor Covering / Flooring System | 103749 | FLOOR COVERING ; MAINTENANCE BUILDING ; BB POWERHOUSE GYM CARPET REPLACEMENT. 09/15/00 RJB | 2000-06-15 | A7095
311.40 Str & Improvements-BBCM | Coal Ops | 4 | 8599.96 | 5123.705 | 2020-12-01 | BIG BEND COMMON | Maintenance Building-A18-S | Floor Drain System | 121809 | FLOOR & EQUIPMENT DRAIN SYSTEM ; COAL FIELD MAINTENANCE BUILDING ; CATCH BASINS W/STEEL GRATES | 1980-06-15 | G9176
311.40 Str & Improvements-BBCM | Coal Ops | 1 | 4318.08 | 2057.5939 | 2020-12-01 | BIG BEND COMMON | Facilities Building-A11-S | Floor Drain System | 124392 | FLOOR & EQUIPMENT DRAIN SYSTEM ; BBC FGD CONTROL ROOM KITCHEN ; INSTALL DRAIN SYS FOR KITCHEN 03/29/96 TGC | 1995-09-15 | A7013-2008
311.40 Str & Improvements-BBCM | Nat Gas Ops | 0 | 32039 | 20844.7275 | 2020-12-01 | BIG BEND COMMON | Office Building-A19-S | Floor Drain System | 114667 | FLOOR & EQUIPMENT DRAIN SYSTEM ; OFFICE AND SHOPS ; FLOOR DRAINS W/ PIPING | 1970-06-15 | B02
311.40 Str & Improvements-BBCM | Nat Gas Ops | 0 | 24686 | 16060.8303 | 2020-12-01 | BIG BEND COMMON | Office Building-A19-S | Floor Drain System | 77666 | FLOOR & EQUIPMENT DRAIN SYSTEM ; OFFICE AND SHOPS ; ROOF DRAINS W/ PIPING | 1970-06-15 | B02
311.40 Str & Improvements-BBCM | Nat Gas Ops | 1 | 17801.37 | 11027.5475 | 2020-12-01 | BIG BEND COMMON | Office Building-A19-S | Floor Drain System | 78188 | FLOOR & EQUIPMENT DRAIN SYSTEM ; OFFICE AND SHOPS ; FLOOR DRAIN PIPING | 1976-06-15 | C54-2008
311.40 Str & Improvements-BBCM | Nat Gas Ops | 0 | 12783.74 | 7365.5842 | 2020-12-01 | BIG BEND COMMON | Fire / Water Building-A13-S | Floor Drain System | 114816 | FLOOR & EQUIPMENT DRAIN SYSTEM ; FIRE AND SERVICE WATER BUILDING ; APPROX 187' 6" PIPE FROM DIESEL RELIEF VALVE OF FIRE PUMP HOUSE TO WASTE NEUTRALIZATION TANK DRAIN LINE | 1983-06-15 | A7015-2007
311.40 Str & Improvements-BBCM | Nat Gas Ops | 1 | 12126.96 | 5898.9019 | 2020-12-01 | BIG BEND COMMON | Maintenance Building-A18-S | Floor Drain System | 97921 | FLOOR & EQUIPMENT DRAIN SYSTEM ; MAINTENANCE BUILDING ; BB GARAGE DRAINS & GRATE ADDITION INSTALL GRATES & DRAINS NEXT TO DOORS AT GARAGE BUILDING BY E.M. SCOTT 12/28/94 TGC | 1994-03-15 | A7023-2007
311.40 Str & Improvements-BBCM | Nat Gas Ops | 1 | 7845 | 4859.8007 | 2020-12-01 | BIG BEND COMMON | Office Building-A19-S | Floor Drain System | 78167 | FLOOR & EQUIPMENT DRAIN SYSTEM ; OFFICE AND SHOPS ; UNDERFLOOR DRAIN LINES-WASTE WATER | 1976-06-15 | C54-2008
311.40 Str & Improvements-BBCM | Nat Gas Ops | 0 | 3785 | 2462.5392 | 2020-12-01 | BIG BEND COMMON | Fire / Water Building-A13-S | Floor Drain System | 77634 | FLOOR & EQUIPMENT DRAIN SYSTEM ; FIRE AND SERVICE WATER BUILDING ; FLOOR DRAINS | 1970-06-15 | B02
311.40 Str & Improvements-BBCM | Nat Gas Ops | 1 | 141001.24 | 26041.4527 | 2020-12-01 | BIG BEND COMMON | Yard Area-A41-S | Foundation | 50096669 | ESS Gypsum loading slab extended an additional 10" to the North, 15' to the East and have a 6' tall bump wall | 2014-12-31 | A2488241
311.40 Str & Improvements-BBCM | Nat Gas Ops | 1 | 123503.12 | 19844.2195 | 2020-12-01 | BIG BEND COMMON | Electrical Building-A09-S | Foundation | 53380144 | BBC Recycle water electrical building foundation installed | 2015-02-01 | A2386783
311.40 Str & Improvements-BBCM | Nat Gas Ops | 3600 | 16951.63 | 6925.6837 | 2020-12-01 | BIG BEND COMMON | Yard Area-A41-S | Foundation | 128658 | PAVING ; YARD AREA ; BB GARAGE PAVING ADDITION. LABOR AND MATERIALS TO PAVE APPROX. 3,600 SQ FT IN GARAGE AREA NEXT TO WAREHOUSE 71. 05/26/04 RJB | 2001-06-15 | A7713-2008
311.40 Str & Improvements-BBCM | Nat Gas Ops | 1 | 8262.58 | 2060.9334 | 2020-12-01 | BIG BEND COMMON | Waste Water Treatment-A38-S | Foundation | 27320025 | BBC E Waste Storage area foundation | 2011-01-01 | A7610-2010
311.40 Str & Improvements-BBCM | Coal Ops | 1 | 341035.31 | 46133.2992 | 2020-12-01 | BIG BEND COMMON | Mobile Equipment-B46-S | Front End Loader or Wheel unloader | 117834426 | BBC 980 Loader (9134) refurbished | 2016-06-30 | A2594350
311.40 Str & Improvements-BBCM | Nat Gas Ops | 1 | 440129.63 | 47689.8147 | 2020-12-01 | BIG BEND COMMON | Guard House-A14-S | Gate | 207894523 | GATE 52 MODIFICATIONS. | 2017-04-15 | A2620504
311.40 Str & Improvements-BBCM | Nat Gas Ops | 1 | 142428.7 | 11362.5529 | 2020-12-01 | BIG BEND COMMON | Yard Area-A41-S | Gate | 289666854 | GATE 50 ENTRANCE UPGRADE WORK | 2018-05-15 | A2669146
311.40 Str & Improvements-BBCM | Nat Gas Ops | 1 | 125903.93 | 13642.1969 | 2020-12-01 | BIG BEND COMMON | Yard Area-A41-S | Gate | 259101523 | GATE AND CCTV FOR SOUTH 40 AT BB | 2017-12-07 | A2660579
311.40 Str & Improvements-BBCM | Nat Gas Ops | 1 | 73169.34 | 11756.6944 | 2020-12-01 | BIG BEND COMMON | Yard Area-A41-S | Gate | 82807975 | BBC gate 50 access systm, gates, and barrier arms replaced. | 2015-10-30 | A2547971
311.40 Str & Improvements-BBCM | Nat Gas Ops | 1 | 35876.75 | 15946.2316 | 2020-12-01 | BIG BEND COMMON | Yard Area-A41-S | Gate | 119106 | GATE ; YARD AREA ; INSTALL AUTOMATED GATE AT GATE 70. INCLUDE CAMERAS FENCING, ELECTRICAL, AND REMOTE CONTROLS. 01/27/99 RJB | 1998-02-15 | A7021-2008
311.40 Str & Improvements-BBCM | Nat Gas Ops | 1 | 24078 | 7344.5174 | 2020-12-01 | BIG BEND COMMON | Yard Area-A41-S | Gate | 25132440 | BBC Gate #27 turn-stiles upgraded. | 2008-12-30 | A7013-2008
311.40 Str & Improvements-BBCM | Nat Gas Ops | 1 | 14497.96 | 4899.3297 | 2020-12-01 | BIG BEND COMMON | Yard Area-A41-S | Gate | 113405 | GATE ; YARD AREA ; GATE 70 REPLACED AT BIG BEND LABOR AND MATERIALS 11/5/07 WHA | 2006-12-15 | A7096
311.40 Str & Improvements-BBCM | Nat Gas Ops | 1 | 11266 | 4877.7861 | 2020-12-01 | BIG BEND COMMON | Yard Area-A41-S | Gate | 89465 | FENCING ; YARD AREA ; AUTOMATIC GATE INSTALLATION FROM TECO STEVEDORING SEP-01 | 1999-03-15 | TSP
311.40 Str & Improvements-BBCM | Nat Gas Ops | 1 | 8085.04 | 3089.2168 | 2020-12-01 | BIG BEND COMMON | Yard Area-A41-S | Gate | 106378 | GATE ; YARD AREA ; BB GATE 32 REPLACE GATE INCLUDES LABOR AND MATERIALS. 04/20/04 RJB | 2003-05-15 | A7089
311.40 Str & Improvements-BBCM | Nat Gas Ops | 0 | 331 | 208.661 | 2020-12-01 | BIG BEND COMMON | Yard Area-A41-S | Gate | 24687376 | GATES ; YARD AREA ; GAS TURBINE SITE GATES ONE 6 FT. GATE | 1974-06-15 | E154
311.40 Str & Improvements-BBCM | Nat Gas Ops | 0 | 164 | 103.3849 | 2020-12-01 | BIG BEND COMMON | Yard Area-A41-S | Gate | 24687381 | GATES ; YARD AREA ; GAS TURBINE SITE GATES ONE WALK-IN 3 FT. GATE | 1974-06-15 | E154
311.40 Str & Improvements-BBCM | Nat Gas Ops | 1 | 56290.15 | 20715.0111 | 2020-12-01 | BIG BEND COMMON | Yard Area-A41-S | Grounding | 128689 | GROUNDING ; YARD AREA ; BIG BEND FENCE GROUNDING. LOCATED UNDER THE TRANSMISSION LINES AT BIG BEND STATION. LABOR AND MATERIALS. 07/25/06 RJB | 2004-12-15 | B2011
311.40 Str & Improvements-BBCM | Nat Gas Ops | 1 | 23529.62 | 4345.6745 | 2020-12-01 | BIG BEND COMMON | Protective Equipment-E10-S | Grounding | 45082656 | BB ESS Peco rail grounding system install | 2014-05-30 | A2485436
311.40 Str & Improvements-BBCM | Nat Gas Ops | 3000 | 132552.79 | 63162.2872 | 2020-12-01 | BIG BEND COMMON | Air Preheater-B02-S | Hanger Rods | 98626 | PIPING 6" & LARGER - 6" ; WATER SUPPLY / RECYCLE WATER SUPPLY ; BB WASTEWATER PIPING SYSTEM 3000 LF 6" POLYETHELENE PIPE SUPPLIED BY LANE PIPING, INC. 10/18/96 RJB | 1995-12-15 | L6376
311.40 Str & Improvements-BBCM | Coal Ops | 1 | 60320.77 | 17335.5807 | 2020-12-01 | BIG BEND COMMON | Tripper Room-A33-S | Header | 25630121 | TRIPPER ROOM DELUGE HEADER | 2009-08-01 | A7731-2008
311.40 Str & Improvements-BBCM | Nat Gas Ops | 1 | 373147.08 | 113821.1322 | 2020-12-01 | BIG BEND COMMON | Recycle Water-A25-S | Header | 25133132 | Recycle Water Header has north and south pipe running east to west replaced with new fiberglass piping for both the north and south headers to convey the recycle water | 2008-12-31 | B2043-2008
311.40 Str & Improvements-BBCM | Nat Gas Ops | 1 | 115654.8 | 5711.7106 | 2020-12-01 | BIG BEND COMMON | Recycle Water-A25-S | Header | 311435615 | SCREEN WASH SUPPLY HEADER | 2019-05-15 | A2700423
311.40 Str & Improvements-BBCM | Nat Gas Ops | 1 | 88210.74 | 22002.3846 | 2020-12-01 | BIG BEND COMMON | Hydrogen-D25-S | Header | 27771137 | Bulk Hydrogen header replaced with a small header near unit 4 and individual distribution feeds to each generator | 2011-01-15 | A7090-2010
311.40 Str & Improvements-BBCM | Nat Gas Ops | 1 | 56726.72 | 15252.5942 | 2020-12-01 | BIG BEND COMMON | Ponds & Storage Areas-A21-S | Header | 26925155 | BBC dewatering bins/tanks overflow header replaced | 2010-09-30 | A7036-2010
311.40 Str & Improvements-BBCM | Nat Gas Ops | 2 | 6442 | 3573.5665 | 2020-12-01 | BIG BEND COMMON | Maintenance Building-A18-S | Heat Pump | 116008 | HEAT PUMP ; BB4 BOILER MAINTENANCE SHOP ; (HPU-1) YORK MODEL BISP048A46 W/ COOLING CAPACITY OF 48,000 BTUH AND HEATING CAPACITY OF 49,000 BTUH. SINGLE CONDENSER W/ 2-1/4 HP FANS 460V, 3PH. INDOOR FAN HAS 1500 CFM CAPACITY, HEATER IS 15KW, 480V, 3PH UNITS | 1986-06-15 | G54/8
311.40 Str & Improvements-BBCM | Nat Gas Ops | 11 | 29756.14 | 8000.7857 | 2020-12-01 | BIG BEND COMMON | Fire Protection-A12-S | Hose Rack | 25887193 | Install 11 150# ABC Whelled extinguishers | 2010-06-22 | A7037-2009
311.40 Str & Improvements-BBCM | Coal Ops | 1 | 661188.14 | 212809.6643 | 2020-12-01 | BIG BEND COMMON | Control Building-A07-S | HVAC Ductwork | 25164970 | HVAC Ductwork in the Coal Blending Bins Control Tower and accessories including fabricated galvanized sheet steel, rectangular duct with reinforcing and hangers replaced | 2007-06-15 | B2030-2007
311.40 Str & Improvements-BBCM | Nat Gas Ops | 1 | 439421.37 | 184997.3152 | 2020-12-01 | BIG BEND COMMON | Office Building-A19-S | HVAC Ductwork | 125735 | HVAC DUCTWORK ; OFFICE AND SHOPS ; BB ADMINISTRATION SYSTEM HVAC AND DUCTWORK SYSTEM. 08/24/01 RJB | 2000-12-15 | B0278
311.40 Str & Improvements-BBCM | Nat Gas Ops | 1 | 22286.58 | 12527.1493 | 2020-12-01 | BIG BEND COMMON | Wash House-A37-S | HVAC Ductwork | 89813 | HVAC DUCTWORK INC. DMPR, GRLL, ETC. ; WAREHOUSE ; CONSTRUCTION WAREHOUSE - MODEL/CLAS SROOM HVAC DUCTWORK - MFG BY KRAUSS COMPANY . CONTAINS 2025 LBS.OF 22 GAUGE GALVANIZED STEEL RECTANGULAR DUCT AND 1250 SF OF 2" FIBER INSULA TION FOR A CENTRAL SUPP | 1985-02-15 | F05-2008
311.40 Str & Improvements-BBCM | Nat Gas Ops | 1 | 20567.32 | 1640.8018 | 2020-12-01 | BIG BEND COMMON | Maintenance Building-A18-S | HVAC Ductwork | 300624873 | HVAC REPLACED FLEET GARAGE BREAKROOM | 2018-08-16 | A2680906
311.40 Str & Improvements-BBCM | Nat Gas Ops | 1 | 16446.69 | 1312.0697 | 2020-12-01 | BIG BEND COMMON | Pump House-A24-S | HVAC Ductwork | 300624855 | REPL HVAC SYSTEM AT BB PUMP HOUSE | 2018-08-16 | A2680902
311.40 Str & Improvements-BBCM | Nat Gas Ops | 1 | 14179.81 | 7865.9569 | 2020-12-01 | BIG BEND COMMON | Lab Building-A17-S | HVAC Ductwork | 115971 | HVAC DUCTWORK INC. DMPR, GRLL, ETC. ; WATER & FUELS LAB ; #30.6" FLEX DUCT, 6" BUTTERFLY DAMPERS. DUCT HEATERS W/ 1" INSUL- ATION, 480 VOLT 3 PH, FUSED 3KW IN 8" X 8" DUCT 6KW IN 14" X 10" DUCT 4KW IN 14" X 8" DUCT | 1986-06-15 | A7097
311.40 Str & Improvements-BBCM | Nat Gas Ops | 2 | 11593.17 | 6061.3373 | 2020-12-01 | BIG BEND COMMON | Wash House-A37-S | HVAC Ductwork | 97652 | HVAC DUCTWORK INC. DMPR, GRLL, ETC. ; WAREHOUSE ; BBC WAREHOUSE & TOOLROOM A/C ADD DUCTWORK INC. DMPR, GRILL 07/27/94 RJB | 1990-09-15 | A7509-2008
311.40 Str & Improvements-BBCM | Nat Gas Ops | 1 | 8910.94 | 710.8892 | 2020-12-01 | BIG BEND COMMON | Facilities Building-A11-S | HVAC Ductwork | 300624864 | HVAC REPLACED IN HURRICANE ROOM | 2018-08-16 | A2680903
311.40 Str & Improvements-BBCM | Nat Gas Ops | 1 | 3328.98 | 1681.9844 | 2020-12-01 | BIG BEND COMMON | Maintenance Building-A18-S | HVAC Ductwork | 124254 | HVAC DUCTWORK INC. DMPR, GRLL, ETC. ; MAINTENANCE BUILDING ; BBC BLDG SVC OFF EXPANSION DUCT & PIPING SYSTEM FOR HEATING, VENTILLATION & A/C 03/21/94 TGC | 1992-05-15 | A7011-2008
311.40 Str & Improvements-BBCM | Nat Gas Ops | 1 | 2218.73 | 1100.5026 | 2020-12-01 | BIG BEND COMMON | Wash House-A37-S | HVAC Ductwork | 124266 | HVAC DUCTWORK INC. DMPR, GRLL, ETC. ; WAREHOUSE ; ADD LADIES RESTROOM FACILITY TO EXISTING MENS RESTROOM AT BB STOREROOM DUCT & PIPING SYS FOR HVAC(2000) 05/05/94 | 1993-03-15 | A7054
311.40 Str & Improvements-BBCM | Nat Gas Ops | 1 | 1404.58 | 768.4921 | 2020-12-01 | BIG BEND COMMON | Lab Building-A17-S | HVAC Ductwork | 88771 | HVAC DUCTWORK INC. DMPR, GRLL, ETC. ; WATER & FUELS LAB ; MISC CHARGES CARRIED-OVER FOR BB WATER & FUELS LAB AIR CONDITIONING. A7097. | 1987-01-15 | A7097
311.40 Str & Improvements-BBCM | Nat Gas Ops | 12 | 18526 | 12053.1047 | 2020-12-01 | BIG BEND COMMON | Fire Protection-A12-S | Hydrant | 77788 | HYDRANTS ; YARD FIRE PROTECTION SYSTEM ; FIRE HYDRANTS,KENNEDY K-12,6IN, 2 1/2 HOSE VALVE | 1970-06-15 | B021
311.40 Str & Improvements-BBCM | Nat Gas Ops | 14 | 13907.33 | 7817.2245 | 2020-12-01 | BIG BEND COMMON | Fire Protection-A12-S | Hydrant | 116157 | HYDRANTS ; YARD FIRE PROTECTION SYSTEM ; FIRE PROTECTION WATER - YARD - HYDR ANTS - 5-1/4" 150 LB. CAST IRON SHO E, STAND PIPE. NOZZLE SECTIONAND BO NNET, COMPLETE WITH ALLEN SUPER FIR EMAN, DOUBLE JACKET, 100% SYNTHETIC HOSE AND COUPLINGS (3 LENGTHS OF | 1985-02-15 | F05-2008
311.40 Str & Improvements-BBCM | Nat Gas Ops | 2 | 2100 | 1334.8516 | 2020-12-01 | BIG BEND COMMON | Fire Protection-A12-S | Hydrant | 77408 | HYDRANTS ; YARD FIRE PROTECTION SYSTEM ; FIRE HYDRANT, KENNEDY K-12 2-WAY | 1973-06-15 | B09/F
311.40 Str & Improvements-BBCM | Nat Gas Ops | 0 | 1731 | 1091.2151 | 2020-12-01 | BIG BEND COMMON | Fire Protection-A12-S | Hydrant | 24687396 | HYDRANTS ; FIRE PROTECTION SYSTEM ; FOAM FIRE PROTECTION SYSTEM HYDRANTS FIVE 2 1/2 IN. DIAM. FOAM HYDRANTS | 1974-06-15 | E15-2008
311.40 Str & Improvements-BBCM | Nat Gas Ops | 1 | 119583.38 | 40411.0926 | 2020-12-01 | BIG BEND COMMON | Screenwell-D22-S | Hydraulic Unit | 192347 | HYDRAULIC UNIT ; SCREENWELL ; BB FMS FINE MESH SCREENS SLIDE GATES HYDRAULIC POWER UNIT LABOR AND MATERIALS WHA 3/19/08 | 2006-12-15 | A7063-2006
311.40 Str & Improvements-BBCM | Nat Gas Ops | 4 | 120195.11 | 57273.7704 | 2020-12-01 | BIG BEND COMMON | Recycle Water-A25-S | Impeller | 117718 | RECYCLE WATER PUMP W/ DRIVE ; WATER SUPPLY / RECYCLE WATER SUPPLY ; BB WASTEWATER PIPING SYSTEM ADDITION. 6 3X4-8G MTX PUMPS WITH 60 HP RELIANCE MOTORS. 60HZ, 3PH, 240V. PROVIDED BY GOULDS PUMPS, INC. 10/18/96 RJB | 1995-12-15 | L6376
311.40 Str & Improvements-BBCM | Coal Ops | 1 | 189749.16 | 88464.9445 | 2020-12-01 | BIG BEND COMMON | Yard Area-A41-S | Initial Site Preparation | 124454 | INITIAL SITE PREPARATION ; YARD AREA ; THE EARTHWORK PROVIDED BY JOHNSON BROTHERS FOR THE COAL TRANSLOADING AREA. INCLUDES CLEARING, LEVELING, FILLING OF LOW AREAS, DRAINAGE SYSTEMS AND RELATED PROVIDED BY JOHNSON BROTHERS. 10/28/96 RJB | 1996-03-15 | L2580
311.40 Str & Improvements-BBCM | Coal Ops | 4612 | 150824 | 98126.8199 | 2020-12-01 | BIG BEND COMMON | Auxiliary Boiler-B04-S | Internals | 121759 | PIPING 6" & LARGER ; YARD FIRE PROTECTION SYSTEM ; 10IN PIPING W/ SUPPORTS | 1970-06-15 | B021
311.40 Str & Improvements-BBCM | Coal Ops | 1 | 30729.89 | 12554.8693 | 2020-12-01 | BIG BEND COMMON | Area Structures-A03-S | Kitchen Equipment | 106457 | KITCHEN EQUIPMENT ; AREA STRUCTURES ; BB RESIDUAL HANDLING SHOP KITCHEN ADDITION. 09/21/01 RJB | 2001-12-15 | A7714
311.40 Str & Improvements-BBCM | Nat Gas Ops | 1 | 45695.17 | 9478.1173 | 2020-12-01 | BIG BEND COMMON | Lab Building-A17-S | Lab Equipment | 38515290 | MPRT Megger relay test set installed to test electrical circuits, transmitters, relays, and meters | 2013-03-06 | A2388753
311.40 Str & Improvements-BBCM | Coal Ops | 1 | 148349.33 | 83386.2446 | 2020-12-01 | BIG BEND COMMON | Yard Area-A41-S | Landscaping | 123298 | LANDSCAPING - FGD ; YARD AREA ; FGD AREA LANDSCAPING INCLUDES 37364 SY OF LAND PLANTED WITH GRASS. ALL TREES ARE INCLUDED WITH MAINPLANT. | 1985-02-15 | F05-2008
311.40 Str & Improvements-BBCM | Coal Ops | 1 | 63491.8 | 25939.9317 | 2020-12-01 | BIG BEND COMMON | Yard Area-A41-S | Landscaping | 120094 | LANDSCAPING ; YARD AREA ; BB COAL FIELD PERIMETER LANDSCAPE ADDITION. INSTALL PLANTS, TREES, AND IRRIGATION. SLASH PINES, RED CEDAR, CREPE MYRTLE, BAMBOO FOR COAL FIELD PERIMETER. 05/27/04 RJB | 2001-12-15 | A7732-2009
311.40 Str & Improvements-BBCM | Nat Gas Ops | 1 | 335582.44 | 188628.8223 | 2020-12-01 | BIG BEND COMMON | Yard Area-A41-S | Landscaping | 89738 | LANDSCAPING ; YARD AREA ; MAIN PLANT LANDSCAPING INCLUDES 483 12 SY OF LAND THAT WAS PLANTED WITH GRASS OR COVERED WITH STONE;INSIDE COORDINATES E4872 WESTWARD NORTH O F N3100, AND E4872 EASTWARD NORTH O F N3400. ALSO INCLUDES THE PINES, P ALMS AND WAXED | 1985-02-15 | F05-2008
311.40 Str & Improvements-BBCM | Nat Gas Ops | 0 | 191130 | 124350.0973 | 2020-12-01 | BIG BEND COMMON | Yard Area-A41-S | Landscaping | 77204 | LANDSCAPING ; YARD AREA ; GRADING | 1970-06-15 | B021
311.40 Str & Improvements-BBCM | Nat Gas Ops | 1 | 121740.17 | 51252.866 | 2020-12-01 | BIG BEND COMMON | Yard Area-A41-S | Landscaping | 125775 | LANDSCAPING ; YARD AREA ; BB OLD SPRAYFIELD REVEGETATE DENUDED SPRAYFIELD AREAS WITH SALT RESITANT PLANTS. PHYTOREMEDIATION. 11/29/01 RJB | 2000-06-15 | A7047-2007
311.40 Str & Improvements-BBCM | Nat Gas Ops | 0 | 63147 | 39807.6023 | 2020-12-01 | BIG BEND COMMON | Yard Area-A41-S | Landscaping | 24687404 | LANDSCAPING ; YARD AREA ; LANDSCAPING THE GENERAL AREAS OF THE FUEL OIL STORAGE TANK AND THE GAS TURBINE GENERATOR WAS CLEARED, GRADED AND LANDSCAPING | 1974-06-15 | E154
311.40 Str & Improvements-BBCM | Nat Gas Ops | 1 | 39370.48 | 16575.0544 | 2020-12-01 | BIG BEND COMMON | Yard Area-A41-S | Landscaping | 104533 | LANDSCAPING ; YARD AREA ; DISPOSAL AREA 2 REMEDIATION INCLUDES THE REMOVAL OF DEAD VEGETATION,REMOVAL OF TOP THREE INCHES OF SOIL, TILLING AND AMENDMENT OF SOIL, AND PLANTING ONE SEED CROP AFTER THE COMPLETION OF THE PHYTOREMEDIATION PILOT. 01/30/01 | 2000-06-15 | B2276
311.40 Str & Improvements-BBCM | Nat Gas Ops | 1 | 31375 | 5041.2685 | 2020-12-01 | BIG BEND COMMON | Yard Area-A41-S | Landscaping | 89239410 | ESS east 40 substation berm landscaping with red cedar trees and wax myrtle trees. | 2015-11-25 | A2562214
311.40 Str & Improvements-BBCM | Nat Gas Ops | 1 | 27749.67 | 15597.9186 | 2020-12-01 | BIG BEND COMMON | Yard Area-A41-S | Landscaping | 122981 | LANDSCAPING ; YARD AREA ; 813 AUSTRALIAN PINE TREES AND 100 WAX MYRTLES. LOCATED ON THE SOUTH SIDE AND PARTIAL EAST AND WEST SIDE OF BIG BEND POWER PLANT. | 1985-06-15 | A7096
311.40 Str & Improvements-BBCM | Nat Gas Ops | 1 | 26550.66 | 4266.1038 | 2020-12-01 | BIG BEND COMMON | Yard Area-A41-S | Landscaping | 60650026 | BBC native tree and irrigation installed to increase screening of plant with wax myrtles | 2015-08-21 | A2553427
311.40 Str & Improvements-BBCM | Nat Gas Ops | 1 | 8042.56 | 3832.3334 | 2020-12-01 | BIG BEND COMMON | Yard Area-A41-S | Landscaping | 98450 | LANDSCAPING ; YARD AREA ; BB GARAGE CANOPY & LIFT SITE IMPROVEMENTS-SITE PREP, LANDSCAPING, SPRINKLES, ETC. 01/31/96 TGC | 1995-02-15 | A7051
311.40 Str & Improvements-BBCM | Nat Gas Ops | 1 | 2397 | 1457.2724 | 2020-12-01 | BIG BEND COMMON | Yard Area-A41-S | Landscaping | 76684 | LANDSCAPING ; YARD AREA ; LANDSCAPING WORK | 1978-06-15 | H8980
311.40 Str & Improvements-BBCM | Nat Gas Ops | 1250 | 2297.8 | 1354.3979 | 2020-12-01 | BIG BEND COMMON | Yard Area-A41-S | Landscaping | 79486 | LANDSCAPING ; YARD AREA ; ADDITIONAL PINES AND SEEDLINGS | 1981-06-15 | A7016-2008
311.40 Str & Improvements-BBCM | Nat Gas Ops | 0 | 859.31 | 476.6845 | 2020-12-01 | BIG BEND COMMON | Yard Area-A41-S | Landscaping | 88772 | LANDSCAPING ; YARD AREA ; MISC LABOR (POWER PIPING) WHICH CARRIED-OVER FROM 1986 | 1986-06-15 | A7096
311.40 Str & Improvements-BBCM | Nat Gas Ops | 400 | 704 | 419.4308 | 2020-12-01 | BIG BEND COMMON | Yard Area-A41-S | Landscaping | 79485 | LANDSCAPING ; YARD AREA ; AUSTRALIAN PINES AND SEEDLINGS TREES | 1980-06-15 | A7016-2008
311.40 Str & Improvements-BBCM | Coal Ops | 1 | 87471.23 | 21817.9288 | 2020-12-01 | BIG BEND COMMON | Coal Handling Structure-A42-S | Level Indicator | 27771150 | Coal Blending radar level instrument installed. | 2011-03-30 | A2902-2010
311.40 Str & Improvements-BBCM | Coal Ops | 1 | 24056.92 | 4443.0612 | 2020-12-01 | BIG BEND COMMON | Waste Water Treatment-A38-S | Level Indicator | 50387956 | FGD breakpoint chlorination Ohmart Vega level sensor installed | 2014-11-05 | A2415865
311.40 Str & Improvements-BBCM | Coal Ops | 3 | 14394.07 | 2658.434 | 2020-12-01 | BIG BEND COMMON | Chemical Treatment / Cleaning-B14-S | Level Indicator | 49782130 | BB FGD defoamer chemical tank level transmitters installed | 2014-12-15 | A2468133
311.40 Str & Improvements-BBCM | Nat Gas Ops | 1 | 16074.06 | 1282.3424 | 2020-12-01 | BIG BEND COMMON | Control / Monitoring Devices-E06-S | Level Indicator | 289666952 | BBC COUNTY WATER TANKS LEVEL TRANSMITTER | 2018-11-20 | A2683643
311.40 Str & Improvements-BBCM | Nat Gas Ops | 1 | 6343.63 | 1452.5056 | 2020-12-01 | BIG BEND COMMON | Waste Water Treatment-A38-S | Level Indicator | 36409855 | BBC WWTP hydrated lime silo level indicator replaced with a teflon encapsulated horn. | 2012-12-18 | A7075-2012
311.40 Str & Improvements-BBCM | Nat Gas Ops | 1 | 44352.47 | 11062.8264 | 2020-12-01 | BIG BEND COMMON | Boiler Building-A04-S | Lift Station | 28366614 | Construction elevator dock lift replaced wih a hydraulic lift | 2011-09-01 | A7055-2011
311.40 Str & Improvements-BBCM | Nat Gas Ops | 1 | 35060.2 | 4742.7426 | 2020-12-01 | BIG BEND COMMON | Docks-A08-S | Lift Station | 117834377 | Boat lift for Big Bend Vessel, a 14,000 lb capacity goldern boat lift with remote, auto stop, aluminum bunks along with a 4' wide by 32' long marginal dock | 2016-10-04 | A2585849
311.40 Str & Improvements-BBCM | Coal Ops | 1 | 114636.5 | 18419.5498 | 2020-12-01 | BIG BEND COMMON | Lab Building-A17-S | Lighting System | 89679565 | BB FGD water and fuel lab lighting and work space area upgraded. | 2015-11-30 | A2539746
311.40 Str & Improvements-BBCM | Coal Ops | 1 | 113377.94 | 36491.7637 | 2020-12-01 | BIG BEND COMMON | Control Building-A07-S | Lighting System | 25164973 | Lighting System in the Caol Blending Bins Control Tower replaced to include 24 GE Pendant fixtures, 5 GE Cat HPS wall mount and wiring (fire damage) | 2007-06-15 | B2030-2007
311.40 Str & Improvements-BBCM | Coal Ops | 1 | 71508.65 | 9673.2797 | 2020-12-01 | BIG BEND COMMON | Tripper Room-A33-S | Lighting System | 89870560 | BBC Tripper room lighting system upgraded with LED lighting (approx 91 lighting fixtures) | 2016-02-24 | A2578650
311.40 Str & Improvements-BBCM | Coal Ops | 1 | 54023.88 | 7308.0404 | 2020-12-01 | BIG BEND COMMON | Tripper Room-A33-S | Lighting System | 116273436 | BB Blending bin tripper room LED lighting upgraded (apprx. 44 light fixtures) | 2016-02-29 | A2580683
311.40 Str & Improvements-BBCM | Coal Ops | 1 | 41765.73 | 23774.5917 | 2020-12-01 | BIG BEND COMMON | Control Building-A07-S | Lighting System | 116144 | LIGHTING SYSTEM N/I PNL OR XFMR ; COAL BLENDING BINS CONTROL TOWER ; COAL BLENDING CONTROL TOWER-LIGHTIN G AND DOMESTIC POWER WIRING--LIGHTI NG CONSISTS OF: (24) G.E. CAT.H5 315L5S,150W HPS PENDANT FIXTURE, (5 ) G.E. CAT. H5315L3W,150W HPS WALL MOUNT, | 1984-08-15 | K3400
311.40 Str & Improvements-BBCM | Coal Ops | 1 | 32901.83 | 3565.0455 | 2020-12-01 | BIG BEND COMMON | Conveyor - Coal Handling-B16-S | Lighting System | 123248782 | LED Lighting upgrade located on T1 and T2 structure | 2017-02-20 | A2620801
311.40 Str & Improvements-BBCM | Coal Ops | 1 | 24963.72 | 14383.3011 | 2020-12-01 | BIG BEND COMMON | Yard Area-A41-S | Lighting System | 79508 | LIGHTING SYSTEM ; SERVICE YARD LIGHTING ; BB COALFIELD LIGHTING UPGRADE APPROX 161 LIGHT FIXTURES - HPS UNITS | 1983-06-15 | A7075-2008
311.40 Str & Improvements-BBCM | Coal Ops | 1 | 20513.74 | 9563.9257 | 2020-12-01 | BIG BEND COMMON | Yard Area-A41-S | Lighting System | 98705 | LIGHTING SYSTEM ; CONVEYOR/COAL HANDLING ; THE COAL TRANSLOADER LIGHTING SYSTEM INCLUDES APP 25 150 WATT LAMPS THAT ARE SUPPORTED BY CONDUIT POLES. THEY ARE LOCATED ON THE CONVEYOR, LOADOUT STRUCTURE, AND CONTROL BUILDING. MANUFACTURED BY GENERAL ELECT | 1996-03-15 | L2580
311.40 Str & Improvements-BBCM | Coal Ops | 1 | 17092.24 | 844.1148 | 2020-12-01 | BIG BEND COMMON | Tripper Room-A33-S | Lighting System | 300602162 | BB1 TRIPPER ROOM OVERHEAD LIGHTING | 2019-01-28 | A2689592
311.40 Str & Improvements-BBCM | Coal Ops | 1 | 8475 | 1565.2438 | 2020-12-01 | BIG BEND COMMON | Maintenance Building-A18-S | Lighting System | 48155823 | BB FGD shop lighting replaced with LED lamps | 2014-07-30 | A2475438
311.40 Str & Improvements-BBCM | Coal Ops | 0 | 5027 | 3270.5904 | 2020-12-01 | BIG BEND COMMON | Change House / Locker Room-A05-S | Lighting System | 78086 | LIGHTING SYSTEM N/I PNL OR XFMR ; COAL CREW CHANGE HOUSE ; 42 LIGHT FIXTURES W/WIRE,CONDUIT, PANELS,ETC | 1970-06-15 | B02
311.40 Str & Improvements-BBCM | Coal Ops | 1 | 4705.78 | 2645.09 | 2020-12-01 | BIG BEND COMMON | Change House / Locker Room-A05-S | Lighting System | 87614 | LIGHTING SYSTEM N/I PNL OR XFMR ; COAL CREW CHANGE HOUSE ; BB COALFIELD CREW CHANGE HOUSE UPGRADE LIGHTING AND DOMESTIC POWER WIRING, CONDUIT,FIXTURES & EQUIP. | 1985-06-15 | A7017-2007
311.40 Str & Improvements-BBCM | Coal Ops | 1 | 1051.75 | 598.6948 | 2020-12-01 | BIG BEND COMMON | Yard Area-A41-S | Lighting System | 122960 | LIGHTING SYSTEM ; SERVICE YARD LIGHTING ; COAL FIELD LIGHTING UPGRADE (TO WORKED LATER IN '85) | 1984-06-15 | A7075-2008
311.40 Str & Improvements-BBCM | Coal Ops | 0 | 638 | 384.0471 | 2020-12-01 | BIG BEND COMMON | Change House / Locker Room-A05-S | Lighting System | 78134 | LIGHTING SYSTEM N/I PNL OR XFMR ; BARGE CREW CHANGE HOUSE ; LIGHTING FOR THE CONDENSATE POLISHING AREA,INCLUDING FIXTURES, CONDUIT,WIRE AND SUPPORTS | 1979-06-15 | 03-11
311.40 Str & Improvements-BBCM | Coal Ops | 1 | 436.83 | 208.1524 | 2020-12-01 | BIG BEND COMMON | Yard Area-A41-S | Lighting System | 113919 | LIGHTING SYSTEM N/I PNL OR XFMR ; SCRUBBER AREA ; BBC FGD CONTROL ROOM INSTALL SMALL KITCHEN W/APPLIANCES & LIGHTING SYSTEM 03/29/96 TGC | 1995-09-15 | A7013-2008
311.40 Str & Improvements-BBCM | Nat Gas Ops | 1 | 142380.66 | 11358.7204 | 2020-12-01 | BIG BEND COMMON | Turbine Building-A34-S | Lighting System | 302249761 | TURBINE DECK LIGHTING SYSTEM BIG BEND | 2018-12-19 | A2683502
311.40 Str & Improvements-BBCM | Nat Gas Ops | 1 | 136179.02 | 21880.9562 | 2020-12-01 | BIG BEND COMMON | Stack-B56-S | Lighting System | 53653411 | Existing aviation obstruction lighting aviation obstruction lighting system consisting of 8 medium intensity white flashing LED beacons | 2015-05-15 | A2537500
311.40 Str & Improvements-BBCM | Nat Gas Ops | 418 | 121095.02 | 75015.6354 | 2020-12-01 | BIG BEND COMMON | Office Building-A19-S | Lighting System | 78163 | LIGHTING SYSTEM N/I PNL OR XFMR ; OFFICE AND SHOPS ; LIGHT FIXTURES WITH LAMPS,CONDUIT, WIRE,SWITCHES,AND OUTLETS | 1976-06-15 | C54-2008
311.40 Str & Improvements-BBCM | Nat Gas Ops | 1 | 93172.11 | 29988.3259 | 2020-12-01 | BIG BEND COMMON | Stack-B56-S | Lighting System | 24012696 | LIGHTING ; STACK ; BB COMMON STACK 2 AND 3 LIGHTING REPL. INCLUDES LABOR AND MATERIALS. 07/29/08 RJB | 2007-07-15 | B2015-2007
311.40 Str & Improvements-BBCM | Nat Gas Ops | 335 | 69387 | 45143.516 | 2020-12-01 | BIG BEND COMMON | Office Building-A19-S | Lighting System | 77660 | LIGHTING SYSTEM N/I PNL OR XFMR ; OFFICE AND SHOPS ; FIXTURES, FLOURESCENT, W/ WIRING | 1970-06-15 | B02
311.40 Str & Improvements-BBCM | Nat Gas Ops | 1 | 55511.23 | 31202.5204 | 2020-12-01 | BIG BEND COMMON | Wash House-A37-S | Lighting System | 116220 | LIGHTING SYSTEM N/I PNL OR XFMR ; WAREHOUSE ; CONSTRUCTION WAREHOUSE-LIGHTING AND POWER. THE OPEN WAREHOUSE AREA HAS (64) 2-LAMP 8' INDUSTRIAL TYPE F LOURESCENT FIXTURES WITH REFLECTORS . THE OFFICE AND ENCLOSED AREAS HAV E (53) 4-LAMP 2X4, & (12) 2- | 1985-02-15 | F05-2008
311.40 Str & Improvements-BBCM | Nat Gas Ops | 1 | 45276.14 | 9391.2019 | 2020-12-01 | BIG BEND COMMON | Maintenance Building-A18-S | Lighting System | 38293118 | Install overhead lighting inside garage | 2013-02-25 | A2936-2012
311.40 Str & Improvements-BBCM | Nat Gas Ops | 1 | 44484.46 | 3548.8425 | 2020-12-01 | BIG BEND COMMON | Area Structures-A03-S | Lighting System | 303693935 | OIL SHED LIGHTING SYSTEM. BB COMMON | 2018-09-24 | A2694635
311.40 Str & Improvements-BBCM | Nat Gas Ops | 1 | 41241.89 | 5578.9662 | 2020-12-01 | BIG BEND COMMON | Warehouse-A36-S | Lighting System | 93527285 | ESS Warehouse 27 lighting system upgraded with LED system (approx. 20 Light fixtures repalced) | 2016-02-10 | A2579055
311.40 Str & Improvements-BBCM | Nat Gas Ops | 133 | 37349 | 24299.439 | 2020-12-01 | BIG BEND COMMON | Yard Area-A41-S | Lighting System | 77235 | LIGHTING SYSTEM ; SERVICE YARD LIGHTING ; LIGHT FIXTURES,CROUSE-HINDS,MERCURY VAPOR W/ WIRE | 1970-06-15 | B026
311.40 Str & Improvements-BBCM | Nat Gas Ops | 1 | 35665.76 | 15852.4524 | 2020-12-01 | BIG BEND COMMON | Storage Building-A30-S | Lighting System | 102915 | LIGHTING SYSTEM ; STORAGE AREA/BUILDING ; INSTALL METAL HALIIDE LIGHTING IN BIG BEND STORES AREA. 03/02/99 RJB | 1998-04-15 | A7036-2007
311.40 Str & Improvements-BBCM | Nat Gas Ops | 1 | 30584.1 | 17827.3844 | 2020-12-01 | BIG BEND COMMON | Service Water-A28-S | Lighting System | 89129 | LIGHTING SYSTEM N/I PNL OR XFMR ; MCS SERVICE BUILDING ; 127 EA 2'X4' DROP-IN CEILING FLUORESCENT FIXTURES. 4EA EXIT LIGHTS. 2EA EMERGENCY LIGHTS W/ BATTERY PACK, 3EA EXTERIOR, WALL MOUNTED ENTRANCE LIGHT FIXTURES. 1 LOT WIRE 12/0, 10/0, 6/0. | 1982-06-15 | L48
311.40 Str & Improvements-BBCM | Nat Gas Ops | 1 | 24736.11 | 5130.7775 | 2020-12-01 | BIG BEND COMMON | Storage Building-A30-S | Lighting System | 41803465 | BBC Equipment service shed (CAT shack) lighting replaced. | 2013-07-18 | A2412733
311.40 Str & Improvements-BBCM | Nat Gas Ops | 1 | 23995.37 | 13986.8325 | 2020-12-01 | BIG BEND COMMON | Service Water-A28-S | Lighting System | 116060 | LIGHTING SYSTEM N/I PNL OR XFMR ; MCS SERVICE BUILDING ; 93 EA 2'X4' DROP IN CEILING FLUORESCENT FIXTURES, 1EA 2'X2' DROP IN CEILING FLUORESCENT FIXTURE 3EA EXIT LIGHTS, 2EA EMERGENCY LIGHTS, 3EA OUTSIDE-MOUNTED ENTRANC LIGHT FIXTURES, 1EA SHOWER RECESSE | 1982-06-15 | L48
311.40 Str & Improvements-BBCM | Nat Gas Ops | 1 | 22512.36 | 1795.9715 | 2020-12-01 | BIG BEND COMMON | Demineralizer-B19-S | Lighting System | 208928094 | DEMINERALIZER ROOM LIGHTING SYSTEM REPLACEMENT | 2018-02-20 | A2660240
311.40 Str & Improvements-BBCM | Nat Gas Ops | 1 | 20448.49 | 4682.1057 | 2020-12-01 | BIG BEND COMMON | Maintenance Building-A18-S | Lighting System | 42538210 | BBC fuel burning shop lighting replaced to include new metal halide lights, fixtures and ballasts | 2012-04-27 | A7052-2012
311.40 Str & Improvements-BBCM | Nat Gas Ops | 19 | 19957.04 | 3685.8563 | 2020-12-01 | BIG BEND COMMON | Maintenance Building-A18-S | Lighting System | 48149475 | BB4 Bowl mills pyrite hopper lighing replaced with Petrolux LED | 2014-11-03 | A2494284
311.40 Str & Improvements-BBCM | Nat Gas Ops | 48 | 17446.8 | 10807.8993 | 2020-12-01 | BIG BEND COMMON | Maintenance Building-A18-S | Lighting System | 78108 | LIGHTING SYSTEM N/I PNL OR XFMR ; MAINTENANCE BUILDING ; LIGHT FIXTURES WITH LAMPS,CONDUIT, AND WIRE | 1976-06-15 | C54-2008
311.40 Str & Improvements-BBCM | Nat Gas Ops | 73 | 15083 | 9813.0723 | 2020-12-01 | BIG BEND COMMON | Office Building-A19-S | Lighting System | 121648 | LIGHTING SYSTEM N/I PNL OR XFMR ; OFFICE AND SHOPS ; FIXTURES,INCANDESCENT, W/ WIRING | 1970-06-15 | B02
311.40 Str & Improvements-BBCM | Nat Gas Ops | 1 | 14212.51 | 1539.9826 | 2020-12-01 | BIG BEND COMMON | Fire / Water Building-A13-S | Lighting System | 267551048 | BB COMMON FIRE HOUSE LIGHTING REPL | 2017-12-14 | A2653382
311.40 Str & Improvements-BBCM | Nat Gas Ops | 11105 | 14208 | 9243.7931 | 2020-12-01 | BIG BEND COMMON | Yard Area-A41-S | Lighting System | 77241 | LIGHTING SYSTEM ; SERVICE YARD LIGHTING ; CONDUIT 2 IN. | 1970-06-15 | B021
311.40 Str & Improvements-BBCM | Nat Gas Ops | 1 | 14193.14 | 3249.8136 | 2020-12-01 | BIG BEND COMMON | Administration Building-A01-S | Lighting System | 40098492 | ADMIN lighting system | 2012-12-18 | A2395102
311.40 Str & Improvements-BBCM | Nat Gas Ops | 1 | 14042.56 | 6691.3734 | 2020-12-01 | BIG BEND COMMON | Office Building-A19-S | Lighting System | 98453 | LIGHTING SYSTEM N/I PNL OR XFMR ; MCS SERVICE BUILDING ; BB GARAGE & CANOPY LIFT LIGHT SYSTEM 01/31/95 | 1995-02-15 | A7051
311.40 Str & Improvements-BBCM | Nat Gas Ops | 1 | 13798.61 | 3159.4778 | 2020-12-01 | BIG BEND COMMON | Fabrication Building-A10-S | Lighting System | 35306652 | BBC fab shop lighting replaced with new metal halide lights, fixtures and ballasts | 2012-06-30 | A7045-2012
311.40 Str & Improvements-BBCM | Nat Gas Ops | 1 | 13380.53 | 3337.5025 | 2020-12-01 | BIG BEND COMMON | Turbine Building-A34-S | Lighting System | 27235392 | Install tubine shop lighting to inlcude metal halide lights, fixtures and ballasts | 2011-03-21 | A7027-2011
311.40 Str & Improvements-BBCM | Nat Gas Ops | 1 | 12672.65 | 2340.5058 | 2020-12-01 | BIG BEND COMMON | Yard Area-A41-S | Lighting System | 48149372 | Please Install a total of 8 LED lighting fixtures This new lighting will illuminate the lights for north-south road-way and parking area to east of road-way. | 2014-11-17 | A2465395
311.40 Str & Improvements-BBCM | Nat Gas Ops | 0 | 11879 | 7488.4715 | 2020-12-01 | BIG BEND COMMON | Yard Area-A41-S | Lighting System | 24687424 | LIGHTING SYSTEM ; YARD AREA ; YARD LIGHTING 18 - 20000L HORIZONTAL LUMINAIRES | 1974-06-15 | E154
311.40 Str & Improvements-BBCM | Nat Gas Ops | 1 | 10432.3 | 6215.3809 | 2020-12-01 | BIG BEND COMMON | Yard Area-A41-S | Lighting System | 79509 | LIGHTING SYSTEM ; SERVICE YARD LIGHTING ; YARD LIGHTING SYSTEM WITH 16 LUMINAIRES, WIRING | 1980-06-15 | A71-2008
311.40 Str & Improvements-BBCM | Nat Gas Ops | 1 | 10303.8 | 822.0076 | 2020-12-01 | BIG BEND COMMON | Maintenance Building-A18-S | Lighting System | 205231730 | TSS ELECTRIC SHOP LIGHTING SYSTEM | 2018-03-07 | A2662928
311.40 Str & Improvements-BBCM | Nat Gas Ops | 1 | 10094.79 | 1622.0095 | 2020-12-01 | BIG BEND COMMON | Yard Area-A41-S | Lighting System | 50096712 | BBC 3E substation lighting system replaced with 12 8' flurescent lighting fixtures. | 2015-01-20 | A2516868
311.40 Str & Improvements-BBCM | Nat Gas Ops | 1 | 9777.78 | 5424.0216 | 2020-12-01 | BIG BEND COMMON | Maintenance Building-A18-S | Lighting System | 88915 | LIGHTING SYSTEM N/I PNL OR XFMR ; BB4 BOILER MAINTENANCE SHOP ; CONSISTING OF 70 EA LIGHTING FIXTURES OF VARIOUS TYPES AND 94EA RECEPTACLES INCL. 9 GFI RECEPTACLES. INCLUDES ALL MISCELLANEOUS REQUIREMENTS. FOR A COMPLETE INSTALLATION. | 1986-06-15 | G54/8
311.40 Str & Improvements-BBCM | Nat Gas Ops | 1 | 9033.35 | 1873.7024 | 2020-12-01 | BIG BEND COMMON | Administration Building-A01-S | Lighting System | 40664468 | BBC Lighting Fixtures 2nd floor admin building replaced. | 2013-02-28 | A2405972
311.40 Str & Improvements-BBCM | Nat Gas Ops | 1 | 8898.17 | 2219.4685 | 2020-12-01 | BIG BEND COMMON | Maintenance Building-A18-S | Lighting System | 27771401 | Boiler shop lighting replaced with metal halide lights, fixtures, and ballasts | 2011-06-01 | A7046-2011
311.40 Str & Improvements-BBCM | Nat Gas Ops | 1 | 8283.09 | 1718.0831 | 2020-12-01 | BIG BEND COMMON | Electrical Building-A09-S | Lighting System | 40129231 | BBC SO3 Buildings lighting replaced | 2013-04-28 | A2414415
311.40 Str & Improvements-BBCM | Nat Gas Ops | 1 | 6259.2 | 3877.4333 | 2020-12-01 | BIG BEND COMMON | Yard Area-A41-S | Lighting System | 79510 | LIGHTING SYSTEM ; SERVICE YARD LIGHTING ; LIGHTING SYSTEM, WASTE TREATMENT AREA | 1976-06-15 | D751
311.40 Str & Improvements-BBCM | Nat Gas Ops | 1 | 5876 | 3640.0496 | 2020-12-01 | BIG BEND COMMON | Yard Area-A41-S | Lighting System | 78388 | LIGHTING SYSTEM ; SERVICE YARD LIGHTING ; 9 MERCURY VAPOR LIGHT UNITS W/ TRANSFORMER,PANEL. | 1976-06-15 | C&G54
311.40 Str & Improvements-BBCM | Nat Gas Ops | 1 | 5535.01 | 2893.9076 | 2020-12-01 | BIG BEND COMMON | Yard Area-A41-S | Lighting System | 96156 | LIGHTING SYSTEM ; SERVICE YARD LIGHTING ; LIGHTING SYSTEM INSTALL FIVE (5) 400W METAL HALIDE FIXTURES, WITH DISCONNECT AND TIME CLOCK, AT BB GARAGE AREA A & A ELECTRIC SERVICES, INC. | 1990-06-15 | A7595
311.40 Str & Improvements-BBCM | Nat Gas Ops | 1 | 5087.9 | 939.6819 | 2020-12-01 | BIG BEND COMMON | Boiler Building-A04-S | Lighting System | 48149554 | BBC lighting cricuit breaker panel 4LAB-PNL012 on the 11th floor NE side of #4 boiler replaced | 2014-11-03 | A2509000
311.40 Str & Improvements-BBCM | Nat Gas Ops | 4 | 4618.48 | 2290.7921 | 2020-12-01 | BIG BEND COMMON | Office Building-A19-S | Lighting System | 97696 | LIGHTING SYSTEM N/I PNL OR XFMR ; MCS SERVICE BUILDING ; HUBBELL HLEZ15S8P2-G 150 WATT HIGH PR. SODIUM EXPLOSION PROOF FIXTURE | 1993-08-15 | A7065
311.40 Str & Improvements-BBCM | Nat Gas Ops | 1 | 4093.06 | 1990.982 | 2020-12-01 | BIG BEND COMMON | Wash House-A37-S | Lighting System | 98297 | LIGHTING SYSTEM N/I PNL OR XFMR ; WAREHOUSE ; FB POWERHOUSE GYM EXPANSION INSTALL LIGHTING SYSTEM 10/24/95 TGC | 1994-12-15 | A7513-2008
311.40 Str & Improvements-BBCM | Nat Gas Ops | 1 | 3983.8 | 1346.2549 | 2020-12-01 | BIG BEND COMMON | Water Treating Building-A39-S | Lighting System | 127139 | LIGHTING ; WASTE WATER HANDLING BUILDING ; BBC WASTE HANDLING BUILDING LIGHTING UPGRADE. LABOR AND MATERIALS. 05/10/07 RJB | 2006-11-15 | A7051
311.40 Str & Improvements-BBCM | Nat Gas Ops | 5 | 3665.8 | 2136.7843 | 2020-12-01 | BIG BEND COMMON | Service Water-A28-S | Lighting System | 89142 | LIGHTING SYSTEM N/I PNL OR XFMR ; MCS SERVICE BUILDING ; DISTRIBUTION PANELS, 2EA 400 AMP, SQUARE D MAIN DISCONNECT PANELS, MODEL #H325N, 2EA 400 AMP, SQUARE D DISTRIBUTION PANELS, MODEL #NQ0-424 -4. 1EA 400 AMP SQUARE D DISTRI- -BUTION PANEL, MODEL #C19 | 1982-06-15 | L48
311.40 Str & Improvements-BBCM | Nat Gas Ops | 43 | 3455 | 2247.8396 | 2020-12-01 | BIG BEND COMMON | Yard Area-A41-S | Lighting System | 77238 | LIGHTING SYSTEM ; SERVICE YARD LIGHTING ; LUMINARIES-20,000 L LIGHTS | 1970-06-15 | B021
311.40 Str & Improvements-BBCM | Nat Gas Ops | 0 | 2496 | 1623.9096 | 2020-12-01 | BIG BEND COMMON | Yard Area-A41-S | Lighting System | 77751 | LIGHTING SYSTEM ; SERVICE YARD LIGHTING ; 6-TRANSFORMERS, 15 KVA 480/120 | 1970-06-15 | 12.55
311.40 Str & Improvements-BBCM | Nat Gas Ops | 0 | 2086.66 | 1256.0749 | 2020-12-01 | BIG BEND COMMON | Office Building-A19-S | Lighting System | 77662 | LIGHTING SYSTEM N/I PNL OR XFMR ; OFFICE AND SHOPS ; ADDITIONAL LIGHTING(LADIES REST RM) | 1979-06-15 | A7105-2008
311.40 Str & Improvements-BBCM | Nat Gas Ops | 22 | 2018.56 | 1283.0847 | 2020-12-01 | BIG BEND COMMON | Yard Area-A41-S | Lighting System | 77406 | LIGHTING SYSTEM ; SERVICE YARD LIGHTING ; YARD LIGHTING CONSISTING OF; LUMINAIRES 7000 L TO 55000 L | 1973-06-15 | B09/F
311.40 Str & Improvements-BBCM | Nat Gas Ops | 1 | 1640.41 | 813.6526 | 2020-12-01 | BIG BEND COMMON | Wash House-A37-S | Lighting System | 97640 | LIGHTING SYSTEM N/I PNL OR XFMR ; WAREHOUSE ; ADD LADIES RESTROOM FACILITY TO EXISTING MEN'S RESTROOM AT BB STOREROOM ELECTRICAL(500), LIGHTING SYS(500) CENTRAL VACUUMING SYS (311) 05/05/94 TGC | 1993-03-15 | A7054
311.40 Str & Improvements-BBCM | Nat Gas Ops | 0 | 1569 | 1020.7989 | 2020-12-01 | BIG BEND COMMON | Yard Area-A41-S | Lighting System | 77755 | LIGHTING SYSTEM ; SERVICE YARD LIGHTING ; 7-TRANSFORMERS, 10 KVA 480/120 | 1970-06-15 | 12.55
311.40 Str & Improvements-BBCM | Nat Gas Ops | 0 | 1478 | 915.5877 | 2020-12-01 | BIG BEND COMMON | Yard Area-A41-S | Lighting System | 78390 | LIGHTING SYSTEM ; SERVICE YARD LIGHTING ; 450 FT. 1/0,3/C,ALUM. CABLE | 1976-06-15 | C&G54
311.40 Str & Improvements-BBCM | Nat Gas Ops | 0 | 1440 | 907.7699 | 2020-12-01 | BIG BEND COMMON | Yard Area-A41-S | Lighting System | 24687429 | LIGHTING SYSTEM ; YARD AREA ; YARD LIGHTING ONE 5500L HORIZONTAL LUMINAIRES | 1974-06-15 | E154
311.40 Str & Improvements-BBCM | Nat Gas Ops | 0 | 1023 | 665.5687 | 2020-12-01 | BIG BEND COMMON | Yard Area-A41-S | Lighting System | 77754 | LIGHTING SYSTEM ; SERVICE YARD LIGHTING ; 3-TRANSFORMERS, 15 KVA 480/120 | 1970-06-15 | 12.55
311.40 Str & Improvements-BBCM | Nat Gas Ops | 7947 | 748.47 | 475.7602 | 2020-12-01 | BIG BEND COMMON | Yard Area-A41-S | Lighting System | 77405 | LIGHTING SYSTEM ; SERVICE YARD LIGHTING ; YARD LIGHTING CONSISTING OF; CABLE 2/C | 1973-06-15 | B09/F
311.40 Str & Improvements-BBCM | Nat Gas Ops | 0 | 543 | 342.3049 | 2020-12-01 | BIG BEND COMMON | Yard Area-A41-S | Lighting System | 24687434 | LIGHTING SYSTEM ; YARD AREA ; YARD LIGHTING TWO 7000L VERTICAL LUMINAIRES | 1974-06-15 | E154
311.40 Str & Improvements-BBCM | Nat Gas Ops | 0 | 484 | 299.8271 | 2020-12-01 | BIG BEND COMMON | Yard Area-A41-S | Lighting System | 78389 | LIGHTING SYSTEM ; SERVICE YARD LIGHTING ; 2,650 FT. NO. 4 ALUM. CABLE | 1976-06-15 | C&G54
311.40 Str & Improvements-BBCM | Nat Gas Ops | 50 | 394 | 256.3383 | 2020-12-01 | BIG BEND COMMON | Yard Area-A41-S | Lighting System | 121676 | LIGHTING SYSTEM ; SERVICE YARD LIGHTING ; CABLE,4/0 3/C CW | 1970-06-15 | B021
311.40 Str & Improvements-BBCM | Nat Gas Ops | 0 | 303 | 197.1333 | 2020-12-01 | BIG BEND COMMON | Yard Area-A41-S | Lighting System | 77752 | LIGHTING SYSTEM ; SERVICE YARD LIGHTING ; 2-TRANSFORMERS, 7.5 KVA 480/120 | 1970-06-15 | 12.55
311.40 Str & Improvements-BBCM | Nat Gas Ops | 0 | 90 | 58.5544 | 2020-12-01 | BIG BEND COMMON | Yard Area-A41-S | Lighting System | 77753 | LIGHTING SYSTEM ; SERVICE YARD LIGHTING ; 1-TRANSFORMERS, 3 KVA 480/120 | 1970-06-15 | 12.55
311.40 Str & Improvements-BBCM | Nat Gas Ops | 1 | 64.48 | 39.9439 | 2020-12-01 | BIG BEND COMMON | Yard Area-A41-S | Lighting System | 114829 | LIGHTING SYSTEM ; SERVICE YARD LIGHTING ; 20,000 LUMINAIRE-LUMEN HORIZONTAL | 1976-06-15 | D0580
311.40 Str & Improvements-BBCM | Coal Ops | 1 | 11605665.59 | 1864773.743 | 2020-12-01 | BIG BEND COMMON | Ponds & Storage Areas-A21-S | Liner | 93494727 | Install approx. 42 acres of the south 40 to allow gypsum storage. It includes earthwork, lining, storm, water handling facilites, and demolition of the exiting gypsum conveyor to the South 40 | 2015-03-15 | A2387602
311.40 Str & Improvements-BBCM | Coal Ops | 1 | 1580444.63 | 361875.5607 | 2020-12-01 | BIG BEND COMMON | Ponds & Storage Areas-A21-S | Liner | 38306839 | Liner for the Economizer/Fly Ash pond system replaced. | 2012-04-28 | F0875-2011
311.40 Str & Improvements-BBCM | Nat Gas Ops | 1 | 251441.66 | 34013.5845 | 2020-12-01 | BIG BEND COMMON | Ponds & Storage Areas-A21-S | Liner | 100545476 | BB recycle settling pond liner replaced with a 60-Mil HDPE and 30 Mil Geosynthetic composite liner | 2016-02-29 | A2575019
311.40 Str & Improvements-BBCM | Nat Gas Ops | 1 | 55956.25 | 18909.4271 | 2020-12-01 | BIG BEND COMMON | Reverse Osmosis-A26-S | Liner | 113001 | LINER/MEMBRANE ; REVERSE OSMOSIS ; BB COMMON ADD NEW REVERSE OSMOSIS LINER. INCLUDES LABOR AND MATERIALS. 04/17/07 RJB | 2006-12-15 | A7006-2008
311.40 Str & Improvements-BBCM | Nat Gas Ops | 1 | 53760.33 | 16398.5247 | 2020-12-01 | BIG BEND COMMON | Waste Water Treatment-A38-S | Liner | 24917464 | WASTE WATER TREATMENT PLANT SAND FILTER | 2008-06-15 | A7727-2008
311.40 Str & Improvements-BBCM | Nat Gas Ops | 1 | 27932.97 | 9439.4542 | 2020-12-01 | BIG BEND COMMON | Reverse Osmosis-A26-S | Liner | 113253 | LINER/MEMBRANE ; REVERSE OSMOSIS ; REPLACE SAND FILTER INTERNAL WATER DISTRIBUTION SYSTEM WITH STAINLESS STEEL SAND FILTERS LABOR AND MATERIALS 9/26/07 WHA | 2006-08-15 | A7095
311.40 Str & Improvements-BBCM | Nat Gas Ops | 1 | 18455.49 | 5940.0742 | 2020-12-01 | BIG BEND COMMON | Reverse Osmosis-A26-S | Liner | 113404 | LINER/MEMBRANE ; REVERSE OSMOSIS ; REVERSE OSMOSIS CARTRIDGE FILTER HOUSING UPGRADED WITH NEW FILTER SYSTEM. LABOR AND MATERIALS 11/13/07 WHA | 2007-02-15 | A7027
311.40 Str & Improvements-BBCM | Nat Gas Ops | 1 | 1371355.65 | 560275.0578 | 2020-12-01 | BIG BEND COMMON | Ponds & Storage Areas-A21-S | Liner | 104808 | LINER ; POND AND STORAGE AREA ; BB4 SOUTH BOTTOM ASH POND LINER HDPE LINER MATERIAL 01/31/02 RJB | 2001-06-15 | B6976
311.40 Str & Improvements-BBCM | Nat Gas Ops | 1 | 417778.58 | 170685.7868 | 2020-12-01 | BIG BEND COMMON | Ponds & Storage Areas-A21-S | Liner | 125832 | LINER ; POND AND STORAGE AREA ; BB4 NORTH BOTTOM ASH POND LINER HDPE LINER MATERIAL 01/31/02 RJB | 2001-08-15 | B6876
311.40 Str & Improvements-BBCM | Coal Ops | 1 | 41397.69 | 23565.0898 | 2020-12-01 | BIG BEND COMMON | Tripper Room-A33-S | Louver | 89642 | LOUVER SECTIONS ; COAL BLENDING TRIPPER ROOM ; COAL BLENDING TRIPPER ROOM - LOUVER S -- CONSISTS OF (16) AIROLITE MODE L K6776, 36" W X 60" H EXTRUD ED ALUMINUM WITH 1/2" SQUARE MESH B IRD SCREEN | 1984-08-15 | K3400
311.40 Str & Improvements-BBCM | Coal Ops | 1 | 18397.71 | 9921.766 | 2020-12-01 | BIG BEND COMMON | Tripper Room-A33-S | Louver | 93123 | LOUVER SECTIONS ; COAL BLENDING TRIPPER ROOM ; MODEL #457HD - .125 EXTRUDED ALUMINUM FRAME AND BLADES WITH 1/2" MESH .063 ALUMINUM BIRD SCREEN 15'0-1/2" X 2'7-1/2". FOR BB1 AND BB2 TRIPPER ROOM. 45 DEGREE LOUVERS 18 IN ALL, 6 SETS PER UNIT. | 1988-08-15 | A7084
311.40 Str & Improvements-BBCM | Coal Ops | 1 | 13275.99 | 7557.1825 | 2020-12-01 | BIG BEND COMMON | Control Building-A07-S | Louver | 89637 | LOUVER SECTION ; COAL BLENDING BINS CONTROL TOWER ; COAL BLENDING CONTROL TOWER - LOUVE RS CONSISTS OF THE FOLLOWING: AIROL ITE MODEL K6776 EXTRUDED ALUMIN UM WITH 1/2" SQ. MESH BIRD SCREEN L OUVERS; (4) 36"W X 60"H; (1) 48"W X 24"H; (1) 60" W X | 1984-08-15 | K3400
311.40 Str & Improvements-BBCM | Nat Gas Ops | 1 | 64875.29 | 31557.2056 | 2020-12-01 | BIG BEND COMMON | Turbine Building-A34-S | Louver | 97826 | LOUVER SECTION ; TURBINE BUILDING ANNEX ; INSTALL SIDING OF THE STORM PROOF PNEUMATIC OPERATING WALL 08/24/94 TGC | 1994-03-15 | A7534
311.40 Str & Improvements-BBCM | Nat Gas Ops | 21 | 10821 | 7040.1946 | 2020-12-01 | BIG BEND COMMON | Office Building-A19-S | Louver | 114668 | LOUVER SECTION ; OFFICE AND SHOPS ; FIXED LOUVERS (326 S.F.) | 1970-06-15 | B02
311.40 Str & Improvements-BBCM | Nat Gas Ops | 2 | 26433.51 | 12323.8437 | 2020-12-01 | BIG BEND COMMON | Boiler Building-A04-S | Louver | 124513 | LOUVER SECTION ; BOILER BUILDING ; BB3 MILL AREA VENTILATION INSTALL 2 LOUVERS 05/22/97 TGC | 1996-07-15 | A7012-2008
311.40 Str & Improvements-BBCM | Coal Ops | 1 | 17753.33 | 3278.8542 | 2020-12-01 | BIG BEND COMMON | Coal Handling Equipment-B69-S | Lubricating System | 50187175 | No. and So. stacker digging wheel lube system installed. | 2014-12-31 | A2510811
311.40 Str & Improvements-BBCM | Nat Gas Ops | 1 | 39222.93 | 9783.3664 | 2020-12-01 | BIG BEND COMMON | Storage Building-A30-S | Lubricating System | 27771268 | HSS4-054100 Innovative fluid handling system for the lube room replaced. This included 4 tracks, 3 pump systems, necessary valving/piping, 2 shelving units and one desk. | 2011-02-28 | A7018-2011
311.40 Str & Improvements-BBCM | Nat Gas Ops | 12 | 27149.05 | 15260.3138 | 2020-12-01 | BIG BEND COMMON | Storm Sewer-A31-S | Manhole / Vault / Handhole | 123301 | MANHOLES ; STORM SEWER SYSTEM ; STORM SEWER SYSTEM - MANHOLES -CONC RETE MANHOLES WITH COVERS AND CAST IRON RING AS PER FLORIDA DEPART MENT OF TRANSPORTATION INDEX #200 A ND ASTM C-478, CAST CRETE MODEL #TY PE P & J + 9 EA OF TYPEP AS SHOWN O N DRAWI | 1985-02-15 | F05-2008
311.40 Str & Improvements-BBCM | Nat Gas Ops | 3 | 13874 | 8594.6303 | 2020-12-01 | BIG BEND COMMON | Waste Water Treatment-A38-S | Manhole / Vault / Handhole | 77889 | MANHOLES ; WASTE WATER TREATMENT EQUIP. ; MANHOLES #13,14,15, (33CY CONCRETE) | 1976-06-15 | D041
311.40 Str & Improvements-BBCM | Nat Gas Ops | 6 | 13621.75 | 8438.3671 | 2020-12-01 | BIG BEND COMMON | Waste Water Treatment-A38-S | Manhole / Vault / Handhole | 114709 | MANHOLES ; WASTE WATER TREATMENT EQUIP. ; CONCRETE MANHOLES NOS. 16 THRU 21 | 1976-06-15 | C54,G
311.40 Str & Improvements-BBCM | Nat Gas Ops | 2 | 3657.43 | 2081.9439 | 2020-12-01 | BIG BEND COMMON | Storm Sewer-A31-S | Manhole / Vault / Handhole | 116109 | MANHOLES ; STORM SEWER SYSTEM ; STORM SEWER MANHOLES -- PART OF THE COAL PILE RUNOFF SYSTEM; MANHOLES ARE CAST CRETE TYPE P-7 PRE-CA ST CONCRETE WITH IRON TRAFFIC COVER ; EACH IS 5'-3" HIGH X 5'-0" WIDE W ITH COVER PROTRUDING 6"ABOVE MANHOL E; LOCAT | 1984-08-15 | K3400
311.40 Str & Improvements-BBCM | Coal Ops | 2 | 12457.74 | 2583.9913 | 2020-12-01 | BIG BEND COMMON | Control / Monitoring Devices-E06-S | Meter | 40651375 | BB FGD vacuum belt wash water 3" magnetic flowmeters installed | 2013-06-30 | A2409605
311.40 Str & Improvements-BBCM | Nat Gas Ops | 1 | 43465.47 | 16607.7423 | 2020-12-01 | BIG BEND COMMON | Control / Monitoring Devices-E06-S | Meter | 106381 | FLOW METERS ; CONTROL/MONITORING DEVICES ; BBC COOLING WATER TO CIRC WATER METERS. FLOW METERS 04/19/04 RJB | 2003-10-15 | A7037
311.40 Str & Improvements-BBCM | Nat Gas Ops | 1 | 16462 | 10197.8379 | 2020-12-01 | BIG BEND COMMON | Recycle Water-A25-S | Meter | 78386 | METER ; WATER SUPPLY / RECYCLE WATER SUPPLY ; WATER METER PIT F/ COUNTY WATER SUPPLY LINE (PIT) 25 YDS. CONCRETE | 1976-06-15 | C54&G
311.40 Str & Improvements-BBCM | Nat Gas Ops | 1 | 7151.46 | 1783.787 | 2020-12-01 | BIG BEND COMMON | Service Water-A28-S | Meter | 27440058 | Installed BBC County water verification meter | 2011-01-31 | A7704-2010
311.40 Str & Improvements-BBCM | Nat Gas Ops | 160 | 25385.45 | 11835.2167 | 2020-12-01 | BIG BEND COMMON | Absorber-C01-S | Mixer / Rake Assembly | 98866 | PIPING 6" & LARGER ; SANITARY SEWER SYSTEM ; 160LF 12" HDPE SCHEDULE 11 PIPING INSTALLED IN CONJUNCTION WITH THE BIG BEND COUNTY SEWAGE CONNECTION PROJECT. 01/28/97 RJB | 1996-02-15 | B1176
311.40 Str & Improvements-BBCM | Nat Gas Ops | 105 | 16474.82 | 7680.8985 | 2020-12-01 | BIG BEND COMMON | Absorber-C01-S | Mixer / Rake Assembly | 124487 | PIPING 6" & LARGER ; SANITARY SEWER SYSTEM ; 105LF 10" CARBON STEEL PIPE CASING INSTALLED IN CONJUNCTION WITH THE BIG BEND COUNTY SEWAGE CONNECTION PROJECT. 01/28/97 RJB | 1996-02-15 | B1176
311.40 Str & Improvements-BBCM | Nat Gas Ops | 464 | 10503.05 | 6446.7247 | 2020-12-01 | BIG BEND COMMON | Absorber-C01-S | Mixer / Rake Assembly | 79548 | PIPING 6" & LARGER ; SANITARY SEWER SYSTEM ; PIPE, 12" CONCRETE SEWER LINE | 1977-06-15 | H6680
311.40 Str & Improvements-BBCM | Nat Gas Ops | 304 | 10425.85 | 6399.3397 | 2020-12-01 | BIG BEND COMMON | Absorber-C01-S | Mixer / Rake Assembly | 79547 | PIPING 6" & LARGER ; SANITARY SEWER SYSTEM ; PIPING, 18" SEWER LINE, CONCRETE | 1977-06-15 | H6680
311.40 Str & Improvements-BBCM | Nat Gas Ops | 0 | 842 | 521.6 | 2020-12-01 | BIG BEND COMMON | Absorber-C01-S | Mixer / Rake Assembly | 78450 | PIPING 6" & LARGER ; SANITARY SEWER SYSTEM ; 1-16" BUTTERFLY VALVE,HAND OPERATED MK.VV1-12C-G0 | 1976-06-15 | C54&G
311.40 Str & Improvements-BBCM | Nat Gas Ops | 1 | 148662 | 23886.695 | 2020-12-01 | BIG BEND COMMON | Mobile Equipment-B46-S | Mobile Equipment | 52788875 | BBC Genie Z 80/60 80' 4wd articulating boom manlift purchased. | 2015-05-30 | A2545754
311.40 Str & Improvements-BBCM | Nat Gas Ops | 1 | 73500 | 11809.8242 | 2020-12-01 | BIG BEND COMMON | Station Equipment / Tools-E16-S | Mobile Equipment | 60650003 | BB Garage 400KW portable generator mounted on a trailer installed. | 2015-08-30 | A2545755
311.40 Str & Improvements-BBCM | Nat Gas Ops | 2 | 70227.77 | 11284.0492 | 2020-12-01 | BIG BEND COMMON | Mobile Equipment-B46-S | Mobile Equipment | 50368201 | BB Garage purchased 2 new 6000 lb capacity forklifts | 2015-01-15 | A2518792
311.40 Str & Improvements-BBCM | Coal Ops | 1 | 267075.48 | 66616.5755 | 2020-12-01 | BIG BEND COMMON | Tripper Room-A33-S | Monitor | 47025732 | BBC coal bunker level measurement system install on BB1-4, system will include 23 radar type level detectors and 2 laser type position indicators for the tripper | 2011-12-30 | B2050-2011
311.40 Str & Improvements-BBCM | Coal Ops | 1 | 25340.52 | 9682.3715 | 2020-12-01 | BIG BEND COMMON | Sumps-A32-S | Monitor | 106376 | MONITORS ; SUMPS ; COAL FIELD BARGE AREA SUMP MONITORS. INSTALL SUMP MONITOR AND ALARM EQUIPMENT. BUILD INTERFACE TO EXISTING ELPRO RADIO TELEMENTRY/WDPF MODBUS INSTALLATION. 04/21/04 RJB | 2003-11-15 | A7094
311.40 Str & Improvements-BBCM | Coal Ops | 3 | 2276.96 | 420.5307 | 2020-12-01 | BIG BEND COMMON | Control / Monitoring Devices-E06-S | Monitor | 45488072 | 2 Ametek SO2 source lamps (PN 100.0688) and T-API 100 UV lamp assembly (PN 002620000) from AMP Cherokee purchased | 2014-01-31 | A2454905
311.40 Str & Improvements-BBCM | Nat Gas Ops | 2 | 131164.79 | 30032.8977 | 2020-12-01 | BIG BEND COMMON | Channel & Turnaround Basin-A06-S | Monitor | 38622420 | 2 Dissolved oxygen monitors in BB canals, 1 will be at the BB4 intake structure and 1 will be at the BB4 Discharge flume installed. Platform installed at the intake and structure supports at the discharg flume | 2012-06-30 | A7009-2012
311.40 Str & Improvements-BBCM | Nat Gas Ops | 2739 | 118093 | 66379.3478 | 2020-12-01 | BIG BEND COMMON | Absorber-C01-S | Monitor | 89720 | PIPING UNDER 6" INCLUDING VALVES ; SANITARY SEWER SYSTEM ; SANITARY SEWER - PIPING UNDER 6" - 2739 LF OF 4" FILAMENT WOUND FIBERG LASS REINFORCED, EPOXY RESIN PIPE ( CL:30L-A) INCLUDING FITTINGS, EXCAV ATION, BACKFILL, SUPPORT STEEL AND THRUST BLOCKS, ET | 1985-02-15 | F05-2008
311.40 Str & Improvements-BBCM | Nat Gas Ops | 5000 | 67920.2 | 31665.7882 | 2020-12-01 | BIG BEND COMMON | Absorber-C01-S | Monitor | 124482 | PIPING UNDER 6" INCLUDING VALVES ; SANITARY SEWER SYSTEM ; 5000LF 4" PVC GREEN SDR-21 PIPING INSTALLED IN CONJUNCTION WITH THE BB COUNTY SEWAGE CONNECTION PROJECT 01/28/97 RJB | 1996-02-15 | B1176
311.40 Str & Improvements-BBCM | Nat Gas Ops | 0 | 54763 | 35629.0712 | 2020-12-01 | BIG BEND COMMON | Absorber-C01-S | Monitor | 77860 | PIPING UNDER 6" INCLUDING VALVES ; SANITARY SEWER SYSTEM ; PIPING UNDER 6" | 1970-06-15 | B021
311.40 Str & Improvements-BBCM | Nat Gas Ops | 183 | 42639.88 | 24272.1901 | 2020-12-01 | BIG BEND COMMON | Absorber-C01-S | Monitor | 128263 | PIPING UNDER 6" INCLUDING VALVES ; SANITARY SEWER SYSTEM ; SANITARY SEWER SYSTEM; UNDER GROUND PIPING AT LIFT STATION -- 4" -40 L F CL-40A (CI) INLET PIPE W/FITT INGS -- 4" 129 LF CL-30L (FIBERGLAS S) DISCHARGE PIPE W/FITTINGS -- 3"- -14 LF CL-30L | 1984-08-15 | K3400
311.40 Str & Improvements-BBCM | Nat Gas Ops | 4 | 23693.86 | 6370.7691 | 2020-12-01 | BIG BEND COMMON | Analyzing Building-A02-S | Monitor | 26925240 | Install 4 sedsidyne hydrogen monitors and remote sensors for the BBC battery room | 2010-10-27 | A7084-2010
311.40 Str & Improvements-BBCM | Nat Gas Ops | 1500 | 20026.06 | 9336.5593 | 2020-12-01 | BIG BEND COMMON | Absorber-C01-S | Monitor | 117822 | PIPING UNDER 6" INCLUDING VALVES ; SANITARY SEWER SYSTEM ; 1500LF 3" HDPE SCHEDULE 11 PIPING INSTALLED IN CONJUNCTION WITH THE BB COUNTY SEWAGE CONNECTION PROJECT 01/28/97 RJB | 1996-02-15 | B1176
311.40 Str & Improvements-BBCM | Nat Gas Ops | 1400 | 18197.66 | 8484.1218 | 2020-12-01 | BIG BEND COMMON | Absorber-C01-S | Monitor | 98867 | PIPING UNDER 6" INCLUDING VALVES ; SANITARY SEWER SYSTEM ; 1400LF 2" HDPE SCHEDULE 11 PIPING INSTALLED IN CONJUNCTION WITH THE BB COUNTY SEWAGE CONNECTION PROJECT 01/28/97 RJB | 1996-02-15 | B1176
311.40 Str & Improvements-BBCM | Nat Gas Ops | 420 | 10458.93 | 6419.6441 | 2020-12-01 | BIG BEND COMMON | Absorber-C01-S | Monitor | 121622 | PIPING UNDER 6" INCLUDING VALVES ; SANITARY SEWER SYSTEM ; SMALL PIPE UNDER 6" | 1977-06-15 | H6680
311.40 Str & Improvements-BBCM | Nat Gas Ops | 502 | 6173 | 4016.1835 | 2020-12-01 | BIG BEND COMMON | Absorber-C01-S | Monitor | 113570 | PIPING UNDER 6" INCLUDING VALVES ; SANITARY SEWER SYSTEM ; PIPE 3IN CARBON STEEL | 1970-06-15 | D04-2008
311.40 Str & Improvements-BBCM | Nat Gas Ops | 184 | 4010.76 | 2254.4235 | 2020-12-01 | BIG BEND COMMON | Absorber-C01-S | Monitor | 123244 | PIPING UNDER 6" INCLUDING VALVES ; SANITARY SEWER SYSTEM ; SANITARY SEWER - PIPING UNDER 6" -C ARBON STEEL (CL:151) PIPE INCLUDING SUPPORT STEEL, HANGERS, PAINTI NG FOR ABOVE GROUND PORTION AND EXC AVATION, BACKFILL, COATING AND WRAP PING FOR UNDERGR | 1985-02-15 | F05-2008
311.40 Str & Improvements-BBCM | Coal Ops | 2 | 97204.43 | 22256.9693 | 2020-12-01 | BIG BEND COMMON | Unloaders-B65-S | Motor - Complete | 27809621 | 4 - ABB800S series DC motor drives for the Trolly, Feeder, Hold & Close functions of the PECO coal unloader along with 4 new 500 hp motors and 4 ABB contronet modules for PLC interface | 2012-02-01 | B2067-2010
311.40 Str & Improvements-BBCM | Coal Ops | 1 | 67176.84 | 1142.1191 | 2020-12-01 | BIG BEND COMMON | Unloaders-B65-S | Motor - Complete | 327399785 | BBC / PECO Tower Hold Moter Replaced | 2020-01-14 | A2727872
311.40 Str & Improvements-BBCM | Coal Ops | 1 | 28846.15 | 3902.1416 | 2020-12-01 | BIG BEND COMMON | Unloaders-B65-S | Motor - Complete | 121628247 | PECO HOLD MOTOR BREAK DRUM REPL. | 2016-12-02 | A2614280
311.40 Str & Improvements-BBCM | Coal Ops | 1 | 14904.58 | 1614.9712 | 2020-12-01 | BIG BEND COMMON | Unloaders-B65-S | Motor - Complete | 200595165 | ABB DRIVE FOR CLOSE MOTOR PECO | 2017-11-21 | A2654300
311.40 Str & Improvements-BBCM | Coal Ops | 1 | 7713.91 | 1424.6784 | 2020-12-01 | BIG BEND COMMON | Recycle Water-A25-S | Motor - Complete | 43252876 | BB FGD 3&4 "B" transfer pump motor replaced | 2014-02-03 | A2382753
311.40 Str & Improvements-BBCM | Nat Gas Ops | 3 | 36267.07 | 9046.0869 | 2020-12-01 | BIG BEND COMMON | Waste Water Treatment-A38-S | Motor - Complete | 27235278 | Installed 3 waste handling roof motors. | 2011-04-14 | A7050-2011
311.40 Str & Improvements-BBCM | Nat Gas Ops | 1 | 13537.4 | 3099.6684 | 2020-12-01 | BIG BEND COMMON | Recycle Water-A25-S | Motor - Complete | 28366807 | BBC #1 recycle water pump motor replaced | 2012-05-01 | A7048-2011
311.40 Str & Improvements-BBCM | Nat Gas Ops | 1 | 8488.97 | 1943.7257 | 2020-12-01 | BIG BEND COMMON | Recycle Water-A25-S | Motor - Complete | 36382105 | BBC #6 Recycle water pump motor replaced | 2012-09-28 | A2382751
311.40 Str & Improvements-BBCM | Coal Ops | 1 | 1902.97 | 1083.2406 | 2020-12-01 | BIG BEND COMMON | Sumps-A32-S | Motor - Stationary Assembly | 123262 | SUMP PUMP DRIVE ; COAL PILE RUNOFF SUMP ; (2CYH-CRS1,2CYH-CRS2) COAL PILE RUN OFF SUMP PUMP MOTORS -- SIEMENS-ALL IS TYPE RGZ-CH, 10 HP,1155 RPM,3 PHASE,60 CYCLE,480 VOLT | 1984-08-15 | K3400
311.40 Str & Improvements-BBCM | Nat Gas Ops | 1 | 74634.74 | 32314.2459 | 2020-12-01 | BIG BEND COMMON | Fire Protection-A12-S | Motor - Stationary Assembly | 103625 | PUMP MOTOR ; FIRE PROTECTION ; BB DIESEL FIRE PUMP MOTOR REPLACEMENT. 05/26/00 RJB | 1999-11-15 | A7007-2008
311.40 Str & Improvements-BBCM | Nat Gas Ops | 4 | 14801.62 | 9169.27 | 2020-12-01 | BIG BEND COMMON | Sumps-A32-S | Motor - Stationary Assembly | 121670 | SUMP PUMP DRIVE ; WASTE WATER TRANSFER BASIN SUMP ; 75 HP LOUIS-ALLIS MOTORS, 460V, 3 PH, 60 CY, 1800 RPM, MARK NOS. 3WTW-M21A, B, C AND D | 1976-06-15 | D751
311.40 Str & Improvements-BBCM | Nat Gas Ops | 2 | 13394 | 8297.2811 | 2020-12-01 | BIG BEND COMMON | Sumps-A32-S | Motor - Stationary Assembly | 79133 | SUMP PUMP DRIVE ; SALT WATER/SETTLING BASIN SUMP ; 50 HP WESTINGHOUSE LIFE-LINE A/C MOTORS, 480V, 3 PH, 60HZ, 1175 RPM, S/N 7512 (MARK NOS. M20A AND M20B) | 1976-06-15 | D751
311.40 Str & Improvements-BBCM | Nat Gas Ops | 2 | 13393 | 8296.6616 | 2020-12-01 | BIG BEND COMMON | Sumps-A32-S | Motor - Stationary Assembly | 79134 | SUMP PUMP DRIVE ; SALT WATER/SETTLING BASIN SUMP ; 50 HP WESTINGHOUSE LIFE-LINE A/C MOTORS, 480V, 3 PH, 60HZ, 1175 RPM, S/N 7512 (MARK NOS. M20A AND M20B) | 1976-06-15 | D751
311.40 Str & Improvements-BBCM | Nat Gas Ops | 4 | 11460 | 7099.2117 | 2020-12-01 | BIG BEND COMMON | Sumps-A32-S | Motor - Stationary Assembly | 114687 | SUMP PUMP DRIVE ; FLOOR DRAIN SUMP ; 15 HP MOTORS, 1200 RPM | 1976-06-15 | D751
311.40 Str & Improvements-BBCM | Nat Gas Ops | 1 | 7601.54 | 1896.0504 | 2020-12-01 | BIG BEND COMMON | Sumps-A32-S | Motor - Stationary Assembly | 28267511 | 3B floor drain PP 480V 15hp motor replaced located south of BB3 slag tanks on elevation 9" | 2011-12-31 | A7312-2011
311.40 Str & Improvements-BBCM | Nat Gas Ops | 2 | 4882 | 3024.289 | 2020-12-01 | BIG BEND COMMON | Sumps-A32-S | Motor - Stationary Assembly | 79130 | SUMP PUMP DRIVE ; DEMINERALIZER WASTE SUMP ; 15 HP ALLIS CHALMERS MOTORS, 460V, 3 PH, 60HZ, 1175 RPM, MARK NOS. 3WTW-M22A AND M22B | 1976-06-15 | D751
311.40 Str & Improvements-BBCM | Nat Gas Ops | 1 | 3809.29 | 1775.969 | 2020-12-01 | BIG BEND COMMON | Absorber-C01-S | Motor - Stationary Assembly | 98842 | VALVES - 10" & LARGER ; SANITARY SEWER SYSTEM ; 1-12" FLANGED GATE VALVE. INSTALLED IN CONJUNCTION WITH THE BIG BEND COUNTY SEWAGE CONNECTION PROJECT. 01/28/97 RJB | 1996-02-15 | B1176
311.40 Str & Improvements-BBCM | Nat Gas Ops | 2 | 3257 | 2017.6381 | 2020-12-01 | BIG BEND COMMON | Sumps-A32-S | Motor - Stationary Assembly | 79132 | SUMP PUMP DRIVE ; FLOOR DRAIN SUMP ; 15 HP LOUIS-ALLIS MOTORS, 460V, 3 PH, 60HZ, 1800 RPM (MARK NOS. 3WTW-M16A AND M18B) | 1976-06-15 | D751
311.40 Str & Improvements-BBCM | Nat Gas Ops | 2 | 3257 | 2017.6381 | 2020-12-01 | BIG BEND COMMON | Sumps-A32-S | Motor - Stationary Assembly | 79131 | SUMP PUMP DRIVE ; FLOOR DRAIN SUMP ; 15 HP LOUIS-ALLIS MOTORS, 460V, 3 PH, 60HZ, 1800 RPM (MARK NOS. 3WTW-M18A AND M18B) | 1976-06-15 | D751
311.40 Str & Improvements-BBCM | Nat Gas Ops | 2 | 3256 | 2017.0186 | 2020-12-01 | BIG BEND COMMON | Sumps-A32-S | Motor - Stationary Assembly | 121669 | SUMP PUMP DRIVE ; FLOOR DRAIN SUMP ; 15 HP, LOUIS-ALLIS MOTORS, 460V, 3 PH, 60HZ, 1800 RPM (MARK NOS. 3WTW-M1A AND M1B | 1976-06-15 | D751
311.40 Str & Improvements-BBCM | Nat Gas Ops | 1 | 2509.29 | 1169.8824 | 2020-12-01 | BIG BEND COMMON | Absorber-C01-S | Motor - Stationary Assembly | 98843 | VALVES - 10" & LARGER ; SANITARY SEWER SYSTEM ; 1-12" FLANGED GATE VALVE. INSTALLED IN CONJUNCTION WITH THE BIG BEND COUNTY SEWAGE CONNECTION PROJECT. 01/28/97 RJB | 1996-02-15 | B1176
311.40 Str & Improvements-BBCM | Nat Gas Ops | 1 | 1190 | 774.2197 | 2020-12-01 | BIG BEND COMMON | Fire Protection-A12-S | Motor - Stationary Assembly | 77785 | DIESEL DRIVE ; YARD FIRE PROTECTION SYSTEM ; BATTERY PACK W/ 4 80AMP,20HRS, BATTERY | 1970-06-15 | B021
311.40 Str & Improvements-BBCM | Nat Gas Ops | 2 | 751 | 488.6042 | 2020-12-01 | BIG BEND COMMON | Fire Protection-A12-S | Motor - Stationary Assembly | 77786 | DIESEL DRIVE ; YARD FIRE PROTECTION SYSTEM ; EXHAUST SILENCER, 4IN,UNIVERSAL, MOL. UR-4 | 1970-06-15 | B021
311.40 Str & Improvements-BBCM | Nat Gas Ops | 7 | 19590 | 12452.2581 | 2020-12-01 | BIG BEND COMMON | Absorber-C01-S | Motor Control Center | 114486 | SEWAGE LIFT STATION ; SANITARY SEWER SYSTEM ; MANHOLE, W/FRAMES AND GRATES | 1973-06-15 | B09/F
311.40 Str & Improvements-BBCM | Nat Gas Ops | 1 | 12390.31 | 7053.0208 | 2020-12-01 | BIG BEND COMMON | Absorber-C01-S | Motor Control Center | 89651 | SEWAGE LIFT STATION ; SANITARY SEWER SYSTEM ; (1PBS-STU1) SEWAGE LIFT STATION. PR ECAST CONCRETE SUMP PIT 5'9" HIGH X 4' SQUARE WITH 5" THICK WALLS AND 8' X 8' X 9" THICK BASE AND 7' X 7' X 6" DECK SLAB; EQUIPMENT AND PIPING INCLUDES (2) 3" PVC PUMP | 1984-08-15 | K3400
311.40 Str & Improvements-BBCM | Coal Ops | 1 | 672113.14 | 53619.2573 | 2020-12-01 | BIG BEND COMMON | Non Unitized | Non-unitized | 313692957 | South Gypsum Area liner Dismantlement (SGSA) | 2018-03-08 | A2670833
311.40 Str & Improvements-BBCM | Coal Ops | 1 | 289694.13 | 23110.9663 | 2020-12-01 | BIG BEND COMMON | Non Unitized | Non-unitized | 309422881 | South Gypsum Area liner Dismantlement (SGSA) | 2018-03-08 | A2670833
311.40 Str & Improvements-BBCM | Coal Ops | 1 | 136556.9 | 6743.9786 | 2020-12-01 | BIG BEND COMMON | Non Unitized | Non-unitized | 322411600 | South Gypsum Area liner Dismantlement (SGSA) | 2019-12-01 | A2670833
311.40 Str & Improvements-BBCM | Coal Ops | 1 | 100942.66 | 8052.9157 | 2020-12-01 | BIG BEND COMMON | Non Unitized | Non-unitized | 317539659 | South Gypsum Area liner Dismantlement (SGSA) | 2018-03-08 | A2670833
311.40 Str & Improvements-BBCM | Coal Ops | 4 | 30791.31 | 523.504 | 2020-12-01 | BIG BEND COMMON | Non Unitized | Non-unitized | 325053216 | THE EAST YARD TRUCK SCALE IS PRESENTLY HAS AN ATTENDENT. WILL MODIFY TO OPERATE AUTOMATICALLY | 2020-02-18 | A2729146
311.40 Str & Improvements-BBCM | Coal Ops | 1 | 17661 | 872.2035 | 2020-12-01 | BIG BEND COMMON | Non Unitized | Non-unitized | 323949425 | South Gypsum Area liner Dismantlement (SGSA) | 2019-12-01 | A2670833
311.40 Str & Improvements-BBCM | Coal Ops | 1 | 14200.88 | 1132.9054 | 2020-12-01 | BIG BEND COMMON | Non Unitized | Non-unitized | 311696548 | South Gypsum Area liner Dismantlement (SGSA) | 2018-03-08 | A2670833
311.40 Str & Improvements-BBCM | Coal Ops | 2 | 1118.4 | 19.0147 | 2020-12-01 | BIG BEND COMMON | Non Unitized | Non-unitized | 356618195 | THE EAST YARD TRUCK SCALE IS PRESENTLY HAS AN ATTENDENT. WILL MODIFY TO OPERATE AUTOMATICALLY | 2020-02-18 | A2729146
311.40 Str & Improvements-BBCM | Coal Ops | 1 | -4000 | -319.1085 | 2020-12-01 | BIG BEND COMMON | Non Unitized | Non-unitized | 320369756 | South Gypsum Area liner Dismantlement (SGSA) | 2018-03-08 | A2670833
311.40 Str & Improvements-BBCM | Nat Gas Ops | 2 | 58086.33 | 987.5652 | 2020-12-01 | BIG BEND COMMON | Non Unitized | Non-unitized | 381376827 | PUMP IS NOT MOVING WATER. LOOKS LIKE THERE MAY BE A HOLE IN THE CASING. INSPECT AND REPAIR (Cap journal entry to WO 2721583) | 2020-12-21 | A2742685
311.40 Str & Improvements-BBCM | Nat Gas Ops | 1 | -389.67 | -19.2442 | 2020-12-01 | BIG BEND COMMON | Non Unitized | Non-unitized | 386530069 | The multimedia filters media is made up of mainly sand and gravel. This becomes fouled and plugged creating periodic maintenance stream when the media should last years only last months. | 2019-12-26 | A2696541
311.40 Str & Improvements-BBCM | Nat Gas Ops | 3 | 1553290.17 | 26408.5424 | 2020-12-01 | BIG BEND COMMON | Non Unitized | Non-unitized | 333762905 | Elevator is in poor condition and needs to be replaced. | 2020-05-28 | A2660847
311.40 Str & Improvements-BBCM | Nat Gas Ops | 7 | 470674.6 | 8002.2589 | 2020-12-01 | BIG BEND COMMON | Non Unitized | Non-unitized | 349865613 | Design and construction of a comprehensive BB infrastructure to support projects: BB CEMS,Public Announcement, BB WIFI, Operation Rounds, Plant Telecom projects, and BB Mod | 2020-08-21 | A2728630
311.40 Str & Improvements-BBCM | Nat Gas Ops | 2 | 460119.74 | 22723.4045 | 2020-12-01 | BIG BEND COMMON | Non Unitized | Non-unitized | 322379205 | Elevator is in poor condition and needs to be replaced. | 2019-03-15 | A2660843
311.40 Str & Improvements-BBCM | Nat Gas Ops | 3 | 386004.91 | 6562.732 | 2020-12-01 | BIG BEND COMMON | Non Unitized | Non-unitized | 323949551 | TSS building Windows are in need of replacement, Moisture is accumilating and causing issues | 2020-01-13 | A2701537
311.40 Str & Improvements-BBCM | Nat Gas Ops | 1 | 335342.16 | 16561.1576 | 2020-12-01 | BIG BEND COMMON | Non Unitized | Non-unitized | 304814405 | Elevator is in poor condition and needs to be replaced. | 2019-03-15 | A2660843
311.40 Str & Improvements-BBCM | Nat Gas Ops | 1 | 316286.71 | 15620.088 | 2020-12-01 | BIG BEND COMMON | Non Unitized | Non-unitized | 303720819 | Elevator is in poor condition and needs to be replaced. | 2019-03-15 | A2660843
311.40 Str & Improvements-BBCM | Nat Gas Ops | 1 | 227750.29 | 11247.6417 | 2020-12-01 | BIG BEND COMMON | Non Unitized | Non-unitized | 313692936 | Elevator is in poor condition and needs to be replaced. | 2019-03-15 | A2660843
311.40 Str & Improvements-BBCM | Nat Gas Ops | 7 | 203609.58 | 10055.4322 | 2020-12-01 | BIG BEND COMMON | Non Unitized | Non-unitized | 349865520 | Elevator is in poor condition and needs to be replaced. | 2019-03-15 | A2660843
311.40 Str & Improvements-BBCM | Nat Gas Ops | 1 | 129974.8 | 6418.916 | 2020-12-01 | BIG BEND COMMON | Non Unitized | Non-unitized | 317539637 | Elevator is in poor condition and needs to be replaced. | 2019-03-15 | A2660843
311.40 Str & Improvements-BBCM | Nat Gas Ops | 3 | 103071.82 | 5090.2894 | 2020-12-01 | BIG BEND COMMON | Non Unitized | Non-unitized | 323949401 | Elevator is in poor condition and needs to be replaced. | 2019-03-15 | A2660843
311.40 Str & Improvements-BBCM | Nat Gas Ops | 1 | 93503.21 | 4617.7355 | 2020-12-01 | BIG BEND COMMON | Non Unitized | Non-unitized | 309422856 | Elevator is in poor condition and needs to be replaced. | 2019-03-15 | A2660843
311.40 Str & Improvements-BBCM | Nat Gas Ops | 1 | 65699.3 | 3244.6158 | 2020-12-01 | BIG BEND COMMON | Non Unitized | Non-unitized | 311696524 | Elevator is in poor condition and needs to be replaced. | 2019-03-15 | A2660843
311.40 Str & Improvements-BBCM | Nat Gas Ops | 7 | 62914.42 | 1069.6508 | 2020-12-01 | BIG BEND COMMON | Non Unitized | Non-unitized | 349865523 | Elevator is in poor condition and needs to be replaced. | 2020-05-28 | A2660847
311.40 Str & Improvements-BBCM | Nat Gas Ops | 1 | 62209.25 | 3072.2567 | 2020-12-01 | BIG BEND COMMON | Non Unitized | Non-unitized | 320369737 | Elevator is in poor condition and needs to be replaced. | 2019-03-15 | A2660843
311.40 Str & Improvements-BBCM | Nat Gas Ops | 6 | 44847.52 | 762.4832 | 2020-12-01 | BIG BEND COMMON | Non Unitized | Non-unitized | 349865663 | Install card readers for management team office doors. | 2020-07-31 | A2742552
311.40 Str & Improvements-BBCM | Nat Gas Ops | 3 | 38972.77 | 1924.7034 | 2020-12-01 | BIG BEND COMMON | Non Unitized | Non-unitized | 333762902 | Elevator is in poor condition and needs to be replaced. | 2019-03-15 | A2660843
311.40 Str & Improvements-BBCM | Nat Gas Ops | 1 | 34585.89 | 1708.0536 | 2020-12-01 | BIG BEND COMMON | Non Unitized | Non-unitized | 308212704 | Elevator is in poor condition and needs to be replaced. | 2019-03-15 | A2660843
311.40 Str & Improvements-BBCM | Nat Gas Ops | 1 | 28605.11 | 1412.6877 | 2020-12-01 | BIG BEND COMMON | Non Unitized | Non-unitized | 307104440 | Elevator is in poor condition and needs to be replaced. | 2019-03-15 | A2660843
311.40 Str & Improvements-BBCM | Nat Gas Ops | 1 | 15071.01 | 256.2325 | 2020-12-01 | BIG BEND COMMON | Non Unitized | Non-unitized | 342606276 | Install card readers for management team office doors. | 2020-07-31 | A2742552
311.40 Str & Improvements-BBCM | Nat Gas Ops | 2 | 3419.1 | 168.8552 | 2020-12-01 | BIG BEND COMMON | Non Unitized | Non-unitized | 322379299 | The multimedia filters media is made up of mainly sand and gravel. This becomes fouled and plugged creating periodic maintenance stream when the media should last years only last months. | 2019-12-26 | A2696541
311.40 Str & Improvements-BBCM | Nat Gas Ops | 1 | 2620.56 | 44.5539 | 2020-12-01 | BIG BEND COMMON | Non Unitized | Non-unitized | 337161748 | TSS building Windows are in need of replacement, Moisture is accumilating and causing issues | 2020-01-13 | A2701537
311.40 Str & Improvements-BBCM | Nat Gas Ops | 1 | 1267.87 | 62.6148 | 2020-12-01 | BIG BEND COMMON | Non Unitized | Non-unitized | 329514919 | Elevator is in poor condition and needs to be replaced. | 2019-03-15 | A2660843
311.40 Str & Improvements-BBCM | Nat Gas Ops | 1 | 328.56 | 16.2262 | 2020-12-01 | BIG BEND COMMON | Non Unitized | Non-unitized | 327337568 | The multimedia filters media is made up of mainly sand and gravel. This becomes fouled and plugged creating periodic maintenance stream when the media should last years only last months. | 2019-12-26 | A2696541
311.40 Str & Improvements-BBCM | Nat Gas Ops | 1 | -1637.32 | -27.8372 | 2020-12-01 | BIG BEND COMMON | Non Unitized | Non-unitized | 327337582 | TSS building Windows are in need of replacement, Moisture is accumilating and causing issues | 2020-01-13 | A2701537
311.40 Str & Improvements-BBCM | Nat Gas Ops | 3 | -3357.99 | -165.8372 | 2020-12-01 | BIG BEND COMMON | Non Unitized | Non-unitized | 323949530 | The multimedia filters media is made up of mainly sand and gravel. This becomes fouled and plugged creating periodic maintenance stream when the media should last years only last months. | 2019-12-26 | A2696541
311.40 Str & Improvements-BBCM | Nat Gas Ops | 1 | -4776.91 | -235.9118 | 2020-12-01 | BIG BEND COMMON | Non Unitized | Non-unitized | 327337499 | Elevator is in poor condition and needs to be replaced. | 2019-03-15 | A2660843
311.40 Str & Improvements-BBCM | Nat Gas Ops | 1 | 2471529.25 | 977726.7886 | 2020-12-01 | BIG BEND COMMON | Waste Water Treatment-A38-S | Package Plant | 108634 | SKID ; WASTE WATER TREATMENT SYSTEM ; INSTALLATION OF A WASTEWATER TREATMENT PLANT INCLUDING ALL ASSOCIATED PIPING AND ELECTRICAL INSTALLATION. 02/22/05 RJB | 2002-01-15 | L6003
311.40 Str & Improvements-BBCM | Nat Gas Ops | 1 | 16599.91 | 6108.8364 | 2020-12-01 | BIG BEND COMMON | Fire Protection-A12-S | Panel | 111955 | PANELS ; FIRE PROTECTION ; BB ELEVATOR EQUIPMENT ROOM FIRE PANELS. INSTALL PANELS IN EACH OF THE 7 BB PASSENGER ELEVATOR EQUIPMENT ROOMS. LABOR AND MATERIALS. 07/20/05 RJB | 2004-07-15 | A7022-2008
311.40 Str & Improvements-BBCM | Nat Gas Ops | 1 | 12695.46 | 3413.536 | 2020-12-01 | BIG BEND COMMON | Fire Protection-A12-S | Panel | 25887236 | Install control panel for the Halon fire protection system on the computer room in old #2 control room | 2010-06-22 | A7034-2009
311.40 Str & Improvements-BBCM | Nat Gas Ops | 1 | 7531.57 | 2545.1611 | 2020-12-01 | BIG BEND COMMON | Fabrication Building-A10-S | Panel | 113000 | PANEL ; FABRICATION BUILDING ; BB CA SHOP PANEL/OUTLET ADDITION. LABOR AND MATERIAL. 04/23/07 RJB | 2006-12-15 | A7022-2008
311.40 Str & Improvements-BBCM | Coal Ops | 711 | 9463 | 6156.6733 | 2020-12-01 | BIG BEND COMMON | Yard Area-A41-S | Parking Area | 77175 | PARKING AREAS ; YARD AREA ; PAVED PARKING AREA (COAL CREW HOUSE) | 1970-06-15 | B021
311.40 Str & Improvements-BBCM | Coal Ops | 1 | 5437.51 | 2932.414 | 2020-12-01 | BIG BEND COMMON | Yard Area-A41-S | Parking Area | 123791 | PARKING AREAS ; YARD AREA ; ASPHALT PAVING APPROXIMATELY 30' X 60' AREA NORTH OF THE FGD MAINTENANCE SHOP, WITH 2 INCHES OF ASPHALT. MFG AARON R. LONG PO# 84934 | 1988-07-15 | A7049
311.40 Str & Improvements-BBCM | Nat Gas Ops | 1 | 387754.64 | 80428.2807 | 2020-12-01 | BIG BEND COMMON | Yard Area-A41-S | Parking Area | 41118357 | Pave the contractors parking lot with asphalt at BB station and increase parking by 120 to 250 spaces | 2013-03-31 | A2398498
311.40 Str & Improvements-BBCM | Nat Gas Ops | 1 | 253834.31 | 147959.2933 | 2020-12-01 | BIG BEND COMMON | Yard Area-A41-S | Parking Area | 121975 | PARKING AREAS ; YARD AREA ; CONSTRUCT A 420 SPACE PARKING LOT ON NORTH SIDE OF INTAKE CANAL INCLUDING 3200 FEET ACCESS ROAD, LIGHTING FOR LOT & ROAD, & A 27,000 CUBIC FEET RETENTION POND. | 1982-06-15 | J8476
311.40 Str & Improvements-BBCM | Nat Gas Ops | 1 | 71620.99 | 43542.4657 | 2020-12-01 | BIG BEND COMMON | Yard Area-A41-S | Parking Area | 122518 | PARKING AREAS ; YARD AREA ; GENERAL GRADING, FILL & ASPHALT OF DRIVEWAY & PARKING LOT | 1978-06-15 | H8980
311.40 Str & Improvements-BBCM | Nat Gas Ops | 1 | 53284 | 33008.237 | 2020-12-01 | BIG BEND COMMON | Yard Area-A41-S | Parking Area | 78354 | PARKING AREAS ; YARD AREA ; PAVED AREA BETWEEN SCREEN WELL NO.1 AND 3,NORTH OF ACCESS ROAD. | 1976-06-15 | C&G54
311.40 Str & Improvements-BBCM | Nat Gas Ops | 1 | 47246.44 | 26208.9874 | 2020-12-01 | BIG BEND COMMON | Yard Area-A41-S | Parking Area | 88768 | PARKING AREAS ; YARD AREA ; ASPHALT PAVING GRADE AND PAVE THE AREA LEADING TO & FROM AS WELL AS THE AREA AROUNG FLYASH SILOS 1 & 2 3123.5 SQ YDS OF ASPHALT PAVING | 1986-06-15 | A7074-2007
311.40 Str & Improvements-BBCM | Nat Gas Ops | 3190 | 46227.84 | 27541.7344 | 2020-12-01 | BIG BEND COMMON | Yard Area-A41-S | Parking Area | 79479 | PARKING AREAS ; YARD AREA ; PARKING, ASPHALT | 1980-06-15 | G9176
311.40 Str & Improvements-BBCM | Nat Gas Ops | 3190 | 46081.96 | 27454.8216 | 2020-12-01 | BIG BEND COMMON | Yard Area-A41-S | Parking Area | 114436 | PARKING AREAS ; YARD AREA ; PARKING, ASPHALT | 1980-06-15 | G9276
311.40 Str & Improvements-BBCM | Nat Gas Ops | 1 | 46059.44 | 3674.4899 | 2020-12-01 | BIG BEND COMMON | Yard Area-A41-S | Parking Area | 207894823 | NEW PAVING FOR PARKING AREA NEAR SOUTH 40 | 2018-04-19 | A2653574
311.40 Str & Improvements-BBCM | Nat Gas Ops | 6178 | 44273 | 28804.2268 | 2020-12-01 | BIG BEND COMMON | Yard Area-A41-S | Parking Area | 77203 | PARKING AREAS ; YARD AREA ; PAVED PARKING AREA (AREA "B") | 1970-06-15 | B021
311.40 Str & Improvements-BBCM | Nat Gas Ops | 1 | 39262.52 | 6308.6185 | 2020-12-01 | BIG BEND COMMON | Yard Area-A41-S | Parking Area | 50112143 | BBC new paving South West of the MCS building. Work ot consist of 2" of Asphalt. | 2015-01-21 | A2523503
311.40 Str & Improvements-BBCM | Nat Gas Ops | 1 | 37706.58 | 6058.6133 | 2020-12-01 | BIG BEND COMMON | Yard Area-A41-S | Parking Area | 50112148 | BBC new paving West of Warehouse 71. Appox 966 sq. yd. of 2" asphalt. | 2015-01-21 | A2523528
311.40 Str & Improvements-BBCM | Nat Gas Ops | 6000 | 37259 | 23683.4449 | 2020-12-01 | BIG BEND COMMON | Yard Area-A41-S | Parking Area | 77401 | PARKING AREAS ; YARD AREA ; PAVED PARKING NORTHWEST OF #1 TURBINE | 1973-06-15 | B09/F
311.40 Str & Improvements-BBCM | Nat Gas Ops | 1 | 33808.85 | 19245.2426 | 2020-12-01 | BIG BEND COMMON | Yard Area-A41-S | Parking Area | 116107 | PARKING AREAS ; YARD AREA ; PARKING AREAS AND PAVING. 26000 SF. 2" THICK TYPE II ASPHALT PAVING W/ 12" COMPACTED SUB-GRADE AND 6" COM PACTED SHELL BASE. LOCATED BETWEEN BLENDING BIN BUILDING AND CRUSHER B UILDING | 1984-08-15 | K3400
311.40 Str & Improvements-BBCM | Nat Gas Ops | 2790 | 33535 | 21818.0323 | 2020-12-01 | BIG BEND COMMON | Yard Area-A41-S | Parking Area | 77176 | PARKING AREAS ; YARD AREA ; PAVED PARKING AREA (MISCELLANEOUS) | 1970-06-15 | B021
311.40 Str & Improvements-BBCM | Nat Gas Ops | 1 | 32047.43 | 14599.1987 | 2020-12-01 | BIG BEND COMMON | Yard Area-A41-S | Parking Area | 102210 | PARKING AREAS ; YARD AREA ; INSTALL 40' X 60' CONCRETE SLAB LOCATED AT THE STATION TRUCK WASH. 04/16/98 RJB | 1997-10-15 | A7024-2008
311.40 Str & Improvements-BBCM | Nat Gas Ops | 1 | 29733 | 18418.9233 | 2020-12-01 | BIG BEND COMMON | Yard Area-A41-S | Parking Area | 78353 | PARKING AREAS ; YARD AREA ; 1250 SQ. FT. PARKING AREA,NORTH SIDE OF UNIT 3 TURBINE BUILDING | 1976-06-15 | C&G54
311.40 Str & Improvements-BBCM | Nat Gas Ops | 1 | 25997.51 | 14613.0402 | 2020-12-01 | BIG BEND COMMON | Yard Area-A41-S | Parking Area | 116168 | PARKING AREAS ; YARD AREA ; MAIN PLANT PARKING AREA IS 130' X 1 05' AND IS COVERED BY 1517 SY OF CL ASS I TYPE B PAVEMENT. THE CONSTR UCTION PARKING AREA THAT WAS ORIGIN ALLY USED BY TECO AND GILBERT PERSO NNEL WAS THE BASE FOR THIS PARKING LOT. THE L | 1985-02-15 | F05-2008
311.40 Str & Improvements-BBCM | Nat Gas Ops | 1 | 24888.87 | 3366.8235 | 2020-12-01 | BIG BEND COMMON | Yard Area-A41-S | Parking Area | 115507631 | Ramp, handrail, and gratings for golf carts and folklifts used by the water and fuels shops | 2016-07-01 | A2576414
311.40 Str & Improvements-BBCM | Nat Gas Ops | 1939 | 23345 | 15188.3693 | 2020-12-01 | BIG BEND COMMON | Yard Area-A41-S | Parking Area | 77202 | PARKING AREAS ; YARD AREA ; PAVED PARKING AREA (AREA "A") | 1970-06-15 | B021
311.40 Str & Improvements-BBCM | Nat Gas Ops | 1121 | 17651 | 11483.8255 | 2020-12-01 | BIG BEND COMMON | Yard Area-A41-S | Parking Area | 77174 | PARKING AREAS ; YARD AREA ; PAVED PARKING AREA (BARGE CREW HOUSE) | 1970-06-15 | B021
311.40 Str & Improvements-BBCM | Nat Gas Ops | 2000 | 12420 | 7894.6935 | 2020-12-01 | BIG BEND COMMON | Yard Area-A41-S | Parking Area | 77400 | PARKING AREAS ; YARD AREA ; PAVED PARKING NORTH OF #1 & #2 TURBINE | 1973-06-15 | B09/F
311.40 Str & Improvements-BBCM | Nat Gas Ops | 1 | 9013.15 | 4105.9382 | 2020-12-01 | BIG BEND COMMON | Yard Area-A41-S | Parking Area | 99088 | PARKING AREAS ; YARD AREA ; PAVE EAST AND WEST SCAFFOLDING STORAGE AREA AND MATERIAL RECYCLE STORAGE AREA. 07/10/97 RJB | 1997-01-15 | A7034
311.40 Str & Improvements-BBCM | Nat Gas Ops | 880 | 8359.84 | 5131.2321 | 2020-12-01 | BIG BEND COMMON | Yard Area-A41-S | Parking Area | 79481 | PARKING AREAS ; YARD AREA ; PAVED PARKING, TMC VAN | 1977-06-15 | A2962
311.40 Str & Improvements-BBCM | Nat Gas Ops | 0 | 8262.46 | 5023.2185 | 2020-12-01 | BIG BEND COMMON | Yard Area-A41-S | Parking Area | 79483 | PARKING AREAS ; YARD AREA ; CAR WASH - ADDITIONAL CHARGES | 1978-06-15 | A7005-2008
311.40 Str & Improvements-BBCM | Nat Gas Ops | 4450 | 7552 | 4800.3805 | 2020-12-01 | BIG BEND COMMON | Yard Area-A41-S | Parking Area | 79480 | PARKING AREAS ; YARD AREA ; PAVED AREA FOR THERMAL DILUTION | 1973-06-15 | C661
311.40 Str & Improvements-BBCM | Nat Gas Ops | 1 | 6654.97 | 4084.7906 | 2020-12-01 | BIG BEND COMMON | Yard Area-A41-S | Parking Area | 79482 | PARKING AREAS ; YARD AREA ; CAR WASH W/PIPING, PUMPS | 1977-06-15 | A2911
311.40 Str & Improvements-BBCM | Nat Gas Ops | 1 | 5953.14 | 2952.791 | 2020-12-01 | BIG BEND COMMON | Yard Area-A41-S | Parking Area | 97299 | PARKING AREAS ; YARD AREA ; PAVE ROAD AREA JUST WEST OF WAREHOU SE 023, APPROXIMATELY 700 SQ. YD. O F PAVING | 1993-07-15 | A7029
311.40 Str & Improvements-BBCM | Nat Gas Ops | 1 | 5405.71 | 2998.706 | 2020-12-01 | BIG BEND COMMON | Yard Area-A41-S | Parking Area | 88767 | PARKING AREAS ; YARD AREA ; 775 SQ YDS OF 2 IN ASPHALT PAVING FOR THE AREA EAST OF #4 BOWL MILLS & FOR PARKING OF TOOLROOM VEHICLES | 1986-06-15 | A7035
311.40 Str & Improvements-BBCM | Nat Gas Ops | 1 | 4660 | 2652.6436 | 2020-12-01 | BIG BEND COMMON | Yard Area-A41-S | Parking Area | 87521 | PARKING AREAS ; YARD AREA ; PAVEMENT OF AREA NORTH OF 1A & 1B FLYASH SYSTEM | 1984-06-15 | A7067-2007
311.40 Str & Improvements-BBCM | Nat Gas Ops | 1 | 2225.82 | 1124.6071 | 2020-12-01 | BIG BEND COMMON | Yard Area-A41-S | Parking Area | 97544 | PARKING AREAS ; YARD AREA ; BIG BEND MCS OFFICE REGRADE ROCK AND COMPACT. 05/04/94 RJB | 1992-01-15 | A7041
311.40 Str & Improvements-BBCM | Nat Gas Ops | 1 | 262.5 | 92.7409 | 2020-12-01 | BIG BEND COMMON | Yard Area-A41-S | Parking Area | 24640941 | Parking Area | 2005-09-13 | A6928-2005
311.40 Str & Improvements-BBCM | Nat Gas Ops | 0 | 259.56 | 142.0138 | 2020-12-01 | BIG BEND COMMON | Yard Area-A41-S | Parking Area | 115970 | PARKING AREAS ; YARD AREA ; ADDITIONAL CHARGES FOR THE AREA EAST OF #4 BOWL MILLS AND FOR TOOL- ROOM VEHICLES. MISC CHRGES. | 1987-01-15 | A7035
311.40 Str & Improvements-BBCM | Nat Gas Ops | 1 | -847.62 | -175.8138 | 2020-12-01 | BIG BEND COMMON | Yard Area-A41-S | Parking Area | 41580281 | Pave the contractors parking lot with asphalt at BB station and increase parking by 120 to 250 spaces | 2013-03-31 | A2398498
311.40 Str & Improvements-BBCM | Coal Ops | 150 | 21681.48 | 4497.1845 | 2020-12-01 | BIG BEND COMMON | Waste Water Treatment-A38-S | Piping - Under 6" | 41803531 | New piping and block valves from the waste water filtrate sump pump common discharge line to the FGD transfer sump for the BB Waste Water treatment installed | 2013-07-18 | A2424291
311.40 Str & Improvements-BBCM | Coal Ops | 1 | 341024.61 | 134907.9307 | 2020-12-01 | BIG BEND COMMON | Limestone-C25-S | Piping - Under 6" | 108635 | PIPING ; LIMESTONE SLURRY SYSTEM ; INSTALLATION OF A BACKUP LIMESTONE SLURRY SYSTEM INCLUDING PIPING, VALVES, FITTINGS AND RELATED WORK. 02/22/05 RJB | 2002-01-15 | L6003
311.40 Str & Improvements-BBCM | Coal Ops | 181 | 11272.07 | 6416.4774 | 2020-12-01 | BIG BEND COMMON | Fire Protection-A12-S | Piping - Under 6" | 89650 | PIPING - 6" & LARGER - 10" ; YARD FIRE PROTECTION SYSTEM ; 10" CL 2A MECHANICAL JOINT,MAIN UND ERGROUND RUNS TO COAL BLENDING BUIL DING INCLUDING TRENCH ING,THRUST BLOCKS AND BACKFILL | 1984-08-15 | K3400
311.40 Str & Improvements-BBCM | Coal Ops | 1 | 3164.93 | 656.4715 | 2020-12-01 | BIG BEND COMMON | Waste Water Treatment-A38-S | Piping - Under 6" | 38515308 | Install new water flush lines to the pump suction elbows on both A and B FGD WWT ECAT's | 2013-03-13 | A2398591
311.40 Str & Improvements-BBCM | Coal Ops | 12 | 703.14 | 400.2532 | 2020-12-01 | BIG BEND COMMON | Fire Protection-A12-S | Piping - Under 6" | 89649 | PIPING 6" & LARGER - 6" ; YARD FIRE PROTECTION SYSTEM ; 6" CL 2A MECHANICAL JOINT,MAIN UNDE RGROUND BRANCH FROM 10" TO COAL BLE NDING BUILDING STAIR TOWER INCLUD ING TRENCHING,THRUST BLOCK AND BACK FILL | 1984-08-15 | K3400
311.40 Str & Improvements-BBCM | Nat Gas Ops | 1 | 945332.03 | 361202.3691 | 2020-12-01 | BIG BEND COMMON | Blowdown / Blowoff / Vent / D-B07-S | Piping - Under 6" | 121147 | PIPING 6" AND LARGER ; BLOWDOWN ; BB RECLAIM/RECYCLE WATER SYTEM UPGRADE. 12" STEEL PIPING.PUMPS AND SOME VALVES INCLUDED. 04/20/05 RJB | 2003-12-15 | B5877
311.40 Str & Improvements-BBCM | Nat Gas Ops | 6457 | 480157.09 | 269893.3425 | 2020-12-01 | BIG BEND COMMON | Recycle Water-A25-S | Piping - Under 6" | 89744 | PIPING 6" & LARGER - 6" ; WATER SUPPLY / RECYCLE WATER SUPPLY ; RECYCLE WATER - PIPING - 6" CARBON STEEL (CL-151) PIPE INCLUDING FITTI NGS, SUPPORT STEEL, HANGERS, PAINTI NG AND LOCALLY MOUNTED INSTRUMENTS. | 1985-02-15 | F05-2008
311.40 Str & Improvements-BBCM | Nat Gas Ops | 2959 | 309791 | 191908.5418 | 2020-12-01 | BIG BEND COMMON | Waste Water Treatment-A38-S | Piping - Under 6" | 79517 | PIPING 6" & LARGER ; WASTE WATER TREATMENT SYSTEM ; PLASTIC FIBERGLASS PIPE 10", INC. FITTINGS & VALVES, PLASTIC | 1976-06-15 | D751
311.40 Str & Improvements-BBCM | Nat Gas Ops | 15320 | 293540.7 | 145597.8428 | 2020-12-01 | BIG BEND COMMON | Waste Water Treatment-A38-S | Piping - Under 6" | 97681 | PIPING 6" & LARGER ; WASTE WATER TREATMENT SYSTEM ; 8" SDR 11 PE 3408 POLYETHELENE PIPING (TRANSFER SUMP DISCHARGE PIPING TO THE WASTEWATER POND) LANE PIPING & EQUIPMENT COMPANY VO# 006819 | 1993-09-15 | L0976
311.40 Str & Improvements-BBCM | Nat Gas Ops | 4424 | 251050.18 | 141113.7597 | 2020-12-01 | BIG BEND COMMON | Waste Water Treatment-A38-S | Piping - Under 6" | 89894 | PIPING 6" & LARGER - 10" ; WASTE WATER TREATMENT SYSTEM ; WASTE WATER PIPING-YARD-10" FIBERGL ASS REINFORCED, FILAMENT WOUND, EPO XY RESIN PIPE (CL:30L) INCL FITTIN GS, SUPPORT STEEL, HANGERS, EXCAVAT ION, BACKFILL, ETC FOR UNDERGROUND PIPING & INLINE | 1985-02-15 | F05-2008
311.40 Str & Improvements-BBCM | Nat Gas Ops | 2947 | 247378 | 153245.0951 | 2020-12-01 | BIG BEND COMMON | Waste Water Treatment-A38-S | Piping - Under 6" | 79516 | PIPING 6" & LARGER ; WASTE WATER TREATMENT SYSTEM ; PLASTIC FIBERGLASS PIPE 8", INC. FITTINGS & VALVES, PLASTIC | 1976-06-15 | D751
311.40 Str & Improvements-BBCM | Nat Gas Ops | 11300 | 246020.81 | 122027.7093 | 2020-12-01 | BIG BEND COMMON | Recycle Water-A25-S | Piping - Under 6" | 97673 | PIPING 6" & LARGER ; WATER SUPPLY / RECYCLE WATER SUPPLY ; 10" SDR 11 PE 3408 POLYETHELENE PIPING (RECYCLE/SPRAY PUMP HOUSE TO #4 UNIT ASH SLUICE PIPE TRENCH) | 1993-09-15 | L0976
311.40 Str & Improvements-BBCM | Nat Gas Ops | 2935 | 237355.3 | 133415.952 | 2020-12-01 | BIG BEND COMMON | Recycle Water-A25-S | Piping - Under 6" | 89710 | PIPING 6" & LARGER - 14" ; WATER SUPPLY / RECYCLE WATER SUPPLY ; RECYCLE WATER - PIPING - 14" FILAME NT WOUND FIBERGLASS REINFORCED EPOX Y RESIN PIPE (CL:30 L-C/CIBA-GIEGY PIPE DUALOY 3200) IN CLUDING FITTINGS, SUPPORT STEEL, HA NGERS, EX | 1985-02-15 | F05-2008
311.40 Str & Improvements-BBCM | Nat Gas Ops | 720 | 227478 | 140917.4936 | 2020-12-01 | BIG BEND COMMON | Recycle Water-A25-S | Piping - Under 6" | 121893 | PIPING 6" & LARGER ; WATER SUPPLY / RECYCLE WATER SUPPLY ; RECYCLE PIPE,INCLUDING FITTINGS & VALVES 720 FT. OF 10" CARBON PIPE | 1976-06-15 | D751
311.40 Str & Improvements-BBCM | Nat Gas Ops | 9310 | 195884.17 | 97159.6531 | 2020-12-01 | BIG BEND COMMON | Sumps-A32-S | Piping - Under 6" | 117553 | PIPING 6" & LARGER ; WASTE WATER TREATMENT SYSTEM ; 12" SDR 11 PE 3408 POLYETHELENE PIPING (TRANSFER SUMP DISCHARGE PIPING TO THE WASTEWATER POND) LANE PIPING & EQUIPMENT COMPANY VO# 015619 | 1993-09-15 | L0976
311.40 Str & Improvements-BBCM | Nat Gas Ops | 2042 | 189060.82 | 106269.9223 | 2020-12-01 | BIG BEND COMMON | Waste Water Treatment-A38-S | Piping - Under 6" | 116213 | PIPING 6" & LARGER - 8" ; WASTE WATER TREATMENY SYSTEM ; WASTE WATER PIPING - YARD - 8" FIBE RGLASS REINFORCED, FILAMENT WOUND, EPOXY RESIN PIPE (CL:30L) INCLUD ING FITTINGS, SUPPORT STEEL, HANGER S, EXCAVATION AND BACKFILL, THRUST BLOCK, ETC. FOR | 1985-02-15 | F05-2008
311.40 Str & Improvements-BBCM | Nat Gas Ops | 1 | 175854.04 | 50538.6767 | 2020-12-01 | BIG BEND COMMON | Recycle Water-A25-O | Piping - Under 6" | 26931263 | BBC return water pump discharge header piping replaced with TEC specified fiberglass reinforced piping (FRP) Addition of a manually operated isolation valve on the header | 2009-12-31 | A7744-2009
311.40 Str & Improvements-BBCM | Nat Gas Ops | 2465 | 175220.22 | 98490.2063 | 2020-12-01 | BIG BEND COMMON | Fire Protection-A12-S | Piping - Under 6" | 89719 | PIPING 6" & LARGER - 8" ; YARD FIRE PROTECTION SYSTEM ; FIRE PROTECTION WATER - YARD - UNDE RGROUND PIPING - 8" DUCTILE IRON (C L:2A) PIPE W/MECHANICAL JOINTRETAIN ER GLAND COMPLETE W/FITTINGS, THRUS T BLOCKS, EXCAVATION, BITUMINOUS CO ATING AND CEMENT | 1985-02-15 | F05-2008
311.40 Str & Improvements-BBCM | Nat Gas Ops | 1781 | 167033.51 | 93888.507 | 2020-12-01 | BIG BEND COMMON | Recycle Water-A25-S | Piping - Under 6" | 89740 | PIPING 6" & LARGER - 10" ; WATER SUPPLY / RECYCLE WATER SUPPLY ; RECYCLED COUNTY EFFLUENT WATER - YA RD - 10" CL-30L-C UNDERGROUND, FILA MENT WOUND, FIBERG LASS-REINFORCED EPOXY RESIN PIPE CO MPLETE W/FITTINGS, THRUST BLOCK, EX CAVATION | 1985-02-15 | F05-2008
311.40 Str & Improvements-BBCM | Nat Gas Ops | 300 | 135008.66 | 18263.1966 | 2020-12-01 | BIG BEND COMMON | Fire Protection-A12-S | Piping - Under 6" | 122703405 | 300 FEET UNDERGROUND FIRE WATER PIPING 4" STEEL | 2016-12-07 | A2610927
311.40 Str & Improvements-BBCM | Nat Gas Ops | 720 | 134935 | 83589.1911 | 2020-12-01 | BIG BEND COMMON | Recycle Water-A25-S | Piping - Under 6" | 114890 | PIPING 6" & LARGER ; WATER SUPPLY / RECYCLE WATER SUPPLY ; RECYCLE PIPE,INCLUDING FITTINGS & VALVES 720 FT. OF 8" CARBON PIPE | 1976-06-15 | D751
311.40 Str & Improvements-BBCM | Nat Gas Ops | 1094 | 132741.15 | 74612.9827 | 2020-12-01 | BIG BEND COMMON | Storm Sewer-A31-S | Piping - Under 6" | 89750 | PIPING 6" & LARGER - 24" ; STORM SEWER SYSTEM ; STORM SEWER SYSTEM - YARD PIPING - 24" REINFORCED CONCRETE PIPE TO AST M C76 CL III, TONGUE AND GROOVE ENDS WITH RUBBER GASKET (CL:44) CO MPLETE WITH FITTINGS, EXCAVATION AN D BACKFILL, ETC. AS SHOWN | 1985-02-15 | F05-2008
311.40 Str & Improvements-BBCM | Nat Gas Ops | 1195 | 124097.66 | 70640.9586 | 2020-12-01 | BIG BEND COMMON | Recycle Water-A25-S | Piping - Under 6" | 89647 | PIPING 6" & LARGER - 6" ; WATER SUPPLY / RECYCLE WATER SUPPLY ; 6" CL 2A MECHANICAL JOINT MAIN UNDE RGROUND RUNS TO BUILDINGS T3,T6 AND T7 INCLUDING TRENCH ING,THRUST BLOCKS AND BACKFILL | 1984-08-15 | K3400
311.40 Str & Improvements-BBCM | Nat Gas Ops | 1339 | 121942.62 | 68543.1955 | 2020-12-01 | BIG BEND COMMON | Storm Sewer-A31-S | Piping - Under 6" | 89749 | PIPING 6" & LARGER - 18" ; STORM SEWER SYSTEM ; STORM SEWER SYSTEM - YARD PIPING - 18" REINFORCED CONCRETE PIPE TO AST M C76 CL III, TONGUE AND GROOVE END, COMPLETE WITH FITTINGS, RUBBE R GASKETS, (PIPE CL:44) AND EXCAVAT ION AND BACKFILL, ETC. AS SH | 1985-02-15 | F05-2008
311.40 Str & Improvements-BBCM | Nat Gas Ops | 3821 | 114667.5 | 74603.2271 | 2020-12-01 | BIG BEND COMMON | Recycle Water-A25-S | Piping - Under 6" | 77271 | PIPING 6" & LARGER ; WATER SUPPLY / RECYCLE WATER SUPPLY ; TRANSITE WATER PIPE,16IN | 1970-06-15 | B021
311.40 Str & Improvements-BBCM | Nat Gas Ops | 986 | 109289.5 | 67702.3819 | 2020-12-01 | BIG BEND COMMON | Waste Water Treatment-A38-S | Piping - Under 6" | 114470 | PIPING 6" & LARGER ; WASTE WATER TREATMENT SYSTEM ; 10" EXTRA HEAVY SMLS PIPE A-106, .005 WALL, INCLUDING VALVES AND FITTINGS (SLURRY PIPING) | 1976-06-15 | D751
311.40 Str & Improvements-BBCM | Nat Gas Ops | 5374 | 107785.84 | 65529.1311 | 2020-12-01 | BIG BEND COMMON | Recycle Water-A25-S | Piping - Under 6" | 79157 | PIPING 6" & LARGER - 10" ; WATER SUPPLY / RECYCLE WATER SUPPLY ; PVC PIPE 10" W/COUPLINGS | 1978-06-15 | G4280
311.40 Str & Improvements-BBCM | Nat Gas Ops | 1133 | 100777.24 | 56646.2658 | 2020-12-01 | BIG BEND COMMON | Fire Protection-A12-S | Piping - Under 6" | 127397 | PIPING - 6" & LARGER - 10" ; YARD FIRE PROTECTION SYSTEM ; FIRE PROTECTION WATER - YARD - UNDE RGROUND PIPING - 10" DUCTILE IRON ( CL:2A) PIPE W/MECHANICAL JOINT RETAINER GLAND, COMPLETE W/FITTINGS , THRUST BLOCKS, EXCAVATION AND BAC KFILL, BITUMINOU | 1985-02-15 | F05-2008
311.40 Str & Improvements-BBCM | Nat Gas Ops | 2000 | 96035.2 | 45761.4124 | 2020-12-01 | BIG BEND COMMON | Recycle Water-A25-S | Piping - Under 6" | 98628 | PIPING 6" & LARGER - 10" ; WATER SUPPLY / RECYCLE WATER SUPPLY ; BB WASTEWATER PIPING SYSTEM ADDITION. 2000 LF 10" POLYETHELENE PIPING. SUPPLIED BY LANE PIPING, INC. 10/18/96 RJB | 1995-12-15 | L6376
311.40 Str & Improvements-BBCM | Nat Gas Ops | 1 | 95449.16 | 7614.66 | 2020-12-01 | BIG BEND COMMON | Waste Water Treatment-A38-S | Piping - Under 6" | 311435061 | WWTS SKID PIPING REPL. WWTP CAUSTIC PUMP SKID PIPING. | 2018-09-18 | A2675069
311.40 Str & Improvements-BBCM | Nat Gas Ops | 6000 | 89322.9 | 44304.6622 | 2020-12-01 | BIG BEND COMMON | Recycle Water-A25-S | Piping - Under 6" | 117551 | PIPING 6" & LARGER ; WATER SUPPLY / RECYCLE WATER SUPPLY ; RUN 6" LINE FROM VALVE TREE TO TURB INE BLDG. MAKE TIE INS TO MECH. SHOP, LIMESTONE UNLOADING CONVEYOR AND MCS BULDINGS. | 1993-08-15 | B7676
311.40 Str & Improvements-BBCM | Nat Gas Ops | 468 | 85066.26 | 47815.2207 | 2020-12-01 | BIG BEND COMMON | Storm Sewer-A31-S | Piping - Under 6" | 127372 | PIPING 6" & LARGER - 36" ; STORM SEWER SYSTEM ; STORM SEWER SYSTEM - YARD PIPING - 36" REINFORCED CONCRETE PIPE TO AST M C76 CL III, TONGUE AND GROOVE ENDS (CL:44) COMPLETE WITH FITTING S, GASKET, EXCAVATION AND BACKFILL. | 1985-02-15 | F05-2008
311.40 Str & Improvements-BBCM | Nat Gas Ops | 3600 | 79994.62 | 39677.7827 | 2020-12-01 | BIG BEND COMMON | Recycle Water-A25-S | Piping - Under 6" | 97671 | PIPING 6" & LARGER ; WATER SUPPLY / RECYCLE WATER SUPPLY ; FUSE & INSTALL DOMESTIC WATER LINE 12" FROM GATE 1 TO RESERVE WATER TA NKS W. OF DEMINERALIZED WATER TANKS INSTALL NEW WATER METER & BACKFLOW PREVENTER | 1993-08-15 | B7676
311.40 Str & Improvements-BBCM | Nat Gas Ops | 3100 | 78100 | 41486.6372 | 2020-12-01 | BIG BEND COMMON | Channel & Turnaround Basin-A06-S | Piping - Under 6" | 97692 | 12" POLYETHYLENE PIPING ; CHANNEL & TURNAROUND BASIN ; 12" POLYETHELENE PIPING USED FOR THE DREDGE AND RETURN SYSTEM AT BIG BEND . 3100 LF 08/09/94 RJB | 1989-12-15 | A7525
311.40 Str & Improvements-BBCM | Nat Gas Ops | 825 | 73863.1 | 41517.9935 | 2020-12-01 | BIG BEND COMMON | Fire Protection-A12-S | Piping - Under 6" | 123243 | PIPING 6" & LARGER - 6" ; YARD FIRE PROTECTION SYSTEM ; FIRE PROTECTION WATER - YARD - UNDE RGROUND PIPING - 6" DUCTILE IRON (C L:2A) PIPE W/MECHANICAL JOINTRETAIN ER GLAND COMPLETE W/FITTINGS, THRUS T BLOCKS, EXCAVATION & BACKFILL, BI TUMINOUS COATING A | 1985-02-15 | F05-2008
311.40 Str & Improvements-BBCM | Nat Gas Ops | 2227 | 73818 | 44878.1528 | 2020-12-01 | BIG BEND COMMON | Recycle Water-A25-S | Piping - Under 6" | 121706 | PIPING 6" & LARGER - 6" ; WATER SUPPLY / RECYCLE WATER SUPPLY ; PIPE SEAMLESS BLK, 6" W/COUPLINGS | 1978-06-15 | G4280
311.40 Str & Improvements-BBCM | Nat Gas Ops | 3400 | 68800 | 36546.4871 | 2020-12-01 | BIG BEND COMMON | Channel & Turnaround Basin-A06-S | Piping - Under 6" | 124271 | 08" POLYETHYLENE PIPING ; CHANNEL & TURNAROUND BASIN ; 8" POLYETHELENE PIPING USED FOR THE DREDGING AND RETURN SYSTEM AT BIG BEND. 3400 LF 08/09/94 RJB | 1989-12-15 | A7525
311.40 Str & Improvements-BBCM | Nat Gas Ops | 1 | 68577.02 | 19708.3436 | 2020-12-01 | BIG BEND COMMON | Sumps-A32-S | Piping - Under 6" | 26904062 | BB Settling basin sump pumps piping, valves and mateials to streamline the settling basin sump pumps discharge piping | 2009-12-31 | A7044-2009
311.40 Str & Improvements-BBCM | Nat Gas Ops | 424 | 66939.71 | 37626.3986 | 2020-12-01 | BIG BEND COMMON | Recycle Water-A25-S | Piping - Under 6" | 116154 | PIPING 6" & LARGER - 10" ; WATER SUPPLY / RECYCLE WATER SUPPLY ; RECYCLE WATER - PIPING - 10" CARBON STEEL (CL-151) PIPE INCLUDING FITT INGS, SUPPORT STEEL, HANGERS,PAINTI NG FOR ABOVE GROUND, COATING-WRAPPI NG AND EARTHWORK FOR UNDER GROUND, AND LOCALLY | 1985-02-15 | F05-2008
311.40 Str & Improvements-BBCM | Nat Gas Ops | 394 | 65134.16 | 36611.5101 | 2020-12-01 | BIG BEND COMMON | Recycle Water-A25-S | Piping - Under 6" | 89709 | PIPING 6" & LARGER - 14" ; WATER SUPPLY / RECYCLE WATER SUPPLY ; RECYCLE WATER - PIPING - 14" CARBON STEEL (CL: 151) PIPE INCLUDING FIT TINGS, SUPPORT STEEL, HANGER S, PAINTING AND LOCALLY MOUNTED INS TRUMENTS AS PER TECO DRAWING #12408 -EB-2XG. | 1985-02-15 | F05-2008
311.40 Str & Improvements-BBCM | Nat Gas Ops | 1720 | 63950.27 | 33435.5622 | 2020-12-01 | BIG BEND COMMON | Waste Water Treatment-A38-S | Piping - Under 6" | 124289 | PIPING 6" & LARGER - 6" ; WASTE WATER TREATMENT SYSTEM ; 6" POLYETHYLENE PIPING FOR DISCHARGE LINE FROM COALFIELD SUMP TO MAIN PLANT TRANSFER SUMP. 1720 LF 08/02/94 RJB | 1990-04-15 | A7556
311.40 Str & Improvements-BBCM | Nat Gas Ops | 400 | 62261.76 | 38569.7569 | 2020-12-01 | BIG BEND COMMON | Sanitary Sewer-A27-S | Piping - Under 6" | 114705 | PIPING 6" & LARGER ; SANITARY SEWER SYSTEM ; 36 IN CONCRETE PIPE,REINFORCED | 1976-06-15 | C54,G
311.40 Str & Improvements-BBCM | Nat Gas Ops | 311 | 61667.29 | 34662.8038 | 2020-12-01 | BIG BEND COMMON | Recycle Water-A25-S | Piping - Under 6" | 89708 | PIPING 6" & LARGER - 12" ; WATER SUPPLY / RECYCLE WATER SUPPLY ; RECYCLE WATER - PIPING - 12" CARBON STEEL (CL-151) PIPE INCLUDING FITT INGS, SUPPORT STEEL, HANGERS,PAINTI NG FOR ABOVE GROUND, COATING & WRAP PING FOR UNDER GROUND AND EXCAVATIO N AND BACK | 1985-02-15 | F05-2008
311.40 Str & Improvements-BBCM | Nat Gas Ops | 512 | 58480.6 | 38047.7597 | 2020-12-01 | BIG BEND COMMON | Sanitary Sewer-A27-S | Piping - Under 6" | 114775 | PIPING 6" & LARGER ; SANITARY SEWER SYSTEM ; CONCRETE PIPE 48IN | 1970-06-15 | B021
311.40 Str & Improvements-BBCM | Nat Gas Ops | 272 | 56373 | 35233.6295 | 2020-12-01 | BIG BEND COMMON | Waste Water Treatment-A38-S | Piping - Under 6" | 79542 | PIPING 6" & LARGER ; WASTE WATER TREATMENT SYSTEM ; STEEL PIPE, INCLUDING FITTINGS: 10", SCH 40, SMLS, A-53, STEEL | 1975-06-15 | D751
311.40 Str & Improvements-BBCM | Nat Gas Ops | 1000 | 55795.59 | 26586.9702 | 2020-12-01 | BIG BEND COMMON | Recycle Water-A25-S | Piping - Under 6" | 98625 | PIPING 6" & LARGER ; WATER SUPPLY / RECYCLE WATER SUPPLY ; BB WASTEWATER PIPING SYSTEM ADDITION. 1000 LF OF STEEL PIPE. SUPPLIED BY LANE PIPING. INCLUDES RELATED MATERIALS. 10/18/96 RJB | 1995-12-15 | L6376
311.40 Str & Improvements-BBCM | Nat Gas Ops | 1610 | 54949.36 | 28729.5541 | 2020-12-01 | BIG BEND COMMON | Waste Water Treatment-A38-S | Piping - Under 6" | 97682 | PIPING 6" & LARGER - 6" ; WASTE WATER TREATMENT SYSTEM ; 6" POLYETHYLENE PIPING FOR FLOOR DRAIN SUMP DISCHARGE. 1610 LF USED FOR ALL FOUR UNITS. 08/01/94 RJB | 1990-04-15 | A7560
311.40 Str & Improvements-BBCM | Nat Gas Ops | 1 | 48224.64 | 11042.031 | 2020-12-01 | BIG BEND COMMON | Sanitary Sewer-A27-S | Piping - Under 6" | 35306657 | Sanitary sewer line at #1 lift station replaced with fiberglass materials and relocated for easier repairs. | 2012-06-30 | A7067-2012
311.40 Str & Improvements-BBCM | Nat Gas Ops | 1 | 47296.44 | 16709.7722 | 2020-12-01 | BIG BEND COMMON | Recycle Water-A25-S | Piping - Under 6" | 113107 | PIPING LARGER THAN 6" ; RECYCLE WATER ; PIPING UPGRADE IN CONJUNCTION WITH HILLS. COUNTY. LABOR AND MATERIAL. 05/04/07 RJB | 2005-11-15 | A7037
311.40 Str & Improvements-BBCM | Nat Gas Ops | 1 | 42722.44 | 22336.8689 | 2020-12-01 | BIG BEND COMMON | Spray Irrigation-A29-S | Piping - Under 6" | 124137 | PIPING 6" & LARGER ; SPRAY IRRIGATION SYSTEM ; PIPING 6" & LARGER INSTALL APPROX 2560 FT OF 8"/ 6" SUR-11 POLYETHYLENE PIPING AND ASSOC PARTS (BB ADD'L SPRAYFIELD/LOCATED 7.5 AC & 40 ACRE PLT EAST OF EXISTING SPRA YFIELD & PLOT ALONG PEMBROKE ROAD) | 1990-10-15 | C8476
311.40 Str & Improvements-BBCM | Nat Gas Ops | 478 | 42275 | 26871.8332 | 2020-12-01 | BIG BEND COMMON | Sanitary Sewer-A27-S | Piping - Under 6" | 77433 | PIPING 6" & LARGER ; SANITARY SEWER SYSTEM ; STEEL PIPE, 8" | 1973-06-15 | B09/F
311.40 Str & Improvements-BBCM | Nat Gas Ops | 0 | 41289.55 | 24337.401 | 2020-12-01 | BIG BEND COMMON | Waste Water Treatment-A38-S | Piping - Under 6" | 79545 | PIPING 6" & LARGER ; WASTE WATER TREATMENT SYSTEM ; 8" PIPE | 1981-06-15 | A7010-2008
311.40 Str & Improvements-BBCM | Nat Gas Ops | 3000 | 40413.12 | 19257.1208 | 2020-12-01 | BIG BEND COMMON | Recycle Water-A25-S | Piping - Under 6" | 98627 | PIPING 6" & LARGER - 8" ; WATER SUPPLY / RECYCLE WATER SUPPLY ; BB WASTEWATER PIPING SYSTEM ADDITION. 3000 LF 8" POLYETHELENE PIPING SUPPLIED BY LANE PIPING, INC. 10/18/96 RJB | 1995-12-15 | L6376
311.40 Str & Improvements-BBCM | Nat Gas Ops | 230 | 38062.15 | 21394.5001 | 2020-12-01 | BIG BEND COMMON | Fire Protection-A12-S | Piping - Under 6" | 127897 | PIPING 6" & LARGER - 10" ; YARD FIRE PROTECTION SYSTEM ; FIRE PROTECTION WATER - YARD - 230L F - 10" CARBON STEEL (CL:121B) PIPE INCL. FITTINGS, SUPPORT STEEL, HANGERS, PAINTING AND LOCALLY MOUN TED INSTRUMENTS. | 1985-02-15 | F05-2008
311.40 Str & Improvements-BBCM | Nat Gas Ops | 1239 | 37670 | 24508.2832 | 2020-12-01 | BIG BEND COMMON | Fire Protection-A12-S | Piping - Under 6" | 77819 | PIPING 6" & LARGER ; YARD FIRE PROTECTION SYSTEM ; 8IN PIPING W/ SUPPORTS | 1970-06-15 | B021
311.40 Str & Improvements-BBCM | Nat Gas Ops | 470 | 37440.27 | 21044.9451 | 2020-12-01 | BIG BEND COMMON | Recycle Water-A25-S | Piping - Under 6" | 123240 | PIPING 6" & LARGER - 10" ; WATER SUPPLY / RECYCLE WATER SUPPLY ; RECYCLE WATER PIPING - 10" FILAMENT WOUND FIBERGLASS REINFORCED EPOXY RESIN PIPE (CL:30L-C/CIBA GEIGY PIPE DUALOY 3200) INCLUDING FITTING S, EXCAVATION & BACKFILL AND LOCALL Y MOUNTED IN | 1985-02-15 | F05-2008
311.40 Str & Improvements-BBCM | Nat Gas Ops | 381 | 34651.9 | 19477.6195 | 2020-12-01 | BIG BEND COMMON | Storm Sewer-A31-S | Piping - Under 6" | 128422 | PIPING 6" & LARGER - 18" ; STORM SEWER SYSTEM ; STORM SEWER SYSTEM - YARD PIPING - 18" GALVANIZED CORRUGATED METAL PIP E, (PIPE CL:52) AASHTO M190 TYPE C , BITUMINOUS COATED INSIDE & OUTSID E, COMPLETE WITH FITTINGS, METAL CO UPLING BANDS, EXCA | 1985-02-15 | F05-2008
311.40 Str & Improvements-BBCM | Nat Gas Ops | 1 | 33967.19 | 19335.3756 | 2020-12-01 | BIG BEND COMMON | Fire Protection-A12-S | Piping - Under 6" | 87525 | PIPING 6" & LARGER ; YARD FIRE PROTECTION SYSTEM ; (FLOW TEST FOR INSURANCE SEMI- ANNUALLY) | 1984-06-15 | A7048
311.40 Str & Improvements-BBCM | Nat Gas Ops | 563 | 33482 | 21282.619 | 2020-12-01 | BIG BEND COMMON | Fire Protection-A12-S | Piping - Under 6" | 77430 | PIPING 6" & LARGER ; YARD FIRE PROTECTION SYSTEM ; STEEL PIPE, 8" | 1973-06-15 | B09/F
311.40 Str & Improvements-BBCM | Nat Gas Ops | 730 | 32741 | 20811.6071 | 2020-12-01 | BIG BEND COMMON | Fire Protection-A12-S | Piping - Under 6" | 77431 | PIPING 6" & LARGER ; YARD FIRE PROTECTION SYSTEM ; STEEL PIPE, 10" | 1973-06-15 | B09/F
311.40 Str & Improvements-BBCM | Nat Gas Ops | 301 | 32440.95 | 20096.4373 | 2020-12-01 | BIG BEND COMMON | Fire Protection-A12-S | Piping - Under 6" | 78418 | PIPING 6" & LARGER ; YARD FIRE PROTECTION SYSTEM ; 10 INCH CAST-IRON PIPE CLASS 23 | 1976-06-15 | C54,G
311.40 Str & Improvements-BBCM | Nat Gas Ops | 111 | 31666.3 | 17799.4322 | 2020-12-01 | BIG BEND COMMON | Recycle Water-A25-S | Piping - Under 6" | 89904 | PIPING 6" & LARGER - 20" ; WATER SUPPLY / RECYCLE WATER SUPPLY ; RECYCLE WATER - PIPING - 20" CARBON STEEL (CL:121) PIPE INCLUDING FITT INGS, SUPPORT STEEL, HANGERS,PAINTI NG FOR ABOVE GROUND, COATING AND WR APPING FOR UNDER GROUND, COATING ; EXCAVATION | 1985-02-15 | F05-2008
311.40 Str & Improvements-BBCM | Nat Gas Ops | 520 | 31287.37 | 17809.9233 | 2020-12-01 | BIG BEND COMMON | Storm Sewer-A31-S | Piping - Under 6" | 89656 | PIPING 6" & LARGER - 24" ; STORM SEWER SYSTEM ; STORM SEWER SYSTEM PIPING -- 24" DI A,CORRUGATED METAL PIPING; LOCATED AT VARIOUS AREAS OF THE COAL HANDLI NG AREA; INSTALLED IN CONJUNCTION W ITH NEW SWALES AND RUNOFF SUMP | 1984-08-15 | K3400
311.40 Str & Improvements-BBCM | Nat Gas Ops | 301 | 30444.09 | 18859.4275 | 2020-12-01 | BIG BEND COMMON | Fire Protection-A12-S | Piping - Under 6" | 127981 | PIPING 6" & LARGER ; YARD FIRE PROTECTION SYSTEM ; 10 INCH CAST-IRON PIPE, CLASS 22 | 1976-06-15 | C54,G
311.40 Str & Improvements-BBCM | Nat Gas Ops | 288 | 30233 | 19217.413 | 2020-12-01 | BIG BEND COMMON | Sanitary Sewer-A27-S | Piping - Under 6" | 77435 | PIPING 6" & LARGER ; SANITARY SEWER SYSTEM ; CONCRETE PIPE, 36" | 1973-06-15 | B09/F
311.40 Str & Improvements-BBCM | Nat Gas Ops | 397 | 30184.81 | 16966.6958 | 2020-12-01 | BIG BEND COMMON | Sumps-A32-S | Piping - Under 6" | 89790 | PIPING UNDER 6" ; SPARGING SYSTEM ; SPARGING SYSTEM - PIPING UNDER 6" - STAINLESS STEEL (CL:151-S) PIPE INC LUDING FITTINGS, VALVES, SUPPOR T STEEL, HANGERS AND LOCALLY MOUNTE D INSTRUMENTS. THIS INCLUDES SPARGI NG SYSTEM FOR BOILER AREA FLOOR D RA | 1985-02-15 | F05-2008
311.40 Str & Improvements-BBCM | Nat Gas Ops | 240 | 28036 | 17367.6701 | 2020-12-01 | BIG BEND COMMON | Storm Sewer-A31-S | Piping - Under 6" | 77891 | PIPING 6" & LARGER ; STORM SEWER SYSTEM ; PIPE, VITRIFIELD CLAY W/COMPRESSION JOINTS | 1976-06-15 | D041
311.40 Str & Improvements-BBCM | Nat Gas Ops | 288 | 25791.95 | 14497.4962 | 2020-12-01 | BIG BEND COMMON | Waste Water Treatment-A38-S | Piping - Under 6" | 128296 | PIPING 6" & LARGER - 12" ; WASTE WATER TREATMENT SYSTEM ; WASTE WATER PIPING - YARD - 12" CAS T IRON SOIL PIPE (CL:45A) COMPLETE WITH FITTINGS, BITUMINOUS COATIN G, EXCAVATION, BACKFILL, THRUST BLO CK, ETC. REQUIRED FOR UNDERGROUND P IPING AS SHOWN ON | 1985-02-15 | F05-2008
311.40 Str & Improvements-BBCM | Nat Gas Ops | 0 | 25499 | 16074.462 | 2020-12-01 | BIG BEND COMMON | Yard Area-A41-S | Piping - Under 6" | 24687439 | PIPING 6" & LARGER - 10" ; YARD AREA ; YARD DRAINAGE SYSTEM 504 FT. OF 10 IN. BLACK SEAMLESS PIPE, A53, GRADE B, SCH. 40 | 1974-06-15 | E154
311.40 Str & Improvements-BBCM | Nat Gas Ops | 512 | 22822.2 | 14848.2331 | 2020-12-01 | BIG BEND COMMON | Sanitary Sewer-A27-S | Piping - Under 6" | 121828 | PIPING 6" & LARGER ; SANITARY SEWER SYSTEM ; PIPE,VITRIFIED CLAY,27IN | 1970-06-15 | B021
311.40 Str & Improvements-BBCM | Nat Gas Ops | 240 | 22795 | 14830.5366 | 2020-12-01 | BIG BEND COMMON | Sanitary Sewer-A27-S | Piping - Under 6" | 77855 | PIPING 6" & LARGER ; SANITARY SEWER SYSTEM ; SEWER PIPE,CONCRETE,36IN | 1970-06-15 | B021
311.40 Str & Improvements-BBCM | Nat Gas Ops | 1680 | 22632 | 14020.0139 | 2020-12-01 | BIG BEND COMMON | Sumps-A32-S | Piping - Under 6" | 113663 | PIPING 6" & LARGER ; SPARGING SYSTEM ; 8" PVC PIPE | 1976-06-15 | D751
311.40 Str & Improvements-BBCM | Nat Gas Ops | 915 | 21912.01 | 12473.1231 | 2020-12-01 | BIG BEND COMMON | Storm Sewer-A31-S | Piping - Under 6" | 116110 | PIPING 6" & LARGER - 12" ; STORM SEWER SYSTEM ; STORM SEWER SYSTEM PIPING -- 12" DI A,CORRUGATED METAL PIPE; LOCATED AT VARIOUS AREAS OF THE COAL HANDLI NG AREA; INSTALLED IN CONJUNCTION W ITH THE NEW SWALES AND RUNOFF SUMP | 1984-08-15 | K3400
311.40 Str & Improvements-BBCM | Nat Gas Ops | 548 | 21497.05 | 13986.0841 | 2020-12-01 | BIG BEND COMMON | Sanitary Sewer-A27-S | Piping - Under 6" | 77856 | PIPING 6" & LARGER ; SANITARY SEWER SYSTEM ; PIPE VITRIFIED CLAY,24IN | 1970-06-15 | B021
311.40 Str & Improvements-BBCM | Nat Gas Ops | 273 | 20951 | 12978.6723 | 2020-12-01 | BIG BEND COMMON | Waste Water Treatment-A38-S | Piping - Under 6" | 114475 | PIPING 6" & LARGER ; WASTE WATER TREATMENT SYSTEM ; VITRIFIED CLAY PIPE, INCLUDING FITTINGS, VALVES | 1976-06-15 | D751
311.40 Str & Improvements-BBCM | Nat Gas Ops | 140 | 20911 | 12953.8932 | 2020-12-01 | BIG BEND COMMON | Recycle Water-A25-S | Piping - Under 6" | 79387 | PIPING 6" & LARGER ; WATER SUPPLY / RECYCLE WATER SUPPLY ; RECYCLE PIPE,INCLUDING FITTINGS & VALVES 140 FT. OF 6" SCH. 40, CONLEY PIPE | 1976-06-15 | D751
311.40 Str & Improvements-BBCM | Nat Gas Ops | 77 | 20734.28 | 10284.3198 | 2020-12-01 | BIG BEND COMMON | Recycle Water-A25-S | Piping - Under 6" | 97670 | PIPING 6" & LARGER ; WATER SUPPLY / RECYCLE WATER SUPPLY ; FLANGED PIPING USED FOR BB WATER METER BACKFLOW ADDITION TO RAISE THE WATER METER OUT OF THE PIT ABOVE GROUND AND INSTALL BACKFLOW METER 07/08/94 | 1993-09-15 | A7051
311.40 Str & Improvements-BBCM | Nat Gas Ops | 80 | 19046 | 11798.5677 | 2020-12-01 | BIG BEND COMMON | Recycle Water-A25-S | Piping - Under 6" | 79389 | PIPING 6" & LARGER ; WATER SUPPLY / RECYCLE WATER SUPPLY ; RECYCLE PIPE,INCLUDING FITTINGS & VALVES 80 FT. OF 10" PVC PIPE | 1976-06-15 | D751
311.40 Str & Improvements-BBCM | Nat Gas Ops | 198 | 18748.03 | 10538.1522 | 2020-12-01 | BIG BEND COMMON | Waste Water Treatment-A38-S | Piping - Under 6" | 89752 | PIPING 6" & LARGER - 15" ; WASTE WATER TREATMENT SYSTEM ; WASTE WATER PIPING - YARD - 15" CAS T IRON SOIL PIPE (CL: 45A) COMPLETE WITH FITTINGS, BITUMINOUS COATIN G, EXCAVATION, BACKFILL, THRUST BLO CK, ETC. REQUIRED FOR UNDERGROUND P IPING AS SHOWN ON | 1985-02-15 | F05-2008
311.40 Str & Improvements-BBCM | Nat Gas Ops | 1000 | 17519.69 | 9972.8528 | 2020-12-01 | BIG BEND COMMON | Storm Sewer-A31-S | Piping - Under 6" | 89653 | PIPING 6" & LARGER - 6" ; STORM SEWER SYSTEM ; STORM SEWER SYSTEM PIPING -- 6" DIA PVC PIPING IS A TRANSFER LINE FROM THE NEW COAL PILE RUNOFF SUMP T O THE NEW TRANSFER SUMP; PIPING RUN S ALONG THE SOUTH SIDE OF UNITS 1,2 AND 3 FROM THE RUNOFF SUMP | 1984-08-15 | K3400
311.40 Str & Improvements-BBCM | Nat Gas Ops | 41 | 17241 | 10775.7793 | 2020-12-01 | BIG BEND COMMON | Waste Water Treatment-A38-S | Piping - Under 6" | 122059 | PIPING 6" & LARGER ; WASTE WATER TREATMENT SYSTEM ; STEEL PIPE, INCLUDING FITTINGS: 8", SCH 80, SMLS, A-53, STEEL | 1975-06-15 | D751
311.40 Str & Improvements-BBCM | Nat Gas Ops | 90 | 16213.73 | 9113.6378 | 2020-12-01 | BIG BEND COMMON | Storm Sewer-A31-S | Piping - Under 6" | 123309 | PIPING 6" & LARGER - 36" ; STORM SEWER SYSTEM ; STORM SEWER SYSTEM - YARD PIPING - 36" GALVANIZED CORRUGATED METAL PIP E (PIPE CL:52) AASHTO M190 TYPE C , BITUMINOUS COATED INSIDE AND OUTS IDE, COMPLETE WITH FITTINGS, METAL COUPLING BANDS, EXCAV | 1985-02-15 | F05-2008
311.40 Str & Improvements-BBCM | Nat Gas Ops | 214 | 16030.89 | 9010.8645 | 2020-12-01 | BIG BEND COMMON | Storm Sewer-A31-S | Piping - Under 6" | 116171 | PIPING 6" & LARGER - 10" ; STORM SEWER SYSTEM ; STORM SEWER SYSTEM - YARD PIPING - 10" FILAMENT WOUND, FIBERGLASS REIN FORCED, EPOXY RESIN PIPE (PIPE CL:30L) COMPLETE WITH FITTINGS, EXC AVATION AND BACKFILL, ETC. AS SHOWN ON DRAWING. | 1985-02-15 | F05-2008
311.40 Str & Improvements-BBCM | Nat Gas Ops | 110 | 15877.36 | 9835.6666 | 2020-12-01 | BIG BEND COMMON | Sanitary Sewer-A27-S | Piping - Under 6" | 78424 | PIPING 6" & LARGER ; SANITARY SEWER SYSTEM ; 27 IN VITRIFIED CLAY PIPE | 1976-06-15 | C54,G
311.40 Str & Improvements-BBCM | Nat Gas Ops | 205 | 15413.88 | 9548.5512 | 2020-12-01 | BIG BEND COMMON | Sanitary Sewer-A27-S | Piping - Under 6" | 78447 | PIPING 6" & LARGER ; SANITARY SEWER SYSTEM ; 10IN BLACK SEAMLESS PIPE | 1976-06-15 | C54&G
311.40 Str & Improvements-BBCM | Nat Gas Ops | 145 | 15150 | 9630.0005 | 2020-12-01 | BIG BEND COMMON | Recycle Water-A25-S | Piping - Under 6" | 77404 | PIPING 6" & LARGER ; WATER SUPPLY / RECYCLE WATER SUPPLY ; IRON PIPE, 16" | 1973-06-15 | B09/F
311.40 Str & Improvements-BBCM | Nat Gas Ops | 240 | 15020.07 | 8442.6888 | 2020-12-01 | BIG BEND COMMON | Storm Sewer-A31-S | Piping - Under 6" | 89748 | PIPING 6" & LARGER - 12" ; STORM SEWER SYSTEM ; STORM SEWER SYSTEM - YARD PIPING - 12" REINFORCED CONCRETE PIPE TO AST M C76 CL III, TONGUE AND GROOVE ENDS (PIPE: CL44) COMPLETE WITH FI TTINGS, RUBBER GASKETS, EXCAVATION AND BACKFILL, ETC. AS SHOWN | 1985-02-15 | F05-2008
311.40 Str & Improvements-BBCM | Nat Gas Ops | 216 | 15015 | 9544.1887 | 2020-12-01 | BIG BEND COMMON | Sanitary Sewer-A27-S | Piping - Under 6" | 77434 | PIPING 6" & LARGER ; SANITARY SEWER SYSTEM ; CONCRETE PIPE, 30" | 1973-06-15 | B09/F
311.40 Str & Improvements-BBCM | Nat Gas Ops | 96 | 14058.44 | 8708.8867 | 2020-12-01 | BIG BEND COMMON | Sanitary Sewer-A27-S | Piping - Under 6" | 78422 | PIPING 6" & LARGER ; SANITARY SEWER SYSTEM ; 27 IN CONCRETE PIPE,REINFORCED | 1976-06-15 | C54,G
311.40 Str & Improvements-BBCM | Nat Gas Ops | 0 | 14038 | 8849.496 | 2020-12-01 | BIG BEND COMMON | Yard Area-A41-S | Piping - Under 6" | 24687444 | PIPING 6" & LARGER - 8" ; YARD AREA ; YARD DRAINAGE SYSTEM 491 FT. OF 8 IN. BLACK SEAMLESS PIPE, A53, GRADE B, SCH. 40 | 1974-06-15 | E154
311.40 Str & Improvements-BBCM | Nat Gas Ops | 343 | 13610 | 8854.7315 | 2020-12-01 | BIG BEND COMMON | Fire Protection-A12-S | Piping - Under 6" | 77792 | PIPING 6" & LARGER ; YARD FIRE PROTECTION SYSTEM ; 12IN PIPING W/ SUPPORTS | 1970-06-15 | B021
311.40 Str & Improvements-BBCM | Nat Gas Ops | 0 | 13538.69 | 7980.1434 | 2020-12-01 | BIG BEND COMMON | Waste Water Treatment-A38-S | Piping - Under 6" | 114476 | PIPING 6" & LARGER ; WASTE WATER TREATMENT SYSTEM ; 10" PIPE | 1981-06-15 | A7010-2008
311.40 Str & Improvements-BBCM | Nat Gas Ops | 329 | 13367.5 | 8696.9598 | 2020-12-01 | BIG BEND COMMON | Recycle Water-A25-S | Piping - Under 6" | 77272 | PIPING 6" & LARGER ; WATER SUPPLY / RECYCLE WATER SUPPLY ; SEAMLESS BLACK PIPE,12IN | 1970-06-15 | B021
311.40 Str & Improvements-BBCM | Nat Gas Ops | 692 | 13203.5 | 8590.2606 | 2020-12-01 | BIG BEND COMMON | Recycle Water-A25-S | Piping - Under 6" | 77273 | PIPING 6" & LARGER ; WATER SUPPLY / RECYCLE WATER SUPPLY ; WATER PIPE,10IN | 1970-06-15 | B021
311.40 Str & Improvements-BBCM | Nat Gas Ops | 5 | 12994 | 8453.9589 | 2020-12-01 | BIG BEND COMMON | Fire Protection-A12-S | Piping - Under 6" | 128333 | PIPING 6" & LARGER ; YARD FIRE PROTECTION SYSTEM ; GATE VALVE 10IN | 1970-06-15 | B021
311.40 Str & Improvements-BBCM | Nat Gas Ops | 1669 | 12089.94 | 7350.1609 | 2020-12-01 | BIG BEND COMMON | Recycle Water-A25-S | Piping - Under 6" | 79162 | PIPING 6" & LARGER - 10" ; WATER SUPPLY / RECYCLE WATER SUPPLY ; PIPE SEAMLESS BLK, 10" W/COUPLINGS | 1978-06-15 | G4280
311.40 Str & Improvements-BBCM | Nat Gas Ops | 40 | 11415 | 7071.3352 | 2020-12-01 | BIG BEND COMMON | Recycle Water-A25-S | Piping - Under 6" | 79388 | PIPING 6" & LARGER ; WATER SUPPLY / RECYCLE WATER SUPPLY ; RECYCLE PIPE,INCLUDING FITTINGS & VALVES 40 FT. OF 12" PVC PIPE | 1976-06-15 | D751
311.40 Str & Improvements-BBCM | Nat Gas Ops | 52 | 10769.32 | 6053.3684 | 2020-12-01 | BIG BEND COMMON | Recycle Water-A25-S | Piping - Under 6" | 89707 | PIPING 6" & LARGER - 8" ; WATER SUPPLY / RECYCLE WATER SUPPLY ; RECYCLE WATER - PIPING - 8" CARBON STEEL (CL-151) PIPE INCLUDING FITTI NGS, SUPPORT STEEL, HANGERS, PAINTI NG AND LOCALLY MOUNTED INSTRUMENTS. | 1985-02-15 | F05-2008
311.40 Str & Improvements-BBCM | Nat Gas Ops | 224 | 10441.72 | 6468.4102 | 2020-12-01 | BIG BEND COMMON | Sanitary Sewer-A27-S | Piping - Under 6" | 78423 | PIPING 6" & LARGER ; SANITARY SEWER SYSTEM ; 15 IN CONCRETE PIPE,REINFORCED | 1976-06-15 | C54,G
311.40 Str & Improvements-BBCM | Nat Gas Ops | 118 | 10329.15 | 6279.6767 | 2020-12-01 | BIG BEND COMMON | Recycle Water-A25-S | Piping - Under 6" | 79161 | PIPING 6" & LARGER - 12" ; WATER SUPPLY / RECYCLE WATER SUPPLY ; PIPE SEAMLESS BLK, 12" W/COUPLINGS | 1978-06-15 | G4280
311.40 Str & Improvements-BBCM | Nat Gas Ops | 80 | 9854.05 | 5538.9008 | 2020-12-01 | BIG BEND COMMON | Storm Sewer-A31-S | Piping - Under 6" | 123303 | PIPING 6" & LARGER - 24" ; STORM SEWER SYSTEM ; STORM SEWER SYSTEM - YARD PIPING - 24" GALVANIZED CORRUGATED METAL PIP E (PIPE CL:52), AASH TO M190 TYPE C , BITUMINOUS COATED INSIDE AND OUTS IDE, COMPLETE WITH FITTINGS, METAL COUPLING BANDS, EXCAV | 1985-02-15 | F05-2008
311.40 Str & Improvements-BBCM | Nat Gas Ops | 7 | 9804 | 6378.5296 | 2020-12-01 | BIG BEND COMMON | Fire Protection-A12-S | Piping - Under 6" | 77790 | PIPING 6" & LARGER ; YARD FIRE PROTECTION SYSTEM ; BUTTERFLY VALVES 12IN. HENRY PRATT SPACEMATE | 1970-06-15 | B021
311.40 Str & Improvements-BBCM | Nat Gas Ops | 123 | 9585.74 | 5938.1499 | 2020-12-01 | BIG BEND COMMON | Fire Protection-A12-S | Piping - Under 6" | 121920 | PIPING 6" & LARGER ; YARD FIRE PROTECTION SYSTEM ; 8 INCH, SCH. 40 PIPE | 1976-06-15 | C54,G
311.40 Str & Improvements-BBCM | Nat Gas Ops | 63 | 9565 | 5978.2106 | 2020-12-01 | BIG BEND COMMON | Waste Water Treatment-A38-S | Piping - Under 6" | 79544 | PIPING 6" & LARGER ; WASTE WATER TREATMENT SYSTEM ; STEEL PIPE, INCLUDING FITTINGS: 10" SCH 40, SMLS, S-53, STEEL | 1975-06-15 | D751
311.40 Str & Improvements-BBCM | Nat Gas Ops | 132 | 8887.01 | 5402.9179 | 2020-12-01 | BIG BEND COMMON | Recycle Water-A25-S | Piping - Under 6" | 114716 | PIPING 6" & LARGER - 16" ; WATER SUPPLY / RECYCLE WATER SUPPLY ; PIPE SEAMLESS BLK, 16" W/COUPLINGS | 1978-06-15 | G4280
311.40 Str & Improvements-BBCM | Nat Gas Ops | 640 | 8780.16 | 4997.9904 | 2020-12-01 | BIG BEND COMMON | Storm Sewer-A31-S | Piping - Under 6" | 89654 | PIPING 6" & LARGER - 12" ; STORM SEWER SYSTEM ; STORM SEWER SYSTEM PIPING -- 12" DI A PVC PIPING; LOCATED BETWEEN THE N EW DRAINAGE SWALE AND THE RUNOFF SUMP | 1984-08-15 | K3400
311.40 Str & Improvements-BBCM | Nat Gas Ops | 50 | 8667.68 | 5369.4324 | 2020-12-01 | BIG BEND COMMON | Sanitary Sewer-A27-S | Piping - Under 6" | 78426 | PIPING 6" & LARGER ; SANITARY SEWER SYSTEM ; 15 IN CAST IRON PIPE | 1976-06-15 | C54,G
311.40 Str & Improvements-BBCM | Nat Gas Ops | 115 | 8574.06 | 4819.4263 | 2020-12-01 | BIG BEND COMMON | Storm Sewer-A31-S | Piping - Under 6" | 89751 | PIPING 6" & LARGER - 15" ; STORM SEWER SYSTEM ; STORM SEWER SYSTEM - YARD PIPING - 15" GALVANIZED CORRUGATED METAL PIP E (PIPE CL:52) AASHTO M190 TYPE C , BITUMINOUS COATED INSIDE AND OUTS IDE, COMPLETE WITH FITTINGS, METAL COUPLING BANDS, EXCAV | 1985-02-15 | F05-2008
311.40 Str & Improvements-BBCM | Nat Gas Ops | 58 | 7864 | 4871.5707 | 2020-12-01 | BIG BEND COMMON | Storm Sewer-A31-S | Piping - Under 6" | 114806 | PIPING 6" & LARGER ; STORM SEWER SYSTEM ; PIPE,CARBON STEEL, 30IN. O.D. | 1976-06-15 | D041
311.40 Str & Improvements-BBCM | Nat Gas Ops | 1 | 7640 | 4970.6207 | 2020-12-01 | BIG BEND COMMON | Fire Protection-A12-S | Piping - Under 6" | 77821 | PIPING 6" & LARGER ; YARD FIRE PROTECTION SYSTEM ; GATE VALVE 12IN | 1970-06-15 | B021
311.40 Str & Improvements-BBCM | Nat Gas Ops | 160 | 7599.89 | 4707.9606 | 2020-12-01 | BIG BEND COMMON | Sanitary Sewer-A27-S | Piping - Under 6" | 121957 | PIPING 6" & LARGER ; SANITARY SEWER SYSTEM ; 15IN GALV. CULVERT PIPE | 1976-06-15 | C54&G
311.40 Str & Improvements-BBCM | Nat Gas Ops | 107 | 6813 | 4220.4999 | 2020-12-01 | BIG BEND COMMON | Recycle Water-A25-S | Piping - Under 6" | 114891 | PIPING 6" & LARGER ; WATER SUPPLY / RECYCLE WATER SUPPLY ; RECYCLE PIPE,INCLUDING FITTINGS & VALVES 107 FT. OF 12" ASPHALT COATED CULVERT PIPE | 1976-06-15 | D751
311.40 Str & Improvements-BBCM | Nat Gas Ops | 260 | 6617.36 | 4023.0688 | 2020-12-01 | BIG BEND COMMON | Recycle Water-A25-S | Piping - Under 6" | 79158 | PIPING 6" & LARGER - 8" ; WATER SUPPLY / RECYCLE WATER SUPPLY ; PVC PIPE 8" W/COUPLINGS | 1978-06-15 | G4280
311.40 Str & Improvements-BBCM | Nat Gas Ops | 683 | 6040 | 3741.6439 | 2020-12-01 | BIG BEND COMMON | Sumps-A32-S | Piping - Under 6" | 79164 | PIPING 6" & LARGER ; SPARGING SYSTEM ; 6" PVC PIPE | 1976-06-15 | D751
311.40 Str & Improvements-BBCM | Nat Gas Ops | 100 | 5866.47 | 3297.5066 | 2020-12-01 | BIG BEND COMMON | Storm Sewer-A31-S | Piping - Under 6" | 127242 | PIPING 6" & LARGER - 12" ; STORM SEWER SYSTEM ; STORM SEWER SYSTEM - YARD PIPING - 12" GALVANIZED CORRUGATED METAL PIP E (PIPE CL:52) AASHTO M190 TYPE C , BITUMINOUS COATED INSIDE AND OUTS IDE, COMPLETE WITH FITTINGS, METAL COUPLING BANDS, EXCAV | 1985-02-15 | F05-2008
311.40 Str & Improvements-BBCM | Nat Gas Ops | 21 | 5831.57 | 3612.5262 | 2020-12-01 | BIG BEND COMMON | Sumps-A32-S | Piping - Under 6" | 114748 | PIPING 6" & LARGER ; SPARGING SYSTEM ; 8" - A-53 SMLS STL PIPE | 1976-06-15 | D751
311.40 Str & Improvements-BBCM | Nat Gas Ops | 45 | 5651.76 | 3501.1379 | 2020-12-01 | BIG BEND COMMON | Sanitary Sewer-A27-S | Piping - Under 6" | 113595 | PIPING 6" & LARGER ; SANITARY SEWER SYSTEM ; 12 IN CAST IRON PIPE | 1976-06-15 | C54,G
311.40 Str & Improvements-BBCM | Nat Gas Ops | 6 | 5528 | 3596.5434 | 2020-12-01 | BIG BEND COMMON | Recycle Water-A25-S | Piping - Under 6" | 77270 | PIPING 6" & LARGER ; WATER SUPPLY / RECYCLE WATER SUPPLY ; BUTTERFLY VALVE,12IN | 1970-06-15 | B021
311.40 Str & Improvements-BBCM | Nat Gas Ops | 84 | 5111.52 | 3166.4714 | 2020-12-01 | BIG BEND COMMON | Sanitary Sewer-A27-S | Piping - Under 6" | 78448 | PIPING 6" & LARGER ; SANITARY SEWER SYSTEM ; 6IN BLACK SEAMLESS PIPE | 1976-06-15 | C54&G
311.40 Str & Improvements-BBCM | Nat Gas Ops | 131 | 4721.84 | 2654.1172 | 2020-12-01 | BIG BEND COMMON | Storm Sewer-A31-S | Piping - Under 6" | 89747 | PIPING 6" & LARGER - 6" ; STORM SEWER SYSTEM ; STORM SEWER SYSTEM - YARD PIPING - 6" CAST IRON SOIL PIPE - COMPRESSIO N JOINT, BITUMINOUS COATING INSIDE AND OUTSIDE, COMPLETE WITH EXCAVAT ION AND BACKFILL, ETC. AS SHOWN ON DRAWINGS: 12408-E | 1985-02-15 | F05-2008
311.40 Str & Improvements-BBCM | Nat Gas Ops | 21 | 4537 | 2758.2999 | 2020-12-01 | BIG BEND COMMON | Recycle Water-A25-S | Piping - Under 6" | 79160 | PIPING 6" & LARGER - 14" ; WATER SUPPLY / RECYCLE WATER SUPPLY ; PIPE SEAMLESS BLK, 14" W/COUPLINGS | 1978-06-15 | G4280
311.40 Str & Improvements-BBCM | Nat Gas Ops | 1 | 4331.3 | 2148.3492 | 2020-12-01 | BIG BEND COMMON | Recycle Water-A25-S | Piping - Under 6" | 97674 | PIPING 6" & LARGER ; WATER SUPPLY / RECYCLE WATER SUPPLY ; FABRICATE AND INSTALL 24" SDR-11 RECYCLE PUMP SUCTION PIPE (24" SDR 17 PE 3408 POLY PIPE) | 1993-09-15 | L0976
311.40 Str & Improvements-BBCM | Nat Gas Ops | 0 | 4022 | 2491.5383 | 2020-12-01 | BIG BEND COMMON | Fire Protection-A12-S | Piping - Under 6" | 78420 | PIPING 6" & LARGER ; YARD FIRE PROTECTION SYSTEM ; 2-8 INCH BUTTERFLY, VALVE-VVM-17C | 1976-06-15 | C54,G
311.40 Str & Improvements-BBCM | Nat Gas Ops | 30 | 3997 | 2476.0514 | 2020-12-01 | BIG BEND COMMON | Recycle Water-A25-S | Piping - Under 6" | 121931 | PIPING 6" & LARGER ; WATER SUPPLY / RECYCLE WATER SUPPLY ; RECYCLE PIPE,INCLUDING FITTINGS & VALVES 30 FT. OF 24", 14GA. GALV. CULVERT PIPE | 1976-06-15 | D751
311.40 Str & Improvements-BBCM | Nat Gas Ops | 30 | 3997 | 2476.0514 | 2020-12-01 | BIG BEND COMMON | Recycle Water-A25-S | Piping - Under 6" | 79391 | PIPING 6" & LARGER ; WATER SUPPLY / RECYCLE WATER SUPPLY ; RECYCLE PIPE,INCLUDING FITTINGS & VALVES 30 FT. OF 36", 12 GA. GALV. CULVERT PIPE | 1976-06-15 | D751
311.40 Str & Improvements-BBCM | Nat Gas Ops | 60 | 3926 | 2386.8383 | 2020-12-01 | BIG BEND COMMON | Recycle Water-A25-S | Piping - Under 6" | 79159 | PIPING 6" & LARGER - 6" ; WATER SUPPLY / RECYCLE WATER SUPPLY ; PVC PIPE 6" W/COUPLINGS | 1978-06-15 | G4280
311.40 Str & Improvements-BBCM | Nat Gas Ops | 10 | 3891 | 2531.5033 | 2020-12-01 | BIG BEND COMMON | Recycle Water-A25-S | Piping - Under 6" | 121712 | PIPING 6" & LARGER ; WATER SUPPLY / RECYCLE WATER SUPPLY ; BUTTERFLY VALVE,8IN | 1970-06-15 | B021
311.40 Str & Improvements-BBCM | Nat Gas Ops | 30 | 3862.48 | 2198.6659 | 2020-12-01 | BIG BEND COMMON | Storm Sewer-A31-S | Piping - Under 6" | 89652 | PIPING 6" & LARGER - 6" ; STORM SEWER SYSTEM ; STORM SEWER SYSTEM PIPING -- 6" DIA CARBON STEEL PIPING WHICH CONNECTS TO PVC,BELOW GROUND; LOCATEDBETWEE N THE PUMPS AT THE RUNOFF SUMP AND TIES INTO THE EXISTING AND NEW TRAN SFER SUMP | 1984-08-15 | K3400
311.40 Str & Improvements-BBCM | Nat Gas Ops | 40 | 3794.76 | 2350.7683 | 2020-12-01 | BIG BEND COMMON | Sanitary Sewer-A27-S | Piping - Under 6" | 78425 | PIPING 6" & LARGER ; SANITARY SEWER SYSTEM ; 21 IN VITRIFIED CLAY PIPE | 1976-06-15 | C54,G
311.40 Str & Improvements-BBCM | Nat Gas Ops | 1 | 3708 | 2412.4426 | 2020-12-01 | BIG BEND COMMON | Recycle Water-A25-S | Piping - Under 6" | 77274 | PIPING 6" & LARGER ; WATER SUPPLY / RECYCLE WATER SUPPLY ; GATE VALVE 12IN | 1970-06-15 | B021
311.40 Str & Improvements-BBCM | Nat Gas Ops | 90 | 2996.53 | 1705.7352 | 2020-12-01 | BIG BEND COMMON | Storm Sewer-A31-S | Piping - Under 6" | 89655 | PIPING 6" & LARGER - 18" ; STORM SEWER SYSTEM ; STORM SEWER SYSTEM PIPING -- 18" DI A,CORRUGATED METAL PIPE; LOCATED NE AR THE NEW RUNOFF SUMP | 1984-08-15 | K3400
311.40 Str & Improvements-BBCM | Nat Gas Ops | 160 | 2950.75 | 1919.7721 | 2020-12-01 | BIG BEND COMMON | Recycle Water-A25-S | Piping - Under 6" | 114836 | PIPING 6" & LARGER ; WATER SUPPLY / RECYCLE WATER SUPPLY ; SEAMLESS BLACK PIPE,8IN | 1970-06-15 | B021
311.40 Str & Improvements-BBCM | Nat Gas Ops | 3 | 2822 | 1836.0068 | 2020-12-01 | BIG BEND COMMON | Fire Protection-A12-S | Piping - Under 6" | 77823 | PIPING 6" & LARGER ; YARD FIRE PROTECTION SYSTEM ; CHECK VALVE 10IN | 1970-06-15 | B021
311.40 Str & Improvements-BBCM | Nat Gas Ops | 2 | 2819 | 1834.055 | 2020-12-01 | BIG BEND COMMON | Fire Protection-A12-S | Piping - Under 6" | 77822 | PIPING 6" & LARGER ; YARD FIRE PROTECTION SYSTEM ; GATE VALVE 8IN | 1970-06-15 | B021
311.40 Str & Improvements-BBCM | Nat Gas Ops | 0 | 2644 | 1637.8984 | 2020-12-01 | BIG BEND COMMON | Fire Protection-A12-S | Piping - Under 6" | 78419 | PIPING 6" & LARGER ; YARD FIRE PROTECTION SYSTEM ; TO INCLUDE: 1-10 INCH BUTTERFLY VALVE-VVM-17C | 1976-06-15 | C54,G
311.40 Str & Improvements-BBCM | Nat Gas Ops | 60 | 2625 | 1626.1283 | 2020-12-01 | BIG BEND COMMON | Recycle Water-A25-S | Piping - Under 6" | 79390 | PIPING 6" & LARGER ; WATER SUPPLY / RECYCLE WATER SUPPLY ; RECYCLE PIPE,INCLUDING FITTINGS & VALVES 60 FT. OF 15" ASPHALT COATED CULBERT PIPE | 1976-06-15 | D751
311.40 Str & Improvements-BBCM | Nat Gas Ops | 1 | 2569 | 1591.4376 | 2020-12-01 | BIG BEND COMMON | Recycle Water-A25-S | Piping - Under 6" | 78608 | PIPING 6" & LARGER ; WATER SUPPLY / RECYCLE WATER SUPPLY ; 8IN LEVEL CONTROL VALVE SNBF218252 | 1976-06-15 | C54/G
311.40 Str & Improvements-BBCM | Nat Gas Ops | 7 | 2413.18 | 1356.4336 | 2020-12-01 | BIG BEND COMMON | Recycle Water-A25-S | Piping - Under 6" | 116155 | PIPING 6" & LARGER - 16" ; WATER SUPPLY / RECYCLE WATER SUPPLY ; RECYCLE WATER - PIPING - 16" CARBON STEEL (CL:121) PIPE INCLUDING FITT INGS, SUPPORT STEEL, HANGERS,PAINTI NG AND LOCALLY MOUNTED INSTRUMENTS. | 1985-02-15 | F05-2008
311.40 Str & Improvements-BBCM | Nat Gas Ops | 182 | 2374 | 1544.5358 | 2020-12-01 | BIG BEND COMMON | Fire Protection-A12-S | Piping - Under 6" | 77820 | PIPING 6" & LARGER ; YARD FIRE PROTECTION SYSTEM ; 6IN PIPING W/ SUPPORTS | 1970-06-15 | B021
311.40 Str & Improvements-BBCM | Nat Gas Ops | 2 | 2373.21 | 1470.1501 | 2020-12-01 | BIG BEND COMMON | Waste Water Treatment-A38-S | Piping - Under 6" | 78451 | PIPING 6" & LARGER ; WASTE WATER TREATMENT SYSTEM ; CATCH BASINS | 1976-06-15 | C54,G
311.40 Str & Improvements-BBCM | Nat Gas Ops | 36 | 2077.12 | 1167.5364 | 2020-12-01 | BIG BEND COMMON | Waste Water Treatment-A38-S | Piping - Under 6" | 89791 | PIPING 6" & LARGER - 6" ; WASTE WATER TREATMENT SYSTEM ; WASTE WATER PIPING - YARD - 6" CARB ON STEEL (CL:121) PIPE ALONG WITH F ITTINGS, SUPPORT STEEL, HANGER S, PAINTING & INLINE INSTRUMENTS. 1 2408-EB-2P 6" - 4 LF; EB-20T 6" - 2 2 LF; EB-2L 6" - | 1985-02-15 | F05-2008
311.40 Str & Improvements-BBCM | Nat Gas Ops | 80 | 2065.05 | 1343.5315 | 2020-12-01 | BIG BEND COMMON | Sanitary Sewer-A27-S | Piping - Under 6" | 77859 | PIPING 6" & LARGER ; SANITARY SEWER SYSTEM ; HEAVY SOIL PIPE, 6 TO 12IN | 1970-06-15 | B021
311.40 Str & Improvements-BBCM | Nat Gas Ops | 4 | 2054 | 1336.3423 | 2020-12-01 | BIG BEND COMMON | Fire Protection-A12-S | Piping - Under 6" | 77791 | PIPING 6" & LARGER ; YARD FIRE PROTECTION SYSTEM ; BUTTERFLY VALVES 8IN HENRY PRATT SPACEMATE | 1970-06-15 | B021
311.40 Str & Improvements-BBCM | Nat Gas Ops | 1 | 2020 | 1251.3445 | 2020-12-01 | BIG BEND COMMON | Recycle Water-A25-S | Piping - Under 6" | 78609 | PIPING 6" & LARGER ; WATER SUPPLY / RECYCLE WATER SUPPLY ; LEVEL CONTROLLER SN 6197173 | 1976-06-15 | C54/G
311.40 Str & Improvements-BBCM | Nat Gas Ops | 1 | 1743.5 | 980.0106 | 2020-12-01 | BIG BEND COMMON | Fire Protection-A12-S | Piping - Under 6" | 87607 | PIPING 6" & LARGER ; YARD FIRE PROTECTION SYSTEM ; FIRE PUMP RECYCL PIPING SYS ANNUBAR SENSOR & FLOWMETER TYPE ANR76 FOR 10" PIPE(C/O FROM 84). | 1985-06-15 | A7048
311.40 Str & Improvements-BBCM | Nat Gas Ops | 1 | 1708 | 1111.233 | 2020-12-01 | BIG BEND COMMON | Sanitary Sewer-A27-S | Piping - Under 6" | 77854 | PIPING 6" & LARGER ; SANITARY SEWER SYSTEM ; DIAPHRAM VALVE,POLYPROPYLENE, GRINNELL, 10IN | 1970-06-15 | B021
311.40 Str & Improvements-BBCM | Nat Gas Ops | 1 | 1530 | 995.4254 | 2020-12-01 | BIG BEND COMMON | Recycle Water-A25-S | Piping - Under 6" | 77275 | PIPING 6" & LARGER ; WATER SUPPLY / RECYCLE WATER SUPPLY ; GATE VALVE 8IN | 1970-06-15 | B021
311.40 Str & Improvements-BBCM | Nat Gas Ops | 15 | 1321.92 | 743.0431 | 2020-12-01 | BIG BEND COMMON | Storm Sewer-A31-S | Piping - Under 6" | 116172 | PIPING 6" & LARGER - 15" ; STORM SEWER SYSTEM ; STORM SEWER SYSTEM - YARD PIPING - 15" REINFORCED CONCRETE PIPE TO AST M C76 CL III TONGUE AND GROOVE ENDS, (PIPE CL:44) COMPLETE WITH F ITTINGS, RUBBER GASKET, EXCAVATION AND BACKFILL, ETC. AS SHOWN | 1985-02-15 | F05-2008
311.40 Str & Improvements-BBCM | Nat Gas Ops | 40 | 1169 | 760.557 | 2020-12-01 | BIG BEND COMMON | Sanitary Sewer-A27-S | Piping - Under 6" | 77857 | PIPING 6" & LARGER ; SANITARY SEWER SYSTEM ; PIPE CARBON STEEL, 12IN | 1970-06-15 | B021
311.40 Str & Improvements-BBCM | Nat Gas Ops | 3 | 1119 | 728.0268 | 2020-12-01 | BIG BEND COMMON | Recycle Water-A25-S | Piping - Under 6" | 77277 | PIPING 6" & LARGER ; WATER SUPPLY / RECYCLE WATER SUPPLY ; CHECK VALVE 8IN | 1970-06-15 | B021
311.40 Str & Improvements-BBCM | Nat Gas Ops | 11 | 1041.56 | 585.4545 | 2020-12-01 | BIG BEND COMMON | Waste Water Treatment-A38-S | Piping - Under 6" | 123316 | PIPING 6" & LARGER - 8" ; WASTE WATER TREATMENT SYSTEM ; WASTE WATER PIPING - YARD - 8" CARB ON STEEL (CL:121) PIPE ALONG WITH F ITTINGS, SUPPORT STEEL, HANGER S, PAINTING AND INLINE INSTRUMENTS. 12408-EB-2L 8" - 3 LF; EB-20T 8" - 8 LF. PIPING SHOWN | 1985-02-15 | F05-2008
311.40 Str & Improvements-BBCM | Nat Gas Ops | 12 | 1041.56 | 585.4545 | 2020-12-01 | BIG BEND COMMON | Waste Water Treatment-A38-S | Piping - Under 6" | 89792 | PIPING 6" & LARGER - 10" ; WASTE WATER TREATMENT SYSTEM ; WASTE WATER PIPING - YARD - 10" CAR BON STEEL (CL: 121) PIPE ALONG WITH FITTINGS, SUPPORT STEEL, HANGER S, PAINTING AND INLINE INSTRUMENTS. | 1985-02-15 | F05-2008
311.40 Str & Improvements-BBCM | Nat Gas Ops | 1 | 876 | 569.9298 | 2020-12-01 | BIG BEND COMMON | Recycle Water-A25-S | Piping - Under 6" | 77276 | PIPING 6" & LARGER ; WATER SUPPLY / RECYCLE WATER SUPPLY ; GATE VALVE 6IN | 1970-06-15 | B021
311.40 Str & Improvements-BBCM | Nat Gas Ops | 20 | 870.65 | 489.387 | 2020-12-01 | BIG BEND COMMON | Storm Sewer-A31-S | Piping - Under 6" | 89746 | PIPING 6" & LARGER - 6" ; STORM SEWER SYSTEM ; STORM SEWER SYSTEM - YARD PIPING - 6" FILAMENT WOUND, FIBERGLASS REINF ORCED, EPOXY RESIN PIPE (PIPECL:30L ) COMPLETE WITH FITTINGS, EXCAVATIO N AND BACKFILL, ETC. AS SHOWN ON DR AWING. | 1985-02-15 | F05-2008
311.40 Str & Improvements-BBCM | Nat Gas Ops | 0 | 866 | 563.4238 | 2020-12-01 | BIG BEND COMMON | Storm Sewer-A31-S | Piping - Under 6" | 114612 | PIPING 6" & LARGER ; STORM SEWER SYSTEM ; 2-LEVEL SWITCHES-MAGN CTROL-MK. 1LS-22,2LS-22 | 1970-06-15 | D041
311.40 Str & Improvements-BBCM | Nat Gas Ops | 6 | 520.78 | 292.7272 | 2020-12-01 | BIG BEND COMMON | Waste Water Treatment-A38-S | Piping - Under 6" | 89793 | PIPING 6" & LARGER - 6" ; WASTE WATER TREATMENT SYSTEM ; WASTE WATER PIPING - YARD - 6" CAST IRON SOIL PIPE (CL: 45A) COMPLETE WITH FITTINGS, EXCAVATION, BACKFI LL, THRUST BLOCKS, ETC. REQUIRED FO R UNDERGROUND PIPING AS SHOWN ON FO LLOWING DRAWING: | 1985-02-15 | F05-2008
311.40 Str & Improvements-BBCM | Nat Gas Ops | 19 | 489 | 318.1458 | 2020-12-01 | BIG BEND COMMON | Sanitary Sewer-A27-S | Piping - Under 6" | 128334 | PIPING 6" & LARGER ; SANITARY SEWER SYSTEM ; PIPE CARBON STEEL, 10IN | 1970-06-15 | B021
311.40 Str & Improvements-BBCM | Nat Gas Ops | 1 | 481 | 312.9409 | 2020-12-01 | BIG BEND COMMON | Fire Protection-A12-S | Piping - Under 6" | 121791 | PIPING 6" & LARGER ; YARD FIRE PROTECTION SYSTEM ; RELIEF VALVE,KUNKEL,F/ DIESEL DRIVE | 1970-06-15 | B021
311.40 Str & Improvements-BBCM | Nat Gas Ops | 6 | 451.27 | 253.6561 | 2020-12-01 | BIG BEND COMMON | Storm Sewer-A31-S | Piping - Under 6" | 123302 | PIPING 6" & LARGER - 16" ; STORM SEWER SYSTEM ; STORM SEWER SYSTEM - YARD PIPING - 16" REINFORCED CONCRETE PIPE TO AST M C76 CL III, TONGUE AND GROOVE ENDS, (PIPE: CL44) COMPLETE WITH F ITTINGS, RUBBER GASKETS, EXCAVATION AND BACKFILL, ETC. AS SHOWN | 1985-02-15 | F05-2008
311.40 Str & Improvements-BBCM | Nat Gas Ops | 0 | 380 | 235.4014 | 2020-12-01 | BIG BEND COMMON | Sanitary Sewer-A27-S | Piping - Under 6" | 78449 | PIPING 6" & LARGER ; SANITARY SEWER SYSTEM ; PIPE OVER 6" TO INCLUDE: 1-10" BUTTERFLY VALVE,HAND OPERATED MK.VV1-12C-G0 | 1976-06-15 | C54&G
311.40 Str & Improvements-BBCM | Nat Gas Ops | 1 | 327 | 212.7478 | 2020-12-01 | BIG BEND COMMON | Sanitary Sewer-A27-S | Piping - Under 6" | 77827 | PIPING 6" & LARGER ; SANITARY SEWER SYSTEM ; BUTTERFLY VALVE,6IN | 1970-06-15 | B021
311.40 Str & Improvements-BBCM | Coal Ops | 1 | 1693.82 | 692.0197 | 2020-12-01 | BIG BEND COMMON | Storm Sewer-A31-S | Piping 6" & larger | 120588 | PIPING LESS THAN 6" ; STORM WATER ; BB FGD (1,2) DBA UNLOADING STORMWATER PIPING. INCLUDES MISC PIPING TO IMPROVE FACILITY RCYCLE WATER SYSTEM. INCLUDES LABOR AND MATERIAL. 03/10/05 RJB | 2001-12-15 | A7557
311.40 Str & Improvements-BBCM | Coal Ops | 1 | 400479.35 | 91698.0491 | 2020-12-01 | BIG BEND COMMON | Ponds & Storage Areas-A21-S | Piping 6" & larger | 32622764 | BB Dewatering Bins | 2012-09-26 | B2096-2011
311.40 Str & Improvements-BBCM | Coal Ops | 1 | 149128.89 | 37197.1847 | 2020-12-01 | BIG BEND COMMON | Ponds & Storage Areas-A21-S | Piping 6" & larger | 27517664 | Installed new fiberglass piping and ring header for the Dewatering bins. | 2011-02-15 | A7052-2010
311.40 Str & Improvements-BBCM | Nat Gas Ops | 14438 | 1018753.63 | 572635.1399 | 2020-12-01 | BIG BEND COMMON | Recycle Water-A25-S | Piping 6" & larger | 113796 | PIPING UNDER 6" INCLUDING VALVES ; WATER SUPPLY / RECYCLE WATER SUPPLY ; RECYCLE WATER-PIPING-UNDER 6"-C.S. (CL-151) INCL FITTINGS, VALVES, SUP PORT STEEL, HANGERS, PAINTING& LOCA LLY MTD INSTRUMENTS. PIPE SIZE: 1" 20LF; 1-1/2" 3506LF; 2" 761LF; 2-1/ 2" | 1985-02-15 | F05-2008
311.40 Str & Improvements-BBCM | Nat Gas Ops | 1 | 417230.79 | 218143.6612 | 2020-12-01 | BIG BEND COMMON | Spray Irrigation-A29-S | Piping 6" & larger | 117307 | PIPING UNDER 6" INCLUDING VALVES ; SPRAY IRRIGATION SYSTEM ; SPRAY IRRIGATION SYSTEM INSTALL FOUNDATIONS, CONCRETE SLAB, 3 CONTROL VALVE STATIONS, 3", 4", & 6" SPRAYFIELD PIPING, SPRAY HEADS, AND ACCESS ROAD. APOLLO CONSTRUCTION & ENGINEERING (BB ADD'L S | 1990-10-15 | C8476
311.40 Str & Improvements-BBCM | Nat Gas Ops | 6500 | 248114.39 | 118228.1593 | 2020-12-01 | BIG BEND COMMON | Recycle Water-A25-S | Piping 6" & larger | 117719 | PIPING UNDER 6" INCLUDING VALVES ; WATER SUPPLY / RECYCLE WATER SUPPLY ; BB WASTEWATER PIPING SYSTEM ADDITION. PIPING UNDER 6" 2500 LF 4" POLYETHELENE PIPING 4000 LF 2" POLYETHELENE PIPING VALVES AND AND RELATED MATERIALS INCLUDED. 10/18/96 RJB | 1995-12-15 | L6376
311.40 Str & Improvements-BBCM | Nat Gas Ops | 1 | 142539.38 | 58235.2648 | 2020-12-01 | BIG BEND COMMON | Waste Water Treatment-A38-S | Piping 6" & larger | 119620 | PIPING LESS THAN 6" INCL VALVES ; WASTE WATER TREATMENT ; PIPING UNDER 6" INCLUDING VALVES AND RELATED INSTALLED IN CONJUNCTION WITH THE BB WASTE WATER TREATMENT PLANT. 04/14/02 RJB | 2001-10-15 | B0577
311.40 Str & Improvements-BBCM | Nat Gas Ops | 0 | 138640 | 85884.3551 | 2020-12-01 | BIG BEND COMMON | Sumps-A32-S | Piping 6" & larger | 79187 | PIPING UNDER 6" INCLUDING VALVES ; SPARGING SYSTEM ; PIPE AND MISCELLANEOUS FITTINGS UNDER 6", INCLUDING VALVES | 1976-06-15 | D751
311.40 Str & Improvements-BBCM | Nat Gas Ops | 1 | 129039.38 | 52719.7639 | 2020-12-01 | BIG BEND COMMON | Water Treatment-A40-S | Piping 6" & larger | 104830 | PIPING UNDER 6" INCL VALVES ; WATER TREATMENT ; DISCHARGE PIPING INSTALLED IN CONJUNCTION WITH THE BB WATER TREATMENT PLANT. 04/15/02 RJB | 2001-10-15 | B0577
311.40 Str & Improvements-BBCM | Nat Gas Ops | 8567 | 107736.45 | 65499.1042 | 2020-12-01 | BIG BEND COMMON | Waste Water Treatment-A38-S | Piping 6" & larger | 79443 | PIPING UNDER 6" INCLUDING VALVES ; WASTE WATER TREATMENT SYSTEM ; PIPE UNDER 6" | 1978-06-15 | G4280
311.40 Str & Improvements-BBCM | Nat Gas Ops | 1 | 96162.98 | 33974.2587 | 2020-12-01 | BIG BEND COMMON | Recycle Water-A25-S | Piping 6" & larger | 121336 | PIPING UNDER 6" INCL VALVES ; RECYCLE WATER ; BBC STATION RECYCLE WATER SUPPLY LINE PIPING UNDER 6 INCHES. LABOR AND MATERIAL 05/17/07 RJB | 2005-09-15 | A7088
311.40 Str & Improvements-BBCM | Nat Gas Ops | 1 | 77809.86 | 19408.0955 | 2020-12-01 | BIG BEND COMMON | Fire Protection-A12-S | Piping 6" & larger | 27771168 | Dock fire protection line header replaced to include 500 ft of 6" of 80 piping, with valves and fittings from the south end of the dock to the north end | 2011-01-01 | A7008-2010
311.40 Str & Improvements-BBCM | Nat Gas Ops | 1 | 69511.63 | 36924.5042 | 2020-12-01 | BIG BEND COMMON | Recycle Water-A25-S | Piping 6" & larger | 116960 | PIPING UNDER 6" INCLUDING VALVES ; WATER SUPPLY / RECYCLE WATER SUPPLY ; BIG BEND RECYCLE WATER USE. APPROX. 777 L.F. 2" PIPE, STEEL A106B SEAMLESS PLAIN END SCH. 80. INCLUDE ELBOWS, VALVES, AND REELS. COMPLETE RUN FOR FLYASH SILOS 1 AND 2. | 1989-02-15 | L7876
311.40 Str & Improvements-BBCM | Nat Gas Ops | 1 | 68141.95 | 10948.9041 | 2020-12-01 | BIG BEND COMMON | Fire Protection-A12-S | Piping 6" & larger | 51061006 | BBC unit 2 LP & HP fire pipe replaced with 8" poly pipes between teh unit 2 PIV's and the fire header. Also a 8" kennedy post indicating valve | 2015-03-30 | A2530702
311.40 Str & Improvements-BBCM | Nat Gas Ops | 1 | 53411.36 | 28372.0578 | 2020-12-01 | BIG BEND COMMON | Recycle Water-A25-S | Piping 6" & larger | 93696 | PIPING UNDER 6" INCLUDING VALVES ; WATER SUPPLY / RECYCLE WATER SUPPLY ; BIG BEND RECYCLE WATER USE. APPROX. 525 L.F. 1-1/2" PIPE, STEEL A106B SEAMLESS PLAIN END SCH. 80. INCLUDE ELBOWS, VALVES, AND REELS. COMPLETE RUN FOR "GG" CONVEYOR. | 1989-02-15 | L7876
311.40 Str & Improvements-BBCM | Nat Gas Ops | 5525 | 49087.81 | 31936.7653 | 2020-12-01 | BIG BEND COMMON | Recycle Water-A25-S | Piping 6" & larger | 121713 | PIPING UNDER 6" INCLUDING VALVES ; WATER SUPPLY / RECYCLE WATER SUPPLY ; PIPING UNDER 6" W/ SMALL VALVES | 1970-06-15 | B021
311.40 Str & Improvements-BBCM | Nat Gas Ops | 0 | 45745.2 | 28338.1203 | 2020-12-01 | BIG BEND COMMON | Waste Water Treatment-A38-S | Piping 6" & larger | 121937 | PIPING UNDER 6" INCLUDING VALVES ; WASTE WATER TREATMENT SYSTEM ; MISC. PIPE UNDER 6" (INC. VALVES) | 1976-06-15 | D751
311.40 Str & Improvements-BBCM | Nat Gas Ops | 1103 | 40888.95 | 22983.4269 | 2020-12-01 | BIG BEND COMMON | Waste Water Treatment-A38-S | Piping 6" & larger | 89753 | PIPING UNDER 6" INCLUDING VALVES ; WASTE WATER TREATMENT SYSTEM ; WASTE WATER SYSTEM - YARD - PIPING UNDER 6" -FIBERGLASS - REINFORCED, FILAMENT WOUND, EPOXY RESIN PIPE ( CL:30L) COMPLETE W/FITTINGS, VALVES , SUPPORT STEEL, HANGERS, EXCAVATIO N, BACKFIL | 1985-02-15 | F05-2008
311.40 Str & Improvements-BBCM | Nat Gas Ops | 2320 | 38992.27 | 19340.3858 | 2020-12-01 | BIG BEND COMMON | Recycle Water-A25-S | Piping 6" & larger | 97675 | PIPING UNDER 6" INCLUDING VALVES ; WATER SUPPLY / RECYCLE WATER SUPPLY ; 4" SDR 11 PE 3408 POLYETHELENE PIPING (TRANSFER SUMP DISCHARGE PIPING TO THE WASTEWATER POND) | 1993-09-15 | L0976
311.40 Str & Improvements-BBCM | Nat Gas Ops | 3000 | 36732.35 | 18219.4528 | 2020-12-01 | BIG BEND COMMON | Recycle Water-A25-S | Piping 6" & larger | 124287 | PIPING UNDER 6" INCLUDING VALVES ; WATER SUPPLY / RECYCLE WATER SUPPLY ; MATERIALS & LABOR TO RUN DOMESTIC WATER LINE (2"SDR-11 PE 3408 POLY PIPE) TO VARIOUS MCS BUILDINGS | 1993-08-15 | B7676
311.40 Str & Improvements-BBCM | Nat Gas Ops | 2000 | 29687.94 | 14725.3857 | 2020-12-01 | BIG BEND COMMON | Recycle Water-A25-S | Piping 6" & larger | 97672 | PIPING UNDER 6" INCLUDING VALVES ; WATER SUPPLY / RECYCLE WATER SUPPLY ; MATERIALS & LABOR TO RUN DOMESTIC WATER LINE (4" PLEXCO SDR11 BLUE STRIPE PIPE) TO VARIOUS MCS BUILD- INGS | 1993-08-15 | B7676
311.40 Str & Improvements-BBCM | Nat Gas Ops | 1 | 29233.49 | 10758.0468 | 2020-12-01 | BIG BEND COMMON | Fire Protection-A12-S | Piping 6" & larger | 126993 | PIPING UNDER 6" ; FIRE PROTECTION ; #1 FOAM TANK PIPING REPL. INCLUDES TANK AND PIPING. LABOR AND MATERIAL. 07/20/05 RJB | 2004-09-15 | A7019-2008
311.40 Str & Improvements-BBCM | Nat Gas Ops | 470 | 24863.1 | 13975.3954 | 2020-12-01 | BIG BEND COMMON | Fire Protection-A12-S | Piping 6" & larger | 89718 | PIPING UNDER 6" INCLUDING VALVES ; YARD FIRE PROTECTION SYSTEM ; FIRE PROTECTION WATER - YARD - UNDE RGROUND PIPING UNDER 6" - DUCTILE I RON (CL:2A) PIPE W/MECHANICALJOINT RETAINER GLAND COMPLETE W/FITTINGS, THRUST BLOCKS, EXCAVATION & BACKFI LL, BITUMIN | 1985-02-15 | F05-2008
311.40 Str & Improvements-BBCM | Nat Gas Ops | 1 | 24523.44 | 8287.2637 | 2020-12-01 | BIG BEND COMMON | Plant Water-A20-S | Piping 6" & larger | 113105 | PIPING UNDER 6 INCHES ; PLANT WATER ; POTABLE WATER (PLANT WATER) SUPPLY LINE. INCLUDES LABOR AND MATERIAL 05/15/07 RJB | 2006-12-15 | A7072
311.40 Str & Improvements-BBCM | Nat Gas Ops | 920 | 21847.56 | 10836.513 | 2020-12-01 | BIG BEND COMMON | Recycle Water-A25-S | Piping 6" & larger | 113858 | PIPING UNDER 6" INCLUDING VALVES ; WATER SUPPLY / RECYCLE WATER SUPPLY ; 6" SDR 11 PE 3408 POLYETHELENE PIPING (TRANSFER SUMP DISCHARGE PIPING TO THE WASTEWATER POND) | 1993-09-15 | L0976
311.40 Str & Improvements-BBCM | Nat Gas Ops | 73 | 18219.37 | 10371.1364 | 2020-12-01 | BIG BEND COMMON | Recycle Water-A25-S | Piping 6" & larger | 123267 | PIPING UNDER 6" INCLUDING VALVES ; WATER SUPPLY / RECYCLE WATER SUPPLY ; YARD IMPROVEMENTS; CITY WATER; UNDE R GROUND -- 3",73 LF CL-42D DUCTILE IRON PIPE W/FITTINGS AND 2 EA GAT E VALVES | 1984-08-15 | K3400
311.40 Str & Improvements-BBCM | Nat Gas Ops | 673 | 17874 | 11628.9104 | 2020-12-01 | BIG BEND COMMON | Fire Protection-A12-S | Piping 6" & larger | 77824 | PIPING UNDER 6" INCLUDING VALVES ; YARD FIRE PROTECTION SYSTEM ; PIPE UNDER 6" | 1970-06-15 | B021
311.40 Str & Improvements-BBCM | Nat Gas Ops | 0 | 15100.51 | 8900.7308 | 2020-12-01 | BIG BEND COMMON | Recycle Water-A25-S | Piping 6" & larger | 79384 | PIPING UNDER 6" INCLUDING VALVES ; WATER SUPPLY / RECYCLE WATER SUPPLY ; PIPING UNDER 6" (RECYLE WATER LINE COALFIELD MAINT SHOP) | 1981-06-15 | A7008-2007
311.40 Str & Improvements-BBCM | Nat Gas Ops | 2475 | 14441 | 9395.3841 | 2020-12-01 | BIG BEND COMMON | Fire Protection-A12-S | Piping 6" & larger | 113568 | PIPING UNDER 6" INCLUDING VALVES ; YARD FIRE PROTECTION SYSTEM ; 2 1/2" WATER HOSE, NEOPRENE W/RACKS & ACCESSORIES | 1970-06-15 | B021
311.40 Str & Improvements-BBCM | Nat Gas Ops | 1 | 11929.46 | 2474.4152 | 2020-12-01 | BIG BEND COMMON | Waste Water Treatment-A38-S | Piping 6" & larger | 40129213 | Install piping and block valves from the new sandfilters to the old sandfilters. This includes 10" FRP and 4" CPVC piping, block valves with be butterfly valves. Pipe runs Appox. 40 feet | 2013-04-29 | A2412323
311.40 Str & Improvements-BBCM | Nat Gas Ops | 120 | 11262.27 | 5690.3201 | 2020-12-01 | BIG BEND COMMON | Recycle Water-A25-S | Piping 6" & larger | 97769 | PIPING UNDER 6" INCLUDING VALVES ; WATER SUPPLY / RECYCLE WATER SUPPLY ; 1" PIPE, STAINLESS T316 SMLS PE SCH 80. STOCK #6002140 | 1992-06-15 | F8576
311.40 Str & Improvements-BBCM | Nat Gas Ops | 0 | 11254 | 6971.5993 | 2020-12-01 | BIG BEND COMMON | Recycle Water-A25-S | Piping 6" & larger | 79385 | PIPING UNDER 6" INCLUDING VALVES ; WATER SUPPLY / RECYCLE WATER SUPPLY ; MISC. RECYCLE PIPE AND FITTINGS UNDER 6" (INCLUDING VALVES) | 1976-06-15 | D75-2008
311.40 Str & Improvements-BBCM | Nat Gas Ops | 39 | 11042.59 | 6206.9718 | 2020-12-01 | BIG BEND COMMON | Waste Water Treatment-A38-S | Piping 6" & larger | 116173 | PIPING UNDER 6" INCLUDING VALVES ; WASTE WATER TREATMENT SYSTEM ; WASTE WATER SYSTEM -YARD PIPING UND ER 6" - CARBON STEEL (CL:121) PIPE COMPLETE WITH VALVES, FITTIN GS, SUPPORT STEEL, HANGERS AND LOCA LLY MOUNTED INSTRUMENTS AS FOLLOWS: 12408-EB- | 1985-02-15 | F05-2008
311.40 Str & Improvements-BBCM | Nat Gas Ops | 368 | 9378.81 | 5338.7641 | 2020-12-01 | BIG BEND COMMON | Sanitary Sewer-A27-S | Piping 6" & larger | 190605 | SANITARY SEWER SYSTEM ; COAL BLENDING BINS CONTROL TOWER ; COAL HANDLING CONTROL TOWER - SANIT ARY PIPING -- 4" - 152LF; 3" -153LF ; 2" - 24LF; 1-1/2" -39LF; ALL CL 45B (CI) WITH FITTINGS,CLEAN OUTS A ND ACCESSORIES | 1984-08-15 | K3400
311.40 Str & Improvements-BBCM | Nat Gas Ops | 4 | 8511.78 | 4221.8909 | 2020-12-01 | BIG BEND COMMON | Recycle Water-A25-S | Piping 6" & larger | 127547 | PIPING UNDER 6" INCLUDING VALVES ; WATER SUPPLY / RECYCLE WATER SUPPLY ; 2" NELES-JAMESBURY BALL VALVE 5150-31-3600TT, 316SS WITH SP18SR80 ACTUATOR (FAIL OPEN), ESPE P2000 ELECTRO-PNEUMATIC POSITIONER AND MONNIER AIR FILTER PACKAGE | 1993-09-15 | L0976
311.40 Str & Improvements-BBCM | Nat Gas Ops | 0 | 3541 | 2193.5697 | 2020-12-01 | BIG BEND COMMON | Recycle Water-A25-S | Piping 6" & larger | 78387 | PIPING UNDER 6" INCLUDING VALVES ; WATER SUPPLY / RECYCLE WATER SUPPLY ; PIPING TO INCLUDE: 2-8IN PRATT LEVER BUTTERFLY VALUES, VVI-12A | 1976-06-15 | C54&G
311.40 Str & Improvements-BBCM | Nat Gas Ops | 81 | 2591.22 | 1605.2024 | 2020-12-01 | BIG BEND COMMON | Fire Protection-A12-S | Piping 6" & larger | 78421 | PIPING UNDER 6" INCLUDING VALVES ; YARD FIRE PROTECTION SYSTEM ; 4 INCH, SCH. 40 PIPE-A-53 | 1976-06-15 | C54,G
311.40 Str & Improvements-BBCM | Nat Gas Ops | 0 | 2335 | 1519.1622 | 2020-12-01 | BIG BEND COMMON | Recycle Water-A25-S | Piping 6" & larger | 77750 | PIPING UNDER 6" INCLUDING VALVES ; WATER SUPPLY / RECYCLE WATER SUPPLY ; 2-8IN CONTROL VALVES | 1970-06-15 | B02-1
311.40 Str & Improvements-BBCM | Nat Gas Ops | 1 | 2114 | 1309.5754 | 2020-12-01 | BIG BEND COMMON | Recycle Water-A25-S | Piping 6" & larger | 114848 | PIPING UNDER 6" INCLUDING VALVES ; WATER SUPPLY / RECYCLE WATER SUPPLY ; AIR OPERATED VALVE | 1976-06-15 | C54/G
311.40 Str & Improvements-BBCM | Nat Gas Ops | 58 | 1989.39 | 1118.2239 | 2020-12-01 | BIG BEND COMMON | Storm Sewer-A31-S | Piping 6" & larger | 89770 | PIPING UNDER 6" INCLUDING VALVES ; STORM SEWER SYSTEM ; STORM SEWER SYSTEM - YARD PIPING - UNDER 6" - CAST IRON SOIL PIPE COMP RESSION JOINT, BITUMINOUS COATIN G INSIDE AND OUTSIDE, COMPLETE WITH FITTINGS, EXCAVATION AND BACKFILL, ETC. AS SHOWN ON | 1985-02-15 | F05-2008
311.40 Str & Improvements-BBCM | Nat Gas Ops | 1 | 1948 | 1267.3782 | 2020-12-01 | BIG BEND COMMON | Fire Protection-A12-S | Piping 6" & larger | 114770 | PIPING UNDER 6" INCLUDING VALVES ; YARD FIRE PROTECTION SYSTEM ; 3IN BALL VALVE JAMESBURY 3WAY | 1970-06-15 | B021
311.40 Str & Improvements-BBCM | Nat Gas Ops | 0 | 1433 | 932.3167 | 2020-12-01 | BIG BEND COMMON | Recycle Water-A25-S | Piping 6" & larger | 114702 | PIPING UNDER 6" INCLUDING VALVES ; WATER SUPPLY / RECYCLE WATER SUPPLY ; 1-4" WATER METER, KENT-HELIX, MARK 1FI-2 METERS WATER TO BARGE | 1970-06-15 | B02-1
311.40 Str & Improvements-BBCM | Nat Gas Ops | 0 | 1406 | 870.9853 | 2020-12-01 | BIG BEND COMMON | Recycle Water-A25-S | Piping 6" & larger | 114676 | PIPING UNDER 6" INCLUDING VALVES ; WATER SUPPLY / RECYCLE WATER SUPPLY ; 1-8IN MISSION DUO CHECK VALVE, VCI-12B | 1976-06-15 | C54&G
311.40 Str & Improvements-BBCM | Nat Gas Ops | 0 | 1185.9 | 727.9001 | 2020-12-01 | BIG BEND COMMON | Fire Protection-A12-S | Piping 6" & larger | 77825 | PIPING UNDER 6" INCLUDING VALVES ; YARD FIRE PROTECTION SYSTEM ; PIPING FOR DIESEL DRIVE | 1977-06-15 | A2994
311.40 Str & Improvements-BBCM | Nat Gas Ops | 1 | 900 | 446.4051 | 2020-12-01 | BIG BEND COMMON | Maintenance Building-A18-S | Piping 6" & larger | 124357 | REFRIGERANT / CHILLED WATER PIPING ; MAINTENANCE BUILDING ; MCS METAL BLDG REMODEL-BB STATION WATER PIPING FOR REMODELING OF OLD TURBINE LOCK-UP BLDG FOR & STORAGE FOR BB PAINTING CONTRACTO CONTRACTOR. 04/21/95 TGC | 1993-08-15 | A7066-2007
311.40 Str & Improvements-BBCM | Coal Ops | 1 | 364484.12 | 134131.6833 | 2020-12-01 | BIG BEND COMMON | Stacker Reclaimer-B57-S | Platform & Ladder | 112650 | PLATFORM AND LADDER ; STACKER RECLAIMER ; BB COALFIELD PLATFORM REPLACEMENTS. PLATORMS FOR THE DRAVO UNLOADER, NORTH STACKER AND E CONVEYOER, S-6 FEEDER, Y CONVEYER, AND R-2 TRIPPER. 07/24/06 RJB | 2004-12-15 | B2007-2007
311.40 Str & Improvements-BBCM | Coal Ops | 1 | 235938.77 | 54023.0724 | 2020-12-01 | BIG BEND COMMON | Absorber-C01-S | Platform & Ladder | 41806179 | Platform, walkway, and handrails on the Absorber FGD "A" Tower replaced | 2012-12-30 | B2043-2011
311.40 Str & Improvements-BBCM | Coal Ops | 1 | 220815.88 | 50560.3732 | 2020-12-01 | BIG BEND COMMON | Absorber-C01-S | Platform & Ladder | 41806168 | Platform, walkway, and handrails on the Absorber FGD "C" Tower replaced | 2012-12-30 | B2042-2011
311.40 Str & Improvements-BBCM | Coal Ops | 1 | 209418.63 | 47950.7366 | 2020-12-01 | BIG BEND COMMON | Absorber-C01-S | Platform & Ladder | 41806159 | Platform, walkway, and handrails on the Absorber FGD "D" Tower replaced | 2012-12-30 | B2040-2011
311.40 Str & Improvements-BBCM | Coal Ops | 1 | 191907.42 | 39805.5426 | 2020-12-01 | BIG BEND COMMON | Absorber-C01-S | Platform & Ladder | 38796103 | FGD "B" absorber tower platform, walkway and handrails replaced. | 2013-03-31 | B2041-2011
311.40 Str & Improvements-BBCM | Coal Ops | 1 | 120736.38 | 52274.6521 | 2020-12-01 | BIG BEND COMMON | Byproduct-C06-S | Platform & Ladder | 103626 | PLATFORM ; BYPRODUCT ; BB MERCURY TESTING PLATFORM. A TESTING PLATFORM TO ALLOW ACCESS AND WORKING AREA AT THE BB3 CROSSOVER DUCT TESTING PORTS TO THE FGD INLET. 02/10/00 RJB | 1999-10-15 | B9177
311.40 Str & Improvements-BBCM | Coal Ops | 1 | 85769.2 | 15840.6732 | 2020-12-01 | BIG BEND COMMON | Coal Handling Structure-A42-S | Platform & Ladder | 43814281 | Install a new work platform on both sides and stairs to crossover for the new weightometer on C-14 | 2014-03-13 | A2452933
311.40 Str & Improvements-BBCM | Coal Ops | 1 | 31412.39 | 5047.2762 | 2020-12-01 | BIG BEND COMMON | Unloader-C44-S | Platform & Ladder | 52815854 | ESS rail unloading pit platform installed. | 2015-01-31 | A2528057
311.40 Str & Improvements-BBCM | Coal Ops | 1 | 27897 | 5786.4111 | 2020-12-01 | BIG BEND COMMON | Conveyor - Coal Handling-B16-S | Platform & Ladder | 40668695 | Install transloading cab platform and stairs | 2013-08-22 | A2412626
311.40 Str & Improvements-BBCM | Coal Ops | 1 | 18338.46 | 2946.5849 | 2020-12-01 | BIG BEND COMMON | Waste Water Treatment-A38-S | Platform & Ladder | 51060965 | BB FGD A and B wastewater treatment media filter platforms installed. | 2015-03-10 | A2492597
311.40 Str & Improvements-BBCM | Coal Ops | 2 | 12982.97 | 2086.0761 | 2020-12-01 | BIG BEND COMMON | Coal Handling Structure-A42-S | Platform & Ladder | 50096694 | ESS PECO upper and lower platforms replaced to provice proper maintenance and safe access to the tower motor room | 2015-01-19 | A2516556
311.40 Str & Improvements-BBCM | Nat Gas Ops | 4 | 106000 | 26439.5556 | 2020-12-01 | BIG BEND COMMON | Docks-A08-S | Platform & Ladder | 28267180 | Coal unloading dock work floats (4 ea) purchased as part of the coal unloading dock refurbishment.. | 2011-11-30 | A2921-2011
311.40 Str & Improvements-BBCM | Nat Gas Ops | 1 | 59767.5 | 11038.4315 | 2020-12-01 | BIG BEND COMMON | Docks-A08-S | Platform & Ladder | 47778258 | ESS TSS dock handrail brackets on dock face and on the sides of middle bridge, also removable handrail pieces to be installed. | 2014-10-15 | A2425556
311.40 Str & Improvements-BBCM | Nat Gas Ops | 1 | 39013.49 | 4227.2685 | 2020-12-01 | BIG BEND COMMON | Docks-A08-S | Platform & Ladder | 165591284 | BB Coal dock handrails replaced | 2017-06-01 | A2634875
311.40 Str & Improvements-BBCM | Nat Gas Ops | 1 | 37478.94 | 6022.0366 | 2020-12-01 | BIG BEND COMMON | Recycle Water-A25-S | Platform & Ladder | 50925948 | BBC Return water pump system access platform installed. | 2015-03-01 | A2521544
311.40 Str & Improvements-BBCM | Nat Gas Ops | 1 | 18822.69 | 1501.6202 | 2020-12-01 | BIG BEND COMMON | Area Structures-A03-S | Platform & Ladder | 309404323 | BB D4 LOWER PRECIPITATOR GRATING INSTALL | 2018-12-26 | A2692466
311.40 Str & Improvements-BBCM | Nat Gas Ops | 1 | 14287.63 | 2638.7757 | 2020-12-01 | BIG BEND COMMON | Station Equipment / Tools-E16-S | Platform & Ladder | 47735082 | BBC Boiler scaffolding purchased for boiler repairs | 2014-06-30 | A2474729
311.40 Str & Improvements-BBCM | Nat Gas Ops | 1 | 9264.53 | 1921.6539 | 2020-12-01 | BIG BEND COMMON | Hydrogen-D25-S | Platform & Ladder | 38515280 | install a permanent platform with ladder, to access east H2 isolation valves. | 2013-03-15 | A2385269
311.40 Str & Improvements-BBCM | Nat Gas Ops | 1 | 5736.69 | 1430.9013 | 2020-12-01 | BIG BEND COMMON | Precipitator-A22-S | Platform & Ladder | 27320151 | Install a new platform for the AC on the south side and around to the south side of the Precipitator Control Room | 2011-01-31 | A7165-2010
311.40 Str & Improvements-BBCM | Nat Gas Ops | 1 | 1456.44 | 268.9892 | 2020-12-01 | BIG BEND COMMON | Docks-A08-S | Platform & Ladder | 42538027 | BB ESS finger pier 250 feet of handrail replaced | 2014-04-08 | A2412631
311.40 Str & Improvements-BBCM | Nat Gas Ops | 0 | 19734 | 12440.2303 | 2020-12-01 | BIG BEND COMMON | Yard Area-A41-S | Poles | 24687449 | POLES ; YARD AREA ; TWO 90 FT. STEEL POLES FOR LIGHTING MASTS L-1 | 1974-06-15 | E1579
311.40 Str & Improvements-BBCM | Nat Gas Ops | 0 | 15352 | 9677.836 | 2020-12-01 | BIG BEND COMMON | Yard Area-A41-S | Poles | 24687454 | POLES ; YARD AREA ; YARD LIGHTING 18 - 27 FT. - 2 IN. ALUMINUM POLES | 1974-06-15 | E154
311.40 Str & Improvements-BBCM | Nat Gas Ops | 46 | 11834 | 7699.2573 | 2020-12-01 | BIG BEND COMMON | Yard Area-A41-S | Poles | 77243 | POLES ; SERVICE YARD LIGHTING ; POLES,CONCRETE | 1970-06-15 | B021
311.40 Str & Improvements-BBCM | Nat Gas Ops | 6 | 4533.65 | 2808.494 | 2020-12-01 | BIG BEND COMMON | Yard Area-A41-S | Poles | 79515 | POLES ; SERVICE YARD LIGHTING ; POLE, 35' WOOD | 1976-06-15 | D751
311.40 Str & Improvements-BBCM | Nat Gas Ops | 5 | 3460.3 | 2103.7128 | 2020-12-01 | BIG BEND COMMON | Yard Area-A41-S | Poles | 79511 | POLES ; SERVICE YARD LIGHTING ; POLES, 45' CREOSOTE | 1978-06-15 | G4280
311.40 Str & Improvements-BBCM | Nat Gas Ops | 8 | 2672.36 | 1624.6794 | 2020-12-01 | BIG BEND COMMON | Yard Area-A41-S | Poles | 79514 | POLES ; SERVICE YARD LIGHTING ; POLE 35' CONCRETE | 1978-06-15 | A7018-2008
311.40 Str & Improvements-BBCM | Nat Gas Ops | 7 | 1593.04 | 968.4995 | 2020-12-01 | BIG BEND COMMON | Yard Area-A41-S | Poles | 79512 | POLES ; SERVICE YARD LIGHTING ; POLES, 35' WOOD | 1978-06-15 | A7018-2008
311.40 Str & Improvements-BBCM | Nat Gas Ops | 18 | 1105.94 | 702.9837 | 2020-12-01 | BIG BEND COMMON | Yard Area-A41-S | Poles | 77407 | POLES ; SERVICE YARD LIGHTING ; WOOD POLES 25/30FT LONG CLASS 6 | 1973-06-15 | B09/F
311.40 Str & Improvements-BBCM | Nat Gas Ops | 6 | 509 | 315.314 | 2020-12-01 | BIG BEND COMMON | Yard Area-A41-S | Poles | 122055 | POLES ; SERVICE YARD LIGHTING ; POLES, WOOD 40' | 1976-06-15 | H5080
311.40 Str & Improvements-BBCM | Nat Gas Ops | 3 | 474 | 293.6323 | 2020-12-01 | BIG BEND COMMON | Yard Area-A41-S | Poles | 78392 | POLES ; SERVICE YARD LIGHTING ; 35 FT. WOOD POLES, CL4 | 1976-06-15 | C54,G
311.40 Str & Improvements-BBCM | Nat Gas Ops | 0 | 417 | 262.875 | 2020-12-01 | BIG BEND COMMON | Yard Area-A41-S | Poles | 24687459 | POLES ; YARD AREA ; YARD LIGHTING TWO 45 FT. WOOD POLES | 1974-06-15 | E154
311.40 Str & Improvements-BBCM | Nat Gas Ops | 1 | 323.13 | 196.4491 | 2020-12-01 | BIG BEND COMMON | Yard Area-A41-S | Poles | 79513 | POLES ; SERVICE YARD LIGHTING ; POLE 40' CONCRETE | 1978-06-15 | A7018-2008
311.40 Str & Improvements-BBCM | Nat Gas Ops | 1 | 94.56 | 58.5778 | 2020-12-01 | BIG BEND COMMON | Yard Area-A41-S | Poles | 77244 | POLES ; SERVICE YARD LIGHTING ; POLE 35FT WOOD | 1976-06-15 | D058-
311.40 Str & Improvements-BBCM | Coal Ops | 1 | 14966398.12 | 5287609.4485 | 2020-12-01 | BIG BEND COMMON | Ponds & Storage Areas-A21-S | Pond | 25474066 | ; DEWATERING ; BB 1-3 SLAG DEWATERING BINS INCLUDES BINS THAT WILL BE CONSTRUCTED IN THE PLACE OF SLAG PONDS. INCLUDES PIPING AND VALVES, OVERFLOW TANKS, PUMPS. ALL LABOR AND MATERIALS. 09/26/07 RJB | 2005-12-31 | F0475-2004
311.40 Str & Improvements-BBCM | Coal Ops | 1 | 14621432.84 | 3931388.6374 | 2020-12-01 | BIG BEND COMMON | Ponds & Storage Areas-A21-S | Pond | 27171379 | BB SETTLING POND REDESIGN PROJECT | 2010-09-30 | F0575-2004
311.40 Str & Improvements-BBCM | Coal Ops | 1 | 104278.69 | 26010.2097 | 2020-12-01 | BIG BEND COMMON | Ponds & Storage Areas-A21-S | Pond | 32499683 | Upgrades to the emergency pond reclamation system, to include installin a 1 foot spool piece between the valve and noxxle to raise the angle of spray, install safety stops, and reinstall t | 2011-12-31 | B2719-2011
311.40 Str & Improvements-BBCM | Coal Ops | 1 | 50521.13 | 12601.4738 | 2020-12-01 | BIG BEND COMMON | Ponds & Storage Areas-A21-S | Pond | 27439918 | Dewatering bins decanting drain piping replaced with new fiberglass piping | 2011-02-15 | A7051-2010
311.40 Str & Improvements-BBCM | Coal Ops | 1 | 30652.64 | 15487.4048 | 2020-12-01 | BIG BEND COMMON | Ponds & Storage Areas-A21-S | Pond | 124202 | FLY ASH SETTLING POND ; PONDS & STORAGE AREAS ; INSTALL 36" POLYETHYLENE EQUALIZING OVERFLOW LINES. LINE TO RUN FROM EACH FLYASH POND BACK INTO THE FLYA SH PUMP SUCTION POND. | 1992-02-15 | A7031
311.40 Str & Improvements-BBCM | Coal Ops | 1 | 24821.54 | 11572.3103 | 2020-12-01 | BIG BEND COMMON | Ponds & Storage Areas-A21-S | Pond | 117771 | POND @ TRANSLOADER ; PONDS & STORAGE AREAS ; THE FUEL TRANSLOADER RETENTION POND INCLUDING EARTHWORK, SMOOTHING AND GRASSING. APP. 150' LONG X 50' WIDE. PROVIDED BY JOHNSON BROTHERS 10/28/96 RJB | 1996-03-15 | L2580
311.40 Str & Improvements-BBCM | Nat Gas Ops | 1 | 13307548.23 | 4283160.4203 | 2020-12-01 | BIG BEND COMMON | Storm Sewer-A31-S | Pond | 26484974 | This system is to upgrades in the existing BB Storm Water System by adding pumps, sumps, pond capacity, and associated piping systems designed to handle storm water so no water releases at BB station will occurred | 2007-12-31 | F0175-2002
311.40 Str & Improvements-BBCM | Nat Gas Ops | 1 | 79603.31 | 46920.7748 | 2020-12-01 | BIG BEND COMMON | Ponds & Storage Areas-A21-S | Pond | 128728 | SETTLING PONDS ; PONDS & STORAGE AREAS ; POND - SETTLING | 1981-06-15 | A7010-2008
311.40 Str & Improvements-BBCM | Nat Gas Ops | 1 | 69222.57 | 42488.5013 | 2020-12-01 | BIG BEND COMMON | Ponds & Storage Areas-A21-S | Pond | 79195 | SETTLING PONDS ; PONDS & STORAGE AREAS ; COAL PILE DRAINAGE SETTLING POND, 350' X 150' | 1977-06-15 | H6680
311.40 Str & Improvements-BBCM | Nat Gas Ops | 0 | 20714.34 | 12341.2396 | 2020-12-01 | BIG BEND COMMON | Ponds & Storage Areas-A21-S | Pond | 114783 | SETTLING PONDS ; PONDS & STORAGE AREAS ; ADDITIONAL WORK ON SETTLING POND, PIPE, WIRING, ETC. | 1980-06-15 | A7010-2008
311.40 Str & Improvements-BBCM | Coal Ops | 0 | 35357 | 23003.4343 | 2020-12-01 | BIG BEND COMMON | Change House / Locker Room-A05-S | Potable Water System | 121631 | POTABLE WATER PIPING ; COAL CREW CHANGE HOUSE ; PIPING,VALVES,FOR HOT&COLD WATER, VENT LINES, ETC. | 1970-06-15 | B02
311.40 Str & Improvements-BBCM | Coal Ops | 0 | 31749 | 20656.0521 | 2020-12-01 | BIG BEND COMMON | Change House / Locker Room-A05-S | Potable Water System | 77602 | POTABLE WATER PIPING ; BARGE CREW CHANGE HOUSE ; PIPING,FITTING,VALVES FOR HOT & COLD WATER,VENT LINES | 1970-06-15 | B02
311.40 Str & Improvements-BBCM | Nat Gas Ops | 1 | 184344 | 114196.9529 | 2020-12-01 | BIG BEND COMMON | Office Building-A19-S | Potable Water System | 78166 | POTABLE WATER PIPING ; OFFICE AND SHOPS ; PIPING (POTABLE) HOT AND COLD WATER SUPPLY AND SOIL WASTE AND VENT LINES | 1976-06-15 | C54-2008
311.40 Str & Improvements-BBCM | Nat Gas Ops | 1 | 10660 | 5913.415 | 2020-12-01 | BIG BEND COMMON | Maintenance Building-A18-S | Potable Water System | 88918 | POTABLE WATER PIPING ; BB4 BOILER MAINTENANCE SHOP ; CONSISTING OF 323LF OF PIPING; INCL.174LF OF 1"; 86LF OF 3/4"; AND 88LF OF 1/2". INCLUDES VALVES, HANGERS AND SUPPORTS. | 1986-06-15 | G54/8
311.40 Str & Improvements-BBCM | Nat Gas Ops | 302 | 6636 | 4110.8524 | 2020-12-01 | BIG BEND COMMON | Maintenance Building-A18-S | Potable Water System | 113580 | POTABLE WATER PIPING ; MAINTENANCE BUILDING ; PIPING (POTABLE) CARBON STEEL PIPE FOR HOT AND COLD WATER LINES | 1976-06-15 | C54-2008
311.40 Str & Improvements-BBCM | Nat Gas Ops | 1 | 5673.67 | 2814.1723 | 2020-12-01 | BIG BEND COMMON | Wash House-A37-S | Potable Water System | 117507 | POTABLE WATER PIPING ; WAREHOUSE ; ADD LADIES RESTROOM FACILITY TO EXISTING MENS RESTROOM AT BB STOREROOM NEW HOT & COLD WATER LINES/SEWER LINES & DRAINS 05/05/94 TGC | 1993-03-15 | A7054
311.40 Str & Improvements-BBCM | Nat Gas Ops | 1 | 2877.48 | 1677.2749 | 2020-12-01 | BIG BEND COMMON | Service Water-A28-S | Potable Water System | 113769 | POTABLE WATER PIPING ; MCS SERVICE BUILDING ; 1 LOT RIGID COPPER INTERIOR & PVC EXTERIOR POTABLE WATER PIPING INCL. VALVES AND FITTINGS. | 1982-06-15 | L48
311.40 Str & Improvements-BBCM | Nat Gas Ops | 1 | 2712.12 | 1580.887 | 2020-12-01 | BIG BEND COMMON | Service Water-A28-S | Potable Water System | 89131 | POTABLE WATER PIPING ; MCS SERVICE BUILDING ; 1 LOT RIGID COPPER INTERIOR & PVC EXTERIOR POTABLE WATER PIPING INCLUDING ASSOCIATED VALVES & FITTINGS. | 1982-06-15 | L48
311.40 Str & Improvements-BBCM | Coal Ops | 1 | 5050.03 | 1156.3091 | 2020-12-01 | BIG BEND COMMON | Waste Water Treatment-A38-S | Probe | 35306346 | BB FGD Acid tank level indicator replaced | 2012-09-28 | A7547-2012
311.40 Str & Improvements-BBCM | Nat Gas Ops | 1 | 397086.23 | 53715.5459 | 2020-12-01 | BIG BEND COMMON | Waste Water Treatment-A38-S | Probe | 287154518 | SUMP PUMP FOR RO AREA | 2016-12-01 | A2595738
311.40 Str & Improvements-BBCM | Nat Gas Ops | 1 | 1783.07 | 408.2708 | 2020-12-01 | BIG BEND COMMON | Waste Water Treatment-A38-S | Probe | 28366930 | BBC #3 Clarifier overflow tank level indicator replaced | 2012-05-01 | A7093-2011
311.40 Str & Improvements-BBCM | Coal Ops | 2 | 174567.79 | 71320.6517 | 2020-12-01 | BIG BEND COMMON | Sumps-A32-S | Pump - Complete | 119619 | PUMPS ; SUMP ; DEWATERING SUMP PUMPS TO FACILITATE PRODUCT REMOVAL IN THE BB4 BOTTOM ASH POND. SOUTH POND 1/31/02 RJB | 2001-06-15 | B6976
311.40 Str & Improvements-BBCM | Coal Ops | 1 | 123203.09 | 22754.3208 | 2020-12-01 | BIG BEND COMMON | Waste Water Treatment-A38-S | Pump - Complete | 50387968 | FGD breakpoint chlorination Milton Roy caustic chemical pump installed | 2014-11-05 | A2415865
311.40 Str & Improvements-BBCM | Coal Ops | 3 | 101866.6 | 18813.6945 | 2020-12-01 | BIG BEND COMMON | Chemical Treatment / Cleaning-B14-S | Pump - Complete | 49782147 | BB FGD Defoamer chemical pumps and valves installed | 2014-12-15 | A2468133
311.40 Str & Improvements-BBCM | Coal Ops | 2 | 92751.83 | 17130.2919 | 2020-12-01 | BIG BEND COMMON | Waste Water Treatment-A38-S | Pump - Complete | 50387965 | FGD breakpoint chlorination Prominent chemical pumps installed | 2014-11-05 | A2415865
311.40 Str & Improvements-BBCM | Coal Ops | 1 | 91882.89 | 16969.8078 | 2020-12-01 | BIG BEND COMMON | Waste Water Treatment-A38-S | Pump - Complete | 50387962 | FGD breakpoint chlorination Milton Roy Bleach chemical pump installed | 2014-11-05 | A2415865
311.40 Str & Improvements-BBCM | Coal Ops | 1 | 86384.95 | 15954.3958 | 2020-12-01 | BIG BEND COMMON | Waste Water Treatment-A38-S | Pump - Complete | 50387959 | FGD breakpoint chlorination Milton Roy sodium bisulfate chemical pump installed | 2014-11-05 | A2415865
311.40 Str & Improvements-BBCM | Coal Ops | 1 | 49265.4 | 11280.3346 | 2020-12-01 | BIG BEND COMMON | Ponds & Storage Areas-A21-S | Pump - Complete | 38497360 | BB FGD high pressure water pump replaced that operates the emergency pond operations | 2012-01-31 | A2383850
311.40 Str & Improvements-BBCM | Coal Ops | 1 | 40224.98 | 4358.5383 | 2020-12-01 | BIG BEND COMMON | Sumps-A32-S | Pump - Complete | 149024831 | BBC EAST GYPSUM STORAGE SUMP PUMP B REPL | 2017-01-09 | A2618059
311.40 Str & Improvements-BBCM | Coal Ops | 1 | 25632.29 | 4734.0156 | 2020-12-01 | BIG BEND COMMON | Sumps-A32-S | Pump - Complete | 48815180 | BB FGD area sump "A" 4" submersible pump replaced. | 2014-12-05 | A2523373
311.40 Str & Improvements-BBCM | Coal Ops | 1 | 18040.1 | 890.9257 | 2020-12-01 | BIG BEND COMMON | Sluice-C38-S | Pump - Complete | 319365353 | BBC FGD north pipe trench sump pump replaced with a 25HP submersible pump (SRW-P-011) | 2019-08-22 | A2710137
311.40 Str & Improvements-BBCM | Coal Ops | 1 | 6588.53 | 112.0161 | 2020-12-01 | BIG BEND COMMON | Sumps-A32-S | Pump - Complete | 335665293 | BB FGD Transfer sump pump "A" replaced. | 2020-03-04 | A2695202
311.40 Str & Improvements-BBCM | Coal Ops | 1 | 5292.18 | 261.3588 | 2020-12-01 | BIG BEND COMMON | Sumps-A32-S | Pump - Complete | 304786721 | FILTRATE SUMP 6A MOTOR REPL. | 2019-04-30 | A2697964
311.40 Str & Improvements-BBCM | Coal Ops | 1 | 2332.51 | 483.8105 | 2020-12-01 | BIG BEND COMMON | Storm Sewer-A31-S | Pump - Complete | 40126605 | BB FGD B transfer sump recycle submersible pump replaced. | 2013-03-14 | A2420715
311.40 Str & Improvements-BBCM | Coal Ops | 0 | 1519.55 | 121.2253 | 2020-12-01 | BIG BEND COMMON | Limestone-C25-S | Pump - Complete | 313249167 | FGD limestone mill slurry sump pump replaced | 2018-08-15 | A2691148
311.40 Str & Improvements-BBCM | Nat Gas Ops | 2 | 700263.72 | 112516.89 | 2020-12-01 | BIG BEND COMMON | Recycle Water-A25-S | Pump - Complete | 53380147 | BBC recycle water 2 pumps and piping installed | 2015-02-01 | A2386783
311.40 Str & Improvements-BBCM | Nat Gas Ops | 1 | 633079.79 | 144956.7417 | 2020-12-01 | BIG BEND COMMON | Waste Water Treatment-A38-S | Pump - Complete | 38515401 | Upgrades to include pumps, valves, piping, electrical system, and other mechanical equipment | 2012-05-12 | B2740-2011
311.40 Str & Improvements-BBCM | Nat Gas Ops | 2 | 291482.92 | 46834.8576 | 2020-12-01 | BIG BEND COMMON | Fire Protection-A12-S | Pump - Complete | 59220734 | BBC #1 and #2 electric fire pumps replaced including split case pumps, 300 HP electric motors, pump/motor base plate and suction/discharge/recirculation pipe and flanges | 2015-03-30 | A2474076
311.40 Str & Improvements-BBCM | Nat Gas Ops | 4 | 185706 | 9171.2487 | 2020-12-01 | BIG BEND COMMON | Station Equipment / Tools-E16-S | Pump - Complete | 322298579 | BBC purchase 4 portable diesel pumps | 2019-12-21 | A2727379
311.40 Str & Improvements-BBCM | Nat Gas Ops | 1 | 134768.57 | 30858.0579 | 2020-12-01 | BIG BEND COMMON | Waste Water Treatment-A38-S | Pump - Complete | 28366415 | Air Preheater Wash pump repalced | 2012-06-30 | A7041-2012
311.40 Str & Improvements-BBCM | Nat Gas Ops | 2 | 72458.42 | 25599.4678 | 2020-12-01 | BIG BEND COMMON | Yard Area-A41-S | Pump - Complete | 121387 | PUMP ; YARD AREA ; BBC PORTABLE ENVIRONMENTAL PUMPS. QTY 2 LABOR AND MATERIALS. 05/10/07 RJB | 2005-03-15 | A7052
311.40 Str & Improvements-BBCM | Nat Gas Ops | 1 | 70783.18 | 5646.879 | 2020-12-01 | BIG BEND COMMON | Sumps-A32-S | Pump - Complete | 302249797 | BBC #4 TRANSFER SUMP PUMP | 2018-11-18 | A2691536
311.40 Str & Improvements-BBCM | Nat Gas Ops | 2 | 69078.73 | 28222.5034 | 2020-12-01 | BIG BEND COMMON | Water Treatment-A40-S | Pump - Complete | 104831 | PUMPS ; WATER TREATMENT ; 2 DISCHARGE PUMPS INSTALLED IN CONJUNCTION WITH THE BB WASTE WATER TREATMENT FACILITY. 04/15/02 RJB | 2001-10-15 | B0577
311.40 Str & Improvements-BBCM | Nat Gas Ops | 2 | 58620.41 | 30648.9146 | 2020-12-01 | BIG BEND COMMON | Spray Irrigation-A29-S | Pump - Complete | 96571 | PUMPS W/ DRIVES ; SPRAY IRRIGATION SYSTEM ; PUMPS W/DRIVES GOULD PUMPS, MODEL #3196MT, 3X4-8G S/N Q725D384-1 & 2, INCLUDING 50 HP MOTORS P O 24887 GOULDS PUMPS, INC VO# 662287 (BB ADD'L SPRAYFIELD/LOCATED 7.5 AC & 40 ACRE PLOT EAST OF EXISTING SPR AYFIEL | 1990-10-15 | C8476
311.40 Str & Improvements-BBCM | Nat Gas Ops | 1 | 42159.01 | 12116.0741 | 2020-12-01 | BIG BEND COMMON | Fire Protection-A12-S | Pump - Complete | 25780060 | Installed 3 each fire pumps in the BB fire pump house, 2 electric driven and 1 diesel driven | 2009-05-31 | A7713-2008
311.40 Str & Improvements-BBCM | Nat Gas Ops | 1 | 32028.53 | 7988.8689 | 2020-12-01 | BIG BEND COMMON | Waste Water Treatment-A38-S | Pump - Complete | 27319965 | WASTE WATER PUMP REPL | 2011-01-01 | A7766-2010
311.40 Str & Improvements-BBCM | Nat Gas Ops | 1 | 29904.06 | 8594.1251 | 2020-12-01 | BIG BEND COMMON | Channel & Turnaround Basin-A06-S | Pump - Complete | 25887183 | Sump Pump | 2009-12-31 | A7043-2009
311.40 Str & Improvements-BBCM | Nat Gas Ops | 1 | 24524.36 | 3940.5222 | 2020-12-01 | BIG BEND COMMON | Docks-A08-S | Pump - Complete | 59979554 | BBC docks de-watering pumps and piping to remove water from the barges | 2015-06-22 | A2506927
311.40 Str & Improvements-BBCM | Nat Gas Ops | 4 | 23864.76 | 5952.5816 | 2020-12-01 | BIG BEND COMMON | Yard Area-A41-S | Pump - Complete | 26931313 | BBC Portable environmental pumps replaced. These pumps are for staging around the plant site during a significant rain event | 2011-01-15 | A7083-2010
311.40 Str & Improvements-BBCM | Nat Gas Ops | 2 | 22476.16 | 7595.4216 | 2020-12-01 | BIG BEND COMMON | Reverse Osmosis-A26-S | Pump - Complete | 113254 | PUMP ; REVERSE OSMOSIS ; REVERSE OSMOSIS #2 AND 2B FEED PUMPS. LABOR AND MATERIALS. 09/26/07 RJB | 2006-08-15 | A7094
311.40 Str & Improvements-BBCM | Nat Gas Ops | 1 | 18775.98 | 7174.1232 | 2020-12-01 | BIG BEND COMMON | Channel & Turnaround Basin-A06-S | Pump - Complete | 111954 | PUMP ; CHANNEL / TURNAROUND BASIN ; BB 1B SETTLING BASIN SUMP PUMP. INCLUDES LABOR AND MATERIAL. 07/20/05 RJB | 2003-12-15 | A7043
311.40 Str & Improvements-BBCM | Nat Gas Ops | 2 | 18070 | 11193.9577 | 2020-12-01 | BIG BEND COMMON | Spray Irrigation-A29-S | Pump - Complete | 121741 | PUMPS W/ DRIVES ; SPRAY IRRIGATION SYSTEM ; GOULD PUMPS, MODEL #3196MT 3 X 48G, S/N Q768B746-1 AND 2, INCLUDING WESTINGHOUSE MOTORS | 1976-06-15 | D751
311.40 Str & Improvements-BBCM | Nat Gas Ops | 1 | 11017.42 | 1193.7817 | 2020-12-01 | BIG BEND COMMON | Yard Area-A41-S | Pump - Complete | 205231491 | PORTABLE DEISEL PUMP FOR BB | 2017-12-07 | A2652015
311.40 Str & Improvements-BBCM | Nat Gas Ops | 1 | 10679.72 | 181.5732 | 2020-12-01 | BIG BEND COMMON | Service Water-A28-S | Pump - Complete | 337599905 | BBC Service water #2 pump replaced | 2020-07-08 | A2725512
311.40 Str & Improvements-BBCM | Nat Gas Ops | 4 | 9473.7 | 3347.0462 | 2020-12-01 | BIG BEND COMMON | Sanitary Sewer-A27-S | Pump - Complete | 121163 | SEWER SYSTEM ; SANITARY SEWER SYSTEM ; 4 SANITARY SEWER SYSTEM BLEACH PUMPS AND SOME RELATED PIPING. INCLUDES LABOR AND MATERIALS. 07/21/05 RJB | 2005-06-15 | A7050
311.40 Str & Improvements-BBCM | Nat Gas Ops | 1 | 8579.3 | 2139.9328 | 2020-12-01 | BIG BEND COMMON | Yard Area-A41-S | Pump - Complete | 27733692 | Rail unloading dust suppressant pump and piping replace at the rail unloading area | 2011-01-15 | A7088-2010
311.40 Str & Improvements-BBCM | Nat Gas Ops | 1 | 8157.71 | 4194.644 | 2020-12-01 | BIG BEND COMMON | Sanitary Sewer-A27-S | Pump - Complete | 97536 | COAL FIELD SEWAGE PUMPS ; SANITARY SEWER SYSTEM ; COAL FIELD SEWAGE PUMP 05/18/94 RJB | 1991-04-15 | A7016-2008
311.40 Str & Improvements-BBCM | Nat Gas Ops | 0 | 7543.49 | 601.798 | 2020-12-01 | BIG BEND COMMON | Administration Building-A01-S | Pump - Complete | 289666997 | Pump - Complete | 2018-11-18 | A2691544
311.40 Str & Improvements-BBCM | Nat Gas Ops | 2 | 7268.57 | 3388.7562 | 2020-12-01 | BIG BEND COMMON | Sanitary Sewer-A27-S | Pump - Complete | 98864 | SEWER EJECTOR PUMPS ; SANITARY SEWER SYSTEM ; 2 CAST IRON SUBMERSIBLE PUMPS. SIZE 3SE154. INSTALLED IN CON- JUNCTION WITH THE BIG BEND COUNTY SEWAGE CONNECTION PROJECT. 01/28/97 RJB | 1996-02-15 | B1176
311.40 Str & Improvements-BBCM | Nat Gas Ops | 2 | 6102.69 | 3473.8759 | 2020-12-01 | BIG BEND COMMON | Sanitary Sewer-A27-S | Pump - Complete | 121451 | COAL FIELD SEWAGE PUMPS ; SANITARY SEWER SYSTEM ; (1PBS-P1A,1PS-P1B) SEWAGE LIFT PUMP #1,2. SUBMERSIBLE PUMP RATED 30GPM AT 30' TDH AS MANUFACTURED BY PEA BODY/BARNES MODEL #3SE154 WITH 3" D ISCHARGE OPENING AND 3" SCH 40 PVC DISCHARGE PIPE 5'9" LONG | 1984-08-15 | K3400
311.40 Str & Improvements-BBCM | Nat Gas Ops | 1 | 5544.12 | 2898.6706 | 2020-12-01 | BIG BEND COMMON | Sanitary Sewer-A27-S | Pump - Complete | 117407 | SEWER EJECTOR PUMPS ; SANITARY SEWER SYSTEM ; SEWER EJECTOR PUMPS PUMP, SEWAGE EJECTION YOEMAN MOD S-3 GPM 50, S.O. 65880 STOCK #6003116 | 1990-03-15 | A7005-2008
311.40 Str & Improvements-BBCM | Nat Gas Ops | 2 | 5318.57 | 2479.6263 | 2020-12-01 | BIG BEND COMMON | Sanitary Sewer-A27-S | Pump - Complete | 117821 | SEWER EJECTOR PUMPS ; SANITARY SEWER SYSTEM ; 2 - 2" SEWAGE PUMPS. SGV2042L. INSTALLED WITH THE MAIN SEWAGE TRANSFER PIPING. ALONG WITH BB COUNTY SEWAGE CONNECTION PROJECT. 01/28/97 RJB | 1996-02-15 | B1176
311.40 Str & Improvements-BBCM | Nat Gas Ops | 1 | 3611.25 | 391.2935 | 2020-12-01 | BIG BEND COMMON | Yard Area-A41-S | Pump - Complete | 205231498 | BB STATION PORTABLE PUMP ON TRAILER | 2017-12-07 | A2652019
311.40 Str & Improvements-BBCM | Nat Gas Ops | 1 | 2891.78 | 599.8146 | 2020-12-01 | BIG BEND COMMON | Sanitary Sewer-A27-S | Pump - Complete | 38833026 | No 1 sewage ejector "A" pump replaced | 2013-03-25 | A2408805
311.40 Str & Improvements-BBCM | Nat Gas Ops | 1 | 2580 | 1598.2518 | 2020-12-01 | BIG BEND COMMON | Maintenance Building-A18-S | Pump - Complete | 78131 | CONDENSATE / CHILLED WATER PUMP ; MAINTENANCE BUILDING ; CONDENSATE PUMP WHISP AIR CENTRAL HEAT MODEL NO. HB-022K | 1976-06-15 | C54-2008
311.40 Str & Improvements-BBCM | Nat Gas Ops | 1 | 923.81 | 550.3898 | 2020-12-01 | BIG BEND COMMON | Sanitary Sewer-A27-S | Pump - Complete | 79546 | SEWER EJECTOR PUMPS ; SANITARY SEWER SYSTEM ; SEWER EJECTOR PUMP, PEABODY-BARNES MDL SE-56 | 1980-06-15 | G9176
311.40 Str & Improvements-BBCM | Coal Ops | 6 | 21741.29 | 12375.943 | 2020-12-01 | BIG BEND COMMON | Black Water Handling-C04-S | Quencher Bar / Chamber | 123268 | SETTLING BASINS ; STORM SEWER SYSTEM ; STORM SEWER CATCH BASINS -- PART OF THE COAL PILE RUNOFF SYSTEM; ALL C ATCH BASINS ARE REINFORCED CONCRE TE WITH 3" THICK STEEL GRATING; EAC H CATCH BASIN IS 5'-10" X 4'-4" X 4 '-8" DEEP; (2) ARE LOCATED AT T | 1984-08-15 | K3400
311.40 Str & Improvements-BBCM | Nat Gas Ops | 1 | 261229.82 | 134322.7564 | 2020-12-01 | BIG BEND COMMON | Black Water Handling-C04-S | Quencher Bar / Chamber | 96502 | SETTLING BASINS ; STORM SEWER SYSTEM ; BB WASTE WATER SYSTEM UPGRADE ENLARGE EXISTING COAL FIELD RETENTI ON POND, ADD NEW 50"X100'X4' POND, HYDRO SEED MOW SLOPES, INSTL APPROX 300' NEW 18" DIA CULVERT, CONST 3' HIGH BERM AROUND COAL FIELD, PLACE ASPHALT | 1991-12-15 | B5777
311.40 Str & Improvements-BBCM | Nat Gas Ops | 1 | 57437 | 37368.7885 | 2020-12-01 | BIG BEND COMMON | Black Water Handling-C04-S | Quencher Bar / Chamber | 114805 | SETTLING BASINS ; STORM SEWER SYSTEM ; SETTLING BASIN,15'X30'X13' DEEP (171 CY CONCRETE) | 1970-06-15 | D041
311.40 Str & Improvements-BBCM | Nat Gas Ops | 1 | 30339 | 19738.6993 | 2020-12-01 | BIG BEND COMMON | Black Water Handling-C04-S | Quencher Bar / Chamber | 121868 | SETTLING BASINS ; STORM SEWER SYSTEM ; SETTLING BASIN,30'X15'X11.5' (107 CY CONCRETE) | 1970-06-15 | B021
311.40 Str & Improvements-BBCM | Nat Gas Ops | 16 | 24912.47 | 14003.1459 | 2020-12-01 | BIG BEND COMMON | Black Water Handling-C04-S | Quencher Bar / Chamber | 89722 | SETTLING BASINS ; STORM SEWER SYSTEM ; STORM SEWER SYSTEM - SETTLING BASIN S - CONCRETE CATCH BASINS WITH COVE R SLAB AND GRATES AS PER FLORID A DEPARTMENT OF TRANSPORTATION INDE X #232, CAST CRETE MODEL # TYPE D, G & C; 3 EA OF TYPE D; 3 EA OF TYPE | 1985-02-15 | F05-2008
311.40 Str & Improvements-BBCM | Nat Gas Ops | 1 | 3725 | 2423.5029 | 2020-12-01 | BIG BEND COMMON | Black Water Handling-C04-S | Quencher Bar / Chamber | 77887 | SETTLING BASINS ; STORM SEWER SYSTEM ; SHEAR GATE, SST W/ SUPPORTS | 1970-06-15 | B021
311.40 Str & Improvements-BBCM | Coal Ops | 7 | 9866 | 6111.7646 | 2020-12-01 | BIG BEND COMMON | Black Water Handling-C04-S | Rail Clamp | 77890 | MANHOLES ; STORM SEWER SYSTEM ; MANHOLES #1,2,3,5,6,7&2 F/48" STORM SEWER LINE (75 CY CONCRETE) | 1976-06-15 | B02
311.40 Str & Improvements-BBCM | Coal Ops | 1 | 15113933.43 | 4343591.9682 | 2020-12-01 | BIG BEND COMMON | Yard Area-A41-S | Railroad | 28041689 | Railroad Unloading | 2009-12-16 | H2908-2008
311.40 Str & Improvements-BBCM | Coal Ops | 11519 | 287588.77 | 187106.6371 | 2020-12-01 | BIG BEND COMMON | Yard Area-A41-S | Railroad | 113544 | RAILROAD (100' SECTION) ; YARD AREA ; RAILROAD TRACK (CROSSING HWY 41 & WEST OF SCL MAINTRACK) | 1970-06-15 | B021
311.40 Str & Improvements-BBCM | Coal Ops | 1 | 152343.47 | 12153.5248 | 2020-12-01 | BIG BEND COMMON | Yard Area-A41-S | Railroad | 277749376 | BB RAIL UNLOADING CAR SHAKER UPGR | 2018-03-16 | A2658484
311.40 Str & Improvements-BBCM | Coal Ops | 1 | 142511.44 | 26320.3709 | 2020-12-01 | BIG BEND COMMON | Yard Area-A41-S | Railroad | 42494508 | Install a new concrete loadout slab at the existing rail loop to handle increase load outs and speed. | 2014-01-31 | A2401966
311.40 Str & Improvements-BBCM | Coal Ops | 4 | 100704.44 | 42396.7797 | 2020-12-01 | BIG BEND COMMON | Yard Area-A41-S | Railroad | 106459 | RAILROAD CROSSING(100' SECTION) ; YARD AREA ; BB PEMBROKE/WYANDOTTE RR CROSSING REPLACEMENTS. REPLACE/UPGRAD 3 RR CROSSINGS ON WYANDOTTE ROAD AND 1 RR CROSSING ON PEMBROKE. 05/26/04 RJB | 2000-09-15 | A7724-2008
311.40 Str & Improvements-BBCM | Coal Ops | 1 | 64187.19 | 13313.7423 | 2020-12-01 | BIG BEND COMMON | Yard Area-A41-S | Railroad | 40125921 | Railroad crossing at US41 and Pembroke replaced with a new concrete rail tub. | 2013-02-28 | A2401768
311.40 Str & Improvements-BBCM | Coal Ops | 1 | 51560.45 | 10694.6969 | 2020-12-01 | BIG BEND COMMON | Yard Area-A41-S | Railroad | 42010015 | BB railroad installed a cab to inspect rail cars being unloading | 2013-04-30 | A2401967
311.40 Str & Improvements-BBCM | Coal Ops | 1 | 32242.12 | 2572.1838 | 2020-12-01 | BIG BEND COMMON | Yard Area-A41-S | Railroad | 207895079 | TECO LEAD TRACK CROSSING REPL. | 2018-01-19 | A2661538
311.40 Str & Improvements-BBCM | Nat Gas Ops | 5 | 1542.42 | 878.0023 | 2020-12-01 | BIG BEND COMMON | Black Water Handling-C04-S | Reactor | 123269 | PIPING UNDER 6" INCLUDING VALVES ; STORM SEWER SYSTEM ; STORM SEWER SYSTEM PIPING -- 2" DIA ,STAINLESS STEEL PIPING; PROVIDES A IR RELIEF FOR 6" PVC LINE; (3) EA AIR RELIEF VALVES ARE INSTALLED AS AIR RELIEF VALVES; THERE ARE (3) A IR RELIEF ASSEMBLIES | 1984-08-15 | K3400
311.40 Str & Improvements-BBCM | Coal Ops | 1 | 484098.76 | 272108.9309 | 2020-12-01 | BIG BEND COMMON | Yard Area-A41-S | Road | 89737 | ROADS WITH CURBS & GUTTERS - FGD ; YARD AREA ; FGD AREA ROADS INCLUDES 650 CY OF R EINFORCED CONCRETE AND 21722 SY OF TYPE A AND B ASPHALT PAVING. CONCRE TE INCLUDES THE ROADWAY BETWEEN THE FGD AREA AND THE PRECIPITATOR AND WESTWARD TO INCLUDE ACCESS | 1985-02-15 | F05-2008
311.40 Str & Improvements-BBCM | Coal Ops | 1 | 162036.81 | 12926.8317 | 2020-12-01 | BIG BEND COMMON | Yard Area-A41-S | Road | 303693824 | REPLACE FGD NORTH ASH PIPE TRENCH ROADWAY AND STRUCTURAL COMPONENTS | 2018-11-21 | A2685106
311.40 Str & Improvements-BBCM | Coal Ops | 1 | 109503.23 | 46101.0887 | 2020-12-01 | BIG BEND COMMON | Yard Area-A41-S | Road | 103874 | ROADS/PAVING ; YARD AREA ; BB GATE 1 TO FGD MAINT. SHOP ADDITION OF SHELL/CEMENT ASPHALT ROAD FROM GATE 1 TO GATE 41. 03/21/01 RJB | 2000-12-15 | A7053
311.40 Str & Improvements-BBCM | Coal Ops | 1 | 76082.63 | 15781.101 | 2020-12-01 | BIG BEND COMMON | Yard Area-A41-S | Road | 39444520 | Install new asphalt roadways in the dirt areas on the east side of BB Plant, FGD area, near the Hydrogen trailers, and the ESI shop | 2013-03-31 | A2400407
311.40 Str & Improvements-BBCM | Coal Ops | 1 | 69823 | 11219.0116 | 2020-12-01 | BIG BEND COMMON | Yard Area-A41-S | Road | 53532995 | ESS coalfield polk transloader road installed for trucks to transport coal/pet coke to Polk Power station | 2015-06-21 | A2542311
311.40 Str & Improvements-BBCM | Coal Ops | 0 | 20330.68 | 12360.1745 | 2020-12-01 | BIG BEND COMMON | Yard Area-A41-S | Road | 77140 | ROADS WITH CURBS & GUTTERS ; YARD AREA ; COALFIELD ROAD | 1978-06-15 | A7102
311.40 Str & Improvements-BBCM | Nat Gas Ops | 1 | 296283.07 | 73901.818 | 2020-12-01 | BIG BEND COMMON | Yard Area-A41-S | Road | 27235005 | Installed a 6" of crushed concrete will be placed on the road between gate 32 (truck gate) and Wyandotte road, with 3" of Superpave installed. The road will be 30%wider to include guardrails, and modified drainage. | 2011-01-01 | B2049-2010
311.40 Str & Improvements-BBCM | Nat Gas Ops | 1 | 271933.37 | 73117.0312 | 2020-12-01 | BIG BEND COMMON | Yard Area-A41-S | Road | 26344037 | Paving of South 40 gypsum road | 2010-01-01 | B2080-2009
311.40 Str & Improvements-BBCM | Nat Gas Ops | 63000 | 257931.88 | 120253.1249 | 2020-12-01 | BIG BEND COMMON | Yard Area-A41-S | Road | 117772 | ROADS/PAVING ; YARD AREA ; THE ASPHALT PAVING OF NEW ROADS FOR THE TRANSLOADING AREA. INCLUDES RESURFACING OF EXISTING ROADS AND CONSTRUCTION OF NEW ROADS. INCLUDES SHELL FILL, GRAVEL AND PAVING. PROVIDED BY JOHNSON BROTHERS. 10/28/96 RJB | 1996-03-15 | L2580
311.40 Str & Improvements-BBCM | Nat Gas Ops | 1 | 242456.37 | 60475.8366 | 2020-12-01 | BIG BEND COMMON | Yard Area-A41-S | Road | 36424051 | Additional 4,455 sq yards of grading, base and asphaol paving with a 3 ft wide swale with a stone surface east of BB unit 4. Area 1 3900 sq ft, area 2 85 sq ft, and area 3 470 sq ft. | 2011-12-30 | B2009-2011
311.40 Str & Improvements-BBCM | Nat Gas Ops | 1 | 232256.9 | 130550.1728 | 2020-12-01 | BIG BEND COMMON | Yard Area-A41-S | Road | 89736 | ROADS WITH CURBS & GUTTERS ; YARD AREA ; MAIN PLANT ROADS INCLUDING 50 CY OF REINFORCED CONCRETE APPROACH SLABS AND 6266 SY OF ASPHALT SURFAC ED ROADS THAT INCLUDE TYPE A AND B PAVEMENT. INCLUDED IS A TRENCH CROS SING STRUCTURE, 300 LF OF GUARD RAI | 1985-02-15 | F05-2008
311.40 Str & Improvements-BBCM | Nat Gas Ops | 1 | 198859 | 73180.9452 | 2020-12-01 | BIG BEND COMMON | Yard Area-A41-S | Road | 112132 | ROADS/PAVING ; YARD AREA ; BBC ROAD PAVING LIMESTONE UNLOADING ROAD, EAST SIDE OF BB FAB SHOP, ENTRACE TO LIMESTONE BLDG. LABOR AND MATERIALS. 09/21/05 RJB | 2004-12-15 | B2016-2008
311.40 Str & Improvements-BBCM | Nat Gas Ops | 1 | 166388.76 | 77573.8476 | 2020-12-01 | BIG BEND COMMON | Yard Area-A41-S | Road | 113952 | ROADS/PAVING ; YARD AREA ; ADDITION OF ROAD PAVING BETWEEN SECURITY GATES #36 & #40. SUPERIOR PAVING. 10/8/97 RJB | 1996-12-15 | B2377
311.40 Str & Improvements-BBCM | Nat Gas Ops | 1 | 161136 | 99820.12 | 2020-12-01 | BIG BEND COMMON | Yard Area-A41-S | Road | 78351 | ROADS WITH CURBS & GUTTERS ; YARD AREA ; 2,720 FT. OF ASPHALT SURFACE ROADWAYS. USUALLY 24 FT. IN WIDTH | 1976-06-15 | C&G54
311.40 Str & Improvements-BBCM | Nat Gas Ops | 1 | 148430.81 | 37023.0628 | 2020-12-01 | BIG BEND COMMON | Yard Area-A41-S | Road | 27319884 | TRUCK STAGING AREA AT GATE 50 | 2011-01-01 | B2094-2010
311.40 Str & Improvements-BBCM | Nat Gas Ops | 1 | 126699.9 | 29010.5686 | 2020-12-01 | BIG BEND COMMON | Yard Area-A41-S | Road | 41653430 | BB ESS install new roads, south from gate 39 to area west of TSS build. and 2 spots on the north road. | 2012-12-31 | A2404590
311.40 Str & Improvements-BBCM | Nat Gas Ops | 1 | 119774.43 | 27424.8387 | 2020-12-01 | BIG BEND COMMON | Yard Area-A41-S | Road | 32497724 | Install new base and pave area east of BB ESS bldg, new base and oavement in the employee parking and work area. | 2012-06-30 | A2927-2011
311.40 Str & Improvements-BBCM | Nat Gas Ops | 1 | 112359 | 23305.5656 | 2020-12-01 | BIG BEND COMMON | Yard Area-A41-S | Road | 41580297 | Install concrete on road by gate 81 | 2013-03-30 | A2401964
311.40 Str & Improvements-BBCM | Nat Gas Ops | 0 | 107823 | 67971.1642 | 2020-12-01 | BIG BEND COMMON | Yard Area-A41-S | Road | 24687464 | ROAD ; YARD AREA ; GAS TURBINE SITE ROAD AN ACCESS ROAD APPROXIMATELY 2,700 FT. LONG TOPPED WITH 7,957 TONS OF SHELL | 1974-06-15 | E154
311.40 Str & Improvements-BBCM | Nat Gas Ops | 1 | 101647.66 | 42793.8773 | 2020-12-01 | BIG BEND COMMON | Yard Area-A41-S | Road | 125626 | ROADS/PAVING ; YARD AREA ; BB CONCRETE TURN-AROUND BASIN ADDITION OF CONCRETE TURN-AROUND BASIN FOR FLYASH TRUCKS NORTH OF #3 SILO. 03/22/01 RJB | 2000-04-15 | A7088
311.40 Str & Improvements-BBCM | Nat Gas Ops | 1 | 84628 | 31143.4586 | 2020-12-01 | BIG BEND COMMON | Yard Area-A41-S | Road | 111861 | ROADS/PAVING ; YARD AREA ; UPGRADE SELECT STATION ROADWAYS TO CONCRETE. UPGRADE INCLUDE TRUCK WASH INTERSECTION, SECTION BETWEEN PAINT SHOP AND GATE 32, SECTION BETWEEN GATE 32 AND 34 THE LIMESTONE INT, AND THE SEC BETWEEN THE LIMESTONE TURN AND OLD GAT | 2004-03-15 | A7607
311.40 Str & Improvements-BBCM | Nat Gas Ops | 1 | 83158.9 | 17248.8648 | 2020-12-01 | BIG BEND COMMON | Yard Area-A41-S | Road | 38833007 | Install new asphalt roadway, curb drain, piping and asphalt berms on the south access road | 2013-03-25 | A2401459
311.40 Str & Improvements-BBCM | Nat Gas Ops | 1 | 78670.57 | 16317.8929 | 2020-12-01 | BIG BEND COMMON | Yard Area-A41-S | Road | 40125961 | Pave 49,285 sq ft of the area west and south of the PEC trailers | 2013-02-28 | A2405569
311.40 Str & Improvements-BBCM | Nat Gas Ops | 1 | 69667 | 15951.7038 | 2020-12-01 | BIG BEND COMMON | Yard Area-A41-S | Road | 28366505 | ESS fleet products paving addition to include the east of the big bend garage bldg. Conrete pad under connex area installed | 2012-05-01 | A2924-2011
311.40 Str & Improvements-BBCM | Nat Gas Ops | 0 | 65483.03 | 40565.2611 | 2020-12-01 | BIG BEND COMMON | Yard Area-A41-S | Road | 77138 | ROADS WITH CURBS & GUTTERS ; YARD AREA ; PAVED ACCESS ROAD 20' WIDE | 1976-06-15 | B021
311.40 Str & Improvements-BBCM | Nat Gas Ops | 1 | 65195.16 | 24910.45 | 2020-12-01 | BIG BEND COMMON | Yard Area-A41-S | Road | 106379 | ROADS/PAVING ; YARD AREA ; BB STATION SOUTH ROAD IMPROVEMENT REPLACE ASPHALT WITH CONCRETE ON THE BB SOUTH DELIVERY TRUCK ROAD @ GATE 32,34,36 04/21/04 RJB | 2003-10-15 | A7095
311.40 Str & Improvements-BBCM | Nat Gas Ops | 1 | 47785.25 | 5177.7239 | 2020-12-01 | BIG BEND COMMON | Yard Area-A41-S | Road | 149114137 | BB Gate 34 guardhouse westside area paved. | 2017-06-01 | A2629135
311.40 Str & Improvements-BBCM | Nat Gas Ops | 0 | 43650.92 | 27040.761 | 2020-12-01 | BIG BEND COMMON | Yard Area-A41-S | Road | 114759 | ROADS WITH CURBS & GUTTERS ; YARD AREA ; ACCESS ROAD TO TRANSMISSION RIGHT OF WAY STRUCTURES | 1976-06-15 | D0580
311.40 Str & Improvements-BBCM | Nat Gas Ops | 1 | 32487.86 | 6000.1676 | 2020-12-01 | BIG BEND COMMON | Yard Area-A41-S | Road | 45901583 | BBC asphalt berm on sout road installed | 2014-07-14 | A2418883
311.40 Str & Improvements-BBCM | Nat Gas Ops | 1 | 25707.26 | 437.0666 | 2020-12-01 | BIG BEND COMMON | Yard Area-A41-S | Road | 335665576 | BB Lime rock road paved | 2020-01-18 | A2737843
311.40 Str & Improvements-BBCM | Nat Gas Ops | 1 | 21778.34 | 8897.6632 | 2020-12-01 | BIG BEND COMMON | Yard Area-A41-S | Road | 120043 | ROADS/PAVING ; YARD AREA ; BB STATION W END MN EPLOYEE PARKING LOT TO CT ROAD. INSTALL PAVED ROAD. INCLUDES GRAVEL AND FILL. 04/19/04 RJB | 2001-12-15 | A7072
311.40 Str & Improvements-BBCM | Nat Gas Ops | 1 | 16289.66 | 1299.5423 | 2020-12-01 | BIG BEND COMMON | Yard Area-A41-S | Road | 202537594 | REPL CONCRETE LIDS FOR ROAD CROSSING SLAG/SLUICE ROAD | 2018-01-17 | A2647960
311.40 Str & Improvements-BBCM | Nat Gas Ops | 1 | 15144 | 5786.3782 | 2020-12-01 | BIG BEND COMMON | Yard Area-A41-S | Road | 106026 | ROADS/PAVING ; YARD AREA ; BB STATION GATE #70 ROAD PAVING LOCATED AT GATE #70 AT BB STATION. INCLUDES MATERIAL AND LABOR.. 08/19/03 RJB | 2003-03-15 | A7046
311.40 Str & Improvements-BBCM | Nat Gas Ops | 1 | 8159 | 3117.4762 | 2020-12-01 | BIG BEND COMMON | Yard Area-A41-S | Road | 106025 | ROADS/PAVING ; YARD AREA ; BB STATION SPRAYFIELD ROAD IMPROVEMENT LOCATED AT THE BB SPRAYFIELD SITE.INCLUDES CONSTRUCTION AND ADDITION OF MATERIALS TO COMPLETE ROAD. 08/08/03 | 2003-03-15 | A7035
311.40 Str & Improvements-BBCM | Nat Gas Ops | 0 | 4138.27 | 2515.8893 | 2020-12-01 | BIG BEND COMMON | Yard Area-A41-S | Road | 77139 | ROADS WITH CURBS & GUTTERS ; YARD AREA ; SPEED BUMPS | 1978-06-15 | A2944
311.40 Str & Improvements-BBCM | Nat Gas Ops | 600 | 1992 | 1233.9991 | 2020-12-01 | BIG BEND COMMON | Yard Area-A41-S | Road | 77137 | ROADS WITH CURBS & GUTTERS ; YARD AREA ; PAVED ACCESS ROAD,WEST OF PRECIPITATOR | 1976-06-15 | D041
311.40 Str & Improvements-BBCM | Coal Ops | 1 | 693963.42 | 173095.1362 | 2020-12-01 | BIG BEND COMMON | Tripper Room-A33-S | Roof | 27439817 | Rripper room roof replaced over unites 1, 2, 3, & 4 as well as all of the tripper room roof drains | 2011-07-30 | B0502-2011
311.40 Str & Improvements-BBCM | Coal Ops | 2 | 336809.89 | 96795.764 | 2020-12-01 | BIG BEND COMMON | Area Structures-A03-S | Roof | 26017871 | Install a new roof over BB1, 2, &3 PA fans with a metal pan roof with sealant, covered with 2" concrete topping, then sealin gthe entire roof (top & edges) (BB1 roof retired) | 2009-08-01 | B2056-2008
311.40 Str & Improvements-BBCM | Coal Ops | 1 | 83515.56 | 22455.5368 | 2020-12-01 | BIG BEND COMMON | Storage Building-A30-S | Roof | 27319955 | Install new roof on FGD B Aft storage building | 2010-11-30 | A7562-2010
311.40 Str & Improvements-BBCM | Coal Ops | 1 | 73833.68 | 30165.1649 | 2020-12-01 | BIG BEND COMMON | Change House / Locker Room-A05-S | Roof | 106353 | ROOF ; LOCKER ROOM ; BB MAIN LOCKER ROOM ROOF REPLACEMENT. INCLUDES ALL MATERIALS AND LABOR. 04/19/04 RJB | 2001-12-15 | A7075-2008
311.40 Str & Improvements-BBCM | Coal Ops | 1 | 43125.02 | 9874.3673 | 2020-12-01 | BIG BEND COMMON | Unloading Building-A35-S | Roof | 28394071 | Limestone unloading building roof replaced | 2012-06-30 | A7590-2011
311.40 Str & Improvements-BBCM | Coal Ops | 1 | 23625 | 6352.2541 | 2020-12-01 | BIG BEND COMMON | Maintenance Building-A18-S | Roof | 26836342 | Install new roof on the TSS north coal dock building | 2010-10-27 | A7784-2010
311.40 Str & Improvements-BBCM | Coal Ops | 1 | 16074.92 | 3334.2687 | 2020-12-01 | BIG BEND COMMON | Conveyor - Coal Handling-B16-S | Roof | 41051474 | BB ESS Gypsum transloading cab on PECO installed | 2013-11-07 | A2401968
311.40 Str & Improvements-BBCM | Coal Ops | 1 | 5755.02 | 3234.8613 | 2020-12-01 | BIG BEND COMMON | Change House / Locker Room-A05-S | Roof | 87613 | ROOF - EACH LEVEL ; COAL CREW CHANGE HOUSE ; BB COAL CREW CHANGE HOUSE UPGRADE ROOF AND AWNING. | 1985-06-15 | A7017-2007
311.40 Str & Improvements-BBCM | Coal Ops | 0 | 2337 | 1473.2349 | 2020-12-01 | BIG BEND COMMON | Pump House-A24-S | Roof | 24687474 | ROOF ; FUEL OIL PUMP HOUSE ; FUEL OIL PUMP HOUE ROOF BUILT-UP TAR AND GRAVEL ROOFING, INCLUDING FLASHING, GUTTER AND DOWNSPOUT | 1974-06-15 | E15-2008
311.40 Str & Improvements-BBCM | Coal Ops | 0 | 2273 | 1432.8896 | 2020-12-01 | BIG BEND COMMON | Pump House-A24-S | Roof | 24687479 | ROOF ; FUEL OIL PUMP HOUSE ; FUEL OIL PUMP HOUSE ROOF 640 SQ. FT. OF METAL ROOF DECKING | 1974-06-15 | E15-2008
311.40 Str & Improvements-BBCM | Coal Ops | 0 | 2225 | 1402.6306 | 2020-12-01 | BIG BEND COMMON | Pump House-A24-S | Roof | 24687484 | ROOF ; FUEL OIL PUMP HOUSE ; FUEL OIL PUMP HOUSE ROOF CONCRETE ROOF SLAB (8 CU. YD.) | 1974-06-15 | E15-2008
311.40 Str & Improvements-BBCM | Coal Ops | 0 | 1282 | 808.1674 | 2020-12-01 | BIG BEND COMMON | Pump House-A24-S | Roof | 24687489 | ROOF ; FUEL OIL PUMP HOUSE ; FUEL OIL PUMP HOUSE ROOF ROOF SUPPORT STEEL | 1974-06-15 | E15-2008
311.40 Str & Improvements-BBCM | Nat Gas Ops | 2 | 644576.49 | 185244.7794 | 2020-12-01 | BIG BEND COMMON | Turbine Building-A34-S | Roof | 25886984 | Install new roofs on Big Bend turbine deck roof over units 1 & 2, plus new roof drains | 2009-10-01 | B2044-2008
311.40 Str & Improvements-BBCM | Nat Gas Ops | 1 | 628216.28 | 156695.8422 | 2020-12-01 | BIG BEND COMMON | Storage Building-A30-S | Roof | 29203077 | BB Limestone storage building roof replaced with translucent fiberglass reinforced polymer panels | 2011-12-31 | B2717-2011
311.40 Str & Improvements-BBCM | Nat Gas Ops | 1 | 519909.25 | 191328.7824 | 2020-12-01 | BIG BEND COMMON | Turbine Building-A34-S | Roof | 127063 | ROOF ; TURBINE BUILDING ; BB 3 AND 4 TURBINE ROOFS 11,000 SF OF STRUCTURAL METAL DECK.. INCLUDES LABOR AND MATERIAL. 07/20/06 RJB | 2004-12-15 | B2002
311.40 Str & Improvements-BBCM | Nat Gas Ops | 1 | 168403.64 | 8316.7569 | 2020-12-01 | BIG BEND COMMON | Office Building-A19-S | Roof | 316190931 | Replacing Ceiling tiles, interference, insulation in MCS building. Installing PVC Membrane Roof System. | 2019-07-16 | A2705907
311.40 Str & Improvements-BBCM | Nat Gas Ops | 1 | 136170.29 | 33964.9241 | 2020-12-01 | BIG BEND COMMON | Lab Building-A17-S | Roof | 29203067 | Water lab roof replaced | 2011-12-30 | B2016-2011
311.40 Str & Improvements-BBCM | Nat Gas Ops | 1 | 136170.29 | 33964.9241 | 2020-12-01 | BIG BEND COMMON | Warehouse-A36-S | Roof | 29203070 | Warehouse 21 roof replaced | 2011-12-30 | B2016-2011
311.40 Str & Improvements-BBCM | Nat Gas Ops | 1 | 136170.27 | 33964.9191 | 2020-12-01 | BIG BEND COMMON | Maintenance Building-A18-S | Roof | 29203060 | Machine shop roof replaced | 2011-12-30 | B2016-2011
311.40 Str & Improvements-BBCM | Nat Gas Ops | 1 | 103067.74 | 19035.5325 | 2020-12-01 | BIG BEND COMMON | Warehouse-A36-S | Roof | 52815817 | ESS warehouse 27 roof replaced. | 2014-12-31 | A2501313
311.40 Str & Improvements-BBCM | Nat Gas Ops | 1 | 78498 | 22559.5332 | 2020-12-01 | BIG BEND COMMON | Turbine Building-A34-S | Roof | 25630091 | Install new roof for the Turbine shop bilding | 2009-05-01 | A7008-2009
311.40 Str & Improvements-BBCM | Nat Gas Ops | 18000 | 77023.99 | 36702.4442 | 2020-12-01 | BIG BEND COMMON | Wash House-A37-S | Roof | 98404 | ROOF - EACH LEVEL ; WAREHOUSE ; BB WHAREHOUSE 71 ROOF REPLACEMENT INSTALL ELASTOMERIC ROOF MEMBRANE-18,000 SF 01/19/96 TGC | 1995-05-15 | A7025
311.40 Str & Improvements-BBCM | Nat Gas Ops | 1 | 72923.03 | 34748.3095 | 2020-12-01 | BIG BEND COMMON | Wash House-A37-S | Roof | 117669 | ROOF - EACH LEVEL ; WAREHOUSE ; BBC WHSE #23 REPLACED ROOF 09/08/95 TGC | 1995-03-15 | A7010-2008
311.40 Str & Improvements-BBCM | Nat Gas Ops | 1 | 69300 | 11134.9771 | 2020-12-01 | BIG BEND COMMON | Office Building-A19-S | Roof | 90709974 | MCS building roof coating and lining installed. | 2015-12-15 | A2572508
311.40 Str & Improvements-BBCM | Nat Gas Ops | 1 | 63124.87 | 21331.9357 | 2020-12-01 | BIG BEND COMMON | Fabrication Building-A10-S | Roof | 127132 | ROOF ; FABRICATION BUILDING ; BB FABRICATION SHOP ROOF INSTALLATION. LABOR AND MATERIAL 04/23/07 RJB | 2006-07-15 | A7024-2008
311.40 Str & Improvements-BBCM | Nat Gas Ops | 1 | 45823.4 | 16189.349 | 2020-12-01 | BIG BEND COMMON | Water Treating Building-A39-S | Roof | 113051 | ROOF ; WASTE HANDLING BUILDING ; BBC WASTE HANDLING BUILDING ROOF. LABOR AND MATERIALS. 05/15/07 RJB | 2005-08-15 | A7062
311.40 Str & Improvements-BBCM | Nat Gas Ops | 1 | 31232.73 | 14228.0623 | 2020-12-01 | BIG BEND COMMON | Precipitator-A22-S | Roof | 191343 | ROOF - EACH LEVEL ; PRECIPITATOR CONTROL ROOM ; REPLACE PRECIPITATOR CONTROL ROOM ROOF. 08/17/98 RJB | 1997-12-15 | A7078
311.40 Str & Improvements-BBCM | Nat Gas Ops | 1 | 26650.78 | 13703.6661 | 2020-12-01 | BIG BEND COMMON | Wash House-A37-S | Roof | 97430 | ROOF - EACH LEVEL ; WAREHOUSE ; SOUTHEASTER INDUSTRIAL SVC., INC. INSTALL A ROOF OVER 1/2 OF FENCED AREA ON SOUTH SIDE OF WAREHOUSE 03/11/94 TGC | 1991-12-15 | A7530
311.40 Str & Improvements-BBCM | Nat Gas Ops | 1 | 24360 | 11849.4041 | 2020-12-01 | BIG BEND COMMON | Office Building-A19-S | Roof | 89459 | ROOF ; BIG BEND OFFICE BUILDING ; ROOF REPLACEMENT FROM TECO STEVEDORING SEP-01 | 1994-07-15 | TSP
311.40 Str & Improvements-BBCM | Nat Gas Ops | 1 | 16813.5 | 8645.3976 | 2020-12-01 | BIG BEND COMMON | Electrical Building-A09-S | Roof | 97312 | ROOF - EACH LEVEL ; ELECTRICAL BUILDING ; INSTALL NEW ROOF ON MCS ELECTRIC SHOPBY GULFSTATES INDUSTRIES, INC. | 1991-03-15 | A7007-2008
311.40 Str & Improvements-BBCM | Nat Gas Ops | 1 | 15904.46 | 7245.2728 | 2020-12-01 | BIG BEND COMMON | Maintenance Building-A18-S | Roof | 102215 | ROOF ; PUMP REBUILD SHOP ; REPLACE THE PUMP REBUILD SHOP ROOF. MATERIALS AND LABOR. 04/16/98 RJB | 1997-10-15 | A7038
311.40 Str & Improvements-BBCM | Nat Gas Ops | 1 | 13074.06 | 7620.8322 | 2020-12-01 | BIG BEND COMMON | Service Water-A28-S | Roof | 123173 | ROOF - EACH LEVEL ; MCS SERVICE BUILDING ; 8720 SF 24 GAUGE STANDING SEAM ROOF PANELS, INCL. STRUCTURAL BRACING & BEAMS W/STAINLESS STEEL LOCKRIVIT FASTENERS, 4" FIBERGLASS INSULATION W/VINYL VAPOR BARRIER. | 1982-06-15 | L48
311.40 Str & Improvements-BBCM | Nat Gas Ops | 1 | 12481.59 | 6829.0897 | 2020-12-01 | BIG BEND COMMON | Guard House-A14-S | Roof | 93193 | ROOF - EACH LEVEL ; GUARD HOUSE ; ROOFING AND SHEET METAL WORK. 4" PERMA SPAN. INCLS. GUTTERS AND DOWNSPOUTS. FOR BIG BEND GUARDHOUSE GATE #34 & 35 (SAME BUILDING) APPROX. 210 SQ. FT. | 1987-01-15 | A7029
311.40 Str & Improvements-BBCM | Nat Gas Ops | 1 | 8719.81 | 5082.7523 | 2020-12-01 | BIG BEND COMMON | Service Water-A28-S | Roof | 89136 | ROOF - EACH LEVEL ; MCS SERVICE BUILDING ; 5600 SF 24 GAUGE MR24 STANDING SEAM 2'-0" WIDE W/ALUMINUM-ZINC FINISH COATING, 4" FIBERGLASS INSULATION W/VINYL VAPOR BARRIER. | 1982-06-15 | L48
311.40 Str & Improvements-BBCM | Nat Gas Ops | 1 | 8667.1 | 3540.9924 | 2020-12-01 | BIG BEND COMMON | Maintenance Building-A18-S | Roof | 106031 | ROOF ; MAINTENANCE BUILDING ; BB THERMAL DILUTION BLDG. ROOF REPL. 20' X 35' 06/10/03 RJB | 2001-11-15 | A7015-2007
311.40 Str & Improvements-BBCM | Nat Gas Ops | 1 | 8262.57 | 2060.9309 | 2020-12-01 | BIG BEND COMMON | Waste Water Treatment-A38-S | Roof | 27320030 | BBC E WASTE STORAGE AREA ROOF | 2011-01-01 | A7610-2010
311.40 Str & Improvements-BBCM | Nat Gas Ops | 1 | 7625.01 | 3210.1451 | 2020-12-01 | BIG BEND COMMON | Maintenance Building-A18-S | Roof | 103747 | ROOF ; MAINTENANCE BUILDING ; BB 9 INSULATOR (ESI) ROOF REPLACEMENT 09/15/00 RJB | 2000-06-15 | A7081
311.40 Str & Improvements-BBCM | Nat Gas Ops | 0 | 7204 | 4686.9571 | 2020-12-01 | BIG BEND COMMON | Fire / Water Building-A13-S | Roof | 77632 | ROOF - EACH LEVEL ; FIRE AND SERVICE WATER BUILDING ; ROOF W/ STEEL DECK, 20 YR TAR, (1500SF ROOF SURFACE AND 16 CY CONCRETE-SLAB) | 1970-06-15 | B02
311.40 Str & Improvements-BBCM | Nat Gas Ops | 1 | 7054 | 2969.7487 | 2020-12-01 | BIG BEND COMMON | Maintenance Building-A18-S | Roof | 103748 | ROOF ; MAINTENANCE BUILDING ; BB 9 AVOLOTIS SHOP ROOF REPLACEMENT 09/15/00 RJB | 2000-06-15 | A7084
311.40 Str & Improvements-BBCM | Nat Gas Ops | 1145 | 4552.92 | 1860.1211 | 2020-12-01 | BIG BEND COMMON | Storage Building-A30-S | Roof | 106375 | ROOF ; WASTE OIL STORAGE BUILDING ; CONSTRUCTED OF CORRUGATED METAL SIDING. INCLUDES LABOR AND MATERIALS. 04/19/04 RJB | 2001-12-15 | A7073-2007
311.40 Str & Improvements-BBCM | Nat Gas Ops | 1 | 4313.87 | 2424.7998 | 2020-12-01 | BIG BEND COMMON | Electrical Building-A09-S | Roof | 89915 | ROOF - EACH LEVEL ; SCREENWELL ELECTRICAL BUILDING ; SCREENWELL ELECTRICAL BUILDING ROOF COVERS AN AREA OF 198 SF. IT CONSI STS OF 1-1/2" METAL DECK WHICH SUPPORTS 1" RIDGID INSULATION AND 3 PLY BUILT UP ROOF W/GRAVEL. BLOCK WALLS ARE TOPPED BY WO | 1985-02-15 | F05-2008
311.40 Str & Improvements-BBCM | Nat Gas Ops | 0 | 1392 | 877.5109 | 2020-12-01 | BIG BEND COMMON | Fire Protection-A12-S | Roof | 24687469 | ROOF ; FOAM HOUSE ; FOAM HOUSE (SHELTER) CORRUGATED ASBESTOS ROOF PANELS | 1974-06-15 | 37-41
311.40 Str & Improvements-BBCM | Nat Gas Ops | 1 | 875.72 | 434.3621 | 2020-12-01 | BIG BEND COMMON | Wash House-A37-S | Roof | 97639 | ROOF - EACH LEVEL ; WAREHOUSE ; ADD LADIES RESTROOM FACILITY TO EXISTING MENS RESTROOM AT BB STOREROOM ROOF COVERING (400) 05/05/94 TGC | 1993-03-15 | A7054
311.40 Str & Improvements-BBCM | Nat Gas Ops | 1 | 48129.63 | 29815.2209 | 2020-12-01 | BIG BEND COMMON | Office Building-A19-S | Roof Drain System | 121727 | ROOF DRAIN SYSTEM ; OFFICE AND SHOPS ; ROOF DRAIN PIPING | 1976-06-15 | C54-2008
311.40 Str & Improvements-BBCM | Nat Gas Ops | 1 | 11605 | 7189.0359 | 2020-12-01 | BIG BEND COMMON | Maintenance Building-A18-S | Roof Drain System | 78129 | ROOF DRAIN SYSTEM ; MAINTENANCE BUILDING ; ROOF DRAIN LINE CONSISTING OF 27' OF 8" AND 29' OF 6" CARBON STEEL PIPE | 1976-06-15 | C54-2008
311.40 Str & Improvements-BBCM | Nat Gas Ops | 1 | 5468.93 | 3187.8237 | 2020-12-01 | BIG BEND COMMON | Service Water-A28-S | Roof Drain System | 89139 | ROOF DRAIN SYSTEM ; MCS SERVICE BUILDING ; 1 LOT SCHEDULE 80 PVC, S&D PIPE AND FITTINGS | 1982-06-15 | L48
311.40 Str & Improvements-BBCM | Nat Gas Ops | 1 | 4777.89 | 2785.0184 | 2020-12-01 | BIG BEND COMMON | Service Water-A28-S | Roof Drain System | 89132 | ROOF DRAIN SYSTEM ; MCS SERVICE BUILDING ; 1 LOT 2", 3", & 4" SCHEDULE 80 PVC PIPE INCL. FITTINGS & FLOOR DRAINS. | 1982-06-15 | L48
311.40 Str & Improvements-BBCM | Coal Ops | 232 | 4841.87 | 2756.1707 | 2020-12-01 | BIG BEND COMMON | Control Building-A07-S | Sanitary Sewer System | 127394 | POTABLE WATER PIPING ; COAL BLENDING BINS CONTROL TOWER ; COAL HANDLING CONTROL TOWER - POTAB LE WATER -- 2"-98 LF; 1-1/2" - 5 LF ; 1-1/4" -9 LF; 3/4" - 78 LF;1/2" - 42 LF; ALL CL-21P COPPER TUBING TY PE "L" WITH FITTINGS,VALVES AND ACC ESSORIES | 1984-08-15 | K3400
311.40 Str & Improvements-BBCM | Nat Gas Ops | 1 | 36365 | 20172.7332 | 2020-12-01 | BIG BEND COMMON | Maintenance Building-A18-S | Sanitary Sewer System | 113708 | SANITARY SEWER SYSTEM ; BB4 BOILER MAINTENANCE SHOP ; INCLUDING 163LF OF 4", 76LF OF 3", 57LF OF 2", 33LF OF 1 1/2", 20 LF OF 1 1/4" INCL. 3 CLEANOUTS. PIPING CONNECTS TO EXISTING APPROX. 5' OUTSIDE OF BLDG. INCLUDES FLOOR DRAINS AND VENTS. | 1986-06-15 | G54/8
311.40 Str & Improvements-BBCM | Coal Ops | 112 | 212998.41 | 121246.5397 | 2020-12-01 | BIG BEND COMMON | Yard Area-A41-S | Sea / Retaining Wall | 89646 | RETAINING WALL (100' SECTION) ; YARD AREA ; COAL AREA RETAINING WALL CONSTRUCTE D OF PZ-38 SHEET PILING WITH A REIN FORCED CONCRETE CAP ALONG THETOP AT FULL LENGTH OF WALL. WALL IS LOCAT ED AT THE SOUTH SIDE OF THE EXISTIN G RECLAIM HOPPER; RE:E&DCR | 1984-08-15 | K3400
311.40 Str & Improvements-BBCM | Nat Gas Ops | 1 | 8524105.62 | 144924.116 | 2020-12-01 | BIG BEND COMMON | Yard Area-A41-S | Sea / Retaining Wall | 378548928 | Replaced Seawall at big bend to include raceway, power cable, rigid conduit, fiber optic wire for manatee viewing camera, gate for north, west and east side, guardrail, walkway. | 2020-04-02 | A2594711
311.40 Str & Improvements-BBCM | Nat Gas Ops | 1 | 5532621.43 | 273233.212 | 2020-12-01 | BIG BEND COMMON | Yard Area-A41-S | Sea / Retaining Wall | 339484301 | BBC Dischargel Dilution Sheetpile Replaced and Upgraded as part of the thermal dilution basin for the Station | 2019-12-26 | A2604485
311.40 Str & Improvements-BBCM | Nat Gas Ops | 2 | 175067.35 | 85157.7905 | 2020-12-01 | BIG BEND COMMON | Channel & Turnaround Basin-A06-S | Sea / Retaining Wall | 117506 | SEAWALL (BREAKWATER) - 100' SECTION ; CHANNEL & TURNAROUND BASIN ; PROVIDE LABOR, EQUIPMENT AND MAT'L TO FABRICATE AND INSTALL TWO SECTIO NS 285' (570' TOTAL) LONG EACH OF SEAWALL ON THE SOUTHWEST AREA OF BB NEW TIEBACKS ARE TO BE INSTALLED IN THE OLD/EX | 1994-01-15 | L4076
311.40 Str & Improvements-BBCM | Nat Gas Ops | 1 | 69170.01 | 7494.8486 | 2020-12-01 | BIG BEND COMMON | Yard Area-A41-S | Sea / Retaining Wall | 208927893 | BB 2 SOUTH FLOOD WALL REPL. | 2017-12-14 | A2650083
311.40 Str & Improvements-BBCM | Nat Gas Ops | 1 | 27617.71 | 14670.4983 | 2020-12-01 | BIG BEND COMMON | Channel & Turnaround Basin-A06-S | Sea / Retaining Wall | 128805 | RETAINING WALL (100 FT. SECTION) ; CHANNEL & TURNAROUND BASIN ; FLOATING BOOM SYSTEM ACROSS THE INLET AND DISHARGE CANALS. MADE UP OF 3/8" GALVENIZED STEEL VINYL COATED AIRCRAFT CABLE AND PVC DRUMS WITH REFLECTED TAPE FILLED WITH MARINE FOAM. | 1989-07-15 | A7099
311.40 Str & Improvements-BBCM | Nat Gas Ops | 1 | 18666.41 | 4655.9584 | 2020-12-01 | BIG BEND COMMON | Yard Area-A41-S | Sea / Retaining Wall | 28267365 | Install a 6" concrete containment wall around 7 Cathodic protection transfomer locations. Locations are #1 & 2 screewell west, #3 & 4 screenwell west, #3 & 4 screenwell east, #1, #2, #3, #4 discharge canal | 2011-12-31 | A7060-2011
311.40 Str & Improvements-BBCM | Nat Gas Ops | 1 | 1943092.22 | 210541.8533 | 2020-12-01 | BIG BEND COMMON | Guard House-A14-S | Security System | 205230759 | BBC Gates 80, 81,82,32,34, 50 install new physical access control system with Hand held scanners to include software, | 2017-04-01 | A2545077
311.40 Str & Improvements-BBCM | Nat Gas Ops | 1 | 532910.87 | 26318.2563 | 2020-12-01 | BIG BEND COMMON | Yard Area-A41-S | Security System | 351994415 | Big Bend WiFi Wireless access points hardware and mounting support materials installed | 2019-10-22 | A2691512
311.40 Str & Improvements-BBCM | Nat Gas Ops | 1 | 172327.25 | 23311.4412 | 2020-12-01 | BIG BEND COMMON | Docks-A08-S | Security System | 115818671 | BBC ESS FLIR cameras for Big Bend Channel replaced | 2016-07-01 | A2601705
311.40 Str & Improvements-BBCM | Nat Gas Ops | 1 | 161548.84 | 66001.6865 | 2020-12-01 | BIG BEND COMMON | Area Structures-A03-S | Security System | 125924 | SECURITY SYSTEM ; AREA STRUCTURES ; BB STATION SECURITY SYSTEM INCLUDES: 8 CAMERAS, 6 MONITORS, WIRE, HARDRIVES, KEYBOARDS 5,000FT OF CABLE TRAY, 42,000FT WIRING, 4,000 FT PVC. INSTALLED ALL AROUND PLANT. 04/15/03 RJB | 2001-12-15 | B9583
311.40 Str & Improvements-BBCM | Nat Gas Ops | 1 | 80477.38 | 8720.0476 | 2020-12-01 | BIG BEND COMMON | Yard Area-A41-S | Security System | 276624661 | BB access Control and CCTV addition | 2017-09-20 | A2641830
311.40 Str & Improvements-BBCM | Nat Gas Ops | 1 | 79013.14 | 6303.4415 | 2020-12-01 | BIG BEND COMMON | Auxiliary / Emergency Equipm-E01-S | Security System | 299178699 | SECURITY ACCESS CONTROL AT BB STATION | 2018-06-19 | A2668360
311.40 Str & Improvements-BBCM | Nat Gas Ops | 1 | 62412.11 | 26275.6288 | 2020-12-01 | BIG BEND COMMON | Yard Area-A41-S | Security System | 106380 | SECURITY SYSTEM ; YARD AREA ; PERIMETER SECURITY INCLUDING CAMERAS, WIRING AND ASSOCIATED MONITORING EQP. IN AND AROUND PLANT AREA. 04/19/04 RJB | 2000-12-15 | A7069
311.40 Str & Improvements-BBCM | Nat Gas Ops | 2 | 25193.71 | 4048.0719 | 2020-12-01 | BIG BEND COMMON | Yard Area-A41-S | Security System | 92456333 | BB contractor parking lot cameras installed. | 2015-10-05 | A2557339
311.40 Str & Improvements-BBCM | Nat Gas Ops | 4 | 22880.41 | 3676.3758 | 2020-12-01 | BIG BEND COMMON | Docks-A08-S | Security System | 88840627 | Install 4 cameras for TSS Dock that provide coverage for the Big Bend Channel | 2015-12-31 | A2561933
311.40 Str & Improvements-BBCM | Nat Gas Ops | 2 | 11440.21 | 1838.1887 | 2020-12-01 | BIG BEND COMMON | Guard House-A14-S | Security System | 88840632 | Install 2 cameras for Gate 50 entrance/exit | 2015-12-31 | A2561933
311.40 Str & Improvements-BBCM | Nat Gas Ops | 1 | 9650 | 1550.5415 | 2020-12-01 | BIG BEND COMMON | Boiler Building-A04-S | Security System | 48863030 | BBC new security cameras on elevators 4 & 5 installed | 2015-03-08 | A2520523
311.40 Str & Improvements-BBCM | Nat Gas Ops | 1 | 3250.1 | 600.2594 | 2020-12-01 | BIG BEND COMMON | Warehouse-A36-S | Security System | 46410746 | BB warehouse 21 PTZ camera in the NW corner replaced | 2014-08-27 | A2501120
311.40 Str & Improvements-BBCM | Nat Gas Ops | 1 | 22281.8 | 5557.7442 | 2020-12-01 | BIG BEND COMMON | Sumps-A32-S | Shaft | 27320088 | BBC #4 TRANSFER PUMP SHAFT | 2011-01-01 | A7701-2010
311.40 Str & Improvements-BBCM | Nat Gas Ops | 1 | 4119.5 | 854.469 | 2020-12-01 | BIG BEND COMMON | Sumps-A32-S | Shaft | 40125949 | BBC 1A floor drain sump pump shaft replaced | 2013-01-31 | A2404787
311.40 Str & Improvements-BBCM | Nat Gas Ops | 1 | 145325.96 | 36248.6208 | 2020-12-01 | BIG BEND COMMON | Yard Area-A41-S | Sign / Monument | 27319889 | TRAFFIC CONTROL SIGNAGE | 2011-01-31 | A7768-2010
311.40 Str & Improvements-BBCM | Nat Gas Ops | 1 | 17954.6 | 1945.4531 | 2020-12-01 | BIG BEND COMMON | Yard Area-A41-S | Sign / Monument | 122570598 | PORTABLE SIGN/MESSAGE BOARD AT BIG BEND | 2017-02-15 | A2618471
311.40 Str & Improvements-BBCM | Nat Gas Ops | 1 | 14171.42 | 7965.6679 | 2020-12-01 | BIG BEND COMMON | Yard Area-A41-S | Sign / Monument | 89739 | STATION SIGN/BLDG.SIGN/PLAQUES ; YARD AREA ; STATION IDENTIFICATION MONUMENT LOC ATED AT THE SOUTHEAST CORNER OF THE PLANT AT THE CORNER OF BIG BEND R OAD AND WYANDOTTE ROAD. A CONCRETE AND CONCRETE BLOCK STRUCTURE THAT I S STUCCOED, PAINTED, AND DISP | 1985-02-15 | F05-2008
311.40 Str & Improvements-BBCM | Nat Gas Ops | 1 | 8398 | 2967.0027 | 2020-12-01 | BIG BEND COMMON | Yard Area-A41-S | Sign / Monument | 113406 | SIGN ; YARD AREA ; BIG BEND SAFETY DISPLAY SIGN LABOR AND MATERIALS WHA 11/2/07 | 2005-12-15 | A6909
311.40 Str & Improvements-BBCM | Nat Gas Ops | 1 | 5657.93 | 451.3734 | 2020-12-01 | BIG BEND COMMON | Yard Area-A41-S | Sign / Monument | 300624939 | BIG BEND MEMORIAL SIGN INSTALLED | 2018-09-13 | A2685504
311.40 Str & Improvements-BBCM | Coal Ops | 1 | 17392.1 | 3212.1388 | 2020-12-01 | BIG BEND COMMON | Fly Ash Handling-C20-S | Silo | 49782153 | BBC Flyash silo level transmitters intalled. | 2014-12-25 | A2470728
311.40 Str & Improvements-BBCM | Nat Gas Ops | 1 | 185732.51 | 46327.2173 | 2020-12-01 | BIG BEND COMMON | Waste Water Treatment-A38-S | Silo | 28041799 | WWT silo from EL 30' up & including the roof replaced, also lime fill line, lime slurry piping from the silo, stairs, platform, ladder, handrails, baghouse, level transmitter replaced. | 2011-04-30 | B2032-2010
311.40 Str & Improvements-BBCM | Nat Gas Ops | 1 | 6087221.05 | 823444.323 | 2020-12-01 | BIG BEND COMMON | Reverse Osmosis-A26-S | Skid | 165034048 | RO upgrade to include a 3rd RO train skid, controls, feed pumps, permanent building, chemical tote storage are, clean in-place system for all RO units, and chemical storage & feed system | 2016-05-26 | A2386771
311.40 Str & Improvements-BBCM | Coal Ops | 0 | 233660 | 25318.0003 | 2020-12-01 | BIG BEND COMMON | Yard Area-A41-S | Storage Area | 139998626 | Pave Coalfield | 2017-03-08 | A2624744
311.40 Str & Improvements-BBCM | Coal Ops | 1 | 39146.14 | 5295.4651 | 2020-12-01 | BIG BEND COMMON | Yard Area-A41-S | Storage Area | 124784788 | GYPSUM STORAGE AREA ENHANCEMENTS | 2016-12-01 | A2588814
311.40 Str & Improvements-BBCM | Coal Ops | 1 | 15344.83 | 2834.0294 | 2020-12-01 | BIG BEND COMMON | Storage Building-A30-S | Storage Area | 48815088 | BB FGD operations conex installed for storage of equipment and supplies | 2014-12-01 | A2471525
311.40 Str & Improvements-BBCM | Nat Gas Ops | 1 | 51164.03 | 10612.4712 | 2020-12-01 | BIG BEND COMMON | Yard Area-A41-S | Storage Area | 39444525 | enclosed equipment laydow storage are 150'x190' west side of warehouse 21 | 2013-03-31 | A2400507
311.40 Str & Improvements-BBCM | Nat Gas Ops | 1 | 48424.8 | 12078.5867 | 2020-12-01 | BIG BEND COMMON | Yard Area-A41-S | Storage Area | 28366597 | Contractor laydown and storage area to store contractor materials separated into 5 storage areas, 1 - 8X20 conex storage unit west of warehouse 21 | 2011-12-31 | A7064-2011
311.40 Str & Improvements-BBCM | Nat Gas Ops | 1 | 30879.67 | 2463.4914 | 2020-12-01 | BIG BEND COMMON | Storage Building-A30-S | Storage Area | 287154653 | BBC BOILER SHOP STORAGE BLDG RENOVATION, ROOF, SIDING, CEILING | 2018-01-18 | A2653196
311.40 Str & Improvements-BBCM | Nat Gas Ops | 1 | 27212.84 | 5025.9266 | 2020-12-01 | BIG BEND COMMON | Storage Building-A30-S | Storage Area | 49435401 | BBC chemical storage room upgraded. | 2014-11-20 | A2489387
311.40 Str & Improvements-BBCM | Nat Gas Ops | 1 | 9395.68 | 2151.3357 | 2020-12-01 | BIG BEND COMMON | Warehouse-A36-S | Storage Area | 28366854 | Increased storage capacity in warehouse 23 by installing 100 new crossbars and shelves | 2012-05-01 | A7057-2011
311.40 Str & Improvements-BBCM | Coal Ops | 1 | 170066.89 | 54737.6391 | 2020-12-01 | BIG BEND COMMON | Control Building-A07-S | Substructure incl. Floor Slab | 25164976 | Repair of 2nd and 3rd floor walls and floors due to fire and smoke damage. Also the kitchen and bathrooms were replaired. This included painting, replacing ceiling tiles and flooring | 2007-06-15 | B2030-2007
311.40 Str & Improvements-BBCM | Coal Ops | 1 | 161692.16 | 25980.3535 | 2020-12-01 | BIG BEND COMMON | Waste Water Treatment-A38-S | Substructure incl. Floor Slab | 92456311 | BB FGD waste handling building siding replaced total area in excess of 1000sqft. | 2015-11-30 | A2550932
311.40 Str & Improvements-BBCM | Coal Ops | 1 | 159095.67 | 90563.1149 | 2020-12-01 | BIG BEND COMMON | Control Building-A07-S | Substructure incl. Floor Slab | 89627 | SUBSTRUCTURE INCLUDING FLOOR SLAB ; COAL BLENDING BINS CONTROL TOWER ; COAL BLENDING CONTROL TOWER-SUBSTRU CTURE AND FLOOR SLAB CONSISTS OF: ( 148) 1' SQ X 29' LONG STEEL REINFO RCED CONCRETE DRIVEN PILES; PILE CA PS,GRADE BEAMS,PIERS,ELEVATOR PIT, AND | 1984-08-15 | K3400
311.40 Str & Improvements-BBCM | Coal Ops | 0 | 65000.95 | 39127.6293 | 2020-12-01 | BIG BEND COMMON | Change House / Locker Room-A05-S | Substructure incl. Floor Slab | 121689 | SUBSTRUCTURE INCLUDING FLOOR SLAB ; COAL CREW CHANGE HOUSE ; SUBSTRUCTURE FOUNDATION: 88 CU. YD OF REINFORCED CONCRETE AND 17 CONCRETE FILLED PIPE PILES NOTE: THE FOUNDATION INCLUDES A WASTE COLLECT SUMP,CURBING,FLOOR SLAB AND SILLS,AND FLOOD WALL | 1979-06-15 | 03-11
311.40 Str & Improvements-BBCM | Coal Ops | 1 | 20513.74 | 9563.9257 | 2020-12-01 | BIG BEND COMMON | Control Building-A07-S | Substructure incl. Floor Slab | 124452 | TRANSLOADER ; CONTROL BUILDING ; A 10' X 14' STRUCTURE WITH METAL SIDING WALLS, INCLUDING 3 WINDOWS AND A METAL DOOR. INCLUDES 2 AC WALL UNITS. PROVIDED BY ROBERTS & SCHAEFER COMPANY. 10/28/96 RJB | 1996-03-15 | L2580
311.40 Str & Improvements-BBCM | Coal Ops | 0 | 12137 | 7651.1136 | 2020-12-01 | BIG BEND COMMON | Pump House-A24-S | Substructure incl. Floor Slab | 24687514 | SUBSTRUCTURE ; FUEL OIL PUMP HOUSE ; FUEL OIL PUMP HOUSE SUBSTRUCTURE: FOUNDATION (29 1/2 CU. YD. OF REINFORCED CONCRETE) | 1974-06-15 | E15-2008
311.40 Str & Improvements-BBCM | Coal Ops | 1 | 10463.33 | 2395.7963 | 2020-12-01 | BIG BEND COMMON | Dewatering-C10-S | Substructure incl. Floor Slab | 28366849 | ESS Dewatering bin shelter built to include one operator shelter, controls upgrades, support steel | 2012-05-01 | A2923-2011
311.40 Str & Improvements-BBCM | Coal Ops | 1 | 7407.14 | 4163.5078 | 2020-12-01 | BIG BEND COMMON | Maintenance Building-A18-S | Substructure incl. Floor Slab | 115815 | SUBSTRUCTURE INCLUDING FLOOR SLAB ; COAL FIELD MAINTENANCE BUILDING ; 40' X 40' CONCRETE SLAB ON THE NORTH SIDE OF THE COAL FIELD MAINTENANCE SHOP. | 1985-06-15 | A7057-2007
311.40 Str & Improvements-BBCM | Coal Ops | 0 | 5887 | 3830.1105 | 2020-12-01 | BIG BEND COMMON | Change House / Locker Room-A05-S | Substructure incl. Floor Slab | 77900 | SUBSTRUCTURE INCLUDING FLOOR SLAB ; COAL CREW CHANGE HOUSE ; SUBSTRUCTURE AND FOUNDATION (59 CY) FLOOR SLAB (18 CY) | 1970-06-15 | B02
311.40 Str & Improvements-BBCM | Coal Ops | 1 | 885.39 | 497.6723 | 2020-12-01 | BIG BEND COMMON | Change House / Locker Room-A05-S | Substructure incl. Floor Slab | 115816 | SUBSTRUCTURE INCLUDING FLOOR SLAB ; COAL CREW CHANGE HOUSE ; BB COALFIELD CREW CHANGEHOUSE UPGRADE SUBSTRUCTURE CONCRETE. | 1985-06-15 | A7017-2007
311.40 Str & Improvements-BBCM | Nat Gas Ops | 1 | 516228.57 | 286367.1442 | 2020-12-01 | BIG BEND COMMON | Office Building-A19-S | Substructure incl. Floor Slab | 123660 | SUBSTRUCTURE INCLUDING FLOOR SLAB ; OFFICE AND SHOPS ; CONVERT 1ST AND 4TH FLOOR GENERAL OFFICE BUILDING TO OFFICES (7,500 SQ. FT.) ENLARGE CRAFT LOCKEROOM (400 SQ.FT.) CONVERT MAINTENANCE PLANNING OFFICE AREA INTO WATER & FUELS SHOP. MODIFY CHEMICAL STO | 1986-12-15 | G1276
311.40 Str & Improvements-BBCM | Nat Gas Ops | 1 | 457492.22 | 154601.421 | 2020-12-01 | BIG BEND COMMON | Administration Building-A01-S | Substructure incl. Floor Slab | 127896 | SUBSTRUCTURE INCL FLOOR SLAB ; ADMIN BUILDING ; 1500 SQ FT ADDITION TO THE FOURTH FLOOR AND 750 SQ FT ADDITION TO THE THIRD FLOOR, INCLUDING OFFICE BUILD-OUT, ELECTRICAL, HVAC, COMMUNICATION AND FIRE DECTION. MODIFICATIONS TO THE THIRD AND SECOND FLOOR O | 2006-12-15 | B2025
311.40 Str & Improvements-BBCM | Nat Gas Ops | 1 | 261402 | 161932.647 | 2020-12-01 | BIG BEND COMMON | Office Building-A19-S | Substructure incl. Floor Slab | 78161 | SUBSTRUCTURE INCLUDING FLOOR SLAB ; OFFICE AND SHOPS ; SUBSTRUCTURE FOUNDATION (69 BEARING PILES AND 421.5 CU.YD. REINFORCED CONCRETE) INCLUDING FLOOR SLAB (311.5 CU.FT. REINFORCED CONCRETE) | 1976-06-15 | C54-2008
311.40 Str & Improvements-BBCM | Nat Gas Ops | 0 | 191778 | 124771.6893 | 2020-12-01 | BIG BEND COMMON | Office Building-A19-S | Substructure incl. Floor Slab | 77635 | SUBSTRUCTURE INCLUDING FLOOR SLAB ; OFFICE AND SHOPS ; SUBSTRUCTURE: 1236 CY CONCRETE 182 STEP TAPER PILES | 1970-06-15 | B02
311.40 Str & Improvements-BBCM | Nat Gas Ops | 1 | 93383.37 | 52490.217 | 2020-12-01 | BIG BEND COMMON | Wash House-A37-S | Substructure incl. Floor Slab | 121454 | SUBSTRUCTURE INCLUDING FLOOR SLAB ; WAREHOUSE ; CONSTRUCTION WAREHOUSE-SUBSTRUCTURE . CONSISTS OF A 150' X 150' X 6" TH ICK FINISHED FLOOR SLAB WITH VARIOU S SIZE COLUMN FOOTINGS CONTAINING A TOTAL OF 475 CY OF CONCRETE. INCLU DES A 6X6 WIRE MESH CONC | 1985-02-15 | F05-2008
311.40 Str & Improvements-BBCM | Nat Gas Ops | 1 | 91224.2 | 50604.7421 | 2020-12-01 | BIG BEND COMMON | Maintenance Building-A18-S | Substructure incl. Floor Slab | 115992 | SUBSTRUCTURE INCLUDING FLOOR SLAB ; BB4 BOILER MAINTENANCE SHOP ; CONSISTING OF 70CY OF CAST IN PLACE REINFORCED FOUNDATIONS. TWO COURSES OF CONCRETE BLOCK ATOP THE FOUNDATIONS SUPPORTS GRADE SLAB THAT IS CONSTRUCTED OF 136CY OF CAST IN PLACE CONCRETE W/ | 1986-06-15 | G54/8
311.40 Str & Improvements-BBCM | Nat Gas Ops | 1 | 85746.92 | 17785.6733 | 2020-12-01 | BIG BEND COMMON | Guard House-A14-S | Substructure incl. Floor Slab | 40634580 | Guard house at gate #32 with plumbing, electrical, A/C and fiber repalced. | 2013-10-16 | A2411807
311.40 Str & Improvements-BBCM | Nat Gas Ops | 1 | 84001.81 | 39163.3642 | 2020-12-01 | BIG BEND COMMON | Office Building-A19-S | Substructure incl. Floor Slab | 98994 | SUBSTRUCTURE INCLUDING FLOOR SLAB ; MCS SERVICE BUILDING ; BB ENERGY SUPPLY (MCS) SLAG DEBRIS/ SANDBLAST CONTAINMENT CONSTRUCT A 60 FT X 24 FT CONCRETE STORAGE OF SLAG DEBRIS FOR STORAGE. 07/03/97 TGC | 1996-03-15 | A7016-2008
311.40 Str & Improvements-BBCM | Nat Gas Ops | 1 | 63817 | 39533.1931 | 2020-12-01 | BIG BEND COMMON | Maintenance Building-A18-S | Substructure incl. Floor Slab | 114460 | SUBSTRUCTURE INCLUDING FLOOR SLAB ; MAINTENANCE BUILDING ; SUBSTRUCTURE FOUNDATION INCLUDING FLOOR SLAB (38 BEARING PILES & 302.5 CU.YD. REINFORCED CONCRETE | 1976-06-15 | C54-2008
311.40 Str & Improvements-BBCM | Nat Gas Ops | 1 | 63465.57 | 31479.2807 | 2020-12-01 | BIG BEND COMMON | Office Building-A19-S | Substructure incl. Floor Slab | 97695 | SUBSTRUCTURE INCLUDING FLOOR SLAB ; MCS SERVICE BUILDING ; CONSTRUCT A 42X50 A NEW MCS PAINTING & SANDBLASTING SHED AT BB. CONSTRUCTION INCLUDED: CONCRET SLAB ELECTRICAL OUTLETS & LIGHTING, CONCRETE SUMP FOR PAINT DISTILLER WATER HOOK-UP. 08/24/94 TGC | 1993-08-15 | A7065
311.40 Str & Improvements-BBCM | Nat Gas Ops | 1 | 53181.16 | 30999.1461 | 2020-12-01 | BIG BEND COMMON | Warehouse-A36-S | Substructure incl. Floor Slab | 127387 | SUBSTRUCTURE INCLUDING FLOOR SLAB ; WAREHOUSE ; BUILDING STRUCTURE OVER 1000 SF, FOUNDATION MODIFICATIONS FOR WHSE. NO. 71 ADJACENT TO PPC. | 1982-06-15 | L48
311.40 Str & Improvements-BBCM | Nat Gas Ops | 0 | 50473.39 | 30382.6958 | 2020-12-01 | BIG BEND COMMON | Office Building-A19-S | Substructure incl. Floor Slab | 78160 | SUBSTRUCTURE INCLUDING FLOOR SLAB ; OFFICE AND SHOPS ; 3RD FLOOR EV. COMPLETION | 1979-06-15 | A7307-2007
311.40 Str & Improvements-BBCM | Nat Gas Ops | 1 | 41614.21 | 23391.0911 | 2020-12-01 | BIG BEND COMMON | Storage Building-A30-S | Substructure incl. Floor Slab | 122977 | SUBSTRUCTURE INCLUDING FLOOR SLAB ; WASTE OIL STORAGE BUILDING ; SUBSTRUCTURE- COMPRISED OF A REIN- FORCED CONCRETE SLAB THAT INCLUDES EXTERIOR RAMPS AND STORAGE AREA AND INTERIOR DRAINAGE SUMP INCL PIERS THAT SUPPORT 590 SF OF 2" THICK GRATING WHICH ACT | 1985-06-15 | D8476
311.40 Str & Improvements-BBCM | Nat Gas Ops | 1 | 38042.56 | 18127.5332 | 2020-12-01 | BIG BEND COMMON | Office Building-A19-S | Substructure incl. Floor Slab | 117709 | SUBSTRUCTURE INCLUDING FLOOR SLAB ; MCS SERVICE BUILDING ; BB GARAGE & LIFT SUPERSTRUCUTRE-STEEL, CONCRETE, TRUSSES, PERMANENT ATTACHMENTS. 01/31/96 TGC | 1995-02-15 | A7051
311.40 Str & Improvements-BBCM | Nat Gas Ops | 0 | 35531 | 23116.6395 | 2020-12-01 | BIG BEND COMMON | Electrical Building-A09-S | Substructure incl. Floor Slab | 121475 | SUBSTRUCTURE INCL. FLOOR SLAB ; SCREENWELL ELECTRICAL BUILDING ; SUBSTRUCTURE (88 CY CONCRETE) MASONRY WALL(2057 S.F.) | 1970-06-15 | B02
311.40 Str & Improvements-BBCM | Nat Gas Ops | 1 | 29908.97 | 3240.7571 | 2020-12-01 | BIG BEND COMMON | Guard House-A14-S | Substructure incl. Floor Slab | 277749177 | BBC gate 50 guard house installed 10' x 16' x 12', and gate entrance, install new bituminous pavement road | 2017-04-13 | A2594332
311.40 Str & Improvements-BBCM | Nat Gas Ops | 1 | 27084.92 | 15787.7224 | 2020-12-01 | BIG BEND COMMON | Service Water-A28-S | Substructure incl. Floor Slab | 89128 | SUBSTRUCTURE INCLUDING FLOOR SLAB ; MCS SERVICE BUILDING ; 161.5 CY REINFORCED CONCRETE SLAB- ON-GRADE 120' X 72"-8" X 6" INCL. SIDE WALL & INTERIOR COLUMN FOOTING REBAR, CONCRETE EXTERIOR DOOR STOOP 2EA FLIGHTS CONCRETE STEPS, 6" CONCRETE SIDEWALK. | 1982-06-15 | L48
311.40 Str & Improvements-BBCM | Nat Gas Ops | 1 | 20983.41 | 6753.7092 | 2020-12-01 | BIG BEND COMMON | Office Building-A19-S | Substructure incl. Floor Slab | 192346 | SUBSTRUCTURE INC FLOOR SLAB ; OFFICE BUILDING ; BIG BEND OFFICE UPGRADE LABOR AND MATERIALS WHA 2/22/08 | 2007-12-15 | A7743-2007
311.40 Str & Improvements-BBCM | Nat Gas Ops | 1 | 20948.65 | 11775.1071 | 2020-12-01 | BIG BEND COMMON | Electrical Building-A09-S | Substructure incl. Floor Slab | 128265 | SUBSTRUCTURE INCL. FLOOR SLAB ; SCREENWELL ELECTRICAL BUILDING ; SCREENWELL ELECTRICAL BUILDING SUBS TRUCTURE IS TIED INTO THE EXISTING BUILDING TO FORM AN ENLARGED ELECTR ICAL BUILDING THAT HOUSES EQUIPMENT FOR UNIT #3 AND #4. THE UNIT NO. 4 ADDITION IS | 1985-10-15 | F05-2008
311.40 Str & Improvements-BBCM | Nat Gas Ops | 122 | 20889 | 13590.4839 | 2020-12-01 | BIG BEND COMMON | Fire / Water Building-A13-S | Substructure incl. Floor Slab | 77629 | SUBSTRUCTURE INCLUDING FLOOR SLAB ; FIRE AND SERVICE WATER BUILDING ; CONCRETE SUBSTRUCTURE | 1970-06-15 | B02
311.40 Str & Improvements-BBCM | Nat Gas Ops | 1 | 17330.64 | 10101.9805 | 2020-12-01 | BIG BEND COMMON | Service Water-A28-S | Substructure incl. Floor Slab | 89135 | SUBSTRUCTURE INCLUDING FLOOR SLAB ; MCS SERVICE BUILDING ; 105.5 CY REINFORCED CONCRETE SLAB, 70'-6" X 80'-6" X 6" INCL. SIDEWALL AND INTERIOR COLUMN FOOTINGS & EXTERIOR CONCRETE DOOR STOOPS, W/REBAR, EMBEDS, GALVANIZED WIRE. | 1982-06-15 | L48
311.40 Str & Improvements-BBCM | Nat Gas Ops | 1 | 17078.41 | 7394.3574 | 2020-12-01 | BIG BEND COMMON | Area Structures-A03-S | Substructure incl. Floor Slab | 103600 | SUBSTRUCTURE INCL. FLOOR SLAB ; AREA STRUCTURES / CABLE YARD STRUCT ; BB CABLE YARD STRUCTURE. CONSTRUCT CABLE YARD STORAGE BUILDING WHICH INCLUDES 20' X 25' CEMENT SLAB. 04/19/00 RJB | 1999-10-15 | A7079
311.40 Str & Improvements-BBCM | Nat Gas Ops | 0 | 14567 | 9023.9282 | 2020-12-01 | BIG BEND COMMON | Electrical Building-A09-S | Substructure incl. Floor Slab | 121652 | SUBSTRUCTURE INCLUDING FLOOR SLAB ; ELECTRICAL BUILDING ; FOUNDATION-30.5 CU.YDS. CONCRETE | 1976-06-15 | C54&G
311.40 Str & Improvements-BBCM | Nat Gas Ops | 1 | 11488.66 | 4974.1901 | 2020-12-01 | BIG BEND COMMON | Maintenance Building-A18-S | Substructure incl. Floor Slab | 103602 | SUBSTRUCTURE INCL. FLOOR SLAB ; MAINTENANCE BUILDING/GASKET BLDG ; BB GASKET CUTTING STRUCTURE CONSTRUCT GASKET CUTTING STRUCTURE WITH INCLUDES 14' X 16' SLAB AND ELECTRICAL. 04/19/00 RJB | 1999-10-15 | A7078
311.40 Str & Improvements-BBCM | Nat Gas Ops | 1 | 9635.2 | 5118.208 | 2020-12-01 | BIG BEND COMMON | Fabrication Building-A10-S | Substructure incl. Floor Slab | 98041 | SUBSTRUCTURE INCLUDING FLOOR SLAB ; FABRICATION BUILDING ; FABRICATION/PUMP REBUILD BUILDING. INCLUDES CONC SLAB 45FT X 75FT, STEEL SUPPORTS, ROOF & ETC 2/20/95 FSK | 1989-12-15 | A7516-2009
311.40 Str & Improvements-BBCM | Nat Gas Ops | 0 | 5469 | 3447.6345 | 2020-12-01 | BIG BEND COMMON | Maintenance Building-A18-S | Substructure incl. Floor Slab | 24687519 | SUBSTRUCTURE ; MAINTENANCE BUILDING ; MAINTENANCE BUILDING SUBSTRUCTURE FOUNDATION AND FLOOR SLAB (48 3/4 CU. YD. REINFORCED CONCRETE) | 1974-06-15 | E151
311.40 Str & Improvements-BBCM | Nat Gas Ops | 0 | 5179.34 | 3148.8148 | 2020-12-01 | BIG BEND COMMON | Office Building-A19-S | Substructure incl. Floor Slab | 121692 | SUBSTRUCTURE INCLUDING FLOOR SLAB ; OFFICE AND SHOPS ; 3RD FLOOR OFF. REV. | 1978-06-15 | A7307-2007
311.40 Str & Improvements-BBCM | Nat Gas Ops | 1 | 4300 | 2132.8243 | 2020-12-01 | BIG BEND COMMON | Maintenance Building-A18-S | Substructure incl. Floor Slab | 98123 | SUBSTRUCTURE INCLUDING FLOOR SLAB ; MAINTENANCE BUILDING ; MCS METAL BLDG REMODEL-BB STATION FOUNDATION WORK FOR REMODELING OLD TURBINE LOCK-UP METAL BLDG FOR BREAKROOM & STORAGE FOR BB PAINTING CONTRACTOR. 04/21/95 TGC | 1993-08-15 | A7066-2007
311.40 Str & Improvements-BBCM | Nat Gas Ops | 0 | 3717.87 | 2260.3042 | 2020-12-01 | BIG BEND COMMON | Office Building-A19-S | Substructure incl. Floor Slab | 78135 | SUBSTRUCTURE INCLUDING FLOOR SLAB ; OFFICE AND SHOPS ; WOODEN CABINETS | 1978-06-15 | A7301-2007
311.40 Str & Improvements-BBCM | Nat Gas Ops | 0 | 1810.32 | 1100.5963 | 2020-12-01 | BIG BEND COMMON | Office Building-A19-S | Substructure incl. Floor Slab | 78159 | SUBSTRUCTURE INCLUDING FLOOR SLAB ; OFFICE AND SHOPS ; TROPHY CASE | 1978-06-15 | A7310-2007
311.40 Str & Improvements-BBCM | Nat Gas Ops | 0 | 863.8 | 525.1531 | 2020-12-01 | BIG BEND COMMON | Office Building-A19-S | Substructure incl. Floor Slab | 114493 | SUBSTRUCTURE INCLUDING FLOOR SLAB ; OFFICE AND SHOPS ; I&C WORKSHOP-SCC. CAGE | 1978-06-15 | A7302-2008
311.40 Str & Improvements-BBCM | Nat Gas Ops | 0 | 842.44 | 512.1671 | 2020-12-01 | BIG BEND COMMON | Office Building-A19-S | Substructure incl. Floor Slab | 78136 | SUBSTRUCTURE INCLUDING FLOOR SLAB ; OFFICE AND SHOPS ; TOOL CRIB,WIRE ENCL | 1978-06-15 | A7303-2008
311.40 Str & Improvements-BBCM | Nat Gas Ops | 0 | 399.86 | 243.0976 | 2020-12-01 | BIG BEND COMMON | Office Building-A19-S | Substructure incl. Floor Slab | 113583 | SUBSTRUCTURE INCLUDING FLOOR SLAB ; OFFICE AND SHOPS ; ROOF ACCESS LADDER | 1978-06-15 | A7016-2008
311.40 Str & Improvements-BBCM | Coal Ops | 1 | 169298.4 | 96370.8845 | 2020-12-01 | BIG BEND COMMON | Sumps-A32-S | Sump Pump | 116111 | SUMP STRUCTURE ; COAL PILE RUNOFF SUMP ; COAL PILE RUNOFF SUMP STRUCTURE -- CONSTRUCTED OF PZ-27 SHEET PILING; SUMP IS 35'-0" X 30'-0" X APPROX IMATLEY 30'-0" DEEP,TO TIP OF SHEET PILES; INSIDE SUPPORT FRAME IS CON STRUCTED OF W14 X 84; SUMP HAS AN E | 1984-08-15 | K3400
311.40 Str & Improvements-BBCM | Coal Ops | 1 | 151498.17 | 40734.5977 | 2020-12-01 | BIG BEND COMMON | Channel & Turnaround Basin-A06-S | Sump Pump | 27771118 | #1A Settling basin pump replaced | 2010-12-31 | A7080-2010
311.40 Str & Improvements-BBCM | Coal Ops | 1 | 134989.97 | 36295.8979 | 2020-12-01 | BIG BEND COMMON | Channel & Turnaround Basin-A06-S | Sump Pump | 27733683 | #1B Settling basin pump replaced | 2010-12-31 | A7081-2010
311.40 Str & Improvements-BBCM | Coal Ops | 1 | 132023.94 | 32930.701 | 2020-12-01 | BIG BEND COMMON | Channel & Turnaround Basin-A06-S | Sump Pump | 27809690 | #2A Settling basin pump replaced. | 2011-03-30 | A7796-2010
311.40 Str & Improvements-BBCM | Coal Ops | 1 | 121106.65 | 30207.6039 | 2020-12-01 | BIG BEND COMMON | Channel & Turnaround Basin-A06-S | Sump Pump | 27809722 | #3A Settling basin pump repalced. | 2011-03-30 | A7794-2010
311.40 Str & Improvements-BBCM | Coal Ops | 1 | 112105.35 | 27962.4117 | 2020-12-01 | BIG BEND COMMON | Channel & Turnaround Basin-A06-S | Sump Pump | 27809745 | #3B Settling basin pump replaced | 2011-01-31 | A7793-2010
311.40 Str & Improvements-BBCM | Coal Ops | 1 | 88624.69 | 22105.636 | 2020-12-01 | BIG BEND COMMON | Channel & Turnaround Basin-A06-S | Sump Pump | 27235186 | installed a new #2B Settling Basin pump | 2011-03-30 | A7795-2010
311.40 Str & Improvements-BBCM | Coal Ops | 1 | 34194.96 | 9827.2865 | 2020-12-01 | BIG BEND COMMON | Sumps-A32-S | Sump Pump | 25887163 | Installed FGD A area submersible sump pump | 2009-12-31 | A7546-2009
311.40 Str & Improvements-BBCM | Coal Ops | 1 | 32206.38 | 8033.23 | 2020-12-01 | BIG BEND COMMON | Sumps-A32-S | Sump Pump | 27320036 | Install new FGD B transfer submersible sump pump. Upgrade CB for 30HP | 2011-01-31 | A7566-2010
311.40 Str & Improvements-BBCM | Coal Ops | 1 | 27275.77 | 4382.6129 | 2020-12-01 | BIG BEND COMMON | Sumps-A32-S | Sump Pump | 59220800 | BB FGD area sump pump "B" replaced with a new 4" submersible pump | 2015-03-18 | A2539929
311.40 Str & Improvements-BBCM | Coal Ops | 1 | 25973.27 | 4173.33 | 2020-12-01 | BIG BEND COMMON | Sumps-A32-S | Sump Pump | 60404285 | BB FGD transfer 6" submersible sump pump B replaced | 2015-07-16 | A2555054
311.40 Str & Improvements-BBCM | Coal Ops | 1 | 24973.04 | 1992.2775 | 2020-12-01 | BIG BEND COMMON | Sumps-A32-S | Sump Pump | 276624878 | BB COALFIELD RAIL HOUSE SUMP PUMP REPL. AT BB STATION | 2018-06-20 | A2676027
311.40 Str & Improvements-BBCM | Coal Ops | 1 | 20196.18 | 7716.7681 | 2020-12-01 | BIG BEND COMMON | Sumps-A32-S | Sump Pump | 111936 | SUMP STRUCTURE ; SUMP ; BB COALFIELD SUMP STRUCTURE. INCLUDES LABOR AND MATERIALS. 07/21/05 RJB | 2003-12-15 | A7053
311.40 Str & Improvements-BBCM | Coal Ops | 1 | 17608.17 | 1404.7293 | 2020-12-01 | BIG BEND COMMON | Sumps-A32-S | Sump Pump | 259101607 | FGD SUMP PUMP REPL B 1 LIMESTONE SLURRY | 2018-03-27 | A2665207
311.40 Str & Improvements-BBCM | Coal Ops | 1 | 17590.96 | 2826.4782 | 2020-12-01 | BIG BEND COMMON | Sumps-A32-S | Sump Pump | 60404271 | BB FGD Limestone area submersible sump pump B replaced | 2015-07-11 | A2550833
311.40 Str & Improvements-BBCM | Coal Ops | 1 | 7054.9 | 1615.3656 | 2020-12-01 | BIG BEND COMMON | Sumps-A32-S | Sump Pump | 28366884 | FGD pipe rench sump pump replaced | 2012-05-01 | A7525-2011
311.40 Str & Improvements-BBCM | Coal Ops | 1 | 3612.16 | 288.1678 | 2020-12-01 | BIG BEND COMMON | Sumps-A32-S | Sump Pump | 302280259 | BB FGD TRANSFER SUMP PUMP "A" REPL | 2018-11-26 | A2688159
311.40 Str & Improvements-BBCM | Coal Ops | 1 | 2914.82 | 143.9509 | 2020-12-01 | BIG BEND COMMON | Sumps-A32-S | Sump Pump | 304786744 | BBC FGD B AREA SUMP PUMP REPL. | 2019-04-25 | A2702946
311.40 Str & Improvements-BBCM | Nat Gas Ops | 1 | 152523.6 | 28169.512 | 2020-12-01 | BIG BEND COMMON | Sumps-A32-S | Sump Pump | 59979522 | BBC 4B Polisher Regeneration waste sump pump replaced | 2014-12-31 | A2448061
311.40 Str & Improvements-BBCM | Nat Gas Ops | 1 | 99658.33 | 61169.8335 | 2020-12-01 | BIG BEND COMMON | Sumps-A32-S | Sump Pump | 79549 | SUMP STRUCTURE ; DEMINERALIZER WASTE SUMP ; SUMP, WASTE WATER RECYCL(33 CY CONCRETE) | 1977-06-15 | G4280
311.40 Str & Improvements-BBCM | Nat Gas Ops | 1 | 85808.36 | 4237.7188 | 2020-12-01 | BIG BEND COMMON | Sumps-A32-S | Sump Pump | 312731447 | "C" DEMIN WASTE SUMP PUMP BBC Demineralizer waste "C" sump pump SRW-Sump-007 replaced | 2019-09-01 | A2695204
311.40 Str & Improvements-BBCM | Nat Gas Ops | 1 | 71608.65 | 44359.9446 | 2020-12-01 | BIG BEND COMMON | Sumps-A32-S | Sump Pump | 79587 | SUMP STRUCTURE ; WASTE WATER TRANSFER BASIN SUMP ; WASTE WATER TRANSFER SUMP SERVING AS A COLLECTION BASING FOR UNITS 1, 2 & 3 (30' X 15' X 13') (#1 pump retired 10/10/2010) | 1976-06-15 | D75-2008
311.40 Str & Improvements-BBCM | Nat Gas Ops | 6 | 56242.29 | 6094.0782 | 2020-12-01 | BIG BEND COMMON | Sumps-A32-S | Sump Pump | 200595052 | BBC elevator pit sump pumps for each of the passenger elevator pits (Elevator 1,2,3,4,5,& 6, including cutting a new 18x18x12 sump in each pit | 2017-07-31 | A2626552
311.40 Str & Improvements-BBCM | Nat Gas Ops | 1 | 54875 | 33993.8256 | 2020-12-01 | BIG BEND COMMON | Sumps-A32-S | Sump Pump | 79582 | SUMP STRUCTURE ; SALT WATER/SETTLING BASIN SUMP ; FRESH WATER COLLECTION BASIN 30' X 15' X 13' | 1976-06-15 | D75-2008
311.40 Str & Improvements-BBCM | Nat Gas Ops | 1 | 54875 | 33993.8256 | 2020-12-01 | BIG BEND COMMON | Sumps-A32-S | Sump Pump | 79583 | SUMP STRUCTURE ; SALT WATER/SETTLING BASIN SUMP ; SALT WATER COLLECTION BASIN 30' X 15' X 13' | 1976-06-15 | D75-2008
311.40 Str & Improvements-BBCM | Nat Gas Ops | 1 | 49574 | 30709.9756 | 2020-12-01 | BIG BEND COMMON | Sumps-A32-S | Sump Pump | 79129 | SUMP STRUCTURE ; DEMINERALIZER WASTE SUMP ; DEMINERALIZER WASTE SUMP (15' X 15' X 12') | 1976-06-15 | D75-2008
311.40 Str & Improvements-BBCM | Nat Gas Ops | 1 | 36066.72 | 11608.4154 | 2020-12-01 | BIG BEND COMMON | Sumps-A32-S | Sump Pump | 192547 | SUMP STRUCTURE ; SUMP ; BBC 3A FLOOR DRAIN SUMP PUMP REPLACED. LABOR AND MATERIALS 5/13/08 WHA | 2007-09-15 | A7061-2007
311.40 Str & Improvements-BBCM | Nat Gas Ops | 1 | 30125.45 | 6248.6374 | 2020-12-01 | BIG BEND COMMON | Sumps-A32-S | Sump Pump | 38497374 | South pond submersible sump pump replaced. | 2013-03-13 | A2388376
311.40 Str & Improvements-BBCM | Nat Gas Ops | 1 | 4155.65 | 1036.5428 | 2020-12-01 | BIG BEND COMMON | Sumps-A32-S | Sump Pump | 28394087 | Bottom ash pond toe submersible sump pump replaced | 2011-12-15 | A7534-2011
311.40 Str & Improvements-BBCM | Nat Gas Ops | 1 | 13708.69 | 3685.9717 | 2020-12-01 | BIG BEND COMMON | Channel & Turnaround Basin-A06-S | Sump Pump | 26925265 | BBC #2 service water pump replaced | 2010-12-31 | A7082-2010
311.40 Str & Improvements-BBCM | Coal Ops | 2 | 22318.26 | 12704.3756 | 2020-12-01 | BIG BEND COMMON | Sumps-A32-S | Sump Structure | 89626 | SUMP PUMP ; COAL PILE RUNOFF SUMP ; (1CYH-CRS1,1CYH-CRS2) COAL PILE RUN OFF SUMP PUMPS -- GOULD PUMPS,MODEL #3796MT,SIZE 6 X 6-13.700 GPM,11 80 RPM AT 24 FT HEAD; EACH PUMP HAS A SUCTION INTAKE ASSEMBLY CONSISTI NG OF APPROXIMATELY 8 FT OF 6" CAR BON | 1984-08-15 | K3400
311.40 Str & Improvements-BBCM | Coal Ops | 1 | 17101.36 | 10496.7376 | 2020-12-01 | BIG BEND COMMON | Sumps-A32-S | Sump Structure | 121705 | SUMP PUMP ; COAL PILE RUNOFF SUMP ; SUMP PUMP AND MOTOR, MDL 4126MT, 350 GPM, 8" IMPELLER, 1750 RPM, 230/460V MOTOR S/N 900B057-1, -4 | 1977-06-15 | H6680
311.40 Str & Improvements-BBCM | Nat Gas Ops | 2 | 67188 | 41621.4516 | 2020-12-01 | BIG BEND COMMON | Sumps-A32-S | Sump Structure | 79584 | SUMP PUMP ; SALT WATER/SETTLING BASIN SUMP ; HAZELTON TYPE "VS" VERTICAL SUMP PUMPS, S/N N13732 AND N13733 (MARK NOS. 3WTW-P20A AND P20B) | 1976-06-15 | D751
311.40 Str & Improvements-BBCM | Nat Gas Ops | 2 | 67188 | 41621.4516 | 2020-12-01 | BIG BEND COMMON | Sumps-A32-S | Sump Structure | 79585 | SUMP PUMP ; SALT WATER/SETTLING BASIN SUMP ; HAZELTON TYPE "VS" VERTICAL SUMP PUMPS, S/N N13730 AND N13729 (MARK NOS. 3WTW-P3A AND P3B) | 1976-06-15 | D751
311.40 Str & Improvements-BBCM | Nat Gas Ops | 2 | 67188 | 41621.4516 | 2020-12-01 | BIG BEND COMMON | Sumps-A32-S | Sump Structure | 121628 | SUMP PUMP ; SALT WATER/SETTLING BASIN SUMP ; HAZELTON TYPE "VS" VERTICAL SUMP PUMPS, S/N N13730 AND N13731 (MARK NOS. 3WTW-P17A AND P17B) | 1976-06-15 | D751
311.40 Str & Improvements-BBCM | Nat Gas Ops | 2 | 49502 | 30665.3732 | 2020-12-01 | BIG BEND COMMON | Sumps-A32-S | Sump Structure | 79550 | SUMP PUMP ; FLOOR DRAIN SUMP ; HAZELTON PUMPS, TYPE "VS-DN", S/N, N-15451, 2, 3, 4, 5 AND 6 | 1976-06-15 | D751
311.40 Str & Improvements-BBCM | Nat Gas Ops | 1 | 40583.19 | 19338.1603 | 2020-12-01 | BIG BEND COMMON | Sumps-A32-S | Sump Structure | 98283 | SUMP PUMP ; FLOOR DRAIN SUMP ; INSTALL 1 SUMP HYDROEJECTOR AT BB4 09/08/95 TGC | 1995-03-15 | A7015-2007
311.40 Str & Improvements-BBCM | Nat Gas Ops | 2 | 35998 | 22299.9496 | 2020-12-01 | BIG BEND COMMON | Sumps-A32-S | Sump Structure | 114510 | SUMP PUMP ; FLOOR DRAIN SUMP ; ALLIS-CHALMERS VERTICAL FLOOR DRAIN SUMP PUMPS, S/N 751-18682-1-3 AND 1-2 (MARK NOS. 3WTW-P18A AND P18B) | 1976-06-15 | D751
311.40 Str & Improvements-BBCM | Nat Gas Ops | 2 | 35997 | 22299.3301 | 2020-12-01 | BIG BEND COMMON | Sumps-A32-S | Sump Structure | 121627 | SUMP PUMP ; FLOOR DRAIN SUMP ; ALLIS-CHALMERS VERTICAL FLOOR DRAIN SUMP PUMPS, S/N 751-18682-1-5 AND 1-1 (MARK NOS. 3WTW-P16A AND P16B) | 1976-06-15 | D751
311.40 Str & Improvements-BBCM | Nat Gas Ops | 1 | 23990.76 | 14140.9327 | 2020-12-01 | BIG BEND COMMON | Sumps-A32-S | Sump Structure | 79586 | SUMP PUMP ; SALT WATER/SETTLING BASIN SUMP ; SUMP PUMP 6 IN HAZLTN VS 316SST SHAFT SN N-18399 | 1981-06-15 | A7003-2008
311.40 Str & Improvements-BBCM | Nat Gas Ops | 1 | 20328.7 | 12111.4821 | 2020-12-01 | BIG BEND COMMON | Sumps-A32-S | Sump Structure | 79580 | SUMP PUMP ; FLOOR DRAIN SUMP ; SUMP PUMP HAZELTON TYPE "VS" 6" S/N N-17053 | 1980-06-15 | A7003-2008
311.40 Str & Improvements-BBCM | Nat Gas Ops | 2 | 19502.56 | 9293.0997 | 2020-12-01 | BIG BEND COMMON | Sumps-A32-S | Sump Structure | 98255 | SUMP PUMP ; BLOW DOWN RECOVERY SUMP ; THORTON & CO. BBC STACK ACID CONDENSATE SUMP PUMP 2-VERTIFLO PUMPS W/WET-END PARTS, 5HP/1200 RPM MOTOR, FOR 6 FT SUMP SN# 95-5344-7-1 SN# 95-5344-7-2 PO 17202 VO 353153 06/01/95 TGC | 1995-02-15 | A7014-2007
311.40 Str & Improvements-BBCM | Nat Gas Ops | 1 | 17998.5 | 11149.6651 | 2020-12-01 | BIG BEND COMMON | Sumps-A32-S | Sump Structure | 79579 | SUMP PUMP ; FLOOR DRAIN SUMP ; ALLIS CHALMERS VERTICAL FLOOR DRAIN SUMP PUMP SN#751-18682-1-6 MARK NO. 3WTW-P1A | 1976-06-15 | D751
311.40 Str & Improvements-BBCM | Nat Gas Ops | 1 | 17577.24 | 8550.0747 | 2020-12-01 | BIG BEND COMMON | Sumps-A32-S | Sump Structure | 98040 | SUMP PUMP ; FLOOR DRAIN SUMP ; SUMP PUMP FOR B1 FLOOR SUMP DRAIN MARK NO. 3WTW-P1B 12/5/94 FSK | 1994-12-15 | A7021-2008
311.40 Str & Improvements-BBCM | Nat Gas Ops | 1 | 15656.3 | 7299.2877 | 2020-12-01 | BIG BEND COMMON | Sumps-A32-S | Sump Structure | 117737 | SUMP PUMP ; FLOOR DRAIN SUMP ; BB 1A FLOOR DRAIN SUMP PUMP SN# 08/19/96 TGC | 1996-03-15 | A7017-2007
311.40 Str & Improvements-BBCM | Nat Gas Ops | 1 | 14031.6 | 7336.2385 | 2020-12-01 | BIG BEND COMMON | Sumps-A32-S | Sump Structure | 94133 | SUMP PUMP ; DEMINERALIZER WASTE SUMP ; GOULD MODEL #3796 PUMP INCLUDE PUMP MOTOR, COUPLING, AND BASE PLATE 10 HP MOTOR 10" IMPELLER P.O.23993 05/25/90 | 1990-12-15 | A7571
311.40 Str & Improvements-BBCM | Nat Gas Ops | 1 | 13047 | 7773.1732 | 2020-12-01 | BIG BEND COMMON | Sumps-A32-S | Sump Structure | 79581 | SUMP PUMP ; FLOOR DRAIN SUMP ; SUMP PUMP HAZELTON TYPE "VS" 4" S/N N-17594 | 1980-06-15 | A7003-2008
311.40 Str & Improvements-BBCM | Nat Gas Ops | 1 | 3019.6 | 1407.7994 | 2020-12-01 | BIG BEND COMMON | Sumps-A32-S | Sump Structure | 117845 | SUMP PUMP ; FLOOR DRAIN SUMP ; BB 2A FLOOR DRAIN SUMP PUMP SN# 08/19/96 TGC | 1996-03-15 | A7021-2008
311.40 Str & Improvements-BBCM | Nat Gas Ops | 1 | 2058.3 | 937.6581 | 2020-12-01 | BIG BEND COMMON | Sumps-A32-S | Sump Structure | 102211 | PUMPS ; WASTE WATER TRANSFER BASIN SUMP ; LABOR TO INSTALL REMANUFACTURED TRANSFER SUMP PUMP. 03/16/98 RJB | 1997-06-15 | A7044
311.40 Str & Improvements-BBCM | Nat Gas Ops | 1 | 1178.74 | 536.9747 | 2020-12-01 | BIG BEND COMMON | Sumps-A32-S | Sump Structure | 102212 | PUMPS ; WASTE WATER TRANSFER BASIN SUMP ; LABOR TO REMANUFACTURE TRANSFER SUMP PUMP. 04/09/98 RJB | 1997-06-15 | A7043
311.40 Str & Improvements-BBCM | Coal Ops | 1 | 1513416.2 | 861492.2402 | 2020-12-01 | BIG BEND COMMON | Control Building-A07-S | Superstructure | 89628 | SUPERSTRUCTURE ; COAL BLENDING BINS CONTROL TOWER ; COAL BLENDING CONTROL TOWER-SUPERST RUCTURE WITH ELEVATED SLABS AND SID ING -SUPERSTRUCTURE STEEL INCLUD ING FLOOR BEAMS,COLUMNS,BRACING,PUR LINS, STAIR TOWER AND ELEVATOR FRAM ING AND MEASURING 64' | 1984-08-15 | K3400
311.40 Str & Improvements-BBCM | Coal Ops | 1 | 1161686.44 | 661274.7066 | 2020-12-01 | BIG BEND COMMON | Tripper Room-A33-S | Superstructure | 89639 | SUPERSTRUCTURE ; COAL BLENDING TRIPPER ROOM ; COAL BLENDING TRIPPER ROOM SUPERSTR UCTURE WITH ELEVATED SLAB AND SIDIN G -SUPERSTRUCTURE STEEL INCLUD ING FLOOR BEAMS,COLUMNS,ROOF AND SI DING PURLINS AND BRACING AND MEASUR ING 42'W X 310'L X 26'H, | 1984-08-15 | K3400
311.40 Str & Improvements-BBCM | Coal Ops | 1 | 66903.83 | 40674.6364 | 2020-12-01 | BIG BEND COMMON | Maintenance Building-A18-S | Superstructure | 79322 | SUPERSTRUCTURE ; COAL FIELD MAINTENANCE BUILDING ; COALFIELD DOZER WORKSHOP W/ COMPLETE LIGHTING SYSTEM WOOD ROOF, WALLS, COMPLETE PLUMBING | 1978-06-15 | A7010-2008
311.40 Str & Improvements-BBCM | Coal Ops | 0 | 62091 | 40396.7033 | 2020-12-01 | BIG BEND COMMON | Change House / Locker Room-A05-S | Superstructure | 77899 | SUPERSTRUCTURE ; COAL CREW CHANGE HOUSE ; SUPERSTRUCTURE STRUCTURE STEEL, 11TONS FLOOR AND ROOF STEEL DECKING 2288SF STEEL ROLLING DOOR | 1970-06-15 | B02
311.40 Str & Improvements-BBCM | Coal Ops | 1 | 60610.48 | 31165.5336 | 2020-12-01 | BIG BEND COMMON | Maintenance Building-A18-S | Superstructure | 97579 | SUPERSTRUCTURE ; COAL FIELD MAINTENANCE BUILDING ; BBC T1 WALL ADDITION TO COAL FIELD MAINT. BUILDING 05/18/94 RJB | 1991-04-15 | A7016-2008
311.40 Str & Improvements-BBCM | Coal Ops | 0 | 59872 | 38953.0112 | 2020-12-01 | BIG BEND COMMON | Change House / Locker Room-A05-S | Superstructure | 114807 | SUPERSTRUCTURE ; BARGE CREW CHANGE HOUSE ; SUPERSTRUCTURE: 11TON STRUCTURAL STEEL 3634SF FLOOR AND ROOF STEEL DECKING ROLLING STEEL DOOR | 1970-06-15 | B02
311.40 Str & Improvements-BBCM | Coal Ops | 1 | 44626.67 | 7170.5187 | 2020-12-01 | BIG BEND COMMON | Screenwell-D22-S | Superstructure | 60404154 | BB FMS bypass gates hydraulic unit enclosure building replaced. | 2015-03-01 | A2522621
311.40 Str & Improvements-BBCM | Coal Ops | 1 | 39829.38 | 20824.2704 | 2020-12-01 | BIG BEND COMMON | Yard Area-A41-S | Superstructure | 97979 | CATWALK ; SCRUBBER AREA ; | 1990-04-15 | A7540
311.40 Str & Improvements-BBCM | Coal Ops | 1 | 38443.38 | 23814.8074 | 2020-12-01 | BIG BEND COMMON | Control Building-A07-S | Superstructure | 79325 | SUPERSTRUCTURE ; SPRAY IRRIGATION CONTROL HOUSE ; CONCRETE BLOCK RECYCLE AND SPRAY IRRIGATION CONTROL HOUSE 10'8" X 16'COMPLETE | 1976-06-15 | D751
311.40 Str & Improvements-BBCM | Coal Ops | 65 | 29945.44 | 13961.1774 | 2020-12-01 | BIG BEND COMMON | Yard Area-A41-S | Superstructure | 98949 | CATWALK ; SCRUBBER AREA ; BB FGD INTEGRATION GUILLOTINE DAMPER CATWALK ADDITION INSTALL 65 FT CATWALK ACCESS PLATFO RM EXTENDING FROM SOUTH WALL OF BB3 UPPER FLYASH, TYING INTO EXISTING FGD INTEGRATION GUILLOTINE CATWALK AT ELEVATION 111'-6". 05/22/97 T | 1996-08-15 | A7030
311.40 Str & Improvements-BBCM | Coal Ops | 1 | 14459.97 | 2670.6051 | 2020-12-01 | BIG BEND COMMON | Storage Building-A30-S | Superstructure | 47809014 | BB FGD Maintenance conex installed to include electrical and lights | 2014-08-15 | A2469440
311.40 Str & Improvements-BBCM | Coal Ops | 0 | 12821 | 8082.3043 | 2020-12-01 | BIG BEND COMMON | Pump House-A24-S | Superstructure | 24687544 | SUPERSTRUCTURE ; FUEL OIL PUMP HOUSE ; FUEL OIL PUMP HOUSE SUPERSTRUCTURE: REINFORCED CONCRETE WALLS AND FLOOD WALLS (43 1/2 CU. YD. CONCRETE) | 1974-06-15 | E15-2008
311.40 Str & Improvements-BBCM | Coal Ops | 1 | 11838.06 | 6900.3713 | 2020-12-01 | BIG BEND COMMON | Change House / Locker Room-A05-S | Superstructure | 77600 | SUPERSTRUCTURE ; BARGE CREW CHANGE HOUSE ; RAMP FOR EAST SIDE OF 8TH FLOOR, FOR WALKWAY ACCESS TO SOOTBLOWERS | 1982-06-15 | A7170-2007
311.40 Str & Improvements-BBCM | Coal Ops | 1 | 10758.32 | 6270.994 | 2020-12-01 | BIG BEND COMMON | Change House / Locker Room-A05-S | Superstructure | 24012027 | SUPERSTRUCTURE ; BARGE CREW CHANGE HOUSE ; RAMP (STEEL) FOR EAST SIDE OF 8TH FLOOR FOR SOOTBLOWER | 1982-06-15 | A7250-2007
311.40 Str & Improvements-BBCM | Coal Ops | 1 | 6033.35 | 969.4259 | 2020-12-01 | BIG BEND COMMON | Pump House-A24-S | Superstructure | 50157526 | BBC ignition oil pump house storm door 59 replaced. | 2015-01-24 | A2502692
311.40 Str & Improvements-BBCM | Coal Ops | 0 | 5292 | 3336.0545 | 2020-12-01 | BIG BEND COMMON | Pump House-A24-S | Superstructure | 24687534 | SUPERSTRUCTURE ; FUEL OIL PUMP HOUSE ; FUEL OIL PUMP HOUSE ONE FLOOD DOOR INCLUDING STEEL FRAME | 1974-06-15 | E15-2008
311.40 Str & Improvements-BBCM | Coal Ops | 1 | 4383.05 | 2611.3441 | 2020-12-01 | BIG BEND COMMON | Change House / Locker Room-A05-S | Superstructure | 79251 | SUPERSTRUCTURE ; COAL CREW CHANGE HOUSE ; REVISION FOR OFFICE SPACE | 1980-06-15 | A7031
311.40 Str & Improvements-BBCM | Coal Ops | 1 | 3393.99 | 1907.7409 | 2020-12-01 | BIG BEND COMMON | Change House / Locker Room-A05-S | Superstructure | 122982 | SUPERSTRUCTURE ; COAL CREW CHANGE HOUSE ; BB COALFIELD CREW CHANGEHOUSE UPGRADE SUPERSTRUCTURE WOOD AND PLYWOOD. | 1985-06-15 | A7017-2007
311.40 Str & Improvements-BBCM | Nat Gas Ops | 1 | 22344780.61 | 4126847.0288 | 2020-12-01 | BIG BEND COMMON | Storage Building-A30-S | Superstructure | 100290071 | BB install a new gypsum storage area for units 1-3 to include a conveyor system, storage shelters to maintain moisture quality. For environmental compliance | 2014-11-01 | B2741-2011
311.40 Str & Improvements-BBCM | Nat Gas Ops | 1 | 2471696.02 | 753941.956 | 2020-12-01 | BIG BEND COMMON | Warehouse-A36-S | Superstructure | 25746634 | 30000 SF WARE HOUSE FOR SPARE PARTS | 2008-06-01 | B2041-2007
311.40 Str & Improvements-BBCM | Nat Gas Ops | 1 | 1053492.62 | 652614.9324 | 2020-12-01 | BIG BEND COMMON | Office Building-A19-S | Superstructure | 114498 | SUPERSTRUCTURE ; OFFICE AND SHOPS ; SUPERSTRUCTURE INCLUDING 188 TONS STRUCTURAL STEEL,CONCRETE SIDING, MASONRY,AND INTERIOR WALLS | 1976-06-15 | C54-2008
311.40 Str & Improvements-BBCM | Nat Gas Ops | 1 | 902727.44 | 145048.3313 | 2020-12-01 | BIG BEND COMMON | Electrical Building-A09-S | Superstructure | 53380150 | BBC Recycle water new electrical building installed to provide power to both inside and outside | 2015-02-01 | A2386783
311.40 Str & Improvements-BBCM | Nat Gas Ops | 0 | 508523 | 330847.5098 | 2020-12-01 | BIG BEND COMMON | Office Building-A19-S | Superstructure | 127208 | SUPERSTRUCTURE ; OFFICE AND SHOPS ; SUPERSTRUCTURE CONSISTING OF: 184 TON STEEL 10513 SF MASONRY WALL 104 CY CONCRETE SUPPORTED FLOORS & BEAMS | 1970-06-15 | B02
311.40 Str & Improvements-BBCM | Nat Gas Ops | 1 | 243092.93 | 78241.7616 | 2020-12-01 | BIG BEND COMMON | Analyzing Building-A02-S | Superstructure | 24012399 | SUPERSTRUCTURE ; ANALYZING BUILDING ; CTL CEM TESTING TRAILER THIS TRAILER CONSISTS OF MONITORING DEVICES TO TEST CEMS AT OUR VARIOUS STATIONS. INCLUDES STRUCTURE AND RELATED SET UP. 07/22/08 RJB | 2007-12-15 | H0504-2007
311.40 Str & Improvements-BBCM | Nat Gas Ops | 1 | 202088 | 102106.0068 | 2020-12-01 | BIG BEND COMMON | Maintenance Building-A18-S | Superstructure | 117333 | SUPERSTRUCTURE ; MAINTENANCE BUILDING ; SUPERSTRUCTURE CONSTRUCT NEW MCS METAL BUILDING ADDITION 50' X 100' INSTALLED ON A 6" SLAG, INSULATED ROOF, SIDE WALLS INC: MEN'S RESTROOM, A 15' X 15' BREAKROOM, 4 OFFICE APPROX 12'X 12' 2 OUTSIDE DOORS, 2- 10' X | 1992-08-15 | L1776
311.40 Str & Improvements-BBCM | Nat Gas Ops | 0 | 200764.32 | 130618.2323 | 2020-12-01 | BIG BEND COMMON | Electrical Building-A09-S | Superstructure | 77732 | SUPERSTRUCTURE ; SCREENWELL ELECTRICAL BUILDING ; SCREENWELL HOUSE STRUCTURE | 1970-06-15 | B026
311.40 Str & Improvements-BBCM | Nat Gas Ops | 1 | 199522.37 | 112150.2951 | 2020-12-01 | BIG BEND COMMON | Wash House-A37-S | Superstructure | 123322 | SUPERSTRUCTURE ; WAREHOUSE ; CONSTRUCTION WAREHOUSE-SUPERSTRUCTU RE. MANUFACTURED BY BUTLER MANUFACT URING CO. BUILDING IS 150' X 150' W ITH 15' EAVE HEIGHT AND 1/2:12 ROOF PITCH, RATED U.L. CLASS 90, WIND U PLIFT RATING 200 MPH. THE PRIMARY STRUCTURE I | 1985-02-15 | F05-2008
311.40 Str & Improvements-BBCM | Nat Gas Ops | 1 | 144651.17 | 67439.3379 | 2020-12-01 | BIG BEND COMMON | Maintenance Building-A18-S | Superstructure | 89458 | SUPERSTRUCTURE ; BIG BEND BLAST BUILDING ; SAND BLAST BUILDING FROM TECO STEVEDORING SEP-01 | 1996-12-15 | TSP
311.40 Str & Improvements-BBCM | Nat Gas Ops | 0 | 139037 | 87648.3381 | 2020-12-01 | BIG BEND COMMON | Turbine Building-A34-S | Superstructure | 24687559 | SUPERSTRUCTURE ; TURBINE BUILDING ; GAS TURBINE AREA FLOODWALL (AND FLOOD DOORS) 11 TONS OF SHEET PILES, PMA-22 | 1974-06-15 | E154
311.40 Str & Improvements-BBCM | Nat Gas Ops | 1 | 122233.14 | 77696.7131 | 2020-12-01 | BIG BEND COMMON | Electrical Building-A09-S | Superstructure | 114580 | SUPERSTRUCTURE ; SCREENWELL ELECTRICAL BUILDING ; SCREENWELL HOUSE STRUCTURE SUBSTRUCTURE AND SUPERSTRUCTURE | 1973-06-15 | B09/F
311.40 Str & Improvements-BBCM | Nat Gas Ops | 1 | 110185 | 68257.1239 | 2020-12-01 | BIG BEND COMMON | Maintenance Building-A18-S | Superstructure | 78107 | SUPERSTRUCTURE ; MAINTENANCE BUILDING ; SUPERSTRUCTURE INCLUDING 27 TONS STRUCTURAL STEEL & IRON WORK, CORRUGATED ASBESTOS SIDING, AND MASONRY WALLS | 1976-06-15 | C54-2008
311.40 Str & Improvements-BBCM | Nat Gas Ops | 1 | 109472.12 | 60727.3991 | 2020-12-01 | BIG BEND COMMON | Maintenance Building-A18-S | Superstructure | 88914 | SUPERSTRUCTURE ; BB4 BOILER MAINTENANCE SHOP ; CONSTRUCTED OF 4100 SF OF CONCRETE BLOCK WALLS WITH CAST IN PLACE CONCRETE BEAMS AND COLUMNS. ROOF SUPPORTS 18 TYPE "A"(24LH07) JOISTS AND 20 TYPE "B" (24LH07) JOISTS W/CROSS BRACING. TWO 40LF 2 TON HOIST TR | 1986-06-15 | G54/8
311.40 Str & Improvements-BBCM | Nat Gas Ops | 1 | 105603.04 | 16968.0726 | 2020-12-01 | BIG BEND COMMON | Maintenance Building-A18-S | Superstructure | 60649935 | BB golf cart maintence shed built to include foundation, shed, air lines, electrical outlets and storated area for AC unit | 2015-07-01 | A2518793
311.40 Str & Improvements-BBCM | Nat Gas Ops | 1 | 103143.64 | 57976.4047 | 2020-12-01 | BIG BEND COMMON | Maintenance Building-A18-S | Superstructure | 87578 | SUPERSTRUCTURE ; BB4 BOILER MAINTENANCE SHOP ; GC SERVICE OFFICE/LUNCH BLDG. | 1985-06-15 | E3576
311.40 Str & Improvements-BBCM | Nat Gas Ops | 1 | 80148.58 | 40495.4844 | 2020-12-01 | BIG BEND COMMON | Office Building-A19-S | Superstructure | 116121 | BUILDING ADDITION ; BIG BEND OFFICE BUILDING ; ADDITION TO OFFICE BUILDING FROM TECO STEVEDORING SEP-01 | 1992-05-15 | TSP
311.40 Str & Improvements-BBCM | Nat Gas Ops | 1 | 75609.52 | 44072.573 | 2020-12-01 | BIG BEND COMMON | Service Water-A28-S | Superstructure | 116037 | SUPERSTRUCTURE ; MCS SERVICE BUILDING ; 1EA ARMCO METAL BUILDING, 120' X 70'X 12' W/INTERMEDIATE RIGID STRUCTURAL FRAMES, 4624 SF 24 GAUGE ARMCO INTERLOCKING EXTERIOR WALL PANELS, 5EA EXTERIOR HOLLOW METAL DOORS, 16EA 3'-8"X2'-9" & 2EA 2'-4" X2'-9" HORIZ | 1982-06-15 | L48
311.40 Str & Improvements-BBCM | Nat Gas Ops | 1 | 64505.97 | 37600.3454 | 2020-12-01 | BIG BEND COMMON | Service Water-A28-S | Superstructure | 123174 | SUPERSTRUCTURE ; MCS SERVICE BUILDING ; 1EA BUTLER OFFICE BUILDING, 80'X 70'X 12' W/STRUCTURAL STEEL RIGID FRAMES, EXTERIOR COLUMNS, 3600 SF 24 GAUGE GALV. INTERLOCKING SIDING PANELS, 4EA EXTERIOR DOORS, GUTTER W/DOWNSPOUTS, 7EA 3'-8" X 2'-9" AND 2EA 3'- | 1982-06-15 | L48
311.40 Str & Improvements-BBCM | Nat Gas Ops | 1 | 56999.29 | 4547.2398 | 2020-12-01 | BIG BEND COMMON | Screenwell-D22-S | Superstructure | 299178689 | SCREENWELL DOCK DAVIT ADDITION | 2018-03-27 | A2658579
311.40 Str & Improvements-BBCM | Nat Gas Ops | 6 | 47223.72 | 26544.1621 | 2020-12-01 | BIG BEND COMMON | Storage Building-A30-S | Superstructure | 115792 | SUPERSTRUCTURE ; WASTE OIL STORAGE BUILDING ; SUPERSTRUCTURE COMPRISED OF A STRU- CTURAL STEEL FRAME THAT IS ENCLOSED WITH 850 SF OF ROBERTSON VERSACOR HR5-36 SIDING. EXTERIOR STORAGE AREA PARTIALLY ENCLOSED BY 43 LF OF 6' HIGH SECURITY TYPE CHAIN LINK F | 1985-06-15 | D8476
311.40 Str & Improvements-BBCM | Nat Gas Ops | 1 | 44365.19 | 6001.4682 | 2020-12-01 | BIG BEND COMMON | Guard House-A14-S | Superstructure | 140281520 | New Bayside Guardhouse | 2016-12-01 | A2618249
311.40 Str & Improvements-BBCM | Nat Gas Ops | 1 | 39029.12 | 19719.6647 | 2020-12-01 | BIG BEND COMMON | Maintenance Building-A18-S | Superstructure | 124235 | SUPERSTRUCTURE ; GARAGE STEAM CLEANING BUILDING ; BBC GARAGE STEAM CLEANING BUILDING. TO BE USED BY BUILDING SERVICE. LOCATED IN BB GARAGE. 05/18/94 RJB | 1992-05-15 | A7010-2008
311.40 Str & Improvements-BBCM | Nat Gas Ops | 1 | 36781.38 | 23186.8267 | 2020-12-01 | BIG BEND COMMON | Wash House-A37-S | Superstructure | 79273 | SUPERSTRUCTURE ; WAREHOUSE ; WAREHOUSE ADDITION | 1974-06-15 | D6977
311.40 Str & Improvements-BBCM | Nat Gas Ops | 1 | 36174.26 | 8282.8467 | 2020-12-01 | BIG BEND COMMON | Storage Building-A30-S | Superstructure | 35306289 | Waterfront tool and equipment storage building replaced with a 18'x20'x12' building with 3 windows, a personel door, plus a 10'x10' rollup door | 2012-05-01 | A7036-2011
311.40 Str & Improvements-BBCM | Nat Gas Ops | 0 | 33880 | 21357.809 | 2020-12-01 | BIG BEND COMMON | Maintenance Building-A18-S | Superstructure | 24687554 | SUPERSTRUCTURE ; MAINTENANCE BUILDING ; MAINTENANCE BUILDING SUPERSTRUCTURE: ONE PREFABRICATED BUILDING 50 FT. LONG X 30 FT. WIDE X 14 FT. HIGH, WITH GALVANIZED "KORAD" SIDING AND ROOF PANELS | 1974-06-15 | E151
311.40 Str & Improvements-BBCM | Nat Gas Ops | 1 | 29173.12 | 17380.832 | 2020-12-01 | BIG BEND COMMON | Wash House-A37-S | Superstructure | 113622 | SUPERSTRUCTURE ; WAREHOUSE ; STEEL CANOPY FOR WEST OUTSIDE WALL | 1980-06-15 | A7070
311.40 Str & Improvements-BBCM | Nat Gas Ops | 1 | 27298.9 | 16264.2047 | 2020-12-01 | BIG BEND COMMON | Wash House-A37-S | Superstructure | 79271 | SUPERSTRUCTURE ; WAREHOUSE ; OFFICE ADDITION TO 2ND FLOOR WAREHOUSE | 1980-06-15 | A71-2008
311.40 Str & Improvements-BBCM | Nat Gas Ops | 1 | 25347.08 | 3428.8075 | 2020-12-01 | BIG BEND COMMON | Guard House-A14-S | Superstructure | 93551224 | BB gate 52 guard house replaced. | 2016-04-22 | A2585062
311.40 Str & Improvements-BBCM | Nat Gas Ops | 0 | 23535 | 15311.9842 | 2020-12-01 | BIG BEND COMMON | Fire / Water Building-A13-S | Superstructure | 77631 | SUPERSTRUCTURE ; FIRE AND SERVICE WATER BUILDING ; SUPERSTRUCTURE: STRUCTURAL STEEL 2TONS MASONRY WALL 831 SF | 1970-06-15 | B02
311.40 Str & Improvements-BBCM | Nat Gas Ops | 0 | 21847.17 | 13772.3638 | 2020-12-01 | BIG BEND COMMON | Turbine Building-A34-S | Superstructure | 24687564 | SUPERSTRUCTURE ; TURBINE BUILDING ; GAS TURBINE AREA FLOODWALL (AND FLOOD DOORS) 3 FLOOD DOORS | 1974-06-15 | E154
311.40 Str & Improvements-BBCM | Nat Gas Ops | 1 | 21679.3 | 10753.0551 | 2020-12-01 | BIG BEND COMMON | Wash House-A37-S | Superstructure | 124248 | SUPERSTRUCTURE ; WAREHOUSE ; INSULATE ROOF SECTION OF WAREHOUSE 071 AT BIG BEND 03/30/94 TGC | 1993-06-15 | A7053
311.40 Str & Improvements-BBCM | Nat Gas Ops | 1 | 21286.98 | 13186.8043 | 2020-12-01 | BIG BEND COMMON | Office Building-A19-S | Superstructure | 127964 | SUPERSTRUCTURE ; OFFICE AND SHOPS ; GREAT DANE, S#72691, #167-T TOOL TRAILER | 1976-06-15 | E9380
311.40 Str & Improvements-BBCM | Nat Gas Ops | 1 | 19275 | 3097.0661 | 2020-12-01 | BIG BEND COMMON | Guard House-A14-S | Superstructure | 89262593 | Guard house at gate 82 installed. | 2015-12-31 | A2575021
311.40 Str & Improvements-BBCM | Nat Gas Ops | 1 | 19275 | 3097.0661 | 2020-12-01 | BIG BEND COMMON | Guard House-A14-S | Superstructure | 89262600 | Guard house at gate 80 installed. | 2015-12-31 | A2575021
311.40 Str & Improvements-BBCM | Nat Gas Ops | 1 | 17709.52 | 10438.5659 | 2020-12-01 | BIG BEND COMMON | Storage Building-A30-S | Superstructure | 79327 | SUPERSTRUCTURE ; GAS BOTTLE STORAGE RACK ; GAS BOTTLE STORAGE RACK | 1981-06-15 | A7067-2007
311.40 Str & Improvements-BBCM | Nat Gas Ops | 1 | 16699.15 | 9733.8868 | 2020-12-01 | BIG BEND COMMON | Service Water-A28-S | Superstructure | 123175 | SUPERSTRUCTURE ; MCS SERVICE BUILDING ; GOLF CART PARKING AREA, 21.4 CY REINFORCED CONCRETE SLAB, APPROX. 20'-0" X 61'-0" X6". 1220 SF 3" HIGH RISE ALUMINUM CANOPY. 110 SF ALUMINUM VERTICAL SIDING. 11EA 10'-0" X 3" X3" ALUMINUM POST. 64 LF GUTTER & DOWNS | 1982-06-15 | L48
311.40 Str & Improvements-BBCM | Nat Gas Ops | 2 | 16525.16 | 4121.8669 | 2020-12-01 | BIG BEND COMMON | Waste Water Treatment-A38-S | Superstructure | 27320033 | BBC E WASTE STORAGE AREA SUPERSTRUCTURE | 2011-01-01 | A7610-2010
311.40 Str & Improvements-BBCM | Nat Gas Ops | 1 | 14536.63 | 3015.1958 | 2020-12-01 | BIG BEND COMMON | Storage Building-A30-S | Superstructure | 40098480 | BBC Gas bottle storage building replaced including the lighting and fence | 2013-01-31 | A2394705
311.40 Str & Improvements-BBCM | Nat Gas Ops | 1 | 13645.68 | 5908.1047 | 2020-12-01 | BIG BEND COMMON | Maintenance Building-A18-S | Superstructure | 119122 | ARCHITECTURAL FEATURES ; MAINTENANCE BUILDING ; BB#2 SCREENWELL SHOP CONSTRUCT PRE-ENGINEERED STEEL WORKSHOP AT #2 SCREENWELL. INC. WALLS, WINDOWS, ROOF. 18' WIDE X 20'6" LONG AND 12' HIGH AT EAVE. 07/29/99 RJB | 1999-02-15 | A7083
311.40 Str & Improvements-BBCM | Nat Gas Ops | 0 | 11751.31 | 7144.2885 | 2020-12-01 | BIG BEND COMMON | Office Building-A19-S | Superstructure | 76720 | SUPERSTRUCTURE ; OFFICE AND SHOPS ; CONVERT #207 TO LUNCHROOM | 1978-06-15 | A6935-2007
311.40 Str & Improvements-BBCM | Nat Gas Ops | 1 | 11739.9 | 5823.0566 | 2020-12-01 | BIG BEND COMMON | Fabrication Building-A10-S | Superstructure | 97580 | SUPERSTRUCTURE ; FABRICATION BUILDING ; 40' X 80' CONCRETE SLAB FOR FABRICATION SHOP LAYDOWN/WORK AREA. 05/18/94 RJB | 1993-03-15 | A7057-2007
311.40 Str & Improvements-BBCM | Nat Gas Ops | 1 | 10852.97 | 5938.0179 | 2020-12-01 | BIG BEND COMMON | Guard House-A14-S | Superstructure | 93192 | SUPERSTRUCTURE ; GUARD HOUSE ; SUPERSTRUCTURE FOR BIG BEND GUARDHOUSE GATE #34 & 35 (SAME BUILDING). INCLS; WINDOW FIXTURES, DOOR FIXTURES, DRYWALL , INSULATION APPROX. 210 SQ. FT. | 1987-01-15 | A7029
311.40 Str & Improvements-BBCM | Nat Gas Ops | 0 | 10721.15 | 6517.9957 | 2020-12-01 | BIG BEND COMMON | Office Building-A19-S | Superstructure | 77637 | SUPERSTRUCTURE ; OFFICE AND SHOPS ; MODIFY INT. OFFICE STRUCTURE | 1978-06-15 | A7103-2008
311.40 Str & Improvements-BBCM | Nat Gas Ops | 1 | 10469.11 | 6170.8333 | 2020-12-01 | BIG BEND COMMON | Wash House-A37-S | Superstructure | 114821 | SUPERSTRUCTURE ; WAREHOUSE ; WAREHOUSE STORAGE AREA | 1981-06-15 | A7017-2007
311.40 Str & Improvements-BBCM | Nat Gas Ops | 1 | 10096.86 | 5675.3828 | 2020-12-01 | BIG BEND COMMON | Electrical Building-A09-S | Superstructure | 123357 | SUPERSTRUCTURE ; SCREENWELL ELECTRICAL BUILDING ; SCREENWELL ELECTRICAL BLDG ADDITION . BUILDING SUPERSTRUCTURE IS CONSTR UCTED OF 570 SF OF CONCRETE BLOCK. NEW WALLS TIE TO EXISTING ON EAST SIDE OF NEW BLDG. ROOF SUPPORT STEE L WEIGHS 40 TONS. BUI | 1985-02-15 | F05-2008
311.40 Str & Improvements-BBCM | Nat Gas Ops | 0 | 9991 | 6298.2842 | 2020-12-01 | BIG BEND COMMON | Turbine Building-A34-S | Superstructure | 24687569 | SUPERSTRUCTURE ; TURBINE BUILDING ; GAS TURBINE AREA FLOODWALL (AND FLOOD DOORS) 800 LIN. FT OF 10WF25 | 1974-06-15 | E154
311.40 Str & Improvements-BBCM | Nat Gas Ops | 0 | 8969.39 | 5399.1667 | 2020-12-01 | BIG BEND COMMON | Office Building-A19-S | Superstructure | 122522 | SUPERSTRUCTURE ; OFFICE AND SHOPS ; CONVERT #222 TO LUNCHROOM | 1979-06-15 | A6907-2005
311.40 Str & Improvements-BBCM | Nat Gas Ops | 1 | 7932.59 | 4340.1817 | 2020-12-01 | BIG BEND COMMON | Guard House-A14-S | Superstructure | 93191 | SUBSTRUCTURE INCLUDING FLOOR SLAB ; GUARD HOUSE ; FOUNDATION FOR BIG BEND GUARDHOUSE GATE #34 & #35 (SAME BUILDING) APPROX. 210 SQ. FT. | 1987-01-15 | A7029
311.40 Str & Improvements-BBCM | Nat Gas Ops | 1 | 7892.6 | 4889.2878 | 2020-12-01 | BIG BEND COMMON | Office Building-A19-S | Superstructure | 76700 | SUPERSTRUCTURE ; OFFICE AND SHOPS ; MOBILETTE, 12X60, S# 3455, OFFICE | 1976-06-15 | E9380
311.40 Str & Improvements-BBCM | Nat Gas Ops | 1 | 7765.75 | 3172.7408 | 2020-12-01 | BIG BEND COMMON | Guard House-A14-S | Superstructure | 126180 | SUPERSTRUCTURE ; GUARD HOUSE ; REPLACE GUARDHOUSE AT GATE 36 AND INSTALL AUTO ACCESS. 09/18/01 RJB | 2001-12-15 | A7719-2007
311.40 Str & Improvements-BBCM | Nat Gas Ops | 1 | 6535.73 | 3179.1669 | 2020-12-01 | BIG BEND COMMON | Wash House-A37-S | Superstructure | 117556 | SUPERSTRUCTURE ; WAREHOUSE ; 2- 12 X 12 ROLLUP COING DOORS BB WHAREHOUSE #2 W/NEW ATLAS STEEL DOORS COMPLETE W/ELECTRIC OPERATORS 08/18/94 TGC | 1994-04-15 | A7018-2008
311.40 Str & Improvements-BBCM | Nat Gas Ops | 1 | 6500 | 3342.2598 | 2020-12-01 | BIG BEND COMMON | Storage Building-A30-S | Superstructure | 124269 | SUPERSTRUCTURE ; WASTE OIL STORAGE BUILDING ; EXPAND EXISTING WASTE OIL STORAGE BUILDING. 07/26/94 RJB | 1991-11-15 | A7544-2007
311.40 Str & Improvements-BBCM | Nat Gas Ops | 1 | 6497.75 | 3604.4927 | 2020-12-01 | BIG BEND COMMON | Maintenance Building-A18-S | Superstructure | 88763 | SUPERSTRUCTURE ; MAINTENANCE BUILDING ; UNDERSIDE OF ROOF 6" VINYL CLAD FIBERGLASS INSULATION. SIDEWALL 4" VINYL CLAD FIBERGLASS INSULATION | 1986-06-15 | A7008-2007
311.40 Str & Improvements-BBCM | Nat Gas Ops | 1 | 5864.49 | 1887.5416 | 2020-12-01 | BIG BEND COMMON | Office Building-A19-S | Superstructure | 192344 | SUPERSTRUCTURE ; OFFICE BUILDING ; FUELS CONFERENCE ROOM LABOR AND MATERIALS WHA 3/17/08 | 2007-05-15 | A6926-2007
311.40 Str & Improvements-BBCM | Nat Gas Ops | 1 | 5180 | 2519.7009 | 2020-12-01 | BIG BEND COMMON | Storage Building-A30-S | Superstructure | 89464 | SUPERSTRUCTURE ; OIL CONTAINMENT BUILDING ; ROLL UP DOOR FROM TECO STEVEDORING SEP-01 | 1994-12-15 | TSP
311.40 Str & Improvements-BBCM | Nat Gas Ops | 1 | 4479.65 | 2640.4511 | 2020-12-01 | BIG BEND COMMON | Maintenance Building-A18-S | Superstructure | 79295 | SUPERSTRUCTURE ; MAINTENANCE BUILDING ; BREAKROOM FOR MAINT. BUILDING | 1981-06-15 | A7068-2007
311.40 Str & Improvements-BBCM | Nat Gas Ops | 1 | 4240 | 2626.5844 | 2020-12-01 | BIG BEND COMMON | Electrical Building-A09-S | Superstructure | 78105 | SUPERSTRUCTURE ; ELECTRICAL BUILDING ; SUPERSTRUCTURE-13X18X12 FT CONCRETE BLDG | 1976-06-15 | C&G54
311.40 Str & Improvements-BBCM | Nat Gas Ops | 0 | 4072 | 2566.9716 | 2020-12-01 | BIG BEND COMMON | Fire Protection-A12-S | Superstructure | 24687529 | SUPERSTRUCTURE ; FOAM HOUSE ; FOAM HOUSE(SHELTER) SUPERSTRUCTURE: STRUCTURAL STEEL FRAMING (4562 LBS.) | 1974-06-15 | 37-41
311.40 Str & Improvements-BBCM | Nat Gas Ops | 0 | 3770 | 2376.5921 | 2020-12-01 | BIG BEND COMMON | Fire Protection-A12-S | Superstructure | 24687524 | SUPERSTRUCTURE ; FOAM HOUSE ; FOAM HOUSE (SHELTER) SUBSTRUCTURE: FLOOR SLAB (24 CU. YD. REIN- FORCED CONCRETE) | 1974-06-15 | 37-41
311.40 Str & Improvements-BBCM | Nat Gas Ops | 1 | 3463.84 | 2063.695 | 2020-12-01 | BIG BEND COMMON | Maintenance Building-A18-S | Superstructure | 121813 | SUPERSTRUCTURE ; MAINTENANCE BUILDING ; MOVE EXISTING BREAKROOM FOR ADDITIONAL SPACE | 1980-06-15 | A7068-2007
311.40 Str & Improvements-BBCM | Nat Gas Ops | 1 | 3329.13 | 1682.0601 | 2020-12-01 | BIG BEND COMMON | Maintenance Building-A18-S | Superstructure | 190838 | SUPERSTRUCTURE ; MAINTENANCE BUILDING ; BBC BLDG SVC OFF EXPANSION INTERNAL PARTIONS, HANGING CEILINGS, MISC MATL 03/21/94 TGC | 1992-05-15 | A7011-2008
311.40 Str & Improvements-BBCM | Nat Gas Ops | 1 | 3206.78 | 1910.5431 | 2020-12-01 | BIG BEND COMMON | Office Building-A19-S | Superstructure | 76708 | SUPERSTRUCTURE ; OFFICE AND SHOPS ; LIFTING BEAM MACHINE SHOP | 1980-06-15 | A6921
311.40 Str & Improvements-BBCM | Nat Gas Ops | 1 | 3120 | 1896.8251 | 2020-12-01 | BIG BEND COMMON | Office Building-A19-S | Superstructure | 76719 | SUPERSTRUCTURE ; OFFICE AND SHOPS ; FRUEHAUF, S#6181, #222-T, LUNCHROOM | 1978-06-15 | A6931-2006
311.40 Str & Improvements-BBCM | Nat Gas Ops | 1 | 3034.2 | 1826.451 | 2020-12-01 | BIG BEND COMMON | Fire / Water Building-A13-S | Superstructure | 114857 | SUPERSTRUCTURE ; FIRE AND SERVICE WATER BUILDING ; ACCESS LADDER FOR INSIDE AND OUTSIDE FIRE PUMP | 1979-06-15 | A7008-2007
311.40 Str & Improvements-BBCM | Nat Gas Ops | 0 | 2876 | 1813.0183 | 2020-12-01 | BIG BEND COMMON | Maintenance Building-A18-S | Superstructure | 24687549 | SUPERSTRUCTURE ; MAINTENANCE BUILDING ; MAINTENANCE BUILDING ONE ROLLING STEEL DOOR, INCLU- DING CHAIN AND HARDWARE | 1974-06-15 | E151
311.40 Str & Improvements-BBCM | Nat Gas Ops | 0 | 2740 | 1727.2844 | 2020-12-01 | BIG BEND COMMON | Turbine Building-A34-S | Superstructure | 24687574 | SUPERSTRUCTURE ; TURBINE BUILDING ; GAS TURBINE AREA FLOODWALL (AND FLOOD DOORS) SILLS FOR FLOOD DOORS (22 CU. YD. OF REINFORCED CONCRETE) | 1974-06-15 | E154
311.40 Str & Improvements-BBCM | Nat Gas Ops | 1 | 2216 | 507.3991 | 2020-12-01 | BIG BEND COMMON | Fabrication Building-A10-S | Superstructure | 35306667 | The 8'X8' rollup door at the Big Bend Fabrication Shop replaced | 2012-09-28 | A7073-2012
311.40 Str & Improvements-BBCM | Nat Gas Ops | 1 | 2050.86 | 1017.2381 | 2020-12-01 | BIG BEND COMMON | Wash House-A37-S | Superstructure | 97638 | SUPERSTRUCTURE ; WAREHOUSE ; ADD LADIES RESTROOM FACILITY TO EXISTING MEN'S RESTROOM AT BB STOREROOM HANGING CEILING ($1400) 03/09/94 TGC | 1993-03-15 | A7054
311.40 Str & Improvements-BBCM | Nat Gas Ops | 1 | 1994.46 | 1200.5746 | 2020-12-01 | BIG BEND COMMON | Wash House-A37-S | Superstructure | 79272 | SUPERSTRUCTURE ; WAREHOUSE ; COUNTER, WOODEN | 1979-06-15 | A7505-2007
311.40 Str & Improvements-BBCM | Nat Gas Ops | 1 | 1581.5 | 961.4836 | 2020-12-01 | BIG BEND COMMON | Office Building-A19-S | Superstructure | 114828 | SUPERSTRUCTURE ; OFFICE AND SHOPS ; MILLER TRAILER #207-T LUNCHROOM | 1978-06-15 | A6931-2006
311.40 Str & Improvements-BBCM | Nat Gas Ops | 1 | 1546 | 1005.835 | 2020-12-01 | BIG BEND COMMON | Fire / Water Building-A13-S | Superstructure | 78490 | SUPERSTRUCTURE ; FIRE AND SERVICE WATER BUILDING ; FABRICATED STEEL PLATFORM TO GO W/ THE FIRE PUMP HOUSE | 1970-06-15 | 15.21
311.40 Str & Improvements-BBCM | Nat Gas Ops | 0 | 1300.09 | 790.3985 | 2020-12-01 | BIG BEND COMMON | Office Building-A19-S | Superstructure | 77659 | SUPERSTRUCTURE ; OFFICE AND SHOPS ; LADDER & PLATFORM TO ROOF OF CONTROL ROOM | 1978-06-15 | A7505-2007
311.40 Str & Improvements-BBCM | Nat Gas Ops | 1 | 1040 | 626.0329 | 2020-12-01 | BIG BEND COMMON | Office Building-A19-S | Superstructure | 76707 | SUPERSTRUCTURE ; OFFICE AND SHOPS ; 8'X20' PORTABLE TOOL ROOM, STEEL | 1979-06-15 | A6931-2006
311.40 Str & Improvements-BBCM | Nat Gas Ops | 1 | 1013.09 | 554.295 | 2020-12-01 | BIG BEND COMMON | Maintenance Building-A18-S | Superstructure | 115969 | SUPERSTRUCTURE ; MAINTENANCE BUILDING ; MISC CARRY-OVER CHARGES FOR THE BB GARAGE WALL INSULATION ADDITION. A7008. | 1987-01-15 | A7008-2007
311.40 Str & Improvements-BBCM | Nat Gas Ops | 1 | 890.74 | 556.7205 | 2020-12-01 | BIG BEND COMMON | Office Building-A19-S | Superstructure | 76714 | SUPERSTRUCTURE ; OFFICE AND SHOPS ; 13'X10', 8' HIGH WIRE ENCLOSURE W/DOOR | 1975-06-15 | E9380
311.40 Str & Improvements-BBCM | Nat Gas Ops | 2 | 800.8 | 477.1026 | 2020-12-01 | BIG BEND COMMON | Wash House-A37-S | Superstructure | 79270 | SUPERSTRUCTURE ; WAREHOUSE ; A/C UNIT, AMANA MDL 113-3EW S/N S19250593 | 1980-06-15 | A71-2008
311.40 Str & Improvements-BBCM | Nat Gas Ops | 0 | 669 | 414.4304 | 2020-12-01 | BIG BEND COMMON | Office Building-A19-S | Superstructure | 77636 | SUPERSTRUCTURE ; OFFICE AND SHOPS ; SCREENED LUNCH AREA | 1976-06-15 | A2952
311.40 Str & Improvements-BBCM | Nat Gas Ops | 1 | 436.89 | 273.0602 | 2020-12-01 | BIG BEND COMMON | Office Building-A19-S | Superstructure | 76709 | SUPERSTRUCTURE ; OFFICE AND SHOPS ; AMANA A/C S#C10550481 FOR TRAILER 170-T | 1975-06-15 | E9377
311.40 Str & Improvements-BBCM | Nat Gas Ops | 1 | 396.67 | 238.7774 | 2020-12-01 | BIG BEND COMMON | Office Building-A19-S | Superstructure | 76706 | SUPERSTRUCTURE ; OFFICE AND SHOPS ; SHEET METAL DUCTING | 1979-06-15 | A6901
311.40 Str & Improvements-BBCM | Coal Ops | 3 | 135901.53 | 25099.5897 | 2020-12-01 | BIG BEND COMMON | Chemical Treatment / Cleaning-B14-S | Tank | 49782150 | BB FGD Defoamer chemical tanks installed | 2014-12-15 | A2468133
311.40 Str & Improvements-BBCM | Coal Ops | 1 | 61199.68 | 11302.9401 | 2020-12-01 | BIG BEND COMMON | Dewatering-C10-S | Tank | 44069499 | Tank | 2014-03-28 | A2346951
311.40 Str & Improvements-BBCM | Coal Ops | 1 | 25689.25 | 3475.0943 | 2020-12-01 | BIG BEND COMMON | Yard Area-A41-S | Tank | 107089320 | BBC ESS rail unloading surfactant tank replaced with a larger one. | 2016-06-01 | A2590717
311.40 Str & Improvements-BBCM | Nat Gas Ops | 1 | 879740.84 | 506878.6787 | 2020-12-01 | BIG BEND COMMON | Recycle Water-A25-S | Tank | 79415 | TANK ; WATER SUPPLY / RECYCLE WATER SUPPLY ; WATER SUPPLY & CITY WATER SYSTEM FOR #4. | 1983-06-15 | L7276
311.40 Str & Improvements-BBCM | Nat Gas Ops | 2 | 301078.75 | 123007.4154 | 2020-12-01 | BIG BEND COMMON | Waste Water Treatment-A38-S | Tank | 104828 | TANK ; WASTE WATER ; 2 WATER STORAGE TANKS INSTALLED IN CONJUNTION WITH THE BB WASTEWATER TREATMENT PLANT ADDITION. 04/14/02 RJB | 2001-10-15 | B0577
311.40 Str & Improvements-BBCM | Nat Gas Ops | 1 | 170519.41 | 105632.931 | 2020-12-01 | BIG BEND COMMON | Waste Water Treatment-A38-S | Tank | 121740 | TANKS ; WASTE WATER TREATMENT EQUIP. ; 230,000 GAL. WASTE NEUTRALIZATION TANK | 1976-06-15 | D75-2008
311.40 Str & Improvements-BBCM | Nat Gas Ops | 1 | 147504.04 | 49846.3869 | 2020-12-01 | BIG BEND COMMON | Fire Protection / Detection-D13-S | Tank | 24012400 | TANK ; FIRE PROTECTION ; CO2 FIRE SYSTEM TANK. INCLUDES TANK AND PLATFORM, PAINTING AND RELATED. LABOR AND MATERIALS 07/29/08 RJB | 2006-12-15 | B2026-2006
311.40 Str & Improvements-BBCM | Nat Gas Ops | 1 | 95613.77 | 59230.5754 | 2020-12-01 | BIG BEND COMMON | Recycle Water-A25-S | Tank | 121880 | TANK ; WATER SUPPLY / RECYCLE WATER SUPPLY ; TANK,5000,000 GAL.,52X32 W/ FOUND. | 1976-06-15 | C54,G
311.40 Str & Improvements-BBCM | Nat Gas Ops | 1 | 68403.46 | 10990.9229 | 2020-12-01 | BIG BEND COMMON | Fuel-B34-S | Tank | 52748027 | BBC garage fueling station tank K2 replaced and pumps, alarms, and metering devices upgraded on both K2 (road diesel) and K3 (unleaded gas tanks) | 2015-04-01 | A2509749
311.40 Str & Improvements-BBCM | Nat Gas Ops | 1 | 54597.68 | 18450.3223 | 2020-12-01 | BIG BEND COMMON | Demineralizer-B19-S | Tank | 121374 | TANK ; DEMINERALIZER ; BBC DEMINERALIZER CAUSTIC TANK. INCLUDES ALL LABOR AND MATERIALS. 04/17/07 RJB | 2006-12-15 | A7009-2008
311.40 Str & Improvements-BBCM | Nat Gas Ops | 1 | 52094 | 31036.6894 | 2020-12-01 | BIG BEND COMMON | Waste Water Treatment-A38-S | Tank | 79189 | TANKS ; WASTE WATER TREATMENT EQUIP. ; STORAGE TANK, TRANSFERRED FROM #1 52' X 32' | 1980-06-15 | JE12-
311.40 Str & Improvements-BBCM | Nat Gas Ops | 1 | 51846.63 | 33731.6669 | 2020-12-01 | BIG BEND COMMON | Recycle Water-A25-S | Tank | 77269 | TANK ; WATER SUPPLY / RECYCLE WATER SUPPLY ; STORAGE TANK 52' I.D. X 32' HIGH; 500,000 GALLON CAPACITY | 1970-06-15 | B021
311.40 Str & Improvements-BBCM | Nat Gas Ops | 0 | 40964.48 | 25823.8353 | 2020-12-01 | BIG BEND COMMON | Fire Protection-A12-S | Tank | 24687579 | TANK ; FIRE PROTECTION SYSTEM ; FOAM FIRE PROTECTION SYSTEM 3,500 GALS. OF COBRA 3 STABILIZER LIQUID | 1974-06-15 | E15-2008
311.40 Str & Improvements-BBCM | Nat Gas Ops | 1 | 39205.05 | 6299.3843 | 2020-12-01 | BIG BEND COMMON | Waste Water Treatment-A38-S | Tank | 115507241 | BBC Polymer feed system for WWTP installed to include tanks, pumps, vavles and piping. | 2015-11-15 | A2534400
311.40 Str & Improvements-BBCM | Nat Gas Ops | 1 | 35755.87 | 9613.984 | 2020-12-01 | BIG BEND COMMON | Waste Water Treatment-A38-S | Tank | 26931290 | BBC WWTP Muriatic acid tank replaced | 2010-09-30 | A7048-2009
311.40 Str & Improvements-BBCM | Nat Gas Ops | 1 | 14826.72 | 3394.8849 | 2020-12-01 | BIG BEND COMMON | Fire Protection-A12-S | Tank | 28366791 | Computer room halon tank for th efire system replaced with piping and nozzles | 2012-06-30 | A7037-2011
311.40 Str & Improvements-BBCM | Nat Gas Ops | 1 | 9211.91 | 3988.4365 | 2020-12-01 | BIG BEND COMMON | Yard Area-A41-S | Tank | 119222 | TANK/ FUEL TANK ; YARD AREA ; FUEL OIL TANK NO. 3 UPGRADE. PROVIDE TANK WITH AN IMPERMEABLE COATING OF THE EXISTING SECONDARY CONTAINMENT AND PROVIDE TANK CLOSURE. FOR ENVIRONMENTAL COMPLIANCE. 04/19/00 RJB | 1999-12-15 | A7075-2008
311.40 Str & Improvements-BBCM | Nat Gas Ops | 1 | 7103.03 | 3523.1429 | 2020-12-01 | BIG BEND COMMON | Recycle Water-A25-S | Tank | 97669 | TANK ; WATER SUPPLY / RECYCLE WATER SUPPLY ; BB WATER METER BACKFLOW PREVENTER A ADDITION TO RAISE THE WATER METER OUT IF THE PIT ABOVE GROUND AND INSTALL A BACKFLOW METER $3,978.00 CONCRETE $662.60 MATL COSTS ONLY 07/08/94 TGC | 1993-09-15 | A7051
311.40 Str & Improvements-BBCM | Nat Gas Ops | 1 | 659 | 428.7486 | 2020-12-01 | BIG BEND COMMON | Fire Protection-A12-S | Tank | 77787 | STORAGE TANK ; YARD FIRE PROTECTION SYSTEM ; TANK,550 GAL FUEL STORAGE | 1970-06-15 | B021
311.40 Str & Improvements-BBCM | Nat Gas Ops | 1 | 199027.57 | 31979.328 | 2020-12-01 | BIG BEND COMMON | Service Water-A28-S | Tank Liner | 91110133 | BBC no.2 service water tank liner replaced. | 2015-12-31 | A2559958
311.40 Str & Improvements-BBCM | Nat Gas Ops | 1 | 133426.13 | 21438.6277 | 2020-12-01 | BIG BEND COMMON | Service Water-A28-S | Tank Liner | 89636933 | BBC No.3 service water tank liner replaced. | 2015-11-13 | A2561622
311.40 Str & Improvements-BBCM | Nat Gas Ops | 0 | 1461 | 921.0082 | 2020-12-01 | BIG BEND COMMON | Fire Protection-A12-S | Tools | 24687331 | TOOLS ; FIRE PROTECTION SYSTEM ; FOAM FIRE PROTECTION SYSTEM ONE LOT FIRE FIGHTERS TOOLS AND MOUNTING BRACKETS | 1974-06-15 | E15-2008
311.40 Str & Improvements-BBCM | Coal Ops | 1 | 31537.84 | 7221.2422 | 2020-12-01 | BIG BEND COMMON | Scrubber-C34-S | Trench | 29203023 | 344 linear feet of galvanized 2 line Guardrail at FGD pipe trench replaced | 2012-06-30 | A7047-2011
311.40 Str & Improvements-BBCM | Nat Gas Ops | 1 | 36802.65 | 4978.4512 | 2020-12-01 | BIG BEND COMMON | Yard Area-A41-S | Trench | 115395363 | Install a trench for Energy Delivery for the conduit and Vault | 2016-06-16 | A2583208
311.40 Str & Improvements-BBCM | Nat Gas Ops | 1 | 148958.65 | 20150.2711 | 2020-12-01 | BIG BEND COMMON | Yard Area-A41-S | TV Camera System | 200595045 | ADD SECURITY CAMERAS TO BB STATION | 2016-12-01 | A2618242
311.40 Str & Improvements-BBCM | Nat Gas Ops | 1 | 16735.24 | 4499.7459 | 2020-12-01 | BIG BEND COMMON | Warehouse-A36-S | TV Camera System | 26931318 | BBC warehouse 23 security cameras (5) installed, plus new fiber connections to the bb security network and new DVR | 2010-11-30 | A7062-2010
311.40 Str & Improvements-BBCM | Nat Gas Ops | 1 | 7812 | 3382.3242 | 2020-12-01 | BIG BEND COMMON | Guard House-A14-S | TV Camera System | 103601 | TV CAMERA SYSTEM/OR GATE SECURITY ; GUARD HOUSE ; BB GATE 32 CLOSED CIRCUIT SURVEILLANCE TV ADDITION. INCLUDES VIDEO ELECTRONICS. 04/19/00 RJB | 1999-07-15 | A7037
311.40 Str & Improvements-BBCM | Nat Gas Ops | 1 | 765.03 | 141.293 | 2020-12-01 | BIG BEND COMMON | Warehouse-A36-S | TV Camera System | 45082673 | BB warehouse digital video recorder replaced | 2014-05-27 | A2490883
311.40 Str & Improvements-BBCM | Coal Ops | 1 | 103870.77 | 19183.8437 | 2020-12-01 | BIG BEND COMMON | Coal Handling Equipment-B69-S | Vacuum System | 46000395 | BBC vacuum system installed to reduce the coal dust in various areas. Vertical hard-piped stations will be installed to vacuum dust on multiple floors of the plant | 2014-02-28 | A2459123
311.40 Str & Improvements-BBCM | Coal Ops | 1 | 79267.05 | 12736.4615 | 2020-12-01 | BIG BEND COMMON | Coal Handling Equipment-B69-S | Vacuum System | 89679574 | ESS dust boss DB60 purchased to mitigate dusting in the East 40 during periods of high wind | 2015-09-23 | A2573108
311.40 Str & Improvements-BBCM | Coal Ops | 1 | 1431.11 | 814.6405 | 2020-12-01 | BIG BEND COMMON | Fire Protection-A12-S | Valves - 10" & larger | 89648 | VALVES - 10" & LARGER - 10" ; YARD FIRE PROTECTION SYSTEM ; 10" PRATT POST INDICATOR BUTTERFLY VALVE VVM-017-A TO COAL BLENDING,LO CATED NEAR N3397.00 AND E3393. 00 | 1984-08-15 | K3400
311.40 Str & Improvements-BBCM | Nat Gas Ops | 1 | 109082.67 | 17527.1722 | 2020-12-01 | BIG BEND COMMON | Recycle Water-A25-S | Valves - 10" & larger | 83359288 | BBC secondary reclaim water line from US41 to Wyandotte replaced with 2 - 10" valves and piping. | 2015-07-15 | A2556349
311.40 Str & Improvements-BBCM | Nat Gas Ops | 9 | 46901.06 | 26362.7969 | 2020-12-01 | BIG BEND COMMON | Sumps-A32-S | Valves - 10" & larger | 116212 | VALVES - 10" & LARGER ; SPARGING SYSTEM ; SPARGING SYSTEM - CONTROL VALVES - 3" 150 LB. FLANGED, MOTOR OPERATED PLUG VALVE, CAST STAINLESS STEEL BODY, DURCO MODEL #3411 WITH ADAC 1 25QT OPERATOR; SWEC TAG #VPF015-Z-M AND 4WWF-MOV-16A & B, 20A & B, 21A | 1985-02-15 | F05-2008
311.40 Str & Improvements-BBCM | Nat Gas Ops | 1 | 28259.55 | 7598.3848 | 2020-12-01 | BIG BEND COMMON | Recycle Water-A25-S | Valves - 10" & larger | 27332990 | 12 inch Recycle water gate valve Knife valve | 2010-12-31 | A7011-2010
311.40 Str & Improvements-BBCM | Nat Gas Ops | 17 | 24700.77 | 13884.1507 | 2020-12-01 | BIG BEND COMMON | Fire Protection-A12-S | Valves - 10" & larger | 76545 | VALVES - 10" & LARGER ; YARD FIRE PROTECTION SYSTEM ; FIRE PROTECTION WATER - YARD - VALV ES - 6 EA - 6" BUTTERFLY VALVE COMP LETE WITH INDICATOR POST ASSEMB LY, 175 LB. CAST IRON BODY, END SUI TABLE FOR MECHANICAL JOINT, PRATT # FM-3, SWEC TAG | 1985-02-15 | F05-2008
311.40 Str & Improvements-BBCM | Nat Gas Ops | 4 | 24249.16 | 6520.0773 | 2020-12-01 | BIG BEND COMMON | Fire Protection-A12-S | Valves - 10" & larger | 27320078 | FIRE SYSTEM 12" ISOLATION VALVES QTY 4 | 2010-12-31 | A7703-2010
311.40 Str & Improvements-BBCM | Nat Gas Ops | 14 | 17714.56 | 9957.2451 | 2020-12-01 | BIG BEND COMMON | Waste Water Treatment-A38-S | Valves - 10" & larger | 89754 | VALVES - 10" & LARGER ; WASTE WATER TREATMENT SYSTEM ; WASTE WATER SYSTEM - YARD - VALVES - CHECK VALVES, 125 LB, CI BODY, FL ANGED ENDS, 316 SS DISC, APCOMODEL #606, SWEC #VCF017-B, SIZE 6" 6 EA (PO: P302P); BUTTERFLY VALVES, 200 LBS, CAST IRON BODY, | 1985-02-15 | F05-2008
311.40 Str & Improvements-BBCM | Nat Gas Ops | 10 | 15767.65 | 8862.8989 | 2020-12-01 | BIG BEND COMMON | Recycle Water-A25-S | Valves - 10" & larger | 127396 | VALVES - 10" & LARGER ; WATER SUPPLY / RECYCLE WATER SUPPLY ; RECYCLE WATER - VALVES - 10 EA - 6" 150 LB BUTTERFLY VALVE, ANSI B16.3 4, WAFER TYPE, A216 WCB BODY,ASTM A 351 CF8M DISC W/LIMIT SWITCH, TUFLI NE MODEL #803, SWEC TAG #VVI015-Z ( PO:P302K) ++ | 1985-02-15 | F05-2008
311.40 Str & Improvements-BBCM | Nat Gas Ops | 5 | 13486.24 | 7580.5324 | 2020-12-01 | BIG BEND COMMON | Recycle Water-A25-S | Valves - 10" & larger | 89711 | VALVES - 10" & LARGER ; WATER SUPPLY / RECYCLE WATER SUPPLY ; RECYCLE WATER - VALVES - 1 EA - 8" 150 LB BUTTERFLY VALVE, ANSI B16-34 , WAFER TYPE, A216 WCB BODY, ASTM A 351 CF8M DISC W/LIMIT SWITCH, TUFLI NE MODEL #803, SWEC TAG #VVI015-Z ( PO:P302K) ++ | 1985-02-15 | F05-2008
311.40 Str & Improvements-BBCM | Nat Gas Ops | 3 | 12661 | 7697.3407 | 2020-12-01 | BIG BEND COMMON | Waste Water Treatment-A38-S | Valves - 10" & larger | 79193 | VALVES - 10" & LARGER ; WASTE WATER TREATMENT SYSTEM ; VALVE, 10" LUNK | 1978-06-15 | G4280
311.40 Str & Improvements-BBCM | Nat Gas Ops | 8 | 11760.31 | 6610.3978 | 2020-12-01 | BIG BEND COMMON | Waste Water Treatment-A38-S | Valves - 10" & larger | 123304 | VALVES - 10" & LARGER - 10" ; WASTE WATER TREATMENT SYSTEM ; WASTE WATER SYSTEM - VALVES - YARD - BUTTERFLY VALVES, 200 LB, CAST IR ON BODY, ALUMINUM BRONZE DISC, COMPLETE W/GEAR OPERATOR, KEYSTONE MODEL #129-061, SWEC #VVF012-J, SIZ E: 10" - 5 EA (P | 1985-02-15 | F05-2008
311.40 Str & Improvements-BBCM | Nat Gas Ops | 3 | 11161.04 | 2783.8956 | 2020-12-01 | BIG BEND COMMON | Fire Protection-A12-S | Valves - 10" & larger | 28267346 | Fire pumps #1, 2, and 3 10" discharge check valves replaced | 2011-07-30 | A7062-2011
311.40 Str & Improvements-BBCM | Nat Gas Ops | 3 | 11161.01 | 2783.8882 | 2020-12-01 | BIG BEND COMMON | Fire Protection-A12-S | Valves - 10" & larger | 28267341 | Fire pumps #1, 2, and 3 10" discharge gate valves replaced | 2011-07-30 | A7062-2011
311.40 Str & Improvements-BBCM | Nat Gas Ops | 5 | 10987 | 6679.621 | 2020-12-01 | BIG BEND COMMON | Waste Water Treatment-A38-S | Valves - 10" & larger | 79191 | VALVES - 10" & LARGER ; WASTE WATER TREATMENT SYSTEM ; VALVES, 8" LUNK | 1978-06-15 | G4280
311.40 Str & Improvements-BBCM | Nat Gas Ops | 1 | 10818.84 | 6081.2033 | 2020-12-01 | BIG BEND COMMON | Recycle Water-A25-S | Valves - 10" & larger | 123241 | VALVES - 10" & LARGER - 14" ; WATER SUPPLY / RECYCLE WATER SUPPLY ; RECYCLE WATER - VALVES - 14" BUTTER FLY VALVE, 125 LB, A126 CL A, CAST IRON BODY, 316 SS SHAFT AND DISC W /GEAR OPERATOR, CENTERLINE FIG #AAM , SWEC TAG #VVI012-C-G. | 1985-02-15 | F05-2008
311.40 Str & Improvements-BBCM | Nat Gas Ops | 4 | 9614.39 | 5404.1894 | 2020-12-01 | BIG BEND COMMON | Recycle Water-A25-S | Valves - 10" & larger | 89712 | VALVES - 10" & LARGER - 10" ; WATER SUPPLY / RECYCLE WATER SUPPLY ; RECYCLE WATER - VALVES - 2 EA - 10" BUTTERFLY VALVE, 250 LB, CAST IRON BODY, 316 SS SHAFT W/WORM GEAR, KEYSTONE FIG #129-061, SWEC TAG #VV F020-A (PO:P302Y) 1 EA - 10" CHECK VALVE, 250 | 1985-02-15 | F05-2008
311.40 Str & Improvements-BBCM | Nat Gas Ops | 2 | 8799.51 | 4946.1504 | 2020-12-01 | BIG BEND COMMON | Fire Protection-A12-S | Valves - 10" & larger | 116158 | VALVES - 10" & LARGER ; YARD FIRE PROTECTION SYSTEM ; FIRE PROTECTION WATER - YARD - VALV ES - 2 EA - 8" BUTTERFLY VALVE COMP LETE WITH INDICATOR POST ASSEMB LY, 175 LB. CAST IRON BODY, ENDS SU ITABLE FOR MECHANICAL JOINT, PRATT #FM-3, SWEC TAG | 1985-02-15 | F05-2008
311.40 Str & Improvements-BBCM | Nat Gas Ops | 1 | 7947.88 | 4467.4544 | 2020-12-01 | BIG BEND COMMON | Recycle Water-A25-S | Valves - 10" & larger | 89713 | VALVES - 10" & LARGER - 20" ; WATER SUPPLY / RECYCLE WATER SUPPLY ; RECYCLE WATER - VALVES - 20" BUTTER FLY VALVE, 125 LB. WAFER TYPE, A126 CL A, CI BODY, 316 SS SHAFT AND DI SC W/GEAR OPERATOR. CENTERLINE FIGU RE #AAM, SWEC TAG #VVI012-C-G. | 1985-02-15 | F05-2008
311.40 Str & Improvements-BBCM | Nat Gas Ops | 4 | 7289 | 4431.3969 | 2020-12-01 | BIG BEND COMMON | Waste Water Treatment-A38-S | Valves - 10" & larger | 79194 | VALVES - 10" & LARGER ; WASTE WATER TREATMENT SYSTEM ; VALVE, 6" LUNK | 1978-06-15 | G4280
311.40 Str & Improvements-BBCM | Nat Gas Ops | 4 | 7017.22 | 3480.5807 | 2020-12-01 | BIG BEND COMMON | Recycle Water-A25-S | Valves - 10" & larger | 124288 | VALVES - 10" & LARGER ; WATER SUPPLY / RECYCLE WATER SUPPLY ; VALVE, RED, SERIES 37 CHECK VALVE 10" WITH SPECIAL 12" 150 LB FLANGE. BACK PRESSURE TO BE NO GREATER THAN 30PSI. THE HEAD LOSS THROUGH THE CHECK VALVE TO BE LESS THAN 2 FT AT 2000 GPM FLOW, P | 1993-09-15 | L0976
311.40 Str & Improvements-BBCM | Nat Gas Ops | 3 | 4845 | 3152.1803 | 2020-12-01 | BIG BEND COMMON | Fire Protection-A12-S | Valves - 10" & larger | 77789 | VALVES - 10" & LARGER ; YARD FIRE PROTECTION SYSTEM ; POST INDICATOR VALVE ASSM.,10IN | 1970-06-15 | B021
311.40 Str & Improvements-BBCM | Nat Gas Ops | 3 | 4817.65 | 2707.9714 | 2020-12-01 | BIG BEND COMMON | Fire Protection-A12-S | Valves - 10" & larger | 89717 | VALVES - 10" & LARGER - 10" ; YARD FIRE PROTECTION SYSTEM ; FIRE PROTECTION WATER - YARD - VALV ES - 3 EA 10" BUTTERFLY VALVE COMPL ETE WITH INDICATOR POST ASSEMB LY, 175 LB. CAST IRON BODY, ENDS SU ITABLE FOR MECHANICAL JOINT, PRATT MODEL #FM-3, SW | 1985-02-15 | F05-2008
311.40 Str & Improvements-BBCM | Nat Gas Ops | 6 | 4360.18 | 2162.6739 | 2020-12-01 | BIG BEND COMMON | Recycle Water-A25-S | Valves - 10" & larger | 97677 | VALVES - 10" & LARGER ; WATER SUPPLY / RECYCLE WATER SUPPLY ; VALVE, 12" GATE | 1993-09-15 | L0976
311.40 Str & Improvements-BBCM | Nat Gas Ops | 1 | 3767.83 | 605.4069 | 2020-12-01 | BIG BEND COMMON | Recycle Water-A25-S | Valves - 10" & larger | 52790787 | BBC recycle water isolation 12" valve (manual gate) on the south header replaced at the recycle pond | 2015-04-10 | A2497610
311.40 Str & Improvements-BBCM | Nat Gas Ops | 1 | 3662.96 | 913.6513 | 2020-12-01 | BIG BEND COMMON | Recycle Water-A25-S | Valves - 10" & larger | 27440085 | BBC #3 County water tank make up valve and actuator replaced. | 2011-09-27 | A7096-2010
311.40 Str & Improvements-BBCM | Nat Gas Ops | 3 | 3568.47 | 2005.815 | 2020-12-01 | BIG BEND COMMON | Waste Water Treatment-A38-S | Valves - 10" & larger | 89755 | VALVES - 10" & LARGER - 12" ; WASTE WATER TREATMENT SYSTEM ; WASTE WATER SYSTEM - YARD - VALVES - BUTTERFLY VALVES, 200 LB. CAST IR ON BODY, ALUMINUM BRONZE DISC, COMPLETE WITH GEAR OPERATOR. KEYSTO NE MODEL #129-061, SWEC #VVF012-J, SIZE: 12" - 3 EA | 1985-02-15 | F05-2008
311.40 Str & Improvements-BBCM | Nat Gas Ops | 1 | 3493.51 | 645.2147 | 2020-12-01 | BIG BEND COMMON | Recycle Water-A25-S | Valves - 10" & larger | 46410730 | BBC recycle water isolation valve (gate) to coalfield repalced | 2014-08-28 | A2497609
311.40 Str & Improvements-BBCM | Nat Gas Ops | 7 | 3459.03 | 1715.6984 | 2020-12-01 | BIG BEND COMMON | Recycle Water-A25-S | Valves - 10" & larger | 97676 | VALVES - 10" & LARGER ; WATER SUPPLY / RECYCLE WATER SUPPLY ; VALVE, 10" GATE | 1993-09-15 | L0976
311.40 Str & Improvements-BBCM | Nat Gas Ops | 10 | 3343.56 | 1658.4246 | 2020-12-01 | BIG BEND COMMON | Recycle Water-A25-S | Valves - 10" & larger | 97678 | VALVES - 10" & LARGER ; WATER SUPPLY / RECYCLE WATER SUPPLY ; VALVE, 8" GATE | 1993-09-15 | L0976
311.40 Str & Improvements-BBCM | Nat Gas Ops | 2 | 3145 | 1912.024 | 2020-12-01 | BIG BEND COMMON | Waste Water Treatment-A38-S | Valves - 10" & larger | 79192 | VALVES - 10" & LARGER ; WASTE WATER TREATMENT SYSTEM ; VALVE, 12" LUNK | 1978-06-15 | G4280
311.40 Str & Improvements-BBCM | Nat Gas Ops | 1 | 2781.8 | 577.0025 | 2020-12-01 | BIG BEND COMMON | Slag / Bottom Ash Handling-C37-S | Valves - 10" & larger | 42538200 | BBC #1 LP salt water pump suction 10" valve replaced | 2013-12-12 | A2464326
311.40 Str & Improvements-BBCM | Nat Gas Ops | 1 | 2600.28 | 1461.6014 | 2020-12-01 | BIG BEND COMMON | Fire Protection-A12-S | Valves - 10" & larger | 123242 | VALVES - 10" & LARGER ; YARD FIRE PROTECTION SYSTEM ; FIRE PROTECTION WATER - YARD - VALV ES - 1 EA - 10" 250 LB. BUTTERFLY V ALVE, CAST IRON BODY, BRONZE DISC, KEYSTONE MODEL #129/061, SWEC TAG # VVF020-A. | 1985-02-15 | F05-2008
311.40 Str & Improvements-BBCM | Nat Gas Ops | 1 | 2345.06 | 1318.1438 | 2020-12-01 | BIG BEND COMMON | Fire Protection-A12-S | Valves - 10" & larger | 89716 | VALVES - 10" & LARGER ; YARD FIRE PROTECTION SYSTEM ; FIRE PROTECTION WATER -YARD - 1 EA - 8" BUTTERFLY VALVE COMPLETE WITH INDICATOR POST ASSEMBLY, 175 LB, CA ST IRON BODY, ENDS SUITABLE FOR MEC HANICAL JOINTS, PRATT MODEL #FM-3, SWEC TAG #VVM-017-A-Z. | 1985-02-15 | F05-2008
311.40 Str & Improvements-BBCM | Nat Gas Ops | 1 | 2270.23 | 307.1037 | 2020-12-01 | BIG BEND COMMON | Recycle Water-A25-S | Valves - 10" & larger | 114735785 | BBC effluent water header to the #7 -10 recycle water pumps - 10" nonrising stem gate suction valve replaced. | 2016-06-02 | A2597110
311.40 Str & Improvements-BBCM | Nat Gas Ops | 1 | 2134.24 | 342.9252 | 2020-12-01 | BIG BEND COMMON | Recycle Water-A25-S | Valves - 10" & larger | 89239424 | BBC Recycle pump 10" discharge valve replaced. The valve is common for the #7, 8, 9, and 10 recycle pumps. | 2015-10-02 | A2565711
311.40 Str & Improvements-BBCM | Nat Gas Ops | 2 | 1872.19 | 1065.7195 | 2020-12-01 | BIG BEND COMMON | Recycle Water-A25-S | Valves - 10" & larger | 116108 | VALVES - 10" & LARGER ; WATER SUPPLY / RECYCLE WATER SUPPLY ; 6" PRATT POST INDICATOR BUTTERFLY V ALVES VVM-017-A LOCATED NEAR COORDI NATES AS FOLLOWS: 2 EA NEAR N3425. 00 AND E3417.00; 1 EA NEAR N3425.00 AND E3507.50 | 1984-08-15 | K3400
311.40 Str & Improvements-BBCM | Nat Gas Ops | 1 | 1672.32 | 268.7048 | 2020-12-01 | BIG BEND COMMON | Recycle Water-A25-S | Valves - 10" & larger | 53278694 | ESS 10" recycle sypply valve and gauge for coalfield sprinklers replaced | 2015-04-24 | A2539322
311.40 Str & Improvements-BBCM | Nat Gas Ops | 1 | 1585 | 981.8718 | 2020-12-01 | BIG BEND COMMON | Waste Water Treatment-A38-S | Valves - 10" & larger | 114749 | VALVES - 10" & LARGER ; WASTE WATER TREATMENT SYSTEM ; 10" BUTTERFLY VALVE, ANSI CLASS 150, WAFER TYPE WITH ELECTRIC ACTIVATOR AND NEMA 4 ENCLOSURE | 1976-06-15 | D751
311.40 Str & Improvements-BBCM | Nat Gas Ops | 1 | 244.5 | 139.1784 | 2020-12-01 | BIG BEND COMMON | Fire Protection-A12-S | Valves - 10" & larger | 87524 | VALVES - 10" & LARGER ; YARD FIRE PROTECTION SYSTEM ; FIRE PUMP RECYCLE PIPE SYSTEM, VALVE 10" WALWORTH GATE VALVE | 1984-06-15 | A7048
311.40 Str & Improvements-BBCM | Nat Gas Ops | 4 | 2882.82 | 1641.0073 | 2020-12-01 | BIG BEND COMMON | Storm Sewer-A31-S | Valves - 10" & larger | 113790 | VALVES - 10" & LARGER ; STORM SEWER SYSTEM ; STORM SEWER SYSTEM VALVES -- (4) EA CH 6" DIA,CARBON STEEL BUTTERFLY VA LVES; (2) ARE LOCATED AT THE COAL P ILE RUNOFF SUMP PUMPS; (2) ARE LOCA TED AT THE INLET TO THE TRANSFER SU MPS | 1984-08-15 | K3400
311.40 Str & Improvements-BBCM | Coal Ops | 4 | 73581.42 | 31858.195 | 2020-12-01 | BIG BEND COMMON | Tripper Room-A33-S | Ventilator | 104711 | FANS ; TRIPPER ROOM ; BB TRIPPER ROOM EXHAUST VENTILATOR FANS ADDITION. 4 EA. 02/19/02 RJB | 1999-12-15 | A7090
311.40 Str & Improvements-BBCM | Coal Ops | 1 | 64695.79 | 19734.1704 | 2020-12-01 | BIG BEND COMMON | Tripper Room-A33-S | Ventilator | 24816868 | BBC Tripper Room Roof Ventilation Fans replaced. | 2008-04-15 | A7721-2007
311.40 Str & Improvements-BBCM | Coal Ops | 1 | 1919 | 1248.5106 | 2020-12-01 | BIG BEND COMMON | Change House / Locker Room-A05-S | Ventilator | 77599 | ROOF VENTILATORS ; COAL CREW CHANGE HOUSE ; ROOF VENTILATOR,JEANN AIR,TYPE-UCO 1000 CFM MULTIBLADE W/ 1/6 HP MOTOR | 1970-06-15 | B02
311.40 Str & Improvements-BBCM | Coal Ops | 1 | 1812 | 1178.8959 | 2020-12-01 | BIG BEND COMMON | Change House / Locker Room-A05-S | Ventilator | 121599 | ROOF VENTILATORS ; BARGE CREW CHANGE HOUSE ; W/ 1/6 HP MOTOR, MULTIBLADE | 1970-06-15 | B02
311.40 Str & Improvements-BBCM | Nat Gas Ops | 1 | 49216.24 | 15012.44 | 2020-12-01 | BIG BEND COMMON | Turbine Building-A34-S | Ventilator | 25474829 | TURBINE ROOM ROOF VENT FANS | 2008-04-15 | A7722-2007
311.40 Str & Improvements-BBCM | Nat Gas Ops | 1 | 27923.51 | 8024.935 | 2020-12-01 | BIG BEND COMMON | Analyzing Building-A02-S | Ventilator | 26344160 | Chemical Room ventilation system replaced | 2009-10-12 | A7033-2009
311.40 Str & Improvements-BBCM | Nat Gas Ops | 2 | 27472.94 | 11894.8272 | 2020-12-01 | BIG BEND COMMON | Maintenance Building-A18-S | Ventilator | 103603 | VENTILATOR ; MAINTENACE BLDG OR GARAGE ; BB GARAGE ADD 2 VENTILATORS 12000 CFM 04/19/00 RJB | 1999-10-15 | A7049
311.40 Str & Improvements-BBCM | Nat Gas Ops | 1 | 12042.25 | 6768.8745 | 2020-12-01 | BIG BEND COMMON | Electrical Building-A09-S | Ventilator | 89916 | VENTILATING FAN ; SCREENWELL ELECTRICAL BUILDING ; (4HVY-AHU1) SCREENWELL ELECTRICAL B LDG. VENTILATION PACKAGE. SUPPLIED BY THE PNEUMAFIL CORP. FAN ISA CHIC AGO SQA, MODEL NO. 16-1/2 SISW; DIR ECT DRIVE 460V, 3 PH, 60 HZ W/FULL LOAD RPM OF 1750. AIR FI | 1985-02-15 | F05-2008
311.40 Str & Improvements-BBCM | Nat Gas Ops | 3 | 2872 | 1868.537 | 2020-12-01 | BIG BEND COMMON | Office Building-A19-S | Ventilator | 77696 | VENTILATING FAN ; OFFICE AND SHOPS ; WALL FANS,BUFFALO FORGE,YORK | 1970-06-15 | B02
311.40 Str & Improvements-BBCM | Nat Gas Ops | 0 | 2493.6 | 1383.2731 | 2020-12-01 | BIG BEND COMMON | Maintenance Building-A18-S | Ventilator | 88947 | ROOF VENTILATORS ; BB4 BOILER MAINTENANCE SHOP ; (GRV-1) ILG MODEL ARVE-400, A SPUN ALUMINUM VENTILATOR, 24", 3.24SF OF THROAT AREA W/ FACTORY ROOF CURB AND CHAIN OPERATED DAMPER. | 1986-06-15 | G54/8
311.40 Str & Improvements-BBCM | Nat Gas Ops | 1 | 1805.02 | 1014.5906 | 2020-12-01 | BIG BEND COMMON | Electrical Building-A09-S | Ventilator | 191372 | CONTROL SYSTEM - VENTILATION ; SCREENWELL ELECTRICAL BUILDING ; HVY VENTILATION CONTROL SYSTEM - YA RD STRUCTURES - CONSISTING OF (3) A IR OPERATED LOUVERS, (1) SOLENO ID VALVE, (3) TEMPERATURE INDICATIN G SWITCHES, (1) TEMPERATURE SWITCH, (1) THERMO | 1985-02-15 | F05-2008
311.40 Str & Improvements-BBCM | Nat Gas Ops | 6 | 976.66 | 541.782 | 2020-12-01 | BIG BEND COMMON | Maintenance Building-A18-S | Ventilator | 116013 | VENTILATING FAN ; BB4 BOILER MAINTENANCE SHOP ; STANLEY MODEL H-24, BELT DRIVE W/ SQUARE VENTURI FRAME, STEEL PROPELLER, MOTOR OPERATED DAMPER, 4000 CFM, 1/4HP MOTOR @ 640 RPM, WALL MOUNTED. | 1986-06-15 | G54/8
311.40 Str & Improvements-BBCM | Nat Gas Ops | 2 | 31168.54 | 14531.4117 | 2020-12-01 | BIG BEND COMMON | Boiler Building-A04-S | Ventilator | 98978 | VENTILATING FAN ; BOILER BUILDING ; BB3 MILL AREA INSTALL 2 HIGH CAPACITY HORIZONTAL VENTILLATION FANS 05/22/97 TGC | 1996-07-15 | A7012-2008
311.40 Str & Improvements-BBCM | Nat Gas Ops | 1 | 1439 | 936.2203 | 2020-12-01 | BIG BEND COMMON | Change House / Locker Room-A05-S | Ventilator | 121593 | VENTILATING FAN ; COAL CREW CHANGE HOUSE ; VENTILATING FAN,18",BUFFAFO FORGE "BREEZO",1400CFM | 1970-06-15 | B02
311.40 Str & Improvements-BBCM | Nat Gas Ops | 1 | 1359 | 884.1719 | 2020-12-01 | BIG BEND COMMON | Change House / Locker Room-A05-S | Ventilator | 113560 | VENTILATING FAN ; BARGE CREW CHANGE HOUSE ; VENT FAN,18",BUFFALO FORGE, "BREEZO",1400CFM,WALL | 1970-06-15 | B02
311.40 Str & Improvements-BBCM | Nat Gas Ops | 1 | 1079 | 702.0026 | 2020-12-01 | BIG BEND COMMON | Change House / Locker Room-A05-S | Ventilator | 78089 | VENTILATING FAN ; COAL CREW CHANGE HOUSE ; VENTILATING FAN,16",BUFFAFO FORGE "BREEZO",1350CFM | 1970-06-15 | B02
311.40 Str & Improvements-BBCM | Nat Gas Ops | 1 | 1019 | 662.9663 | 2020-12-01 | BIG BEND COMMON | Change House / Locker Room-A05-S | Ventilator | 77605 | VENTILATING FAN ; BARGE CREW CHANGE HOUSE ; VENT FAN,16" BUFFALO FORGE, "BREEZO",1350CFM,WALL | 1970-06-15 | B02
311.40 Str & Improvements-BBCM | Nat Gas Ops | 1 | 777 | 505.5199 | 2020-12-01 | BIG BEND COMMON | Change House / Locker Room-A05-S | Ventilator | 78088 | VENTILATING FAN ; COAL CREW CHANGE HOUSE ; VENTILATING FAN,12",BUFFAFO FORGE, "BREEZO",900CFM | 1970-06-15 | B02
311.40 Str & Improvements-BBCM | Nat Gas Ops | 1 | 734 | 477.5439 | 2020-12-01 | BIG BEND COMMON | Change House / Locker Room-A05-S | Ventilator | 77604 | VENTILATING FAN ; BARGE CREW CHANGE HOUSE ; VENT FAN,12", BUFFALO FORGE, "BREEZO",900CFM,WALL | 1970-06-15 | B02
311.40 Str & Improvements-BBCM | Coal Ops | 1 | 14767.51 | 6393.8181 | 2020-12-01 | BIG BEND COMMON | Area Structures-A03-S | Walkway / Sidewalk | 103659 | WALKWAY ; AREA STRUCTURES ; BB FGD INLET PROBE ACCESS. INSTALL 11' X 7' GRATING FROM BB3 INLET DUCT TO FGD INLET FLOW PROBES. INCL. WALKWAY AND STAIRS. 06/22/00 RJB | 1999-08-15 | A7016-2008
311.40 Str & Improvements-BBCM | Nat Gas Ops | 1 | 2600.68 | 207.4748 | 2020-12-01 | BIG BEND COMMON | Area Structures-A03-S | Walkway / Sidewalk | 267551578 | WALKWAY AND FENCING FOR fctc AREA | 2018-04-20 | A2666742
311.40 Str & Improvements-BBCM | Nat Gas Ops | 3 | 1048.5 | 682.1591 | 2020-12-01 | BIG BEND COMMON | Office Building-A19-S | Water Cooler / Ice Machine | 77663 | WATER COOLERS ; OFFICE AND SHOPS ; WATER COOLER,ELECTRIC,ELKAY EAW-14 FLOOR MOUNT | 1970-06-15 | B02
311.40 Str & Improvements-BBCM | Nat Gas Ops | 2 | 692 | 450.2185 | 2020-12-01 | BIG BEND COMMON | Office Building-A19-S | Water Cooler / Ice Machine | 127975 | WATER COOLERS ; OFFICE AND SHOPS ; WATER COOLER,ELECTRIC,ELKAY EAW-14 FLOOR MOUNT | 1970-06-15 | B02
311.40 Str & Improvements-BBCM | Nat Gas Ops | 1 | 336 | 218.6032 | 2020-12-01 | BIG BEND COMMON | Office Building-A19-S | Water Cooler / Ice Machine | 114639 | WATER COOLERS ; OFFICE AND SHOPS ; WATER COOLER,ELECTRIC,ELKAY EAW-14 WALL MOUNT | 1970-06-15 | B02
311.40 Str & Improvements-BBCM | Nat Gas Ops | 1 | 2880.23 | 1312.0881 | 2020-12-01 | BIG BEND COMMON | Office Building-A19-S | Water Heater | 117906 | WATER HEATERS ; OFFICE AND SHOPS ; INSTALL WATER HEATER. HSX 54-120 4800 WATT. 10/20/97 RJB | 1997-04-15 | A7006-2008
311.40 Str & Improvements-BBCM | Coal Ops | 2 | 300718.71 | 171180.1652 | 2020-12-01 | BIG BEND COMMON | Docks-A08-S | Winch | 87520 | CONSTANT TENSION WINCHES ; DOCKS ; CONSTANT TENSION WINCHES FOR COAL BARGE UNLOADING | 1984-06-15 | C63-2008
311.40 Str & Improvements-BBCM | Coal Ops | 1 | 35329.42 | 2818.4797 | 2020-12-01 | BIG BEND COMMON | Docks-A08-S | Winch | 205231785 | REPL PECO STIFFLEG WINCH | 2018-03-07 | A2664970
311.40 Str & Improvements-BBCM | Nat Gas Ops | 1 | 58656.8 | 17892.096 | 2020-12-01 | BIG BEND COMMON | Docks-A08-S | Winch | 25340948 | 40hp Dock Tension Winch Drive | 2008-07-01 | A7005-2008
312.40 Boiler Plant Eq-BBCM | Coal Ops | 1 | 24258.53 | 2839.8285 | 2020-12-01 | BIG BEND COMMON | Area Structures-A03-S | A/C Unit - Package | 45894804 | Replaced 12 ton ac unit for the Peco control room to include new condenser and air handler M/N 38AUDA14A0B6A0 | 2014-11-01 | A2446007
312.40 Boiler Plant Eq-BBCM | Nat Gas Ops | 1 | 2288.55 | 267.9094 | 2020-12-01 | BIG BEND COMMON | Fly Ash Handling-C20-S | A/C Unit - Package | 49504617 | BB fly ash silo #1 Bard 1 ton ac unit replaced. Model # W12AAA05 | 2014-12-30 | A2510966
312.40 Boiler Plant Eq-BBCM | Nat Gas Ops | 1 | 17419.97 | 2528.2076 | 2020-12-01 | BIG BEND COMMON | Absorber-C01-S | Adsorber | 32497742 | Install new dams to the perforated tray section of the absorber tower. | 2012-06-30 | A7538-2012
312.40 Boiler Plant Eq-BBCM | Nat Gas Ops | 1 | 42970.27 | 8766.3691 | 2020-12-01 | BIG BEND COMMON | Fly Ash Handling-C20-S | Aeration Block | 24743417 | 351 NEW FLY ASH SILO AERATION BLOCKS | 2007-07-10 | B2005-2007
312.40 Boiler Plant Eq-BBCM | Coal Ops | 1 | 45228.17 | 6564.0873 | 2020-12-01 | BIG BEND COMMON | Dewatering-C10-S | Agitator | 28366611 | FGD Chloride purge tank agitator replaced | 2012-06-30 | A7521-2011
312.40 Boiler Plant Eq-BBCM | Coal Ops | 1 | 32595.16 | 2238.6362 | 2020-12-01 | BIG BEND COMMON | Reagent-C31-S | Agitator | 138857959 | BB FGD C Reagent Feed Tank agitator gearbox | 2017-03-07 | A2628722
312.40 Boiler Plant Eq-BBCM | Coal Ops | 1 | 17415.07 | 1493.2268 | 2020-12-01 | BIG BEND COMMON | Absorber-C01-S | Agitator | 123218566 | AGITATOR GEARBOX FOR AREA SUMP AGITATOR FGD 3&4 | 2016-11-07 | A2610056
312.40 Boiler Plant Eq-BBCM | Coal Ops | 1 | 5617.24 | 385.7922 | 2020-12-01 | BIG BEND COMMON | Byproduct-C06-S | Agitator | 200595141 | BB FGD ECAT FEED TANK AGITATOR REPL | 2017-11-20 | A2651436
312.40 Boiler Plant Eq-BBCM | Coal Ops | 2 | 25009.28 | 9023.5943 | 2020-12-01 | BIG BEND COMMON | Dust Collection / Suppression-B24-S | Air Lock | 123277 | CRUSHER HOUSE ROTARY AIR LOCK ; COAL BLENDING DUST COLLECTION SYS. ; (1CYC-MOV6A,1CYC-MOV6B) AMERICAN AI R FILTER 12" MODEL "C" ROTARY LOCK -CONSISTING OF: A CAST IRON HOUSIN G AND SIX BLADED RUBBER SEAL STRIP ROTOR DRIVEN BY AN INTEGRAL BOSTON MODEL F3 | 1984-08-15 | K3400
312.40 Boiler Plant Eq-BBCM | Coal Ops | 1 | 13234.08 | 908.9169 | 2020-12-01 | BIG BEND COMMON | Dust Collection / Suppression-B24-S | Air Lock | 123280835 | BBC CRUSHER ROTARY AIR LOCK | 2017-01-16 | A2619882
312.40 Boiler Plant Eq-BBCM | Coal Ops | 1 | 37600 | 4401.6496 | 2020-12-01 | BIG BEND COMMON | Control / Monitoring Devices-E06-S | Analyzer | 46000554 | PGD particle size analyzer | 2014-01-31 | A2466182
312.40 Boiler Plant Eq-BBCM | Coal Ops | 1 | 10869.66 | 1577.5433 | 2020-12-01 | BIG BEND COMMON | Byproduct-C06-S | Analyzer | 36382132 | FGD Mositure analyzer for the Gypsum | 2012-10-17 | A2383934
312.40 Boiler Plant Eq-BBCM | Nat Gas Ops | 2 | 34372.5 | 2947.214 | 2020-12-01 | BIG BEND COMMON | Control / Monitoring Devices-E06-S | Analyzer | 114454544 | BB1 MATS C series CO analyzers replalced | 2016-06-29 | A2574852
312.40 Boiler Plant Eq-BBCM | Nat Gas Ops | 1 | 25875 | 2635.25 | 2020-12-01 | BIG BEND COMMON | Control / Monitoring Devices-E06-S | Analyzer | 60650035 | BBC Niton XL2 980 gold Alloy Analyzer replaced. | 2015-08-15 | A2557932
312.40 Boiler Plant Eq-BBCM | Nat Gas Ops | 2 | 7431.57 | 1983.1255 | 2020-12-01 | BIG BEND COMMON | Control / Monitoring Devices-E06-S | Analyzer | 104522 | ANALYZER ; CONTROL/MONITORING DEVICE ; BB DEMINERALIZER SILICA ANALYZER REPLACEMENT QTY 4 11/29/01 RJB | 2000-12-15 | A7043
312.40 Boiler Plant Eq-BBCM | Coal Ops | 1 | 293197.41 | 105788.5106 | 2020-12-01 | BIG BEND COMMON | Yard Area-A41-S | Base Layer of Coal | 115791 | BASE OF LOW GRADE COAL ; COAL FIELD FOUNDATION ; BASE COAL FOR NEW COAL HANDLING & BLENDING FACILITIES. | 1984-06-15 | E6077
312.40 Boiler Plant Eq-BBCM | Coal Ops | 0 | 206924.71 | 78142.1639 | 2020-12-01 | BIG BEND COMMON | Yard Area-A41-S | Base Layer of Coal | 77747 | BASE OF LOW GRADE COAL ; COAL FIELD FOUNDATION ; ADDITIONAL FOUNDATION FOR BB4 | 1980-06-15 | A7122-2007
312.40 Boiler Plant Eq-BBCM | Coal Ops | 0 | 30551 | 12598.768 | 2020-12-01 | BIG BEND COMMON | Yard Area-A41-S | Base Layer of Coal | 77746 | BASE OF LOW GRADE COAL ; COAL FIELD FOUNDATION ; COAL FIELD FOUNDATION | 1970-06-15 | B02
312.40 Boiler Plant Eq-BBCM | Nat Gas Ops | 1 | 197302.45 | 9976.9141 | 2020-12-01 | BIG BEND COMMON | Air Preheater-B02-S | Basket | 287154843 | FINE MESH BASKETS BB4 REPL | 2018-04-20 | A2662909
312.40 Boiler Plant Eq-BBCM | Coal Ops | 1 | 411172.68 | 20791.6044 | 2020-12-01 | BIG BEND COMMON | Conveyor - Coal Handling-B16-S | Belt | 207894862 | F CONVEYOR BELT REPLACEMENT | 2018-02-20 | A2656217
312.40 Boiler Plant Eq-BBCM | Coal Ops | 1 | 407687.11 | 53599.9208 | 2020-12-01 | BIG BEND COMMON | Conveyor - Coal Handling-B16-S | Belt | 41460177 | BBC north conveyor belt "P" (3450 feet of 72"wide) replaced | 2013-12-30 | A2399496
312.40 Boiler Plant Eq-BBCM | Coal Ops | 1 | 237167.91 | 24154.463 | 2020-12-01 | BIG BEND COMMON | Conveyor - Coal Handling-B16-S | Belt | 54483722 | ESS coalfield R@ conveyor belt replaced | 2015-07-03 | A2544408
312.40 Boiler Plant Eq-BBCM | Coal Ops | 1 | 182035.17 | 12502.1791 | 2020-12-01 | BIG BEND COMMON | Limestone-C25-S | Belt | 287154791 | BB FGD GC CONVEYOR BELT REPL. | 2017-12-18 | A2661542
312.40 Boiler Plant Eq-BBCM | Coal Ops | 1 | 164545.51 | 23880.9374 | 2020-12-01 | BIG BEND COMMON | Conveyor-C09-S | Belt | 32622969 | CONVEYOR BELT FOR GYPSUM | 2012-06-30 | B2036-2012
312.40 Boiler Plant Eq-BBCM | Coal Ops | 1 | 149594.41 | 12826.7288 | 2020-12-01 | BIG BEND COMMON | Conveyor - Coal Handling-B16-S | Belt | 140486139 | M1 CONVEYOR BELT REPL. | 2016-12-07 | A2613311
312.40 Boiler Plant Eq-BBCM | Coal Ops | 1 | 139394.04 | 7048.6827 | 2020-12-01 | BIG BEND COMMON | Conveyor - Coal Handling-B16-S | Belt | 276624709 | D-CONVEYOR BELT REPL | 2018-02-08 | A2656213
312.40 Boiler Plant Eq-BBCM | Coal Ops | 1 | 117019.58 | 11917.9071 | 2020-12-01 | BIG BEND COMMON | Conveyor - Coal Handling-B16-S | Belt | 89679191 | BB coalfield G1 conveyor belt | 2015-11-25 | A2546538
312.40 Boiler Plant Eq-BBCM | Coal Ops | 1 | 113399.76 | 7788.2978 | 2020-12-01 | BIG BEND COMMON | Conveyor - Coal Handling-B16-S | Belt | 138857899 | L-1 Conveyor belt Located in BB coal Yard. | 2017-02-13 | A2620515
312.40 Boiler Plant Eq-BBCM | Coal Ops | 1 | 110386.01 | 26734.1041 | 2020-12-01 | BIG BEND COMMON | Conveyor - Coal Handling-B16-S | Belt | 107673 | BELT ; CONVEYOR/COAL HANDLING ; BB STATION M-1 CONVEYOR BELT 1450' OF 60" GRADE MSHA FR PL 4-440 BELT 10/15/04 RJB | 2003-12-15 | B1877
312.40 Boiler Plant Eq-BBCM | Coal Ops | 1 | 105515.09 | 7246.7785 | 2020-12-01 | BIG BEND COMMON | Conveyor - Coal Handling-B16-S | Belt | 140486163 | Q1 Conveyor Belt | 2017-02-13 | A2620555
312.40 Boiler Plant Eq-BBCM | Coal Ops | 1 | 105428.81 | 9039.8215 | 2020-12-01 | BIG BEND COMMON | Conveyor - Coal Handling-B16-S | Belt | 149955570 | L-2 CONVEYOR BELT LABOR AND MATLS. | 2016-12-02 | A2617601
312.40 Boiler Plant Eq-BBCM | Coal Ops | 1 | 103700.31 | 8891.614 | 2020-12-01 | BIG BEND COMMON | Conveyor - Coal Handling-B16-S | Belt | 115507709 | Rail unloarding BF-1 conveyor belt replaced. | 2016-07-01 | A2594925
312.40 Boiler Plant Eq-BBCM | Coal Ops | 1 | 102870.87 | 5201.8301 | 2020-12-01 | BIG BEND COMMON | Conveyor - Coal Handling-B16-S | Belt | 277749347 | C-10 CONVEYOR BELT REPL. AT BB STATION | 2018-06-19 | A2656822
312.40 Boiler Plant Eq-BBCM | Coal Ops | 1 | 91842.49 | 4644.1625 | 2020-12-01 | BIG BEND COMMON | Conveyor - Coal Handling-B16-S | Belt | 259101566 | BB FGD LD CONVEYOR BELT AND PARTS | 2018-01-19 | A2661841
312.40 Boiler Plant Eq-BBCM | Coal Ops | 2 | 89399.81 | 15236.2478 | 2020-12-01 | BIG BEND COMMON | Conveyor - Coal Handling-B16-S | Belt | 25887090 | Installed M-2 conveyor belt, 1435' of 60" wide, 4 ply PIW conveyor belt with 1/4x1/8 Gaurdian (MSHA) covers | 2010-06-22 | A7068-2009
312.40 Boiler Plant Eq-BBCM | Coal Ops | 1 | 84687.85 | 4282.3766 | 2020-12-01 | BIG BEND COMMON | Conveyor - Coal Handling-B16-S | Belt | 277749338 | REPL Q-2 CONVEYOR BELT AT BB STATION | 2018-06-19 | A2656686
312.40 Boiler Plant Eq-BBCM | Coal Ops | 1 | 81483.84 | 4120.3607 | 2020-12-01 | BIG BEND COMMON | Conveyor - Coal Handling-B16-S | Belt | 299002190 | C-15 CONVEYOR BELT REPL | 2018-06-25 | A2656824
312.40 Boiler Plant Eq-BBCM | Coal Ops | 1 | 76294.43 | 15564.8343 | 2020-12-01 | BIG BEND COMMON | Conveyor - Coal Handling-B16-S | Belt | 25257253 | CONVEYOR BELT R1 675 FT | 2007-12-12 | A7751-2007
312.40 Boiler Plant Eq-BBCM | Coal Ops | 2 | 75887.48 | 12933.3659 | 2020-12-01 | BIG BEND COMMON | Conveyor - Coal Handling-B16-S | Belt | 25887080 | Replaced T-2 Conveyor belt , 1225' of 54" ply 600 PIW conveyor belt with 1/4x1/8 covers | 2010-05-21 | A7067-2009
312.40 Boiler Plant Eq-BBCM | Coal Ops | 1 | 69310.09 | 10059.1619 | 2020-12-01 | BIG BEND COMMON | Conveyor - Coal Handling-B16-S | Belt | 34335053 | T1 Conveyor belt Repl | 2012-11-05 | B2936-2012
312.40 Boiler Plant Eq-BBCM | Coal Ops | 1 | 66353.21 | 12828.9214 | 2020-12-01 | BIG BEND COMMON | Limestone-C25-S | Belt | 25063766 | BB FGD "LB" conveyor belt replaced | 2008-11-15 | A7019-2008
312.40 Boiler Plant Eq-BBCM | Coal Ops | 1 | 66265.6 | 11293.5263 | 2020-12-01 | BIG BEND COMMON | Conveyor - Coal Handling-B16-S | Belt | 25887085 | Replaced L-1 Conveyor belt, 1250' of 54" 3 ply 600 PIW conveyor belt with 1/4x1/8 covers | 2010-05-24 | A7066-2010
312.40 Boiler Plant Eq-BBCM | Coal Ops | 1 | 53410.71 | 8444.268 | 2020-12-01 | BIG BEND COMMON | Conveyor - Coal Handling-B16-S | Belt | 27771214 | D-1 Conveyor belt replaced, 1490 ft of 72" PG 4-600 1/4 x 1/8 Guardian belt | 2011-04-30 | A7613-2010
312.40 Boiler Plant Eq-BBCM | Coal Ops | 1 | 48045.49 | 6316.6934 | 2020-12-01 | BIG BEND COMMON | Conveyor - Coal Handling-B16-S | Belt | 41684222 | BB ESS coalfield J2 belt replaced, belt is 72" wide, and 375' of 4 ply, 600 Power Guard belt | 2013-09-12 | A2446225
312.40 Boiler Plant Eq-BBCM | Coal Ops | 1 | 46956.46 | 3224.9706 | 2020-12-01 | BIG BEND COMMON | Byproduct-C06-S | Belt | 166700134 | GA1 BELT REPL, INCLUDES IDLERS, SKIRTS AND SOME FRAME REPAIR. | 2017-05-08 | A2630558
312.40 Boiler Plant Eq-BBCM | Coal Ops | 1 | 46948.79 | 10056.3308 | 2020-12-01 | BIG BEND COMMON | Conveyor - Coal Handling-B16-S | Belt | 113059 | BELT ; CONVEYOR/COAL HANDLING ; BBC E- COVEYOR BELT REPL LABOR AND MATERIALS. 05/10/07 RJB | 2006-12-15 | A7099
312.40 Boiler Plant Eq-BBCM | Coal Ops | 1 | 45754.2 | 3142.3994 | 2020-12-01 | BIG BEND COMMON | Conveyor - Coal Handling-B16-S | Belt | 138857906 | W1 Conveyor Belt | 2017-02-13 | A2620551
312.40 Boiler Plant Eq-BBCM | Coal Ops | 1 | 41872.95 | 2875.835 | 2020-12-01 | BIG BEND COMMON | Conveyor - Coal Handling-B16-S | Belt | 138857913 | J1 Conveyor Belt | 2017-02-13 | A2620553
312.40 Boiler Plant Eq-BBCM | Coal Ops | 1 | 39466.1 | 2710.5325 | 2020-12-01 | BIG BEND COMMON | Conveyor - Coal Handling-B16-S | Belt | 201954398 | COLAFIELD Z CONVEYOR HOLDBACK BELT | 2017-12-06 | A2649454
312.40 Boiler Plant Eq-BBCM | Coal Ops | 1 | 36950.15 | 3763.2032 | 2020-12-01 | BIG BEND COMMON | Byproduct-C06-S | Belt | 92794693 | BB FGD LC limestone conveyor belt replaced. | 2015-10-12 | A2570763
312.40 Boiler Plant Eq-BBCM | Coal Ops | 1 | 32320.82 | 3783.6416 | 2020-12-01 | BIG BEND COMMON | Conveyor-C09-S | Belt | 44651215 | Polk transloader belt (approx. 515 feet) replaced | 2014-05-07 | A2475341
312.40 Boiler Plant Eq-BBCM | Coal Ops | 1 | 22823.11 | 1567.4917 | 2020-12-01 | BIG BEND COMMON | Conveyor - Coal Handling-B16-S | Belt | 166782258 | BELT FOR NO 3 PORTABLE CONVEYOR | 2017-10-25 | A2638139
312.40 Boiler Plant Eq-BBCM | Coal Ops | 1 | 22243.48 | 1527.6827 | 2020-12-01 | BIG BEND COMMON | Conveyor - Coal Handling-B16-S | Belt | 207894902 | G2 CONVEYOR BELT ON NORTH STACKER | 2017-12-14 | A2657663
312.40 Boiler Plant Eq-BBCM | Coal Ops | 1 | 19160.49 | 3908.9335 | 2020-12-01 | BIG BEND COMMON | Conveyor - Coal Handling-B16-S | Belt | 192553 | BELT ; CONVEYOR/COAL HANDLING ; BB FGD LE CONVEYOR BELT REPLACED LABOR AND MATERIALS 5/13/08 WHA | 2007-10-15 | A7057-2007
312.40 Boiler Plant Eq-BBCM | Coal Ops | 4 | 17600 | 1509.0833 | 2020-12-01 | BIG BEND COMMON | Conveyor - Coal Handling-B16-S | Belt | 123218643 | BB STATION CONVEYOR BELT STANDS TO HOLD AND STORE BELTS UNTIL INSTALL | 2016-12-08 | A2621087
312.40 Boiler Plant Eq-BBCM | Coal Ops | 1 | 16526.6 | 1135.0472 | 2020-12-01 | BIG BEND COMMON | Conveyor - Coal Handling-B16-S | Belt | 166700240 | BBC Portable conveyor #2 belt replaced. | 2017-07-01 | A2636825
312.40 Boiler Plant Eq-BBCM | Coal Ops | 1 | 14836.31 | 464.4229 | 2020-12-01 | BIG BEND COMMON | Conveyor - Coal Handling-B16-S | Belt | 303693759 | GB CONVEYOR BELT ADD. | 2019-03-11 | A2677156
312.40 Boiler Plant Eq-BBCM | Coal Ops | 1 | 14610.74 | 1920.9204 | 2020-12-01 | BIG BEND COMMON | Limestone-C25-S | Belt | 39448712 | FGD LF limestone 42" conveyor belt (135' in length) replaced | 2013-03-31 | A2398365
312.40 Boiler Plant Eq-BBCM | Coal Ops | 1 | 14280.38 | 980.7768 | 2020-12-01 | BIG BEND COMMON | Conveyor - Coal Handling-B16-S | Belt | 203716158 | PECO FEEDER BELT REPL | 2017-11-10 | A2653195
312.40 Boiler Plant Eq-BBCM | Coal Ops | 1 | 13892.44 | 434.8769 | 2020-12-01 | BIG BEND COMMON | Conveyor - Coal Handling-B16-S | Belt | 303693817 | BBC Y CONVEYOR BELT REPL. | 2019-03-18 | A2684962
312.40 Boiler Plant Eq-BBCM | Coal Ops | 1 | 13694.68 | 3858.178 | 2020-12-01 | BIG BEND COMMON | Conveyor - Coal Handling-B16-S | Belt | 102910 | BELT ; CONVEYOR/COAL HANDLING ; BB "N" CONVEYOR BELT REPLACEMENT. PROVIDED BY EPPERSON AND CO. 1/27/99 RJB | 1998-06-15 | A7032-2006
312.40 Boiler Plant Eq-BBCM | Coal Ops | 1 | 11785.46 | 1710.4559 | 2020-12-01 | BIG BEND COMMON | Conveyor - Coal Handling-B16-S | Belt | 28267442 | S2B and S6B coal feeder conveyor belts located on the blending bin replaced. Transport coal from Blending bin #2 and the Polk transloader | 2012-05-01 | A2913-2011
312.40 Boiler Plant Eq-BBCM | Coal Ops | 1 | 10232.43 | 877.363 | 2020-12-01 | BIG BEND COMMON | Conveyor - Coal Handling-B16-S | Belt | 115873032 | Coalfield J-1 conveyor belt replaced. | 2016-08-31 | A2606873
312.40 Boiler Plant Eq-BBCM | Coal Ops | 1 | 9617.5 | 301.0579 | 2020-12-01 | BIG BEND COMMON | Conveyor - Coal Handling-B16-S | Belt | 307058872 | Z Conveyor Belt Repl. | 2019-02-22 | A2684961
312.40 Boiler Plant Eq-BBCM | Coal Ops | 1 | 9322.26 | 949.4294 | 2020-12-01 | BIG BEND COMMON | Byproduct-C06-S | Belt | 52815859 | BB FGD GB gypsum conveyor belt 140' long and 30" wide replaced | 2015-04-13 | A2541667
312.40 Boiler Plant Eq-BBCM | Coal Ops | 1 | 6208.99 | 726.8563 | 2020-12-01 | BIG BEND COMMON | Byproduct-C06-S | Belt | 51097981 | BB FGD gypsum conveyor belt, 75' of 30" wide, replaced. | 2014-12-07 | A2512082
312.40 Boiler Plant Eq-BBCM | Coal Ops | 1 | 5576.35 | 567.9257 | 2020-12-01 | BIG BEND COMMON | Limestone-C25-S | Belt | 52815868 | BB FGD LA-2 limestone conveyor belt 27' long by 60" wide replaced | 2015-04-07 | A2542212
312.40 Boiler Plant Eq-BBCM | Coal Ops | 1 | 5262.03 | 763.6927 | 2020-12-01 | BIG BEND COMMON | Limestone-C25-S | Belt | 36388231 | FGD LA1 and LA2 (LA2 retired 9-27-13) limestone belt replaced. | 2012-09-28 | A2382791
312.40 Boiler Plant Eq-BBCM | Coal Ops | 1 | 4348.26 | 571.6796 | 2020-12-01 | BIG BEND COMMON | Limestone-C25-S | Belt | 40125970 | FGD LA2 limestone belt replaced | 2013-01-31 | A2407372
312.40 Boiler Plant Eq-BBCM | Coal Ops | 1 | 660.98 | 56.6747 | 2020-12-01 | BIG BEND COMMON | Limestone-C25-S | Belt | 121431114 | FGD B WEIGH FEEDER CONV BELT LIMESTONE HANDLING | 2016-12-06 | A2609319
312.40 Boiler Plant Eq-BBCM | Coal Ops | 1 | 5754099.22 | 835108.0709 | 2020-12-01 | BIG BEND COMMON | Bunker / Bin-B12-S | Bin / Bunker | 42496033 | BCC blending bin bypass system to include a new conveyor system to run from the T3 structure to the K2A and K2B chutes for feeding the plant bunkers | 2012-12-30 | B2821-2011
312.40 Boiler Plant Eq-BBCM | Coal Ops | 1 | 5719713.58 | 830117.5895 | 2020-12-01 | BIG BEND COMMON | Coal Handling Equipment-B69-S | Bin / Bunker | 41490512 | Relining of the blending bins from the top elevation of chutes at the R-belts to the blast gates | 2012-08-22 | B2820-2011
312.40 Boiler Plant Eq-BBCM | Coal Ops | 3 | 4869447.71 | 1756944.6491 | 2020-12-01 | BIG BEND COMMON | Coal Handling Equipment-B69-S | Bin / Bunker | 128763 | BLENDING BIN ; COAL BLENDING EQUIPMENT ; (1CYH-TK311,1CYH-TK321,1CYH-TK331) COAL BLENDING BINS 1,2 AND 3 -- BIN S ARE 40' X 80' X 71' HIGH WITH ( 4) CONED HOPPERS ON THE LOWER 38'4" OF THE BINS TAPERING TO A 3' X 9' OPENING IN THE HOPPER BOTTOM; CAPA | 1984-08-15 | K3400
312.40 Boiler Plant Eq-BBCM | Coal Ops | 1 | 170634.79 | 50424.8158 | 2020-12-01 | BIG BEND COMMON | Conveyor - Coal Handling-B16-S | Bin / Bunker | 98700 | BIN/WEIGH BIN ; CONVEYOR/COAL HANDLING ; THE LOADOUT STRUCTURE WEIGH BIN IS A 30 TON WEIGH BIN CONSTRUCTED OF CARBON STEEL AND IS LOCATED IN BETWEEN THE 2ND AND 3RD LEVEL OF THE STRUCTURE. ALSO INCLUDES 2 LOAD CELLS. PROVIDED BY ROBERTS & SCHAEFER COMPAN | 1996-03-15 | L2580
312.40 Boiler Plant Eq-BBCM | Coal Ops | 1 | 162475.28 | 49072.8946 | 2020-12-01 | BIG BEND COMMON | Coal Handling Equipment-B69-S | Bin / Bunker | 98607 | BLENDING BIN ; COAL BLENDING EQUIPMENT ; BLENDING BIN MODIFICATION. ADDED A WALL ON THE SOUTH BLENDING BIN. 42'HIGH X 42' WIDE. CONTST. OF STEEL. BY BROWN & ROOT. 10/17/96 RJB | 1995-08-15 | B4477
312.40 Boiler Plant Eq-BBCM | Coal Ops | 1 | 115053.58 | 38738.4932 | 2020-12-01 | BIG BEND COMMON | Coal Handling Equipment-B69-S | Bin / Bunker | 123851 | BLENDING BIN ; COAL BLENDING EQUIPMENT ; BLENDING BIN DIV WALL. CONSISTING OF 4 PIECES WITH ALL VERTICAL STIFFNESS AND DEFLECTOR PLATES IN PLACE. | 1989-12-15 | A7528
312.40 Boiler Plant Eq-BBCM | Coal Ops | 1 | 103613.35 | 25980.8206 | 2020-12-01 | BIG BEND COMMON | Slag Handling-C36-S | Bin / Bunker | 105295 | BINS ; SLAG HANDLING ; SLAG HANDLING SEPARATION BINS INSTALLED IN THE SLAG STORAGE AREA. THESE WERE INSTALLED IN CONJUNCTION WITH THE SLAG BENEFICAITION PROJECT. 03/25/03 RJB | 2002-03-15 | H6589
312.40 Boiler Plant Eq-BBCM | Coal Ops | 1 | 4334.1 | 297.6661 | 2020-12-01 | BIG BEND COMMON | Bunker / Bin-B12-S | Bin / Bunker | 200656311 | B DEWATERING BIN DISCHARGE CHUTE | 2017-11-30 | A2647846
312.40 Boiler Plant Eq-BBCM | Coal Ops | 3 | 198362.07 | 71570.9867 | 2020-12-01 | BIG BEND COMMON | Dust Collection / Suppression-B24-S | Blower | 128416 | BLENDING BIN BLOWER ; COAL BLENDING DUST COLLECTION SYS ; (1CYC-SP2A,1CYC-SP2B,1CYC-SP2C) BLE NDING BIN 1,2,3,RESPECTIVELY DUST C OLLECTION AND METHANE VENTIL ATION UNIT -- CONSISTING OF AN AMER ICAN AIR FILTER,SIZE 24,TYPE D ROTO -CLONE WITH A CA | 1984-08-15 | K3400
312.40 Boiler Plant Eq-BBCM | Coal Ops | 1 | 51498.23 | 18581.0681 | 2020-12-01 | BIG BEND COMMON | Dust Collection / Suppression-B24-S | Blower | 89679 | CONV. Q TO R BLOWER ; COAL BLENDING DUST COLLECTION SYS. ; (1CYC-SP1) CONVEYOR "Q" TO "R" DUST TRANSFER ROTO-CLONE -- AMERICAN AI R FILTER,SIZE 24,TYPE "D" DUST C OLLECTOR WITH TYPE "F" 24.9 CF DUST STORAGE HOPPER; ROTO-CLONE CONSIST S OF A CAST IRON | 1984-08-15 | K3400
312.40 Boiler Plant Eq-BBCM | Coal Ops | 1 | 30045.27 | 3059.9728 | 2020-12-01 | BIG BEND COMMON | Dewatering-C10-S | Blower | 92562468 | BB FGD B vacuum filter blowback blower skid replaced with a Dresser-Roots blower URAI-59 | 2015-07-15 | A2542408
312.40 Boiler Plant Eq-BBCM | Coal Ops | 1 | 22890.83 | 2331.326 | 2020-12-01 | BIG BEND COMMON | Dewatering-C10-S | Blower | 89636899 | BB FGD B vacuum filter blowback blower skid replaced with a Dresser-Roots blower URAI-59 | 2015-07-15 | A2545815
312.40 Boiler Plant Eq-BBCM | Coal Ops | 1 | 58384.33 | 6834.7703 | 2020-12-01 | BIG BEND COMMON | Unloaders-B65-S | Boom Assembly | 52815804 | ESS PECO clamshell boom heel assembly structural frame sheaves, shafts and bearings replaced. | 2014-12-31 | A2480734
312.40 Boiler Plant Eq-BBCM | Nat Gas Ops | 1 | 98384.62 | 8435.8289 | 2020-12-01 | BIG BEND COMMON | Stacker Reclaimer-B57-S | Boom Assembly | 114454565 | BCC ESS North and South Stacker Flop Gate Upgrades. Replace gear operated drive with new Hydraulic cylinder drive. | 2016-05-26 | A2599420
312.40 Boiler Plant Eq-BBCM | Coal Ops | 1 | 121246.66 | 24735.5432 | 2020-12-01 | BIG BEND COMMON | Unloaders-B65-S | Bucket | 24743392 | BBC PECO CLAMSHELL BUCKET REPL | 2007-12-31 | B2037-2007
312.40 Boiler Plant Eq-BBCM | Coal Ops | 1 | 46981.42 | 6818.5413 | 2020-12-01 | BIG BEND COMMON | Limestone-C25-S | Bull Gear & Pinion Assembly | 28394074 | FGD "B" Ball mill pinion gear and bearings replaced | 2012-06-30 | A7553-2012
312.40 Boiler Plant Eq-BBCM | Coal Ops | 1 | 1373425.58 | 139877.0913 | 2020-12-01 | BIG BEND COMMON | Coal Handling Equipment-B69-S | Bulldozer | 50368211 | BBC bulldozer replaced with a D-10 dozer with a 68 yard blade | 2015-02-15 | A2522285
312.40 Boiler Plant Eq-BBCM | Coal Ops | 2 | 1079382.9 | 220205.0134 | 2020-12-01 | BIG BEND COMMON | Coal Handling Equipment-B69-S | Bulldozer | 192511 | BULLDOZER/PAYLOADER ; COAL CRUSHERS/FEEDERS/BULLDOZER ; 2007 NEW CAPERPILLAR D10 TRACK TYPE TRACTOR MATERIALS AND LABOR WHA 04/15/08 | 2007-12-15 | B2028-2006
312.40 Boiler Plant Eq-BBCM | Coal Ops | 1 | 503009.14 | 43129.6988 | 2020-12-01 | BIG BEND COMMON | Mobile Equipment-B46-S | Bulldozer | 123280803 | D-9 BULLDOZER REMAN INCL ALL PARTS TO MAKE LIKE NEW | 2016-12-08 | A2618464
312.40 Boiler Plant Eq-BBCM | Coal Ops | 1 | 476240.21 | 48502.8794 | 2020-12-01 | BIG BEND COMMON | Coal Handling Equipment-B69-S | Bulldozer | 116395324 | BBC D9 caterpillar bulldozer remanufactured | 2015-11-15 | A2564517
312.40 Boiler Plant Eq-BBCM | Coal Ops | 1 | 257482.94 | 22077.455 | 2020-12-01 | BIG BEND COMMON | Mobile Equipment-B46-S | Bulldozer | 123280810 | D-6 CAT BULLDOZER REMAN PARS AND LABOR TO MAKE LIKE NEW | 2016-12-08 | A2618465
312.40 Boiler Plant Eq-BBCM | Coal Ops | 1 | 41556.66 | 6031.2311 | 2020-12-01 | BIG BEND COMMON | Conveyor - Coal Handling-B16-S | Cable Reel / Festoon | 35306662 | BBC M2 Tripper cable reel replaced. | 2012-06-30 | A7068-2011
312.40 Boiler Plant Eq-BBCM | Coal Ops | 1 | 33965 | 12548.9949 | 2020-12-01 | BIG BEND COMMON | Unloaders-B65-S | Cable Reel / Festoon | 87651 | CABLE REEL ; CLAM SHELL UNLOADER ; MAIN POWER CABLE REEL INCL CABLING. | 1982-06-15 | J92
312.40 Boiler Plant Eq-BBCM | Coal Ops | 1 | 24187.32 | 7883.1572 | 2020-12-01 | BIG BEND COMMON | Unloaders-B65-S | Cable Reel / Festoon | 97644 | MAIN POWER CABLE REEL ASSEMBLY ; COAL BARGE UNLOADER - LADDER TYPE ; GLEASON CABLE REEL FOR COAL BARGE UNLOADER. HAS DISCONNECT SWITCH., 06/29/94 RJB | 1991-01-15 | A7508-2008
312.40 Boiler Plant Eq-BBCM | Coal Ops | 1 | 25404.7 | 2974.005 | 2020-12-01 | BIG BEND COMMON | Conveyor - Coal Handling-B16-S | Cable Tray | 46878738 | BB ESS "P" conveyor cable tray replaced. Tray is 600' on N. side of P conveyor east and west of the 4160v cable block | 2014-09-08 | A2485431
312.40 Boiler Plant Eq-BBCM | Coal Ops | 1 | 16389.21 | 2154.7416 | 2020-12-01 | BIG BEND COMMON | Conveyor - Coal Handling-B16-S | Cable Tray | 40098457 | BB ESS Q1 and Q2 conveyor wiring and conduit replaced | 2013-01-31 | A2387924
312.40 Boiler Plant Eq-BBCM | Coal Ops | 1 | 195305.29 | 72159.1369 | 2020-12-01 | BIG BEND COMMON | Unloaders-B65-S | Cantilever | 87667 | CANTILEVER BEAM ASSEMBLY ; CLAM SHELL UNLOADER ; CANTILEVERED HINGED BOOM ASSEMBLY. | 1982-06-15 | J92
312.40 Boiler Plant Eq-BBCM | Coal Ops | 1 | 5073022.88 | 666966.4502 | 2020-12-01 | BIG BEND COMMON | Conveyor - Coal Handling-B16-S | Chute / Downspout | 41290149 | Install new chutes, grating, handrails | 2013-12-11 | B2815-2011
312.40 Boiler Plant Eq-BBCM | Coal Ops | 1 | 1574576.24 | 228522.5326 | 2020-12-01 | BIG BEND COMMON | Coal Handling Equipment-B69-S | Chute / Downspout | 41803703 | New blast gates, feeders, and side boards from the S-Feeder to the T-1 belts from the blending bins (S1-T1 Chutes and feeders) | 2012-08-22 | B2818-2011
312.40 Boiler Plant Eq-BBCM | Coal Ops | 1 | 1427655.92 | 207199.5869 | 2020-12-01 | BIG BEND COMMON | Coal Handling Equipment-B69-S | Chute / Downspout | 40634726 | BBC S2-T2 balst gates, feeders, and chutes with side boards from the s- feeder to the T-2 belts from the blending bins replaced. | 2012-08-22 | B2819-2011
312.40 Boiler Plant Eq-BBCM | Coal Ops | 1 | 818153.35 | 107565.2227 | 2020-12-01 | BIG BEND COMMON | Conveyor - Coal Handling-B16-S | Chute / Downspout | 41290160 | Install new blast gates, feeders and chutes with side boards from the S-feeders to the T-2 belts | 2013-11-01 | B2859-2011
312.40 Boiler Plant Eq-BBCM | Coal Ops | 1 | 400019.03 | 52591.7739 | 2020-12-01 | BIG BEND COMMON | Conveyor - Coal Handling-B16-S | Chute / Downspout | 41653645 | Install new chutes from the S-feeder to the T-1 belts from the blending bins to include blast gates with side boards | 2013-12-11 | B2858-2011
312.40 Boiler Plant Eq-BBCM | Coal Ops | 1 | 310445.92 | 49081.7017 | 2020-12-01 | BIG BEND COMMON | Conveyor - Coal Handling-B16-S | Chute / Downspout | 28267130 | The T2 to W2 chute replaced | 2011-12-15 | B2910-2011
312.40 Boiler Plant Eq-BBCM | Coal Ops | 1 | 310242.84 | 49049.5947 | 2020-12-01 | BIG BEND COMMON | Conveyor - Coal Handling-B16-S | Chute / Downspout | 29203115 | T1 to W1 chute replaced | 2011-12-15 | B2909-2011
312.40 Boiler Plant Eq-BBCM | Coal Ops | 1 | 258430.75 | 37506.7577 | 2020-12-01 | BIG BEND COMMON | Conveyor - Coal Handling-B16-S | Chute / Downspout | 38284722 | Chutes from the K2 hoppers to L2 belt to include all scrappers, side boards and ceramic lining replaced | 2012-06-30 | B2817-2011
312.40 Boiler Plant Eq-BBCM | Coal Ops | 1 | 235006.22 | 16140.2319 | 2020-12-01 | BIG BEND COMMON | Limestone-C25-S | Chute / Downspout | 287154760 | BB FGD GB TO GC CHUTE REPL. | 2017-12-18 | A2660636
312.40 Boiler Plant Eq-BBCM | Coal Ops | 1 | 209704.71 | 33154.451 | 2020-12-01 | BIG BEND COMMON | Conveyor - Coal Handling-B16-S | Chute / Downspout | 29203106 | BBC "E" to "F"/"E" to "Y" chute replaced | 2011-12-15 | B2907-2011
312.40 Boiler Plant Eq-BBCM | Coal Ops | 1 | 208462.75 | 10541.2525 | 2020-12-01 | BIG BEND COMMON | Coal Handling Equipment-B69-S | Chute / Downspout | 207895021 | C11 INTAKE CHUTE REBUILD | 2018-01-19 | A2660596
312.40 Boiler Plant Eq-BBCM | Coal Ops | 1 | 202918.39 | 10260.8931 | 2020-12-01 | BIG BEND COMMON | Coal Handling Equipment-B69-S | Chute / Downspout | 267551390 | C15 INTAKE CHUTE REBUILD | 2018-01-19 | A2660778
312.40 Boiler Plant Eq-BBCM | Coal Ops | 1 | 199217.35 | 10073.7441 | 2020-12-01 | BIG BEND COMMON | Coal Handling Equipment-B69-S | Chute / Downspout | 289700478 | BBC C12 INTAKE CHUTE REPL. | 2018-01-18 | A2660746
312.40 Boiler Plant Eq-BBCM | Coal Ops | 1 | 193518.12 | 30595.3406 | 2020-12-01 | BIG BEND COMMON | Conveyor - Coal Handling-B16-S | Chute / Downspout | 29203132 | BBC "Z" to "P" chute replaced | 2011-12-15 | B2922-2011
312.40 Boiler Plant Eq-BBCM | Coal Ops | 1 | 187571.68 | 21958.1069 | 2020-12-01 | BIG BEND COMMON | Conveyor - Coal Handling-B16-S | Chute / Downspout | 45488124 | BBC J2 hopper to Q2 belt coal chute replaced to include all scrappers, side boards, and ceramic lining. | 2014-04-12 | A2489855
312.40 Boiler Plant Eq-BBCM | Coal Ops | 1 | 152365.74 | 22113.2543 | 2020-12-01 | BIG BEND COMMON | Conveyor - Coal Handling-B16-S | Chute / Downspout | 28267159 | BBC K1A to K1B to L1 chute replaced. | 2012-05-01 | B2915-2011
312.40 Boiler Plant Eq-BBCM | Coal Ops | 1 | 151780.19 | 22028.2718 | 2020-12-01 | BIG BEND COMMON | Coal Handling Equipment-B69-S | Chute / Downspout | 38306832 | L1-M1 Coal chute to include all scrappers, side boards and ceramic lining | 2012-06-30 | B2828-2011
312.40 Boiler Plant Eq-BBCM | Coal Ops | 1 | 146774.52 | 17182.1812 | 2020-12-01 | BIG BEND COMMON | Conveyor - Coal Handling-B16-S | Chute / Downspout | 45838472 | BBC conveyor chute from hopper Q-1 to R-1 replaced | 2014-08-18 | A2489857
312.40 Boiler Plant Eq-BBCM | Coal Ops | 1 | 142514.44 | 20683.5083 | 2020-12-01 | BIG BEND COMMON | Coal Handling Equipment-B69-S | Chute / Downspout | 38284733 | Chutes from the L2 hoppers to M2 belt to include all scrappers, side boards and ceramic lining replaced | 2012-06-30 | B2830-2011
312.40 Boiler Plant Eq-BBCM | Coal Ops | 1 | 139350.89 | 22031.4663 | 2020-12-01 | BIG BEND COMMON | Conveyor - Coal Handling-B16-S | Chute / Downspout | 29203122 | BBC R1 tripper chute replaced | 2011-12-15 | B2917-2011
312.40 Boiler Plant Eq-BBCM | Coal Ops | 1 | 122981.92 | 14396.8969 | 2020-12-01 | BIG BEND COMMON | Conveyor - Coal Handling-B16-S | Chute / Downspout | 45838483 | BBC Q2 Hopper to R2 chutes replaced to include all scrappers, side boards and ceramic lining | 2014-04-12 | A2489861
312.40 Boiler Plant Eq-BBCM | Coal Ops | 1 | 115029.42 | 18186.2261 | 2020-12-01 | BIG BEND COMMON | Conveyor - Coal Handling-B16-S | Chute / Downspout | 28267170 | M1 Tripper transfer chute replaced | 2011-03-30 | A2904-2011
312.40 Boiler Plant Eq-BBCM | Coal Ops | 1 | 108266.69 | 17117.0341 | 2020-12-01 | BIG BEND COMMON | Conveyor - Coal Handling-B16-S | Chute / Downspout | 27319914 | L2 RETRACTABLE CHUTE | 2011-01-31 | A7611-2010
312.40 Boiler Plant Eq-BBCM | Coal Ops | 1 | 105783.08 | 16724.3737 | 2020-12-01 | BIG BEND COMMON | Conveyor - Coal Handling-B16-S | Chute / Downspout | 36409882 | BBC R2 Tripper chute replaced | 2011-12-15 | B2927-2011
312.40 Boiler Plant Eq-BBCM | Coal Ops | 1 | 103055.95 | 16293.2127 | 2020-12-01 | BIG BEND COMMON | Conveyor - Coal Handling-B16-S | Chute / Downspout | 28366423 | BBC Y to Z chute replaced | 2011-12-31 | A2911-2011
312.40 Boiler Plant Eq-BBCM | Coal Ops | 1 | 94127.15 | 14881.5636 | 2020-12-01 | BIG BEND COMMON | Conveyor - Coal Handling-B16-S | Chute / Downspout | 28267190 | M2 Tripper chute replaced | 2011-12-15 | B2926-2011
312.40 Boiler Plant Eq-BBCM | Coal Ops | 1 | 85890.66 | 5898.9722 | 2020-12-01 | BIG BEND COMMON | Conveyor - Coal Handling-B16-S | Chute / Downspout | 138857589 | BB FGD GA1 TO GB CHUTE REPL. | 2017-01-17 | A2572830
312.40 Boiler Plant Eq-BBCM | Coal Ops | 1 | 76821.48 | 6586.9326 | 2020-12-01 | BIG BEND COMMON | Byproduct-C06-S | Chute / Downspout | 140281076 | BB FGD GA2 TO GB CHUTE REPL. | 2016-12-01 | A2572834
312.40 Boiler Plant Eq-BBCM | Coal Ops | 1 | 76391.42 | 12077.5332 | 2020-12-01 | BIG BEND COMMON | Conveyor - Coal Handling-B16-S | Chute / Downspout | 26931278 | W1 to L1 transfer shute replaced on BBC FGD | 2011-01-01 | B2071-2010
312.40 Boiler Plant Eq-BBCM | Coal Ops | 1 | 74189 | 11729.3291 | 2020-12-01 | BIG BEND COMMON | Conveyor - Coal Handling-B16-S | Chute / Downspout | 27733176 | J1 Conveyor Grizzly chutes replaced | 2011-06-30 | A2912-2011
312.40 Boiler Plant Eq-BBCM | Coal Ops | 1 | 63326.54 | 6449.5174 | 2020-12-01 | BIG BEND COMMON | Coal Handling Equipment-B69-S | Chute / Downspout | 75191077 | ESS BF-1 rail system chutes replaced. | 2015-07-30 | A2516246
312.40 Boiler Plant Eq-BBCM | Coal Ops | 1 | 61543.72 | 7204.6248 | 2020-12-01 | BIG BEND COMMON | Conveyor - Coal Handling-B16-S | Chute / Downspout | 45082666 | BB ESS Peco T1 structure chute replaced | 2014-05-30 | A2485438
312.40 Boiler Plant Eq-BBCM | Coal Ops | 1 | 50212.18 | 5878.0964 | 2020-12-01 | BIG BEND COMMON | Coal Handling Equipment-B69-S | Chute / Downspout | 45082649 | BB ESS Peco "D" feeder chute including the Peco Pully frame | 2014-05-30 | A2485434
312.40 Boiler Plant Eq-BBCM | Coal Ops | 1 | 49456.64 | 5789.649 | 2020-12-01 | BIG BEND COMMON | Conveyor - Coal Handling-B16-S | Chute / Downspout | 45949068 | ESS Polk transloader skirt chute hopper replaced. | 2014-08-01 | A2500005
312.40 Boiler Plant Eq-BBCM | Coal Ops | 1 | 43498.34 | 7413.3434 | 2020-12-01 | BIG BEND COMMON | Coal Handling Equipment-B69-S | Chute / Downspout | 26096263 | Install new J2-Q2 transfer chute to include the intake chute and hopper assembly | 2010-08-24 | B2090-2009
312.40 Boiler Plant Eq-BBCM | Coal Ops | 1 | 20339.36 | 1396.9077 | 2020-12-01 | BIG BEND COMMON | Byproduct-C06-S | Chute / Downspout | 166700044 | Discharge Chute: west end of GB to GC conveyor belt | 2017-02-17 | A2616048
312.40 Boiler Plant Eq-BBCM | Coal Ops | 1 | 9815.2 | 1551.7895 | 2020-12-01 | BIG BEND COMMON | Conveyor - Coal Handling-B16-S | Chute / Downspout | 27771242 | FGD GA2 discharge chute on the west end of GA2 conveyor belt replaced | 2011-01-31 | A7559-2010
312.40 Boiler Plant Eq-BBCM | Coal Ops | 1 | 1472.88 | 251.0203 | 2020-12-01 | BIG BEND COMMON | Conveyor - Coal Handling-B16-S | Chute / Downspout | 26094731 | Install BBC J-2 Intake transfer chute and hopper | 2010-05-24 | A7060-2009
312.40 Boiler Plant Eq-BBCM | Coal Ops | 0 | -1594.68 | -186.6815 | 2020-12-01 | BIG BEND COMMON | Conveyor - Coal Handling-B16-S | Chute / Downspout | 45949092 | Chute / Downspout | 2014-01-01 | B2825-2012
312.40 Boiler Plant Eq-BBCM | Nat Gas Ops | 1 | 31416.02 | 6409.1854 | 2020-12-01 | BIG BEND COMMON | Fly Ash Handling-C20-S | Chute / Downspout | 192351 | CHUTE / SOWNSPOUT ; FLY ASH HANDLING ; #3 FLY ASH SILO PRIMARY AND SECONDARY COLLECTIONS LOWER CHUTES (SIX EACH) REPLACED AND SURRONDING SUPPORT PLATE AT THE TOP OF THE SILO. LABOR AND MATERIALS WHA 3/17/08 | 2007-06-15 | A7017-2007
312.40 Boiler Plant Eq-BBCM | Coal Ops | 1 | 16311.55 | 2779.9479 | 2020-12-01 | BIG BEND COMMON | Conveyor - Coal Handling-B16-S | Cleaners | 25887216 | Installed both primary and secondary Conveyor head pulley belt cleaners on Q1, Q2, R1, F, conveyor systems | 2010-04-30 | A7749-2009
312.40 Boiler Plant Eq-BBCM | Coal Ops | 1 | 15187.1 | 2401.0904 | 2020-12-01 | BIG BEND COMMON | Conveyor - Coal Handling-B16-S | Cleaners | 27771354 | B-Conveyor Belt cleaner replaced with a 72" Blue Max Belt Cleaner | 2011-01-01 | A7014-2010
312.40 Boiler Plant Eq-BBCM | Coal Ops | 2 | 4077.89 | 694.9874 | 2020-12-01 | BIG BEND COMMON | Conveyor - Coal Handling-B16-S | Cleaners | 25801655 | R1 RETURN BELT CLEANERS | 2010-02-28 | A7748-2009
312.40 Boiler Plant Eq-BBCM | Coal Ops | 1 | 3495.5 | 507.3114 | 2020-12-01 | BIG BEND COMMON | Conveyor - Coal Handling-B16-S | Cleaners | 32622672 | W2 CONV HEAD PULLY SCRAPER | 2012-08-31 | A2925-2011
312.40 Boiler Plant Eq-BBCM | Nat Gas Ops | 1 | 100157.01 | 20433.0416 | 2020-12-01 | BIG BEND COMMON | Fly Ash Handling-C20-S | Collector | 24012856 | COLLECTORS ; FLY ASH HANDLING ; #3 FLY ASH SILO A AND B SECONDARY COLLECTORS REPLACEMENT. LABOR AND MATERIALS 07/29/08 RJB | 2007-07-15 | B2007-2007
312.40 Boiler Plant Eq-BBCM | Coal Ops | 1 | 1566492.63 | 227349.3363 | 2020-12-01 | BIG BEND COMMON | Oxidation-C27-S | Compressor | 40651462 | BB4 D1 Forced oxydation air compressors FGD system 4FOS-CD1 | 2012-09-24 | B2774-2011
312.40 Boiler Plant Eq-BBCM | Coal Ops | 1 | 3514.5 | 851.1677 | 2020-12-01 | BIG BEND COMMON | Limestone-C25-S | Compressor | 120045 | COMPRESSOR ; LIMESTONE ; BB LIMESTONE UNLOADING BAGHOUSE COMPRESSOR. PURCHASE AND INSTALL A COMPRESSOR FOR THIS AREA. 04/21/04 RJB | 2003-12-15 | A7096
312.40 Boiler Plant Eq-BBCM | Nat Gas Ops | 1 | 956485.77 | 138817.3814 | 2020-12-01 | BIG BEND COMMON | Oxidation-C27-S | Compressor | 41051821 | BB3 B2 Oxidation air compressor replaced. | 2012-07-31 | B2771-2011
312.40 Boiler Plant Eq-BBCM | Nat Gas Ops | 1 | 200730.09 | 10150.2382 | 2020-12-01 | BIG BEND COMMON | Station Air-E12-S | Compressor | 276624850 | BB1 AIR COMPRESSOR UPGRADE AND REP | 2018-07-25 | A2674546
312.40 Boiler Plant Eq-BBCM | Nat Gas Ops | 1 | 92979.4 | 23314.3809 | 2020-12-01 | BIG BEND COMMON | Station Air-E12-S | Compressor | 106056 | COMPRESSOR ; STATION AIR ; BB #2 COMPRESSOR BULL GEAR/PINION ASSEMBLY INCLUDES INSTALLATION COSTS AND MINOR MATERIALS. 08/20/03 RJB | 2002-06-15 | A7051
312.40 Boiler Plant Eq-BBCM | Nat Gas Ops | 1 | 24297.63 | 3194.4867 | 2020-12-01 | BIG BEND COMMON | Primary Air / Seal Air-B47-S | Compressor | 42494436 | BBC #2 Service air compressor, 2nd stage intercooler replaced | 2013-03-25 | A2378573
312.40 Boiler Plant Eq-BBCM | Nat Gas Ops | 1 | 19406.28 | 981.3096 | 2020-12-01 | BIG BEND COMMON | Station Air-E12-S | Compressor | 287154684 | BB Compressed Air system Modification | 2018-04-20 | A2658141
312.40 Boiler Plant Eq-BBCM | Coal Ops | 1 | 31806.28 | 3723.4069 | 2020-12-01 | BIG BEND COMMON | Conveyor - Coal Handling-B16-S | Control Panel / Station | 47856412 | BBC M-1 conveyor size 6 Motor Starter Cabinet replaced | 2014-02-28 | A2398299
312.40 Boiler Plant Eq-BBCM | Coal Ops | 0 | 311016.12 | 60132.7555 | 2020-12-01 | BIG BEND COMMON | Unloaders-B65-S | Control System | 25887014 | Replaced the telemecanique PLC controls with Quantum PLC control for the PECO Coal Unloading controls at BBC | 2008-12-31 | B2042-2008
312.40 Boiler Plant Eq-BBCM | Coal Ops | 1 | 88801.47 | 26241.9977 | 2020-12-01 | BIG BEND COMMON | Conveyor - Coal Handling-B16-S | Control System | 98702 | CONTROL SYSTEM ; CONVEYOR/COAL HANDLING ; LOADOUT CONTROL SYSTEM INCLUDES CONTROL PANELS WHICH CONTROL THE SILO BIN, HYDRAULICS, LOADOUT PLC ENCLOSURE CABINET. TICKET PRINT DEVICES, CARD READERS TRAFFIC EQUIPMENT. PROVIDED BY ROBERTS & SCHAEFER COMPANY. | 1996-03-15 | L2580
312.40 Boiler Plant Eq-BBCM | Coal Ops | 1 | 42457 | 15686.5207 | 2020-12-01 | BIG BEND COMMON | Unloaders-B65-S | Control System | 115802 | OPERATOR CAB INSTR. & CONTROLS ; CLAM SHELL UNLOADER ; OPERATORS CAB INSTRUMENTS & CONTROL INCL HYDRAULIC, PNEUMATIC. | 1982-06-15 | J92
312.40 Boiler Plant Eq-BBCM | Nat Gas Ops | 1 | 3454224.13 | 739887.4511 | 2020-12-01 | BIG BEND COMMON | Mill Pulverizer-B45-S | Control System | 127130 | CONTROL SYSTEM ; MILL PULVERIZER ; BB 1-3 MILL INERTING PROJECT. INCLUDES CONTROL SYSTEMS, PIPING AND VALVES TO INITIATE THE INTRODUCTION OF STEAM INTO THE DUCT AND MILLS TO PUSH THE AIR OUT AND DECREASE OXYGEN CONTENT TO BELOW THE LFL. 3 SYSTEMS COMPLE | 2006-03-15 | B2003-2008
312.40 Boiler Plant Eq-BBCM | Nat Gas Ops | 1 | 143250.04 | 22647.9244 | 2020-12-01 | BIG BEND COMMON | Stacker Reclaimer-B57-S | Control System | 38293305 | BB limestone reclaimer control system upgraded with a programmable logic controller (PLC) | 2011-12-31 | B2716-2011
312.40 Boiler Plant Eq-BBCM | Nat Gas Ops | 1 | 72729.36 | 16286.8536 | 2020-12-01 | BIG BEND COMMON | Precipitator-C28-S | Control System | 113298 | CONTROL SYSTEM ; FLY ASH PRECIPITATOR ; BB1&2 SOVERA PRECIPITATOR TO OVATION LINK INSTALLED TO COMBINE OPERATOR MMI FUCTIONS & PI INTERFACE FOR BB1&2 PRECIPITATORS INTO OVATION. ADD OVATION GRAPHICS AND ALARMS TO OPERATOR DISPLAYS. LABOR AND MATERIALS 9 | 2005-05-15 | A7097
312.40 Boiler Plant Eq-BBCM | Coal Ops | 10 | 63316.4 | 6448.4847 | 2020-12-01 | BIG BEND COMMON | Fire Protection-A12-S | Control Valve | 75191139 | BBC fire protection system upgrades for 10 FGD transformers to include 10 3" deluge valves, trim and piping. | 2015-08-15 | A2543538
312.40 Boiler Plant Eq-BBCM | Coal Ops | 4 | 28204.26 | 1426.1935 | 2020-12-01 | BIG BEND COMMON | Fines Filtration-C15-S | Control Valve | 289666890 | BB FGD SWEETENER AND FLUSH VALVES AOV FLUSH VALVES | 2018-09-24 | A2678469
312.40 Boiler Plant Eq-BBCM | Coal Ops | 2 | 23229.92 | 3959.0332 | 2020-12-01 | BIG BEND COMMON | Water Systems-C49-S | Control Valve | 26096291 | Install FGD 4A & 4B return water tank control valve | 2010-08-24 | A7547-2010
312.40 Boiler Plant Eq-BBCM | Coal Ops | 1 | 14115.63 | 2405.7013 | 2020-12-01 | BIG BEND COMMON | Dewatering-C10-S | Control Valve | 26904229 | BB FGD A vacuum filter drum cake wash control valve for A and B vacuum filter cake wash water lines | 2010-12-31 | A7534-2010
312.40 Boiler Plant Eq-BBCM | Coal Ops | 2 | 13927.15 | 2373.579 | 2020-12-01 | BIG BEND COMMON | Oxidation-C27-S | Control Valve | 26925280 | BBC FGD 1A & 1B oxygen air compressor blowdown valves replaced with10" butterfly valves with Auma electric actuators | 2010-12-31 | A7063-2010
312.40 Boiler Plant Eq-BBCM | Coal Ops | 3 | 7610.36 | 1203.2029 | 2020-12-01 | BIG BEND COMMON | Water Supply-C48-S | Control Valve | 27771049 | FGD B Filtrate air actuated control butterfly valves replaced | 2011-05-30 | A7588-2011
312.40 Boiler Plant Eq-BBCM | Coal Ops | 1 | 4592.61 | 232.2327 | 2020-12-01 | BIG BEND COMMON | Dewatering-C10-S | Control Valve | 267551352 | DEWATERING BIN OVERFLOW 16" BUTTERFLY VALVE REPL. | 2018-04-20 | A2660450
312.40 Boiler Plant Eq-BBCM | Coal Ops | 1 | 4398.5 | 695.4057 | 2020-12-01 | BIG BEND COMMON | Absorber-C01-S | Control Valve | 28041967 | BB FGD D2 Absorber pump suction valve replaced | 2011-02-28 | A7578-2011
312.40 Boiler Plant Eq-BBCM | Coal Ops | 1 | 3888.68 | 396.0442 | 2020-12-01 | BIG BEND COMMON | Dewatering-C10-S | Control Valve | 60404253 | BBC B Dewatering bin isolation SOV #6 8" knife gate valve replaced from the #2 and #3 settling basins to the B bin | 2015-07-30 | A2550252
312.40 Boiler Plant Eq-BBCM | Coal Ops | 1 | 3855.4 | 451.333 | 2020-12-01 | BIG BEND COMMON | Dewatering-C10-S | Control Valve | 43111390 | FGD "A" filtrate 6" gate control valve replaced | 2014-01-24 | A2411777
312.40 Boiler Plant Eq-BBCM | Coal Ops | 1 | 3653.16 | 577.567 | 2020-12-01 | BIG BEND COMMON | Make-up-C26-S | Control Valve | 27771439 | FGD Make up water tank recirculation valve repalced with 3ES Fisher 657/size 45 valve/actuator with DVC positioner | 2011-08-15 | A7022-2011
312.40 Boiler Plant Eq-BBCM | Coal Ops | 1 | 3110.43 | 213.6244 | 2020-12-01 | BIG BEND COMMON | Dewatering-C10-S | Control Valve | 166700328 | #1 SETTLING BASIN DISCHARGE VALVE #7 LOCATED AT TOP OF DEWATERING BIN | 2017-10-12 | A2639033
312.40 Boiler Plant Eq-BBCM | Coal Ops | 1 | 2585.1 | 221.6552 | 2020-12-01 | BIG BEND COMMON | Dewatering-C10-S | Control Valve | 100545381 | BBC Dewatering bin B flushing 34 and 35 replaced. | 2016-03-16 | A2536467
312.40 Boiler Plant Eq-BBCM | Coal Ops | 1 | 2178.56 | 110.1624 | 2020-12-01 | BIG BEND COMMON | Reagent-C31-S | Control Valve | 208928152 | BB3&4 FGD CAFT C1 REAGENT FEED CONTROL VALVE | 2018-03-27 | A2662514
312.40 Boiler Plant Eq-BBCM | Coal Ops | 1 | 577.24 | 39.6449 | 2020-12-01 | BIG BEND COMMON | Dewatering-C10-S | Control Valve | 149114142 | BBC "B" Dewatering bin Decanter backflush water control valve #32 replaced | 2017-07-01 | A2632012
312.40 Boiler Plant Eq-BBCM | Nat Gas Ops | 1 | 192123.77 | 34997.5791 | 2020-12-01 | BIG BEND COMMON | Slag Handling-C36-S | Control Valve | 26096253 | Install Slag Dewatering return/overflow pumps VFD for each of the return water pumps and the Slag Dewatering Binns overflow tanks discharge plumps and send data to PL via the DCS | 2009-12-31 | F0476-2009
312.40 Boiler Plant Eq-BBCM | Nat Gas Ops | 3 | 127212.53 | 20112.3837 | 2020-12-01 | BIG BEND COMMON | Steam Systems-C39-S | Control Valve | 32497729 | Pegging steam system modified by adding an automated drain system. The system includes 3 automated control valves which will be triggered by new DCS logic | 2011-12-31 | A7021-2011
312.40 Boiler Plant Eq-BBCM | Nat Gas Ops | 7 | 91192.48 | 15541.7693 | 2020-12-01 | BIG BEND COMMON | Condensate-B15-S | Control Valve | 26094676 | Installed new Polisher control valves | 2010-06-30 | A7035-2009
312.40 Boiler Plant Eq-BBCM | Nat Gas Ops | 15 | 87246.54 | 31084.3944 | 2020-12-01 | BIG BEND COMMON | Auxiliary Steam-B05-S | Control Valve | 191484 | CONTROL VALVES - 2" ; AUXILIARY STEAM SYSTEM ; INCLUDES 9EA 2 1/2" CONTROL VALVES VOW 25X-Y-XXS AND 6EA 2" CONTROL VALVES. LOCATED IN PIPE LINE THAT PROVIDES CONSTANT STEAM SOURCE TO APH SOOTBLOWERS IN UNITS 1 THRU 4. 349-FP-13XA,B,C. | 1985-05-15 | K42/8
312.40 Boiler Plant Eq-BBCM | Nat Gas Ops | 126 | 81139.15 | 5572.6384 | 2020-12-01 | BIG BEND COMMON | Fly Ash Handling-C20-S | Control Valve | 140281655 | BBC Fly ash silos 1 & 2 silors pulse valves replaced. | 2017-04-30 | A2622782
312.40 Boiler Plant Eq-BBCM | Nat Gas Ops | 4 | 79193.08 | 6790.2816 | 2020-12-01 | BIG BEND COMMON | Demineralizer-B19-S | Control Valve | 100545451 | BBC Demineralizer feed system control valves replaced. | 2016-04-22 | A2574023
312.40 Boiler Plant Eq-BBCM | Nat Gas Ops | 1 | 29368.23 | 2991.0194 | 2020-12-01 | BIG BEND COMMON | Reverse Osmosis-A26-S | Control Valve | 89812297 | BBC reverse osmosis permeate tank backflow preventer installed | 2015-11-30 | A2576197
312.40 Boiler Plant Eq-BBCM | Nat Gas Ops | 1 | 20876.7 | 1055.6637 | 2020-12-01 | BIG BEND COMMON | Demineralizer-B19-S | Control Valve | 276624764 | DEMIN CONTROL VALVE AIR SUPPLY | 2018-02-20 | A2660762
312.40 Boiler Plant Eq-BBCM | Nat Gas Ops | 1 | 15101.13 | 1037.1459 | 2020-12-01 | BIG BEND COMMON | Reverse Osmosis-A26-S | Control Valve | 140281588 | BB RO feed line isolation valves replaced. | 2017-04-30 | A2619929
312.40 Boiler Plant Eq-BBCM | Nat Gas Ops | 1 | 13075.8 | 898.0462 | 2020-12-01 | BIG BEND COMMON | Slag / Bottom Ash Handling-C37-S | Control Valve | 140281727 | SLAG SLUICE DSCHRG SOV'S #3 AND #4 AT DEWATERING BIN | 2017-05-02 | A2630578
312.40 Boiler Plant Eq-BBCM | Nat Gas Ops | 2 | 6284.48 | 317.7848 | 2020-12-01 | BIG BEND COMMON | Fly Ash Handling-C20-S | Control Valve | 259101349 | REPL 2 AIR PUFFER PULSE VALVES ON FLYASH SILO | 2018-06-18 | A2646108
312.40 Boiler Plant Eq-BBCM | Nat Gas Ops | 1 | 4456 | 306.0382 | 2020-12-01 | BIG BEND COMMON | Recycle Water-A25-S | Control Valve | 202333499 | HYDROLIC ISOLATION VALVE ON THE NORTH RYCYCLE HEADER AT THE #3 FLYASH SILO PIPE. | 2017-10-12 | A2646392
312.40 Boiler Plant Eq-BBCM | Nat Gas Ops | 1 | 3324.74 | 168.1208 | 2020-12-01 | BIG BEND COMMON | Boiler Pressure Parts-B08-S | Control Valve | 203716291 | ECAT A FEED PUMP CONTROL VALVE REPL | 2018-02-21 | A2660870
312.40 Boiler Plant Eq-BBCM | Coal Ops | 1 | 2976846.4 | 204449.8703 | 2020-12-01 | BIG BEND COMMON | Coal Handling Structure-A42-S | Conveyor Structure | 304786471 | BBC E CONVEYOR STRUCTURE REPL. | 2017-12-07 | A2606215
312.40 Boiler Plant Eq-BBCM | Coal Ops | 1 | 825674.35 | 140718.185 | 2020-12-01 | BIG BEND COMMON | Conveyor - Coal Handling-B16-S | Conveyor Structure | 27173300 | Conveyor T1/T2 replaced | 2010-05-27 | B2021-2010
312.40 Boiler Plant Eq-BBCM | Coal Ops | 1 | 592895.27 | 40720.059 | 2020-12-01 | BIG BEND COMMON | Conveyor - Coal Handling-B16-S | Conveyor Structure | 207894784 | CONVEYOR STRUCTURE. T6 REPL STRUCTURAL STEEL | 2017-12-08 | A2650994
312.40 Boiler Plant Eq-BBCM | Coal Ops | 1 | 592735.47 | 120924.0225 | 2020-12-01 | BIG BEND COMMON | Conveyor - Coal Handling-B16-S | Conveyor Structure | 25340804 | F CONVEYOR STRUCTURE | 2007-06-30 | B2034-2007
312.40 Boiler Plant Eq-BBCM | Coal Ops | 1 | 326974.02 | 66706.0025 | 2020-12-01 | BIG BEND COMMON | Coal Handling Structure-A42-S | Conveyor Structure | 25237678 | P conveyor structure replacement | 2007-06-30 | B2035-2007
312.40 Boiler Plant Eq-BBCM | Coal Ops | 1 | 249882.04 | 103047.5551 | 2020-12-01 | BIG BEND COMMON | Conveyor - Coal Handling-B16-S | Conveyor Structure | 78100 | CONVEYOR STRUCTURE INCL. FOUNDATION ; "L" CONVEYOR ; STRUCTURAL FRAMING, SUPPORT, DOUBLE WALKWAY, FOUNDATION TOWER 1 -107 CY CONCRETE BENT B -37 CY CONCRETE TOWER 2 -103 CY CONCRETE SAFETY CAGE, GUARD, BELT CLEANER | 1970-06-15 | B021
312.40 Boiler Plant Eq-BBCM | Coal Ops | 1 | 203613.35 | 51055.6016 | 2020-12-01 | BIG BEND COMMON | Slag Handling-C36-S | Conveyor Structure | 105296 | CONVEYOR STRUCTURE ; SLAG HANDLING ; SLAG HANDLING CONVEYOR SYSTEM. THIS CONVEYOR BRINGS SLAG TO THE SLAG HANDLING FACILITY AND WAS INSTALLED IN CONJUNCTION WITH THE SLAG BENEFICIATION PROJECT. 03/25/03 RJB | 2002-03-15 | H6589
312.40 Boiler Plant Eq-BBCM | Coal Ops | 453 | 184623.09 | 52013.5364 | 2020-12-01 | BIG BEND COMMON | Conveyor - Coal Handling-B16-S | Conveyor Structure | 190968 | CONVEYOR STRUCTURE INCL. FOUNDATION ; "F" CONVEYOR ; ADD CONCRETE SLAB BELOW "F" CONVEYOR. APP 4" THICK X 35' WIDE X 1400' LONG. 08/17/98 RJB | 1998-05-15 | B9176
312.40 Boiler Plant Eq-BBCM | Coal Ops | 1 | 178958.58 | 18226.11 | 2020-12-01 | BIG BEND COMMON | Conveyor - Coal Handling-B16-S | Conveyor Structure | 53532984 | ESS coalfield R1 conveyor replaced | 2015-04-25 | A2541829
312.40 Boiler Plant Eq-BBCM | Coal Ops | 1 | 156593.07 | 56500.3205 | 2020-12-01 | BIG BEND COMMON | Conveyor - Coal Handling-B16-S | Conveyor Structure | 127241 | CONVEYOR STRUCTURE INCL. FOUNDATION ; "P" CONVEYOR ; CONVEYOR "P" STRUCTURAL SUPPORT AND FOUNDATIONS -- CONCRETE CONSISTS O F: (26) 1' SQ X 31' LONG STEEL REINFORCED DRIVEN PILES AND (10) CO NVEYOR BENTS WITH PILE CAPS,GRADE B EAMS,FOUNDATIONS AND | 1984-08-15 | K3400
312.40 Boiler Plant Eq-BBCM | Coal Ops | 1 | 146954.04 | 57702.2048 | 2020-12-01 | BIG BEND COMMON | Conveyor - Coal Handling-B16-S | Conveyor Structure | 122007 | CONVEYOR STRUCTURE INCL. FOUNDATION ; "L" CONVEYOR ; CONVEYOR STRUCTURE L2 CONVEYOR-DECK HANDRAILS,TO INCLUDE THE BELT SCRAPERS AND DISCHARGE CHUTES TO CONVEYOR M2 | 1976-06-15 | C54,G
312.40 Boiler Plant Eq-BBCM | Coal Ops | 1 | 137542.2 | 29461.2463 | 2020-12-01 | BIG BEND COMMON | Conveyor - Coal Handling-B16-S | Conveyor Structure | 127141 | CONVEYOR STRUCTURE ; CONVEYOR/COAL HANDLING ; BBC F-CONVEYOR REDUCER MATERIAL AND LABOR. 05/17/07 RJB | 2006-08-15 | A7090
312.40 Boiler Plant Eq-BBCM | Coal Ops | 1 | 108998.26 | 7486.0027 | 2020-12-01 | BIG BEND COMMON | Conveyor - Coal Handling-B16-S | Conveyor Structure | 207894773 | CONVEYOR STRUCTURE DRIBBLE PANS | 2017-12-08 | A2650949
312.40 Boiler Plant Eq-BBCM | Coal Ops | 1 | 87172 | 34228.5016 | 2020-12-01 | BIG BEND COMMON | Conveyor - Coal Handling-B16-S | Conveyor Structure | 78965 | CONVEYOR STRUCTURE INCL. FOUNDATION ; "K" CONVEYOR ; CONVEYOR STRUCTURE F/K2A&K2B CONVEYORS W/BELT FEEDERS,SKIRTS, COMPLETE | 1976-06-15 | C54&G
312.40 Boiler Plant Eq-BBCM | Coal Ops | 0 | 78357.26 | 32313.343 | 2020-12-01 | BIG BEND COMMON | Conveyor - Coal Handling-B16-S | Conveyor Structure | 78042 | CONVEYOR STRUCTURE INCL. FOUNDATION ; "D" CONVEYOR ; STRUCTURAL FRAMING, SUPPORT, DOUBLE WALKWAY, CHUTES, SAFETY CAGES AND GUARDS, BELT CLEANERS | 1970-06-15 | B021
312.40 Boiler Plant Eq-BBCM | Coal Ops | 1 | 69411.7 | 3509.9137 | 2020-12-01 | BIG BEND COMMON | Coal Handling Structure-A42-S | Conveyor Structure | 207894953 | L-1 CONVEYOR STRUCTURE INCLUDING CONVEYOR COVERS | 2018-01-19 | A2658487
312.40 Boiler Plant Eq-BBCM | Coal Ops | 1 | 67307.55 | 3403.514 | 2020-12-01 | BIG BEND COMMON | Conveyor - Coal Handling-B16-S | Conveyor Structure | 267551273 | L-2 CONVEYOR STRUCTURE INCLUDING CONVEYOR COVERS | 2018-01-19 | A2658674
312.40 Boiler Plant Eq-BBCM | Coal Ops | 1 | 54385.31 | 8598.3529 | 2020-12-01 | BIG BEND COMMON | Conveyor - Coal Handling-B16-S | Conveyor Structure | 27771203 | D conveyor support structure replaced | 2011-01-01 | A7009-2010
312.40 Boiler Plant Eq-BBCM | Coal Ops | 1 | 51698.33 | 2614.2088 | 2020-12-01 | BIG BEND COMMON | Conveyor - Coal Handling-B16-S | Conveyor Structure | 205231480 | DRIBBLE PAN REPL FOR C10 CONVEYOR | 2018-01-18 | A2650951
312.40 Boiler Plant Eq-BBCM | Coal Ops | 1 | 49449 | 17841.6858 | 2020-12-01 | BIG BEND COMMON | Conveyor - Coal Handling-B16-S | Conveyor Structure | 89700 | CONVEYOR STRUCTURE INCL. FOUNDATION ; "R" CONVEYOR ; CONVEYOR "R1" AND "R2" STRUCTURAL S UPPORT AND FOUNDATIONS -- CONCRETE CONSISTS OF 3 CY FOR (2) COUNTE RWEIGHT FRAME PEDESTALS; STRUCTURAL STEEL TOTALS 67.2 TONS INCLUDING C OUNTERWEIGHT | 1984-08-15 | K3400
312.40 Boiler Plant Eq-BBCM | Coal Ops | 1 | 47668.31 | 2410.4244 | 2020-12-01 | BIG BEND COMMON | Coal Handling Structure-A42-S | Conveyor Structure | 267551953 | IDLERS FOR C13 CONVEYOR REPL | 2018-05-15 | A2673711
312.40 Boiler Plant Eq-BBCM | Coal Ops | 1 | 44052.63 | 3025.5355 | 2020-12-01 | BIG BEND COMMON | Conveyor - Coal Handling-B16-S | Conveyor Structure | 164465022 | GA2 CONVEYOR PARTS INCLUDING IDLERS, BELT SKIRTS AND FRAME REPAIR | 2017-05-08 | A2630831
312.40 Boiler Plant Eq-BBCM | Coal Ops | 1 | 43996.1 | 15874.2258 | 2020-12-01 | BIG BEND COMMON | Conveyor - Coal Handling-B16-S | Conveyor Structure | 89698 | CONVEYOR STRUCTURE INCL. FOUNDATION ; "Q" CONVEYOR ; CONVEYOR Q1 AND Q2 STRUCTURAL SUPPO RT AND FOUNDATIONS -- CONCRETE CONS ISTS OF (30) 1' SQ X 29'6" LONG,S TEEL REINFORCED DRIVEN PILES AND (2 ) CONVEYOR BENTS WITH PILE CAPS,GRA DE BEAMS,FOUNDATIONS | 1984-08-15 | K3400
312.40 Boiler Plant Eq-BBCM | Coal Ops | 1 | 41848.96 | 15099.5166 | 2020-12-01 | BIG BEND COMMON | Conveyor - Coal Handling-B16-S | Conveyor Structure | 128067 | CONVEYOR STRUCTURE INCL. FOUNDATION ; "U" CONVEYOR ; CONVEYOR "U" STRUCTURAL SUPPORT -- STRUCTURAL SUPPORT STEEL WEIGHING 1 7.4 TONS INCLUDES: (1) TRUSS SECTIO N 67'L WITH CROSS-BRACING AND CONVE YOR STRINGERS; (1) HEAD PLATFORM OF STRUCTURAL STEEL 18' X | 1984-08-15 | K3400
312.40 Boiler Plant Eq-BBCM | Coal Ops | 1 | 38621.97 | 7035.441 | 2020-12-01 | BIG BEND COMMON | Conveyor - Coal Handling-B16-S | Conveyor Structure | 25801555 | R2 CONVEYOER REDUCER | 2009-11-01 | A7705-2009
312.40 Boiler Plant Eq-BBCM | Coal Ops | 1 | 38560.24 | 12983.217 | 2020-12-01 | BIG BEND COMMON | Conveyor - Coal Handling-B16-S | Conveyor Structure | 97333 | CONVEYOR STRUCTURE INCL. FOUNDATION ; "M" CONVEYOR ; CERAMIC LINED CHUTE FOR M-1 CONVEYOR INLET INCLUDING SKIRT MATL COST ONLY $37350.79 2/24/94 KDA | 1989-09-15 | A7555
312.40 Boiler Plant Eq-BBCM | Coal Ops | 1 | 34546 | 14246.2453 | 2020-12-01 | BIG BEND COMMON | Conveyor - Coal Handling-B16-S | Conveyor Structure | 113579 | CONVEYOR STRUCTURE INCL. FOUNDATION ; "M" CONVEYOR ; CONVEYOR STRUCTURE W/STRUCTURAL STEEL FRAMING, SUPPORTS, SAFETY CAGES AND GUARDS, BELT CLEANER | 1970-06-15 | B021
312.40 Boiler Plant Eq-BBCM | Coal Ops | 1 | 34143 | 2344.9419 | 2020-12-01 | BIG BEND COMMON | Fly Ash Handling-C20-S | Conveyor Structure | 200595096 | RADIAL STACKER RAIL BB FGD TRAVERSE RAIL REPL. | 2017-11-10 | A2641747
312.40 Boiler Plant Eq-BBCM | Coal Ops | 0 | 30921 | 12751.3504 | 2020-12-01 | BIG BEND COMMON | Conveyor - Coal Handling-B16-S | Conveyor Structure | 78097 | CONVEYOR STRUCTURE INCL. FOUNDATION ; "K" CONVEYOR ; FEEDER SUPPORT, K-1A & K-1B W/FRAMING, STAIRS,GATES | 1970-06-15 | B021
312.40 Boiler Plant Eq-BBCM | Coal Ops | 1 | 29485.08 | 922.9753 | 2020-12-01 | BIG BEND COMMON | Coal Handling Structure-A42-S | Conveyor Structure | 307058881 | T5 STRUCTURE ROOF REPL. | 2019-01-28 | A2684977
312.40 Boiler Plant Eq-BBCM | Coal Ops | 1 | 26649.84 | 9615.5245 | 2020-12-01 | BIG BEND COMMON | Conveyor - Coal Handling-B16-S | Conveyor Structure | 89668 | CONVEYOR STRUCTURE INCL. FOUNDATION ; "W" CONVEYOR ; CONVEYOR "W1" AND "W2" STRUCTURAL S UPPORT AND FOUNDATIONS -- CONCRETE CONSISTS OF (24) 1'SQ X 29'6"LONG S TEEL REINFORCED DRIVEN PILES FOR (3 ) CONVEYOR BENT PILE CAPS AND PEDES TALS CONTAINING 29 CY | 1984-08-15 | K3400
312.40 Boiler Plant Eq-BBCM | Coal Ops | 1 | 24002.81 | 7093.1448 | 2020-12-01 | BIG BEND COMMON | Conveyor - Coal Handling-B16-S | Conveyor Structure | 124455 | CONVEYOR STRUCTURE ; CONVEYOR/COAL HANDLING ; THE MAIN LOADOUT CONVEYOR OF THE COAL TRANSLOADER IS 175'LONG X 48' WIDE. STEEL STR HAS 144 ROLLERS INCLUDES FALK GEAR BOX 16,000 LBS FT ON THIRD LEVEL OF STRUCTURE. ALL PROVIDED BY ROBERTS & SCHAEFER. 10/28/ | 1996-03-15 | L2580
312.40 Boiler Plant Eq-BBCM | Coal Ops | 1 | 23154.64 | 3660.7636 | 2020-12-01 | BIG BEND COMMON | Conveyor - Coal Handling-B16-S | Conveyor Structure | 28366729 | J1 & J2 conveyor deluge header, valves, piping, trim, solenoids, pressure switches and tamper switches replaced. | 2011-12-31 | A7032-2011
312.40 Boiler Plant Eq-BBCM | Coal Ops | 3 | 17103.58 | 6171.14 | 2020-12-01 | BIG BEND COMMON | Conveyor - Coal Handling-B16-S | Conveyor Structure | 116153 | CONVEYOR STRUCTURE INCL. FOUNDATION ; "N" CONVEYOR ; CONVEYOR "N" STRUCTURAL SUPPORT -- CONSISTS OF 3 TONS OF STRUCTURAL ST EEL MEMBERS INCLUDING (2) W10X33 X 14'7" COLUMNS; (2) W12X40 X 16'; (2) W14X43 X 16' BEAMS, MISC ANGLE , CHANNEL,PLATE S | 1984-08-15 | K3400
312.40 Boiler Plant Eq-BBCM | Coal Ops | 1 | 11495.81 | 4147.8014 | 2020-12-01 | BIG BEND COMMON | Conveyor - Coal Handling-B16-S | Conveyor Structure | 89661 | CONVEYOR STRUCTURE INCL. FOUNDATION ; "J" CONVEYOR ; CONVEYOR J1 AND J2 STRUCTURAL SUPPO RT AND FOUNDATIONS -- CONCRETE CONS ISTS OF (16) 1' SQ. X 29'6" LONG S TEEL REINFORCED DRIVEN PILES FOR (2 ) CONVEYOR BENT PILE CAPS AND PEDES TALS CONTAINING 18.5 | 1984-08-15 | K3400
312.40 Boiler Plant Eq-BBCM | Coal Ops | 4 | 9759.49 | 2678.34 | 2020-12-01 | BIG BEND COMMON | Conveyor - Coal Handling-B16-S | Conveyor Structure | 103660 | CONVEYOR STRUCTURE ; CONVEYOR/COAL HANDLING ; BB "Z" CONVEYOR STORM TIE DOWNS. 4 EA INCLUDES PILINGS. 06/22/00 RJB | 1999-02-15 | A7030
312.40 Boiler Plant Eq-BBCM | Coal Ops | 50 | 5994.05 | 2263.5674 | 2020-12-01 | BIG BEND COMMON | Conveyor - Coal Handling-B16-S | Conveyor Structure | 114459 | CONVEYOR STRUCTURE INCL. FOUNDATION ; "M" CONVEYOR ; STEEL CROSSWALK ACROSS M-1 CONVEYOR | 1980-06-15 | A7144
312.40 Boiler Plant Eq-BBCM | Coal Ops | 1 | 2141.42 | 685.8007 | 2020-12-01 | BIG BEND COMMON | Conveyor - Coal Handling-B16-S | Conveyor Structure | 192738 | CONVEYOR MECHANICAL COMPONENTS ; "G" CONVEYOR ; BELT CLEANERS SCRAPER, BELT, GORDON SABER PRIMARY W/STAINLESS STEEL SHAT AND MAIN- FRAME, P/N SB-72-UR-TA-SS ARCH ENVIRONMENTAL EQUIPMENT CO VO# 940092 | 1992-03-15 | A7021-2008
312.40 Boiler Plant Eq-BBCM | Nat Gas Ops | 1 | 1753.36 | 230.5198 | 2020-12-01 | BIG BEND COMMON | Station Air-E12-S | Cooler | 41051713 | #2 air compressor 2nd stage intercooler replaced | 2013-08-21 | A2434112
312.40 Boiler Plant Eq-BBCM | Coal Ops | 1 | 10657.9 | 4294.0867 | 2020-12-01 | BIG BEND COMMON | Stacker Reclaimer-B57-S | Counter Weight System | 114395 | COUNTER WEIGHT SYSTEM ; STACKER RECLAIMER ; EQUIPMENT LAYDOWN PAD | 1973-06-15 | C66-2008
312.40 Boiler Plant Eq-BBCM | Coal Ops | 1 | 11655.28 | 1187.0368 | 2020-12-01 | BIG BEND COMMON | Conveyor - Coal Handling-B16-S | Coupling | 89239449 | ESS Coalfield "Z" conveyor fluid coupling replaced. | 2015-11-12 | A2576253
312.40 Boiler Plant Eq-BBCM | Nat Gas Ops | 1 | 31679.31 | 341.3911 | 2020-12-01 | BIG BEND COMMON | Conveyor - Coal Handling-B16-S | Coupling | 385186653 | BB R2 Conveyor fluid coupling replaced | 2020-01-28 | A2728476
312.40 Boiler Plant Eq-BBCM | Coal Ops | 1 | 203440.59 | 60119.3594 | 2020-12-01 | BIG BEND COMMON | Equipment-B26-S | Crane or Lifting Eqp | 89443 | CRANE ; EQUIPMENT ; PECO CONTROLD UPGRADE FROM TECO STEVEDORING SEP-01 | 1996-11-15 | TSP
312.40 Boiler Plant Eq-BBCM | Coal Ops | 1 | 167000 | 48221.1665 | 2020-12-01 | BIG BEND COMMON | Equipment-B26-S | Crane or Lifting Eqp | 89444 | CRANE ; EQUIPMENT ; USED '95 ROUGH TERRAIN CRANE FROM TECO STEVEDORING SEP-01 | 1997-02-15 | TSP
312.40 Boiler Plant Eq-BBCM | Coal Ops | 1 | 116464.07 | 33628.942 | 2020-12-01 | BIG BEND COMMON | Equipment-B26-S | Crane or Lifting Eqp | 89472 | MOTOR ; EQUIPMENT ; CSU/BELT BUCKET STRAND FROM TECO STEVEDORING SEP-01 | 1997-06-15 | TSP
312.40 Boiler Plant Eq-BBCM | Coal Ops | 1 | 88414.36 | 25529.6022 | 2020-12-01 | BIG BEND COMMON | Equipment-B26-S | Crane or Lifting Eqp | 89446 | CRANE ; EQUIPMENT ; MCDOWELL WELLMAN TROLLEY FROM TECO STEVEDORING SEP-01 | 1997-02-15 | TSP
312.40 Boiler Plant Eq-BBCM | Coal Ops | 1 | 87634.39 | 4431.3731 | 2020-12-01 | BIG BEND COMMON | Coal Handling Equipment-B69-S | Crane or Lifting Eqp | 202538666 | PECO Gearbox repl. | 2018-01-15 | A2659798
312.40 Boiler Plant Eq-BBCM | Coal Ops | 1 | 82797.29 | 29874.077 | 2020-12-01 | BIG BEND COMMON | Coal Handling Equipment-B69-S | Crane or Lifting Eqp | 123276 | BRIDGE CRANE W/DRIVES ; COAL BLENDING BIN EQUIPMENT ; (1MHF-CRN1) TRIPPER ROOM CRANE BRID GE -- ACCO HOIST PRODUCT #5240361 C ONSISTS OF A SINGLE S24X80# STEEL GIRDER W/A SPAN OF 36'6",CONNECTED TO AN END TRUCK AT EACH END,CONSIST ING OF 12'L,BACK TO | 1984-08-15 | K3400
312.40 Boiler Plant Eq-BBCM | Coal Ops | 1 | 47176.73 | 13941.3417 | 2020-12-01 | BIG BEND COMMON | Equipment-B26-S | Crane or Lifting Eqp | 89441 | CRANE ; EQUIPMENT ; CBU CHAIN FROM TECO STEVEDORING SEP-01 | 1996-05-15 | TSP
312.40 Boiler Plant Eq-BBCM | Coal Ops | 1 | 38456.25 | 11104.223 | 2020-12-01 | BIG BEND COMMON | Equipment-B26-S | Crane or Lifting Eqp | 89474 | CRANE ; EQUIPMENT ; CSU HYDRAULIC HOSE REPL. FROM TECO STEVEDORING SEP-01 | 1997-09-15 | TSP
312.40 Boiler Plant Eq-BBCM | Coal Ops | 1 | 18084.79 | 5221.9741 | 2020-12-01 | BIG BEND COMMON | Equipment-B26-S | Crane or Lifting Eqp | 89473 | CRANE ; EQUIPMENT ; MACD. WELLMAN GRASSHOPPER FROM TECO STEVEDORING SEP-01 | 1997-06-15 | TSP
312.40 Boiler Plant Eq-BBCM | Coal Ops | 1 | 16347 | 6039.7003 | 2020-12-01 | BIG BEND COMMON | Unloaders-B65-S | Crane or Lifting Eqp | 122972 | MACHINERY SERVICE CRANE ; CLAM SHELL UNLOADER ; 1EA, MACHINERY SERVICE CRANE, $16,347.00 AND 1EA, FRONT END LOADER CRANE (TRACTOR BOOM). $90,231.00.(Tractor Boom retired 6/10 for $90231.00) | 1982-06-15 | J92
312.40 Boiler Plant Eq-BBCM | Coal Ops | 1 | 12664.05 | 396.4244 | 2020-12-01 | BIG BEND COMMON | Equipment-B26-S | Crane or Lifting Eqp | 304786565 | INSTALL NEW GLASS WINDOWS AT PECO | 2019-01-28 | A2676860
312.40 Boiler Plant Eq-BBCM | Coal Ops | 1 | 10989.11 | 3173.1 | 2020-12-01 | BIG BEND COMMON | Equipment-B26-S | Crane or Lifting Eqp | 116122 | MOTOR ; EQUIPMENT ; HAGGLUND HYDRAULIC MOTOR FROM TECO STEVEDORING SEP-01 | 1997-06-15 | TSP
312.40 Boiler Plant Eq-BBCM | Coal Ops | 1 | 8549.68 | 2526.5424 | 2020-12-01 | BIG BEND COMMON | Equipment-B26-S | Crane or Lifting Eqp | 89442 | CRANE ; EQUIPMENT ; 936E PATLOADER TRANSMISSION FROM TECO STEVEDORING SEP-01 | 1996-07-15 | TSP
312.40 Boiler Plant Eq-BBCM | Coal Ops | 1 | 6927.5 | 1951.6723 | 2020-12-01 | BIG BEND COMMON | Equipment-B26-S | Crane or Lifting Eqp | 123234 | CRANE ; EQUIPMENT ; TAIL SHAFT ASSEMBLY FROM TECO STEVEDORING SEP-01 | 1998-06-15 | TSP
312.40 Boiler Plant Eq-BBCM | Coal Ops | 1 | 6606.98 | 1952.4491 | 2020-12-01 | BIG BEND COMMON | Equipment-B26-S | Crane or Lifting Eqp | 123229 | CRANE ; EQUIPMENT ; GASKETS FROM TECO STEVEDORING SEP-01 | 1996-10-15 | TSP
312.40 Boiler Plant Eq-BBCM | Coal Ops | 1 | 3764.34 | 1086.9513 | 2020-12-01 | BIG BEND COMMON | Equipment-B26-S | Crane or Lifting Eqp | 89445 | CRANE ; EQUIPMENT ; PECO TROLLEY UPGRADE FROM TECO STEVEDORING SEP-01 | 1997-02-15 | TSP
312.40 Boiler Plant Eq-BBCM | Coal Ops | 1 | 3399.48 | 1026.7551 | 2020-12-01 | BIG BEND COMMON | Equipment-B26-S | Crane or Lifting Eqp | 89440 | CRANE ; EQUIPMENT ; FORK POSITIONER FROM TECO STEVEDORING SEP-01 | 1995-07-15 | TSP
312.40 Boiler Plant Eq-BBCM | Nat Gas Ops | 1 | 187955.02 | 19142.3561 | 2020-12-01 | BIG BEND COMMON | Equipment-B26-S | Crane or Lifting Eqp | 93495011 | BBC purchased a 10 ton crane | 2015-12-29 | A2572402
312.40 Boiler Plant Eq-BBCM | Coal Ops | 1 | 259169.01 | 40974.7889 | 2020-12-01 | BIG BEND COMMON | Coal Handling Equipment-B69-S | Crusher | 27319853 | Installed a new American Pumverizer S/N7202 rolling Ring adjustable cage coal crusher on BBC #2 crusher | 2011-01-01 | B2072-2009
312.40 Boiler Plant Eq-BBCM | Coal Ops | 1 | 137106.03 | 16050.338 | 2020-12-01 | BIG BEND COMMON | Coal Handling Equipment-B69-S | Crusher | 46000709 | BBC coalfield coal crusher rebuilt by replacing cage bars and hammers. | 2014-06-30 | A2480723
312.40 Boiler Plant Eq-BBCM | Coal Ops | 1 | 133313.42 | 22720.3649 | 2020-12-01 | BIG BEND COMMON | Coal Handling Equipment-B69-S | Crusher | 27319848 | COALFIELD CRUSHER REPL | 2010-10-27 | B2064-2009
312.40 Boiler Plant Eq-BBCM | Coal Ops | 1 | 946587.1 | 341537.9401 | 2020-12-01 | BIG BEND COMMON | Coal Handling Structure-A42-S | Crusher House | 123275 | CRUSHER HOUSE ; COAL HANDLING & BLENDING STRUCTURES ; CRUSHER HOUSE BUILDING T-7 STRUCTUR E AND FOUNDATION -- CONCRETE CONSIS TS OF (112) 1'SQ X 29'6" LONGSTEEL REINFORCED DRIVEN PILES; PILE CAPS, GRADE BEAMS ,PIERS AND SLAB-ON-GRAD E CONSISTS OF 610 CY | 1984-08-15 | K3400
312.40 Boiler Plant Eq-BBCM | Coal Ops | 1 | 736713.18 | 37253.0807 | 2020-12-01 | BIG BEND COMMON | Coal Handling Equipment-B69-S | Crusher House | 259101444 | T-7 CRUSHER HOUSE STRUCTURAL STEEL REPL | 2018-03-16 | A2653416
312.40 Boiler Plant Eq-BBCM | Nat Gas Ops | 2 | 511367.66 | 16007.4083 | 2020-12-01 | BIG BEND COMMON | Demineralizer-B19-S | Decarbonator | 351994375 | BBC Decarbonators in the both deimination system replaced. | 2019-04-25 | A2686286
312.40 Boiler Plant Eq-BBCM | Coal Ops | 1 | 58620.88 | 9267.9992 | 2020-12-01 | BIG BEND COMMON | Fire Protection-A12-S | Detector | 28366550 | replaced 24 heat detectors and fire panel logic in the coal field tripper room fire protection with a linear heat detector system (Protectowire) | 2011-12-31 | A2915-2011
312.40 Boiler Plant Eq-BBCM | Coal Ops | 1 | 58292.98 | 21032.6808 | 2020-12-01 | BIG BEND COMMON | Fire Protection-A12-S | Detector | 123282 | FIRE DETECTION SYSTEM ; COAL CONVEYOR FIRE PROTECTION SYST. ; COAL HANDLING CONVEYORS Q AND T FIR E DETECTION AND ACTUATION ZONES 9 T HRU 14 -- CONTAINS (82) FENWAL SERIES 27120 THERMAL DETECTORS W/C -HINDS CPS-021 FORM 20 HUB COVER AN D (4) EDWARDS | 1984-08-15 | K3400
312.40 Boiler Plant Eq-BBCM | Coal Ops | 1 | 21806.98 | 3447.6977 | 2020-12-01 | BIG BEND COMMON | Limestone-C25-S | Detector | 28366745 | FGD Limestone coveyor Eriez metal detector installed on the LD limestone conveyor belt | 2011-12-15 | A7524-2011
312.40 Boiler Plant Eq-BBCM | Coal Ops | 1 | 63346.87 | 6451.5879 | 2020-12-01 | BIG BEND COMMON | Fly Ash Handling-C20-S | Diverter | 100545412 | BBC #1 flyash silo diverter box replaced. | 2015-11-20 | A2560619
312.40 Boiler Plant Eq-BBCM | Nat Gas Ops | 1 | 168574.08 | 11577.6712 | 2020-12-01 | BIG BEND COMMON | Docks-A08-S | Dock | 202103313 | BBC South Coal Dock improvements | 2017-04-30 | A2620714
312.40 Boiler Plant Eq-BBCM | Coal Ops | 1 | 124869.92 | 8576.0686 | 2020-12-01 | BIG BEND COMMON | Conveyor - Coal Handling-B16-S | Dribble Scraper | 267551005 | CONVEYOR C12 DRIBBLE PANS REPL | 2017-11-20 | A2650948
312.40 Boiler Plant Eq-BBCM | Coal Ops | 1 | 52317.13 | 1637.6899 | 2020-12-01 | BIG BEND COMMON | Conveyor - Coal Handling-B16-S | Dribble Scraper | 307058670 | C14 CONVEYOR DRIBBLE PANS REPL. | 2019-03-18 | A2672589
312.40 Boiler Plant Eq-BBCM | Coal Ops | 1 | 102656.49 | 23945.5369 | 2020-12-01 | BIG BEND COMMON | Dust Collection / Suppression-B24-S | Ductwork | 112240 | DUCTWORK ; DUST COLLECTION/SUPPRESSION ; CRUSHER HOUSE DUST COLLECTION AND METHANE VENTILATION SYSTEM. INCLUDES LABOR AND MATERIAL. 01/13/06 RJB | 2004-05-15 | A7015-2007
312.40 Boiler Plant Eq-BBCM | Coal Ops | 1 | 64556.42 | 23292.5916 | 2020-12-01 | BIG BEND COMMON | Dust Collection / Suppression-B24-S | Ductwork | 116186 | BLENDING BIN DUCTWORK ; COAL BLENDING DUST COLLECTION SYS. ; BLENDING BINS DUST REMOVAL DUCTWORK -- CONSISTS OF 10 GAUGE CARBON STE EL PIPE AS FOLLOWS: 50'-5" DIA; 4 05'-12" DIA; 54'-18" DIA; 48'-24" D IA; ALSO CONTAINS FABRICATED FITTIN GS AS FOLLOWS: | 1984-08-15 | K3400
312.40 Boiler Plant Eq-BBCM | Coal Ops | 1 | 44836.68 | 16177.5153 | 2020-12-01 | BIG BEND COMMON | Dust Collection / Suppression-B24-S | Ductwork | 89677 | CRUSHER HOUSE DUCTWORK ; COAL BLENDING DUST COLLECTION SYS. ; CRUSHER BUILDING T-7 DUST COLLECTIO N DUCTWORK -- CONSIST OF THE FOLLOW ING 8 GAUGE CARBON STEEL PIPE: 54'-12" DIA; 50'-14" DIA; 130'-18" DIA; 30'-20" DIA AND FABRICATED FIT TINGS; (2) 20" | 1984-08-15 | K3400
312.40 Boiler Plant Eq-BBCM | Coal Ops | 1 | 19559.02 | 5510.3281 | 2020-12-01 | BIG BEND COMMON | Dust Collection / Suppression-B24-S | Ductwork | 125459 | DUCTWORK ; DUST COLLECTION/SUPPRESSION ; CRUSHER DUST COLLECTION SYSTEM DUCTWORK (#1 AND #2) WITH 12 GA. ST. STEEL. 03/02/99 RJB | 1998-12-15 | A7098
312.40 Boiler Plant Eq-BBCM | Coal Ops | 1 | 17587.75 | 6345.8333 | 2020-12-01 | BIG BEND COMMON | Dust Collection / Suppression-B24-S | Ductwork | 113792 | CONV. Q TO R DUCTWORK ; COAL BLENDING DUST COLLECTION SYS. ; CONVEYOR "Q" TO "R" TRANSFER DUST C OLLECTION DUCTWORK -- CONSIST OF TH E FOLLOWING 10 GAUGE CARBON STEEL PIPE: 75'-12" DIA; 35--18" DIA; 20' -24"DIA; ALSO CONTAINS FABRICATED F ITTINGS AS FOL | 1984-08-15 | K3400
312.40 Boiler Plant Eq-BBCM | Nat Gas Ops | 1 | 13613.53 | 426.1461 | 2020-12-01 | BIG BEND COMMON | Boiler Building-A04-S | Elevator | 385186642 | BBC Elevator Governor and cable is replaced | 2019-12-26 | A2727997
312.40 Boiler Plant Eq-BBCM | Nat Gas Ops | 1 | 288516.51 | 33775.2285 | 2020-12-01 | BIG BEND COMMON | Boiler Building-A04-S | Elevator | 49435373 | BB1 #1 Passenger Elevator complete (Kone) replaced to include hoist, amchine hoisting equip., ropes, cab platform, and frame, safeties, interior, governor, and roller guides | 2014-12-05 | A2470851
312.40 Boiler Plant Eq-BBCM | Nat Gas Ops | 1 | 38485.19 | 1204.7069 | 2020-12-01 | BIG BEND COMMON | Boiler Building-A04-S | Elevator | 319365253 | Added handrail to the elevator floor between Unit 4 on the 12th floor | 2019-08-22 | A2673782
312.40 Boiler Plant Eq-BBCM | Nat Gas Ops | 1 | 10657.9 | 4294.0867 | 2020-12-01 | BIG BEND COMMON | Stacker Reclaimer-B57-S | Equalizing Assembly | 79381 | EQUALIZING ASSEMBLIES ; STACKER RECLAIMER ; EQUIPMENT LAYDOWN PAD | 1973-06-15 | C66-2008
312.40 Boiler Plant Eq-BBCM | Nat Gas Ops | 1 | 22938.82 | 8662.518 | 2020-12-01 | BIG BEND COMMON | Boiler Building-A04-S | Exchange Unit | 79417 | EXCHANGE UNIT INCL. RESIN ; WATER TREATMENT EQUIPMENT ; RESIN,264 CUFT FOR #1 DEMINERALIZER | 1980-06-15 | A7053
312.40 Boiler Plant Eq-BBCM | Coal Ops | 1 | 24379.98 | 4441.0969 | 2020-12-01 | BIG BEND COMMON | Ductwork-C12-S | Expansion Joint | 25474930 | FGD C TOWER INLET EXP JOINT | 2009-05-01 | A7515-2009
312.40 Boiler Plant Eq-BBCM | Coal Ops | 1 | 14727.46 | 2509.9744 | 2020-12-01 | BIG BEND COMMON | Ductwork-C12-S | Expansion Joint | 26096309 | Install a new 4" poly drain line for the duct expansion joints to the ground floor with a seal loop for FGD #3 | 2010-05-26 | A7340-2009
312.40 Boiler Plant Eq-BBCM | Nat Gas Ops | 1 | 4626.3 | 671.4275 | 2020-12-01 | BIG BEND COMMON | Absorber-C01-S | Expansion Joint | 28267553 | Install new expansion joint between the C1-C3 absorber pump discharge piping and the C tower at the WFC level | 2012-05-01 | A7519-2011
312.40 Boiler Plant Eq-BBCM | Coal Ops | 1 | 44115.85 | 7518.5845 | 2020-12-01 | BIG BEND COMMON | Ductwork-C13-S | Fan | 27771247 | FGD A Tower inlet duct damper seal air fan replaced | 2010-12-31 | A7553-2010
312.40 Boiler Plant Eq-BBCM | Coal Ops | 1 | 3327.22 | 482.8885 | 2020-12-01 | BIG BEND COMMON | Limestone-C25-S | Fan | 28394094 | FGD "A" limestone silo dust collection fan replaced | 2012-06-30 | A7593-2012
312.40 Boiler Plant Eq-BBCM | Coal Ops | 1 | 82288.58 | 2575.8901 | 2020-12-01 | Big Bend Capital Spares | Air Separation-B03-S | Fan | 322354430 | FGD System BB3 & 4 Booster Fans Bearing Assembly, HD 12" | 2019-12-26 | A2738090
312.40 Boiler Plant Eq-BBCM | Nat Gas Ops | 1 | 4737.31 | 482.4733 | 2020-12-01 | BIG BEND COMMON | Turbine Building-A34-S | Fan | 89636845 | BB3 F Turbine roof exhaust fan HVTNNK008 cable replaced from MC3T5 to motor 3HVT-M1F | 2015-12-16 | A2467578
312.40 Boiler Plant Eq-BBCM | Nat Gas Ops | 1 | 8787.04 | 1275.287 | 2020-12-01 | BIG BEND COMMON | Ductwork-C13-S | Fan | 32428021 | FGS D tower inlet damper seal air fan replaced with a new fan, motor and base unit | 2012-06-30 | A7594-2012
312.40 Boiler Plant Eq-BBCM | Coal Ops | 1 | 400019.09 | 52591.7818 | 2020-12-01 | BIG BEND COMMON | Conveyor - Coal Handling-B16-S | Feeder | 41653650 | Install new feeders from the S-feeder to the T-1 belts | 2013-12-11 | B2858-2011
312.40 Boiler Plant Eq-BBCM | Coal Ops | 2 | 98498.98 | 36392.2625 | 2020-12-01 | BIG BEND COMMON | Unloaders-B65-S | Feeder | 87655 | HOPPER FEEDER ASSEMBLY ; CLAM SHELL UNLOADER ; 1EA, HOPPER FEEDER ASSEMBLY, $94,322.00 AND 1EA, HOPPER FEEDER MOTOR, GE. $4,176.98. | 1982-06-15 | J92
312.40 Boiler Plant Eq-BBCM | Coal Ops | 1 | 80858.91 | 17319.8063 | 2020-12-01 | BIG BEND COMMON | Coal Handling Equipment-B69-S | Feeder | 113043 | COAL FEEDERS ; COAL HANDLING ; BBC FMS BYPASS GATES HYDROLICS. LABOR AND MATERIALS. 04/17/07 RJB | 2006-06-15 | A7016-2008
312.40 Boiler Plant Eq-BBCM | Coal Ops | 2 | 1262695.83 | 199633.0315 | 2020-12-01 | BIG BEND COMMON | Dewatering-C10-S | Filter / Strainer | 28267106 | Installed 2 new vacuum filter drums and associated druve gearboxes, motors, spur gear and housing, utilizing stainless steel internal piping. The filter vats will be lined with new rubber. | 2011-10-31 | L8829-2010
312.40 Boiler Plant Eq-BBCM | Coal Ops | 1 | 57852.48 | 9146.5147 | 2020-12-01 | BIG BEND COMMON | Limestone-C25-S | Filter / Strainer | 27319980 | DUST COLLECTOR LIMESTONE SILO | 2011-01-01 | A7570-2010
312.40 Boiler Plant Eq-BBCM | Coal Ops | 1 | 47599.27 | 2406.9332 | 2020-12-01 | BIG BEND COMMON | Dewatering-C10-S | Filter / Strainer | 207895045 | BB FGD CAKE WASH STRAINER ADD | 2018-01-19 | A2660619
312.40 Boiler Plant Eq-BBCM | Coal Ops | 1 | 55087.22 | 1724.4024 | 2020-12-01 | Big Bend Capital Spares | Fines Filtration-C15-S | Filter / Strainer | 322354439 | BB4 FGD Common Vacuum Filter | 2019-12-26 | A2738090
312.40 Boiler Plant Eq-BBCM | Nat Gas Ops | 1 | 710771.93 | 83206.6226 | 2020-12-01 | BIG BEND COMMON | Demineralizer-B19-S | Filter / Strainer | 46878588 | BBC Demineralizer anion and cation resin replaced | 2014-06-01 | A2397662
312.40 Boiler Plant Eq-BBCM | Nat Gas Ops | 7 | 367661.7 | 11508.962 | 2020-12-01 | BIG BEND COMMON | Demineralizer-B19-S | Filter / Strainer | 324108629 | Install resin in the 7 Polisher vessels 128 ct of cation and anion | 2019-12-26 | A2708816
312.40 Boiler Plant Eq-BBCM | Nat Gas Ops | 1 | 87134.84 | 4406.1126 | 2020-12-01 | BIG BEND COMMON | Demineralizer-B19-S | Filter / Strainer | 300602152 | BBC #1 DEMINERALIZER MIXED BED RESIN REPL. | 2018-11-26 | A2689056
312.40 Boiler Plant Eq-BBCM | Coal Ops | 1 | 12742521.46 | 1849356.7991 | 2020-12-01 | BIG BEND COMMON | Byproduct-C06-S | Filtration Unit | 41261887 | Gypsum dewatering system fine filter system installed to increase the quality of the byproduct, to include 2 horizontal belt filters, 2 clarifier/thickness devices, modification of WWT, electrical and control sys mods, byproduct collection pad & piping | 2012-07-31 | L8832-2011
312.40 Boiler Plant Eq-BBCM | Coal Ops | 1 | 30568.44 | 956.8879 | 2020-12-01 | BIG BEND COMMON | Byproduct-C06-S | Filtration Unit | 312731459 | BB FGD A horizontal belt filter replaced to include the cloth, bearings and scraper | 2019-09-05 | A2696591
312.40 Boiler Plant Eq-BBCM | Coal Ops | 1 | 68449.94 | 8999.3313 | 2020-12-01 | BIG BEND COMMON | Conveyor - Coal Handling-B16-S | Fire Detection & Actuation | 42538056 | BBC- U, W1, W2 belt fire detection replaced with 2000 ft of protectowire linear detection circuit, install 4 new 4x zone boxes, zone cards and output cards to the bypass fire control panel | 2013-10-30 | A2432514
312.40 Boiler Plant Eq-BBCM | Coal Ops | 1 | 27295.09 | 3588.5723 | 2020-12-01 | BIG BEND COMMON | Conveyor - Coal Handling-B16-S | Fire Detection & Actuation | 41051549 | BBC- J1 and J2 belt fire detection replaced with 1000 ft of protectowire linear detection circuit, install 8 new 4x zone boxes, zone cards and output cards to the bypass fire control panel | 2013-11-05 | A2414836
312.40 Boiler Plant Eq-BBCM | Coal Ops | 1 | 21274.05 | 2796.967 | 2020-12-01 | BIG BEND COMMON | Conveyor - Coal Handling-B16-S | Fire Detection & Actuation | 39114437 | Installed 1000' of new linear detection along with cable, conduit, junction boxes and 6 new explaosion proof heat detectors on the L1 & L2 coal conveyor belt below the scale house | 2013-04-28 | A2413985
312.40 Boiler Plant Eq-BBCM | Coal Ops | 1 | 7617 | 653.1072 | 2020-12-01 | BIG BEND COMMON | Fire Protection-A12-S | Fire Detection & Actuation | 93551219 | ESS coal field admin bldg fire alarn system replaced to include the fire alarm panel, 9 pull stations, 10 hor strobes, and 17 detectors. | 2016-03-07 | A2584901
312.40 Boiler Plant Eq-BBCM | Coal Ops | 1 | 104809.78 | 5299.8742 | 2020-12-01 | BIG BEND COMMON | Conveyor - Coal Handling-B16-S | Fire Protection System - Foam | 289666832 | BBC Y&Z CONVEYOR FIRE PROTECTION SYSTEM | 2018-06-25 | A2665830
312.40 Boiler Plant Eq-BBCM | Coal Ops | 2 | 69273.92 | 14132.5793 | 2020-12-01 | BIG BEND COMMON | Coal Handling Equipment-B69-S | Flop Gate | 24012049 | FLOP GATE ; COAL HANDLING EQUIPMENT ; BBC COAL YARD CRUSHER FLOP GATE DRIVES. QTY 2 WITH 50,000 IN-LB ROTARY ACTUATORS. LABOR AND MATERIALS. 07/01/08 RJB | 2007-12-15 | A7708-2007
312.40 Boiler Plant Eq-BBCM | Coal Ops | 2 | 30589.09 | 5914.1831 | 2020-12-01 | BIG BEND COMMON | Conveyor - Coal Handling-B16-S | Flop Gate | 25801580 | Installed 2 Flopgates (V89 and V49) for BBC Coal Conveyor. | 2008-12-31 | A7730-2008
312.40 Boiler Plant Eq-BBCM | Coal Ops | 1 | 863525.57 | 311568.5227 | 2020-12-01 | BIG BEND COMMON | Coal Handling Equipment-B69-S | Foundation | 89674 | FOUNDATION ; COAL BLENDING BIN EQUIPMENT ; COAL BLENDING BINS FOUNDATION -- CO NSISTING OF: SUBSTRUCTURE AND CONCR ETE WORK,INCLUDES: (492) 1' SQ X 2 9' LONG REINFORCED CONCRETE PILES; PILE CAPS, GRADE BEAMS,PIERS AND SL AB-ON-GRADE,TOTALLING 1375 CY O | 1984-08-15 | K3400
312.40 Boiler Plant Eq-BBCM | Coal Ops | 190 | 133778.57 | 39533.3199 | 2020-12-01 | BIG BEND COMMON | Conveyor - Coal Handling-B16-S | Foundation | 98703 | FOUNDATIONS ; CONVEYOR/COAL HANDLING ; THE REINFORCED CONCRETE FOUNDATIONS INSTALLED FOR THE COAL TRANSLOADING EQUIPMENT. INCLUDES CONCRETE, STEEL REINFORCING, DEWATERING AND RELATED 109 CY. 10/28/96 RJB | 1996-03-15 | L2580
312.40 Boiler Plant Eq-BBCM | Coal Ops | 1 | 468055.78 | 67930.2085 | 2020-12-01 | BIG BEND COMMON | Equipment-B26-S | Front End Loader or Wheel unloader | 29203150 | 2012 Caterpillar 349 Excavator purchased | 2012-07-23 | B2932-2011
312.40 Boiler Plant Eq-BBCM | Coal Ops | 1 | 288800 | 29412.9544 | 2020-12-01 | BIG BEND COMMON | Equipment-B26-S | Front End Loader or Wheel unloader | 89914334 | BBC purchased a new Cat 329 long reach excavator for the coalfield, byproducts group for cleaning our ditches and FGD emergency pond | 2015-11-30 | A2569860
312.40 Boiler Plant Eq-BBCM | Coal Ops | 1 | 240192.5 | 51448.7219 | 2020-12-01 | BIG BEND COMMON | Equipment-B26-S | Front End Loader or Wheel unloader | 113258 | FRONT END LOADER ; EQUIPMENT ; D6N CAT DOZIER ENCLOSUED CAB PURCHASED TO MOVE GYPSUM 8/31/07 WHA | 2006-12-15 | B2023
312.40 Boiler Plant Eq-BBCM | Coal Ops | 1 | 211522.7 | 21542.6161 | 2020-12-01 | BIG BEND COMMON | Equipment-B26-S | Front End Loader or Wheel unloader | 52815843 | BB coalfield Excavator repalced with a new 316 style Excavator with a ditch bucket and catwalks. | 2015-01-08 | A2518798
312.40 Boiler Plant Eq-BBCM | Coal Ops | 1 | 165850 | 11390.5813 | 2020-12-01 | BIG BEND COMMON | Mobile Equipment-B46-S | Front End Loader or Wheel unloader | 122570582 | L60 VOLVO LOADER WHEEL LOADER FOR ESS BY CATAPILLAR | 2017-01-17 | A2618467
312.40 Boiler Plant Eq-BBCM | Coal Ops | 1 | 165850 | 11390.5813 | 2020-12-01 | BIG BEND COMMON | Mobile Equipment-B46-S | Front End Loader or Wheel unloader | 122570577 | L60 VOLVO LOADER WHEEL LOADER FOR ESS BY CATAPILLAR | 2017-01-17 | A2618467
312.40 Boiler Plant Eq-BBCM | Coal Ops | 1 | 82945.4 | 8447.6083 | 2020-12-01 | BIG BEND COMMON | Mobile Equipment-B46-S | Front End Loader or Wheel unloader | 89914329 | BBC 2014 used Caterpiller 980 wheel loader purchased to load and unload coal and gypsum & byproducts. | 2015-11-30 | A2569858
312.40 Boiler Plant Eq-BBCM | Coal Ops | 1 | 34157.04 | 4490.7347 | 2020-12-01 | BIG BEND COMMON | Coal Handling Equipment-B69-S | Front End Loader or Wheel unloader | 39114421 | Puchase a c/Field bobcat | 2013-04-22 | A2403764
312.40 Boiler Plant Eq-BBCM | Coal Ops | 1 | 23460 | 2389.2933 | 2020-12-01 | BIG BEND COMMON | Mobile Equipment-B46-S | Front End Loader or Wheel unloader | 89914319 | ESS Skidsteer purchased | 2015-12-29 | A2569856
312.40 Boiler Plant Eq-BBCM | Coal Ops | 1 | 12664.05 | 396.4244 | 2020-12-01 | BIG BEND COMMON | Stacker Reclaimer-B57-S | Front End Loader or Wheel unloader | 304786587 | SOUTH STACKER CAB GLASS WINDOWS | 2019-01-28 | A2676862
312.40 Boiler Plant Eq-BBCM | Coal Ops | 1 | 12664.05 | 396.4244 | 2020-12-01 | BIG BEND COMMON | Stacker Reclaimer-B57-S | Front End Loader or Wheel unloader | 304786576 | NORTH STACKER CAB GLASS WINDOWS | 2019-01-28 | A2676861
312.40 Boiler Plant Eq-BBCM | Coal Ops | 3 | 1733167.93 | 640350.8167 | 2020-12-01 | BIG BEND COMMON | Unloaders-B65-S | Gantry Structure | 115804 | TRAVEL GANTRY STRUCT. & HOPPER ; CLAM SHELL UNLOADER ; 1EA, TRAVELLING GANTRY STRUCTURE INCL UNLOADING HOPPER (APPROX 715,000 LBS OF STRUCTURAL & OTHER STEEL) $1,936,841.00. 2EA, METAL HOUSES. ONE FOR TRANS- FORMERS AND ONE FOR MACHINERY. $69,350. | 1982-06-15 | J92
312.40 Boiler Plant Eq-BBCM | Coal Ops | 1 | 111154.84 | 5620.7223 | 2020-12-01 | BIG BEND COMMON | Unloaders-B65-S | Gantry Structure | 203716183 | REBUILD PECO STIFFLEG STRUCTURE | 2018-01-18 | A2654258
312.40 Boiler Plant Eq-BBCM | Coal Ops | 1 | 95275.16 | 4817.7409 | 2020-12-01 | BIG BEND COMMON | Unloaders-B65-S | Gantry Structure | 267551063 | PECO GANTRY UPGRADE PROJECT | 2018-01-18 | A2653393
312.40 Boiler Plant Eq-BBCM | Coal Ops | 1 | 7936.48 | 401.3208 | 2020-12-01 | BIG BEND COMMON | Unloaders-B65-S | Gantry Structure | 202538675 | PECO CLOSE MOTR REPLACEMENT | 2018-01-18 | A2661996
312.40 Boiler Plant Eq-BBCM | Nat Gas Ops | 1 | 76628.16 | 8970.487 | 2020-12-01 | BIG BEND COMMON | Screenwell-D22-S | Gate | 46000464 | BB4 Fine Mesh Screen by pass gates hydraulic unit accumulatorsand HP air cylinders replaced. | 2014-02-28 | A2464058
312.40 Boiler Plant Eq-BBCM | Coal Ops | 1 | 113630.64 | 39407.0287 | 2020-12-01 | BIG BEND COMMON | Coal Handling Equipment-B69-S | Grizzly Screen | 123792 | GRIZZLEY SCREEN ; COARSE COAL SCREEN ; VIBRATING GRIZZLY SCREENS UPGD. S.S. PLATE CHAIN CURTAIN, 3/8" THICK HOPPER A240-316L S.S., COAL CHUTE, IMPACT IDLERS, LENGTHEN CONVEYOR HOOD. MFG. CENTRAL MAINT. & WELDING PO# 74774 | 1987-01-15 | A7009-2008
312.40 Boiler Plant Eq-BBCM | Coal Ops | 1 | 73547.28 | 14219.8437 | 2020-12-01 | BIG BEND COMMON | Yard Area-A41-S | Grizzly Screen | 25237823 | BBC COAL DOCK PECO GRIZZLY REPL | 2008-12-31 | A7513-2008
312.40 Boiler Plant Eq-BBCM | Coal Ops | 1 | 16239.54 | 6132.6305 | 2020-12-01 | BIG BEND COMMON | Coal Handling Equipment-B69-S | Grizzly Screen | 79454 | GRIZZLEY SCREEN ; COARSE COAL SCREEN ; SCREEN, GRIZZLEY | 1980-06-15 | A7011-2008
312.40 Boiler Plant Eq-BBCM | Coal Ops | 1 | 30956.4 | 2126.0862 | 2020-12-01 | BIG BEND COMMON | Reagent-C31-S | Header | 259101542 | BB FGD B REAGENT HEADER INSTALL | 2017-12-18 | A2660973
312.40 Boiler Plant Eq-BBCM | Coal Ops | 1 | 15366.49 | 2799.1849 | 2020-12-01 | BIG BEND COMMON | Absorber-C01-S | Header | 25630230 | Install wash header for BB FGD B tower inlet duct, header made of 904L alloy with alloy 625 nozzles | 2009-12-31 | A7619-2009
312.40 Boiler Plant Eq-BBCM | Coal Ops | 1 | 11997.56 | 1741.2385 | 2020-12-01 | BIG BEND COMMON | Dewatering-C10-S | Header | 36424231 | BB FGD B vacuum filter cloth wash header replaced. | 2012-12-18 | A7540-2012
312.40 Boiler Plant Eq-BBCM | Coal Ops | 1 | 4754.64 | 148.8351 | 2020-12-01 | BIG BEND COMMON | Dewatering-C10-S | Header | 324901685 | Install new B Belt Filter Cloth wash flowmeter | 2019-12-26 | A2723832
312.40 Boiler Plant Eq-BBCM | Coal Ops | 1 | 1374.94 | 117.892 | 2020-12-01 | BIG BEND COMMON | Cooling Systems-D11-S | Header | 287154504 | REPL WASH HEADER FOR #3 UPPER HEADER | 2016-12-01 | A2539758
312.40 Boiler Plant Eq-BBCM | Nat Gas Ops | 1 | 20122.21 | 1725.3461 | 2020-12-01 | BIG BEND COMMON | Water Systems-B67-S | Header | 115507231 | BB4 Service water header system from the unit 3 tie isolation valve replaced. | 2016-06-22 | A2518950
312.40 Boiler Plant Eq-BBCM | Coal Ops | 1 | 50048.52 | 7912.7035 | 2020-12-01 | BIG BEND COMMON | Dewatering-C10-S | Heater / Heater Shell | 38293320 | BB FGD A pick heater replaced | 2011-12-31 | B2718-2011
312.40 Boiler Plant Eq-BBCM | Coal Ops | 1 | 41889.77 | 6079.5763 | 2020-12-01 | BIG BEND COMMON | Dewatering-C10-S | Heater / Heater Shell | 29203101 | BB FGD "D" pick heater replaced | 2012-05-12 | B2767-2011
312.40 Boiler Plant Eq-BBCM | Coal Ops | 8 | 312607 | 115498.4144 | 2020-12-01 | BIG BEND COMMON | Unloaders-B65-S | Hoist | 122971 | HOISTS ; CLAM SHELL UNLOADER ; 4EA, HOISTS INCLUDING REEVING. $324,803.00. AND 4EA, MOTORS FOR HOISTS, GE.$27,804.00. | 1982-06-15 | J92
312.40 Boiler Plant Eq-BBCM | Coal Ops | 1 | 40460.42 | 12474.8396 | 2020-12-01 | BIG BEND COMMON | Coal Handling Equipment-B69-S | Hoist | 98284 | CRANE - HOIST ; COAL BLENDING BIN EQUIPMENT ; SVEDALA INDUSTRIES, INC. BULLDOZER HOIST, SHEPARD-NILES MODEL #8XGPBD1 W/HOOK BLOCK& CABLE, TROLLEY UNITS, CONTROL PANEL MOUNTED ON HOIST PO 14724 VO 352923 09/08/95 TGC 15 TON HOIST SYS F/DRAVO TRAVELING L | 1994-07-15 | A7085
312.40 Boiler Plant Eq-BBCM | Coal Ops | 5 | 883703.64 | 90001.1595 | 2020-12-01 | BIG BEND COMMON | Unloaders-B65-S | Hopper | 89914273 | ESS self-unloaders on the dock installed with complete doc anchoring systems, | 2015-04-01 | A2516871
312.40 Boiler Plant Eq-BBCM | Coal Ops | 0 | 290420 | 119764.7936 | 2020-12-01 | BIG BEND COMMON | Unloaders-B65-S | Hopper | 114381 | TRAVELING HOPPER ; COAL BARGE UNLOADER - LADDER TYPE ; TRAVELING HOPPER CONSISTING OF: 4-HOPPER TRUCKS W 6 33" DIAM,WHEELS 1-COUNTERWEIGHT W/SHEAVES,DRUMS, ROPES | 1970-06-15 | B021
312.40 Boiler Plant Eq-BBCM | Coal Ops | 1 | 193651.6 | 79858.9763 | 2020-12-01 | BIG BEND COMMON | Structures-B60-S | Hopper | 114671 | RECLAIM HOPPER ; COAL HANDLING STRUCTURES ; RECLAIM HOPPER CONCRETE STRUCTURE, (822 CY) STEEL HOPPER FRAMES W/ 4 STEEL HOPPERS 10'X10'X6' (2 FOR CURRENT USE AND 2 FOR FUTURE USE) | 1970-06-15 | B02
312.40 Boiler Plant Eq-BBCM | Coal Ops | 1 | 59757.68 | 6086.0454 | 2020-12-01 | BIG BEND COMMON | Conveyor - Coal Handling-B16-S | Hopper | 59353793 | ESS coal hoppers require steel frame and wheels in order to facilitate moving them with a forklift attachment | 2015-03-31 | A2540661
312.40 Boiler Plant Eq-BBCM | Coal Ops | 1 | 38459.4 | 5056.3796 | 2020-12-01 | BIG BEND COMMON | Conveyor - Coal Handling-B16-S | Hopper | 40506922 | PECO gypsum transloading hopper assembled | 2013-08-22 | A2412646
312.40 Boiler Plant Eq-BBCM | Coal Ops | 1 | 28352.33 | 10592.7373 | 2020-12-01 | BIG BEND COMMON | Conveyor - Coal Handling-B16-S | Hopper | 79423 | HOPPER ; "F" CONVEYOR ; HOPPER (F CONVEYER) | 1981-06-15 | L2477
312.40 Boiler Plant Eq-BBCM | Coal Ops | 1 | 15828.76 | 5913.796 | 2020-12-01 | BIG BEND COMMON | Conveyor - Coal Handling-B16-S | Hopper | 121970 | HOPPER ; "F" CONVEYOR ; F CONVEYOR CHUTE LINER | 1981-06-15 | A7091
312.40 Boiler Plant Eq-BBCM | Coal Ops | 1 | 3477.8 | 1254.8245 | 2020-12-01 | BIG BEND COMMON | Conveyor - Coal Handling-B16-S | Hopper | 89658 | HOPPER ; "F" CONVEYOR ; STRUCTURAL MODIFICATIONS REQUIRED DUE TO CHANGE IN ORIGINAL DESIGN AN D USAGE FOR RECLAIM HOPPERS AT THE END OF EXISTING CONVEYOR "F" | 1984-08-15 | K3400
312.40 Boiler Plant Eq-BBCM | Nat Gas Ops | 1 | 107613.35 | 26983.8118 | 2020-12-01 | BIG BEND COMMON | Slag Handling-C36-S | Hopper | 119751 | HOPPER ; SLAG HANDLING ; SLAG STORAGE AREA HOPPERS. INSTALLED IN THE SLAG STORAGE FACILITY AND WAS INSTALLED IN CONJUNCTION WITH THE SLAG BENEFICIATION PROJECT. 03/25/03 RJB | 2002-03-15 | H6589
312.40 Boiler Plant Eq-BBCM | Coal Ops | 6 | 12684.88 | 4576.8295 | 2020-12-01 | BIG BEND COMMON | Fire Protection-A12-S | Hose Rack | 89691 | HOSE RACKS ; COAL CONVEYOR FIRE PROTECTION SYST. ; COAL CONVEYOR FIRE PROTECTION SYSTE M -- HANNAY MODEL #FH-3 HOSE REELS WITH SIDE GUIDE ROLLERS, MFG BY WER T-KNOX; LOCATED ON COL LINES 1 AND 2 ALONG CONVEYORS T1 AND T2 NORTH | 1984-08-15 | K3400
312.40 Boiler Plant Eq-BBCM | Coal Ops | 5 | 256.5 | 82.1454 | 2020-12-01 | BIG BEND COMMON | Fire Protection-A12-S | Hose Rack | 96259 | HOSE RACKS ; COAL CONVEYOR FIRE PROTECTION SYST. ; HOSE RACKS STAINLESS STEEL FIRE HOSE RACK AND CONNECTION NIPPLE ALONG "F" AND "P" CONVEYORS SAFETY EQUIPMENT COMPANY VO# 915281 | 1992-01-15 | A7044
312.40 Boiler Plant Eq-BBCM | Coal Ops | 1 | 22866.62 | 6757.3858 | 2020-12-01 | BIG BEND COMMON | Conveyor - Coal Handling-B16-S | Hydraulic Unit | 98704 | HYDRAULIC UNIT ; CONVEYOR/COAL HANDLING ; THE HYDRAULIC CONTROL UNIT IS LOCATED WITH THE LOADOUT CHUTE AND PROVIDES POWER FOR CHUTE. CONSISTS OF A 15 HP MOTOR, THERMAL TRANSFER BLOWER MODEL AO-15 18" X 30" OIL RESERVOIR. PROVIDED BY PEBCO FOR ROBERTS & | 1996-03-15 | L2580
312.40 Boiler Plant Eq-BBCM | Coal Ops | 1 | 680.98 | 201.2385 | 2020-12-01 | BIG BEND COMMON | Equipment-B26-S | Hydraulic Unit | 123227 | EQUIPMENT ; EQUIPMENT ; POWER DRIVE WORK TUG ADD CHRG FROM TECO STEVEDORING SEP-01 | 1996-04-15 | TSP
312.40 Boiler Plant Eq-BBCM | Coal Ops | 2 | 38697.22 | 7049.1487 | 2020-12-01 | BIG BEND COMMON | Limestone-C25-S | Hydroclone | 25887158 | Installed FGD A1 and C1 Limestone Hydroclones | 2009-12-31 | A7530-2009
312.40 Boiler Plant Eq-BBCM | Coal Ops | 1 | 11266.44 | 1147.4352 | 2020-12-01 | BIG BEND COMMON | Limestone-C25-S | Hydroclone | 59979562 | BB FGD C1 Limestone hydroclone replaced | 2015-02-10 | A2521043
312.40 Boiler Plant Eq-BBCM | Coal Ops | 1 | 26686.82 | 3873.1308 | 2020-12-01 | BIG BEND COMMON | Absorber-C01-S | Impeller | 33803679 | FGD A3 Absorber pump impeller replaced | 2012-06-30 | A7551-2012
312.40 Boiler Plant Eq-BBCM | Nat Gas Ops | 1 | 114226.02 | 19467.3338 | 2020-12-01 | BIG BEND COMMON | Induced Draft-B40-S | Inlet Vane | 27440245 | BB4A I.D. fan inlet vane assembly replaced | 2010-06-30 | A7469-2008
312.40 Boiler Plant Eq-BBCM | Coal Ops | 1 | 35350.88 | 4138.3561 | 2020-12-01 | BIG BEND COMMON | Handling Building-A15-S | Inverter | 50187155 | BBC ammonia PCC building inverter replaced. | 2014-08-22 | A2469160
312.40 Boiler Plant Eq-BBCM | Coal Ops | 1 | 44133.11 | 13041.9121 | 2020-12-01 | BIG BEND COMMON | Equipment-B26-S | Ladder Assembly | 89427 | LADDER ASSEMBLIES ; EQUIPMENT ; 2 HOLLAND SKID LADDERS FROM TECO STEVEDORING SEP-01 | 1996-02-15 | TSP
312.40 Boiler Plant Eq-BBCM | Coal Ops | 1 | 6072.41 | 881.3054 | 2020-12-01 | BIG BEND COMMON | Waste Water Treatment-A38-S | Level Indicator | 39114344 | BB FGD Common Muriatic Acid tank indicator replaced | 2012-09-27 | A2382783
312.40 Boiler Plant Eq-BBCM | Coal Ops | 1 | 100378.33 | 6893.9857 | 2020-12-01 | BIG BEND COMMON | Conveyor - Coal Handling-B16-S | Lighting System | 138857888 | LED LIGHTING UPGRADE FOR F AND P CONVEYORS | 2017-01-06 | A2620142
312.40 Boiler Plant Eq-BBCM | Coal Ops | 1 | 3622 | 1338.2146 | 2020-12-01 | BIG BEND COMMON | Unloaders-B65-S | Lighting System | 87654 | LIGHTING SYSTEM ; CLAM SHELL UNLOADER ; LIGHTING SYSTEM INCL FIXTURES, LUMINARIES, CONDUIT & WIRING. | 1982-06-15 | J92
312.40 Boiler Plant Eq-BBCM | Coal Ops | 1 | 3122.36 | 365.5195 | 2020-12-01 | BIG BEND COMMON | Coal Handling Equipment-B69-S | Lighting System | 46410739 | BB classifier lighting system installed on the south side of B1 andB2 Dryer crusher | 2014-08-27 | A2499178
312.40 Boiler Plant Eq-BBCM | Nat Gas Ops | 1 | 38132.39 | 4463.974 | 2020-12-01 | BIG BEND COMMON | Fly Ash Handling-C20-S | Lighting System | 44651154 | BB1 unit 1 fly ash silo LED lighting system replaced | 2014-05-02 | A2443824
312.40 Boiler Plant Eq-BBCM | Nat Gas Ops | 1 | 34601.39 | 4549.1548 | 2020-12-01 | BIG BEND COMMON | Stack-B56-S | Lighting System | 38622399 | #4 Stack FAA lighting cable replaced, composing of 500' of amor flex cable between the controller and the upper NW stack light at the 500' level | 2013-03-31 | A2399087
312.40 Boiler Plant Eq-BBCM | Coal Ops | 2 | 373914.68 | 54267.2546 | 2020-12-01 | BIG BEND COMMON | Dewatering-C10-S | Liner | 38293368 | Reline the interior of the tank and paint the exterior of the Common TLR sludge surge tanks | 2012-07-01 | B2764-2011
312.40 Boiler Plant Eq-BBCM | Coal Ops | 1 | 113141.64 | 7770.5701 | 2020-12-01 | BIG BEND COMMON | Mill Pulverizer-B45-S | Liner | 276624736 | BB FGD "C" LIMESTONE BALL MILL LINER | 2017-12-18 | A2659396
312.40 Boiler Plant Eq-BBCM | Coal Ops | 1 | 111941.22 | 13104.4157 | 2020-12-01 | BIG BEND COMMON | Limestone-C25-S | Liner | 51060926 | BB FGD A limestone ball mill liner replaced with a new rubber liner | 2014-12-08 | A2478266
312.40 Boiler Plant Eq-BBCM | Coal Ops | 1 | 110592.96 | 11263.3854 | 2020-12-01 | BIG BEND COMMON | Limestone-C25-S | Liner | 89812265 | BB FGD B Ball mill liner replaced. | 2015-10-15 | A2564559
312.40 Boiler Plant Eq-BBCM | Coal Ops | 1 | 100039.12 | 14518.9496 | 2020-12-01 | BIG BEND COMMON | Mill Pulverizer-B45-S | Liner | 32622977 | Mill Liner Repl B ball mill at FGD | 2012-06-30 | B2097-2012
312.40 Boiler Plant Eq-BBCM | Coal Ops | 1 | 93991.56 | 12357.3693 | 2020-12-01 | BIG BEND COMMON | Limestone-C25-S | Liner | 42816215 | BB FGD A limestone mill liner replaced | 2013-09-19 | A2442780
312.40 Boiler Plant Eq-BBCM | Coal Ops | 1 | 45464.57 | 5977.3716 | 2020-12-01 | BIG BEND COMMON | Limestone-C25-S | Liner | 40129222 | BB FGD C LImestone mill slurry sump liner replaced. | 2013-04-28 | A2412951
312.40 Boiler Plant Eq-BBCM | Coal Ops | 1 | 28328.77 | 2885.1552 | 2020-12-01 | BIG BEND COMMON | Mill Pulverizer-B45-S | Liner | 89636949 | BB FGD "C" ball mill liner replaced. | 2015-10-03 | A2568808
312.40 Boiler Plant Eq-BBCM | Nat Gas Ops | 1 | 93521.14 | 13572.9774 | 2020-12-01 | BIG BEND COMMON | Condensate-B15-S | Liner | 32622959 | polisher regen vessels | 2012-07-06 | B2033-2011
312.40 Boiler Plant Eq-BBCM | Coal Ops | 2 | 31588.89 | 11397.5823 | 2020-12-01 | BIG BEND COMMON | Coal Handling Equipment-B69-S | Lubricating System | 89689 | LUBE OIL SYSTEM ; COAL CRUSHERS ; (1CYH-P483A,1CYH-P883A) COAL CRUSHE R CRH1 AND CRH2 LUBE OIL UNIT -- AM ERICAN PULVERIZER CO,MODEL AC-100 4-58-BEH-2AB CONSISTING OF: A SKID MOUNTED SYSTEM TO LUBRICATE THE CRU SHER BEARINGS COMPLETE WITH A FAN O IL CO | 1984-08-15 | K3400
312.40 Boiler Plant Eq-BBCM | Coal Ops | 1 | 95993.66 | 8230.8199 | 2020-12-01 | BIG BEND COMMON | Conveyor - Coal Handling-B16-S | Magnetic Separator | 114255722 | ESS T3 magnetic Separator winding and recitifer power panel replaced. | 2016-07-10 | A2589900
312.40 Boiler Plant Eq-BBCM | Coal Ops | 1 | 86828.86 | 5963.4078 | 2020-12-01 | BIG BEND COMMON | Conveyor - Coal Handling-B16-S | Magnetic Separator | 205231387 | T5 MAGNETIC SEPARATOR | 2017-11-20 | A2644881
312.40 Boiler Plant Eq-BBCM | Coal Ops | 1 | 67756.28 | 24447.1325 | 2020-12-01 | BIG BEND COMMON | Conveyor - Coal Handling-B16-S | Magnetic Separator | 116112 | MAGNETIC SEPARATOR ; "F" CONVEYOR ; (1CYH-SP215) ELECTRO-MAGNETIC IN-LI NE SEPARATOR -- STEARNS MAGNETIC IN C.MODEL 68A; A WIRE WOUND 230V D C COIL PRODUCING 890 GAUSS ON A 77' X 68" X 32-3/4" RECTANGULAR CORE,H EAD,TAIL AND TAKE-UP PULLEYS MOUN TED | 1984-08-15 | K3400
312.40 Boiler Plant Eq-BBCM | Coal Ops | 1 | 65731.68 | 20665.54 | 2020-12-01 | BIG BEND COMMON | Conveyor - Coal Handling-B16-S | Magnetic Separator | 124267 | MAGNETIC SEPARATOR ; "T" CONVEYOR ; DINGS MODEL 99ILCS (IN-LINE) MAGNETIC SELF-CLEANING, OIL COOLED COIL, W/DINGS MODEL 920 PERMANENT MAGNET EXTENSION FOR 72" CONVEYOR. ALSO INCLUDING RECTIFIER 15KLX4823- 1, THE UNIT SHALL INCLUDE NECESSARY CHUTE WORK & | 1993-12-15 | L9377
312.40 Boiler Plant Eq-BBCM | Coal Ops | 1 | 59407.84 | 21434.9332 | 2020-12-01 | BIG BEND COMMON | Conveyor - Coal Handling-B16-S | Magnetic Separator | 89697 | MAGNETIC SEPARATOR ; "P" CONVEYOR ; (1CYH-SP615) ELECTRO-MAGNETIC IN-LI NE SEPARATOR -- STEARNS MAGNETICS I NC. MODEL 68A; A WIRE WOUND 230V D C COIL PRODUCING 890 GAUSS ON A 77" X 68" X 32-3/4" RECTANGULAR CORE,H EAD,TAIL AND TAKE-UP PULLEYS MOUN TED | 1984-08-15 | K3400
312.40 Boiler Plant Eq-BBCM | Coal Ops | 1 | 23072.18 | 8324.6696 | 2020-12-01 | BIG BEND COMMON | Conveyor - Coal Handling-B16-S | Magnetic Separator | 87529 | MAGNETIC SEPARATOR ; "D" CONVEYOR ; REPLACE ERIEZ 66" MAGNET FILLED WITH PCB WITH DUPLICATE MAGNET FILLED WITH TEXACO #55 TRANSF OIL | 1984-06-15 | A7043
312.40 Boiler Plant Eq-BBCM | Coal Ops | 1 | 15272.45 | 1048.9122 | 2020-12-01 | BIG BEND COMMON | Conveyor - Coal Handling-B16-S | Magnetic Separator | 149024855 | T5 Magnetic Separator Rewind upgrade by refurbishing with a new winding. Also upgraded existing rectifier power panel | 2017-04-01 | A2619157
312.40 Boiler Plant Eq-BBCM | Coal Ops | 2 | 629301.14 | 227058.0436 | 2020-12-01 | BIG BEND COMMON | Conveyor - Coal Handling-B16-S | Mechanical Components - Conveyors | 116177 | CONVEYOR MECHANICAL COMPONENTS ; "Q" CONVEYOR ; (1CYH-CNV261,1CYH-CNV661) COAL CONV EYORS "Q1" AND "Q2" -- MCNALLY PITT SBURG ITEMS 16 AND 18; 72"W,4 000 TPH,349' AND 331' HORIZ LEN W/A 94' AND 89' LIFT RESPECTIVELY AND DISCHG CHUTE; CONVEYORSCONSI | 1984-08-15 | K3400
312.40 Boiler Plant Eq-BBCM | Coal Ops | 2 | 598847.71 | 216070.1464 | 2020-12-01 | BIG BEND COMMON | Conveyor - Coal Handling-B16-S | Mechanical Components - Conveyors | 121453 | CONVEYOR MECHANICAL COMPONENTS ; "R" CONVEYOR ; (1CYH-CNV281,1CYH-CNV681) TRIPPER C ONVEYOR "R1" AND "R2" -- MCNALLY PI TTSBURG ITEMS 21 AND 20; 72"W,4 000 TPH,298'L W/A 22' LIFT; CONSIST S OF (1) EA 36" DIA X 75" DRIVE,BEN D,TAKE-UP AND TAIL PUL | 1984-08-15 | K3400
312.40 Boiler Plant Eq-BBCM | Coal Ops | 1 | 565807.07 | 204148.7584 | 2020-12-01 | BIG BEND COMMON | Conveyor - Coal Handling-B16-S | Mechanical Components - Conveyors | 89665 | CONVEYOR MECHANICAL COMPONENTS ; "T" CONVEYOR ; (1CYH-CNV461,1CYH-CNV861) COAL CONV EYOR "T1" AND "T2" -- MCNALLY PITTS BURG ITEM 28 AND 29,54" WIDE,2 000 TPH,621' LONG W/A 57' LIFT DISC HG HOOD AND CHUTES; CONSISTS OF (1) 36" DIA X 58" DRIVE PULL | 1984-08-15 | K3400
312.40 Boiler Plant Eq-BBCM | Coal Ops | 1 | 356807.79 | 128739.7616 | 2020-12-01 | BIG BEND COMMON | Conveyor - Coal Handling-B16-S | Mechanical Components - Conveyors | 89696 | CONVEYOR MECHANICAL COMPONENTS ; "P" CONVEYOR ; (1CYH-CNV601) COAL CONVEYOR "P" -- MCNALLY PITTSBURG ITEM 4; 72"W,4000 TPH, 1626'L W/A 23' (STACK ER) AND 15' LIFT (TRANSFER BLDG T-5 ) W/DISCHG AND TRAMP IRON CHUTE; CO NVEYOR CONSIST OF (1) 44" D | 1984-08-15 | K3400
312.40 Boiler Plant Eq-BBCM | Coal Ops | 1 | 328304.6 | 118455.5302 | 2020-12-01 | BIG BEND COMMON | Conveyor - Coal Handling-B16-S | Mechanical Components - Conveyors | 116181 | CONVEYOR MECHANICAL COMPONENTS ; "W" CONVEYOR ; (1CYH-CNV501,1CYH-CNV901) COAL CONV EYOR "W1" AND "W2" -- MCNALLY PITTS BURG ITEM 33 AND 34,54"W,2000TPH,26 3' AND 272'L W/A 39' AND 40' LIFT R ESPECTIVELY W/DISCHG CHUTE; CONVEYO RS CONSIST OF A 36" DIAX 5 | 1984-08-15 | K3400
312.40 Boiler Plant Eq-BBCM | Coal Ops | 1 | 280573.12 | 44358.7926 | 2020-12-01 | BIG BEND COMMON | Conveyor - Coal Handling-B16-S | Mechanical Components - Conveyors | 27771106 | Z-Conveyor Drive reducer replaced Foote-Jones Model 20DBH-LC S/N 380021 | 2011-04-30 | A7614-2010
312.40 Boiler Plant Eq-BBCM | Coal Ops | 1 | 199282.31 | 71903.0184 | 2020-12-01 | BIG BEND COMMON | Conveyor - Coal Handling-B16-S | Mechanical Components - Conveyors | 121452 | CONVEYOR MECHANICAL COMPONENTS ; "U" CONVEYOR ; (1CYH-CNV941) COAL CONVEYOR "U" -- MCNALLY PITTSBURG ITEM 32,54"W,2000 TPH, 109'L W/A 24' LIFT; CONSIS TS OF: (1) 36"DIA X 57" DRIVE PULLE Y; (1) 30" DIA X 57" DRIVE BEND,TAK E-UP,HEAD,TAIL AND (2) BEND | 1984-08-15 | K3400
312.40 Boiler Plant Eq-BBCM | Coal Ops | 1 | 177665.78 | 39786.0857 | 2020-12-01 | BIG BEND COMMON | Conveyor - Coal Handling-B16-S | Mechanical Components - Conveyors | 113353 | MECHANICAL COMPONENTS ; CONVEYOR - COAL HANDLING ; L-2 CONVEYOR IDLERS, PANS, TABLE TOPS MECHANICALLY CLEAN PREP AND COAT WITH EPOXY. LABOR AND MATERIALS 8/30/07 WHA | 2005-12-15 | B2018
312.40 Boiler Plant Eq-BBCM | Coal Ops | 1 | 124184.37 | 3887.3595 | 2020-12-01 | BIG BEND COMMON | Conveyor - Coal Handling-B16-S | Mechanical Components - Conveyors | 307059061 | CONVEYOR C11 RETURN IDERS REPL. | 2019-02-22 | A2697396
312.40 Boiler Plant Eq-BBCM | Coal Ops | 1 | 97418.87 | 35149.6869 | 2020-12-01 | BIG BEND COMMON | Conveyor - Coal Handling-B16-S | Mechanical Components - Conveyors | 89694 | CONVEYOR MECHANICAL COMPONENTS ; "N" CONVEYOR ; (1CYH-CNV161) COAL CONVEYOR "N" -- MCNALLY PITTSBURG ITEMS; 72" WIDE N OMINAL CAPACITY,4000 TPH,19'LWITH O UTLET DISCHG CHUTE; CONVEYOR CONSIS T OF: 36" DIA X 75" DRIVE AND TAIL PULLEY; 12" DIA X 75" SNUB | 1984-08-15 | K3400
312.40 Boiler Plant Eq-BBCM | Coal Ops | 1 | 73232.88 | 6279.2339 | 2020-12-01 | BIG BEND COMMON | Conveyor - Coal Handling-B16-S | Mechanical Components - Conveyors | 166700025 | G2 CONVEYOR TENSIONER PARTS AND LABOR | 2016-12-07 | A2615555
312.40 Boiler Plant Eq-BBCM | Coal Ops | 1 | 68176.73 | 3447.4654 | 2020-12-01 | BIG BEND COMMON | Conveyor - Coal Handling-B16-S | Mechanical Components - Conveyors | 303693797 | CONVEYOR C10 RETURN IDLERS REPL | 2018-11-21 | A2683520
312.40 Boiler Plant Eq-BBCM | Coal Ops | 0 | 64708.67 | 26684.8719 | 2020-12-01 | BIG BEND COMMON | Conveyor - Coal Handling-B16-S | Mechanical Components - Conveyors | 121604 | CONVEYOR MECHANICAL COMPONENTS ; "E" CONVEYOR ; CONVEYOR CONSISTING OF: 54 CARRYING IDLERS 72" BELT WIDTH X 6N W/2 SELF ALIGNING IDLERS, 17 RETURN IDLERS 72" BELT WIDTH X 6" W/2 SELF ALIGNING IDLERS, PULLEY ASSEMBLY,HOLDBACK CLUTCH-FORM-SPRAG MDL #HB900, | 1970-06-15 | B021
312.40 Boiler Plant Eq-BBCM | Coal Ops | 1 | 62192 | 24419.9855 | 2020-12-01 | BIG BEND COMMON | Conveyor - Coal Handling-B16-S | Mechanical Components - Conveyors | 78969 | CONVEYOR MECHANICAL COMPONENTS ; "L" CONVEYOR ; CONVEYOR-CONSISTING OF 153 CARRYING IDLERS & 53 RETURN TYPE H, 6- PULLEY & SHAFT SSEMBLIES | 1976-06-15 | C54,G
312.40 Boiler Plant Eq-BBCM | Coal Ops | 1 | 50933.4 | 14349.3766 | 2020-12-01 | BIG BEND COMMON | Equipment-B26-S | Mechanical Components - Conveyors | 116116 | MECHANICAL COMPONENTS ; EQUIPMENT ; 18" KNUCKLE CHAIN FROM TECO STEVEDORING SEP-01 | 1998-10-15 | TSP
312.40 Boiler Plant Eq-BBCM | Coal Ops | 1 | 50592.97 | 5922.6736 | 2020-12-01 | BIG BEND COMMON | Conveyor - Coal Handling-B16-S | Mechanical Components - Conveyors | 47025713 | BBC Q1 conveyor drive & snub pulley replaced | 2014-11-30 | A2508585
312.40 Boiler Plant Eq-BBCM | Coal Ops | 1 | 50441.63 | 4325.0353 | 2020-12-01 | BIG BEND COMMON | Conveyor - Coal Handling-B16-S | Mechanical Components - Conveyors | 166700032 | G1 CONVEYOR HYDRALIGNER PARTS AND LABOR | 2016-12-07 | A2615567
312.40 Boiler Plant Eq-BBCM | Coal Ops | 1 | 46023.16 | 3946.1808 | 2020-12-01 | BIG BEND COMMON | Conveyor - Coal Handling-B16-S | Mechanical Components - Conveyors | 140703671 | G1 CONVEYOR TENSIONER PART AND LBR | 2016-12-07 | A2615546
312.40 Boiler Plant Eq-BBCM | Coal Ops | 1 | 39039.38 | 3347.368 | 2020-12-01 | BIG BEND COMMON | Conveyor - Coal Handling-B16-S | Mechanical Components - Conveyors | 140281205 | BBC F CONVEYOR COUNTERWEIGHTS REPL | 2016-12-07 | A2603045
312.40 Boiler Plant Eq-BBCM | Coal Ops | 1 | 34906.2 | 2992.9752 | 2020-12-01 | BIG BEND COMMON | Conveyor - Coal Handling-B16-S | Mechanical Components - Conveyors | 164464961 | G2 CONVEYOR HYDRALIGNER PARTS AND LBR | 2016-12-07 | A2615556
312.40 Boiler Plant Eq-BBCM | Coal Ops | 2 | 30368.67 | 10957.315 | 2020-12-01 | BIG BEND COMMON | Conveyor - Coal Handling-B16-S | Mechanical Components - Conveyors | 113791 | CONVEYOR MECHANICAL COMPONENTS ; "L" CONVEYOR ; (1CYH-CNV561,1CYH-CNV961) 54" COAL CONVEYOR L1 AND L2 MODIFICATION -- EACH CONVEYOR MODIFICATION CONSIS TS OF THE ADDITION OF 29 LF OF MART IN ENGINEERING CO. ADJUSTABLE "TRAC K-MOUNT" SKIRTBOARD AND(7) C | 1984-08-15 | K3400
312.40 Boiler Plant Eq-BBCM | Coal Ops | 0 | 26730.39 | 11023.2065 | 2020-12-01 | BIG BEND COMMON | Conveyor - Coal Handling-B16-S | Mechanical Components - Conveyors | 114418 | CONVEYOR MECHANICAL COMPONENTS ; "D" CONVEYOR ; CONVEYOR CONSISTING OF: 179 CARRYING IDLERS, 72" BELT WIDTH X 6" DIAM, 8 SELF ALIGNING IDLERS 75 RETURN IDLERS 72" BELT WIDTH X 6" DIAM PULLEY ASSEMBLY 2 HAWKER SIDDELAY CLUTCH COUPLINGS HOLDBACK CLUTCH, FO | 1970-06-15 | B021
312.40 Boiler Plant Eq-BBCM | Coal Ops | 1 | 24881.37 | 2912.7413 | 2020-12-01 | BIG BEND COMMON | Conveyor - Coal Handling-B16-S | Mechanical Components - Conveyors | 50112131 | BBC R-1 Conveyor tripper bend pulley replaced. | 2014-12-31 | A2508583
312.40 Boiler Plant Eq-BBCM | Coal Ops | 1 | 24867.16 | 10254.8388 | 2020-12-01 | BIG BEND COMMON | Conveyor - Coal Handling-B16-S | Mechanical Components - Conveyors | 121651 | CONVEYOR MECHANICAL COMPONENTS ; "M" CONVEYOR ; CONVEYOR CONSISTING OF: IDLERS, PULLEY, HOLDBACK CLUTCH, GRAVITY TAKE UP ASSEMBLY, HOLDDOWN ASSEMBLY | 1970-06-15 | B021
312.40 Boiler Plant Eq-BBCM | Coal Ops | 1 | 20983.79 | 1799.2209 | 2020-12-01 | BIG BEND COMMON | Conveyor - Coal Handling-B16-S | Mechanical Components - Conveyors | 140486103 | P CONVEYOR COUNTERWEIGHTS REPL. | 2016-12-07 | A2603038
312.40 Boiler Plant Eq-BBCM | Coal Ops | 1 | 20535.87 | 1760.8147 | 2020-12-01 | BIG BEND COMMON | Conveyor - Coal Handling-B16-S | Mechanical Components - Conveyors | 119587804 | CONVEYOR PULLY FOR Q2 CONVEYOR | 2016-12-02 | A2613683
312.40 Boiler Plant Eq-BBCM | Coal Ops | 0 | 14100 | 5536.4323 | 2020-12-01 | BIG BEND COMMON | Conveyor - Coal Handling-B16-S | Mechanical Components - Conveyors | 78971 | CONVEYOR MECHANICAL COMPONENTS ; "L" CONVEYOR ; ALSO 1-TAKE-UP COUNTERWEIGHT-10-175 LB WTS. | 1976-06-15 | C54,G
312.40 Boiler Plant Eq-BBCM | Coal Ops | 1 | 13208.3 | 5446.9022 | 2020-12-01 | BIG BEND COMMON | Conveyor - Coal Handling-B16-S | Mechanical Components - Conveyors | 114609 | CONVEYOR MECHANICAL COMPONENTS ; "Y" CONVEYOR ; CONVEYOR CONSISTING OF IDLERS, PULLEY ASSEMBLY, HOLDDOWN ROLL ASSEMBLY, HOLDBACK CLUTCH | 1970-06-15 | B021
312.40 Boiler Plant Eq-BBCM | Coal Ops | 0 | 12324 | 4839.0774 | 2020-12-01 | BIG BEND COMMON | Conveyor - Coal Handling-B16-S | Mechanical Components - Conveyors | 78970 | CONVEYOR MECHANICAL COMPONENTS ; "L" CONVEYOR ; ALSO 1-HOLDBACK CLUTCH,FORMSPRAG TYPE LLM-1051 | 1976-06-15 | C54,G
312.40 Boiler Plant Eq-BBCM | Coal Ops | 0 | 11965.61 | 4149.6654 | 2020-12-01 | BIG BEND COMMON | Conveyor - Coal Handling-B16-S | Mechanical Components - Conveyors | 116608 | CONVEYOR MECHANICAL COMPONENTS ; "W" CONVEYOR ; CONVEYOR COVERS - 186 EA, 54"CON- VEYOR - 34" X 105 1/4" ALUMINUM COVERS W/ 228 EA CLIPS, 46 EA RAILS @ 20' EACH. SUPPLIED ON PO 366005. | 1987-03-15 | J2677
312.40 Boiler Plant Eq-BBCM | Coal Ops | 2 | 10798.74 | 3744.9957 | 2020-12-01 | BIG BEND COMMON | Conveyor - Coal Handling-B16-S | Mechanical Components - Conveyors | 91199 | CONVEYOR MECHANICAL COMPONENTS ; "T" CONVEYOR ; ELECTRIC LINEAR ACTUATORS 2EA, RACO SIZE A4 550LB. THRUST 39.4 INCH STROKE 2.8 INCH SEE ROD SPEED TO OPERATE CRUSHER FLOP GATE. T-7 CRUSHER HOUSE. T1/T2 BELTS. | 1987-01-15 | A7083
312.40 Boiler Plant Eq-BBCM | Coal Ops | 1 | 9811.36 | 3540.0352 | 2020-12-01 | BIG BEND COMMON | Conveyor - Coal Handling-B16-S | Mechanical Components - Conveyors | 123270 | CONVEYOR MWCHANICAL COMPONENTS ; "F" CONVEYOR ; (1CYH-CNV201) COAL CONVEYOR "F" MOD IFICATION -- CONSISTS OF A DISCHARG E HOOD AND DUST HOOD WITH TAPERE D CHUTE SECTION, FABRICATED FROM 10 GAUGE, TYPE 316L STN. STL. PLATE; HOOD MEASURES 6'6" X 14' X | 1984-08-15 | K3400
312.40 Boiler Plant Eq-BBCM | Coal Ops | 1 | 8196.59 | 2801.8424 | 2020-12-01 | BIG BEND COMMON | Conveyor - Coal Handling-B16-S | Mechanical Components - Conveyors | 93152 | CONVEYOR MECHANICAL COMPONENTS ; "J" CONVEYOR ; HOSCH 72" B-6 CONVEYOR BELT SCRAPER WITH TUNGSTEN CARBIDE BLADES. MFG. EPPERSON | 1988-04-15 | A7081
312.40 Boiler Plant Eq-BBCM | Coal Ops | 1 | 8196.59 | 2801.8424 | 2020-12-01 | BIG BEND COMMON | Conveyor - Coal Handling-B16-S | Mechanical Components - Conveyors | 93154 | CONVEYOR MECHANICAL COMPONENTS ; "Q" CONVEYOR ; HOSCH 72" B-6 CONVEYOR BELT SCRAPER WITH TUNGSTEN CARBIDE BLADES. MFG. EPPERSON | 1988-04-15 | A7081
312.40 Boiler Plant Eq-BBCM | Coal Ops | 0 | 7497.18 | 2600.0169 | 2020-12-01 | BIG BEND COMMON | Conveyor - Coal Handling-B16-S | Mechanical Components - Conveyors | 123650 | CONVEYOR MECHANICAL COMPONENTS ; "Z" CONVEYOR ; CONVEYOR COVERS - 92 EA, 72" CON- VEYOR - 34" X 133 1/2" ALUMINUM COVERS W/ 112 EA CLIPS. SUPPLIED ON PO 366005. | 1987-03-15 | J2677
312.40 Boiler Plant Eq-BBCM | Coal Ops | 2 | 4963.68 | 1589.644 | 2020-12-01 | BIG BEND COMMON | Conveyor - Coal Handling-B16-S | Mechanical Components - Conveyors | 96258 | CONVEYOR MECHANICAL COMPONENTS ; "L" CONVEYOR ; BELT CLEANERS "L1" & "L2" CONVEYOR SCRAPER BELT GORDON SABER PRIMARY, W/STAINLESS STEEL SHAFT AND MAIN - FRAME, P/N SB-54-UR-TA-SS ARCH ENVIRONMENTAL EQUIPMENT CO. VO# 940092 | 1992-04-15 | A7023-2007
312.40 Boiler Plant Eq-BBCM | Coal Ops | 1 | 3931.87 | 1621.4434 | 2020-12-01 | BIG BEND COMMON | Conveyor - Coal Handling-B16-S | Mechanical Components - Conveyors | 77617 | CONVEYOR MECHANICAL COMPONENTS ; "Z" CONVEYOR ; CONVEYOR CONSISTING OF: IDLERS, PULLEYS, HOLDBACK CLUTCH, HOLDDOWN ROLL ASSEMBLY GRAVITY, TAKEUP W/COUNTERWEIGHT | 1970-06-15 | B021
312.40 Boiler Plant Eq-BBCM | Coal Ops | 0 | 3911.57 | 1356.5298 | 2020-12-01 | BIG BEND COMMON | Conveyor - Coal Handling-B16-S | Mechanical Components - Conveyors | 90931 | CONVEYOR MECHANICAL COMPONENTS ; "E" CONVEYOR ; CONVEYOR COVERS - 48 EA, 72" CON- VEYOR - 34" X 133 1/2" ALUMINUM COVERS W/ 22 EA POSTS @ 2'-5 1/2", 62 EA CLIPS, 12 EA RAILS @ 20' EA. SUPPLIED ON PO 366005. | 1987-03-15 | J2677
312.40 Boiler Plant Eq-BBCM | Coal Ops | 1 | 2141.42 | 685.8007 | 2020-12-01 | BIG BEND COMMON | Conveyor - Coal Handling-B16-S | Mechanical Components - Conveyors | 117294 | CONVEYOR MECHANICAL COMPONENTS ; "E" CONVEYOR ; BELT CLEANERS SCRAPER, BELT, GORDON SABER PRIMARY W/STAINLESS STEEL SHAFT AND MAIN- FRAME, P/N SB-72-UR-TA-SS ARCH ENVIRONMENTAL EQUIPMENT CO VO# 940092 | 1992-03-15 | A7021-2008
312.40 Boiler Plant Eq-BBCM | Coal Ops | 0 | 1415.91 | 491.0366 | 2020-12-01 | BIG BEND COMMON | Conveyor - Coal Handling-B16-S | Mechanical Components - Conveyors | 123651 | CONVEYOR MECHANICAL COMPONENTS ; "U" CONVEYOR ; CONVEYOR COVERS - 22 EA, 54" CON- VEYOR - 34" X 105 1/4" ALUMINUM COVERS W/ 20 EA POSTS @ 2' - 5 3/4" 36 EA CLIPS, 6 EA 20' RAILS. SUP- PLIED ON PO 366005. | 1987-03-15 | J2677
312.40 Boiler Plant Eq-BBCM | Coal Ops | 0 | 1244.88 | 513.3696 | 2020-12-01 | BIG BEND COMMON | Conveyor - Coal Handling-B16-S | Mechanical Components - Conveyors | 78065 | CONVEYOR MECHANICAL COMPONENTS ; "E" CONVEYOR ; HOLDBACK CLUTCH UPGRADE | 1970-06-15 | A7115
312.40 Boiler Plant Eq-BBCM | Coal Ops | 1 | 36003.38 | 6558.4344 | 2020-12-01 | BIG BEND COMMON | Quencher-C30-O | Meter | 26931295 | Coriolis type flow/density meter installed on the FGD "D" Quencher replacing the nuclear density gauge | 2009-10-01 | A7706-2009
312.40 Boiler Plant Eq-BBCM | Coal Ops | 1 | 29841.05 | 3923.2977 | 2020-12-01 | BIG BEND COMMON | Limestone-C25-S | Meter | 38622395 | BB FGD - C Mill slurry 6" nuclear density meter replaced with a 6" metso microwave total solids meter | 2013-03-31 | A2398435
312.40 Boiler Plant Eq-BBCM | Coal Ops | 1 | 24341.26 | 761.9576 | 2020-12-01 | BIG BEND COMMON | Quencher-C30-S | Meter | 325017217 | BB FGD ECAT B Coriolis meter needs replacement | 2019-07-23 | A2713460
312.40 Boiler Plant Eq-BBCM | Coal Ops | 1 | 96249.84 | 3012.9213 | 2020-12-01 | Big Bend Capital Spares | Limestone-C25-S | Mill Shell | 322354442 | Gear Assembly, Split Ring P/N 9-42657-1 A & B Limestore Ball Mill - Common BB1-4 | 2019-12-26 | A2738090
312.40 Boiler Plant Eq-BBCM | Coal Ops | 1 | 461295.89 | 78617.8236 | 2020-12-01 | BIG BEND COMMON | Equipment-B26-S | Mobile Equipment | 25886994 | Plurchased new 2009 D8N track dozer with blade | 2010-01-01 | B2091-2009
312.40 Boiler Plant Eq-BBCM | Coal Ops | 1 | 51594.89 | 6783.3443 | 2020-12-01 | BIG BEND COMMON | Mobile Equipment-B46-S | Mobile Equipment | 39444531 | Purchase 2012 Z45/25J Hi-Lifts unit # 9173 for FGD Maint shop | 2013-06-12 | A2404587
312.40 Boiler Plant Eq-BBCM | Nat Gas Ops | 1 | 214245.22 | 33872.3085 | 2020-12-01 | BIG BEND COMMON | Mobile Equipment-B46-S | Mobile Equipment | 41051868 | 2007 Cat 613 water wagon. | 2011-12-31 | B2911-2011
312.40 Boiler Plant Eq-BBCM | Nat Gas Ops | 1 | 202089.54 | 20581.8921 | 2020-12-01 | BIG BEND COMMON | Mobile Equipment-B46-S | Mobile Equipment | 50368196 | BB ESS vacuum truck replaced with new Guzzler vacuum truck on Kenworth chassis. | 2015-01-28 | A2518790
312.40 Boiler Plant Eq-BBCM | Nat Gas Ops | 1 | 79550 | 15380.4269 | 2020-12-01 | BIG BEND COMMON | Mobile Equipment-B46-S | Mobile Equipment | 25064004 | BBC Manlift, S-80 Genie Diesel manlift SN 5110 P.O. 47065 | 2008-12-31 | A7020-2008
312.40 Boiler Plant Eq-BBCM | Nat Gas Ops | 1 | 57165.01 | 9037.8252 | 2020-12-01 | BIG BEND COMMON | Mobile Equipment-B46-S | Mobile Equipment | 41051865 | 2008 TL943 Caterpillar telehandler forklift Vin TBL01088 | 2011-12-31 | B2911-2011
312.40 Boiler Plant Eq-BBCM | Nat Gas Ops | 1 | 57165.01 | 9037.8252 | 2020-12-01 | BIG BEND COMMON | Mobile Equipment-B46-S | Mobile Equipment | 41051856 | 2008 TL943 Caterpillar telehandler forklift Vin TBL01140 | 2011-12-31 | B2911-2011
312.40 Boiler Plant Eq-BBCM | Nat Gas Ops | 1 | 51594.89 | 6783.3443 | 2020-12-01 | BIG BEND COMMON | Mobile Equipment-B46-S | Mobile Equipment | 39444534 | Purchase 2011 Z45/25J Hi-Lifts unit # 9175 for Turbine shop | 2013-06-12 | A2404587
312.40 Boiler Plant Eq-BBCM | Nat Gas Ops | 1 | 51594.88 | 6783.3429 | 2020-12-01 | BIG BEND COMMON | Mobile Equipment-B46-S | Mobile Equipment | 39444537 | Purchase 2011 Z45/25J Hi-Lifts unit # 9174 for Electric shop | 2013-06-12 | A2404587
312.40 Boiler Plant Eq-BBCM | Nat Gas Ops | 1 | 45182 | 6557.3866 | 2020-12-01 | BIG BEND COMMON | Mobile Equipment-B46-S | Mobile Equipment | 28267264 | 2007 Toyota deisel fork truck purchased | 2012-05-01 | A2917-2011
312.40 Boiler Plant Eq-BBCM | Nat Gas Ops | 1 | 41915.03 | 7635.3102 | 2020-12-01 | BIG BEND COMMON | Mobile Equipment-B46-S | Mobile Equipment | 25887143 | Purchased 1 10,000lbs forklift. Toyota model 7FDU45 diesel | 2009-12-31 | A7031-2009
312.40 Boiler Plant Eq-BBCM | Nat Gas Ops | 1 | 37150 | 5873.4391 | 2020-12-01 | BIG BEND COMMON | Mobile Equipment-B46-S | Mobile Equipment | 27320020 | 60' Genie Hi-Lift | 2011-02-28 | A7615-2010
312.40 Boiler Plant Eq-BBCM | Nat Gas Ops | 1 | 20138.4 | 3183.8941 | 2020-12-01 | BIG BEND COMMON | Mobile Equipment-B46-S | Mobile Equipment | 41051853 | 2007 Toyota deisel forklift truck | 2011-12-31 | B2911-2011
312.40 Boiler Plant Eq-BBCM | Nat Gas Ops | 1 | 19024 | 2761.0049 | 2020-12-01 | BIG BEND COMMON | Mobile Equipment-B46-S | Mobile Equipment | 28267359 | 2005 Toyota electric reach truck purchased. | 2012-05-01 | A2916-2011
312.40 Boiler Plant Eq-BBCM | Nat Gas Ops | 1 | 18924.15 | 2991.9204 | 2020-12-01 | BIG BEND COMMON | Mobile Equipment-B46-S | Mobile Equipment | 41051874 | 2008 toyota deiselfork lift truck | 2011-12-31 | B2911-2011
312.40 Boiler Plant Eq-BBCM | Nat Gas Ops | 1 | 16958.66 | 2681.1752 | 2020-12-01 | BIG BEND COMMON | Mobile Equipment-B46-S | Mobile Equipment | 41051862 | 2005 toyota electric reach lift truck | 2011-12-31 | B2911-2011
312.40 Boiler Plant Eq-BBCM | Nat Gas Ops | 1 | 11980.16 | 1894.0711 | 2020-12-01 | BIG BEND COMMON | Station Equipment / Tools-E16-S | Mobile Equipment | 41051871 | 2012 bumper pull 20' flat bed trailer | 2011-12-31 | B2911-2011
312.40 Boiler Plant Eq-BBCM | Nat Gas Ops | 1 | 1337.15 | 211.4043 | 2020-12-01 | BIG BEND COMMON | Mobile Equipment-B46-S | Mobile Equipment | 41051859 | 2012 Toyota deisel oil recovery forklift truck | 2011-12-31 | B2911-2011
312.40 Boiler Plant Eq-BBCM | Coal Ops | 1 | 5642.21 | 60.8031 | 2020-12-01 | BIG BEND COMMON | Conveyor - Coal Handling-B16-S | Monitor | 340454789 | BBC GS conveyor scale monitor installed | 2020-07-09 | A2707109
312.40 Boiler Plant Eq-BBCM | Nat Gas Ops | 1 | 1169053.12 | 212956.6219 | 2020-12-01 | BIG BEND COMMON | Stack-B56-S | Monitor | 26901724 | install equipment to sample, measure, and record the amount of mercury in the stack gasses leaving Big Bend. Analyzers will be installed in new continuous monitoring buildings | 2009-05-01 | L8817-2007
312.40 Boiler Plant Eq-BBCM | Nat Gas Ops | 1 | 28705.21 | 7433.5672 | 2020-12-01 | BIG BEND COMMON | Control / Monitoring Devices-E06-S | Monitor | 106051 | MONITOR ; CONTROL/MONITORING DEVICES ; BB BOILER/FEEDWATER CONDUCTIVITY PH MONITOR. 6 PH MONITORS AND 4 CONDUCTIVITY MONITORS 06/23/03 RJB | 2001-09-15 | A7026
312.40 Boiler Plant Eq-BBCM | Nat Gas Ops | 1 | 27705.21 | 7174.6049 | 2020-12-01 | BIG BEND COMMON | Control / Monitoring Devices-E06-S | Monitor | 106052 | MONITOR ; CONTROL/MONITORING DEVICES ; BB BO FEEDWATER CONDITION MONITOR REPL INCLUDES MATERIAL AND LABOR 07/28/03 RJB | 2001-09-15 | A7026
312.40 Boiler Plant Eq-BBCM | Coal Ops | 1 | 231714.52 | 19867.9838 | 2020-12-01 | BIG BEND COMMON | Unloaders-B65-S | Motor - Complete | 138857725 | PECO HOLD MOTOR TRAIN INCLUDES MOTOR, GEARBOX AND DRUM | 2016-11-07 | A2613135
312.40 Boiler Plant Eq-BBCM | Coal Ops | 0 | 122480.85 | 6193.4401 | 2020-12-01 | BIG BEND COMMON | Conveyor - Coal Handling-B16-S | Motor - Complete | 205231380 | F CONVEYOR MOTOR REPLACEMENT | 2018-03-15 | A2644879
312.40 Boiler Plant Eq-BBCM | Coal Ops | 1 | 82799.29 | 5686.6569 | 2020-12-01 | BIG BEND COMMON | Unloaders-B65-S | Motor - Complete | 289666733 | PECO FEEDER DRIVE MOTOR REPL. | 2017-12-08 | A2657273
312.40 Boiler Plant Eq-BBCM | Coal Ops | 1 | 70389.75 | 6035.4544 | 2020-12-01 | BIG BEND COMMON | Unloaders-B65-S | Motor - Complete | 115863491 | PECO hold and close motor armature rewound | 2016-02-29 | A2584778
312.40 Boiler Plant Eq-BBCM | Coal Ops | 1 | 69100 | 5924.8669 | 2020-12-01 | BIG BEND COMMON | Conveyor - Coal Handling-B16-S | Motor - Complete | 115863586 | Q2 Conveyor motor | 2016-10-03 | A2610022
312.40 Boiler Plant Eq-BBCM | Coal Ops | 1 | 21312 | 2801.9564 | 2020-12-01 | BIG BEND COMMON | Conveyor - Coal Handling-B16-S | Motor - Complete | 38497381 | Coal Field power feed motor for L2 conveyor system replaced. | 2013-03-13 | A2389968
312.40 Boiler Plant Eq-BBCM | Coal Ops | 1 | 9885 | 499.8508 | 2020-12-01 | BIG BEND COMMON | Unloaders-B65-S | Motor - Complete | 287155098 | PECO CLOSE GEARBOX REPL. | 2018-10-11 | A2689908
312.40 Boiler Plant Eq-BBCM | Coal Ops | 1 | 2712.65 | 317.5568 | 2020-12-01 | BIG BEND COMMON | Conveyor - Coal Handling-B16-S | Motor - Complete | 46878768 | Polk transloader loadout conveyor motor replaced | 2014-09-05 | A2509598
312.40 Boiler Plant Eq-BBCM | Nat Gas Ops | 1 | 153389.52 | 4801.5721 | 2020-12-01 | BIG BEND COMMON | Slag / Bottom Ash Handling-C37-S | Motor - Complete | 300602193 | MOTOR REWINDING BB STATION | 2019-01-29 | A2690391
312.40 Boiler Plant Eq-BBCM | Coal Ops | 1 | 2317.48 | 836.1696 | 2020-12-01 | BIG BEND COMMON | Conveyor - Coal Handling-B16-S | Motor - Rotating Assembly | 89695 | MOTOR STARTER ; "N" CONVEYOR ; (1CYH-STR161) CONVEYOR "N" MOTOR ST ARTER -- SQUARE D TYPE 8538,SIZE 2 FULL VOLTAGE REVERSING STARTE R, 3 PHASE,460V W/60 AMP FUSIBLE DI SCONNECT SWITCH AND 460/120 VOLT 10 0 VOLT/AMP CONTROL TRANSFORMER IN A FIBE | 1984-08-15 | K3400
312.40 Boiler Plant Eq-BBCM | Coal Ops | 2 | 198538.07 | 71634.4893 | 2020-12-01 | BIG BEND COMMON | Coal Handling Equipment-B69-S | Motor - Stationary Assembly | 123281 | COARSE CRUSHER DRIVE ; COAL CRUSHERS ; (2CYH-CRH481,2CYH-CRH881) COAL CRUS HER NO.1 AND 2 DRIVE MOTORS -- GENE RAL ELECTRIC MODEL 5K8411 73C11 AND 5K841173C10 RESPECTIVELY, SQUIRREL CAGE INDUCTION MOTOR, HOR IZONTALLY MOUNTED, 4000V,3 PHAS | 1984-08-15 | K3400
312.40 Boiler Plant Eq-BBCM | Coal Ops | 1 | 141582.04 | 24129.5708 | 2020-12-01 | BIG BEND COMMON | Coal Handling Equipment-B69-S | Motor - Stationary Assembly | 27332925 | COAL BLENDING "S" FEEDER DRIVE AND MOTOR | 2010-05-27 | B2083-2009
312.40 Boiler Plant Eq-BBCM | Coal Ops | 1 | 131193.4 | 28101.3468 | 2020-12-01 | BIG BEND COMMON | Conveyor - Coal Handling-B16-S | Motor - Stationary Assembly | 113354 | MOTOR - COMPLETE ; CONVEYOR/COAL HANDLING ; BB Q2 CONVEYOR MOTOR UPGRADE | 2006-08-15 | B2024
312.40 Boiler Plant Eq-BBCM | Coal Ops | 1 | 130915.87 | 8991.3046 | 2020-12-01 | BIG BEND COMMON | Conveyor - Coal Handling-B16-S | Motor - Stationary Assembly | 202692367 | REPL M2 CONVEYOR MOTOR STARTER | 2017-11-02 | A2620521
312.40 Boiler Plant Eq-BBCM | Coal Ops | 2 | 58166.79 | 20987.1502 | 2020-12-01 | BIG BEND COMMON | Conveyor - Coal Handling-B16-S | Motor - Stationary Assembly | 89662 | CONVEYOR DRIVE ; "J" CONVEYOR ; (2CYH-CNV241,2CYH-CNV641) COAL CONV EYOR J1 AND J2 DRIVE MOTORS -- GENE RAL ELECTRIC MODEL 5K509S N2019 SQUIRREL CAGE INDUCTION MOTOR , HORIZONTALLY MOUNTED 4000V,3 PHAS E,60 HERTZ,300 HP WITH FULL LOAD RP M OF 1 | 1984-08-15 | K3400
312.40 Boiler Plant Eq-BBCM | Coal Ops | 2 | 56994.41 | 20564.144 | 2020-12-01 | BIG BEND COMMON | Conveyor - Coal Handling-B16-S | Motor - Stationary Assembly | 116115 | CONVEYOR DRIVE ; "T" CONVEYOR ; (2CYH-CNV461,2CYH-CNV861) COAL CONV EYOR "T1" AND "T2" DRIVE MOTORS -GE NERAL ELECTRIC MODEL 5K509S N2019 SQUIRREL CAGE INDUCTION MOTOR ,HORIZONTALLY MOUNTED,4000V,3 PHASE ,60 HERTZ,300 HP WITH FULL LOAD RP M OF 1 | 1984-08-15 | K3400
312.40 Boiler Plant Eq-BBCM | Coal Ops | 1 | 51423.43 | 18554.0796 | 2020-12-01 | BIG BEND COMMON | Conveyor - Coal Handling-B16-S | Motor - Stationary Assembly | 123284 | CONVEYOR DRIVE ; "P" CONVEYOR ; (2CYH-CNV601) COAL CONVEYOR "P" DRI VE MOTOR -- GENERAL ELECTRIC MODEL 5K821167C45 SQUIRREL CAGE INDUCT ION MOTOR,HORIZONTALLY MOUNTED,4000 V, 3 PHASE,60 HERTZ,600 HP WITH FUL L LOAD RPM OF 1780 AND 76 FULL LOAD AMPS; F | 1984-08-15 | K3400
312.40 Boiler Plant Eq-BBCM | Coal Ops | 2 | 50608.84 | 18260.1675 | 2020-12-01 | BIG BEND COMMON | Conveyor - Coal Handling-B16-S | Motor - Stationary Assembly | 116178 | CONVEYOR DRIVE ; "R" CONVEYOR ; (2CYH-CNV281,2CYH-CNV681) COAL CONV EYOR "R1" AND "R2" DRIVE MOTORS -- GENERAL ELECTRIC MODEL 5K449C N247OP SQUIRREL CAGE INDUCTION MOTO R,HORIZONTALLY MOUNTED,460V,3 PHASE ,60 HERTZ,250 HP WITH FULL LOAD RP M OF 17 | 1984-08-15 | K3400
312.40 Boiler Plant Eq-BBCM | Coal Ops | 1 | 46729.93 | 6143.7325 | 2020-12-01 | BIG BEND COMMON | Mill Pulverizer-B45-S | Motor - Stationary Assembly | 38515299 | FGD B Limestone mill motor replaced | 2013-03-15 | A2392049
312.40 Boiler Plant Eq-BBCM | Coal Ops | 1 | 35122.37 | 10141.5668 | 2020-12-01 | BIG BEND COMMON | Equipment-B26-S | Motor - Stationary Assembly | 89431 | MOTOR ; EQUIPMENT ; HAGGLUND HYDRAULIC MOTOR FROM TECO STEVEDORING SEP-01 | 1997-04-15 | TSP
312.40 Boiler Plant Eq-BBCM | Coal Ops | 1 | 29295.68 | 5976.6146 | 2020-12-01 | BIG BEND COMMON | Conveyor - Coal Handling-B16-S | Motor - Stationary Assembly | 24011935 | MOTOR - COMPLETE ; CONVEYOR/COAL HANDLING ; BBC Q CONVEYOR MOTOR LABOR AND MATERIALS. 07/01/08 RJB | 2007-08-15 | A7588-2007
312.40 Boiler Plant Eq-BBCM | Coal Ops | 1 | 29024.7 | 4588.8239 | 2020-12-01 | BIG BEND COMMON | Conveyor - Coal Handling-B16-S | Motor - Stationary Assembly | 27771291 | L1 Conveyor 400hp Motor replaced | 2011-03-15 | A2903-2011
312.40 Boiler Plant Eq-BBCM | Coal Ops | 3 | 28108.5 | 10385.2031 | 2020-12-01 | BIG BEND COMMON | Unloaders-B65-S | Motor - Stationary Assembly | 113725 | TRAVEL GANTRY TRUCKS DRIVE ; CLAM SHELL UNLOADER ; TRUCK DRIVE MOTORS, GE. | 1982-06-15 | J92
312.40 Boiler Plant Eq-BBCM | Coal Ops | 1 | 25100.5 | 3642.9038 | 2020-12-01 | BIG BEND COMMON | Ignition System-B39-S | Motor - Stationary Assembly | 35306278 | BBC #3 Ignition oil pump motor stator rewind was accomplished. | 2012-11-09 | A7004-2012
312.40 Boiler Plant Eq-BBCM | Coal Ops | 3 | 22566.18 | 8142.0998 | 2020-12-01 | BIG BEND COMMON | Dust Collection / Suppression-B24-S | Motor - Stationary Assembly | 89676 | BLENDING BIN BLOWER DRIVE ; COAL BLENDING DUST COLLECTION SYS. ; (2CYC-SP2A,2CYC-SP2B,2CYC-SP2C) CEN TRIFUGAL DUST COLLECTORS (1CYC-SP2A , 1CYC-SP2B,1CYC-SP2C) DRIVE MOTORS -- SIEMENS-ALLIS TYPE RGZZ,HORIZON TALLY MOUNTED,TOTALLY ENCLOSED,FAN COOLED EXPL | 1984-08-15 | K3400
312.40 Boiler Plant Eq-BBCM | Coal Ops | 2 | 20898.89 | 7540.5252 | 2020-12-01 | BIG BEND COMMON | Conveyor - Coal Handling-B16-S | Motor - Stationary Assembly | 89669 | CONVEYOR DRIVE ; "W" CONVEYOR ; (2CYH-CNV501,2CYH-CNV901) COAL CONV EYOR "W1" AND "W2" DRIVE MOTORS -GE NERAL ELECTRIC MODEL 5K445S L2329 SQUIRREL CAGE INDUCTION MOTOR ,HORIZONTALLY MOUNTED,460V,3 PHASE, 60 HERTZ,150 HP WITH FULL LOAD RP M OF 1 | 1984-08-15 | K3400
312.40 Boiler Plant Eq-BBCM | Coal Ops | 4 | 17409.94 | 6281.6777 | 2020-12-01 | BIG BEND COMMON | Conveyor - Coal Handling-B16-S | Motor - Stationary Assembly | 116114 | TRIPPER ASSLY DRIVE MOTOR ; "R" CONVEYOR ; (2CYH-TRIP301,2CYH-TRIP701) 72" BEL T TRIPPER "R1" AND "R2" DRIVE MOTOR S (2 PER UNIT) -- U.S.MOTORS 5 HP,3 PHASE,60 HERTZ,460 VOLT,1800 RPM,7 .6 FULL LOAD AMPS,TOTALLY ENCLOSED, EXPLOSION PROOF TYPE L AND FRAME | 1984-08-15 | K3400
312.40 Boiler Plant Eq-BBCM | Coal Ops | 1 | 17058.26 | 5040.9393 | 2020-12-01 | BIG BEND COMMON | Conveyor - Coal Handling-B16-S | Motor - Stationary Assembly | 98725 | MOTOR - COMPLETE ; CONVEYOR/COAL HANDLING ; THE MAIN LOADOUT CONVEYOR MOTOR IS A SIEMENS 200 HP CONTINUOUS DUTY MOTOR. 1780 RPM, FRAME 447T 460V, 60HZ. PROVIDED BY ROBERTS & SCHAEFER COMPANY. 10/28/96 RJB | 1996-03-15 | L2580
312.40 Boiler Plant Eq-BBCM | Coal Ops | 1 | 15624 | 6443.1001 | 2020-12-01 | BIG BEND COMMON | Conveyor - Coal Handling-B16-S | Motor - Stationary Assembly | 77618 | CONVEYOR DRIVE ; "Z" CONVEYOR ; DRIVE MOTOR, G.E. 350HP, 4000V S/N EE8369241 | 1970-06-15 | B021
312.40 Boiler Plant Eq-BBCM | Coal Ops | 1 | 15491.29 | 5446.9582 | 2020-12-01 | BIG BEND COMMON | Conveyor - Coal Handling-B16-S | Motor - Stationary Assembly | 123108 | CONVEYOR DRIVE ; "T" CONVEYOR ; GE TRI-CLAD SEVERE DUTY MOTOR MODEL 5K509SN2019, HP-300, VOLTS 4000, 3 PHASE. (TO BE USED AS A SPARE FOR J1,J2,T1 OR T2 COAL FIELD CONVEYOR. GE PO# 25596. | 1986-06-15 | A7004-2008
312.40 Boiler Plant Eq-BBCM | Coal Ops | 1 | 11482.94 | 3393.3592 | 2020-12-01 | BIG BEND COMMON | Equipment-B26-S | Motor - Stationary Assembly | 89430 | MOTOR ; EQUIPMENT ; GE 250 HP MOTOR FROM TECO STEVEDORING SEP-01 | 1996-10-15 | TSP
312.40 Boiler Plant Eq-BBCM | Coal Ops | 1 | 10625 | 4381.5885 | 2020-12-01 | BIG BEND COMMON | Conveyor - Coal Handling-B16-S | Motor - Stationary Assembly | 114422 | CONVEYOR DRIVE ; "E" CONVEYOR ; DRIVE UNIT, G.E. 200HP, ELECTRIC MOTOR, 4000V, S/N EE8369239 | 1970-06-15 | B021
312.40 Boiler Plant Eq-BBCM | Coal Ops | 1 | 10519 | 4337.8757 | 2020-12-01 | BIG BEND COMMON | Conveyor - Coal Handling-B16-S | Motor - Stationary Assembly | 78043 | CONVEYOR DRIVE ; "D" CONVEYOR ; DRIVE UNIT, G.E. 250HP, ELECTRICMOTOR, 4000V, S/N EE8369238 | 1970-06-15 | B021
312.40 Boiler Plant Eq-BBCM | Coal Ops | 1 | 10112.2 | 2848.8922 | 2020-12-01 | BIG BEND COMMON | Equipment-B26-S | Motor - Stationary Assembly | 89432 | MOTOR ; EQUIPMENT ; GE DC MOTOR FROM TECO STEVEDORING SEP-01 | 1998-06-15 | TSP
312.40 Boiler Plant Eq-BBCM | Coal Ops | 2 | 8569.51 | 3091.9635 | 2020-12-01 | BIG BEND COMMON | Dust Collection / Suppression-B24-S | Motor - Stationary Assembly | 127375 | CRUSHER HOUSE BLOWER DRIVE ; COAL BLENDING DUST COLLECTION SYS. ; (2CYC-SP3A,2CYC-SP3B) CENTRIFUGAL D UST COLLECTOR (1CYC-SP3A,1CYC-SP3B) DRIVE MOTORS -- SIEMEN S-ALLIS TYPE RGZZ,HORIZONTALLY MOUN TED,TOTALLY ENCLOSED,FAN COOLED,EXP LOSION PR | 1984-08-15 | K3400
312.40 Boiler Plant Eq-BBCM | Coal Ops | 1 | 8489.81 | 3063.207 | 2020-12-01 | BIG BEND COMMON | Conveyor - Coal Handling-B16-S | Motor - Stationary Assembly | 127393 | CONVEYOR DRIVE ; "U" CONVEYOR ; (2CYH-CNV941) COAL CONVEYOR "U" DRI VE MOTOR -- GENERAL ELECTRIC MODEL 5K405SL2171 SQUIRREL CAGE INDUCT ION MOTOR,HORIZONTALLY MOUNTED,460V , 3 PHASE,60 HERTZ,100 HP WITH FULL LOAD RPM OF 1780 AND 113 FULL LOA D AMPS; | 1984-08-15 | K3400
312.40 Boiler Plant Eq-BBCM | Coal Ops | 1 | 7508.46 | 2709.1263 | 2020-12-01 | BIG BEND COMMON | Dust Collection / Suppression-B24-S | Motor - Stationary Assembly | 123237 | CONV Q TO R BLOWER DRIVE ; COAL BLENDING DUST COLLECTION SYS. ; (2CYC-SP1) CENTRIFUGAL DUST COLLECT OR 1CYC-SP1 DRIVE MOTOR -- SIEMENS- ALLIS ,TYPE RGZZ,HORIZONTALLYMOUNTE D,TOTALLY ENCLOSED,FAN-COOLED,EXPLO SION PROOF MOTOR,30 HP,460V,3 PHASE ,60 HERTZ, | 1984-08-15 | K3400
312.40 Boiler Plant Eq-BBCM | Coal Ops | 1 | 4629.79 | 1670.4738 | 2020-12-01 | BIG BEND COMMON | Conveyor - Coal Handling-B16-S | Motor - Stationary Assembly | 123283 | CONVEYOR DRIVE ; "N" CONVEYOR ; (2CYH-CNV161) COAL CONVEYOR "N" DRI VE MOTOR -- U.S.MOTORS,20 HP,3 PHAS E, 60 HERTZ,460V,1800 RPM,TO TALLY ENCLOSED EXPLOSION PROOF TYPE L AND FRAME #256T RATED CLASS II,D IV 1,GROUP F WITH 24.6 FULL LOAD AM PS,HORI | 1984-08-15 | K3400
312.40 Boiler Plant Eq-BBCM | Coal Ops | 1 | 4162.3 | 1501.7988 | 2020-12-01 | BIG BEND COMMON | Dust Collection / Suppression-B24-S | Motor - Stationary Assembly | 116179 | CONV. Q TO R SCREW CONVEYOR DRIVE ; COAL BLENDING DUST COLLECTION SYS. ; (2CYC-CNV4) DUST SCREW CONVEYOR CNV 4 ELECTRIC DRIVE MOTOR -- 3 HP,TOTA LLY ENCLOSED,EXPLOSION PROOF MOTOR, 3 PHASE,60 HERTZ,460V,1750 RPM; MFG BY BALDOR; FRAME #182T; LOCATED AT TH | 1984-08-15 | K3400
312.40 Boiler Plant Eq-BBCM | Coal Ops | 1 | 2795 | 1152.6155 | 2020-12-01 | BIG BEND COMMON | Conveyor - Coal Handling-B16-S | Motor - Stationary Assembly | 77614 | CONVEYOR DRIVE ; "Y" CONVEYOR ; DRIVE MOTOR, WESTINGHOUSE 75 HP, 230/460V S/N 6902 | 1970-06-15 | B021
312.40 Boiler Plant Eq-BBCM | Coal Ops | 1 | 1217.61 | 439.3257 | 2020-12-01 | BIG BEND COMMON | Coal Handling Equipment-B69-S | Motor - Stationary Assembly | 116185 | CRANE - HOIST DRIVE ; COAL BLENDING BIN EQUIPMENT ; (1MHF-CRN1) TRIPPER ROOM CRANE HOIS T MOTOR -- GENRAL ELECTRIC MODEL 5K R365GN96OP SQUIRREL CAGE,2 SPEED INDUCTION MOTOR,TEFC,EXPLOSION PROO F, RATED CLASS II,DIV 1,GROUP F,15 OR 5 HP,1200 OR 400 R | 1984-08-15 | K3400
312.40 Boiler Plant Eq-BBCM | Nat Gas Ops | 1 | 79699.78 | 10478.3835 | 2020-12-01 | BIG BEND COMMON | Mill Pulverizer-B45-S | Motor - Stationary Assembly | 40651413 | C-Mill Rotary Discharge VFD Upgrade Install C-Mill Rotary Discharge VFDs feeding the rotary discharge motors allowing for load sharing and incorporation of new safety interlocks | 2013-04-30 | A7025-2012
312.40 Boiler Plant Eq-BBCM | Nat Gas Ops | 1 | 40640.54 | 2791.1931 | 2020-12-01 | BIG BEND COMMON | Mill Pulverizer-B45-S | Motor - Stationary Assembly | 200595072 | BBC "A" Limestone ball mill motor replaced. | 2017-07-17 | A2637912
312.40 Boiler Plant Eq-BBCM | Nat Gas Ops | 1 | 11890.99 | 1879.9732 | 2020-12-01 | BIG BEND COMMON | Stacker Reclaimer-B57-S | Motor - Stationary Assembly | 27771375 | Motor - Stationary Assembly | 2011-09-29 | A7030-2011
312.40 Boiler Plant Eq-BBCM | Coal Ops | 1 | 1950 | 256.3727 | 2020-12-01 | BIG BEND COMMON | Non Unitized | Non-unitized | 42464595 | BB FGD TLR Reagent Fd tk C Repl | 2013-02-15 | A2386863
312.40 Boiler Plant Eq-BBCM | Coal Ops | 1 | -1950 | -256.3727 | 2020-12-01 | BIG BEND COMMON | Non Unitized | Non-unitized | 42698656 | BB FGD TLR Reagent Fd tk C Repl | 2013-02-15 | A2386863
312.40 Boiler Plant Eq-BBCM | Nat Gas Ops | 3 | 22605.63 | 243.6089 | 2020-12-01 | BIG BEND COMMON | Non Unitized | Non-unitized | 381376858 | Analyzer is beginning to fail and parts are no longer available from the manufacturer. New anaylzer needs to be purchased to replace failing analyzer | 2020-12-21 | A2752229
312.40 Boiler Plant Eq-BBCM | Nat Gas Ops | 1 | 5822.45 | 62.7455 | 2020-12-01 | BIG BEND COMMON | Non Unitized | Non-unitized | 381376706 | TROMMEL SCREEN DAMAGED AND REQUIRES REPLACEMENT | 2020-12-21 | A2707138
312.40 Boiler Plant Eq-BBCM | Coal Ops | 1 | 21910 | 8095.0531 | 2020-12-01 | BIG BEND COMMON | Unloaders-B65-S | Operator Cab | 87653 | OPERATORS CAB ; CLAM SHELL UNLOADER ; OPERATORS CAB INCL TRAVEL ASSY. | 1982-06-15 | J92
312.40 Boiler Plant Eq-BBCM | Coal Ops | 1 | 13329.59 | 143.6459 | 2020-12-01 | BIG BEND COMMON | Unloaders-B65-S | Operator Cab | 335665525 | BB PECO cab AC unit replaced | 2020-01-28 | A2734059
312.40 Boiler Plant Eq-BBCM | Nat Gas Ops | 1 | 10657.9 | 4294.0867 | 2020-12-01 | BIG BEND COMMON | Stacker Reclaimer-B57-S | Operator Cab | 121936 | OPERATOR CAB ; STACKER RECLAIMER ; EQUIPMENT LAYDOWN PAD | 1973-06-15 | C66-2008
312.40 Boiler Plant Eq-BBCM | Nat Gas Ops | 1 | 305986.16 | 44408.6037 | 2020-12-01 | BIG BEND COMMON | Sampling-B51-S | Panel | 32622964 | BBC, BB1, and BB2 Sample Panel | 2012-06-30 | B2035-2011
312.40 Boiler Plant Eq-BBCM | Nat Gas Ops | 0 | 3043.54 | 1070.152 | 2020-12-01 | BIG BEND COMMON | Sample Systems-B50-S | Panel | 88738 | PANEL ; BOILER PLANT SAMPLE SYSTEM ; MISC CARRY-OVER COSTS FROM 1985. ALSO 6 EA FLEXIBLE HOSE 316 STAIN- LESS STEEL 1/4" X 36" | 1986-06-15 | A7018-2008
312.40 Boiler Plant Eq-BBCM | Coal Ops | 4280 | 1110544.51 | 342405.3599 | 2020-12-01 | BIG BEND COMMON | Slag / Bottom Ash Handling-C37-S | Piping - Under 6" | 98629 | PIPING 6" & LARGER ; SLAG / BOTTOM ASH HANDLING SYSTEM ; THE 30' POLYETHELENE PIPING INSTALLED IN CONJUNCTION WITH THE BB SLAG POND CONVERSTION. 4280 LF INCLUDING FITTINGS AND RELATED WORK. 10/18/96 RJB | 1994-04-15 | B0176
312.40 Boiler Plant Eq-BBCM | Coal Ops | 112 | 227243.68 | 78807.9537 | 2020-12-01 | BIG BEND COMMON | Fire Protection-A12-S | Piping - Under 6" | 116603 | PIPING 6" & LARGER ; COAL CONVEYOR FIRE PROTECTION SYST. ; 6" GALVANIZED PIPING INCLUDING FITTINGS, HANGERS, SUPPORTS. SUPPLIED ON PO 36227. | 1987-03-15 | J2677
312.40 Boiler Plant Eq-BBCM | Coal Ops | 1523 | 107333.57 | 38727.0082 | 2020-12-01 | BIG BEND COMMON | Fire Protection-A12-S | Piping - Under 6" | 89690 | PIPING 6" & LARGER ; COAL CONVEYOR FIRE PROTECTION SYST. ; COAL CONVEYORS FIRE PROTECTION SYST EM -- 8" CLASS 121B VICTAULIC STYLE 77 TO FIRE HOSE REELS AND FIRE H OSE STATIONS INCLUDING HANGERS AND SUPPORTING STEEL AS FOLLOWS: 271 FT HEADERS TO FIRE H | 1984-08-15 | K3400
312.40 Boiler Plant Eq-BBCM | Coal Ops | 1 | 106207.28 | 18100.7145 | 2020-12-01 | BIG BEND COMMON | Absorber-C01-S | Piping - Under 6" | 27319919 | BB FGD A & B tower demister wash header piping from the control valves to the tower replaced | 2010-11-30 | A7554-2010
312.40 Boiler Plant Eq-BBCM | Coal Ops | 20000 | 89412.22 | 28634.7221 | 2020-12-01 | BIG BEND COMMON | Fire Protection-A12-S | Piping - Under 6" | 117496 | PIPING 6" & LARGER ; COAL CONVEYOR FIRE PROTECTION SYST. ; 12" PLEXCO FM CLASS 200 PIPE WITH STEEL HOSE STATION BRANCHES EVERY 100 FEET ("F" CONVEYOR FIRE HEADER) | 1992-01-15 | A7038
312.40 Boiler Plant Eq-BBCM | Coal Ops | 360 | 80254.84 | 29651.6289 | 2020-12-01 | BIG BEND COMMON | Slag / Bottom Ash Handling-C37-S | Piping - Under 6" | 87626 | PIPING 6" & LARGER ; SLAG TANK OVERFLOW & DRAIN SYSTEM ; SLAG POND UPGRADE, 8" SPUN GLASS PIPE, CERAMIC LINED W/AL/SI BEADS INCL HOSE & TRANSITION PIECE. | 1982-06-15 | C17-2008
312.40 Boiler Plant Eq-BBCM | Coal Ops | 735 | 69083.79 | 24926.1112 | 2020-12-01 | BIG BEND COMMON | Fire Protection-A12-S | Piping - Under 6" | 128764 | PIPING 6" & LARGER ; COAL CONVEYOR FIRE PROTECTION SYST. ; COAL CONVEYOR FIRE PROTECTION SYSTE M -- 6" CLASS 121B VICTAULIC STYLE 77 TO FIRE HOSE STATIONS AND TO SPR INKLER NOZZLES INCLUDING HANGERS AN D SUPPORTING STEEL AS FOLLOWS: 197 FT HEADERS TO FIR | 1984-08-15 | K3400
312.40 Boiler Plant Eq-BBCM | Coal Ops | 300 | 61889.47 | 19081.8883 | 2020-12-01 | BIG BEND COMMON | Slag / Bottom Ash Handling-C37-S | Piping - Under 6" | 98630 | PIPING 6" & LARGER ; SLAG / BOTTOM ASH HANDLING SYSTEM ; THE 20' POLYETHELENE PIPING INSTALLED IN CONJUNCTION WITH THE BB SLAG POND CONVERSTION. 300 LF INCLUDING FITTINGS AND RELATED WORK. 10/18/96 RJB | 1994-04-15 | B0176
312.40 Boiler Plant Eq-BBCM | Coal Ops | 695 | 37950.83 | 13693.0329 | 2020-12-01 | BIG BEND COMMON | Fire Protection-A12-S | Piping - Under 6" | 127395 | PIPING 6" & LARGER ; COAL YARD FIRE PROTECTION SYSTEM ; 6" CLASS 151 BUTT WELDED HEADERS AN D RISER IN BUILDINGS AND ALONG CONV EYORS INCLUDING HANGERS AND SUPPOR TING STEEL AS FOLLOWS: 37 FT IN T-6 BUILDING; 14 FT IN T-4 BUILDING; 9 5 FT IN T-5 BUILDIN | 1984-08-15 | K3400
312.40 Boiler Plant Eq-BBCM | Coal Ops | 1 | 28704.58 | 6951.8885 | 2020-12-01 | BIG BEND COMMON | Fly Ash Handling-C20-S | Piping - Under 6" | 106385 | PIPING 6" AND LARGER ; FLY ASH HANDLING ; BB #1 FLYASH SILO PUGMILL WATER LINE. INSTALL A NEW 6" WATER LINE FROM 1&2 TOWER AREA TO THE PUGMILL. INCLUDES SOME VALVES AND PIPING SUPPORTS. 04/20/04 RJB | 2003-08-15 | A7091
312.40 Boiler Plant Eq-BBCM | Coal Ops | 224 | 26509 | 8785.0638 | 2020-12-01 | BIG BEND COMMON | Conveyor - Coal Handling-B16-S | Piping - Under 6" | 97657 | VACUUM PIPING 6" LARGER ; COAL FEEDERS ; 224 LF 6" SEAMLESS STEEL PIPE FOR USE WITH THE SUPERSUCKER. 07/28/94 RJB | 1990-12-15 | A7506-2007
312.40 Boiler Plant Eq-BBCM | Coal Ops | 1 | 20172.97 | 2927.758 | 2020-12-01 | BIG BEND COMMON | Reagent-C31-S | Piping - Under 6" | 32622711 | BB FGD A and B Feed Pumps Seal Piping 1 inch SS piping | 2012-06-30 | A7535-2012
312.40 Boiler Plant Eq-BBCM | Coal Ops | 40 | 803.31 | 257.2641 | 2020-12-01 | BIG BEND COMMON | Fire Protection-A12-S | Piping - Under 6" | 97334 | PIPING 6" & LARGER ; COAL CONVEYOR FIRE PROTECTION SYST. ; 6" PLEXCO FM CLASS 200 PIPE WITH STEEL HOSE STATION BRANCHES EVERY 100 FEET ("F" CONVEYOR FIRE HEADER) | 1992-01-15 | A7038
312.40 Boiler Plant Eq-BBCM | Nat Gas Ops | 1 | 163748.15 | 16676.9975 | 2020-12-01 | BIG BEND COMMON | Fire Protection-A12-S | Piping - Under 6" | 60382238 | BBC Fire protection system for BB1&2 cable spreading room replaced, to include 120' of piping, 38 aerosol generators, 12 smoke detectors, 6 manual pull stations, 6 strobes, 3 horns, and 3 class A fire control panels. | 2015-07-15 | A2522577
312.40 Boiler Plant Eq-BBCM | Nat Gas Ops | 1 | 44528.31 | 5854.2785 | 2020-12-01 | BIG BEND COMMON | Economizer Section-B25-S | Piping - Under 6" | 42494496 | BB3 Economizer drain line underneath the #3 economic drag conveyor routed to the floor drain sump replaced | 2013-08-19 | A2390536
312.40 Boiler Plant Eq-BBCM | Nat Gas Ops | 50 | 12214.77 | 1429.9239 | 2020-12-01 | BIG BEND COMMON | Service Water-A28-S | Piping - Under 6" | 48149415 | BBC Service water piping replaced, approx. 50 feet of 4" from the underground connection at unit 1 to the tie in at 3A mill | 2014-09-26 | A2484949
312.40 Boiler Plant Eq-BBCM | Nat Gas Ops | 173 | 7109.44 | 2532.9674 | 2020-12-01 | BIG BEND COMMON | Service Water-A28-S | Piping - Under 6" | 115793 | PIPING 6" & LARGER ; SERVICE WATER SYSTEM ; CL 121,125 LB CARBON STEEL PIPING INCLUDING FITTINGS, WELDING, HANGER AND SUPPORTS. 6" PIPE TECO DWG 349-FP-21XN-C | 1985-06-15 | F8476
312.40 Boiler Plant Eq-BBCM | Nat Gas Ops | 1 | 6047.79 | 305.8162 | 2020-12-01 | BIG BEND COMMON | Circulating Water-D17-S | Piping - Under 6" | 259101280 | BB 3A RETURN WATER PUMP VALVE REPL | 2018-03-16 | A2633465
312.40 Boiler Plant Eq-BBCM | Coal Ops | 1 | 145553.39 | 49754.5517 | 2020-12-01 | BIG BEND COMMON | Chemical Treatment / Cleaning-B14-S | Piping 6" & larger | 123798 | PIPING UNDER 6" INCLUDING VALVES ; CHEMICAL CLEAN & ACID FLUSH SYSTEM ; INSTALL A NEW COMMON ACID MIXING CHAMBER, COMMON ACID CLEANING HEADER AND UNIT 1,2 AND 3 ACID SUPPLY LINES. ALL PIPING IS 6" AND UNDER. | 1988-06-15 | C3477
312.40 Boiler Plant Eq-BBCM | Coal Ops | 4738 | 111386.31 | 40189.2767 | 2020-12-01 | BIG BEND COMMON | Fire Protection-A12-S | Piping 6" & larger | 113794 | PIPING UNDER 6" INCLUDING VALVES ; COAL CONVEYOR FIRE PROTECTION SYST. ; COAL CONVEYORS FIRE PROTECTION SYST EM -- CLASS 121B VICTAULIC STYLE 77 , GRUV-LOCK AND SCREWED PIPING TO SPRINKLER NOZZLES INCLUDING HAN GERS AND SUPPORTING STEEL AS FOLLOW S: | 1984-08-15 | K3400
312.40 Boiler Plant Eq-BBCM | Coal Ops | 1 | 88862.72 | 36645.635 | 2020-12-01 | BIG BEND COMMON | Fire Protection-A12-S | Piping 6" & larger | 121722 | PIPING UNDER 6" INCLUDING VALVES ; COAL CONVEYOR FIRE PROTECTION SYST. ; CONVEYOR FIRE PROTECTION SYSTEM CONSISTING OF: STRAINERS, SMALL PIPE AND VALVES, NOZZLES, SPRINKLERS, DETECTION & ALARM DEVICE, SUPPORTS | 1970-06-15 | B02
312.40 Boiler Plant Eq-BBCM | Coal Ops | 1 | 87105.15 | 30208.0068 | 2020-12-01 | BIG BEND COMMON | Fire Protection-A12-S | Piping 6" & larger | 90933 | PIPING UNDER 6" INCLUDING VALVES ; COAL CONVEYOR FIRE PROTECTION SYST. ; INCLUDES 397 LF - 4" DIA., 597 LF - 3" DIA., 279 LF - 2 1/2" DIA., 19 LF - 2" DIA., 112 LF - 1 1/2" DIA., 938 LF - 1" DIA., 6 EA. 4" DIA. BUTTERFLY VALVES, 207 EA SPRINKLERS PIPING | 1987-03-15 | J2677
312.40 Boiler Plant Eq-BBCM | Coal Ops | 1 | 74603.56 | 10827.4176 | 2020-12-01 | BIG BEND COMMON | Absorber-C01-S | Piping 6" & larger | 32428011 | FGD D1, D2, and D3 absorber pump suction piping replace with 30" fiberglass piping and expansion joints | 2012-06-30 | A7546-2011
312.40 Boiler Plant Eq-BBCM | Coal Ops | 1 | 63665.24 | 21762.7049 | 2020-12-01 | BIG BEND COMMON | Fire Protection-A12-S | Piping 6" & larger | 116961 | PIPING UNDER 6" INCLUDING VALVES ; COAL CONVEYOR FIRE PROTECTION SYST. ; RECYCLE WATER LINE/FIRE PROTECTION FOR F1 CONVEYOR. INCLUDES 1564. FT OF 4" PIPE W/S.S. STRAP.TO WITHSTAN D 160 PSI WORKING PRESSURE @ 90F. INCLUDES BUTTERFLY VALVES. | 1988-05-15 | A7020-2008
312.40 Boiler Plant Eq-BBCM | Coal Ops | 1 | 60286.24 | 8749.506 | 2020-12-01 | BIG BEND COMMON | Quencher-C30-S | Piping 6" & larger | 32622923 | FGD A Quencher pump discharge piping replaced for the common discharge line of A1 and A2 quencher pumps. Piping runs from the isolation valves to the tower. | 2012-06-30 | A7570-2012
312.40 Boiler Plant Eq-BBCM | Coal Ops | 1 | 59269.59 | 8601.9568 | 2020-12-01 | BIG BEND COMMON | Quencher-C30-S | Piping 6" & larger | 32428016 | FGD tower qencher piping replaced for the common discharge line of D1 and D2 quencher pumps. Piping runs from the isolation valves to the tower | 2012-06-30 | A7592-2012
312.40 Boiler Plant Eq-BBCM | Coal Ops | 1 | 57767.98 | 8384.0241 | 2020-12-01 | BIG BEND COMMON | Quencher-C30-S | Piping 6" & larger | 32428026 | FGD C Tower quencher piping replace for the common discharge line of C1 and C2 quencher pumps. Piping runs from the isolation valves to the tower | 2012-06-30 | A7595-2012
312.40 Boiler Plant Eq-BBCM | Coal Ops | 1 | 51072.74 | 7412.3257 | 2020-12-01 | BIG BEND COMMON | Dewatering-C10-S | Piping 6" & larger | 33803689 | FGD "A" Absorber pumps suction 30" piping re;aoced with new fiberglass reinforced piping with an abrasion resistant liner. Piping runs are from the AFT to each of the 3 absorber recycle pumps | 2012-10-28 | A7572-2012
312.40 Boiler Plant Eq-BBCM | Coal Ops | 1 | 50979.64 | 7398.8138 | 2020-12-01 | BIG BEND COMMON | Quencher-C30-S | Piping 6" & larger | 32622725 | Install new rubber lined piping for the common discharge line of B1 and B2 quencher pumps. Piping runs from the isolation valves to the tower. | 2012-06-30 | A7574-2012
312.40 Boiler Plant Eq-BBCM | Coal Ops | 1 | 27714.27 | 4723.2929 | 2020-12-01 | BIG BEND COMMON | Primary Air / Seal Air-B47-S | Piping 6" & larger | 27320066 | FGD D TOWER AIR SUPPLY HEADER 6" PIPING | 2010-06-15 | A7764-2010
312.40 Boiler Plant Eq-BBCM | Coal Ops | 1 | 17323.33 | 2514.182 | 2020-12-01 | BIG BEND COMMON | Quencher-C30-S | Piping 6" & larger | 33803684 | FGD D1 Quencher pump expansion joint (24" rubber) and 24" rubber lined carbon steel piping replaced | 2012-06-30 | A7555-2012
312.40 Boiler Plant Eq-BBCM | Coal Ops | 730 | 17128.37 | 6180.0844 | 2020-12-01 | BIG BEND COMMON | Fire Protection-A12-S | Piping 6" & larger | 89692 | PIPING UNDER 6" INCLUDING VALVES ; COAL YARD FIRE PROTECTION SYSTEM ; UNDER 6" CLASS 151 BUTT WELDED AND SOCKET WELDED BRANCHES TO HOSE REEL S IN BUILDINGS T-3,T- 4,T-5,T-6,T-7 AND ON CONVEYORS "J1" ,"J2","P","W1" AND "W2" AND "U" -- 607 FT | 1984-08-15 | K3400
312.40 Boiler Plant Eq-BBCM | Coal Ops | 1 | 16987.57 | 2465.4522 | 2020-12-01 | BIG BEND COMMON | Quencher-C30-S | Piping 6" & larger | 36409872 | BB FGD C1 Quencher pump suction expansion joint and 24" carbon steel piping replaced with rubber lined carbon steel pipe and expansion joint | 2012-06-30 | A7554-2012
312.40 Boiler Plant Eq-BBCM | Coal Ops | 1 | 16889.58 | 5773.3694 | 2020-12-01 | BIG BEND COMMON | Fire Protection-A12-S | Piping 6" & larger | 123866 | PIPING UNDER 6" INCLUDING VALVES ; COAL CONVEYOR FIRE PROTECTION SYST. ; RECYCLE WATER LINE/FIRE PROTECTION FOR T1&T2 CONVEYOR INCLUDES 328 FT OF 4" PIPE W/S.S. STRAP.TO WITHSTAN D 160 PSI WORKING PRESSURE @ 90F. INCLUDES BUTTERFLY VALVES. | 1988-05-15 | A7020-2008
312.40 Boiler Plant Eq-BBCM | Coal Ops | 135 | 6374.96 | 2300.1483 | 2020-12-01 | BIG BEND COMMON | Fire Protection-A12-S | Piping 6" & larger | 116152 | PIPING UNDER 6" INCLUDING VALVES ; COAL CONVEYOR FIRE PROTECTION SYST. ; COAL CONVEYOR FIRE PROTECTION SYSTE M -- CLASS 121B SCREWED PIPING TO F IRE HOSE STATIONS INCLUDING HANGER S AND SUPPORTING STEEL AS FOLLOWS: 49 FT 2-1/2" SCREWED PIPING TO FIRE HO | 1984-08-15 | K3400
312.40 Boiler Plant Eq-BBCM | Coal Ops | 6 | 5611.82 | 1946.1754 | 2020-12-01 | BIG BEND COMMON | Fire Protection-A12-S | Piping 6" & larger | 113869 | PIPING UNDER 6" INCLUDING VALVES ; COAL CONVEYOR FIRE PROTECTION SYST. ; 4 INCH DIA. VIKING (H-1) FLOW CONTROL VALVES. SUPPLIED ON PO 36227. | 1987-03-15 | J2677
312.40 Boiler Plant Eq-BBCM | Coal Ops | 520 | 4223.24 | 1352.5143 | 2020-12-01 | BIG BEND COMMON | Fire Protection-A12-S | Piping 6" & larger | 113850 | PIPING UNDER 6" INCLUDING VALVES ; COAL CONVEYOR FIRE PROTECTION SYST. ; 4" PLEXCO FM CLASS 200 PIPE ("F" CONVEYOR FIRE HEADER) | 1992-01-15 | A7038
312.40 Boiler Plant Eq-BBCM | Coal Ops | 1 | 2747.69 | 235.5962 | 2020-12-01 | BIG BEND COMMON | Absorber-C01-S | Piping 6" & larger | 313249081 | BB FGD A&B Aft hydroclone 10" piping removed and lines capped with plate | 2016-04-22 | A2591608
312.40 Boiler Plant Eq-BBCM | Nat Gas Ops | 1 | 411410.79 | 4433.556 | 2020-12-01 | BIG BEND COMMON | Injection / Reinjection-C24-S | Piping 6" & larger | 373977232 | BBC COOLING TOWER SULFURIC ACID INJECTION PIPING REPLACED | 2020-01-23 | A2701314
312.40 Boiler Plant Eq-BBCM | Nat Gas Ops | 1 | 573361.43 | 204278.5061 | 2020-12-01 | BIG BEND COMMON | Auxiliary Steam-B05-S | Piping 6" & larger | 115990 | PIPING UNDER 6" INCLUDING VALVES ; AUXILIARY STEAM SYSTEM ; SYSTEM INCLUDES 1,235 LF OF 4" A335 P11 SCH 80, 172 LF OF 3" A335 P11 SCH 80, 44 LF OF 2 1/2" 0 A335 P22 XX2; 3EA 4" VALVES, 2EA 3" VALVES, 2EA, 1" VALVES, INCLUDES INSULATION HANGERS, SUPPORTS, | 1985-05-15 | K42/8
312.40 Boiler Plant Eq-BBCM | Nat Gas Ops | 1 | 499737 | 65702.0126 | 2020-12-01 | BIG BEND COMMON | Demineralizer-B19-S | Piping 6" & larger | 41460155 | SS teflon lined piping for the acid system, CS teflon lined piping for the caustic sys., 2 sulfuric acid pumps with VFD, 2 caustic pumps with VFD, 1 sump pump, valves and flow meter replaced | 2013-12-11 | A2397660
312.40 Boiler Plant Eq-BBCM | Nat Gas Ops | 1050 | 126668.86 | 12900.642 | 2020-12-01 | BIG BEND COMMON | Fire Protection-A12-S | Piping 6" & larger | 53653351 | BBC blending building fire water riser approx. 900 feet of 6" piping and 150 feet of 10" piping plus all hangers, couplings and supports. | 2015-05-19 | A2457033
312.40 Boiler Plant Eq-BBCM | Nat Gas Ops | 1 | 98016.47 | 11474.3128 | 2020-12-01 | BIG BEND COMMON | Service Water-A28-S | Piping 6" & larger | 49782165 | BBC #1, 2, & 3 Service water pump suction 8" piping and header replaced | 2014-12-30 | A2487521
312.40 Boiler Plant Eq-BBCM | Nat Gas Ops | 400 | 97781.72 | 11446.8317 | 2020-12-01 | BIG BEND COMMON | Service Water-A28-S | Piping 6" & larger | 48149422 | BBC Service water piping replaced, approx. 400 feet of 8" from the underground connection at unit 1 to the tie in at 3A mill | 2014-09-26 | A2484949
312.40 Boiler Plant Eq-BBCM | Nat Gas Ops | 2151 | 72629.71 | 23260.0372 | 2020-12-01 | BIG BEND COMMON | Recycle Water-A25-S | Piping 6" & larger | 124270 | CONVEYOR WASH LINE ; RECYCLED WATER LINE ; RECYCLED WATER LINE FOR USE IN CONVEYOR P WASHING AND ALSO USED FOR FIRE PROTECTION. 2151 LF. 06/29/94 RJB | 1992-04-15 | A7533
312.40 Boiler Plant Eq-BBCM | Nat Gas Ops | 1 | 70508.62 | 14384.4706 | 2020-12-01 | BIG BEND COMMON | Sanitary Sewer-A27-S | Piping 6" & larger | 24743412 | SANITARY SEWER PIPING SEPARATES THE #1 LIFT STATION FROM HEADER | 2007-12-30 | A7718-2007
312.40 Boiler Plant Eq-BBCM | Nat Gas Ops | 1 | 25145.02 | 3305.8957 | 2020-12-01 | BIG BEND COMMON | Waste Water Treatment-A38-S | Piping 6" & larger | 41684212 | BBC Waste water treament 60 feet of 10" piping header is leaking just W of the #4 APH and dripping down to the #4 PAFan roof replaced. | 2013-09-11 | A2434043
312.40 Boiler Plant Eq-BBCM | Nat Gas Ops | 1 | 19266.83 | 2255.4743 | 2020-12-01 | BIG BEND COMMON | Fire Protection-B31-S | Piping 6" & larger | 42839737 | BBC Cooling towers emergency makeup fire water piping installed. | 2014-01-31 | A2459173
312.40 Boiler Plant Eq-BBCM | Nat Gas Ops | 1 | 5649.26 | 1841.2129 | 2020-12-01 | BIG BEND COMMON | Feedwater-B29-S | Piping 6" & larger | 117627 | PIPING UNDER 6" INCLUDING VALVES ; BFP SUCTION & DISCHARGE PIPING SYS. ; CHEMICAL FEED SYSTEM FOR AMMONIA TO UNITS 1-4 BOILER WATER TREATMENT | 1991-12-15 | A7582
312.40 Boiler Plant Eq-BBCM | Nat Gas Ops | 22 | 1436.31 | 511.7318 | 2020-12-01 | BIG BEND COMMON | Service Water-A28-S | Piping 6" & larger | 87582 | PIPING UNDER 6" INCLUDING VALVES ; SERVICE WATER SYSTEM ; CL121,125 LB CARBON STEEL PIPING INCLUDING FITTINGS, WELDING, HANGER AND SUPPORTS. 4" PIPE 9 LF 4" VALVE 1EA 2" PIPE 13 LF 2" VALVE 2EA TECO DWG 349-FP-21XN-C | 1985-06-15 | F8476
312.40 Boiler Plant Eq-BBCM | Nat Gas Ops | 1 | 35926 | 5214.0381 | 2020-12-01 | BIG BEND COMMON | Quencher-C30-S | Piping 6" & larger | 32622730 | quencher pump suction pipe carbon steel construct. | 2012-06-30 | A7586-2012
312.40 Boiler Plant Eq-BBCM | Coal Ops | 1 | 74466.27 | 10807.4923 | 2020-12-01 | BIG BEND COMMON | Reagent-C31-S | Platform & Ladder | 40651442 | BB FGD EQ tank platform replaced to include the support stuctural steel for the tank walkway, grating, handrails, trolley beam and agitator. | 2012-06-30 | A7539-2012
312.40 Boiler Plant Eq-BBCM | Coal Ops | 1 | 27124.01 | 1371.569 | 2020-12-01 | BIG BEND COMMON | Coal Handling Structure-A42-S | Platform & Ladder | 300624796 | T1 Conveyor West Walkway stair Access | 2018-10-26 | A2670279
312.40 Boiler Plant Eq-BBCM | Coal Ops | 1 | 19273.29 | 3047.1197 | 2020-12-01 | BIG BEND COMMON | Limestone-C25-S | Platform & Ladder | 28394077 | FGD Limestone "C" mill hydroclone access ladder & platform installed | 2011-12-15 | A7528-2011
312.40 Boiler Plant Eq-BBCM | Coal Ops | 1 | 6939.17 | 1182.6302 | 2020-12-01 | BIG BEND COMMON | Limestone-C25-S | Platform & Ladder | 26512680 | FGD A Limestone weight feeder platform install on the north side of the west end of the feeder | 2010-10-27 | A7538-2010
312.40 Boiler Plant Eq-BBCM | Nat Gas Ops | 1 | 22299.24 | 2931.752 | 2020-12-01 | BIG BEND COMMON | Mill Pulverizer-B45-S | Platform & Ladder | 38622334 | "C" Limestone mill platform on the north end installed | 2013-03-31 | A2382389
312.40 Boiler Plant Eq-BBCM | Nat Gas Ops | 1 | 16649.59 | 1427.592 | 2020-12-01 | BIG BEND COMMON | Primary Air / Seal Air-B47-S | Platform & Ladder | 89679560 | BBC access platform for N0. 6 air compressor cooling water line | 2016-01-15 | A2536505
312.40 Boiler Plant Eq-BBCM | Nat Gas Ops | 1 | 10801.89 | 741.874 | 2020-12-01 | BIG BEND COMMON | Fuel-B34-S | Platform & Ladder | 203715394 | Install a platform f or the 15k fuel tank. | 2017-04-01 | A2560270
312.40 Boiler Plant Eq-BBCM | Nat Gas Ops | 1 | 4360755.97 | 1093450.0094 | 2020-12-01 | BIG BEND COMMON | Ponds & Storage Areas-A21-S | Pond | 126050 | POND ; PONDS & STORAGE AREAS ; BB DA2-A ENVIRONMENTAL PROJECT REM SOLIDS FROM DA2-B AND PLACEMENT OF SOLIDS INTO DA2-A,DESIGN POND TO FACILITATE THE MGMT OF APPROVED BY-PRODUCTS. SAME WITH DA2-C. CAP AND COVER DA2-A,FILL,GRADE AND PREPARE FOR MEMBRANE PL | 2002-12-15 | B9976
312.40 Boiler Plant Eq-BBCM | Coal Ops | 1 | 64844.41 | 24226.5732 | 2020-12-01 | BIG BEND COMMON | Coal Handling Equipment-B69-S | Portable Reclaimer / Portable Conve | 79491 | PORTABLE CONVEYOR ; COAL FIELD MOBILE EQUIPMENT ; PORTABLE CONVEYOR W/48IN X 60FT BELT | 1981-06-15 | L2477
312.40 Boiler Plant Eq-BBCM | Coal Ops | 1 | 56024.55 | 19960.5533 | 2020-12-01 | BIG BEND COMMON | Coal Handling Equipment-B69-S | Portable Reclaimer / Portable Conve | 87605 | PORTABLE CONVEYOR ; COAL FIELD MOBILE EQUIPMENT ; 24" PORTABLE CONVEYOR, FAIRFIELD ENGINEERING CO. | 1985-06-15 | A7098
312.40 Boiler Plant Eq-BBCM | Coal Ops | 1 | 35149.8 | 12523.2502 | 2020-12-01 | BIG BEND COMMON | Coal Handling Equipment-B69-S | Portable Reclaimer / Portable Conve | 87604 | PORTABLE CONVEYOR ; COAL FIELD MOBILE EQUIPMENT ; 42" PORTABLE CONVEYOR,60' 0" CENTERS COMPLETE WITH DRIVE, MECHANICAL COMPONENTS AND ELECTR- ICAL COMPONENTS. CONVEYOR TO HANDLE 900 TPH COAL. | 1985-06-15 | A7099
312.40 Boiler Plant Eq-BBCM | Coal Ops | 4 | 5338.54 | 701.8748 | 2020-12-01 | BIG BEND COMMON | Control / Monitoring Devices-E06-S | Probe | 41051513 | Install 4 new ultrasonic thickness transmitters to monitor the thickness of the FGD vacuum drum cake | 2013-07-19 | A2409646
312.40 Boiler Plant Eq-BBCM | Coal Ops | 1 | 93277.68 | 6406.3129 | 2020-12-01 | BIG BEND COMMON | Mill Pulverizer-B45-S | Pulverizer | 259101491 | FGD C LIMESTON BALL MILL GEARBOX | 2017-12-08 | A2659351
312.40 Boiler Plant Eq-BBCM | Coal Ops | 1 | 67993.42 | 2128.4069 | 2020-12-01 | Big Bend Capital Spares | Mill Pulverizer-B45-S | Pulverizer | 322354448 | Gear , Worm P/N 86-441-C BB4 Pulverizers | 2019-12-26 | A2738090
312.40 Boiler Plant Eq-BBCM | Coal Ops | 1 | 121814.53 | 8366.2244 | 2020-12-01 | BIG BEND COMMON | Dewatering-C10-S | Pump - Complete | 200595103 | BB FGD B VACUUM PUMP REPL. | 2017-09-22 | A2645058
312.40 Boiler Plant Eq-BBCM | Coal Ops | 1 | 111702.69 | 19037.2873 | 2020-12-01 | BIG BEND COMMON | Dewatering-C10-S | Pump - Complete | 26925132 | Install new recycle water pump to servie soley as a Dewatering binds back flush pump | 2010-09-30 | A7030-2009
312.40 Boiler Plant Eq-BBCM | Coal Ops | 1 | 110488.49 | 22540.7679 | 2020-12-01 | BIG BEND COMMON | Slag / Bottom Ash Handling-C37-S | Pump - Complete | 24012402 | PUMP ; SLAG BOTTOM ASH HANDLING ; BBC #3 HP SLAG SLUICE PUMP PUMP REPL. PUMP #3 QTY 1 LABOR AND MATERIALS. 07/28/08 RJB | 2007-12-15 | B2004-2007
312.40 Boiler Plant Eq-BBCM | Coal Ops | 2 | 91468.41 | 2863.2475 | 2020-12-01 | BIG BEND COMMON | Byproduct-C06-S | Pump - Complete | 317340013 | A AND B GYPSUM PUMPS IN EAST GYPSUM AREA | 2019-05-15 | A2696098
312.40 Boiler Plant Eq-BBCM | Coal Ops | 2 | 70226 | 9232.8355 | 2020-12-01 | BIG BEND COMMON | Sumps-A32-S | Pump - Complete | 38606663 | BC polaris submerisble pumps replaced for the dewatering bins | 2013-03-25 | A2407047
312.40 Boiler Plant Eq-BBCM | Coal Ops | 2 | 62365.09 | 12723.1082 | 2020-12-01 | BIG BEND COMMON | Slag / Bottom Ash Handling-C37-S | Pump - Complete | 24012401 | PUMP ; SLAG BOTTOM ASH HANDLING ; BBC #1 & 5 LP SLAG SLUICE PUMPS REPL. QTY 2 LABOR AND MATERIALS. 07/01/08 RJB | 2007-12-15 | A7706-2007
312.40 Boiler Plant Eq-BBCM | Coal Ops | 1 | 47047.48 | 2379.0311 | 2020-12-01 | BIG BEND COMMON | Vacuum Priming-D16-S | Pump - Complete | 278577587 | BB FGD 2B VACUUM FILTER FEED PUMP | 2018-09-24 | A2678141
312.40 Boiler Plant Eq-BBCM | Coal Ops | 1 | 45004.92 | 10899.6259 | 2020-12-01 | BIG BEND COMMON | Slag / Bottom Ash Handling-C37-S | Pump - Complete | 111897 | PUMP ; SLAG BOTTOM ASH HANDLING ; BB #2 SLAG SLUICE PUMPS INCLUDED ARE 2 GOULDS PUMPS W MOTORS. LABOR AND MATERIAL 07/21/05 RJB | 2003-12-15 | A7077
312.40 Boiler Plant Eq-BBCM | Coal Ops | 1 | 18546.92 | 4491.8309 | 2020-12-01 | BIG BEND COMMON | Slag / Bottom Ash Handling-C37-S | Pump - Complete | 111898 | PUMP ; SLAG BOTTOM ASH HANDLING ; BB #5 SLAG SLUICE PUMPS INCLUDED ARE 2 GOULDS PUMPS W MOTORS. LABOR AND MATERIAL 07/21/05 RJB | 2003-12-15 | A7078
312.40 Boiler Plant Eq-BBCM | Coal Ops | 2 | 18405.02 | 4293.1342 | 2020-12-01 | BIG BEND COMMON | Condensate-B15-S | Pump - Complete | 111938 | PUMP ; CONDENSATE ; BB 1 AND 2 BOILER PHOSPHATE PUMPS INCLUDES LABOR AND MATERIAL. QTY 2. 07/14/05 RJB | 2004-07-15 | A7018-2008
312.40 Boiler Plant Eq-BBCM | Coal Ops | 1 | 16861.97 | 852.6525 | 2020-12-01 | BIG BEND COMMON | Limestone-C25-S | Pump - Complete | 259101553 | C1 LIMESTONE MILL SLURRY PUMP REPL | 2018-01-19 | A2661286
312.40 Boiler Plant Eq-BBCM | Coal Ops | 1 | 16419.64 | 3976.6304 | 2020-12-01 | BIG BEND COMMON | Slag / Bottom Ash Handling-C37-S | Pump - Complete | 112242 | PUMP ; SLAG BOTTOM ASH HANDLING ; BB SLAG SLUICE PUMP. THIS IS THE #3 LOW PRESSURE PUMP. GOULDS MODEL 3175. LABOR AND MATERIALS. 01/09/06 RJB | 2003-12-15 | A7601-2007
312.40 Boiler Plant Eq-BBCM | Coal Ops | 1 | 13651.23 | 937.5667 | 2020-12-01 | BIG BEND COMMON | Reagent-C31-S | Pump - Complete | 124785413 | BB FGD B2 Mill Slurry Pump | 2017-03-07 | A2626325
312.40 Boiler Plant Eq-BBCM | Coal Ops | 1 | 11799.01 | 2010.8839 | 2020-12-01 | BIG BEND COMMON | Slag / Bottom Ash Handling-C37-S | Pump - Complete | 26925270 | BBC #2 salt water pump motor replaced | 2010-12-31 | A7077-2010
312.40 Boiler Plant Eq-BBCM | Coal Ops | 1 | 11462.47 | 2088.0222 | 2020-12-01 | BIG BEND COMMON | Reagent-C31-S | Pump - Complete | 25746849 | Install FGD B1 Mill Slrry sump pump | 2009-03-15 | A7511-2008
312.40 Boiler Plant Eq-BBCM | Coal Ops | 1 | 11329.69 | 2642.7507 | 2020-12-01 | BIG BEND COMMON | Slag / Bottom Ash Handling-C37-S | Pump - Complete | 126986 | PUMP ; SLAG BOTTOM ASH HANDLING ; BB #1 AND #3 SLAG SLUICE PUMPS INCLUDED ARE 2 400 HP ELECTRIC MOTORS. THESE PUMPS ARE FROM GANNON STATION. 07/14/05 RJB | 2004-06-15 | A7009-2008
312.40 Boiler Plant Eq-BBCM | Coal Ops | 1 | 6691.02 | 971.0859 | 2020-12-01 | BIG BEND COMMON | Slag / Bottom Ash Handling-C37-S | Pump - Complete | 28366889 | Bottom ash pond toe pump replaced | 2012-06-30 | A7096-2012
312.40 Boiler Plant Eq-BBCM | Coal Ops | 1 | 3179.11 | 417.9677 | 2020-12-01 | BIG BEND COMMON | Ponds & Storage Areas-A21-S | Pump - Complete | 38497384 | Unit #4 North bottom ash pond toe pump at the eastern most end replaced | 2013-03-13 | A2392477
312.40 Boiler Plant Eq-BBCM | Nat Gas Ops | 1 | 114257.66 | 22090.9062 | 2020-12-01 | BIG BEND COMMON | Demineralizer-B19-S | Pump - Complete | 25474676 | DEMINERALIZER MAKE UP PUMP | 2008-06-01 | A7712-2008
312.40 Boiler Plant Eq-BBCM | Nat Gas Ops | 1 | 66786.1 | 15578.4502 | 2020-12-01 | BIG BEND COMMON | Feedwater-B29-S | Pump - Complete | 112133 | PUMP ; FEEDWATER ; BB 1 & 2 START UP BOILER FEED PUMP. INCLUDES LABOR AND MATERIALS. 09/22/05 RJB | 2004-12-15 | B2015-2007
312.40 Boiler Plant Eq-BBCM | Nat Gas Ops | 1 | 48384.79 | 6361.3022 | 2020-12-01 | BIG BEND COMMON | Sumps-A32-S | Pump - Complete | 40664478 | Acid sump pump in the Demin Acid PP Room replaced. | 2013-03-30 | A2408945
312.40 Boiler Plant Eq-BBCM | Nat Gas Ops | 2 | 39843.61 | 4664.2982 | 2020-12-01 | BIG BEND COMMON | Service Water-A28-S | Pump - Complete | 46000735 | BBC #1 and #3 service water pumps replaced | 2014-06-30 | A2485531
312.40 Boiler Plant Eq-BBCM | Nat Gas Ops | 1 | 31019.68 | 9564.0513 | 2020-12-01 | BIG BEND COMMON | Slag / Bottom Ash Handling-C37-S | Pump - Complete | 98057 | PUMP WITH MOTOR ; LOW PRESSURE SALT WATER SYSTEM ; BB#3 LP SALTWATER PUMP REPL INSTALL CHESTERTON SYSTEM ONE SALT WATER PUMPCONSISTING OF LAYBRINTH SEALS, FRAME ADAPTER, CASING, BACK COVER, IMPELLER, MILD STEEL BASE & PUMP SYSTEM FRAM 12/28/94 TGC | 1994-09-15 | A7075-2008
312.40 Boiler Plant Eq-BBCM | Nat Gas Ops | 1 | 24564.8 | 7419.38 | 2020-12-01 | BIG BEND COMMON | Slag / Bottom Ash Handling-C37-S | Pump - Complete | 98406 | PUMP WITH MOTOR ; LOW PRESSURE SALT WATER SYSTEM ; FLORIDA SEALING PRODUCTS INC BB (#2) LOW PRESSURE SALT WATER PUMP INSTALLATION PO N21532 VO 395382 02/27/96 TGC | 1995-01-15 | A7578
312.40 Boiler Plant Eq-BBCM | Nat Gas Ops | 1 | 17154.74 | 3674.5088 | 2020-12-01 | BIG BEND COMMON | Boiler Pressure Parts-B08-S | Pump - Complete | 127140 | PUMP ; BOILER PRESSURE PARTS ; BOILER FILL PUMP LABOR AND MATERIALS 05/04/07 RJB | 2006-12-15 | A7031
312.40 Boiler Plant Eq-BBCM | Nat Gas Ops | 1 | 16301.73 | 3491.7958 | 2020-12-01 | BIG BEND COMMON | Screenwell-D22-S | Pump - Complete | 113046 | PUMP ; SCREENWELL ; BBC 4A FMS LP SCREEN WASH PUMP. LABOR AND MATERIALS. 04/17/07 RJB | 2006-05-15 | A7019-2008
312.40 Boiler Plant Eq-BBCM | Nat Gas Ops | 1 | 8319.77 | 1093.8266 | 2020-12-01 | BIG BEND COMMON | Lube Oil-B42-S | Pump - Complete | 39448700 | BB1/2 Start up boiler feed oil pump replaced | 2013-03-31 | A2386429
312.40 Boiler Plant Eq-BBCM | Nat Gas Ops | 1 | 8282.66 | 418.826 | 2020-12-01 | BIG BEND COMMON | Reagent-C31-S | Pump - Complete | 278577601 | REAGENT FEED PUMP LINER AND IMPELLER PUMP "B" | 2018-09-24 | A2686492
312.40 Boiler Plant Eq-BBCM | Nat Gas Ops | 1 | 5679.14 | 390.0434 | 2020-12-01 | BIG BEND COMMON | Acid Gas Removal-C03-S | Pump - Complete | 203716165 | ACID GASES SAMPLING PUMP FOR COMPLIANCE TESTING | 2017-11-20 | A2653510
312.40 Boiler Plant Eq-BBCM | Nat Gas Ops | 1 | 3449.67 | 1316.2164 | 2020-12-01 | BIG BEND COMMON | Fuel-B34-S | Pump - Complete | 79412 | PUMP ; DIESEL FUEL STORAGE ; PUMP W/ NOZZLE, SOUTHWEST E435, PAD AND WIRING | 1979-06-15 | A7014-2007
312.40 Boiler Plant Eq-BBCM | Nat Gas Ops | 1 | 1486.8 | 561.4688 | 2020-12-01 | BIG BEND COMMON | Fuel-B34-S | Pump - Complete | 114700 | PUMP ; DIESEL FUEL STORAGE ; PUMP, GILBARCO DIESEL, S/N BH004029 | 1980-06-15 | A7112-2007
312.40 Boiler Plant Eq-BBCM | Nat Gas Ops | 1 | 1281.73 | 168.5131 | 2020-12-01 | BIG BEND COMMON | Waste Water Treatment-A38-S | Pump - Complete | 40125979 | No 1 sewage ejector "B" pump replaced | 2013-01-30 | A2409466
312.40 Boiler Plant Eq-BBCM | Coal Ops | 5 | 55502 | 20506.2362 | 2020-12-01 | BIG BEND COMMON | Unloaders-B65-S | Rail Clamp | 122999 | AIR OPERATED RAIL CLAMPS ; CLAM SHELL UNLOADER ; 4EA, AIR OPERATED RAIL CLAMP ASSEMBLIES, $48,201.00. 1EA, COMPRESSED AIR SOURCE/ PRODUCER. $7,301.00. | 1982-06-15 | J92
312.40 Boiler Plant Eq-BBCM | Coal Ops | 1 | 29863941.3 | 5440064.2254 | 2020-12-01 | BIG BEND COMMON | Conveyor - Coal Handling-B16-S | Railroad | 28041692 | Railroad Unloading | 2009-12-16 | H2908-2008
312.40 Boiler Plant Eq-BBCM | Coal Ops | 1 | 174087.5 | 11956.333 | 2020-12-01 | BIG BEND COMMON | Conveyor - Coal Handling-B16-S | Railroad | 289666607 | UPGD RAILROAD TO HEAVIER CLASSIFICATION./ UPGD RAIL SPUR | 2017-05-18 | A2607053
312.40 Boiler Plant Eq-BBCM | Coal Ops | 211 | 225852.31 | 7069.8842 | 2020-12-01 | BIG BEND COMMON | Conveyor - Coal Handling-B16-S | Rollers | 316190665 | 211 Rollers are replaced on return idlers on conveyor C-14 | 2019-08-26 | A2697395
312.40 Boiler Plant Eq-BBCM | Coal Ops | 1 | 260650.06 | 13180.1873 | 2020-12-01 | BIG BEND COMMON | Coal Handling Structure-A42-S | Roof | 267551327 | BLENDING BIN ROOF REPL. | 2018-02-20 | A2659962
312.40 Boiler Plant Eq-BBCM | Coal Ops | 1 | 64012.92 | 2003.8048 | 2020-12-01 | BIG BEND COMMON | Coal Handling Structure-A42-S | Roof | 307058894 | T7 STRUCTURE ROOF REPL. | 2019-01-28 | A2684978
312.40 Boiler Plant Eq-BBCM | Coal Ops | 1 | 33502.28 | 2300.9373 | 2020-12-01 | BIG BEND COMMON | Conveyor - Coal Handling-B16-S | Roof | 202537601 | T1 STRUCTURE ROOF PANELS REPL DAMAGE FROM WIND | 2017-10-12 | A2648698
312.40 Boiler Plant Eq-BBCM | Coal Ops | 3 | 315648.13 | 41499.2634 | 2020-12-01 | BIG BEND COMMON | Conveyor - Coal Handling-B16-S | Scale | 38622406 | BB ESS T1, T2, and C14 scales installed | 2013-03-31 | A2399776
312.40 Boiler Plant Eq-BBCM | Coal Ops | 1 | 202236.33 | 34466.7717 | 2020-12-01 | BIG BEND COMMON | Fly Ash Handling-C20-S | Scale | 26903895 | Automated truck weigh scale located in the south forty | 2010-05-30 | B2078-2009
312.40 Boiler Plant Eq-BBCM | Coal Ops | 1 | 160431.26 | 37422.0144 | 2020-12-01 | BIG BEND COMMON | Conveyor - Coal Handling-B16-S | Scale | 113061 | SCALE ; COAL HANDLING ; COAL BELT SCALE CONTROLS. LABOR AND MATERIALS. 05/04/07 RJB | 2004-12-15 | A7035
312.40 Boiler Plant Eq-BBCM | Coal Ops | 1 | 93515.22 | 24954.6749 | 2020-12-01 | BIG BEND COMMON | Fly Ash Handling-C20-S | Scale | 104521 | TRUCK WEIGH SCALE ; FLY ASH HANDLING ; BB#1 FLYASH TRUCK SCALE. LOCATED AT THE FLYASH SILO. 11/29/01 RJB | 2000-07-15 | A7067-2007
312.40 Boiler Plant Eq-BBCM | Coal Ops | 1 | 69657.97 | 16248.3394 | 2020-12-01 | BIG BEND COMMON | Fly Ash Handling-C20-S | Scale | 192725 | TRUCK WEIGH SCALE ; FLY ASH HANDLING ; BBC FLY ASH SCALE LABOR AND MATERIALS. 05/04/07 RJB | 2004-11-15 | A7040
312.40 Boiler Plant Eq-BBCM | Coal Ops | 1 | 46010.28 | 7841.4487 | 2020-12-01 | BIG BEND COMMON | Byproduct-C06-S | Scale | 26931283 | GB-GD Gypsum scale repalced | 2010-06-30 | A7533-2009
312.40 Boiler Plant Eq-BBCM | Coal Ops | 1 | 45140 | 10932.3406 | 2020-12-01 | BIG BEND COMMON | Fly Ash Handling-C20-S | Scale | 121090 | TRUCK WEIGH SCALE ; FLY ASH HANDLING ; #3 SILO TRUCK SCALE METLER TOLEDO 7562 STEEL DECK TRUCK SCALE. LABOR AND MATERIALS. 07/21/05 RJB | 2003-10-15 | A7054
312.40 Boiler Plant Eq-BBCM | Coal Ops | 1 | 43203.31 | 7363.0619 | 2020-12-01 | BIG BEND COMMON | Limestone-C25-S | Scale | 27320005 | Installed a scale on the LE Limestone belt to measure the limestone that is consumed | 2010-12-31 | A7551-2010
312.40 Boiler Plant Eq-BBCM | Coal Ops | 1 | 5642.21 | 176.6188 | 2020-12-01 | BIG BEND COMMON | Conveyor - Coal Handling-B16-S | Scale | 316190961 | J3-Conveyor Scale Display Controller is being replaced | 2019-07-16 | A2710224
312.40 Boiler Plant Eq-BBCM | Nat Gas Ops | 1 | 30145.87 | 3529.0308 | 2020-12-01 | BIG BEND COMMON | Stacker Reclaimer-B57-S | Scale | 48815166 | BBC Merrick Precision scale rollers on the north and south stackers installed | 2014-10-31 | A2512337
312.40 Boiler Plant Eq-BBCM | Nat Gas Ops | 1 | 16107.98 | 2337.795 | 2020-12-01 | BIG BEND COMMON | Forced Draft-B33-S | Screen | 35306338 | BB 4A FD fan inlet screens replaced | 2012-11-28 | A7415-2012
312.40 Boiler Plant Eq-BBCM | Coal Ops | 1 | 646413.73 | 233232.4345 | 2020-12-01 | BIG BEND COMMON | Coal Handling Structure-A42-S | Screen House | 116183 | SCREEN HOUSE ; COAL HANDLING & BLENDING STRUCTURES ; SCREEN HOUSE BUILDING T-6 STRUCTURE AND FOUNDATION -- CONCRETE CONSIST S OF (59) 1'SQ X 29'6" LONG,S TEEL REINFORCED DRIVEN PILES; PILE CAPS,GRADE BEAMS,PIERS AND SLAB-ON- GRADE CONSISTS OF 176 | 1984-08-15 | K3400
312.40 Boiler Plant Eq-BBCM | Coal Ops | 1 | 27177.35 | 9805.8553 | 2020-12-01 | BIG BEND COMMON | Dust Collection / Suppression-B24-S | Screw Conveyor | 89702 | CONV. Q TO R SCREW CONVEYOR ; COAL BLENDING DUST COLLECTION SYS. ; (1CYC-CNV4) CONVEYOR "Q" TO "R" DUS T SCREW CONVEYOR -- A 9" REVERSING SCREW CONVEYOR,MFG BY SCREW CONVEY OR CORP CONSISTING OF (2) MODEL 9H4 12RH SCREWS 9'10" AND 10'2" LONG ON A 2" HAR | 1984-08-15 | K3400
312.40 Boiler Plant Eq-BBCM | Nat Gas Ops | 1 | 48388.1 | 6361.7374 | 2020-12-01 | BIG BEND COMMON | Demineralizer-B19-S | Sea / Retaining Wall | 38833056 | BBC Secondary containment surrounding the Demineralizer Acid/Caustic tank. | 2013-02-15 | A7071-2012
312.40 Boiler Plant Eq-BBCM | Coal Ops | 1 | 51405.71 | 8760.9821 | 2020-12-01 | BIG BEND COMMON | Absorber-C01-S | Seals | 27320000 | FGD "B" tower inlet damper seals installed | 2010-12-31 | A7558-2010
312.40 Boiler Plant Eq-BBCM | Coal Ops | 1 | 28328.66 | 4111.4155 | 2020-12-01 | BIG BEND COMMON | Limestone-C25-S | Shaft | 36388228 | FGD common limestone reclaimer shaft replaced on the auxiliary scraper | 2012-09-28 | A2382786
312.40 Boiler Plant Eq-BBCM | Coal Ops | 0 | 82588.42 | 5672.1743 | 2020-12-01 | BIG BEND COMMON | Yard Area-A41-S | Shaker | 124785297 | Rail Unloading Car Shaker Upgrade | 2017-02-14 | A2614771
312.40 Boiler Plant Eq-BBCM | Coal Ops | 1 | 680063.82 | 107518.532 | 2020-12-01 | BIG BEND COMMON | Limestone-C25-S | Silo | 40634610 | BB alternate limestone feed additional delivery system to existing storage silo 4-LHS-SILO-C for use in FGD system for units 1-4 in case traditional delivery system is out of service | 2011-12-31 | B2715-2011
312.40 Boiler Plant Eq-BBCM | Coal Ops | 1 | 518009.89 | 52756.9296 | 2020-12-01 | BIG BEND COMMON | Fly Ash Handling-C20-S | Silo | 93494805 | BB1 fly ash silo upgraded with air heater, radar level transmitter, 2 - 4" automatic butterfly valves, 500 lbs of structural steel, fluidizing blower, vacuum port on hopper, flow indicators , manual | 2015-11-16 | A2448109
312.40 Boiler Plant Eq-BBCM | Coal Ops | 1 | 12582.91 | 1078.9011 | 2020-12-01 | BIG BEND COMMON | Waste Water Treatment-A38-S | Silo | 100186988 | BBC Silo 1 Puff air blower system replaced | 2016-04-22 | A2413775
312.40 Boiler Plant Eq-BBCM | Nat Gas Ops | 1 | 366780.35 | 11481.373 | 2020-12-01 | BIG BEND COMMON | Anhydrous AMM System-C51-S | Skid | 321569913 | BBC AMMONIA SKID UPGRADE | 2019-05-14 | A2681863
312.40 Boiler Plant Eq-BBCM | Nat Gas Ops | 1 | 31729.37 | 5407.5791 | 2020-12-01 | BIG BEND COMMON | Demineralizer-B19-S | Skid | 26925169 | BBC Muriatic acid skid installed | 2010-12-31 | A7039-2009
312.40 Boiler Plant Eq-BBCM | Coal Ops | 1 | 207769.83 | 30154.2006 | 2020-12-01 | BIG BEND COMMON | Conveyor - Coal Handling-B16-S | Speed Reducer | 28267162 | "F" conveyor gearbox and fluid coupling replaced | 2012-05-01 | B2003-2012
312.40 Boiler Plant Eq-BBCM | Coal Ops | 1 | 190871.82 | 16365.9931 | 2020-12-01 | BIG BEND COMMON | Unloaders-B65-S | Speed Reducer | 92794780 | BBC PECO Close Motor Gear Box Drum Replacement | 2016-03-03 | A2587451
312.40 Boiler Plant Eq-BBCM | Coal Ops | 1 | 181314.42 | 28665.9277 | 2020-12-01 | BIG BEND COMMON | Conveyor - Coal Handling-B16-S | Speed Reducer | 27809680 | Q1 Conveyor Reducer Falk Model 2160YN2-S Parrallel shaft, double reduction reducer | 2011-03-30 | B2925-2011
312.40 Boiler Plant Eq-BBCM | Coal Ops | 2 | 137535.76 | 49624.2556 | 2020-12-01 | BIG BEND COMMON | Conveyor - Coal Handling-B16-S | Speed Reducer | 123273 | DRIVE REDUCTION GEAR ; "T" CONVEYOR ; (1CYH-SR461,1CYH-SR861) COAL CONVEY OR "T1" AND "T2" SPEED REDUCER -- F ALK CORP MODEL #2130Y2-S ASS'M 18 AND 19 RESPECTIVELY, 1.25 SERVIC E FACTOR,TYPE PS,LOW SPEED SHAFT 68 RPM,OPS RATIO 25.4:1 WITH A VOITH 56 | 1984-08-15 | K3400
312.40 Boiler Plant Eq-BBCM | Coal Ops | 1 | 126074.89 | 45489.0609 | 2020-12-01 | BIG BEND COMMON | Conveyor - Coal Handling-B16-S | Speed Reducer | 128418 | DRIVE REDUCTION GEAR ; "P" CONVEYOR ; (1CYH-SR601) COAL CONVEYOR "P" (1CY H-CNV601) SPEED REDUCER -- FALK COR P MODEL #2160YN2-S ASS'M 19,1.2 5 SERVICE FACTOR,TYPE PS,LOW SPEED SHAFT 56 RPM, OPS RATIO 31.9:1 WITH A VOITH #650TV HIGH SPEED COUPLI NG | 1984-08-15 | K3400
312.40 Boiler Plant Eq-BBCM | Coal Ops | 1 | 121815.22 | 10444.8475 | 2020-12-01 | BIG BEND COMMON | Limestone-C25-S | Speed Reducer | 116273614 | BB FGD B Limestone mill gearbox. | 2016-10-04 | A2603732
312.40 Boiler Plant Eq-BBCM | Coal Ops | 1 | 93397.58 | 12279.2768 | 2020-12-01 | BIG BEND COMMON | Conveyor - Coal Handling-B16-S | Speed Reducer | 42816147 | BBC F1 conveyor gear box replaced | 2013-08-20 | A2424292
312.40 Boiler Plant Eq-BBCM | Coal Ops | 1 | 91313.28 | 14436.6889 | 2020-12-01 | BIG BEND COMMON | Conveyor - Coal Handling-B16-S | Speed Reducer | 28267195 | BBC L1 reducer replaced complete with the L/S & H/S couplings | 2011-03-30 | B2924-2011
312.40 Boiler Plant Eq-BBCM | Coal Ops | 1 | 77284.27 | 21773.1606 | 2020-12-01 | BIG BEND COMMON | Equipment-B26-S | Speed Reducer | 89434 | SPEED REDUCER ; EQUIPMENT ; HE-100 DEL ROYD REDUCERS FROM TECO STEVEDORING SEP-01 | 1998-03-15 | TSP
312.40 Boiler Plant Eq-BBCM | Coal Ops | 1 | 68564.64 | 10840.1142 | 2020-12-01 | BIG BEND COMMON | Conveyor - Coal Handling-B16-S | Speed Reducer | 28267221 | J-1 Conveyor reducer replaced | 2011-03-30 | A2909-2011
312.40 Boiler Plant Eq-BBCM | Coal Ops | 1 | 55324.95 | 7273.7471 | 2020-12-01 | BIG BEND COMMON | Conveyor - Coal Handling-B16-S | Speed Reducer | 43252898 | BB ESS "E" conveyor gearbox replaced | 2013-12-31 | A2411036
312.40 Boiler Plant Eq-BBCM | Coal Ops | 1 | 50694.96 | 6665.0276 | 2020-12-01 | BIG BEND COMMON | Conveyor - Coal Handling-B16-S | Speed Reducer | 42010079 | R-2 conveyor gear box replaced | 2013-10-30 | A2449567
312.40 Boiler Plant Eq-BBCM | Coal Ops | 1 | 50628.84 | 5156.315 | 2020-12-01 | BIG BEND COMMON | Dewatering-C10-S | Speed Reducer | 89812256 | BB FGD 3&4 return water tank agitator gearbox replaced. Chemineer 6HT type gearbox to include auxiliary reducer, couplings, motor, and mounting bracket. | 2015-11-05 | A2551079
312.40 Boiler Plant Eq-BBCM | Coal Ops | 1 | 50411.84 | 5134.2145 | 2020-12-01 | BIG BEND COMMON | Dewatering-C10-S | Speed Reducer | 75191090 | BB FGD 1&2 Return water tank agitator gearbox replaced | 2015-08-15 | A2521511
312.40 Boiler Plant Eq-BBCM | Coal Ops | 2 | 41865.6 | 1310.5243 | 2020-12-01 | BIG BEND COMMON | Conveyor - Coal Handling-B16-S | Speed Reducer | 311676490 | BBC LA1 and LA2 conveyor gearboxs replaced | 2019-05-15 | A2710460
312.40 Boiler Plant Eq-BBCM | Coal Ops | 1 | 39555.15 | 8069.6501 | 2020-12-01 | BIG BEND COMMON | Conveyor - Coal Handling-B16-S | Speed Reducer | 24733750 | CONVEYOR DRIVE SYSTEM J-1 CONVEYOR GEARBOX, MOTOR | 2007-07-15 | A7047-2007
312.40 Boiler Plant Eq-BBCM | Coal Ops | 1 | 37414.19 | 13499.4079 | 2020-12-01 | BIG BEND COMMON | Conveyor - Coal Handling-B16-S | Speed Reducer | 116182 | DRIVE REDUCTION GEAR ; "W" CONVEYOR ; (1CYH-SR501,1CYH-SR901) COAL CONVEY OR "W1" AND "W2" SPEED REDUCER -FAL K CORP MODEL #2110Y2-S ASS'M.19,1.2 5 SERVICE FACTOR,TYPE PS,LOW SPEED SHAFT 68 RPM,OPS RATIO 025.78:1 WIT H A VOITH #487TV HIGH SPEED COUPLI N | 1984-08-15 | K3400
312.40 Boiler Plant Eq-BBCM | Coal Ops | 1 | 27292.41 | 854.3379 | 2020-12-01 | BIG BEND COMMON | Limestone-C25-S | Speed Reducer | 335665341 | Replaced BB FGD Gearbox with 4LSS-MIX-3 Gearbox to include agitator, speed reducer and motor complete. | 2019-09-18 | A2711357
312.40 Boiler Plant Eq-BBCM | Coal Ops | 1 | 20783.05 | 2732.4137 | 2020-12-01 | BIG BEND COMMON | Conveyor - Coal Handling-B16-S | Speed Reducer | 42538124 | W-2 conveyor gear box replaced | 2013-11-16 | A2449565
312.40 Boiler Plant Eq-BBCM | Coal Ops | 1 | 17829.84 | 5497.3328 | 2020-12-01 | BIG BEND COMMON | Equipment-B26-S | Speed Reducer | 89433 | SPEED REDUCER ; EQUIPMENT ; GEAR BOX FROM TECO STEVEDORING SEP-01 | 1994-11-15 | TSP
312.40 Boiler Plant Eq-BBCM | Coal Ops | 1 | 17805.06 | 6424.2408 | 2020-12-01 | BIG BEND COMMON | Conveyor - Coal Handling-B16-S | Speed Reducer | 89666 | DRIVE REDUCTION GEAR ; "U" CONVEYOR ; (1CYH-SR941) COAL CONVEYOR "U" SPEE D REDUCER -- FALK CORP MODEL #2100Y 2-S ASS'M 18,1.25 SERVICE FACTOR ,TYPE PS,LOW SPEED SHAFT 68 RPM,OPS RATIO 25.95:1 WITH A VOITH #422TV HIGH SPEED COUPLING ANDFALK #130T10 LO | 1984-08-15 | K3400
312.40 Boiler Plant Eq-BBCM | Coal Ops | 1 | 17219.33 | 2722.3873 | 2020-12-01 | BIG BEND COMMON | Dewatering-C10-S | Speed Reducer | 28041936 | BB FGD Chloride purge tank gearbox replaced | 2011-08-15 | A7508-2011
312.40 Boiler Plant Eq-BBCM | Coal Ops | 1 | 16320.67 | 2145.7304 | 2020-12-01 | BIG BEND COMMON | Byproduct-C06-S | Speed Reducer | 43767144 | BB FGD GA1 conveyor gearbox replaced | 2013-08-24 | A2386330
312.40 Boiler Plant Eq-BBCM | Coal Ops | 1 | 15687 | 6469.0804 | 2020-12-01 | BIG BEND COMMON | Conveyor - Coal Handling-B16-S | Speed Reducer | 128724 | DRIVE REDUCTION GEAR ; "D" CONVEYOR ; SPEED REDUCER, HEWITT-ROBBINS,JONES #1602- HLD, S/N 380018 | 1970-06-15 | B021
312.40 Boiler Plant Eq-BBCM | Coal Ops | 1 | 15066 | 2186.5696 | 2020-12-01 | BIG BEND COMMON | Conveyor - Coal Handling-B16-S | Speed Reducer | 36382144 | M-2 conveyor tripper cable reel speed reducer replaced | 2012-12-18 | A2401488
312.40 Boiler Plant Eq-BBCM | Coal Ops | 1 | 15045.35 | 4238.6998 | 2020-12-01 | BIG BEND COMMON | Equipment-B26-S | Speed Reducer | 123228 | SPEED REDUCER ; EQUIPMENT ; HE-100 DEL ROYD REDUCERS FROM TECO STEVEDORING SEP-01 | 1998-04-15 | TSP
312.40 Boiler Plant Eq-BBCM | Coal Ops | 1 | 13801.49 | 1183.3863 | 2020-12-01 | BIG BEND COMMON | Dewatering-C10-S | Speed Reducer | 93495094 | BB FGD A SSt agitator gearbox HG23 replaced. | 2016-01-29 | A2584009
312.40 Boiler Plant Eq-BBCM | Coal Ops | 1 | 11629.4 | 4196.002 | 2020-12-01 | BIG BEND COMMON | Conveyor - Coal Handling-B16-S | Speed Reducer | 116176 | DRIVE REDUCTION GEAR ; "N" CONVEYOR ; (1CYH-SR161) COAL CONVEYOR "N" SPEE D REDUCER - FALK CORP,MODEL #202-10 60FZ2AS ,CLASS II,AM TYPE,68 LOW SP EED SHAFT RPM,25.5:1 RATIO,HORIZONT ALLY MOUNTED WITH A FALK #50T10 HIG H SPEED COUPLING FOR 1.625" SHAFT | 1984-08-15 | K3400
312.40 Boiler Plant Eq-BBCM | Coal Ops | 1 | 10407.69 | 892.3904 | 2020-12-01 | BIG BEND COMMON | Conveyor - Coal Handling-B16-S | Speed Reducer | 116273605 | BB FGD LF limestone conveyor Gearbox | 2016-10-05 | A2603728
312.40 Boiler Plant Eq-BBCM | Coal Ops | 1 | 9352.6 | 2634.8914 | 2020-12-01 | BIG BEND COMMON | Equipment-B26-S | Speed Reducer | 89435 | SPEED REDUCER ; EQUIPMENT ; SL LINE "O" MOTOR REDUCER FROM TECO STEVEDORING SEP-01 | 1998-11-15 | TSP
312.40 Boiler Plant Eq-BBCM | Coal Ops | 1 | 7841.08 | 1030.8917 | 2020-12-01 | BIG BEND COMMON | Limestone-C25-S | Speed Reducer | 38622377 | BB FGD limestone reclaimer secondary gearbox replaced | 2013-03-13 | A2393827
312.40 Boiler Plant Eq-BBCM | Coal Ops | 1 | 2523.07 | 173.2845 | 2020-12-01 | BIG BEND COMMON | Conveyor - Coal Handling-B16-S | Speed Reducer | 166700351 | BBC Q2 conveyor gear reducer replced. | 2017-07-02 | A2639334
312.40 Boiler Plant Eq-BBCM | Coal Ops | 1 | 819.32 | 295.6187 | 2020-12-01 | BIG BEND COMMON | Conveyor - Coal Handling-B16-S | Speed Reducer | 127392 | DRIBBLE SCRAPER GEAR REDUCER ; "F" CONVEYOR ; (1CYH-SR231) DRIBBLE SCRAPER FLIGHT CONVEYOR (1CYH-CNV231) SPEED REDUC ER -FALK CORP MODEL #32-10 30FZ ALL MOTOR REDUCER,68 RPM LOW S PEED SHAFT, 1800 RPM HIGH SPEED SHA FT WITH A FALK #30SB SLIDE | 1984-08-15 | K3400
312.40 Boiler Plant Eq-BBCM | Coal Ops | 1 | 46041.89 | 1441.2553 | 2020-12-01 | Big Bend Capital Spares | Limestone-C25-S | Speed Reducer | 322354454 | Reducer, Gear Type S4-516-11 Ratio 460:1 BB 1-4 FGD Common Limestone Silo A?B Rotary Discharger | 2019-12-26 | A2738090
312.40 Boiler Plant Eq-BBCM | Coal Ops | 1 | 71565.03 | 2240.2094 | 2020-12-01 | Big Bend Capital Spares | Air Preheater-B02-S | Speed Reducer | 322354457 | PECO Clam Shell Bucket Speed Reducer | 2019-12-26 | A2738090
312.40 Boiler Plant Eq-BBCM | Nat Gas Ops | 1 | 268358.14 | 8400.4497 | 2020-12-01 | BIG BEND COMMON | Stacker Reclaimer-B57-S | Speed Reducer | 319365525 | BBC North Stacker gearboxes and pinions replaced | 2019-09-17 | A2723377
312.40 Boiler Plant Eq-BBCM | Nat Gas Ops | 1 | 127613.35 | 31998.768 | 2020-12-01 | BIG BEND COMMON | Slag Handling-C36-S | Storage Area | 105297 | STORAGE AREA ; SLAG HANDLING ; 1 30' X 50' SLAG STORAGE FACILITY INSTALLED IN CONJUNCTION WITH THE SLAG BENEFICIATION PROJECT. 03/25/03 RJB | 2002-03-15 | H6589
312.40 Boiler Plant Eq-BBCM | Coal Ops | 90 | 527155.58 | 155781.3796 | 2020-12-01 | BIG BEND COMMON | Conveyor - Coal Handling-B16-S | Structural Support Steel | 117781 | STRUCTURAL SUPPORT STEEL ; CONVEYOR/COAL HANDLING ; THE LOADOUT BUILDING STRUCTURAL STEEL INCLUDES BOLTUP, WELDING AND RELATED. APP 90 TONS. PROVIDED BY ROBERTS & SCHAEFER COMPANY. 10/28/96 RJB | 1996-03-15 | L2580
312.40 Boiler Plant Eq-BBCM | Coal Ops | 1 | 466.87 | 61.3809 | 2020-12-01 | BIG BEND COMMON | Sumps-A32-S | Sump Pump | 47191534 | FGD area 6" submersible transfer sump pump "A" replaced | 2013-07-21 | A2440369
312.40 Boiler Plant Eq-BBCM | Nat Gas Ops | 2 | 108843.4 | 12741.7689 | 2020-12-01 | BIG BEND COMMON | Waste Water Treatment-A38-S | Sump Pump | 45487838 | BBC #1 floor drain sump pump upgraded to 2 pumps to handle the water quality and water flow | 2014-03-31 | A2399697
312.40 Boiler Plant Eq-BBCM | Nat Gas Ops | 1 | 34500.73 | 6670.4708 | 2020-12-01 | BIG BEND COMMON | Sumps-A32-S | Sump Pump | 25064024 | BBC Pipe Trench Sump Pump replaced | 2008-11-15 | A7021-2008
312.40 Boiler Plant Eq-BBCM | Nat Gas Ops | 1 | 24808.64 | 2904.2272 | 2020-12-01 | BIG BEND COMMON | Sumps-A32-S | Sump Pump | 45948725 | BBC 2B settling basin sump pump installed | 2014-08-11 | A2408707
312.40 Boiler Plant Eq-BBCM | Coal Ops | 1 | 14600.49 | 4675.8818 | 2020-12-01 | BIG BEND COMMON | Fuel-B34-S | Superstructure | 124258 | CANOPY AND SIDING ; FUEL OIL UNLOADING ; BB FUEL OIL UNLOADING STATION ROOF ADDITION-INSTALL STRUCTURAL STEEL & SIDING TO ENCLOSE THE FUEL UNLOADING STATION 03/21/94 TGC | 1992-10-15 | A7514-2008
312.40 Boiler Plant Eq-BBCM | Nat Gas Ops | 1 | 378047.94 | 11834.0838 | 2020-12-01 | BIG BEND COMMON | Screenwell-D22-S | Superstructure | 319258401 | BB3B Fine Mesh screen upper and lower frames and hardware replaced | 2019-11-18 | A2707919
312.40 Boiler Plant Eq-BBCM | Coal Ops | 1 | 236109.27 | 27640.1671 | 2020-12-01 | BIG BEND COMMON | Conveyor - Coal Handling-B16-S | Suppresser / Arrester | 49435366 | BB ESS K-Feeders dust suppression equipment installed on L1 and L2 conveyors | 2014-02-28 | A2454035
312.40 Boiler Plant Eq-BBCM | Coal Ops | 1 | 134774.39 | 38916.0377 | 2020-12-01 | BIG BEND COMMON | Dust Collection / Suppression-B24-S | Suppresser / Arrester | 190971 | DUST SUPPRESSION SYSTEM ; COAL HANDLING DUST COLLECTION ; FOR COALFIELD. 09/28/98 RJB | 1997-10-15 | A7031
312.40 Boiler Plant Eq-BBCM | Coal Ops | 1 | 57577.87 | 5864.0418 | 2020-12-01 | BIG BEND COMMON | Dust Collection / Suppression-B24-S | Suppresser / Arrester | 52815830 | BB ESS rail dust suppression header in rail dump hopper replaced with stainless steel | 2015-04-30 | A2516861
312.40 Boiler Plant Eq-BBCM | Coal Ops | 0 | 8709.54 | 3103.0546 | 2020-12-01 | BIG BEND COMMON | Yard Area-A41-S | Suppresser / Arrester | 113722 | DUST SUPPRESSION SYSTEM ; COAL FIELD ; BB COAL FIELD DUST CONTROL SPREADABLE COST ONLY.(PROJECT WILL CARRY OVER INTO 1986). | 1985-06-15 | A7010-2008
312.40 Boiler Plant Eq-BBCM | Nat Gas Ops | 1 | 7360.33 | 1906.048 | 2020-12-01 | BIG BEND COMMON | Protective Equipment-E10-S | Suppresser / Arrester | 106055 | SURGE SUPPRESSOR ; PROTECTIVE EQUIPMENT ; INSTALL SURGE PROTECTION FOR ELECTRONICS AND DRIVES FOR THE NORTH AND SOUTH STACKERS. 08/7/03 RJB | 2001-12-15 | A7030
312.40 Boiler Plant Eq-BBCM | Coal Ops | 1 | 221125.08 | 25886.0407 | 2020-12-01 | BIG BEND COMMON | Waste Water Treatment-A38-S | Tank | 50387971 | FGD breakpoint chlorination chlorine storage tank installed | 2014-11-05 | A2415865
312.40 Boiler Plant Eq-BBCM | Coal Ops | 2 | 87410.73 | 10232.7502 | 2020-12-01 | BIG BEND COMMON | Chemical Feed System-C07-S | Tank | 45702975 | Cooling tower chemical tanks replaced with 2 1050 gal tanks with double walled polyethylene material of construction | 2014-03-30 | A2431714
312.40 Boiler Plant Eq-BBCM | Coal Ops | 1 | 35741.98 | 5650.8303 | 2020-12-01 | BIG BEND COMMON | Limestone-C25-S | Tank | 28267288 | FGD C limestone hydroclone distribution tank replaced with a urethane lined tank | 2011-09-15 | A7512-2011
312.40 Boiler Plant Eq-BBCM | Coal Ops | 1 | 32656.63 | 5163.0344 | 2020-12-01 | BIG BEND COMMON | Limestone-C25-S | Tank | 28366669 | FGD lime slurry tank roof replaced | 2011-12-31 | A7523-2011
312.40 Boiler Plant Eq-BBCM | Coal Ops | 1 | 30852.91 | 4877.8651 | 2020-12-01 | BIG BEND COMMON | Dewatering-C10-S | Tank | 28366683 | FGD "A" Filtrate tank replaced | 2011-12-15 | A7517-2011
312.40 Boiler Plant Eq-BBCM | Coal Ops | 1 | 5257.09 | 361.057 | 2020-12-01 | BIG BEND COMMON | Dewatering-C10-S | Tank | 205231326 | B DEWATERING BIN TANK REPAIR GATE | 2017-12-08 | A2640449
312.40 Boiler Plant Eq-BBCM | Nat Gas Ops | 1 | 363634.86 | 24974.4495 | 2020-12-01 | BIG BEND COMMON | Fuel-B34-S | Tank | 203715415 | BBC Install a new 15,000 gallon fuel tank w/ foundation ,install a remote fill line to the existing 1,000 gal day tank for #3 & 4 emergency generator | 2017-04-01 | A2560270
312.40 Boiler Plant Eq-BBCM | Nat Gas Ops | 1 | 338572.27 | 104389.2964 | 2020-12-01 | BIG BEND COMMON | Condensate-B15-S | Tank | 127532 | DEMINERALIZER TANK ; CONDENSATE POLISHING DEMINERALIZER ; BB WATER PRETREATMENT SYSTEM ADDIT. INSTALL REVERSEOSMOSIS SYSTEM & ALL ASSOC ELECTRICAL & WATER CONNECTIONS INCLUDING 4 SAND MULTI- MEDIUM FILTER.1 LARGE TANK WITH FILTERS (THIS IS 1 SECTION). 04 | 1994-11-15 | L9176
312.40 Boiler Plant Eq-BBCM | Nat Gas Ops | 2 | 80747.68 | 22748.901 | 2020-12-01 | BIG BEND COMMON | Fuel-B34-S | Tank | 103190 | TANK/RELATED ; FUEL STORAGE ; INSTALL 1 4000 GALLON AND 1 2000 GALLON(2000 gal tank retired) ABOVEGROUND STORAGE TANK. ASSOCIATED FOUNDATION, ELECTRICAL. INCLUDES INTEGRATED PIPING. 08/11/99 RJB | 1998-09-15 | J0176
312.40 Boiler Plant Eq-BBCM | Nat Gas Ops | 1 | 69734.48 | 3526.2356 | 2020-12-01 | BIG BEND COMMON | Anhydrous AMM System-C51-S | Tank | 208928120 | AMMONIA TANK VENTILLATION 3 AND 4 TANK UPGRADE | 2018-02-20 | A2660993
312.40 Boiler Plant Eq-BBCM | Nat Gas Ops | 1 | 59501.73 | 13879.3063 | 2020-12-01 | BIG BEND COMMON | Demineralizer-B19-S | Tank | 121224 | TANK ; DEMINERALIZER ; DEMINERALIZER SULFURIC ACID STORAGE TANK. 8000 GALLON CARBON STEEL TANK. INCLUDES LABOR AND MATERIALS. 01/13/06 RJB | 2004-08-15 | A7017-2007
312.40 Boiler Plant Eq-BBCM | Nat Gas Ops | 1 | 28418.62 | 2436.7082 | 2020-12-01 | BIG BEND COMMON | Fuel-B34-S | Tank | 164464745 | misc fuel tank rem parts | 2016-12-01 | A2561841
312.40 Boiler Plant Eq-BBCM | Nat Gas Ops | 1 | 16889.77 | 2451.2583 | 2020-12-01 | BIG BEND COMMON | Fuel-B34-S | Tank | 36424225 | Install a 500 gallon portable fuel tank in BBC | 2012-12-18 | A2919-2012
312.40 Boiler Plant Eq-BBCM | Nat Gas Ops | 1 | 16075 | 2739.6332 | 2020-12-01 | BIG BEND COMMON | Demineralizer-B19-S | Tank | 25959419 | Re-coated the secondary containment for the main Acid Tanks with acid/caustic resistant coating | 2010-06-22 | A7046-2009
312.40 Boiler Plant Eq-BBCM | Nat Gas Ops | 1 | 16075 | 2739.6332 | 2020-12-01 | BIG BEND COMMON | Demineralizer-B19-S | Tank | 25959414 | Re-coated the secondary containment for the Caustic Tanks with acid/caustic resistant coating | 2010-06-22 | A7046-2009
312.40 Boiler Plant Eq-BBCM | Nat Gas Ops | 1 | 6611.2 | 2522.4935 | 2020-12-01 | BIG BEND COMMON | Water Treatment-A40-S | Tank | 79418 | TANK ; WATER TREATMENT EQUIPMENT ; HEAT EXCHANGER BASCO TYPE | 1979-06-15 | A7022-2008
312.40 Boiler Plant Eq-BBCM | Coal Ops | 1 | 1674680 | 341651.6343 | 2020-12-01 | BIG BEND COMMON | Fly Ash Handling-C20-S | Tower | 25746639 | Fly Ash Beneficiation, consisting of 1-160' dia dome, 2-52' Dx180' H silos for storing carbon products, a drive through truck loading facility, an muilt-story process and admin buildings, and and ash transport piping network to move the ash | 2007-12-31 | H3577-2006
312.40 Boiler Plant Eq-BBCM | Coal Ops | 1 | 297409.65 | 107308.3282 | 2020-12-01 | BIG BEND COMMON | Coal Handling Structure-A42-S | Tower | 89671 | TRANSFER TOWER NO. 5 ; COAL HANDLING & BLENDING STRUCTURES ; TRANSFER TOWER NO. 5 STRUCTURE AND FOUNDATION -- CONCRETE CONSISTS OF (36) 1'SQ X 29'6" LONG STEEL REINFO RCED DRIVEN PILES; PILE CAPS,GRADE BEAMS, PIERS AND SLAB-ON-GRADE CONS ISTS OF 95 CY OF | 1984-08-15 | K3400
312.40 Boiler Plant Eq-BBCM | Coal Ops | 1 | 268056.01 | 96717.2461 | 2020-12-01 | BIG BEND COMMON | Coal Handling Structure-A42-S | Tower | 89670 | TRANSFER TOWER NO. 4 ; COAL HANDLING & BLENDING STRUCTURES ; TRANSFER TOWER NO. 4 STRUCTURE AND FOUNDATION -- CONCRETE CONSISTS OF (30) 1'SQ X 29'6" LONG STEEL REINFO RCED DRIVEN PILES; PILE CAPS,GRADE BEAMS, PIERS AND SLAB-ON-GRADE CONS ISTS OF 68 CY OF | 1984-08-15 | K3400
312.40 Boiler Plant Eq-BBCM | Coal Ops | 0 | 177279 | 73107.165 | 2020-12-01 | BIG BEND COMMON | Structures-B60-S | Tower | 77683 | TRANSFER TOWER NO. 2 ; COAL HANDLING STRUCTURES ; SUPERSTRUCTURE (STRUCTURAL STEEL, DOORS, ROOF) | 1970-06-15 | B02
312.40 Boiler Plant Eq-BBCM | Coal Ops | 0 | 86975 | 35867.168 | 2020-12-01 | BIG BEND COMMON | Structures-B60-S | Tower | 121681 | TRANSFER TOWER NO. 1 ; COAL HANDLING STRUCTURES ; OPEN STRUCTURE, W/ FLOOR, STAIRS, TROLLEY BEAM, ROOF | 1970-06-15 | B02
312.40 Boiler Plant Eq-BBCM | Coal Ops | 0 | 61556 | 25384.7587 | 2020-12-01 | BIG BEND COMMON | Structures-B60-S | Tower | 113562 | TRANSFER TOWER NO. 3 ; COAL HANDLING STRUCTURES ; SUPER STRUCTURE (STRUCTURAL STEEL, FLOOR) | 1970-06-15 | B02
312.40 Boiler Plant Eq-BBCM | Coal Ops | 0 | 41663 | 17181.1879 | 2020-12-01 | BIG BEND COMMON | Structures-B60-S | Tower | 77682 | TRANSFER TOWER NO. 2 ; COAL HANDLING STRUCTURES ; SUBSTRUCTURE (216 CY CONCRETE) | 1970-06-15 | B02
312.40 Boiler Plant Eq-BBCM | Coal Ops | 5 | 37706.5 | 13604.8762 | 2020-12-01 | BIG BEND COMMON | Structures-B60-S | Tower | 89686 | TRANSFER TOWER NO. 3 ; COAL HANDLING STRUCTURES ; TRANSFER TOWER T-3 STRUCTURAL STEEL MODIFICATION -- ADDITION OF 4.7 TO NS OF STRUCTURAL STEEL MEMBER S TO EXISTING TRANSFER TOWER T-3 FO R MODIFICATIONS OF CONVEYOR "F" HEA D CHUTE, ADDITION OF CO | 1984-08-15 | K3400
312.40 Boiler Plant Eq-BBCM | Coal Ops | 0 | 33688 | 13892.4191 | 2020-12-01 | BIG BEND COMMON | Structures-B60-S | Tower | 77684 | TRANSFER TOWER NO. 3 ; COAL HANDLING STRUCTURES ; SUBSTRUCTURE (169 CY CONCRETE) | 1970-06-15 | B02
312.40 Boiler Plant Eq-BBCM | Coal Ops | 44 | 2741 | 1130.3467 | 2020-12-01 | BIG BEND COMMON | Structures-B60-S | Tower | 77104 | TRANSFER TOWER NO. 2 ; COAL HANDLING STRUCTURES ; MERCURY LIGHT UNITS,CROUSE-HINDS, 100W,240V | 1970-06-15 | B02
312.40 Boiler Plant Eq-BBCM | Coal Ops | 17 | 1141 | 470.5311 | 2020-12-01 | BIG BEND COMMON | Structures-B60-S | Tower | 77105 | TRANSFER TOWER NO. 3 ; COAL HANDLING STRUCTURES ; MERCURY LIGHT UNITS,CROUSE HINDS, VAPOR TIGHT 240V | 1970-06-15 | B02
312.40 Boiler Plant Eq-BBCM | Coal Ops | 17 | 807 | 332.7945 | 2020-12-01 | BIG BEND COMMON | Structures-B60-S | Tower | 77102 | TRANSFER TOWER NO. 1 ; COAL HANDLING STRUCTURES ; MERCURY LIGHT UNITS,CROUSE-HINDS W/ CONDUIT | 1970-06-15 | B02
312.40 Boiler Plant Eq-BBCM | Coal Ops | 41 | 451 | 185.9855 | 2020-12-01 | BIG BEND COMMON | Structures-B60-S | Tower | 114727 | TRANSFER TOWER NO. 2 ; COAL HANDLING STRUCTURES ; SHALLOW BOWL REFLECTORS, CROUSE-HINDS,RS-23 | 1970-06-15 | B02
312.40 Boiler Plant Eq-BBCM | Coal Ops | 17 | 198 | 81.6522 | 2020-12-01 | BIG BEND COMMON | Structures-B60-S | Tower | 77106 | TRANSFER TOWER NO. 3 ; COAL HANDLING STRUCTURES ; BOWL REFLECTORS,CROUSE HINDS RS-23 & RA23 | 1970-06-15 | B02
312.40 Boiler Plant Eq-BBCM | Coal Ops | 17 | 158 | 65.1568 | 2020-12-01 | BIG BEND COMMON | Structures-B60-S | Tower | 77103 | TRANSFER TOWER NO. 1 ; COAL HANDLING STRUCTURES ; SHALLOW BOWL REFLECTORS, CROUSE-HINDS,RS-23 | 1970-06-15 | B02
312.40 Boiler Plant Eq-BBCM | Nat Gas Ops | 1 | 75794.33 | 11000.2373 | 2020-12-01 | BIG BEND COMMON | Absorber-C01-S | Tower | 32622706 | 36 INCH RUBBER LINED CS PIPING 30 FT LONG | 2012-06-30 | A7531-2012
312.40 Boiler Plant Eq-BBCM | Nat Gas Ops | 1 | 1043948.09 | 376666.7433 | 2020-12-01 | BIG BEND COMMON | Stacker Reclaimer-B57-S | Trackwork | 123272 | TRACKWORK (100' SECTION)) ; STACKER RECLAIMER ; STACKER/RECLAIMER NO.2 TRACK -- 143 0' LONG RUNWAY CONSISTS OF 2840 LF OF 135# STACKER RAILS, (89) 15" X 18" X 24' LONG PRE-STRESSED CONCRET E CROSSTIES; (1424) 15" X 18" X 8' LONG REINFORCED CONCRE | 1984-08-15 | K3400
312.40 Boiler Plant Eq-BBCM | Nat Gas Ops | 1170 | 481748.11 | 135722.0423 | 2020-12-01 | BIG BEND COMMON | Stacker Reclaimer-B57-S | Trackwork | 125458 | TRACKWORK ; STACKER RECLAIMER ; 1170 FEET OF 130 LB RAIL 950 CONC RAIL TIES 1450 TONS OF NO. 4 GRANITE BALLAST 750 TONS OF MEXICAN HARD ROCK SUBBASE. 02/02/99 RJB | 1998-07-15 | B2077
312.40 Boiler Plant Eq-BBCM | Coal Ops | 1 | 72657 | 26844.467 | 2020-12-01 | BIG BEND COMMON | Unloaders-B65-S | Transformer | 87649 | TRANSFORMERS ; CLAM SHELL UNLOADER ; TRANSFORMERS GE FOR EQUIPMENT MOTORS(ALSO POWER & CONTROL) $51,326.00 AND MOTOR CONTROL CENTERS, POWER PANEL INSTRUMENT PANELS & MISC ELECTRIC.$101,331.00 | 1982-06-15 | J92
312.40 Boiler Plant Eq-BBCM | Coal Ops | 1 | 50701.24 | 2563.7893 | 2020-12-01 | BIG BEND COMMON | Conveyor - Coal Handling-B16-S | Trench | 300624901 | E CONVEYOR TROUGH REPL. MARY TURNER TROUGH REPL | 2018-09-24 | A2682536
312.40 Boiler Plant Eq-BBCM | Coal Ops | 1 | 12965021.87 | 1517752.23 | 2020-12-01 | BIG BEND COMMON | Stacker Reclaimer-B57-S | Tripper Assembly | 88370904 | BBC South Traveling bucket wheel stacker reclaimer in coal field replaced to include all electircal motors and instrumentation, plus modifications to current rail systems and concrete tie refurbishment. | 2014-08-29 | B2813-2011
312.40 Boiler Plant Eq-BBCM | Coal Ops | 1 | 287375.43 | 103687.8829 | 2020-12-01 | BIG BEND COMMON | Conveyor - Coal Handling-B16-S | Tripper Assembly | 89664 | TRIPPER ASSEMBLY ; "R" CONVEYOR ; (1CYH-TRIP301,1CYH-TRIP701) 72" BEL T TRIPPER FOR CONVEYORS "R1" AND "R 2" -TRAVELLING TRIPPER FRAME -- CON SISTS OF FABR STEEL W8X31 AND W6X18 BEAMS FORMING AN OVERALL DIMENSION OF 9'2"W X 60'L RIDINGON (3) 5-5/1 6 SHAF | 1984-08-15 | K3400
312.40 Boiler Plant Eq-BBCM | Coal Ops | 1 | 204406.79 | 70888.1358 | 2020-12-01 | BIG BEND COMMON | Conveyor - Coal Handling-B16-S | Tripper Assembly | 93197 | TRIPPER ASSEMBLY ; "J" CONVEYOR ; MODIFICATIONS REQUIRED TO THE TRAVELLING TRIPPER TO ELIMINATE THE ASSEMBLY FROM JUMPING THE TRACK INCLUDES ADDING WHEEL WEIGHT, AND REINFORCING RAIL SUPPORT AND FLOOR SUPPORT SYSTEMS. | 1987-12-15 | K7977
312.40 Boiler Plant Eq-BBCM | Coal Ops | 1 | 21557.44 | 8054.0928 | 2020-12-01 | BIG BEND COMMON | Conveyor - Coal Handling-B16-S | Tripper Assembly | 121976 | TRIPPER ASSEMBLY ; "M" CONVEYOR ; TRIPPER - CHANGED FROM ROLLER TO PLOW TYPE | 1981-06-15 | A7038
312.40 Boiler Plant Eq-BBCM | Coal Ops | 1 | 11127 | 4588.6057 | 2020-12-01 | BIG BEND COMMON | Conveyor - Coal Handling-B16-S | Tripper Assembly | 78485 | TRIPPER ASSEMBLY ; "M" CONVEYOR ; TRIPPER ASSEMBLY TO INCLUDE: TRIPPER CONTROL LOGIC | 1970-06-15 | B02-1
312.40 Boiler Plant Eq-BBCM | Coal Ops | 1 | 49291 | 18211.4679 | 2020-12-01 | BIG BEND COMMON | Unloaders-B65-S | Trolley / Monorail | 87650 | BUCKET TROLLEY ASSEMBLY ; CLAM SHELL UNLOADER ; CLAM SHELL BUCKET TROLLY ASSY. | 1982-06-15 | J92
312.40 Boiler Plant Eq-BBCM | Coal Ops | 12 | 319108 | 117900.3286 | 2020-12-01 | BIG BEND COMMON | Unloaders-B65-S | Truck Assembly | 87666 | TRAVEL GANTRY TRUCKS ; CLAM SHELL UNLOADER ; 8EA, TRUCK ASSEMBLIES, 4 EACH DRIVEN & 4 EACH NON DRIVEN. $182,173.00. 4EA, TRUCK GEAR REDUCER DRIVE ASSEMBLIES W/O MOTORS.$136,935.00 | 1982-06-15 | J92
312.40 Boiler Plant Eq-BBCM | Coal Ops | 1 | 14065.39 | 4061.3743 | 2020-12-01 | BIG BEND COMMON | Equipment-B26-S | Truck Assembly | 89436 | TRAVEL TRUCKS ; EQUIPMENT ; 8 20 HP BRAKE MOTORS FROM TECO STEVEDORING SEP-01 | 1997-12-15 | TSP
312.40 Boiler Plant Eq-BBCM | Coal Ops | 1 | 943.2 | 265.7261 | 2020-12-01 | BIG BEND COMMON | Equipment-B26-S | Truck Assembly | 89437 | TRAVEL TRUCKS ; EQUIPMENT ; 8 20 BRAKE MOTORS COUPLINGS FROM TECO STEVEDORING SEP-01 | 1998-01-15 | TSP
312.40 Boiler Plant Eq-BBCM | Coal Ops | 1 | 15856400.98 | 1856231.9592 | 2020-12-01 | BIG BEND COMMON | Unloaders-B65-S | Unloading / Loading Assembly | 88370891 | NORTH TRAVELING BUCKET WHEEL STACKER | 2014-02-28 | B2812-2011
312.40 Boiler Plant Eq-BBCM | Coal Ops | 1 | 10883.2 | 3142.5186 | 2020-12-01 | BIG BEND COMMON | Equipment-B26-S | Unloading / Loading Assembly | 116117 | CRANE ; EQUIPMENT ; CSU BUCKETS - 20 NEW, 4 REPAIR FROM TECO STEVEDORING SEP-01 | 1997-04-15 | TSP
312.40 Boiler Plant Eq-BBCM | Coal Ops | 1 | 6980.61 | 479.4284 | 2020-12-01 | BIG BEND COMMON | Unloaders-B65-S | Unloading / Loading Assembly | 208927968 | PECO ROLLERS REPL IMPACT ROLLERS | 2017-12-15 | A2653421
312.40 Boiler Plant Eq-BBCM | Coal Ops | 16 | 69918.18 | 11054.1097 | 2020-12-01 | BIG BEND COMMON | Fly Ash Handling-C20-S | Valves - 10" & larger | 35306636 | Install 5 pnuematic actuators and 11 AOVs onto appropriate transport lines leading to fly ash silo's 1 and 2. | 2011-12-31 | A7031-2011
312.40 Boiler Plant Eq-BBCM | Coal Ops | 7 | 66149.18 | 10458.2284 | 2020-12-01 | BIG BEND COMMON | Dewatering-C10-S | Valves - 10" & larger | 28267235 | Dewatering binds overflow pumps discharge valves replace. 5 ea 16" butterfly valves and 2 ea 16" check valves | 2011-03-15 | A7023-2011
312.40 Boiler Plant Eq-BBCM | Coal Ops | 1 | 43538.27 | 6883.4288 | 2020-12-01 | BIG BEND COMMON | Absorber-C01-S | Valves - 10" & larger | 27332970 | FGD D3 ABSORBER PUMP SUCTION VALVE | 2011-01-31 | A7569-2010
312.40 Boiler Plant Eq-BBCM | Coal Ops | 2 | 38748.42 | 4536.0896 | 2020-12-01 | BIG BEND COMMON | Fly Ash Handling-C20-S | Valves - 10" & larger | 89712080 | BB1 silo 1 10" isolation valves replaced | 2014-12-31 | A2516212
312.40 Boiler Plant Eq-BBCM | Coal Ops | 1 | 37942.12 | 5506.6431 | 2020-12-01 | BIG BEND COMMON | Dewatering-C10-S | Valves - 10" & larger | 32622928 | FGD A & B vat drain block valve replaced with 2 new 12" manual knife gate valves | 2012-06-30 | A7571-2012
312.40 Boiler Plant Eq-BBCM | Coal Ops | 1 | 35966.58 | 6551.7308 | 2020-12-01 | BIG BEND COMMON | Absorber-C01-S | Valves - 10" & larger | 25801570 | Installed FGD "D2" Absorber pump suction valve, a hydraulically operated 30" knife gate valve | 2009-11-01 | A7736-2009
312.40 Boiler Plant Eq-BBCM | Coal Ops | 1 | 33593.97 | 5725.3595 | 2020-12-01 | BIG BEND COMMON | Dewatering-C10-S | Valves - 10" & larger | 26904148 | BB FGD backup dewatering tank 12" valves replaced | 2010-11-30 | A7548-2010
312.40 Boiler Plant Eq-BBCM | Coal Ops | 1 | 31153.45 | 4521.3849 | 2020-12-01 | BIG BEND COMMON | Quencher-C30-S | Valves - 10" & larger | 35306341 | BB FGD B1 Quencher pump 20" air operated knife gate discharge valve repalced | 2012-06-30 | A7514-2012
312.40 Boiler Plant Eq-BBCM | Coal Ops | 1 | 24507.74 | 2869.0023 | 2020-12-01 | BIG BEND COMMON | Dewatering-C10-S | Valves - 10" & larger | 53532854 | BB FGD B Filtrate bell valve replaced with an air operated knife gate valve | 2014-07-31 | A2470612
312.40 Boiler Plant Eq-BBCM | Coal Ops | 4 | 24213.19 | 4410.7142 | 2020-12-01 | BIG BEND COMMON | Dewatering-C10-S | Valves - 10" & larger | 25857240 | Installed (4) Hydroclone Valves overflow valves on the FGD's 1,2,3,&4. These are air operated 10" knife gate valves. | 2009-12-31 | A7735-2009
312.40 Boiler Plant Eq-BBCM | Coal Ops | 2 | 22419.42 | 3253.7914 | 2020-12-01 | BIG BEND COMMON | Dewatering-C10-S | Valves - 10" & larger | 36388237 | Install new 10" air operated knife gate valves in the 3A and 3B flitrate tanks overflow line | 2012-06-30 | A7573-2012
312.40 Boiler Plant Eq-BBCM | Coal Ops | 1 | 19599.47 | 2294.4149 | 2020-12-01 | BIG BEND COMMON | Ponds & Storage Areas-A21-S | Valves - 10" & larger | 43315875 | BBC gravity drain line 24" hydraulic isolation valve replaced between the settling poind unit gravity draining to the north recycle pond | 2014-02-28 | A2444794
312.40 Boiler Plant Eq-BBCM | Coal Ops | 1 | 19580.23 | 4909.6998 | 2020-12-01 | BIG BEND COMMON | Boiler Valves-B11-S | Valves - 10" & larger | 119888 | VALVES 10" AND LARGER ; BOILER VALVES ; BB BACKFLOW PREVENTION VALVE. INSTALLED TO CONTROL BACKFLOW FROM BOILER AREA..CARBON STEEL CONSTRUCTION. 06/10/03 RJB | 2002-03-15 | A7012-2008
312.40 Boiler Plant Eq-BBCM | Coal Ops | 1 | 16050.12 | 502.419 | 2020-12-01 | BIG BEND COMMON | Quencher-C30-S | Valves - 10" & larger | 319365276 | Replaced Suction Valve at 3B Return Water Pump | 2019-07-16 | A2706871
312.40 Boiler Plant Eq-BBCM | Coal Ops | 1 | 14951.04 | 1281.9526 | 2020-12-01 | BIG BEND COMMON | Dewatering-C10-S | Valves - 10" & larger | 123991180 | BBC B Dewatering bin isolation SOV #9 10" knife gate valve replaced from the #2 settling basins to the B bin | 2016-06-16 | A2592415
312.40 Boiler Plant Eq-BBCM | Coal Ops | 1 | 14799.8 | 1016.4506 | 2020-12-01 | BIG BEND COMMON | Dewatering-C10-S | Valves - 10" & larger | 125266559 | BB FGD C REAGENT FEED TANK C1 SUCTION VALVE KNIFE GATE VALVE | 2017-01-17 | A2622475
312.40 Boiler Plant Eq-BBCM | Coal Ops | 1 | 13773.22 | 1402.7392 | 2020-12-01 | BIG BEND COMMON | Dewatering-C10-S | Valves - 10" & larger | 53532841 | BB FGD A Filtrate bell 10" gate valve replaced with an air operated knife gate valve | 2015-03-30 | A2470611
312.40 Boiler Plant Eq-BBCM | Coal Ops | 1 | 12923.28 | 1512.8657 | 2020-12-01 | BIG BEND COMMON | Water Systems-C49-S | Valves - 10" & larger | 43103472 | BB FGD 4B return water pump discharge 10" air operated knife gate valve replaced | 2014-01-22 | A2407437
312.40 Boiler Plant Eq-BBCM | Coal Ops | 1 | 10516.99 | 2145.5722 | 2020-12-01 | BIG BEND COMMON | Quencher-C30-S | Valves - 10" & larger | 24917484 | A1 QUENCHER PUMP DISCHARGE VALVE 10 INCH | 2007-12-15 | A7716-2007
312.40 Boiler Plant Eq-BBCM | Coal Ops | 1 | 8075.22 | 1171.9786 | 2020-12-01 | BIG BEND COMMON | Oxidation-C27-S | Valves - 10" & larger | 32622918 | FGD A1 compressor blowoff valve replaced with a 12" air operated butterfly valve | 2012-06-30 | A7537-2012
312.40 Boiler Plant Eq-BBCM | Coal Ops | 1 | 4942.14 | 339.4263 | 2020-12-01 | BIG BEND COMMON | Byproduct-C06-S | Valves - 10" & larger | 123218621 | BB FGD 3B RETURN WP DISCHARGE VALVE REPLACEMENT | 2017-01-16 | A2619975
312.40 Boiler Plant Eq-BBCM | Coal Ops | 1 | 4926.2 | 839.5633 | 2020-12-01 | BIG BEND COMMON | Quencher-C30-S | Valves - 10" & larger | 27173822 | FGD C&D Quencher Oxidation Air Valve 16" installed | 2010-11-30 | A7540-2010
312.40 Boiler Plant Eq-BBCM | Coal Ops | 1 | 4688.35 | 477.4869 | 2020-12-01 | BIG BEND COMMON | Dewatering-C10-S | Valves - 10" & larger | 60404260 | BBC B Dewatering bin isolation SOV #9 10" knife gate valve replaced from the #2 (replaced) and #3 settling basins to the B bin | 2015-07-30 | A2550252
312.40 Boiler Plant Eq-BBCM | Coal Ops | 1 | 3523.37 | 302.1056 | 2020-12-01 | BIG BEND COMMON | Water Systems-C49-S | Valves - 10" & larger | 99951003 | FGD3&4 4B Return water pump isolation 10" manaual knife gate valve replaced. | 2016-04-18 | A2588353
312.40 Boiler Plant Eq-BBCM | Coal Ops | 3 | 2145.44 | 774.0959 | 2020-12-01 | BIG BEND COMMON | Fire Protection-A12-S | Valves - 10" & larger | 89693 | VALVES - 10" & LARGER ; COAL YARD FIRE PROTECTION SYSTEM ; 6" KEYSTONE BUTTERFLY VALVES MODEL #129/086 (VVF-017-A) -- 1 EA TO T-3 TRANSFER BUILDING; 1 EA TO T-6 SC REEN HOUSE BUILDING; 1 EA TO T-7 CR USHER BUILDING | 1984-08-15 | K3400
312.40 Boiler Plant Eq-BBCM | Coal Ops | 0 | 2081.41 | 142.9513 | 2020-12-01 | BIG BEND COMMON | Dewatering-C10-S | Valves - 10" & larger | 140486087 | BB A #12 10" KNIFE GATE VALVE | 2017-05-02 | A2591384
312.40 Boiler Plant Eq-BBCM | Coal Ops | 2 | 1435.01 | 497.6605 | 2020-12-01 | BIG BEND COMMON | Fire Protection-A12-S | Valves - 10" & larger | 90934 | VALVES - 10" & LARGER ; COAL CONVEYOR FIRE PROTECTION SYST. ; 6" DIA. BUTTERFLY VALVES. WAFER TYPE VALVE SUPPLIED ON PO 36227. | 1987-03-15 | J2677
312.40 Boiler Plant Eq-BBCM | Nat Gas Ops | 2 | 142601.83 | 22545.442 | 2020-12-01 | BIG BEND COMMON | Absorber-C01-S | Valves - 10" & larger | 38293335 | BB3 A & B quencher pump suction valves replaced | 2011-12-31 | B2729-2011
312.40 Boiler Plant Eq-BBCM | Nat Gas Ops | 2 | 128961.97 | 20388.9713 | 2020-12-01 | BIG BEND COMMON | Quencher-C30-S | Valves - 10" & larger | 38293350 | BB3 A & B absorber pump suction valves repalced. | 2011-12-31 | B2729-2011
312.40 Boiler Plant Eq-BBCM | Nat Gas Ops | 1 | 19799.44 | 1359.8259 | 2020-12-01 | BIG BEND COMMON | Recirculation-C32-S | Valves - 10" & larger | 138857941 | 24-inch gate Suction valve for the North 5000 GPM pump: resides between North and South recycle ponds | 2017-03-07 | A2624527
312.40 Boiler Plant Eq-BBCM | Nat Gas Ops | 8 | 17549.4 | 5410.867 | 2020-12-01 | BIG BEND COMMON | Slag / Bottom Ash Handling-C37-S | Valves - 10" & larger | 124415 | VALVES - 10" & LARGER ; LOW PRESSURE SALT WATER SYSTEM ; 10" GATE VALVES INSTALLED IN CONJUNTION WITH THE BB SLAG POND CONVERSION PROJECT 10 EA. 10/18/96 RJB | 1994-04-15 | B0176
312.40 Boiler Plant Eq-BBCM | Nat Gas Ops | 1 | 13913.96 | 1829.3126 | 2020-12-01 | BIG BEND COMMON | Recycle Water-A25-S | Valves - 10" & larger | 41653566 | BBC C return water pump discharge valve replaced, 20" Air operated discharge vavle (AOV) #86. | 2013-12-30 | A2443507
312.40 Boiler Plant Eq-BBCM | Nat Gas Ops | 1 | 12507.8 | 4145.076 | 2020-12-01 | BIG BEND COMMON | Boiler Valves-B11-S | Valves - 10" & larger | 96983 | CHECK VALVES - 10" & LARGER ; BOILER VALVES ; CHECK VALVES - 10" & LARGER VALVE, BUTTERFLY 12 IN SERIE S AAM GEARED W/HANDWHEEL STOCK #6232348 | 1990-06-15 | A7505-2007
312.40 Boiler Plant Eq-BBCM | Nat Gas Ops | 1 | 7172.5 | 2071.0558 | 2020-12-01 | BIG BEND COMMON | Slag / Bottom Ash Handling-C37-S | Valves - 10" & larger | 99091 | VALVES - 10" & LARGER ; SLAG / BOTTOM ASH HANDLING SYSTEM ; REPLACE SLUICE HEADER 10" GATE VALVE. 07/10/97 RJB | 1997-04-15 | A7036-2007
312.40 Boiler Plant Eq-BBCM | Nat Gas Ops | 1 | 7040 | 483.5073 | 2020-12-01 | BIG BEND COMMON | Recycle Water-A25-S | Valves - 10" & larger | 164465007 | BBC recycle water header isolation valve in pipe trench east side of #3 FA silo replaced | 2017-04-12 | A2623629
312.40 Boiler Plant Eq-BBCM | Nat Gas Ops | 2 | 5978.01 | 512.5747 | 2020-12-01 | BIG BEND COMMON | Dewatering-C10-S | Valves - 10" & larger | 92794751 | Valves - 10" & larger | 2016-02-26 | A2581169
312.40 Boiler Plant Eq-BBCM | Nat Gas Ops | 1 | 5927.38 | 860.2568 | 2020-12-01 | BIG BEND COMMON | Slag / Bottom Ash Handling-C37-S | Valves - 10" & larger | 36382135 | Low pressure salt water tie 10" valve between #1 and #2 units replaced | 2012-12-07 | A2386482
312.40 Boiler Plant Eq-BBCM | Nat Gas Ops | 1 | 3844.98 | 120.3599 | 2020-12-01 | BIG BEND COMMON | Waste Water Treatment-A38-S | Valves - 10" & larger | 319119314 | Valves - 10" & larger | 2019-11-15 | A2672168
312.40 Boiler Plant Eq-BBCM | Nat Gas Ops | 2 | 3093.41 | 1102.1271 | 2020-12-01 | BIG BEND COMMON | Service Water-A28-S | Valves - 10" & larger | 87580 | VALVES - 10" & LARGER ; SERVICE WATER SYSTEM ; 8" GATE VALVES (VGF-012-D) DWL NO. 349-FP-2-XT-B | 1985-06-15 | F8476
312.40 Boiler Plant Eq-BBCM | Nat Gas Ops | 2 | 1370.08 | 488.1352 | 2020-12-01 | BIG BEND COMMON | Service Water-A28-S | Valves - 10" & larger | 87581 | VALVES - 10" & LARGER ; SERVICE WATER SYSTEM ; 6" GATE VALVE DWG 349-FP-21XU-A 6" BUTTERFLY VALVE DWG 349-FP-21XU- A. | 1985-06-15 | F8476
312.40 Boiler Plant Eq-BBCM | Nat Gas Ops | 4 | 166904.45 | 26387.702 | 2020-12-01 | BIG BEND COMMON | Dewatering-C10-S | Valves - 10" & larger | 35306402 | BB4 C&D absorber/Quencher pump suction valves replaced. | 2011-10-01 | B2730-2011
312.40 Boiler Plant Eq-BBCM | Coal Ops | 1 | 15587.89 | 4500.9954 | 2020-12-01 | BIG BEND COMMON | Conveyor - Coal Handling-B16-S | W CONVEYOR | 125332 | BELT ; "W" CONVEYOR ; REPLACE APPROX. 555 FT OF BELTING ON W1 CONVEYOR 04/16/98 RJB | 1997-05-15 | A7013-2008
312.40 Boiler Plant Eq-BBCM | Coal Ops | 1 | 99920.26 | 15797.4581 | 2020-12-01 | BIG BEND COMMON | Limestone-C25-S | Weighfeeder | 27771130 | FGD B Limestone weight feeder belt system including all steel frame work, inlet and discharge chutes and electrical and controls replaced | 2011-01-15 | A7564-2010
312.40 Boiler Plant Eq-BBCM | Coal Ops | 1 | 141821.57 | 28933.0327 | 2020-12-01 | BIG BEND COMMON | Conveyor - Coal Handling-B16-S | Weighing Device | 192353 | WEIGHTING DEVICE ; CONVEYOR-COAL HANDLING ; "E" CONVEYOR BELT SCALE WEIGHTOMETER, 72" WIDE BELT SCALE LABOR AND MATERIALS WHA 3/17/08 | 2007-06-15 | A7014-2007
312.40 Boiler Plant Eq-BBCM | Coal Ops | 1 | 84474.13 | 17233.5757 | 2020-12-01 | BIG BEND COMMON | Conveyor - Coal Handling-B16-S | Weighing Device | 25063761 | BBC L1/L2 Belt Scale weightometer replaced | 2007-06-01 | A7015-2007
312.40 Boiler Plant Eq-BBCM | Coal Ops | 1 | 17712 | 6954.7013 | 2020-12-01 | BIG BEND COMMON | Conveyor - Coal Handling-B16-S | Weighing Device | 114564 | WEIGHING DEVICE ; "L" CONVEYOR ; WEIGHTING DEVICE-54 INCH MERRICK, MOD. E310 COMPLETE | 1976-06-15 | C54,G
312.40 Boiler Plant Eq-BBCM | Nat Gas Ops | 1 | 25253 | 7627.2391 | 2020-12-01 | BIG BEND COMMON | Equipment-B26-S | Welding Grid / Welding Machine | 89438 | EQUIPMENT ; EPUIPMENT ; PIRANHA P-90 HYD. IRONWORKER FROM TECO STEVEDORING SEP-01 | 1995-08-15 | TSP
312.40 Boiler Plant Eq-BBCM | Coal Ops | 1 | 12960 | 4788.3107 | 2020-12-01 | BIG BEND COMMON | Unloaders-B65-S | Wire & Cable | 87652 | POWER CABLING ; CLAM SHELL UNLOADER ; MACHINERY POWER CABLING. | 1982-06-15 | J92
312.40 Boiler Plant Eq-BBCM | Coal Ops | 1 | 2403.32 | 281.345 | 2020-12-01 | BIG BEND COMMON | Waste Water Treatment-A38-S | Wire & Cable | 42816226 | BB FGD WWT new electrical for the polymer pump at the ECAT feed tank installed | 2014-01-31 | A2451414
314.40 Turbogenerator Units-BBCM | Nat Gas Ops | 1 | 213996.99 | 142547.2192 | 2020-12-01 | BIG BEND COMMON | Lube Oil / Conditioning-D10-S | Centrifuge | 87642 | CENTRIFUGE ; LUBE OIL CONDITIONING SYSTEM ; LUB OIL COND, DELAVAL CENTRIFUGE TYPE UNIT COMP W/PUMPS,VALVES, INTEGRAL PIPING & CONTROL PANEL. | 1982-06-15 | K44
314.40 Turbogenerator Units-BBCM | Coal Ops | 1 | 1819.65 | 1050.65 | 2020-12-01 | BIG BEND COMMON | Cooling Tower-D19-S | Control System | 191316 | CONTROL SYSTEMS ; COOLING TOWER ; TRANSMITTER F/BB1, 2 & 3 COOLING TOWER MAKE UP WATER FLOW 3/12/94 FSK | 1992-03-15 | A7569
314.40 Turbogenerator Units-BBCM | Coal Ops | 1 | 40274.48 | 13226.9798 | 2020-12-01 | BIG BEND COMMON | Absorber-C01-S | Control Valve | 26904143 | BB FGD 1&2 tower demister wash water control valves installed | 2009-12-31 | A7739-2009
314.40 Turbogenerator Units-BBCM | Nat Gas Ops | 2 | 12040.23 | 679.511 | 2020-12-01 | BIG BEND COMMON | Fire Protection / Detection-D13-S | Control Valve | 319119383 | BBC North and South LP fire valves at golf cart bridge | 2019-11-15 | A2705019
314.40 Turbogenerator Units-BBCM | Nat Gas Ops | 1 | 29271.72 | 13666.5387 | 2020-12-01 | BIG BEND COMMON | Screenwell-D22-S | Crane or Lifting Eqp | 106573 | BRIDGE CRANE STRUCTURE ; SCREENWELL CRANE ; BB #1 SCREENWELL CRANE RAIL CLAMPS ADDITION. INSTALL TRUCK MOUNTED RAIL CLAMPS ON SCREENWELL. 06/08/04 RJB | 2001-12-15 | A7725-2008
314.40 Turbogenerator Units-BBCM | Nat Gas Ops | 1 | 28380.27 | 13250.3337 | 2020-12-01 | BIG BEND COMMON | Screenwell-D22-S | Crane or Lifting Eqp | 106574 | BRIDGE CRANE STRUCTURE ; SCREENWELL CRANE ; BB #2 SCREENWELL CRANE RAIL CLAMPS ADDITION. INSTALL TRUCK MOUNTED RAIL CLAMPS ON SCREENWELL. 06/09/04 RJB | 2001-12-15 | A7726-2008
314.40 Turbogenerator Units-BBCM | Nat Gas Ops | 1 | 13770.61 | 777.1679 | 2020-12-01 | BIG BEND COMMON | Screenwell-D22-S | Crane or Lifting Eqp | 300602222 | BB COARSE MESH SCREEN LIFTING BEAM | 2019-01-29 | A2691907
314.40 Turbogenerator Units-BBCM | Nat Gas Ops | 1 | 42492.92 | 5261.6365 | 2020-12-01 | BIG BEND COMMON | Screenwell-D22-S | Debris Barrier | 132200592 | REPL 250 FT OF 2" STAINLESS STEEL TRASH BARRIER SCREEN THAT GOES BELOW THE WATERLINE AT BB 3 AND 4 WATERFRONT | 2017-01-16 | A2619010
314.40 Turbogenerator Units-BBCM | Coal Ops | 1 | 2558.64 | 669.49 | 2020-12-01 | BIG BEND COMMON | Cooling Tower-D19-S | Fan | 42501345 | Fan | 2012-07-07 | CRR-02116
314.40 Turbogenerator Units-BBCM | Nat Gas Ops | 1 | 23360.44 | 15196.1498 | 2020-12-01 | BIG BEND COMMON | Cooling Tower-D19-S | Fan | 190037 | FANS ; COOLING TOWER ; COOLING TWR VAR SPEED PROGRAMMABLE CONTROLLERS FOR BB1, 2, & 3 FAN MOTORS TO CONSERVE ENERGY IN COLD WEATHER | 1984-06-15 | A7047-2007
314.40 Turbogenerator Units-BBCM | Nat Gas Ops | 0 | 4177.95 | 2683.6812 | 2020-12-01 | BIG BEND COMMON | Cooling Tower-D19-S | Fan | 190041 | FANS ; COOLING TOWER ; ADDITIONAL CHARGES TO COOLING TOWER FAN SPEED CONTROLLER. ALLEN BRADLEY TIMERS (6EA) AND G.E. AUX RELAY (4EA). | 1985-06-15 | A7047-2007
314.40 Turbogenerator Units-BBCM | Nat Gas Ops | 1 | 12705.71 | 8054.5201 | 2020-12-01 | BIG BEND COMMON | Chlorine-D23-S | Feeder | 190543 | FEEDER ; CHLORINATION SYSTEM ; CHLORINATOR COMPLETE WITH 4 IN EJECTOR ASSY CAPACITY 10000 PPD LESS 4-20 MA DC ACTUATOR FISCHER-PORTER CO PO#35247 | 1986-06-15 | A7080
314.40 Turbogenerator Units-BBCM | Nat Gas Ops | 1 | 10065.43 | 6465.4689 | 2020-12-01 | BIG BEND COMMON | Chlorine-D23-S | Feeder | 191151 | FEEDER ; CHLORINATION SYSTEM ; CHLORINE DISPENSER(FEEDER) COMPLETE WITH 4" EJECTOR ASSY., CAPACITY 10,000 PPD LESS 4-20 MADC VALVE ACTUATOR. S/N 8410A0399 | 1985-06-15 | A7037
314.40 Turbogenerator Units-BBCM | Nat Gas Ops | 1 | 135453.1 | 16772.323 | 2020-12-01 | BIG BEND COMMON | Screenwell-D22-S | Filter / Strainer | 287154559 | ORGANISM PIPING SYSTEM LINER OGANISM RETURN PIPING | 2017-11-08 | A2638894
314.40 Turbogenerator Units-BBCM | Nat Gas Ops | 1 | 8743.51 | 2072.5107 | 2020-12-01 | BIG BEND COMMON | Fire Protection / Detection-D13-S | Fire Detection & Actuation | 41051571 | BBC BB1 & 2CO2 fire suppression annunciator (low voltage, solid state LED annunciator) installed onthe turbine deck outside the control room. | 2013-11-05 | A2419611
314.40 Turbogenerator Units-BBCM | Nat Gas Ops | 1 | 790013.1 | 332235.6562 | 2020-12-01 | BIG BEND COMMON | Fire Protection / Detection-D13-S | Fire Protection System - Water | 107677 | WATER SYSTEM ; FIRE PROTECTION ; BIG BEND UNDERDECK FIRE PROTECTION SYTEM. INCLUDES AUTOMATIC SPRINKLER SYSTEM TO PROVIDE PROTECTION FRO THE AREA BENEATH THE STEAM TURBINES. INCLUDES ALL PIPING, VALVES, SPRINKLERS AND RELATED CONTROLS. 10/22/04 RJB | 2004-09-15 | B8677
314.40 Turbogenerator Units-BBCM | Nat Gas Ops | 1 | 15328.26 | 3235.1488 | 2020-12-01 | BIG BEND COMMON | Sluice-C38-S | Lighting System | 46000434 | BBC Ash sluice house lighting installed in poorly lit areas | 2014-11-11 | A2460471
314.40 Turbogenerator Units-BBCM | Nat Gas Ops | 2 | 4370.33 | 2652.96 | 2020-12-01 | BIG BEND COMMON | Other Equipment / Insulation-D05-S | Lighting System | 190715 | SHEET PILING ; THERMAL DILUTION SYSTEM ; SHEETPILE WALL LIGHTING. ML-155 MAX LUMINA MARINE LANTERN, 155 MM CLEAR LENS. TF-3B MICRO POWER FLASH FLASHER/LAMP CHANGER.FITTED WITH SIX 12 VOLT .55 AMP LAMPS. | 1989-12-15 | A7018-2008
314.40 Turbogenerator Units-BBCM | Nat Gas Ops | 1 | 36191.94 | 7638.5912 | 2020-12-01 | BIG BEND COMMON | Screenwell-D22-S | Piping - Under 6" | 45398125 | BB FMS wash flushing header and piping with upgraded materials on all six traveling water screens | 2014-07-14 | A2432510
314.40 Turbogenerator Units-BBCM | Nat Gas Ops | 1 | 2935012.87 | 2131978.7031 | 2020-12-01 | BIG BEND COMMON | Other Equipment / Insulation-D05-S | Piping 6" & larger | 189838 | SHEET PILING ; THERMAL DILUTION SYSTEM ; SHEET PILLING, 4100 L.F. | 1973-06-15 | C66-2008
314.40 Turbogenerator Units-BBCM | Nat Gas Ops | 1 | 48255.26 | 32143.691 | 2020-12-01 | BIG BEND COMMON | Lube Oil / Conditioning-D10-S | Piping 6" & larger | 87643 | PIPING UNDER 6" INCLUDING VALVES ; TURBINE LUBE OIL SYSTEM ; LUBE OIL COND, PIPING SMALL BORE. | 1982-06-15 | K44
314.40 Turbogenerator Units-BBCM | Nat Gas Ops | 5 | 156636.02 | 37128.0906 | 2020-12-01 | BIG BEND COMMON | Stack-B56-S | Platform & Ladder | 45487851 | One stack port installed at level finve for the PM CEM's and 4 stack posrts will be on stack CS0W1 at level six approx 60" above the exisiting test platform | 2013-05-30 | A2410084
314.40 Turbogenerator Units-BBCM | Nat Gas Ops | 1 | 5005 | 1426.6308 | 2020-12-01 | BIG BEND COMMON | Lube Oil / Conditioning-D10-S | Platform & Ladder | 28267548 | BBC oil valve platform installed, to access valves which direct flow of oil to lube oil conditioner | 2011-10-30 | A7033-2011
314.40 Turbogenerator Units-BBCM | Coal Ops | 1 | 25377.97 | 7797.8003 | 2020-12-01 | BIG BEND COMMON | Cooling Tower-D19-S | Probe | 26925235 | BBC cooling towers vibration probes added to monitor vibration levels on ooling towers safely and accurately | 2010-08-30 | A7056-2009
314.40 Turbogenerator Units-BBCM | Nat Gas Ops | 1 | 11085.55 | 215.36 | 2020-12-01 | BIG BEND COMMON | Control / Monitoring Devices-E06-S | Probe | 335665494 | BB1 Flume Outlet Canal Temerature Probe installed | 2020-03-31 | A2730705
314.40 Turbogenerator Units-BBCM | Coal Ops | 1 | 28606.6 | 1614.4624 | 2020-12-01 | BIG BEND COMMON | Vacuum Priming-D16-S | Pump - Complete | 319365264 | BBC #2 vacuum priming system pump replaced. | 2019-08-20 | A2703678
314.40 Turbogenerator Units-BBCM | Nat Gas Ops | 1 | 200415.62 | 57126.6908 | 2020-12-01 | BIG BEND COMMON | Screenwell-D22-S | Pump - Complete | 27809656 | #2 Coarse Mesh screen wash pumps replaced in the #2 screenwell area | 2011-02-28 | A7019-2010
314.40 Turbogenerator Units-BBCM | Nat Gas Ops | 2 | 197283.85 | 60618.7201 | 2020-12-01 | BIG BEND COMMON | Screenwell-D22-S | Pump - Complete | 27771099 | #1 screen wash pumps replaced. Coarse mesh screen wash pumps #1, 2, & 3 (#2 retired) | 2010-12-31 | A7013-2010
314.40 Turbogenerator Units-BBCM | Nat Gas Ops | 1 | 13150.63 | 6139.8371 | 2020-12-01 | BIG BEND COMMON | Vacuum Priming-D16-S | Pump - Complete | 106032 | PUMP ; VACUUM PRIMING SYSTEM ; BB VACUUM PRIMING PUMP #5 PUMP LOCATED IN THE TURBINE AREA. 06/23/03 RJB | 2001-02-15 | A7018-2008
314.40 Turbogenerator Units-BBCM | Nat Gas Ops | 1 | 11765.96 | 5137.5122 | 2020-12-01 | BIG BEND COMMON | Screenwell-D22-S | Pump - Complete | 106404 | PUMP ; SCREENWELL ; BB COARSE MESH SCREEN PUMP #4 PUMP GOES WITH THE TRAVELLING SCREEN WASH SYSTEM 04/19/04 RJB | 2003-05-15 | A7067-2007
314.40 Turbogenerator Units-BBCM | Nat Gas Ops | 1 | 11765.95 | 5137.5078 | 2020-12-01 | BIG BEND COMMON | Screenwell-D22-S | Pump - Complete | 106355 | PUMP ; SCREENWELL ; BB 4C HP WASH PUMP FOR THE FINE MESH SCREEN SYSTEM GOES WITH THE TRAVELLING SCREEN WASH SYSTEM 04/19/04 RJB | 2003-05-15 | A7067-2007
314.40 Turbogenerator Units-BBCM | Coal Ops | 1 | 5421.02 | 2188.68 | 2020-12-01 | BIG BEND COMMON | HP Turbine-D02-S | Rotating Blade Row | 113195 | ROTATING BLADE ROW ; HP TURBINE ; TURBINE RELATED EQP. BB FGD RELATED EQP. LABOR AND MATERIALS. 07/26/07 WHA | 2005-07-15 | A7511-2008
314.40 Turbogenerator Units-BBCM | Nat Gas Ops | 1 | 379290.2 | 116543.176 | 2020-12-01 | BIG BEND COMMON | Screenwell-D22-S | Screen | 26903830 | 4B Fine mesh travelling water screen (4CWS-FMSBS dual flow fine mesh continuousley traveling water screen) | 2010-10-27 | B2113-2009
314.40 Turbogenerator Units-BBCM | Nat Gas Ops | 1 | 364613.54 | 20577.5886 | 2020-12-01 | BIG BEND COMMON | Screenwell-D22-S | Screen | 319258387 | 3A Fine mesh travelling water screen (3CWS-FMSAS dual flow fine mesh continuousley traveling water screen) | 2019-11-18 | A2705582
314.40 Turbogenerator Units-BBCM | Nat Gas Ops | 1 | 363406.74 | 111662.7207 | 2020-12-01 | BIG BEND COMMON | Screenwell-D22-S | Screen | 26903835 | 4C Fine mesh travelling water screen (4CWS-FMSCS dual flow fine mesh continuousley traveling water screen) | 2010-10-27 | B2117-2009
314.40 Turbogenerator Units-BBCM | Nat Gas Ops | 1 | 359818.13 | 110560.061 | 2020-12-01 | BIG BEND COMMON | Screenwell-D22-S | Screen | 26903840 | 4A Fine mesh travelling water screen (4CWS-FMSAS dual flow fine mesh continuousley traveling water screen) | 2010-10-27 | B2114-2009
314.40 Turbogenerator Units-BBCM | Nat Gas Ops | 1 | 359203.63 | 110371.2458 | 2020-12-01 | BIG BEND COMMON | Screenwell-D22-S | Screen | 26903845 | 3B Fine mesh travelling water screen (3CWS-FMSBS dual flow fine mesh continuousley traveling water screen) | 2010-10-27 | B2115-2009
314.40 Turbogenerator Units-BBCM | Nat Gas Ops | 1 | 345802.88 | 106253.6441 | 2020-12-01 | BIG BEND COMMON | Screenwell-D22-S | Screen | 26903850 | 3C Fine mesh travelling water screen (3CWS-FMSCS dual flow fine mesh continuousley traveling water screen) | 2010-10-27 | B2116-2009
314.40 Turbogenerator Units-BBCM | Nat Gas Ops | 1 | 275122.18 | 15526.9907 | 2020-12-01 | BIG BEND COMMON | Screenwell-D22-S | Screen | 319258394 | BB 3C Fine Mesh Traveling Screen upper and lower frames were replaced. | 2019-09-17 | A2707918
314.40 Turbogenerator Units-BBCM | Nat Gas Ops | 1 | 217893.94 | 33683.6751 | 2020-12-01 | BIG BEND COMMON | Circulating Water-D17-S | Screen | 140281096 | BBC Manatee deterrent screens install at all Discharge flumes to prevent Manatees from getting trapped in the flumes. They will be anchored to the seawall | 2016-05-26 | A2574114
314.40 Turbogenerator Units-BBCM | Nat Gas Ops | 1 | 171178.72 | 9660.7638 | 2020-12-01 | BIG BEND COMMON | Screenwell-D22-S | Screen | 316190725 | BB 4C Fine Mesh Traveling Screen Basket, chains, and rails replaced | 2019-10-09 | A2699961
314.40 Turbogenerator Units-BBCM | Nat Gas Ops | 1 | 52575.57 | 12462.2071 | 2020-12-01 | BIG BEND COMMON | Screenwell-D22-S | Screen | 38833049 | BB4 4C Fine mesh screen replaced | 2013-03-25 | A2419614
314.40 Turbogenerator Units-BBCM | Nat Gas Ops | 1 | 32988.97 | 3007.5001 | 2020-12-01 | BIG BEND COMMON | Screenwell-D22-S | Screen | 304786658 | BB 4B FINE MESH SCREEN SOUTH CHAIN DRIVE BEARING | 2018-10-23 | A2691908
314.40 Turbogenerator Units-BBCM | Nat Gas Ops | 1 | 406803.2 | 22958.6342 | 2020-12-01 | BIG BEND COMMON | Screenwell-D22-S | Screen House | 317641819 | BB4A Fine Mesh Screen both the upper and lower frames, head section and other major components replaced. | 2019-09-03 | A2691477
314.40 Turbogenerator Units-BBCM | Nat Gas Ops | 1 | 88132.24 | 20890.3532 | 2020-12-01 | BIG BEND COMMON | Screenwell-D22-S | Screen House | 41051564 | BBC 4C fine mesh screen panel and frame replaced. | 2013-04-25 | A2419610
314.40 Turbogenerator Units-BBCM | Nat Gas Ops | 1 | 10087.61 | 6307.25 | 2020-12-01 | BIG BEND COMMON | Vacuum Priming-D16-S | Tank | 190542 | TANK ; VACUUM PRIMING SYSTEM ; VACUUM PRIMING TANK , PRESSURE TANK, 100PSI 48" DIAMETER X 8'-0". TO ACT AS BACK UP TANK. | 1987-01-15 | A7079
314.40 Turbogenerator Units-BBCM | Coal Ops | 1 | 101863.94 | 46050.1896 | 2020-12-01 | BIG BEND COMMON | Cooling Tower-D19-S | Tower | 104927 | TOWER ; COOLING TOWER ; BB TURBINE ROOF A/C COOLING TOWER LOCATED ON THE ROOF OF THE TURBINE DECK ABOVE AND NORTH OF #2 CONTROL ROOM. 06/26/02 RJB | 2002-03-15 | B2078
314.40 Turbogenerator Units-BBCM | Nat Gas Ops | 1 | 12448.26 | 1924.3451 | 2020-12-01 | BIG BEND COMMON | Circulating Water-D17-S | Valves - 10" & larger | 106400352 | BB1A tunnel screen wash suction vlave replaced.. | 2016-04-17 | A2594662
314.40 Turbogenerator Units-BBCM | Nat Gas Ops | 1 | 205927.41 | 86601.6376 | 2020-12-01 | BIG BEND COMMON | Area Structures-A03-S | Walkway / Sidewalk | 112564 | WALKWAY ; AREA STRUCTURES ; WALKWAY FOR ORGANISM RETURN LINE. INCLUDES LABOR AND MATERIAL TO ADD WALKWAY AND SUPPORT FOR ORGANISM RETURN LINE. 05/19/06 RJB | 2004-12-15 | F0775
315.40 Accessory Electric Eq-BBCM | Coal Ops | 1 | 34108.77 | 7418.1933 | 2020-12-01 | BIG BEND COMMON | Control / Monitoring Devices-E06-S | Analyzer | 50387953 | FGD breakpoint chlorination Rosemont chlorine chemical analyzer installed | 2014-11-05 | A2415865
315.40 Accessory Electric Eq-BBCM | Coal Ops | 1 | 31201.55 | 6785.9125 | 2020-12-01 | BIG BEND COMMON | Control / Monitoring Devices-E06-S | Analyzer | 50387950 | FGD breakpoint chlorination Rosemont ammonia chemical analyzer installed | 2014-11-05 | A2415865
315.40 Accessory Electric Eq-BBCM | Coal Ops | 1 | 29930.34 | 6509.4416 | 2020-12-01 | BIG BEND COMMON | Control / Monitoring Devices-E06-S | Analyzer | 50387947 | FGD breakpoint chlorination Rosemont ammonia chemical analyzer installed | 2014-11-05 | A2415865
315.40 Accessory Electric Eq-BBCM | Coal Ops | 1 | 20810.26 | 3314.9912 | 2020-12-01 | BIG BEND COMMON | Control / Monitoring Devices-E06-S | Analyzer | 122703504 | BB FGD MOISTURE ANALYZERS | 2016-12-08 | A2618969
315.40 Accessory Electric Eq-BBCM | Nat Gas Ops | 3 | 136521.37 | 43226.1443 | 2020-12-01 | BIG BEND COMMON | Control / Monitoring Devices-E06-S | Analyzer | 27771125 | Conducitivity, silica and phosphate analyzers installed to optimize water/steam monitoring | 2010-12-31 | A7016-2010
315.40 Accessory Electric Eq-BBCM | Nat Gas Ops | 1 | 69117.16 | 23390.9154 | 2020-12-01 | BIG BEND COMMON | Control / Monitoring Devices-E06-S | Analyzer | 27771175 | Units 3 & 4 Hydrogen purity analyzers replaced with Yokogawa hydrogen gas denisty detectors/analyzers | 2009-12-31 | A7026-2009
315.40 Accessory Electric Eq-BBCM | Nat Gas Ops | 1 | 66503.22 | 22506.295 | 2020-12-01 | BIG BEND COMMON | Control / Monitoring Devices-E06-S | Analyzer | 25630111 | Thermogravimetric analyzer | 2009-12-31 | A7505-2009
315.40 Accessory Electric Eq-BBCM | Nat Gas Ops | 8 | 57095.58 | 22720.7196 | 2020-12-01 | BIG BEND COMMON | Control / Monitoring Devices-E06-S | Analyzer | 127138 | ANALYZER ; CONTROL/MONITORING DEVICE ; BB COMMON SODIUM ANALYZERS LABOR AND MATERIALS. QTY 8 04/17/07 RJB | 2006-12-15 | A7003-2008
315.40 Accessory Electric Eq-BBCM | Nat Gas Ops | 8 | 56344.67 | 23441.463 | 2020-12-01 | BIG BEND COMMON | Control / Monitoring Devices-E06-S | Analyzer | 112136 | ANALYZER ; CONTROL/MONITORING DEVICE ; 8 SODIUM ANALYZERS INCLUDES LABOR AND MATERIALS. 09/22/05 RJB | 2005-06-15 | A7051
315.40 Accessory Electric Eq-BBCM | Nat Gas Ops | 2 | 42129.83 | 7971.4188 | 2020-12-01 | BIG BEND COMMON | Control / Monitoring Devices-E06-S | Analyzer | 49639299 | Purchase 2 stationary SO2 moiiting systems, Nema4 sealed container, AC, analyzer, perm tube calibrator and blue tooth storage | 2015-01-07 | A2515713
315.40 Accessory Electric Eq-BBCM | Nat Gas Ops | 1 | 38170.16 | 15189.5033 | 2020-12-01 | BIG BEND COMMON | Control / Monitoring Devices-E06-S | Analyzer | 113047 | ANALYZER ; CONTROL/MONITORING DEVICE ; BB COMMON CONDUCTIVITY ANALYZERS LABOR AND MATERIALS. QTY 1 LOT 04/17/07 RJB | 2006-03-15 | A7011-2008
315.40 Accessory Electric Eq-BBCM | Nat Gas Ops | 1 | 31409.54 | 14631.99 | 2020-12-01 | BIG BEND COMMON | Station Equipment / Tools-E16-S | Analyzer | 125859 | ANALYZER ; ANALYZING EQP ; BB FUEL LAB SULPHUR DETERMINATOR. ANALYZER. 04/17/02 RJB | 2002-07-15 | A7172
315.40 Accessory Electric Eq-BBCM | Nat Gas Ops | 1 | 29438.5 | 5570.0821 | 2020-12-01 | BIG BEND COMMON | Control / Monitoring Devices-E06-S | Analyzer | 76060101 | BBC Niton XL2980GOLDD Alloy analyzer purchased | 2015-11-15 | A2565698
315.40 Accessory Electric Eq-BBCM | Nat Gas Ops | 1 | 28545.76 | 6208.3143 | 2020-12-01 | BIG BEND COMMON | Control / Monitoring Devices-E06-S | Analyzer | 43807399 | EH&S Air Service test trailer upgrade with new stainless steel monitoring and analyer equipment | 2014-03-18 | A2455935
315.40 Accessory Electric Eq-BBCM | Nat Gas Ops | 1 | 17550.05 | 3320.659 | 2020-12-01 | BIG BEND COMMON | Control / Monitoring Devices-E06-S | Analyzer | 82357718 | EHS air services servomex O2/CO2 combined analyzer replaced | 2015-04-30 | A2521657
315.40 Accessory Electric Eq-BBCM | Nat Gas Ops | 1 | 15941.01 | 3466.9527 | 2020-12-01 | BIG BEND COMMON | Demineralizer-B19-S | Analyzer | 49596598 | BBC Demineralizer sodium analyzer installed | 2014-12-31 | A2514355
315.40 Accessory Electric Eq-BBCM | Nat Gas Ops | 1 | 9006.82 | 1958.8608 | 2020-12-01 | BIG BEND COMMON | Control / Monitoring Devices-E06-S | Analyzer | 45702993 | EH&S lab services purchased a moisture analyzer for free and combined water and gypsum purity | 2014-03-31 | A2458933
315.40 Accessory Electric Eq-BBCM | Nat Gas Ops | 1 | 4565.27 | 992.8841 | 2020-12-01 | BIG BEND COMMON | Control / Monitoring Devices-E06-S | Analyzer | 46000532 | EH&S lab services equipment hot bock for analysis and monitoring replaced. | 2014-08-20 | A2465498
315.40 Accessory Electric Eq-BBCM | Nat Gas Ops | 1 | 2969.81 | 2166.4267 | 2020-12-01 | BIG BEND COMMON | Control / Monitoring Devices-E06-S | Analyzer | 127985 | PHOSPHATE ; ANALYZERS ; PHOSPHATE ANALYZER,HACH AUTOMATIC | 1976-06-15 | A2902
315.40 Accessory Electric Eq-BBCM | Coal Ops | 1 | 29622.57 | 11227.3904 | 2020-12-01 | BIG BEND COMMON | Auxiliary / Emergency Equipm-E01-S | Battery / Charger | 24011917 | BATTERY CHARGER ; AUXILLIARY POWER EQP ; #1 CT BATTERY 14 CELL BATTERY STRING QTY 1 07/01/08 RJB | 2007-12-15 | A7715-2007
315.40 Accessory Electric Eq-BBCM | Coal Ops | 1 | 11895.09 | 1117.4702 | 2020-12-01 | BIG BEND COMMON | Auxiliary / Emergency Equipm-E01-S | Battery / Charger | 287155043 | T2 STRUCTURE BATTERY BACKUP SYSTEM REPLACEMENT | 2018-10-26 | A2685889
315.40 Accessory Electric Eq-BBCM | Nat Gas Ops | 1 | 116529.13 | 44166.2567 | 2020-12-01 | BIG BEND COMMON | Auxiliary / Emergency Equipm-E01-S | Battery / Charger | 24012621 | BATTERIES/ BATTERY CHARGER ; AUXILLIARY / EMERGENCY EQP ; BATTERIES 60 CELL SET KS20472 L-1S TYPE LABOR AND MATERIALS 07/29/08 RJB | 2007-12-15 | B2027-2007
315.40 Accessory Electric Eq-BBCM | Nat Gas Ops | 1 | 3415.73 | 1536.8786 | 2020-12-01 | BIG BEND COMMON | Docks-A08-S | Boat / Motor | 127041 | TEST PROBES ; DOCKS ; BB THERMAL DILUTION CANAL TEST PROBES. INCLUDES LABOR AND MATERIALS. 01/09/06 RJB | 2003-12-15 | A7729-2008
315.40 Accessory Electric Eq-BBCM | Coal Ops | 1 | 313999.2 | 76695.5418 | 2020-12-01 | BIG BEND COMMON | Raceway-E11-S | Cable Tray | 41808396 | BBC 4KV main feed cables from T3 to T1and T2 structures replaced, These are the main feeds to the T2 structures and the Peco and Dravo main 4KV feeds fed from the T1 structure | 2013-08-20 | B2837-2011
315.40 Accessory Electric Eq-BBCM | Coal Ops | 1 | 93410.54 | 20315.5211 | 2020-12-01 | BIG BEND COMMON | Raceway-E11-S | Cable Tray | 45901638 | BB ESS coal field north stacker cable 1CYHNNH333 replaced from 1CYH-MSTR2 fused disconnect switch to north stacker 1CYH-SR1. | 2014-01-31 | A2458044
315.40 Accessory Electric Eq-BBCM | Coal Ops | 1 | 61761.41 | 3591.7793 | 2020-12-01 | BIG BEND COMMON | Raceway-E11-S | Cable Tray | 307059025 | BB DOCK CABLE TRAY COVER ADDITION | 2019-05-15 | A2695376
315.40 Accessory Electric Eq-BBCM | Coal Ops | 1 | 11895.62 | 4025.765 | 2020-12-01 | BIG BEND COMMON | Communications-E03-S | Cable Tray | 25746854 | Installed 50 pair Communication Cable TSS building to T2 Structure in the coal field. These cables are for the telephone service in and around the coal field | 2009-12-31 | A7050-2009
315.40 Accessory Electric Eq-BBCM | Coal Ops | 110 | 3163.76 | 1915.6678 | 2020-12-01 | BIG BEND COMMON | Raceway-E11-S | Cable Tray | 97601 | CABLE TRAY - STEEL ; CONDUITS & CABLE TRAYS ; 110 LF CABLE TRAY FOR THE POWER CABLE FOR THE COAL BARGE UNLOADER, 06/29/94 RJB | 1991-01-15 | A7508-2008
315.40 Accessory Electric Eq-BBCM | Nat Gas Ops | 1 | 671192.38 | 180974.2592 | 2020-12-01 | BIG BEND COMMON | Raceway-E11-S | Cable Tray | 41803339 | Install new fiber optic cables from the reserve transformer 3 & 4 pilot and the swithchyard. | 2012-12-31 | A2386745
315.40 Accessory Electric Eq-BBCM | Nat Gas Ops | 1000 | 53719 | 38458.3308 | 2020-12-01 | BIG BEND COMMON | Raceway-E11-S | Cable Tray | 79136 | CABLE TRAY - ALUMINUM ; CONDUITS & CABLE TRAYS ; CABLE TRAYS ALUMINUM 24" FOR 5000V CABLE | 1978-06-15 | G1580
315.40 Accessory Electric Eq-BBCM | Nat Gas Ops | 1 | 1527230.49 | 687164.3317 | 2020-12-01 | BIG BEND COMMON | Ponds & Storage Areas-A21-S | Catch / Settling Basin | 106210 | SETTING AREA ; POND AND STORAGE AREA ; ENVIRONMENTAL PROJECT CAP AND COVER DA2B (POND) FILL, GRADE AND PREPARE FOR MEMBRANE PLACEMENT OVER DA2B AND PLACEMENT OF CLEAN FILL AND SOD/SEED OVER THE CLOSED DISPOSAL AREA. 02/25/04 RJB | 2003-12-15 | B3276
315.40 Accessory Electric Eq-BBCM | Coal Ops | 1 | 26979 | 3442.3947 | 2020-12-01 | BIG BEND COMMON | Protective Equipment-E10-S | Circuit Breaker | 200656321 | 480V BREAKER BB FGD SQUARE D LOCATED IN WASTE HANDLING ELECTRICAL ROOM | 2017-10-12 | A2653508
315.40 Accessory Electric Eq-BBCM | Coal Ops | 1 | 6562.87 | 2077.9719 | 2020-12-01 | BIG BEND COMMON | Protective Equipment-E10-S | Circuit Breaker | 26836370 | FGD macronoflow Pump breaker, Digtrip 510 overload protection | 2010-10-27 | A7549-2010
315.40 Accessory Electric Eq-BBCM | Nat Gas Ops | 1 | 572457.75 | 108315.1888 | 2020-12-01 | BIG BEND COMMON | Waste Water Treatment-A38-S | Circuit Breaker | 115863308 | BBC Waste water handling building electrical equipment 4NJS-US10 and 4NJS-US11 replaced as well as some MCC's for limestone reclaimer in the storage building | 2015-12-30 | A2386781
315.40 Accessory Electric Eq-BBCM | Nat Gas Ops | 1 | 558137.76 | 105605.6921 | 2020-12-01 | BIG BEND COMMON | Protective Equipment-E10-S | Circuit Breaker | 89636836 | ECRC on BBC arc flash remediation to include the Turbine Bldg Mezzanine, Ash Sluice pump house, Ammonia Bldg, Salg Dewatering Building, fire pump house. | 2015-12-31 | A2386775
315.40 Accessory Electric Eq-BBCM | Nat Gas Ops | 1 | 262295.18 | 33467.6427 | 2020-12-01 | BIG BEND COMMON | Protective Equipment-E10-S | Circuit Breaker | 276624636 | BB COMMON CIRCUIT BREAKERS ELECTRICAL RELIABILITY PROJECT UPGRADE APP 10 CIRCUIT BREAKERS | 2017-11-07 | A2638895
315.40 Accessory Electric Eq-BBCM | Nat Gas Ops | 3 | 89710.16 | 32223.6177 | 2020-12-01 | BIG BEND COMMON | Protective Equipment-E10-S | Circuit Breaker | 25050956 | BB3 Substation B, C, & E rertofit circuit breakers to Digitrip 510 from old ampteck overload breakers. | 2008-12-31 | A7710-2008
315.40 Accessory Electric Eq-BBCM | Nat Gas Ops | 1 | 6551.05 | 2353.1173 | 2020-12-01 | BIG BEND COMMON | Protective Equipment-E10-S | Circuit Breaker | 24805887 | 1C Substation, 1F main breaker rebuilt and retrofited | 2008-05-15 | A7010-2008
315.40 Accessory Electric Eq-BBCM | Coal Ops | 1 | 61460.86 | 18052.4737 | 2020-12-01 | BIG BEND COMMON | Communications-E03-S | Communications System | 27319975 | COALFIELD DOCK & RAIL RADIO SYSTEM | 2011-01-01 | A7005-2010
315.40 Accessory Electric Eq-BBCM | Nat Gas Ops | 1 | 168852.88 | 45527.9675 | 2020-12-01 | BIG BEND COMMON | Auxiliary / Emergency Equipm-E01-S | Compressor | 29203147 | 2012 Sulair compressor trailer purchased | 2012-07-23 | B2931-2011
315.40 Accessory Electric Eq-BBCM | Nat Gas Ops | 1 | 168852.88 | 45527.9675 | 2020-12-01 | BIG BEND COMMON | Auxiliary / Emergency Equipm-E01-S | Compressor | 29203144 | 2012 Sulair Compressor trailer purchased | 2012-07-23 | B2930-2011
315.40 Accessory Electric Eq-BBCM | Nat Gas Ops | 1 | 99237.85 | 24239.2359 | 2020-12-01 | BIG BEND COMMON | Station Air-E12-S | Compressor | 41051469 | Install air compressor and receiver close to the rail house (unloading building) | 2013-04-30 | A2401962
315.40 Accessory Electric Eq-BBCM | Coal Ops | 1 | 55207.59 | 12006.8994 | 2020-12-01 | BIG BEND COMMON | Computer-E04-S | Computer Equipment / DCS System | 46410723 | BB ESS coal field transloader system upgrade to include a new PC, operating system, new card reader, new ticket printer, new software/programming system | 2014-08-27 | A2444815
315.40 Accessory Electric Eq-BBCM | Nat Gas Ops | 1 | 1271785.94 | 162273.9594 | 2020-12-01 | BIG BEND COMMON | Computer-E04-S | Computer Equipment / DCS System | 203715376 | DCS SYSTEM HARDWARE AND SOFTWARE UPGRADE BB COMMON | 2017-05-02 | A2452398
315.40 Accessory Electric Eq-BBCM | Nat Gas Ops | 1 | 220469.03 | 69806.1124 | 2020-12-01 | BIG BEND COMMON | Computer-E04-S | Computer Equipment / DCS System | 27319867 | Install a DCS highway segregation project to segregate the control system highways and limit access to outside networks. | 2010-05-01 | B2017-2009
315.40 Accessory Electric Eq-BBCM | Nat Gas Ops | 1 | 96167.6 | 18195.9485 | 2020-12-01 | BIG BEND COMMON | Computer-E04-S | Computer Equipment / DCS System | 53306238 | BBC Ovation DCS test bed installed for hands on training with the Ovation DCS hardware and software | 2015-07-17 | A2527289
315.40 Accessory Electric Eq-BBCM | Nat Gas Ops | 1 | 79831.1 | 42825.0344 | 2020-12-01 | BIG BEND COMMON | Computer-E04-S | Computer Equipment / DCS System | 103236 | COMPUTER AND EQP ; COMPUTER ; BB PLANT INFORMATION PROCESS SERVER. INCLUDES ASSOCIATED HARDWARE AND SOFTWARE. 09/21/99 RJB | 1997-10-15 | A7066-2007
315.40 Accessory Electric Eq-BBCM | Nat Gas Ops | 1 | 59146.17 | 39646.918 | 2020-12-01 | BIG BEND COMMON | Computer-E04-S | Computer Equipment / DCS System | 116163 | PROGRAMMABLE CONTROLLER ; COMPUTER & ACCESSORIES ; (1CYH-APNL) GRAVIMETRIC FEEDERS AUT O ANALOG CONTROL PANEL -- CONSISTS OF: A FOXBORO SPEC.200 RATIO CONTRO LLER WITH (6) MODEL 2AI-12V INPUT M ODULES; (8) MODEL 2AP+SUM SUMMING M ODULES; (8) MODEL 2 | 1984-08-15 | K3400
315.40 Accessory Electric Eq-BBCM | Nat Gas Ops | 1 | 14413 | 3520.432 | 2020-12-01 | BIG BEND COMMON | Control / Monitoring Devices-E06-S | Computer Equipment / DCS System | 38497391 | Aperatrure card scanner replaced. | 2013-03-13 | A2394813
315.40 Accessory Electric Eq-BBCM | Nat Gas Ops | 1 | 9870 | 5976.3197 | 2020-12-01 | BIG BEND COMMON | Computer-E04-S | Computer Equipment / DCS System | 97685 | COMPUTER ; COMPUTER & ACCESSORIES ; 1-OPTICAL SCANNER WILL SCAN AND TRANSFER OPERATION MANUALS AND PROCEDURES TO THE PERSONAL COMPUTER. 08/01/94 RJB | 1991-12-15 | A7543
315.40 Accessory Electric Eq-BBCM | Nat Gas Ops | 1 | 7070.3 | 1537.694 | 2020-12-01 | BIG BEND COMMON | Computer-E04-S | Computer Equipment / DCS System | 47191547 | BBC DCS database server replaced. | 2014-01-31 | A2457833
315.40 Accessory Electric Eq-BBCM | Nat Gas Ops | 1 | 6280.67 | 1534.0784 | 2020-12-01 | BIG BEND COMMON | Computer-E04-S | Computer Equipment / DCS System | 40126400 | Plotter for MCS building document control section replaced | 2013-01-25 | A2420080
315.40 Accessory Electric Eq-BBCM | Nat Gas Ops | 1 | 3472.15 | 848.0863 | 2020-12-01 | BIG BEND COMMON | Computer-E04-S | Computer Equipment / DCS System | 38515293 | GETAC laptop to communicate and download relay settings replaced | 2013-03-15 | A2389011
315.40 Accessory Electric Eq-BBCM | Nat Gas Ops | 1 | 2242.04 | 487.6132 | 2020-12-01 | BIG BEND COMMON | Computer-E04-S | Computer Equipment / DCS System | 46000704 | FTIR HP notebook I5-3320M laptop purchased with docking station and accessaries for FTIR testing trailer | 2014-05-30 | A2475979
315.40 Accessory Electric Eq-BBCM | Coal Ops | 30040 | 569428.05 | 381699.5628 | 2020-12-01 | BIG BEND COMMON | Raceway-E11-S | Conduit | 89704 | CONDUIT - ALUMINUM ; CONDUITS & CABLE TRAYS ; COAL HANDLING SYSTEMS-ALUMINUM COND UIT -- TOTAL LF OF HWG ALUMINUM CON DUIT ALL SIZES 30040 LF: COMPRI SED OF 6840 FT-3/4"; 2000 FT-1"; 88 40 FT-1-1/2"; 4350 FT-2"; 830 FT-2- 1/2"; 5210 FT-3"; 1150 FT-4" | 1984-08-15 | K3400
315.40 Accessory Electric Eq-BBCM | Coal Ops | 7810 | 18065.24 | 9918.0185 | 2020-12-01 | BIG BEND COMMON | Raceway-E11-S | Conduit | 117773 | CONDUIT ; CONVEYOR/COAL HANDLING ; THE CONDUIT INSTALLED IN CON- JUNCTION WITH THE FUEL TRANSLOADER PROJECT. INCLUDES PVC, ALUMINUM, STEEL, RIGID AND RELATED FITTINGS. PROVIDED BY VARIOUS VENDORS. 10/28/96 RJB | 1996-03-15 | L2580
315.40 Accessory Electric Eq-BBCM | Nat Gas Ops | 2000 | 43568.08 | 23919.3626 | 2020-12-01 | BIG BEND COMMON | Raceway-E11-S | Conduit | 124493 | CONDUIT - STEEL ; CONDUITS & CABLE TRAYS ; VARIOUS CONDUIT INSTALLED IN CONJUNTION WITH THE BIG BEND COUNTY SEWAGE CONNECTION PROJECT. 2000 LF 01/28/97 RJB | 1996-02-15 | B1176
315.40 Accessory Electric Eq-BBCM | Nat Gas Ops | 12 | 41253.78 | 27653.2738 | 2020-12-01 | BIG BEND COMMON | Raceway-E11-S | Conduit | 116161 | AUXILIARY STATION SERVICE ; TRANSFORMERS ; ( (1CYH- X341,1CYH-X361,1CYH-X381,1CYH-X401, 1CYH-X421,1CYH-X441,1CYH-X741,1CYH- X761,1CYH-X781,1CYH-X80,1CYH-X821,1 CYH-X841) GRAVIMETRIC FEEDERS (12 U NITS) -- STEP DOWN ISOLATION POWER TRANSFORMER, GENEAL EL | 1984-08-15 | K3400
315.40 Accessory Electric Eq-BBCM | Nat Gas Ops | 1400 | 20711.78 | 12751.8577 | 2020-12-01 | BIG BEND COMMON | Raceway-E11-S | Conduit | 94066 | CONDUIT - PVC ; CONDUITS & CABLE TRAYS ; CONDUIT - PVC | 1990-03-15 | E1482
315.40 Accessory Electric Eq-BBCM | Nat Gas Ops | 1 | 14515.72 | 1363.6622 | 2020-12-01 | BIG BEND COMMON | Raceway-E11-S | Conduit | 205231756 | TURBINE DECK CONDUIT REPL FOR CAMERA SYSTEM | 2018-01-17 | A2663200
315.40 Accessory Electric Eq-BBCM | Nat Gas Ops | 650 | 7594.52 | 5489.26 | 2020-12-01 | BIG BEND COMMON | Raceway-E11-S | Conduit | 79106 | CONDUIT - ALUMINUM ; CONDUITS & CABLE TRAYS ; CONDUIT ALUMINUM | 1977-06-15 | H6680
315.40 Accessory Electric Eq-BBCM | Nat Gas Ops | 0 | 7049 | 5142.1274 | 2020-12-01 | BIG BEND COMMON | Raceway-E11-S | Conduit | 79107 | CONDUIT - ALUMINUM ; CONDUITS & CABLE TRAYS ; RIGID ALUMINUM CONDUIT INCLUDING FITINGS AND JUNCTION BOXES (INCLUDING CONC. ENCASEMENT): 1010 FT. OF 1-1/2" | 1976-06-15 | D751
315.40 Accessory Electric Eq-BBCM | Nat Gas Ops | 1460 | 5521.23 | 3873.587 | 2020-12-01 | BIG BEND COMMON | Raceway-E11-S | Conduit | 79350 | CONDUIT - PVC ; CONDUITS & CABLE TRAYS ; CONDUIT, PVC SCH 40 | 1980-06-15 | G9276
315.40 Accessory Electric Eq-BBCM | Nat Gas Ops | 1120 | 4173 | 2987.5205 | 2020-12-01 | BIG BEND COMMON | Raceway-E11-S | Conduit | 79110 | CONDUIT - PVC ; CONDUITS & CABLE TRAYS ; CONDUIT, PVC | 1978-06-15 | G4280
315.40 Accessory Electric Eq-BBCM | Nat Gas Ops | 660 | 3715.3 | 2606.5818 | 2020-12-01 | BIG BEND COMMON | Raceway-E11-S | Conduit | 79351 | CONDUIT - PVC ; CONDUITS & CABLE TRAYS ; CONDUIT, PVC SCH 40 | 1980-06-15 | G9176
315.40 Accessory Electric Eq-BBCM | Nat Gas Ops | 0 | 1972 | 1438.541 | 2020-12-01 | BIG BEND COMMON | Raceway-E11-S | Conduit | 114682 | CONDUIT - ALUMINUM ; CONDUITS & CABLE TRAYS ; RIGID ALUMINUM CONDUIT INCLUDING FITTINGS AND JUNCTION BOXES (INCLUDING CONC. ENCASEMENT): 390 FT. OF 3/4" | 1976-06-15 | D751
315.40 Accessory Electric Eq-BBCM | Nat Gas Ops | 1 | 1825.14 | 1085.9165 | 2020-12-01 | BIG BEND COMMON | Raceway-E11-S | Conduit | 117519 | CONDUIT - STEEL ; CONDUITS & CABLE TRAYS ; PIPING F/FLOW METERS AT BB1, 2 & 3 COOLING TOWER WATER MAKE UP FLOW 3/12/94 FSK | 1992-03-15 | A7569
315.40 Accessory Electric Eq-BBCM | Nat Gas Ops | 0 | 1690 | 1232.8267 | 2020-12-01 | BIG BEND COMMON | Raceway-E11-S | Conduit | 114683 | CONDUIT - STEEL ; CONDUITS & CABLE TRAYS ; RIGID STEEL CONDUIT, INCLUDING FITTINGS AND JUCTION BOXES AND CONCRETE ENCASEMANT: 210 FT. OF 1-1/2" | 1976-06-15 | D751
315.40 Accessory Electric Eq-BBCM | Nat Gas Ops | 0 | 1166 | 850.5775 | 2020-12-01 | BIG BEND COMMON | Raceway-E11-S | Conduit | 114689 | CONDUIT - STEEL ; CONDUITS & CABLE TRAYS ; RIGID STEEL CONDUIT, INCLUDING FITTINGS AND JUNCTION BOXES AND CONCRETE ENCASEMENT: 110 FT. 2" | 1976-06-15 | D751
315.40 Accessory Electric Eq-BBCM | Nat Gas Ops | 0 | 478 | 348.693 | 2020-12-01 | BIG BEND COMMON | Raceway-E11-S | Conduit | 79109 | CONDUIT - FLEXIBLE ; CONDUITS & CABLE TRAYS ; 93 FT. OF LEXIBLE ALUMINUM CONDUIT, INCLUDING FITTINGS AND ACC. AND CONCRETE ENCASEMENT | 1976-06-15 | D751
315.40 Accessory Electric Eq-BBCM | Nat Gas Ops | 120 | 303.92 | 184.0246 | 2020-12-01 | BIG BEND COMMON | Raceway-E11-S | Conduit | 128535 | CONDUIT - STEEL ; CONDUITS & CABLE TRAYS ; INSTALLED FOR THE BOAT DAVIT BBC 03/01/94 RJB | 1991-10-15 | A7039
315.40 Accessory Electric Eq-BBCM | Nat Gas Ops | 100 | 160.84 | 97.3892 | 2020-12-01 | BIG BEND COMMON | Raceway-E11-S | Conduit | 97548 | CONDUIT - ALUMINUM ; CONDUITS & CABLE TRAYS ; INSTALLED FOR THE BOAT DAVIT BBC 03/01/94 RJB | 1991-10-15 | A7039
315.40 Accessory Electric Eq-BBCM | Coal Ops | 1 | 16472 | 12619.8278 | 2020-12-01 | BIG BEND COMMON | Coal Handling Equipment-B69-S | Control Panel / Station | 114589 | CONTROL PANELS ; COAL HANDLING SYSTEM ; INSTRUMENT RACK NO. 1B, WIRED AND TUBED | 1970-06-15 | 15.71
315.40 Accessory Electric Eq-BBCM | Coal Ops | 1 | 16358 | 12532.488 | 2020-12-01 | BIG BEND COMMON | Coal Handling Equipment-B69-S | Control Panel / Station | 78271 | CONTROL PANELS ; COAL HANDLING SYSTEM ; INSTRUMENT RACK NO. 1C, WIRED AND TUBED | 1970-06-15 | 15.71
315.40 Accessory Electric Eq-BBCM | Coal Ops | 1 | 6418 | 4917.0747 | 2020-12-01 | BIG BEND COMMON | Coal Handling Equipment-B69-S | Control Panel / Station | 78272 | CONTROL PANELS ; COAL HANDLING SYSTEM ; PANEL COMPLETE, STATION AND COAL HANDLING | 1970-06-15 | 15.71
315.40 Accessory Electric Eq-BBCM | Coal Ops | 3 | 3979 | 3048.4637 | 2020-12-01 | BIG BEND COMMON | Coal Handling Equipment-B69-S | Control Panel / Station | 78275 | CONTROL PANELS ; COAL HANDLING SYSTEM ; 60 AMP SAFETY SWITCH | 1970-06-15 | 15.22
315.40 Accessory Electric Eq-BBCM | Coal Ops | 2 | 3311 | 2536.6834 | 2020-12-01 | BIG BEND COMMON | Coal Handling Equipment-B69-S | Control Panel / Station | 121798 | CONTROL PANELS ; COAL HANDLING SYSTEM ; SWITCH, OIL CUT-OUT SWITCHES, 200 AMP. 4460VLT. | 1970-06-15 | 15.22
315.40 Accessory Electric Eq-BBCM | Coal Ops | 1 | 2201.17 | 1686.4003 | 2020-12-01 | BIG BEND COMMON | Coal Handling Equipment-B69-S | Control Panel / Station | 78241 | CONTROL PANELS ; COAL HANDLING SYSTEM ; CONTROL PANEL,W/ENCLOSURE, MARK NO. C52-4, INCL. 3 CONTROL SWITCHES, GEN. ELECTRIC SM316 | 1970-06-15 | 15.71
315.40 Accessory Electric Eq-BBCM | Coal Ops | 1 | 1388.8 | 930.9418 | 2020-12-01 | BIG BEND COMMON | Fire Protection-A12-S | Control Panel / Station | 89730 | CONTROL PANEL ; FIRE PROTECTION SYSTEM ; (1CYH-FPP1 THRU 1CYH-FPP6) COAL HAN DLING LOCAL FIRE PROTECTION PANELS -MFG BY ALISON CONTROLS INC; CONSIS TS OF A WALL MOUNTED,NEMA 4,HINGED DOOR ENCLOSURE 14" X 16" X 6" D WIT H DOOR MOUNTED P.B. ANDINDICATING L | 1984-08-15 | K3400
315.40 Accessory Electric Eq-BBCM | Coal Ops | 16 | 1219 | 933.9224 | 2020-12-01 | BIG BEND COMMON | Coal Handling Equipment-B69-S | Control Panel / Station | 78276 | CONTROL PANELS ; COAL HANDLING SYSTEM ; PUSH-BUTTON STATIONS | 1970-06-15 | 15.22
315.40 Accessory Electric Eq-BBCM | Coal Ops | 0 | 1030 | 789.1223 | 2020-12-01 | BIG BEND COMMON | Coal Handling Equipment-B69-S | Control Panel / Station | 78242 | CONTROL PANELS ; COAL HANDLING SYSTEM ; INCL. ALL INDICATING LIGHTS | 1970-06-15 | 15.71
315.40 Accessory Electric Eq-BBCM | Coal Ops | 1 | 1026 | 786.0578 | 2020-12-01 | BIG BEND COMMON | Coal Handling Equipment-B69-S | Control Panel / Station | 78273 | CONTROL PANELS ; COAL HANDLING SYSTEM ; DISCONNECT SWITCH, OIL, IN PANEL | 1970-06-15 | 15.71
315.40 Accessory Electric Eq-BBCM | Coal Ops | 1 | 890 | 681.863 | 2020-12-01 | BIG BEND COMMON | Coal Handling Equipment-B69-S | Control Panel / Station | 78274 | CONTROL PANELS ; COAL HANDLING SYSTEM ; 60 AMP SAFETY SWITCH | 1970-06-15 | 15.22
315.40 Accessory Electric Eq-BBCM | Coal Ops | 1 | 657 | 503.3528 | 2020-12-01 | BIG BEND COMMON | Coal Handling Equipment-B69-S | Control Panel / Station | 78240 | CONTROL PANELS ; COAL HANDLING SYSTEM ; ALARM PANEL ENCLOSURE, BLOCKS, RELAYS, MARK NO. C52-3 | 1970-06-15 | 15.71
315.40 Accessory Electric Eq-BBCM | Nat Gas Ops | 6 | 87378.45 | 49030.1331 | 2020-12-01 | BIG BEND COMMON | Waste Water Treatment-A38-S | Control Panel / Station | 113925 | CONTROL PANELS ; WASTE WATER SYSTEM ; BB WASTEWATER PIPING SYSTEM ADDITION. 6 RECYCLE PUMP CONTROL PANELS. PROVIDED BY GOULDS PUMPS, INC. 10/18/96 RJB | 1995-12-15 | L6376
315.40 Accessory Electric Eq-BBCM | Nat Gas Ops | 1 | 87365.19 | 11147.3911 | 2020-12-01 | BIG BEND COMMON | Fire Protection / Detection-D13-S | Control Panel / Station | 267551191 | GSU FIRE PROTECTION PANEL REPL DAMAGED DURING HURRICANE | 2017-12-08 | A2656087
315.40 Accessory Electric Eq-BBCM | Nat Gas Ops | 1 | 27324.19 | 13145.8389 | 2020-12-01 | BIG BEND COMMON | Fire Protection-A12-S | Control Panel / Station | 105103 | PANEL ; FIRE PROTECTION ; BB ADMINISTRATION BLDG FIRE CONTROL SYSTEM AND PANEL REPLACEMENT. INCLUDES ALL RELATED EQP AND WIRING ECT. 12/13/02 RJB | 2001-03-15 | A7014-2007
315.40 Accessory Electric Eq-BBCM | Nat Gas Ops | 9 | 20752.03 | 13910.5209 | 2020-12-01 | BIG BEND COMMON | Conductor-E05-S | Control Panel / Station | 123248 | CONTROL PANELS ; 600V AND ABOVE POWER SYSTEMS ; (1LAF-LPB1,1LAF-LPB2,1LAF-LPB3,1LAF -LPT4,1LAF-LPT5,1LAF-LPT6,1LAF-LPT7 ,1LAF-PPB4,1LAF-PPB5) WESTIN GHOUSE TYPE B10B,1 PHASE,3 WIRE 120 /240 VOLT, 42 CIRCUIT PANELBOARD WI TH A 2 POLE, 225 AMP MAI | 1984-08-15 | K3400
315.40 Accessory Electric Eq-BBCM | Nat Gas Ops | 1 | 11656.01 | 1487.2526 | 2020-12-01 | BIG BEND COMMON | Fire Protection / Detection-D13-S | Control Panel / Station | 124785146 | BB2 CONTROL ROOM FIRE DETECTION PANEL | 2017-01-16 | A2607161
315.40 Accessory Electric Eq-BBCM | Nat Gas Ops | 4 | 9854 | 7054.6435 | 2020-12-01 | BIG BEND COMMON | Waste Water Treatment-A38-S | Control Panel / Station | 79377 | CONTROL PANELS ; WASTE WATER SYSTEM ; STARTER, SQUARE D SEW - 14 FOR WASTE WATER RECYCLE $ | 1978-06-15 | G4280
315.40 Accessory Electric Eq-BBCM | Nat Gas Ops | 1 | 4778 | 3660.6081 | 2020-12-01 | BIG BEND COMMON | Stacker Reclaimer-B57-S | Control Panel / Station | 78239 | CONTROL PANELS ; STACKER RECLAIMER ; SWITCH, SAFETY SQ. D NO. 2345, 400 AMP. 600 VLT. | 1970-06-15 | B021
315.40 Accessory Electric Eq-BBCM | Nat Gas Ops | 1 | 4595 | 3520.4048 | 2020-12-01 | BIG BEND COMMON | Stacker Reclaimer-B57-S | Control Panel / Station | 78238 | CONTROL PANELS ; STACKER RECLAIMER ; SWITCH,AIR INTERRUPTER SWITCH, 600 AMP., 4160X | 1970-06-15 | B021
315.40 Accessory Electric Eq-BBCM | Nat Gas Ops | 1 | 3609.25 | 1981.5186 | 2020-12-01 | BIG BEND COMMON | Waste Water Treatment-A38-S | Control Panel / Station | 117817 | CONTROL PANELS ; WASTE WATER SYSTEM ; ELECTRICAL PANEL INSTALLED ALONG WITH THE BIG BEND COUNTY SEWAGE CONNECTION PROJECT. 01/28/97 RJB | 1996-02-15 | B1176
315.40 Accessory Electric Eq-BBCM | Nat Gas Ops | 0 | 3028.67 | 2146.87 | 2020-12-01 | BIG BEND COMMON | Station Air-E12-S | Control Panel / Station | 114751 | CONTROL PANEL ; SERVICE AIR SYSTEM ; SPARE PARTS FOR SERVICE AIR CONTROL PANEL; GAUGES, REGULATORS, VALVES, RELAYS | 1979-06-15 | G1580
315.40 Accessory Electric Eq-BBCM | Nat Gas Ops | 20 | 1019.74 | 691.87 | 2020-12-01 | BIG BEND COMMON | Service Water-A28-S | Control Panel / Station | 79202 | CONTROL PANELS ; SERVICE WATER SYSTEM ; TERMINAL BOARDS 600 VOLT | 1983-06-15 | L7282
315.40 Accessory Electric Eq-BBCM | Nat Gas Ops | 1 | 958.86 | 672.7174 | 2020-12-01 | BIG BEND COMMON | Waste Water Treatment-A38-S | Control Panel / Station | 79200 | CONTROL PANELS ; WASTE WATER SYSTEM ; SAMPLE PANEL MOTOR, 117V, S/N B-1505-1 | 1980-06-15 | A7006-2008
315.40 Accessory Electric Eq-BBCM | Coal Ops | 1 | 3323118.96 | 896015.8218 | 2020-12-01 | BIG BEND COMMON | Control / Monitoring Devices-E06-S | Control System | 44775939 | BBC FGD PLC based control system with an ovation dustribution system (DCS) replaced | 2012-05-30 | B2710-2011
315.40 Accessory Electric Eq-BBCM | Coal Ops | 1 | 144219.27 | 18401.7068 | 2020-12-01 | BIG BEND COMMON | Control / Monitoring Devices-E06-S | Control System | 267551078 | BB/POLK TRANSLOADER SOFTWARE UPGRADE | 2017-12-08 | A2653723
315.40 Accessory Electric Eq-BBCM | Coal Ops | 1 | 106104.57 | 38112.44 | 2020-12-01 | BIG BEND COMMON | Byproduct-C06-S | Control System | 25630061 | FGD CONTROL SYSTEM UPGRADE | 2008-12-30 | A7754-2008
315.40 Accessory Electric Eq-BBCM | Coal Ops | 1 | 101257.68 | 63339.5596 | 2020-12-01 | BIG BEND COMMON | Unloaders-B65-S | Control System | 117705 | TRAVEL TOWER CONTROLS ; COAL BARGE UNLOADER ; BIG BEND GC AUTO BARGE UNLOADER UPGRADE CONTROLS 2/1/96 FSK | 1989-02-15 | A7529
315.40 Accessory Electric Eq-BBCM | Coal Ops | 1 | 79553.76 | 46466.1953 | 2020-12-01 | BIG BEND COMMON | Unloaders-B65-S | Control System | 124164 | TRAVEL TOWER CONTROLS ; COAL BARGE UNLOADER ; TRAVEL TOWER CONTROLS TRAVEL DRIVE DC SYSTEM CONTROLS CABINETS, REGULATOR & ISOLATION TRANSFORMER. GE INDUSTRIAL AND POWER SYSTEMS | 1993-06-15 | B9477
315.40 Accessory Electric Eq-BBCM | Coal Ops | 1 | 47403.74 | 27687.8358 | 2020-12-01 | BIG BEND COMMON | Unloaders-B65-S | Control System | 192742 | CANTILEVER HOIST CONTROLS ; COAL BARGE UNLOADER ; CANTILEVER HOIST CONTROLS CANTILEVER HOIST SYSTEM CONTROL CABINET W/HARDWARE GE INDUSTRIAL AND POWER SYSTEMS | 1993-06-15 | B9477
315.40 Accessory Electric Eq-BBCM | Nat Gas Ops | 1 | 354889.35 | 20638.8457 | 2020-12-01 | BIG BEND COMMON | Computer-E04-S | Control System | 385186614 | BB3 install DAS software and hardware for the CEMS project | 2019-12-26 | A2691489
315.40 Accessory Electric Eq-BBCM | Nat Gas Ops | 1 | 1739094.41 | 468913.7301 | 2020-12-01 | BIG BEND COMMON | Control / Monitoring Devices-E06-S | Control System | 28267103 | Installed redundant DCS system for the processor, I/O communication bus, Control room modifications -replace all PLC processors & I/O, install 6 HMI screens, install remote nodes in location T2, T6, T7, and tripper/sonar room. | 2012-05-01 | B2076-2010
315.40 Accessory Electric Eq-BBCM | Nat Gas Ops | 0 | 321725.34 | 94498.161 | 2020-12-01 | BIG BEND COMMON | Computer-E04-S | Control System | 27873802 | COMPUTER SOFTWARE UPGRADES | 2011-07-01 | L1010-2010
315.40 Accessory Electric Eq-BBCM | Nat Gas Ops | 1 | 133143.09 | 16988.4378 | 2020-12-01 | BIG BEND COMMON | Control / Monitoring Devices-E06-S | Control System | 166700068 | BBC CONTROL SYSTEM (DCS) POWER SUPPLY UPGRADE | 2017-10-12 | A2620011
315.40 Accessory Electric Eq-BBCM | Nat Gas Ops | 1 | 48002.5 | 15198.8146 | 2020-12-01 | BIG BEND COMMON | Control / Monitoring Devices-E06-S | Control System | 26096271 | FUELWORX UPGRADE | 2010-05-01 | A7808-2009
315.40 Accessory Electric Eq-BBCM | Nat Gas Ops | 1 | 45625.67 | 2653.3937 | 2020-12-01 | BIG BEND COMMON | Control / Monitoring Devices-E06-S | Control System | 322351584 | CEMS EQP ENVIANCE INTEGRATION PROJECT | 2019-03-15 | A2693568
315.40 Accessory Electric Eq-BBCM | Nat Gas Ops | 1 | 43270.31 | 4064.9782 | 2020-12-01 | BIG BEND COMMON | Control / Monitoring Devices-E06-S | Control System | 267551227 | DCS ALARM RATIONALIZATION SOFTWARE | 2018-01-17 | A2657263
315.40 Accessory Electric Eq-BBCM | Nat Gas Ops | 1 | 15594.81 | 1989.8251 | 2020-12-01 | BIG BEND COMMON | Control / Monitoring Devices-E06-S | Control System | 267551031 | CEMS SYSTEM MODIFICATION UPGRADE | 2017-12-15 | A2652668
315.40 Accessory Electric Eq-BBCM | Nat Gas Ops | 1 | 8208.83 | 2599.1247 | 2020-12-01 | BIG BEND COMMON | Control / Monitoring Devices-E06-S | Control System | 27320131 | PICK HEATER CONTROL SYSTEM | 2010-12-31 | A7078-2010
315.40 Accessory Electric Eq-BBCM | Nat Gas Ops | 1 | 4734.89 | 1276.673 | 2020-12-01 | BIG BEND COMMON | Station Air-E12-S | Control Valve | 28366904 | BBC #1 service air compressor blow off control valve replaced | 2012-06-30 | A7059-2012
315.40 Accessory Electric Eq-BBCM | Nat Gas Ops | 2 | 30398.39 | 14624.8557 | 2020-12-01 | BIG BEND COMMON | Transformers-E15-S | Cooler | 106435 | COOLERS ; TRANSFORMERS ; BB #4 RESERVE TRANSFORMER COOLER ADDITION. INSTALL 2 COOLERS TO ADD TO THE EXISTING TRANSFORMER COOLERS. ALSO REPL EXISTING FAN MOTORS ON EXISTING COOLERS WITH LARGER MOTORS. 05/19/04 RJB | 2001-03-15 | A7722-2007
315.40 Accessory Electric Eq-BBCM | Nat Gas Ops | 2 | 25596.02 | 12314.4055 | 2020-12-01 | BIG BEND COMMON | Transformers-E15-S | Cooler | 127828 | COOLERS ; TRANSFORMERS ; BB #5 RESERVE TRANSFORMER COOLER ADDITION. INSTALL 2 COOLERS TO ADD TO THE EXISTING TRANSFORMER COOLERS. ALSO REPL EXISTING FAN MOTORS ON EXISTING COOLERS WITH LARGER MOTORS. 05/26/04 RJB | 2001-03-15 | A7723-2008
315.40 Accessory Electric Eq-BBCM | Nat Gas Ops | 1 | 14328.14 | 3499.7046 | 2020-12-01 | BIG BEND COMMON | Station Air-E12-S | Cooler | 41653515 | BBC #2 service air compressor oil cooler replaced | 2013-08-20 | A2424261
315.40 Accessory Electric Eq-BBCM | Coal Ops | 2 | 7672 | 2068.6089 | 2020-12-01 | BIG BEND COMMON | Cranes / Hoists-E07-S | Crane or Lifting Eqp | 35306294 | BB Aero lube oil compartment ceiling mounted jib cranes installed | 2012-08-31 | A7038-2011
315.40 Accessory Electric Eq-BBCM | Coal Ops | 4 | 68256.41 | 14844.8402 | 2020-12-01 | BIG BEND COMMON | Fire Protection / Detection-D13-S | Detector | 59220758 | BB1 turbine bearing fire detection replaced with 4 area infrared fire detectors and alarm panel | 2014-11-07 | A2499037
315.40 Accessory Electric Eq-BBCM | Nat Gas Ops | 1 | 376698.09 | 48064.9209 | 2020-12-01 | BIG BEND COMMON | Protective Equipment-E10-S | Detector | 207894534 | BIG BEND CHANNEL RADAR | 2017-01-06 | A2620507
315.40 Accessory Electric Eq-BBCM | Nat Gas Ops | 1 | 78979.36 | 28369.1468 | 2020-12-01 | BIG BEND COMMON | Protective Equipment-E10-S | Detector | 26924507 | BBC #2 Oil Leak Detector System required by EPA for annual leak test on the #2 oil piping, allowing for accurate testing and data logging capabilites to capture the results | 2008-12-31 | A7006-2008
315.40 Accessory Electric Eq-BBCM | Nat Gas Ops | 1 | 616646.45 | 150618.325 | 2020-12-01 | BIG BEND COMMON | Auxiliary / Emergency Equipm-E01-S | Diesel Generator | 41051791 | #2 Onan emergency generator replaced with a 125KW emergency generator, to include automatic transferswitches added to the distribution system, | 2013-04-19 | B2026-2011
315.40 Accessory Electric Eq-BBCM | Nat Gas Ops | 1 | 273554.17 | 73758.6789 | 2020-12-01 | BIG BEND COMMON | Auxiliary / Emergency Equipm-E01-S | Diesel Generator | 41051777 | #1 Onan emergency generator replaced with a 125KW emergency generator, to include automatic transferswitches added to the distribution system, | 2012-12-31 | B2025-2011
315.40 Accessory Electric Eq-BBCM | Nat Gas Ops | 1 | 27039.09 | 541.3475 | 2020-12-01 | BIG BEND COMMON | Auxiliary / Emergency Equipm-E01-S | Diesel Generator | 349580687 | BB4 #3 emergency diesel generator replaced | 2020-09-02 | A2691515
315.40 Accessory Electric Eq-BBCM | Coal Ops | 1 | 11954.2 | 8013.1509 | 2020-12-01 | BIG BEND COMMON | Fire Protection-A12-S | Distribution Panel | 116165 | DISTRIBUTION PANELS ; FIRE PROTECTION SYSTEM ; (1CYH-FPBE) COAL HANDLING FIRE PROT ECTION BATTERY BACK-UP PANEL -- MFG BY ALISON CONTROLS INC; CONSIS T OF A NEMA 12 WAL MOUNTED ENCLOSUR E,24" X 36" X 8" D WITH HINGED DOOR ; CONTAINS (8) GLOBE P/N G | 1984-08-15 | K3400
315.40 Accessory Electric Eq-BBCM | Coal Ops | 1 | 355253.94 | 235145.9756 | 2020-12-01 | BIG BEND COMMON | Administration Building-A01-S | Dribble Scraper | 90625 | FGD DUCTLINES / DUCT BANKS ; ELECTRIC STRUCTURES ; FGD AREA-DUCTLINES/DUCT BANKS/MANHO LES - CONSISTS OF 15650 LF OF POLY- VINYLCHLORIDE CONDUIT FURNIS HED IN 20' LENGTHS IN THE FOLLOWING SIZES: 2"-400 LF; 3"-1700 LF; 4"-1 3550 LF. INCLUDES C | 1985-02-15 | F05-2008
315.40 Accessory Electric Eq-BBCM | Coal Ops | 1 | 345440.96 | 228650.6704 | 2020-12-01 | BIG BEND COMMON | Administration Building-A01-S | Dribble Scraper | 123581 | DUCTLINE / DUCT BANK ; ELECTRIC STRUCTURES ; MAIN PLANT-DUCTLINES/DUCT BANKS/MAN HOLES - CONSISTS OF 14300 LF OF POL Y-VINYLCHLORIDE CONDUIT FURNIS HED IN 20' LENGTHS IN THE FOLLOWING SIZES: 1"-690 LF; 1.5"-840 LF; 2"- 470 LF; 3"-1980 LF; 4"-5000 | 1985-02-15 | F05-2008
315.40 Accessory Electric Eq-BBCM | Coal Ops | 0 | 109605.66 | 79955.4931 | 2020-12-01 | BIG BEND COMMON | Administration Building-A01-S | Dribble Scraper | 121932 | DUCTLINE / DUCT BANK ; ELECTRIC STRUCTURES ; ELECTRICAL DUCT LINE (189.25 CY CONCRETE) | 1976-06-15 | C54/G
315.40 Accessory Electric Eq-BBCM | Coal Ops | 1 | 90149.98 | 60429.422 | 2020-12-01 | BIG BEND COMMON | Administration Building-A01-S | Dribble Scraper | 89703 | DUCTLINE / DUCT BANK ; ELECTRIC STRUCTURES ; ELECTRIC DUCTLINES/DUCT BANKS -- DU CT BANK BETWEEN TRANSFER BUILDING T -2 AND T-4,236 LF LONG; CONTAI NS (6)--6" TRADE SIDE HEAVY WALL PV C CONDUIT TOTALLING 1350 LF AND 240 '-6" HEAVY WALL RIGID STEEL | 1984-08-15 | K3400
315.40 Accessory Electric Eq-BBCM | Coal Ops | 1 | 77198.7 | 59144.87 | 2020-12-01 | BIG BEND COMMON | Administration Building-A01-S | Dribble Scraper | 114781 | DUCTLINE / DUCT BANK ; ELECTRIC STRUCTURES ; 15,072 L.FT OF 4IN. DUCTLINE, FIBER TYPE | 1970-06-15 | B02
315.40 Accessory Electric Eq-BBCM | Coal Ops | 1 | 44241.3 | 33894.9482 | 2020-12-01 | BIG BEND COMMON | Administration Building-A01-S | Dribble Scraper | 121612 | DUCTLINE / DUCT BANK ; ELECTRIC STRUCTURES ; 4000 L.FT. OF 4IN. DUCTLINE, PVC-VC-2,SH40 | 1970-06-15 | B02
315.40 Accessory Electric Eq-BBCM | Coal Ops | 1 | 29889.59 | 21803.9553 | 2020-12-01 | BIG BEND COMMON | Administration Building-A01-S | Dribble Scraper | 121891 | DUCTLINE / DUCT BANK ; ELECTRIC STRUCTURES ; ELECTRICAL MANHOLE NO. 7 (52 CY CONCRETE) | 1976-06-15 | C54/G
315.40 Accessory Electric Eq-BBCM | Coal Ops | 1 | 26751 | 20494.9619 | 2020-12-01 | BIG BEND COMMON | Administration Building-A01-S | Dribble Scraper | 78561 | DUCTLINE / DUCT BANK ; ELECTRIC STRUCTURES ; 6-CONCRETE MANHOLES FOR DUCTLINES 8-CONCRETE HANDHOLES FOR DUCTLINES | 1970-06-15 | B02
315.40 Accessory Electric Eq-BBCM | Coal Ops | 0 | 22224.22 | 16212.1962 | 2020-12-01 | BIG BEND COMMON | Administration Building-A01-S | Dribble Scraper | 79365 | DUCTLINE / DUCT BANK ; ELECTRIC STRUCTURES ; ELECTRICAL DUCT LINE (45.5 CY CONCRETE) | 1976-06-15 | C54/G
315.40 Accessory Electric Eq-BBCM | Coal Ops | 1 | 16381.98 | 11950.38 | 2020-12-01 | BIG BEND COMMON | Administration Building-A01-S | Dribble Scraper | 79392 | DUCTLINE / DUCT BANK ; ELECTRIC STRUCTURES ; ELECTRICAL MANHOLE NO. 8 (28.5 CY CONCRETE) | 1976-06-15 | C54/G
315.40 Accessory Electric Eq-BBCM | Nat Gas Ops | 1 | 714114.79 | 226106.9382 | 2020-12-01 | BIG BEND COMMON | Auxiliary / Emergency Equipm-E01-S | Enclosure | 27234995 | Installed a Auxiliary Power Enclosure (APE) to house (2) 4160V motor control startes, (2) 4160V 3 pole double throw load break transfer sw., (2) 4160V 200A fused disconnect sw., and other fused sw. and amps. | 2010-12-01 | B2065-2010
315.40 Accessory Electric Eq-BBCM | Nat Gas Ops | 1 | 129718.39 | 41072.1475 | 2020-12-01 | BIG BEND COMMON | Auxiliary / Emergency Equipm-E01-S | Enclosure | 27809697 | Installed an air conditioned enclosure around the BB3 and BB4 Station batteries | 2010-11-30 | B2092-2010
315.40 Accessory Electric Eq-BBCM | Nat Gas Ops | 0 | 99412.35 | 71170.9645 | 2020-12-01 | BIG BEND COMMON | Additive-B01-S | Enclosure | 79525 | ENCLOSED BUS ; CONDUCTORS ; 4160V RESERVE BUS W/ 15,535 FT 500MCM CABLE | 1978-06-15 | G1580
315.40 Accessory Electric Eq-BBCM | Nat Gas Ops | 1 | 1171.5 | 657.3566 | 2020-12-01 | BIG BEND COMMON | Protective Equipment-E10-S | Enclosure | 89480 | ENCLOSURE ; PROTECTIVE EQUIPMENT ; BOX ENCLOSURE - ELECTRIC FROM TECO STEVEDORING SEP-01 | 1995-11-15 | TSP
315.40 Accessory Electric Eq-BBCM | Coal Ops | 23050 | 281056.63 | 188398.1528 | 2020-12-01 | BIG BEND COMMON | Additive-B01-S | Equalizing Assembly | 128419 | POWER CABLE - OVER 1000V ; CONDUCTORS ; COAL HANDLING POWER CABLE-OVER 1000 VOLT -- 5KV CABLE,MFG BY ANACONDA -ERICCSON INC: 2300 LF 3/C #6,7-S TRAND COPPER WIRE WITH .015" STRAND ED SHIELD,.09" EP INSULATION AND .0 3" HYPALON JACKET; 2100LF 3/C #2 SA | 1984-08-15 | K3400
315.40 Accessory Electric Eq-BBCM | Coal Ops | 1528 | 43381.42 | 26267.6025 | 2020-12-01 | BIG BEND COMMON | Additive-B01-S | Equalizing Assembly | 124292 | POWER CABLE - OVER 1000V ; CONDUCTORS ; 1528 LF 5KV POWER CABLE INSTALLED FOR THE COAL BARGE UNLOADER. 06/29/94 RJB | 1991-01-15 | A7508-2008
315.40 Accessory Electric Eq-BBCM | Coal Ops | 1108 | 36431.43 | 21279.0689 | 2020-12-01 | BIG BEND COMMON | Additive-B01-S | Equalizing Assembly | 97660 | POWER CABLE - OVER 1000V ; CONDUCTORS ; INSTALL 4160V CABLE BETWEEN TRIPPER ROOM & T3 STRUCTURE APROX 1100 FT 07/12/94 TGC | 1993-12-15 | A7510-2008
315.40 Accessory Electric Eq-BBCM | Coal Ops | 0 | 25268 | 18432.5828 | 2020-12-01 | BIG BEND COMMON | Additive-B01-S | Equalizing Assembly | 79518 | POWER CABLE - OVER 1000V ; CONDUCTORS ; 2,525 FT. OF 30C, NO. 4/0, AWG, COOPER CABLE, INSULATED AND JACKETED | 1976-06-15 | D751
315.40 Accessory Electric Eq-BBCM | Coal Ops | 650 | 15198.22 | 9202.5757 | 2020-12-01 | BIG BEND COMMON | Additive-B01-S | Equalizing Assembly | 124067 | POWER CABLE - OVER 1000V ; CONDUCTORS ; POWER CABLE - OVER 1000V 3/C #2/0 5KV POWER CABLE - TYPE SHD-GC, TECO STK# 6326579 | 1991-12-15 | A7590
315.40 Accessory Electric Eq-BBCM | Coal Ops | 20620 | 135059.36 | 90533.1212 | 2020-12-01 | BIG BEND COMMON | Additive-B01-S | Erosion Protection | 116180 | POWER CABLE - 600V TO 1000V ; CONDUCTORS ; COAL HANDLING POWER CABLE 600V TO 1 000V -- ALL CABLE IS SOFT-DRAWN STA NDARD COPPER WITH 600V INSULA TION TYPE EPR WITH A HYPALON JACKET ; CABLE SIZES AND QUANTITIES ARE: 2 000 LF 3/C #12; 500 LF 3/C #10; | 1984-08-15 | K3400
315.40 Accessory Electric Eq-BBCM | Nat Gas Ops | 2657 | 50333.88 | 30989.6337 | 2020-12-01 | BIG BEND COMMON | Additive-B01-S | Erosion Protection | 94065 | POWER CABLE - 600V TO 1000V ; CONDUCTORS ; POWER CABLE - 600V TO 1000V | 1990-03-15 | E1482
315.40 Accessory Electric Eq-BBCM | Nat Gas Ops | 2000 | 39433.92 | 27666.0673 | 2020-12-01 | BIG BEND COMMON | Additive-B01-S | Erosion Protection | 79519 | POWER CABLE - 600V TO 1000V ; CONDUCTORS ; CABLE 600V #1 4/C NEOPRENE | 1980-06-15 | J8382
315.40 Accessory Electric Eq-BBCM | Nat Gas Ops | 1827 | 38696.41 | 27148.6447 | 2020-12-01 | BIG BEND COMMON | Additive-B01-S | Erosion Protection | 79520 | POWER CABLE - 600V TO 1000V ; CONDUCTORS ; CABLE 500MCM 5KV 3/C NEOPRENE | 1980-06-15 | J8382
315.40 Accessory Electric Eq-BBCM | Nat Gas Ops | 910 | 24617 | 17623.7221 | 2020-12-01 | BIG BEND COMMON | Additive-B01-S | Erosion Protection | 79522 | POWER CABLE - 600V TO 1000V ; CONDUCTORS ; CABLE 500 MCM 3C 5KV NEOPRENE | 1978-06-15 | G4280
315.40 Accessory Electric Eq-BBCM | Nat Gas Ops | 3155 | 12808.27 | 8986.0318 | 2020-12-01 | BIG BEND COMMON | Additive-B01-S | Erosion Protection | 79521 | POWER CABLE - 600V TO 1000V ; CONDUCTORS ; CABLE #6,3, 1/C COPPER | 1980-06-15 | J8382
315.40 Accessory Electric Eq-BBCM | Nat Gas Ops | 0 | 12073 | 8807.0513 | 2020-12-01 | BIG BEND COMMON | Additive-B01-S | Erosion Protection | 113659 | POWER CABLE - 600V TO 1000V ; CONDUCTORS ; SOFT-DRAWN ALLOY COATED ANNEALED COPPER CONDUCTORS: 20,948 FT. OF TRIPLEX, #12 AWG, 1/C, 7/W | 1976-06-15 | D751
315.40 Accessory Electric Eq-BBCM | Nat Gas Ops | 0 | 5492 | 4006.322 | 2020-12-01 | BIG BEND COMMON | Additive-B01-S | Erosion Protection | 79523 | POWER CABLE - 600V TO 1000V ; CONDUCTORS ; SOFT-DRAWN ALLOY COATED ANNEALED COPPER CONDUCTOR: 5,215 FT. OF TRIPLEX, #8 AWG, 1/C, 7/W | 1976-06-15 | D751
315.40 Accessory Electric Eq-BBCM | Nat Gas Ops | 0 | 4622 | 3371.6716 | 2020-12-01 | BIG BEND COMMON | Additive-B01-S | Erosion Protection | 122056 | POWER CABLE - 600V TO 1000V ; CONDUCTORS ; SOFT-DRAWN ALLOY COATED ANNEALED COPPER CONDUCTORS: 3,125 FT. OF TRIPLEX, #6 AWG, 1/C. 19/W | 1976-06-15 | D751
315.40 Accessory Electric Eq-BBCM | Nat Gas Ops | 0 | 1574 | 1148.2066 | 2020-12-01 | BIG BEND COMMON | Additive-B01-S | Erosion Protection | 79524 | POWER CABLE - 600V TO 1000V ; CONDUCTORS ; SOFT-DRAWN ALLOY COATED ANNEALED COPPER CONDUCTORS: 5,260 FT. OF TRIPLEX, #8 AWG, 1/C, 7/W | 1976-06-15 | D751
315.40 Accessory Electric Eq-BBCM | Nat Gas Ops | 105 | 1074 | 768.8946 | 2020-12-01 | BIG BEND COMMON | Additive-B01-S | Erosion Protection | 114471 | POWER CABLE - 600V TO 1000V ; CONDUCTORS ; CABLE 500 MCM SD COPPER | 1978-06-15 | G4280
315.40 Accessory Electric Eq-BBCM | Coal Ops | 140000 | 261557.29 | 175327.3363 | 2020-12-01 | BIG BEND COMMON | Air Preheater-B02-S | Expansion Joint | 123238 | CONTROL WIRE ; CONTROL & INSTRUMENT WIRE ; COAL HANDLING CONTROL CABLE -- ALL CABLE IS SOFT-DRAWN STRANDED COPPER WITH 1000V FIRE-RESISTANT INSULA TION; TYPE XLP ON INDIVIDUAL CONDUC TORS WITH AN OVERALL HYPALON JACKET ; CABLE SIZES AND QUANTITIES | 1984-08-15 | K3400
315.40 Accessory Electric Eq-BBCM | Nat Gas Ops | 16081 | 33163.35 | 21951.1381 | 2020-12-01 | BIG BEND COMMON | Air Preheater-B02-S | Expansion Joint | 87608 | CONTROL WIRE ; CONTROL & INSTRUMENT WIRE ; CONTROL CABLE CU 100, CU 30,CU 1000V FOR COOLING TOWER FAN. | 1985-06-15 | A7047-2007
315.40 Accessory Electric Eq-BBCM | Nat Gas Ops | 12080 | 17666 | 12647.385 | 2020-12-01 | BIG BEND COMMON | Air Preheater-B02-S | Expansion Joint | 79551 | CONTROL WIRE ; CONTROL & INSTRUMENT WIRE ; CONTROL WIRE, 2/C #14 | 1978-06-15 | G1580
315.40 Accessory Electric Eq-BBCM | Nat Gas Ops | 9357 | 13234 | 9474.442 | 2020-12-01 | BIG BEND COMMON | Air Preheater-B02-S | Expansion Joint | 79552 | CONTROL WIRE ; CONTROL & INSTRUMENT WIRE ; CONTROL WIRE, 3/C-5/C-12/C #12 | 1978-06-15 | G1580
315.40 Accessory Electric Eq-BBCM | Nat Gas Ops | 2200 | 4375 | 3132.1357 | 2020-12-01 | BIG BEND COMMON | Air Preheater-B02-S | Expansion Joint | 121623 | CONTROL WIRE ; CONTROL & INSTRUMENT WIRE ; CONTROL WIRE, 4/0, COPPER, #10 STRAND | 1978-06-15 | G1580
315.40 Accessory Electric Eq-BBCM | Nat Gas Ops | 0 | 3521 | 2568.5105 | 2020-12-01 | BIG BEND COMMON | Air Preheater-B02-S | Expansion Joint | 114658 | CONTROL WIRE ; CONTROL & INSTRUMENT WIRE ; CONTROL WIRING - 1000V SERVICE: 5560 FT. OF NHL-03, 2/C #14 COPPER | 1976-06-15 | D751
315.40 Accessory Electric Eq-BBCM | Nat Gas Ops | 0 | 3313 | 2416.778 | 2020-12-01 | BIG BEND COMMON | Air Preheater-B02-S | Expansion Joint | 79104 | CONTROL WIRE ; CONTROL & INSTRUMENT WIRE ; CONTROL WIRING - 1000V SERVICE: 2380 FT. OF NHL-06,7/C #14 COPPER | 1976-06-15 | D751
315.40 Accessory Electric Eq-BBCM | Nat Gas Ops | 3850 | 3184 | 2279.4789 | 2020-12-01 | BIG BEND COMMON | Air Preheater-B02-S | Expansion Joint | 79554 | CONTROL WIRE ; CONTROL & INSTRUMENT WIRE ; CONTROL WIRE, 2-1/C | 1978-06-15 | G4280
315.40 Accessory Electric Eq-BBCM | Nat Gas Ops | 0 | 2314 | 1688.0242 | 2020-12-01 | BIG BEND COMMON | Air Preheater-B02-S | Expansion Joint | 79103 | CONTROL WIRE ; CONTROL & INSTRUMENT WIRE ; CONTROL WIRING - 1000V SERVICE 1890 FT. OF NHL-05, 5/C #14 COPPER | 1976-06-15 | D751
315.40 Accessory Electric Eq-BBCM | Nat Gas Ops | 1871 | 2223 | 1591.4829 | 2020-12-01 | BIG BEND COMMON | Air Preheater-B02-S | Expansion Joint | 79553 | CONTROL WIRE ; CONTROL & INSTRUMENT WIRE ; CONTROL WIRE, 3-1/C, #12 | 1978-06-15 | G1580
315.40 Accessory Electric Eq-BBCM | Nat Gas Ops | 0 | 2053.01 | 1497.6364 | 2020-12-01 | BIG BEND COMMON | Air Preheater-B02-S | Expansion Joint | 121624 | CONTROL WIRE ; CONTROL & INSTRUMENT WIRE ; CONTROL WIRING - COPPER CABLE: 1775 FT. OF 2/C - 14-7X OKOLON-1KV | 1976-06-15 | D751
315.40 Accessory Electric Eq-BBCM | Nat Gas Ops | 1000 | 1270 | 909.2142 | 2020-12-01 | BIG BEND COMMON | Air Preheater-B02-S | Expansion Joint | 114477 | CONTROL WIRE ; CONTROL & INSTRUMENT WIRE ; CONTROL WIRE, 3/C 12-7X | 1978-06-15 | G1580
315.40 Accessory Electric Eq-BBCM | Nat Gas Ops | 0 | 1222 | 891.4285 | 2020-12-01 | BIG BEND COMMON | Air Preheater-B02-S | Expansion Joint | 79557 | CONTROL WIRE ; CONTROL & INSTRUMENT WIRE ; CONTROL WIRING - COPPER CABLE: 9000 FT. OF 12 X HHW STR | 1976-06-15 | D751
315.40 Accessory Electric Eq-BBCM | Nat Gas Ops | 0 | 1100 | 802.4316 | 2020-12-01 | BIG BEND COMMON | Air Preheater-B02-S | Expansion Joint | 114507 | CONTROL WIRE ; CONTROL & INSTRUMENT WIRE ; CONTROL WIRING - COPPER CABLE: 4000 FT. OF 12 X #10 | 1976-06-15 | D751
315.40 Accessory Electric Eq-BBCM | Nat Gas Ops | 1125 | 1074 | 768.8946 | 2020-12-01 | BIG BEND COMMON | Air Preheater-B02-S | Expansion Joint | 79555 | CONTROL WIRE ; CONTROL & INSTRUMENT WIRE ; CONTROL WIRE, 3C-2/2 ,ALUMINUM | 1978-06-15 | G4280
315.40 Accessory Electric Eq-BBCM | Nat Gas Ops | 0 | 994.81 | 649.8483 | 2020-12-01 | BIG BEND COMMON | Air Preheater-B02-S | Expansion Joint | 115984 | CONTROL WIRE ; CONTROL & INSTRUMENT WIRE ; MISC LABOR AND CARRY-OVER CHARGES FROM 1985 | 1986-06-15 | A7047-2007
315.40 Accessory Electric Eq-BBCM | Nat Gas Ops | 0 | 929 | 677.6899 | 2020-12-01 | BIG BEND COMMON | Air Preheater-B02-S | Expansion Joint | 79102 | CONTROL WIRE ; CONTROL & INSTRUMENT WIRE ; CONTROL WIRING - 1000V SERVICE: 760 FT. OF NHL-04, 3/C #14 COPPER | 1976-06-15 | D751
315.40 Accessory Electric Eq-BBCM | Nat Gas Ops | 0 | 870 | 634.6504 | 2020-12-01 | BIG BEND COMMON | Air Preheater-B02-S | Expansion Joint | 79559 | CONTROL WIRE ; CONTROL & INSTRUMENT WIRE ; CONTROL WIRING - COPPER CABLE: 1000 FT. OF #14 TYPE-E141934 | 1976-06-15 | D751
315.40 Accessory Electric Eq-BBCM | Nat Gas Ops | 0 | 521 | 380.0608 | 2020-12-01 | BIG BEND COMMON | Air Preheater-B02-S | Expansion Joint | 79558 | CONTROL WIRE ; CONTROL & INSTRUMENT WIRE ; CONTROL WIRING - COPPER CABLE: 2000 FT. OF #14 AL /208 | 1976-06-15 | D751
315.40 Accessory Electric Eq-BBCM | Nat Gas Ops | 0 | 350 | 255.3191 | 2020-12-01 | BIG BEND COMMON | Air Preheater-B02-S | Expansion Joint | 79556 | CONTROL WIRE ; CONTROL & INSTRUMENT WIRE ; CONTROL WIRING - COPPER CABLE: 2160 FT. OF NHK-07, 1/C, #12 | 1976-06-15 | D751
315.40 Accessory Electric Eq-BBCM | Nat Gas Ops | 1 | 29983.17 | 8084.3915 | 2020-12-01 | BIG BEND COMMON | Transformers-E15-S | Fan | 28366697 | BB2 2A & 2B substation transformer fan installed | 2012-06-30 | A7213-2011
315.40 Accessory Electric Eq-BBCM | Nat Gas Ops | 1 | 35208 | 25205.9962 | 2020-12-01 | BIG BEND COMMON | Transformers-E15-S | Fire Protection System - Water | 79492 | FIRE PROTECTION SYSTEM ; TRANSFORMERS ; DELUGE SYSTEM 278' OF 10 3/4" PIPE FOR RESERVE STATION TRANSFORMER | 1978-06-15 | G1580
315.40 Accessory Electric Eq-BBCM | Nat Gas Ops | 0 | 1774 | 1294.1033 | 2020-12-01 | BIG BEND COMMON | Auxiliary Boiler-B04-S | Flame Scanner / Scanner | 79108 | CONDUIT - ALUMINUM ; CONDUITS & CABLE TRAYS ; RIGID ALUMINUM CONDUIT INCLUDING FITTINGS AND JUNCTION BOXES (INCLUDING CONC. ENCASEMENT): 250 FT. OF 2" | 1976-06-15 | D751
315.40 Accessory Electric Eq-BBCM | Nat Gas Ops | 0 | 1548 | 1129.2401 | 2020-12-01 | BIG BEND COMMON | Auxiliary Boiler-B04-S | Flame Scanner / Scanner | 121666 | CONDUIT - ALUMINUM ; CONDUITS & CABLE TRAYS ; RIGID ALUMINUM CONDUIT INCLUDING FITTINGS AND JUNCTION BOXES (INCLUDING CONC. ENCASEMENT): 250 FT. OF 1" | 1976-06-15 | D751
315.40 Accessory Electric Eq-BBCM | Coal Ops | 3200 | 13468.46 | 9028.1912 | 2020-12-01 | BIG BEND COMMON | Auxiliary Boiler-B04-S | Floor Covering / Flooring System | 89705 | CONDUIT - FLEXIBLE ; CONDUITS & CABLE TRAYS ; COAL HANDLING SYSTEMS-FLEXIBLE ALUM INUM LIQUID TIGHT CONDUIT -- TOTAL LF OF FLEXIBLE CONDUIT,ALL SIZES 3200 LF COMPRISED OF: 1200 FT-3/4", 800 FT-1", 630 FT-1-1/2",340 FT-2", 150 FT-3" AND 80 FT-4" | 1984-08-15 | K3400
315.40 Accessory Electric Eq-BBCM | Coal Ops | 1 | 20482.37 | 13196.6275 | 2020-12-01 | BIG BEND COMMON | Absorber-C01-S | Gasifier | 93717 | STATION SERVICE ; TRANSFORMERS ; 1000 KVA POWER CENTER TRANSFORMER FOR BB BARGE UNLOADER. WESTINGHOUSE S/N- PAL-6275-0101. | 1987-01-15 | A7038
315.40 Accessory Electric Eq-BBCM | Coal Ops | 1 | 212459.37 | 142415.971 | 2020-12-01 | BIG BEND COMMON | Cable / Wire-E02-S | Grounding | 113795 | GROUNDING SYSTEM ; GROUNDING SYSTEM ; COAL HANDLING GROUND CABLE WITH ACC ESSORIES -- 13400 LF 4/0 AND 7650 L F 500 MCM BARE STRANDED SOFT DRAWN COPPER WIRE; ACCESSORIES INCLUDE: ( 22) CADWELD #B-164-2Q GROUND INSERT WITH 4/0 STUD; (200) BURNDY GB29 GRO | 1984-08-15 | K3400
315.40 Accessory Electric Eq-BBCM | Nat Gas Ops | 1 | 2965.6 | 1910.7124 | 2020-12-01 | BIG BEND COMMON | Protective Equipment-E10-S | Grounding | 93718 | GENERATOR NEUTRAL EQUIPMENT ; SURGE & PROTECTIVE EQUIPMENT ; 25KVA 20,000 VOLT - 240/120 VOLT 60HZ NEUTRAL GROUNDING TRANSFORMER MODEL# 410644. | 1987-01-15 | A7038
315.40 Accessory Electric Eq-BBCM | Nat Gas Ops | 0 | 1054 | 768.8753 | 2020-12-01 | BIG BEND COMMON | Cable / Wire-E02-S | Grounding | 79105 | GROUNDING SYSTEM ; GROUNDING SYSTEM ; 100 FT. OF 4/0 BARE COPPER WIRE AND FITTINGS (EXTENSION TO EXISTING GROUNDING SYSTEM) | 1976-06-15 | D751
315.40 Accessory Electric Eq-BBCM | Nat Gas Ops | 1 | 80851.11 | 36378.2673 | 2020-12-01 | BIG BEND COMMON | Control / Monitoring Devices-E06-S | Level Indicator | 126074 | LEVEL INDICATOR/MONITOR ; MONITORING EQP ; SUMP AREA MONITORING EQP. MONITORS SUMP LEVEL, AUTOMATIC PUMPING NOTIFICATION SIGNALLING SYSTEM..LOCATED AT THE BB SUMP AREA. 08/19/03 RJB | 2003-03-15 | A7049
315.40 Accessory Electric Eq-BBCM | Nat Gas Ops | 2 | 33317.35 | 3129.9591 | 2020-12-01 | BIG BEND COMMON | Control / Monitoring Devices-E06-S | Level Indicator | 289666756 | BB WEST ( U 1 & 2) TRANSMITTER FOR C02 TANKS EAST AND WEST | 2018-03-27 | A2658139
315.40 Accessory Electric Eq-BBCM | Nat Gas Ops | 1 | 28874.56 | 11490.3952 | 2020-12-01 | BIG BEND COMMON | Control / Monitoring Devices-E06-S | Level Indicator | 113048 | LEVEL INDICATOR/MONITOR ; MONITORING EQP ; BBC DECARBONATOR LEVEL CONTROL INCLUDES RELATED MATERIAL AND LABOR. 04/17/07 RJB | 2006-07-15 | A7018-2008
315.40 Accessory Electric Eq-BBCM | Nat Gas Ops | 1 | 17503.46 | 7585.193 | 2020-12-01 | BIG BEND COMMON | Control / Monitoring Devices-E06-S | Level Indicator | 126987 | LEVEL INDICATOR/MONITOR ; MONITORING EQP ; 3 & 4 ACID AND CAUSTIC TANK LEVEL INDICATORS. INCLUDES LABOR AND MATERIAL. 07/20/05 RJB | 2004-10-15 | A7032-2006
315.40 Accessory Electric Eq-BBCM | Coal Ops | 1 | 235256.31 | 44513.0346 | 2020-12-01 | BIG BEND COMMON | Control / Monitoring Devices-E06-S | Meter | 115507248 | BBC flow meter installed to monitor usage of the water in the plant to account for water being used. | 2015-12-31 | A2539623
315.40 Accessory Electric Eq-BBCM | Coal Ops | 3 | 22628.75 | 10181.613 | 2020-12-01 | BIG BEND COMMON | Control / Monitoring Devices-E06-S | Meter | 106357 | FLOW METERS ; CONTROL/MONITORING DEVICES ; BB1-4 WWT FILTER PRESS TURBIDITY METERS. INSTALL THREE NEW TURBIDITY METERS FOR WWT FILTER PRESS AREA. 04/16/04 RJB | 2003-03-15 | A7085
315.40 Accessory Electric Eq-BBCM | Coal Ops | 2 | 5085.38 | 1927.4339 | 2020-12-01 | BIG BEND COMMON | Fire / Water Building-A13-S | Meter | 24011889 | FLOW METER ; FIRE WATER ; BBC WATER FLOWMETERS FOR COAL FIELD DOCK. QTY 2 TURBINE FLOW METERS WITH FLOW INDICATOR AND TOTALIZER. LABOR AND MATERIALS. 07/01/08 RJB | 2007-12-15 | A7719-2007
315.40 Accessory Electric Eq-BBCM | Coal Ops | 1 | 3271.52 | 711.5111 | 2020-12-01 | BIG BEND COMMON | Control / Monitoring Devices-E06-S | Meter | 45895174 | BBC Sierra instruments mass flowmeter installed to conduct HCI testing using FTIR method | 2014-09-30 | A2492029
315.40 Accessory Electric Eq-BBCM | Coal Ops | 1 | 3204.65 | 696.9678 | 2020-12-01 | BIG BEND COMMON | Control / Monitoring Devices-E06-S | Meter | 46000764 | EH&S Lab YSI 556 multi parameter meter purchased | 2014-06-15 | A2491058
315.40 Accessory Electric Eq-BBCM | Nat Gas Ops | 1 | 69310.42 | 13114.28 | 2020-12-01 | BIG BEND COMMON | Control / Monitoring Devices-E06-S | Meter | 47735119 | BB ES air services installed a MKDS multigas 2030 FTIR instrument to perform green house gas studies | 2015-01-11 | A2527961
315.40 Accessory Electric Eq-BBCM | Nat Gas Ops | 4 | 59824.63 | 18942.0022 | 2020-12-01 | BIG BEND COMMON | Control / Monitoring Devices-E06-S | Meter | 27777760 | Replaced Units 1-4 Hydrogen flow meters with 4 Micromotion coriolis type flow meters. | 2010-08-30 | A7025-2009
315.40 Accessory Electric Eq-BBCM | Nat Gas Ops | 1 | 31836.91 | 13245.33 | 2020-12-01 | BIG BEND COMMON | Control / Monitoring Devices-E06-S | Meter | 113069 | FLOW METERS ; CONTROL/MONITORING DEVICES ; BBC ADDITION OF WATER FLOW METERS. LABOR AND MATERIALS. 05/15/07 RJB | 2005-12-15 | A7069
315.40 Accessory Electric Eq-BBCM | Nat Gas Ops | 1 | 10088.97 | 586.7313 | 2020-12-01 | BIG BEND COMMON | Control / Monitoring Devices-E06-S | Meter | 319119378 | UT Meter | 2019-05-20 | A2704922
315.40 Accessory Electric Eq-BBCM | Nat Gas Ops | 1 | 7990.01 | 750.6121 | 2020-12-01 | BIG BEND COMMON | Service Water-A28-S | Meter | 289667136 | WASTE WATER B VACUUM PUMP SEAL WATER FLOW METER | 2018-11-14 | A2693891
315.40 Accessory Electric Eq-BBCM | Coal Ops | 2 | 9407.7 | 1780.0384 | 2020-12-01 | BIG BEND COMMON | Auxiliary / Emergency Equipm-E01-S | Mill Guide & Thrust Bearing | 88579383 | EHS Air program installed 2 auxiliary battery packs, inverte, and insulated housing to contain the SO2 and NO2 instrumants for the NAAQS monitoring system | 2015-06-30 | A2542729
315.40 Accessory Electric Eq-BBCM | Coal Ops | 1 | 52585.74 | 17796.2838 | 2020-12-01 | BIG BEND COMMON | Control / Monitoring Devices-E06-S | Monitor | 25474815 | BB 1 AND 2 OPACITY MONITORS | 2009-03-30 | A7027-2009
315.40 Accessory Electric Eq-BBCM | Coal Ops | 2 | 48608.31 | 14277.383 | 2020-12-01 | BIG BEND COMMON | Control / Monitoring Devices-E06-S | Monitor | 27809810 | Install 2 sorbent trap systems for mercury (CAMR) monitoring | 2011-10-31 | L8837-2010
315.40 Accessory Electric Eq-BBCM | Coal Ops | 1 | 4768.3 | 1509.7653 | 2020-12-01 | BIG BEND COMMON | Control / Monitoring Devices-E06-S | Monitor | 25887256 | Install Limestone Operator Interface Screen (OIS) at the Limestone building. The new OIS will be a NEMA 4 sealed 15" panel with a touch screen | 2010-04-30 | A7532-2009
315.40 Accessory Electric Eq-BBCM | Nat Gas Ops | 1 | 274798.64 | 98706.8388 | 2020-12-01 | BIG BEND COMMON | Control / Monitoring Devices-E06-S | Monitor | 25887024 | Install new monitoring system whereby critical alarms and process information can be managed. Included was 5 large monitors with a DCS interface | 2008-12-31 | B2009-2008
315.40 Accessory Electric Eq-BBCM | Nat Gas Ops | 1 | 100455.36 | 12817.6358 | 2020-12-01 | BIG BEND COMMON | Control / Monitoring Devices-E06-S | Monitor | 165034126 | GE BENTLEY SYSTEM HARDWARE AND SOFTWARE TO MONITOR VIBRATION | 2017-04-30 | A2623180
315.40 Accessory Electric Eq-BBCM | Nat Gas Ops | 1 | 77654.87 | 1554.7219 | 2020-12-01 | BIG BEND COMMON | Control / Monitoring Devices-E06-S | Monitor | 351994454 | BBC Air Programs MKS Instruments Capital Purchase of Test Equipment | 2020-06-02 | A2722578
315.40 Accessory Electric Eq-BBCM | Nat Gas Ops | 1 | 46182.9 | 18378.1077 | 2020-12-01 | BIG BEND COMMON | Control / Monitoring Devices-E06-S | Monitor | 113049 | MONITOR ; CONTROL/MONITORING DEVICES ; BBC TANK LEVEL MONITORING SYSTEM. LABOR AND MATERIALS. 04/17/07 RJB | 2006-03-15 | A7013-2008
315.40 Accessory Electric Eq-BBCM | Nat Gas Ops | 1 | 39298.46 | 16349.6103 | 2020-12-01 | BIG BEND COMMON | Control / Monitoring Devices-E06-S | Monitor | 113068 | MONITOR ; CONTROL/MONITORING DEVICES ; BBC OPACITY MONITOR BB 1 AND 2 STACK LABOR AND MATERIALS. 05/15/07 RJB | 2005-08-15 | A7075-2008
315.40 Accessory Electric Eq-BBCM | Nat Gas Ops | 1 | 32135.86 | 3018.9654 | 2020-12-01 | BIG BEND COMMON | Analyzing Building-A02-S | Monitor | 287154967 | BB STATION THERMO SCIENTIFIC CO AND NOX MONITORS | 2018-07-24 | A2676677
315.40 Accessory Electric Eq-BBCM | Nat Gas Ops | 1 | 16988.18 | 6760.3074 | 2020-12-01 | BIG BEND COMMON | Instrument Air-E08-S | Monitor | 121395 | MONITOR ; INSTRUMENT AIR ; HARDWARE,SERVER, AND SOFTWARE TO COMPLY WITH EPA'S TESTING OF THE EMISSIONS COLLECTIONS AND MONITORING PLAN SYSTEM (ECMPS), TO MEASURE AND REPORT EMISSIONS DATA. | 2006-12-15 | A6932
315.40 Accessory Electric Eq-BBCM | Nat Gas Ops | 1 | 16015.8 | 3030.3623 | 2020-12-01 | BIG BEND COMMON | Control / Monitoring Devices-E06-S | Monitor | 53537063 | EHS air programs pur thermo envirnmental instruments model 42iLs NOx instrument | 2015-05-15 | A2540775
315.40 Accessory Electric Eq-BBCM | Nat Gas Ops | 1 | 15626.09 | 2956.625 | 2020-12-01 | BIG BEND COMMON | Control / Monitoring Devices-E06-S | Monitor | 53537058 | EHS air programs pur thermo envirnmental instruments model 43iHL SO2 instrument | 2015-05-15 | A2540775
315.40 Accessory Electric Eq-BBCM | Nat Gas Ops | 1 | 13216.29 | 2874.3632 | 2020-12-01 | BIG BEND COMMON | Control / Monitoring Devices-E06-S | Monitor | 45488919 | EH&S Air services reference method 5 sampling train purchased | 2014-01-31 | A2454926
315.40 Accessory Electric Eq-BBCM | Nat Gas Ops | 1 | 11688.46 | 234.0137 | 2020-12-01 | BIG BEND COMMON | Control / Monitoring Devices-E06-S | Monitor | 351994484 | BBC Air Programs Apex Instruments Capital Purchase of Test Equipment | 2020-06-29 | A2740979
315.40 Accessory Electric Eq-BBCM | Nat Gas Ops | 2 | 10637.36 | 2012.7034 | 2020-12-01 | BIG BEND COMMON | Control / Monitoring Devices-E06-S | Monitor | 60482407 | BBC thermo environmental instruments: a model 48i co instrument and a model 43iHL instrument | 2015-08-21 | A2550182
315.40 Accessory Electric Eq-BBCM | Nat Gas Ops | 1 | 6128 | 1159.4838 | 2020-12-01 | BIG BEND COMMON | Control / Monitoring Devices-E06-S | Monitor | 89239442 | EHS Thermo pDR 1500 dust monitor | 2015-11-04 | A2568942
315.40 Accessory Electric Eq-BBCM | Nat Gas Ops | 1 | 3566.41 | 1206.9592 | 2020-12-01 | BIG BEND COMMON | Control / Monitoring Devices-E06-S | Monitor | 25959447 | Replacment of Ammonia Monitor O-AAH-AIT-9, it is used to safely monitoring ammonia at the ammonia skid and truck unloading areas | 2009-12-31 | A7014-2009
315.40 Accessory Electric Eq-BBCM | Nat Gas Ops | 1 | 112729 | 80704.5771 | 2020-12-01 | BIG BEND COMMON | Switching Equipment-E14-S | Motor - Complete | 114717 | MOTOR CONTROL CENTER ; SWITCHING EQUIPMENT ; LOAD CENTER, 480V GENERAL NEMA - WASTE WATER RECYCLE | 1978-06-15 | G42
315.40 Accessory Electric Eq-BBCM | Nat Gas Ops | 0 | 4329 | 3157.933 | 2020-12-01 | BIG BEND COMMON | Switching Equipment-E14-S | Motor - Complete | 79169 | MOTOR CONTROL CENTER ; SWITCHING EQUIPMENT ; 1-EXTENSION UNIT FOR THE EXISTING MOTOR CONTROL CENTER CONSISTING OF 3-COMPARTMENTS WITH 3-SIZE 3 MOTOR STARTERS | 1976-06-15 | D75-1
315.40 Accessory Electric Eq-BBCM | Nat Gas Ops | 0 | 2967 | 2164.3768 | 2020-12-01 | BIG BEND COMMON | Switching Equipment-E14-S | Motor - Complete | 79170 | MOTOR CONTROL CENTER ; SWITCHING EQUIPMENT ; 11-G.E. SELECTOR SWITCHES, TYPE SB-1, NEMA, 4 ENCLOSURES WITH OVAL HANDLE | 1976-06-15 | D75-1
315.40 Accessory Electric Eq-BBCM | Nat Gas Ops | 1 | 797.27 | 547.2526 | 2020-12-01 | BIG BEND COMMON | Switching Equipment-E14-S | Motor - Complete | 87644 | MOTOR CONTROL CENTER ; SWITCHING EQUIPMENT ; LUBE OIL COND, MOTOR CONTROL CENTER 200 AMP FOR DELAVAL CENTRIFUGE UNIT. | 1982-06-15 | K44
315.40 Accessory Electric Eq-BBCM | Nat Gas Ops | 0 | 6594 | 4810.2126 | 2020-12-01 | BIG BEND COMMON | Switching Equipment-E14-S | Motor - Rotating Assembly | 114718 | LARGE MOTOR STARTERS ; SWITCHING EQUIPMENT ; 3-NEMA SIZE 4-COMBINATION NON-REVERSING STARTERS, 4 ENCLOSURES WITH 400 AMP 480V SWITCHES AND 115V CONTROL TRANSFORMERS | 1976-06-15 | D75-1
315.40 Accessory Electric Eq-BBCM | Nat Gas Ops | 0 | 2429 | 1771.9148 | 2020-12-01 | BIG BEND COMMON | Switching Equipment-E14-S | Motor - Rotating Assembly | 121738 | LARGE MOTOR STARTERS ; SWITCHING EQUIPMENT ; 2-NEMA SIZE 2-3 POLE COMBINATION STARTERS WITH 100 AMP, 480V SWITCH AND 115V CONTROL TRANSFORMERS, REPLACEMENT FOR UNIT #1 | 1976-06-15 | D75-1
315.40 Accessory Electric Eq-BBCM | Nat Gas Ops | 0 | 2380 | 1736.1701 | 2020-12-01 | BIG BEND COMMON | Switching Equipment-E14-S | Motor - Rotating Assembly | 79171 | LARGE MOTOR STARTERS ; SWITCHING EQUIPMENT ; 2-NEMA SIZE 2, 3 POLE COMBINATION STARTERS WITH 100 AMP, 480V SWITCH AND 115V CONTROL TRANSFORMERS- REPLACEMENT FOR UNIT #2 | 1976-06-15 | D75-1
315.40 Accessory Electric Eq-BBCM | Coal Ops | 1 | 444329.26 | 108529.1724 | 2020-12-01 | BIG BEND COMMON | Switching Equipment-E14-S | Motor Control Center | 41290153 | Blending bin MCC replaced, to also include transformer, lights | 2013-10-14 | B2832-2011
315.40 Accessory Electric Eq-BBCM | Coal Ops | 1 | 167501.21 | 40912.8305 | 2020-12-01 | BIG BEND COMMON | Switching Equipment-E14-S | Motor Control Center | 41051837 | SONAR ROOM MOTOR CONTROL CENTER | 2013-07-30 | B2835-2011
315.40 Accessory Electric Eq-BBCM | Nat Gas Ops | 3 | 16088.87 | 322.114 | 2020-12-01 | BIG BEND COMMON | Non Unitized | Non-unitized | 381376772 | Install new temperature probed on the BB4 discharge flume | 2020-12-21 | A2730903
315.40 Accessory Electric Eq-BBCM | Nat Gas Ops | 2 | 14803.68 | 296.3833 | 2020-12-01 | BIG BEND COMMON | Non Unitized | Non-unitized | 385566722 | Clayborn Lab Capital Purchase of Heated Umbilicals for RATA and Compliance testing | 2020-12-30 | A2759850
315.40 Accessory Electric Eq-BBCM | Nat Gas Ops | 3 | 12972.14 | 259.7142 | 2020-12-01 | BIG BEND COMMON | Non Unitized | Non-unitized | 381376936 | MULTIMEDIA FILTERS BACKWASH FLOWMETER IS NO LONGER WORKING AND NEEDS TO BE REPLACED | 2020-12-21 | A2758483
315.40 Accessory Electric Eq-BBCM | Nat Gas Ops | 1 | 28601.32 | 572.6247 | 2020-12-01 | BIG BEND COMMON | Non Unitized | Non-unitized | 356618299 | No longer supported by manufacturer. Cannot purchase the parts needed for repair. Analyzer needs to be replaced | 2020-09-21 | A2751729
315.40 Accessory Electric Eq-BBCM | Nat Gas Ops | 1 | 31722.3 | 1844.8332 | 2020-12-01 | BIG BEND COMMON | Panels-E09-S | Panel | 322351643 | CONSTRUCTION LOOP POWER PANEL | 2019-03-12 | A2707241
315.40 Accessory Electric Eq-BBCM | Nat Gas Ops | 1 | 27584.85 | 5219.3515 | 2020-12-01 | BIG BEND COMMON | Station Air-E12-S | Piping 6" & larger | 90033127 | BB Service air pipe live isolation upgraded. | 2015-12-20 | A2576046
315.40 Accessory Electric Eq-BBCM | Coal Ops | 1 | 35790.32 | 8741.9267 | 2020-12-01 | BIG BEND COMMON | Control / Monitoring Devices-E06-S | Probe | 41901932 | BB FGD pH probes and wiring replaced | 2013-10-25 | A2439179
315.40 Accessory Electric Eq-BBCM | Nat Gas Ops | 1 | 27602.27 | 6741.9632 | 2020-12-01 | BIG BEND COMMON | Control / Monitoring Devices-E06-S | Probe | 41653554 | Replace the discharge flume temperature indication system with an new wireless system on the Thermal Dilution system | 2013-11-22 | A2439888
315.40 Accessory Electric Eq-BBCM | Nat Gas Ops | 6 | 25455.76 | 5536.2813 | 2020-12-01 | BIG BEND COMMON | Control / Monitoring Devices-E06-S | Probe | 44538150 | BBC 6 flow transmitters on instrument air & service air systems replaced #'s 4IAS-FYX83, 4IAS-FYX82, 4IAS-FYX66, 4IAS-FYX84, 4IAS-FYX75, 4IAS-FYX80, | 2014-04-25 | A2481839
315.40 Accessory Electric Eq-BBCM | Nat Gas Ops | 1 | 17571.5 | 5946.6198 | 2020-12-01 | BIG BEND COMMON | Control / Monitoring Devices-E06-S | Probe | 26904214 | Installed Circulator motors vibration probes on the upper bearings which includes 3 channel mini-MAXX box with conduit fitting | 2009-12-31 | A7029-2009
315.40 Accessory Electric Eq-BBCM | Nat Gas Ops | 1 | 3773.87 | 820.7654 | 2020-12-01 | BIG BEND COMMON | Control / Monitoring Devices-E06-S | Pump - Complete | 45488946 | H series dual high performance Dia-VAcpump w/ 315 stainless steel wetted parts, 3-ply teflon diaphragms, head equipped with (2) 75 watt adn a 163 C thermostat for monitoring and analyses | 2014-03-31 | A2455005
315.40 Accessory Electric Eq-BBCM | Coal Ops | 1 | 9104018.1 | 3081019.496 | 2020-12-01 | BIG BEND COMMON | Control / Monitoring Devices-E06-S | Railroad | 28041683 | Railroad Unloading | 2009-12-16 | H2908-2008
315.40 Accessory Electric Eq-BBCM | Nat Gas Ops | 2 | 103649 | 74204.0531 | 2020-12-01 | BIG BEND COMMON | Protective Equipment-E10-S | Reactor | 79166 | RES STA SERV CURRENT REACTORS ; SURGE & PROTECTIVE EQUIPMENT ; REACTORS, SATURABLE G.E. W/ENCLOSURES | 1978-06-15 | G1580
315.40 Accessory Electric Eq-BBCM | Nat Gas Ops | 1 | 37697.82 | 20222.8259 | 2020-12-01 | BIG BEND COMMON | Control / Monitoring Devices-E06-S | Recorder | 99123 | TEMPERATURE ; RECORDERS ; TEMPERATURE MONITORING SYSTEM FOR THE DISCHARGE CANAL. CONSISTS OF THERISTOR INTERROGATION CARDS THAT PROVIDE SIGNAL TO THE PLANT COMP SYSTEM. 08/18/97 RJB | 1997-02-15 | A7041
315.40 Accessory Electric Eq-BBCM | Nat Gas Ops | 1 | 17472.03 | 8661.99 | 2020-12-01 | BIG BEND COMMON | Control / Monitoring Devices-E06-S | Recorder | 119546 | RECORDERS ; CONTROL/MONITORING DEVICES ; BB SERVICE AIR FLOW MONITORS 12/06/01 RJB | 2000-07-15 | A7077
315.40 Accessory Electric Eq-BBCM | Nat Gas Ops | 16 | 16098.74 | 9578.3816 | 2020-12-01 | BIG BEND COMMON | Control / Monitoring Devices-E06-S | Recorder | 117475 | TEMPERATURE ; RECORDERS ; INSTALL TEMPERATURE MONITORING SYSTEM FOR BETTER HEAT RATE INDICAT ION AND CONDENSER CONDITION/PERFORM ANCE. 16 TEMPERATURE MONITORS, 4 O N EACH UNIT. | 1992-01-15 | A7020-2008
315.40 Accessory Electric Eq-BBCM | Nat Gas Ops | 2 | 16858.43 | 10706.12 | 2020-12-01 | BIG BEND COMMON | Protective Equipment-E10-S | Relay | 93157 | GEN. UNDERFREQ. PROTECT. RELAY ; SURGE & PROTECTIVE EQUIPMENT ; PRIDE OVEREXCITATION RELAY WITH, M-0299, B-0299 DC SUPPLY SURFACE MOUNTING. BECKWITH ELECTRIC COMPANY PO #77196 | 1988-02-15 | A7056-2007
315.40 Accessory Electric Eq-BBCM | Nat Gas Ops | 29 | 45028 | 7172.7803 | 2020-12-01 | BIG BEND COMMON | Protective Equipment-E10-S | Safeyt Equipment | 100037719 | BBC Purchase of 29 LIFEPAK CR Plus AED Kits | 2016-01-31 | A2563280
315.40 Accessory Electric Eq-BBCM | Nat Gas Ops | 1 | 34700 | 8475.6117 | 2020-12-01 | BIG BEND COMMON | Protective Equipment-E10-S | Safeyt Equipment | 41490506 | Electrical breaker remote racking tool installled for the safety of the personnel and equipment during power circuit breaker racking and control related task | 2013-12-11 | A2442841
315.40 Accessory Electric Eq-BBCM | Nat Gas Ops | 24 | 27617.6 | 9346.4625 | 2020-12-01 | BIG BEND COMMON | Protective Equipment-E10-S | Safeyt Equipment | 25959422 | Purchased 24 SCBA's (Self Contained Breathing Apparatus) to be placed in various areas around the plant site | 2009-12-31 | A7055-2009
315.40 Accessory Electric Eq-BBCM | Nat Gas Ops | 19 | 20805 | 6587.3931 | 2020-12-01 | BIG BEND COMMON | Protective Equipment-E10-S | Safeyt Equipment | 26344174 | SCBA installed in various areas around the plant. | 2010-05-24 | A7069-2010
315.40 Accessory Electric Eq-BBCM | Nat Gas Ops | 4 | 2916.91 | 372.1841 | 2020-12-01 | BIG BEND COMMON | Protective Equipment-E10-S | Safeyt Equipment | 166700022 | 4 EHS AIR SERVICES GAS CYLINDER REGULATORS | 2017-10-03 | A2615534
315.40 Accessory Electric Eq-BBCM | Coal Ops | 1 | 9263.3 | 1752.7164 | 2020-12-01 | BIG BEND COMMON | Yard Area-A41-S | Security System | 75191178 | ESS Coalfield blending bin camera fiber optic cable installed for the 4th floor | 2015-06-25 | A2555039
315.40 Accessory Electric Eq-BBCM | Nat Gas Ops | 1 | 437425.78 | 41093.4487 | 2020-12-01 | BIG BEND COMMON | Auxiliary / Emergency Equipm-E01-S | Security System | 317641780 | BBC RADIO SYSTEM REPLACEMENT | 2018-03-27 | A2660758
315.40 Accessory Electric Eq-BBCM | Nat Gas Ops | 1 | 131144.01 | 59007.1286 | 2020-12-01 | BIG BEND COMMON | Area Structures-A03-S | Security System | 106109 | SECURITY SYSTEM ; AREA STRUCTURES ; BIG BEND STATION. ADDITIONAL SECURITY SYSTEM WHICH INCLUDES CLOSED CIRCUIT TV SYSTEM..INCLUDES ADDTIONAL CAMERAS, MONITORING DEVICES,WIRING AND RELATED..LOCATED IN AND AROUND THE PLANT AREA.. 10/16/03 RJB | 2003-09-15 | B0275
315.40 Accessory Electric Eq-BBCM | Nat Gas Ops | 2 | 37192.18 | 10924.202 | 2020-12-01 | BIG BEND COMMON | Auxiliary / Emergency Equipm-E01-S | Security System | 27809844 | Install 2 new Motorola UHF radio repeaters and 3 new Andrew UHF DB630 antennas along with 2 new antenna masts | 2011-01-01 | A7799-2010
315.40 Accessory Electric Eq-BBCM | Nat Gas Ops | 40 | 27230.2 | 7342.1055 | 2020-12-01 | BIG BEND COMMON | Auxiliary / Emergency Equipm-E01-S | Security System | 28267326 | Byproducts area radio repeaters replaced with new digital radios with a 12.5 khz bandwidth | 2012-05-01 | A7061-2011
315.40 Accessory Electric Eq-BBCM | Nat Gas Ops | 1 | 17560.22 | 6987.9461 | 2020-12-01 | BIG BEND COMMON | Control / Monitoring Devices-E06-S | Security System | 127143 | SECURITY CAMERA ; MONITORING ; BBC APERTURE SCANNER CARD READER. LABOR AND MATERIALS. 05/15/07 RJB | 2006-08-15 | A7053
315.40 Accessory Electric Eq-BBCM | Nat Gas Ops | 1 | 5980.18 | 952.6188 | 2020-12-01 | BIG BEND COMMON | Auxiliary / Emergency Equipm-E01-S | Security System | 99950998 | BBC install radio repeater for startup. | 2016-03-31 | A2588032
315.40 Accessory Electric Eq-BBCM | Coal Ops | 1 | 2268428.56 | 554072.6134 | 2020-12-01 | BIG BEND COMMON | Switching Equipment-E14-S | Switch | 88370949 | BBC PECO MCC, transformers, and new electrical upgrades to include installing 3 4KV switches, install 3 4KV/480V transformers, add 3 480 main breakers on the 2nd floor | 2013-05-24 | B2834-2011
315.40 Accessory Electric Eq-BBCM | Coal Ops | 0 | 45382.72 | 11084.9082 | 2020-12-01 | BIG BEND COMMON | Switching Equipment-E14-S | Switch | 41460190 | BBC Blending building automatic transfer 480V installed in place of the manual switch | 2013-12-11 | A2405471
315.40 Accessory Electric Eq-BBCM | Coal Ops | 1 | 18231.67 | 4915.823 | 2020-12-01 | BIG BEND COMMON | Switching Equipment-E14-S | Switch | 32499668 | 20157 AND 20158 SWITCH | 2012-06-30 | A7039-2012
315.40 Accessory Electric Eq-BBCM | Coal Ops | 1 | 10687.96 | 1363.7339 | 2020-12-01 | BIG BEND COMMON | Switching Equipment-E14-S | Switch | 132200603 | ATS (Automatic Transfer switch) for eqp at BB coalfield ATS OCYH-TRS302 | 2017-01-16 | A2619186
315.40 Accessory Electric Eq-BBCM | Nat Gas Ops | 1 | 137570.97 | 40407.7704 | 2020-12-01 | BIG BEND COMMON | Transformers-E15-S | Switch | 27809685 | Construction loop XFMR and switch replace | 2011-01-31 | A7765-2010
315.40 Accessory Electric Eq-BBCM | Coal Ops | 1 | 2783584.9 | 881353.9051 | 2020-12-01 | BIG BEND COMMON | Switching Equipment-E14-S | Switchgear | 28267098 | ARC Flash Project is to identify arc flash hazards associated with electric equipment and update equipment like the 480v MCC and Switchgeat and other equipment | 2010-05-27 | B2028-2009
315.40 Accessory Electric Eq-BBCM | Coal Ops | 1 | 86969.95 | 58297.7812 | 2020-12-01 | BIG BEND COMMON | Switching Equipment-E14-S | Switchgear | 127398 | 4160V SWITCHGEAR ; SWITCHING EQUIPMENT ; (3RNS-SWGW,3RNS-SWGE) COAL HANDLING 4160V SWITCHGEAR -- GENERAL ELECTR IC "POWER VAC" 5 KV INDOOR SWITCH GEAR CONSISTS OF: A FREE-STANDING S HEET STEEL ENCLOSURE 72"W X 96" H X 94" D COMPRISED OF (4)36"W X 48"H | 1984-08-15 | K3400
315.40 Accessory Electric Eq-BBCM | Coal Ops | 1 | 68559.39 | 28523.2375 | 2020-12-01 | BIG BEND COMMON | Switching Equipment-E14-S | Switchgear | 113299 | SWITCHGEAR ; SWITCHING EQP ; REPLACED TWO 4KV FUSED DESCONNECT SWITCHES AT T2 AND T3 COALFIELD STRUCTURES. LABOR AND MATERIALS 9/26/07 WHA | 2005-06-15 | A7098
315.40 Accessory Electric Eq-BBCM | Nat Gas Ops | 1 | 4549286.92 | 860774.2176 | 2020-12-01 | BIG BEND COMMON | Protective Equipment-E10-S | Switchgear | 138267928 | Non ECRC on BBC arc flash remediation to include the Turbine Bldg Mezzanine, Ash Sluice pump house, Ammonia Bldg, Salg Dewatering Building, fire pump house. | 2015-12-30 | A2386777
315.40 Accessory Electric Eq-BBCM | Coal Ops | 12000 | 32933.69 | 22076.143 | 2020-12-01 | BIG BEND COMMON | Cable / Wire-E02-S | Thermoprobe / Thermocouple | 127374 | THERMOCOUPLE WIRE INC. THERMOCOUPLE ; CONTROL & INSTRUMENT WIRE ; COAL HANDLING THERMOCOUPLE WIRE -- 12000 LF 2/C #16 CHROMEL-CONSTANTAN T/C WIRE WITH XLPE INSULA TION TWISTED WITH ALUMINUM-BACKED M YLAR TAPE SHIELD AND BLACK HYPALON JACKET,300V | 1984-08-15 | K3400
315.40 Accessory Electric Eq-BBCM | Nat Gas Ops | 0 | 2235.04 | 1659.16 | 2020-12-01 | BIG BEND COMMON | Cable / Wire-E02-S | Thermoprobe / Thermocouple | 121778 | THERMOCOUPLE WIRE INC. THERMOCOUPLE ; CONTROL & INSTRUMENT WIRE ; THERMOCOUPLES, SUPERHEATER | 1974-06-15 | A2901
315.40 Accessory Electric Eq-BBCM | Coal Ops | 4 | 8923 | 2179.4779 | 2020-12-01 | BIG BEND COMMON | Transformers-E15-S | Transformer | 41051527 | Install 4 new Current Transformers and transducers to the FGD 1&2 Agitators. Run cable/Conduit to DCS | 2013-07-19 | A2409868
315.40 Accessory Electric Eq-BBCM | Nat Gas Ops | 1 | 41226.86 | 2397.5777 | 2020-12-01 | BIG BEND COMMON | Transformers-E15-S | Transformer | 327325682 | INSTALL WINDOW TO ALL STATION TRANSFORMERS TO VISUALLY INSPECT | 2019-02-22 | A2689156
315.40 Accessory Electric Eq-BBCM | Nat Gas Ops | 1 | 39823.79 | 28510.5175 | 2020-12-01 | BIG BEND COMMON | Transformers-E15-S | Transformer | 79139 | RESERVE STATION SERVICE ; TRANSFORMERS ; STRUCTURAL STEEL TOWER ,230V SWITCH TOWER 39CY CONCRETE | 1978-06-15 | G1580
315.40 Accessory Electric Eq-BBCM | Nat Gas Ops | 1 | 36805.01 | 22660.1601 | 2020-12-01 | BIG BEND COMMON | Transformers-E15-S | Transformer | 97661 | STATION SERVICE ; TRANSFORMERS ; BIG BEND RECYCLE WATER TRANSFORMER 1000KVA, 4160/480V 07/25/94 RJB | 1990-07-15 | A7596
315.40 Accessory Electric Eq-BBCM | Nat Gas Ops | 9 | 21824.4 | 14629.353 | 2020-12-01 | BIG BEND COMMON | Transformers-E15-S | Transformer | 123239 | AUXILIARY LIGHT ; TRANSFORMERS ; (1LAF-LXB1,1LAF-LXB2,1LAF-LXB3,1LAF -LXT4,1LAF-LXT5,1LAF-LXT6,1LAF-LXT7 ,1LAF-PXB4,1LAF-PXB5) WESTIN GHOUSE 1 PHASE 480-120/240 VOLT ENC APSULATED FLOOR MOUNTED DRY TYPE TR ANSFORMER (8-25 KVA, 1-37.5 KVA) | 1984-08-15 | K3400
315.40 Accessory Electric Eq-BBCM | Nat Gas Ops | 1 | 17074.32 | 10512.3412 | 2020-12-01 | BIG BEND COMMON | Transformers-E15-S | Transformer | 94067 | STATION SERVICE ; TRANSFORMERS ; 1000 KVA PAD MOUNT TRANSFORMER HG42871CB5R4AA 4160/480 VOLT | 1990-03-15 | E1482
315.40 Accessory Electric Eq-BBCM | Nat Gas Ops | 3 | 16744 | 11987.3097 | 2020-12-01 | BIG BEND COMMON | Transformers-E15-S | Transformer | 79138 | RESERVE STATION SERVICE ; TRANSFORMERS ; ARRESTERS | 1978-06-15 | G1580
315.40 Accessory Electric Eq-BBCM | Nat Gas Ops | 1 | 15847.59 | 9757.0664 | 2020-12-01 | BIG BEND COMMON | Transformers-E15-S | Transformer | 97662 | STATION SERVICE ; TRANSFORMERS ; BIG BEND BBT3 STRUCTURE TRANSFORMER 112.5 KVA 08/03/94 RJB | 1990-07-15 | A7597
315.40 Accessory Electric Eq-BBCM | Nat Gas Ops | 6 | 6095 | 4363.5125 | 2020-12-01 | BIG BEND COMMON | Transformers-E15-S | Transformer | 79141 | AUXILIARY POWER ; TRANSFORMERS ; TRANSFORMER ,SINGLE PHASE ,75 KVA 240/480-WASTER WATER | 1978-06-15 | G42
315.40 Accessory Electric Eq-BBCM | Nat Gas Ops | 1 | 6070.3 | 3177.2025 | 2020-12-01 | BIG BEND COMMON | Transformers-E15-S | Transformer | 103237 | TRANSFORMER ; TRANSFORMERS ; BB RESERVE TRANSFORMER #2 NEUTRAL GROUND RESISTOR. 09/21/99 RJB | 1998-12-15 | A7045
315.40 Accessory Electric Eq-BBCM | Nat Gas Ops | 1 | 6050.28 | 2407.6595 | 2020-12-01 | BIG BEND COMMON | Transformers-E15-S | Transformer | 113070 | TRANSFORMER ; TRANSFORMERS ; BBC 300KVA CONSTRUCTION POWER TRANSFORMER. LABOR AND MATERIALS. 05/07/07 RJB | 2006-04-15 | A7044
315.40 Accessory Electric Eq-BBCM | Nat Gas Ops | 1 | 4899.33 | 3200.4317 | 2020-12-01 | BIG BEND COMMON | Transformers-E15-S | Transformer | 123122 | AUXILIARY POWER ; TRANSFORMERS ; 600 VOLT DBL THROW, 3 PHASE, 600 AMP SAFETY SWITCHES WITH ELECTRICAL AND KEYED INTERLOCKS AT BOTH POSITIONS | 1986-06-15 | A7076
315.40 Accessory Electric Eq-BBCM | Nat Gas Ops | 0 | 2577.34 | 1788.94 | 2020-12-01 | BIG BEND COMMON | Transformers-E15-S | Transformer | 79356 | AUXILIARY POWER ; TRANSFORMERS ; ESCALATION CHG - TRANSFORMER | 1981-06-15 | A7004-2008
315.40 Accessory Electric Eq-BBCM | Nat Gas Ops | 0 | 1167.1 | 851.3799 | 2020-12-01 | BIG BEND COMMON | Transformers-E15-S | Transformer | 114713 | AUXILIARY LIGHT ; TRANSFORMERS ; 1 - TRANSFORMER, SINGLE PHASE, CSP-7620, 120/240V, 25 KVA | 1976-06-15 | D751
315.40 Accessory Electric Eq-BBCM | Nat Gas Ops | 2 | 1017.24 | 728.2591 | 2020-12-01 | BIG BEND COMMON | Transformers-E15-S | Transformer | 79352 | AUXILIARY LIGHT ; TRANSFORMERS ; AUX LIGHT TRANSFORMER, SINGLE PHASE 7620 TAP 120/240 V | 1978-06-15 | A7018-2008
315.40 Accessory Electric Eq-BBCM | Nat Gas Ops | 0 | 901.08 | 645.0982 | 2020-12-01 | BIG BEND COMMON | Transformers-E15-S | Transformer | 121702 | STATION SERVICE ; TRANSFORMERS ; LABOR FOR MAIN STATION TRANSFORMER | 1978-06-15 | A7006-2008
315.40 Accessory Electric Eq-BBCM | Nat Gas Ops | 0 | 404 | 294.7112 | 2020-12-01 | BIG BEND COMMON | Transformers-E15-S | Transformer | 79140 | AUXILIARY LIGHT ; TRANSFORMERS ; 1-TRANSFORMER, SINGLE PHASE, CSP 7620, 120/240V, 5KVA | 1976-06-15 | D751
315.40 Accessory Electric Eq-BBCM | Nat Gas Ops | 1 | 43287.68 | 29016.6396 | 2020-12-01 | BIG BEND COMMON | Transformers-E15-S | Transformer | 89723 | ID ISOLATION ; TRANSFORMERS ; (1CYH-TRAN) COAL HANDLING AUXILIARY POWER TRANSFORMER -- SQUARE "D" CO . "POWER CAST" MODEL P205RA BADBB-001 500 KVA,3 PHASE,60 HERTZ, 3-WIRE, 4160/480 VOLT WITH 5 PRIMAR Y TAPS,CLASS AA DRY TYPE CAST RE SIN ENCAP | 1984-08-15 | K3400
315.40 Accessory Electric Eq-BBCM | Nat Gas Ops | 1 | 175467.82 | 63027.5093 | 2020-12-01 | BIG BEND COMMON | Administration Building-A01-S | TV Camera System | 24807878 | BBC DOCK SECURITY SYSTEM WITH 5 CAMERAS | 2008-01-18 | A7004-2008
315.40 Accessory Electric Eq-BBCM | Coal Ops | 1 | 27435.52 | 9284.8423 | 2020-12-01 | BIG BEND COMMON | Auxiliary / Emergency Equipm-E01-S | Uninterruptible Power Supply | 25630195 | Install Coalfield Generator | 2009-10-01 | A7785-2009
315.40 Accessory Electric Eq-BBCM | Nat Gas Ops | 1 | 84920.45 | 56923.9584 | 2020-12-01 | BIG BEND COMMON | Switching Equipment-E14-S | Unit Substation | 89724 | 480V SUBSTATION UNIT ; SWITCHING EQUIPMENT ; (1CYH-US1,1CYH-US2) SQUARE "D" CO 4 80 VOLT POWER-ZONE II LOW VOLTAGE, METAL ENCLOSED,SINGLE-ENDED UNIT S UBSTATION -- CONSISTING OF: A 4.16 KV, 600 AMP,3 PHASE,NON-FUSED INCOM ING LINE SWITCH; A 750 KVA,3 PH | 1984-08-15 | K3400
315.40 Accessory Electric Eq-BBCM | Nat Gas Ops | 4 | 8995.84 | 6174.8174 | 2020-12-01 | BIG BEND COMMON | Switching Equipment-E14-S | Unit Substation | 79172 | 480V SUBSTATION UNIT ; SWITCHING EQUIPMENT ; SWITCH, DISCONNECT, TYPE 9804 30A FUSIBLE - 3 POLE 480V | 1982-06-15 | A7027
315.40 Accessory Electric Eq-BBCM | Coal Ops | 1 | 453511.75 | 171887.6335 | 2020-12-01 | BIG BEND COMMON | Cable / Wire-E02-S | Wire & Cable | 25164982 | BB North Stacker 4160 Volt Power wires and cables replaced for fire damage | 2007-06-15 | B2030-2007
315.40 Accessory Electric Eq-BBCM | Coal Ops | 1 | 188331.94 | 17692.6219 | 2020-12-01 | BIG BEND COMMON | Cable / Wire-E02-S | Wire & Cable | 321545139 | COALFIELD BARGE CREW HOUSE DISTRIBUTION WIRING/CABLE SYSTEM | 2018-06-25 | A2674145
315.40 Accessory Electric Eq-BBCM | Coal Ops | 1800 | 38075.87 | 19928.9576 | 2020-12-01 | BIG BEND COMMON | Cable / Wire-E02-S | Wire & Cable | 102889 | POLK TRANSLOADER 480V ; WIRE/CABLE ; POWER CABLE. 1LT. 01/27/99 RJB | 1998-05-15 | A7041
315.40 Accessory Electric Eq-BBCM | Coal Ops | 1 | 21520.33 | 8563.8395 | 2020-12-01 | BIG BEND COMMON | Coal Handling Equipment-B69-S | Wire & Cable | 121390 | WIRE AND CABLE ; COAL HANDLING ; BBC NORTH STACKER CABLE REPL. LABOR AND MATERIALS. 05/07/07 RJB | 2006-10-15 | A7038
315.40 Accessory Electric Eq-BBCM | Coal Ops | 1 | 13475.06 | 3633.2936 | 2020-12-01 | BIG BEND COMMON | Cable / Wire-E02-S | Wire & Cable | 40634618 | Install cables from 111W and 117E to the new reserve switchgear being installed under separate project in 2011. (T-3 Cables) | 2012-12-31 | B2838-2011
315.40 Accessory Electric Eq-BBCM | Coal Ops | 1 | 6188.81 | 1345.9819 | 2020-12-01 | BIG BEND COMMON | Coal Handling Equipment-B69-S | Wire & Cable | 45838573 | The #14/5 control cable is bad between the 4160V starter in the 2nd floor electrical room & the I.T. cabinet on top of the T7 Structure. | 2014-06-30 | A2495441
315.40 Accessory Electric Eq-BBCM | Coal Ops | 1 | 1910.85 | 1136.912 | 2020-12-01 | BIG BEND COMMON | Cable / Wire-E02-S | Wire & Cable | 124261 | INSTRUMENT WIRE ; CONTROL & INSTRUMENT WIRE ; 1500FT OF INSTRUMENT WIRE FROM CTL ROOM TO FLOW METERS FOR BB1, 2 & 3 COOLING TOWER WATER FLOW MAKE UP 03/12/94 FSK | 1992-03-15 | A7569
315.40 Accessory Electric Eq-BBCM | Nat Gas Ops | 1 | 16771.85 | 7268.1469 | 2020-12-01 | BIG BEND COMMON | Cable / Wire-E02-S | Wire & Cable | 111901 | 15KV UNDERGROUND CONSTRUCTION ; WIRE/CABLE ; FEEDER CABLE. LABOR AND MATERIALS. 07/20/05 RJB | 2004-08-15 | A7042
315.40 Accessory Electric Eq-BBCM | Nat Gas Ops | 1 | 6784.32 | 3458.99 | 2020-12-01 | BIG BEND COMMON | Cable / Wire-E02-S | Wire & Cable | 125538 | BB9 RECYCLE WATER PUMP ; WIRE/CABLE ; PROVIDE 13KV TO FEED THE RECYCLE PUMPING FACILITIES SOUTH OF THE 230 KV SWITCHYARD. INCLUDES METERIN G, SWITCHING AND PROTECTION. 02/22/00 RJB | 1999-12-15 | A7092
316.40 Misc Power Plant Eq-BBCM | Nat Gas Ops | 1 | 22911.47 | 10691.5793 | 2020-12-01 | BIG BEND COMMON | Amortizable Equipment¦S | Amortizable General Plant | 121427 | FUELS PROJECTOR ; | 2006-08-15 | A6933
316.40 Misc Power Plant Eq-BBCM | Nat Gas Ops | 1 | 68739.93 | 39962.48 | 2020-12-01 | BIG BEND COMMON | Auxiliary / Emergency Equipm-E01-S | Battery / Charger | 106575 | BATTERIES/ BATTERY CHARGER ; AUXILLIARY / EMERGENCY EQP ; BB1 STATION BATTERY INCLUDES LABOR AND MATERIAL TO INSTALL BATTERY. EMERGENCY BACKUP POWER FOR BB1 BOILER CONTROLS AND EMERGENCY OIL PUMPS. 06/10/04 RJB | 2000-10-15 | A7727-2008
316.40 Misc Power Plant Eq-BBCM | Nat Gas Ops | 1 | 10334.06 | 1546.2334 | 2020-12-01 | BIG BEND COMMON | Station Equipment / Tools-E16-S | Battery / Charger | 201954395 | BB ELECTRIC FORKLIFT BATTERY CHARGERS | 2017-12-11 | A2649246
316.40 Misc Power Plant Eq-BBCM | Nat Gas Ops | 1 | 382.27 | 314.4973 | 2020-12-01 | BIG BEND COMMON | Station Equipment / Tools-E16-S | Battery / Charger | 127165 | BATTERY CHARGERS ; STATION MAINTENANCE TOOLS ; BATTERY CHARGER, SILVER BEAUTY MDL 8266 | 1980-06-15 | A7001-2008
316.40 Misc Power Plant Eq-BBCM | Nat Gas Ops | 1 | 238.16 | 203.7292 | 2020-12-01 | BIG BEND COMMON | Station Equipment / Tools-E16-S | Battery / Charger | 79642 | BATTERY CHARGERS ; STATION MAINTENANCE TOOLS ; BATTERY CHARGER | 1976-06-15 | A2901
316.40 Misc Power Plant Eq-BBCM | Nat Gas Ops | 1 | 160.43 | 138.4616 | 2020-12-01 | BIG BEND COMMON | Station Equipment / Tools-E16-S | Battery / Charger | 79641 | BATTERY CHARGERS ; STATION MAINTENANCE TOOLS ; BATTERY CHARGER | 1975-06-15 | A2901
316.40 Misc Power Plant Eq-BBCM | Nat Gas Ops | 1 | 193781.96 | 36198.255 | 2020-12-01 | BIG BEND COMMON | Docks-A08-S | Boat / Motor | 115657526 | Purchased a 26' Packman welded aluminum high speed landing craft 2016 production model for maintennce of aids of navigation system | 2016-07-01 | A2580151
316.40 Misc Power Plant Eq-BBCM | Nat Gas Ops | 1 | 92811.04 | 13886.8491 | 2020-12-01 | BIG BEND COMMON | Docks-A08-S | Boat / Motor | 140573161 | BOAT FOR BIG BEND DOCK AND CHANNEL MAINT. ALUMINUM | 2017-02-14 | A2618475
316.40 Misc Power Plant Eq-BBCM | Nat Gas Ops | 1 | 5470 | 4679.203 | 2020-12-01 | BIG BEND COMMON | Station Equipment / Tools-E16-S | Boat / Motor | 79220 | BOAT ; ENVIRONMENTAL EQUIPMENT ; BOAT 18' SEACRAFT TECO NO.ME44-1946 SN FECF80231175 REG.NO.FL-4427SG ENGINE SN 1173682 | 1976-06-15 | C5483
316.40 Misc Power Plant Eq-BBCM | Nat Gas Ops | 1 | 4777.55 | 714.8408 | 2020-12-01 | BIG BEND COMMON | Docks-A08-S | Boat / Motor | 140281561 | NEW A/C AND GENERATOR FOR TSS CHANNEL REPAIR BOAT | 2017-01-16 | A2618476
316.40 Misc Power Plant Eq-BBCM | Nat Gas Ops | 2 | 4206.74 | 2986.9748 | 2020-12-01 | BIG BEND COMMON | Station Equipment / Tools-E16-S | Boat / Motor | 96166 | BOAT ; ENVIRONMENTAL EQUIPMENT ; LOWE 16FT BOAT(TUNNEL) MODEL# 16107 LWN29004E191. WITH 1992 JOHNSON 25HP MOTOR MODEL# 16346 3034853.ALSO INCLDES BOAT TRAILER CUSTOM HAULER L-16 16338 40ZB161XNPPT9790. ALAFIA MARINE,INC PO#52528 TO BE USED AT PORT MANATE | 1991-01-15 | A7001-2008
316.40 Misc Power Plant Eq-BBCM | Nat Gas Ops | 1 | 790 | 675.7898 | 2020-12-01 | BIG BEND COMMON | Station Equipment / Tools-E16-S | Boat / Motor | 79244 | BOAT ; ENVIRONMENTAL EQUIPMENT ; TUT TRAILER, 1978, MODEL-WTV17-19 SN 1173628 | 1976-06-15 | C54/G
316.40 Misc Power Plant Eq-BBCM | Coal Ops | 1 | 612415.73 | 193635.6877 | 2020-12-01 | BIG BEND COMMON | Raceway-E11-S | Cable Tray | 33803719 | 141 E Cable Repl for Blending Building | 2012-03-30 | B2928-2011
316.40 Misc Power Plant Eq-BBCM | Coal Ops | 1 | 195559.7 | 72609.6759 | 2020-12-01 | BIG BEND COMMON | Raceway-E11-S | Cable Tray | 26903890 | Cable 136PH14 between breaker 111W and T3 transfer swithc and a new cable 136PH15 between breaker 117E and T3 transfer switch, provides power to the F conveyor, Dravo and Peco at the South stacker/reclaimer used to unload barges or for stacking coal | 2010-12-31 | B2002-2010
316.40 Misc Power Plant Eq-BBCM | Coal Ops | 1 | 14328.07 | 3654.1725 | 2020-12-01 | BIG BEND COMMON | Communications-E03-S | Cable Tray | 45948963 | BB ESS coalfield cat 5 communications install to increase existing fiber connections. | 2014-07-21 | A2477990
316.40 Misc Power Plant Eq-BBCM | Nat Gas Ops | 1 | 16129.78 | 378.6913 | 2020-12-01 | BIG BEND COMMON | Raceway-E11-S | Cable Tray | 385186739 | BBC South stacker magnetic coupling on power cable replaced | 2020-05-28 | A2740819
316.40 Misc Power Plant Eq-BBCM | Coal Ops | 2 | 16728.38 | 10523.2236 | 2020-12-01 | BIG BEND COMMON | Auxiliary / Emergency Equipm-E01-S | Channel Marker | 89483 | WELDING MACHINE ; AUXILIARY EQUIPMENT ; DIESEL DC WELDING MACHINES FROM TECO STEVEDORING SEP-01 | 1997-09-15 | TSP
316.40 Misc Power Plant Eq-BBCM | Coal Ops | 1 | 8486.63 | 5073.9634 | 2020-12-01 | BIG BEND COMMON | Auxiliary / Emergency Equipm-E01-S | Channel Marker | 89484 | WELDING MACHINE ; AUXILIARY EQUIPMENT ; BIG 50 DIESEL WELDER FROM TECO STEVEDORING SEP-01 | 1999-02-15 | TSP
316.40 Misc Power Plant Eq-BBCM | Coal Ops | 1 | 8192.3 | 5274.2 | 2020-12-01 | BIG BEND COMMON | Auxiliary / Emergency Equipm-E01-S | Channel Marker | 89482 | WELDING MACHINE ; AUXILIARY EQUIPMENT ; MILLER WELDING MACHINE FROM TECO STEVEDORING SEP-01 | 1996-04-15 | TSP
316.40 Misc Power Plant Eq-BBCM | Coal Ops | 1 | 251686.52 | 197839.0523 | 2020-12-01 | BIG BEND COMMON | Communications-E03-S | Communications System | 89731 | INTRAPLANT SYSTEM ; COMMUNICATION SYSTEM ; COAL HANDLING INTRAPLANT COMMUNICAT IONS SYSTEM -- CONSISTS OF THE FOLL OWING GAI-TRONICS EQUIPMENT: (3) MO DEL 804 8" CONE SPEAKER; (18) MODEL 13320-101 SPEAKER ASSEMBLY WITH MO DEL 412A MOUNTING ASSEMBLY; | 1984-08-15 | K3400
316.40 Misc Power Plant Eq-BBCM | Nat Gas Ops | 1 | 40538.08 | 34359.4252 | 2020-12-01 | BIG BEND COMMON | Communications-E03-S | Communications System | 79635 | INTRAPLANT SYSTEM ; COMMUNICATION SYSTEM ; PHONE AND PA SYSTEM FOR COALFIELD W /SPEAKERS, CONDUIT, WIRING, CONTROLS, AMPLIERS, | 1977-06-15 | A2910
316.40 Misc Power Plant Eq-BBCM | Nat Gas Ops | 1 | 29705.81 | 24178.7889 | 2020-12-01 | BIG BEND COMMON | Communications-E03-S | Communications System | 79636 | INTRAPLANT SYSTEM ; COMMUNICATION SYSTEM ; PHONE & PA SYSTEM | 1981-06-15 | A7093-2008
316.40 Misc Power Plant Eq-BBCM | Nat Gas Ops | 0 | 17784.39 | 14314.9538 | 2020-12-01 | BIG BEND COMMON | Communications-E03-S | Communications System | 114691 | INTRAPLANT SYSTEM ; COMMUNICATION SYSTEM ; TECO LABOR-TELEPHONE & PA SYSTEM UPGRADE | 1982-06-15 | A7093-2008
316.40 Misc Power Plant Eq-BBCM | Nat Gas Ops | 0 | 15595.65 | 12408.2873 | 2020-12-01 | BIG BEND COMMON | Communications-E03-S | Communications System | 79648 | INTRAPLANT SYSTEM ; COMMUNICATION SYSTEM ; TELEPHONE SYSTEM UPGRADE OF 400 TOGGLE SWITCHES | 1983-06-15 | A7093-2008
316.40 Misc Power Plant Eq-BBCM | Nat Gas Ops | 1 | 1298.79 | 1020.9183 | 2020-12-01 | BIG BEND COMMON | Communications-E03-S | Communications System | 87543 | INTRAPLANT SYSTEM ; COMMUNICATION SYSTEM ; MATERIALS TO UPGRADE INTRAPLANT PAGING SYSTEM, ALL UNITS. | 1984-06-15 | A7093-2008
316.40 Misc Power Plant Eq-BBCM | Nat Gas Ops | 2 | 865.52 | 719.4487 | 2020-12-01 | BIG BEND COMMON | Communications-E03-S | Communications System | 122017 | INTRAPLANT SYSTEM ; COMMUNICATION SYSTEM ; TRANSFORMERS 15KVA | 1979-06-15 | A7075-2008
316.40 Misc Power Plant Eq-BBCM | Nat Gas Ops | 0 | 717.94 | 577.8819 | 2020-12-01 | BIG BEND COMMON | Communications-E03-S | Communications System | 79646 | INTRAPLANT SYSTEM ; COMMUNICATION SYSTEM ; LBR TO INSTALL PHONES TECO | 1982-06-15 | A7087-2007
316.40 Misc Power Plant Eq-BBCM | Nat Gas Ops | 0 | 293.33 | 236.1062 | 2020-12-01 | BIG BEND COMMON | Communications-E03-S | Communications System | 79647 | INTRAPLANT SYSTEM ; COMMUNICATION SYSTEM ; LBR TO INSTALL PHONES ANCO MJR# 167867 | 1982-06-15 | A7087-2007
316.40 Misc Power Plant Eq-BBCM | Nat Gas Ops | 1 | 4862 | 114.1489 | 2020-12-01 | BIG BEND COMMON | Communications-E03-S | Communications System | 385186734 | BBC administration building repeaters installed to increase cell phone communications | 2020-05-28 | A2740708
316.40 Misc Power Plant Eq-BBCM | Nat Gas Ops | 1 | 255759.25 | 47775.544 | 2020-12-01 | BIG BEND COMMON | Station Air-E12-S | Compressor | 115818621 | BBC No. 5 Service air compressor refurbishment to extend reliability | 2016-05-26 | A2569796
316.40 Misc Power Plant Eq-BBCM | Nat Gas Ops | 1 | 196998 | 21701.9774 | 2020-12-01 | BIG BEND COMMON | Station Equipment / Tools-E16-S | Compressor | 205231531 | BBC 8714 PORTABLE AIR COMPRESSOR 1600 CFM | 2018-03-16 | A2654238
316.40 Misc Power Plant Eq-BBCM | Nat Gas Ops | 1 | 193578.72 | 71874.1546 | 2020-12-01 | BIG BEND COMMON | Station Air-E12-S | Compressor | 26925035 | BBC #3 service air compresor skid replaced including motor, compressor, heat exchangers and associated piping | 2010-09-30 | B2020-2009
316.40 Misc Power Plant Eq-BBCM | Nat Gas Ops | 1 | 135382.09 | 60170.9084 | 2020-12-01 | BIG BEND COMMON | Station Air-E12-S | Compressor | 24743382 | BBC #5 AIR COMPRESSOR REP. SERVICE AIR SYSTEM | 2007-12-31 | B2050-2007
316.40 Misc Power Plant Eq-BBCM | Nat Gas Ops | 1 | 105019.34 | 33205.372 | 2020-12-01 | BIG BEND COMMON | Station Air-E12-S | Compressor | 33803646 | BBC #1 Service air compressor upgrade | 2012-06-30 | A7070-2012
316.40 Misc Power Plant Eq-BBCM | Nat Gas Ops | 1 | 93041.65 | 34545.584 | 2020-12-01 | BIG BEND COMMON | Station Air-E12-S | Compressor | 26933945 | installed #6 air compressor tie header | 2010-05-27 | B2011-2009
316.40 Misc Power Plant Eq-BBCM | Nat Gas Ops | 1 | 53856.13 | 22684.9107 | 2020-12-01 | BIG BEND COMMON | Primary Air / Seal Air-B47-S | Compressor | 25132369 | #6 Air Compressor refurbished. This will include replacement of impellers, diffusers, bearings, balancing, and reassembly for operations to get the compressor back to OEM standards | 2008-12-31 | A7024-2008
316.40 Misc Power Plant Eq-BBCM | Nat Gas Ops | 1 | 41771.83 | 25638.2004 | 2020-12-01 | BIG BEND COMMON | Station Air-E12-S | Compressor | 103192 | COMPRESSOR ; STATION AIR ; #1 STATION AIR COMPRESSOR A 3000 CFM, 125 PSIG, CENTRIFUGAL AIR COMPRESSOR COMPLETE WITH 900 HP DRIVE MOTOR. 08/11/99 RJB | 1998-12-15 | B1683
316.40 Misc Power Plant Eq-BBCM | Nat Gas Ops | 1 | 25337.31 | 6461.9242 | 2020-12-01 | BIG BEND COMMON | Primary Air / Seal Air-B47-S | Compressor | 48149425 | BBC #6 service air compressor cooling tower rotating elements, shaft, bearings. and fan wheel replaced. | 2014-06-15 | A2487495
316.40 Misc Power Plant Eq-BBCM | Nat Gas Ops | 1 | 25246.15 | 6438.6751 | 2020-12-01 | BIG BEND COMMON | Station Air-E12-S | Compressor | 48149486 | BBC #2 service air compressor L/O cooling water system installed | 2014-10-26 | A2497976
316.40 Misc Power Plant Eq-BBCM | Nat Gas Ops | 1 | 19302.49 | 9417.0299 | 2020-12-01 | BIG BEND COMMON | Instrument Air-E08-S | Compressor | 113074 | COMPRESSOR ; INSTRUMENT AIR ; BBC NO 5 PLANT AIR COMPRESSOR. LABOR AND MATERIALS. 05/16/07 RJB | 2005-07-15 | A7086
316.40 Misc Power Plant Eq-BBCM | Nat Gas Ops | 1 | 14962.16 | 3815.8882 | 2020-12-01 | BIG BEND COMMON | Station Air-E12-S | Compressor | 50368185 | BB Garage air compressor replaced with a KAESER screw type compressor and dryer system. | 2014-12-11 | A2518788
316.40 Misc Power Plant Eq-BBCM | Nat Gas Ops | 1 | 12382.75 | 5503.5442 | 2020-12-01 | BIG BEND COMMON | Station Air-E12-S | Compressor | 192700 | COMPRESSOR ; STATION AIR ; BBC #6 AIR COMPRESSOR LUBE OIL COOLER REPLACED LABOR AND MATERIALS WHA 5/14/08 | 2007-09-15 | A7074-2007
316.40 Misc Power Plant Eq-BBCM | Nat Gas Ops | 1 | 11866.14 | 4998.1743 | 2020-12-01 | BIG BEND COMMON | Primary Air / Seal Air-B47-S | Compressor | 24939090 | Replaced both Intercoolers on BB #6 Air Compressor | 2008-12-31 | A7075-2008
316.40 Misc Power Plant Eq-BBCM | Nat Gas Ops | 0 | 6455.14 | 5419.2283 | 2020-12-01 | BIG BEND COMMON | Station Air-E12-S | Compressor | 79358 | COMPRESSOR ; SERVICE AIR SYSTEM ; SUPPORT STEEL AND MONORAIL FOR AIR COMPRESSOR | 1978-06-15 | G141
316.40 Misc Power Plant Eq-BBCM | Nat Gas Ops | 1 | 2437.76 | 1669.693 | 2020-12-01 | BIG BEND COMMON | Station Equipment / Tools-E16-S | Compressor | 117644 | PORTABLE AIR COMPRESSOR ; STATION MISCELLANEOUS EQUIPMENT ; MCS METAL BLDG REMODEL-BB STATION AIR COMPRESSOR & EQUIPMENT FOR REMODELING OLD TURBINE LOCK-UP BLDG FOR BREAKROOM & STORAGE FOR BB PAINTING CONTRACTOR. 04/21/95 TGC | 1993-08-15 | A7066-2007
316.40 Misc Power Plant Eq-BBCM | Nat Gas Ops | 2 | 1270.32 | 917.146 | 2020-12-01 | BIG BEND COMMON | Station Equipment / Tools-E16-S | Compressor | 93952 | A/C COMPRESSOR ; A/C COMPRESSOR ; | 1990-03-15 | A7003-2008
316.40 Misc Power Plant Eq-BBCM | Nat Gas Ops | 5 | 532013.07 | 197531.9893 | 2020-12-01 | BIG BEND COMMON | Station Air-E12-S | Control Panel / Station | 28267117 | Complete control systems for #1, 2, 4, 5, and 6 air compressors, to include new cabinets, hardware, software and sensors. Inlet guide vanes on compressors #1, 2, 4, 6 installed | 2010-10-27 | B2019-2009
316.40 Misc Power Plant Eq-BBCM | Nat Gas Ops | 1 | 20962 | 4651.0169 | 2020-12-01 | BIG BEND COMMON | Equipment-B26-S | Control Panel / Station | 93301823 | BBC purchased a 3 ton popane electric forklift | 2015-12-29 | A2572403
316.40 Misc Power Plant Eq-BBCM | Nat Gas Ops | 1 | 7700.2 | 4726.1341 | 2020-12-01 | BIG BEND COMMON | Station Air-E12-S | Control Panel / Station | 103193 | CONTROL PANEL ; STATION AIR ; CONTROL PANEL, JUNCTION BOX FOR INTERFACE CONTROLS RELATED TO STATION AIR COMPRESSOR. 08/11/99 RJB | 1998-12-15 | B1683
316.40 Misc Power Plant Eq-BBCM | Nat Gas Ops | 1 | 15576.89 | 3456.1768 | 2020-12-01 | BIG BEND COMMON | Control / Monitoring Devices-E06-S | Control System | 82357776 | BB EHS air program installed a Teledyne Instruments model T750 Dilution calibrator and model 751 zero air system | 2015-09-29 | A2560775
316.40 Misc Power Plant Eq-BBCM | Nat Gas Ops | 2 | 88129.61 | 30354.9284 | 2020-12-01 | BIG BEND COMMON | Station Air-E12-S | Control Valve | 27439880 | Installed new 6" service air extension from BB1 air system to BB4 service air system. Install 2 6" control isolation valves at each end of the header | 2011-02-15 | A7020-2010
316.40 Misc Power Plant Eq-BBCM | Nat Gas Ops | 1 | 7756.09 | 2452.3469 | 2020-12-01 | BIG BEND COMMON | Station Air-E12-S | Control Valve | 35306647 | BBC #1 service air compressor blow off control valve replaced | 2012-06-30 | A7044-2012
316.40 Misc Power Plant Eq-BBCM | Nat Gas Ops | 1 | 199138.01 | 29796.0188 | 2020-12-01 | BIG BEND COMMON | Station Air-E12-S | Cooler | 307058567 | NO. 6 AIR COMPRESSOR COOLING TOWER REPL | 2017-12-11 | A2650051
316.40 Misc Power Plant Eq-BBCM | Nat Gas Ops | 1 | 78548.49 | 8653.1719 | 2020-12-01 | BIG BEND COMMON | Station Air-E12-S | Cooler | 289700456 | BBC AIR COMPRESSOR NO. 5 INTERCOOLERS REPL | 2018-01-18 | A2648705
316.40 Misc Power Plant Eq-BBCM | Nat Gas Ops | 2 | 42128.2 | 13320.2375 | 2020-12-01 | BIG BEND COMMON | Station Air-E12-S | Cooler | 41051420 | BBC #2 service air compressor intercoolers replaced | 2012-12-31 | A2394960
316.40 Misc Power Plant Eq-BBCM | Nat Gas Ops | 1 | 35188.45 | 13065.1763 | 2020-12-01 | BIG BEND COMMON | Station Air-E12-S | Cooler | 26925164 | BBC #2 service air compressor (SAC) after cooler heat exchanger replaced | 2010-11-30 | A7792-2010
316.40 Misc Power Plant Eq-BBCM | Nat Gas Ops | 1 | 19910.5 | 6295.3696 | 2020-12-01 | BIG BEND COMMON | Station Air-E12-S | Cooler | 36388234 | BBC #4 Service Air commpressor 1st stage intercooler replaced | 2012-09-28 | A2382794
316.40 Misc Power Plant Eq-BBCM | Nat Gas Ops | 1 | 8729.44 | 3676.955 | 2020-12-01 | BIG BEND COMMON | Station Air-E12-S | Cooler | 25050749 | BBC No. 4 Air Compressor Intercooler Replaced. | 2008-02-20 | A7720-2007
316.40 Misc Power Plant Eq-BBCM | Coal Ops | 1 | 611505 | 91496.4173 | 2020-12-01 | BIG BEND COMMON | Cranes / Hoists-E07-S | Crane or Lifting Eqp | 119587821 | 70 TON GROVE TRAIN FOR BIG BEND | 2017-01-11 | A2618466
316.40 Misc Power Plant Eq-BBCM | Coal Ops | 1 | 429048.92 | 218031.2184 | 2020-12-01 | BIG BEND COMMON | Cranes / Hoists-E07-S | Crane or Lifting Eqp | 112651 | CRANE ; CRANE/HOIST ; BB STATION 2 SKIDSTEERS 1 20 TON DECK CRANE 2 45 FT MAN LIFTS 2 6,000 LB FORKLIFTS 1 SCISSORS LIFT 07/26/06 RJB 07/26/06 RJB | 2004-12-15 | B2013
316.40 Misc Power Plant Eq-BBCM | Coal Ops | 1 | 186667 | 101971.4109 | 2020-12-01 | BIG BEND COMMON | Cranes / Hoists-E07-S | Crane or Lifting Eqp | 125858 | CRANE ; CRANE/HOIST ; BB 30-TON CRANE WITH BOOM. RT530E 30TON CRANE WITH A/C 07/29/02 RJB | 2002-03-15 | B9377
316.40 Misc Power Plant Eq-BBCM | Coal Ops | 1 | 53533.38 | 11877.9055 | 2020-12-01 | BIG BEND COMMON | Cranes / Hoists-E07-S | Crane or Lifting Eqp | 89679146 | BBC 1 ton motorized Jib Crane on the west side of BB4 boiler | 2015-11-25 | A2503104
316.40 Misc Power Plant Eq-BBCM | Coal Ops | 1 | 3248.66 | 2182.1438 | 2020-12-01 | BIG BEND COMMON | Cranes / Hoists-E07-S | Crane or Lifting Eqp | 97943 | GANTRY CRANE ; CRANES & HOISTS ; 4000 LB. ALUMINUM ADJUSTABLE GANTRY CRANE P/N 3763T31 WITHOUT WINCH, 8 FT SPAN, 54" BASE WDTH. MCMASTER-CARR SUPPLY CO. VO# 234862 | 1994-01-15 | A7001-2008
316.40 Misc Power Plant Eq-BBCM | Coal Ops | 1 | 1261.51 | 966.3426 | 2020-12-01 | BIG BEND COMMON | Cranes / Hoists-E07-S | Crane or Lifting Eqp | 123110 | SHOP CRANES ; CRANE & HOIST ; MOBILE FLOOR CRANE W/ ADJUSTABLE TELESCOPING BOOM, CAPACITY 2000 LBS RETRACTED, 300 LBS EXTENDED FOR FGD AREA WORK SHOP | 1986-06-15 | A7001-2008
316.40 Misc Power Plant Eq-BBCM | Coal Ops | 1 | 600.17 | 535.17 | 2020-12-01 | BIG BEND COMMON | Cranes / Hoists-E07-S | Crane or Lifting Eqp | 79678 | JIB CRANES ; CRANE & HOIST ; CRANE, 4000 LB | 1971-06-15 | A0903
316.40 Misc Power Plant Eq-BBCM | Nat Gas Ops | 1 | 195897.6 | 21580.7535 | 2020-12-01 | BIG BEND COMMON | Guard House-A14-S | Crane or Lifting Eqp | 207894899 | 2017 TOYOTA FORKLIFT, PURCHASED FROM FLORIDA LIFT SYSTEMS, DOC # 5100000940 | 2018-04-19 | A2657409
316.40 Misc Power Plant Eq-BBCM | Nat Gas Ops | 1 | 106461.04 | 11728.1144 | 2020-12-01 | BIG BEND COMMON | Guard House-A14-S | Crane or Lifting Eqp | 207894884 | UNIT# 9371, 2017 GENIE S-65 TELESCOPIC BOOM, PURCHASED FROM RING POWER CORP, DOC# 5100123492 | 2018-01-08 | A2657387
316.40 Misc Power Plant Eq-BBCM | Nat Gas Ops | 1 | 101969.19 | 11233.2767 | 2020-12-01 | BIG BEND COMMON | Mobile Equipment-B46-S | Crane or Lifting Eqp | 207894918 | UNIT# 9375,2017 BBC CAT 43 FT TELEHANDLER LIFT, PURCHASED FROM MCKINNON, DOC# 5100146529 | 2018-01-18 | A2657759
316.40 Misc Power Plant Eq-BBCM | Nat Gas Ops | 1 | 101969.19 | 11233.2767 | 2020-12-01 | BIG BEND COMMON | Mobile Equipment-B46-S | Crane or Lifting Eqp | 207894923 | UNIT# 9376,2017 BBC CAT 43 FT TELEHANDLER LIFT, PURCHASED FROM MCKINNON, DOC# 5100146529 | 2018-01-18 | A2657759
316.40 Misc Power Plant Eq-BBCM | Nat Gas Ops | 1 | 28973.46 | 4335.1531 | 2020-12-01 | BIG BEND COMMON | Mobile Equipment-B46-S | Crane or Lifting Eqp | 122570601 | BB NEW 3000 LB FORKLIFT | 2017-01-17 | A2618472
316.40 Misc Power Plant Eq-BBCM | Nat Gas Ops | 1 | 27189.13 | 2995.2481 | 2020-12-01 | BIG BEND COMMON | Mobile Equipment-B46-S | Crane or Lifting Eqp | 207894941 | UNIT# 9383, 2018 YALE GLP060MXNE, 6,000 LB FORKLIFT AT BBC 9895 | 2018-01-18 | A2657775
316.40 Misc Power Plant Eq-BBCM | Nat Gas Ops | 1 | 15945.76 | 1756.6398 | 2020-12-01 | BIG BEND COMMON | Guard House-A14-S | Crane or Lifting Eqp | 207894889 | UNIT# 9372, 2017 GEN GS-2632 SCISSOR LIFT, PURCHASED FROM RING POWER CORP, DOC# 5100123491 | 2018-01-08 | A2657394
316.40 Misc Power Plant Eq-BBCM | Nat Gas Ops | 1 | 15174.74 | 1671.7016 | 2020-12-01 | BIG BEND COMMON | Station Equipment / Tools-E16-S | Crane or Lifting Eqp | 267551347 | BBC PURCHASE 4 POST VEHICLE LIFT 18000 LB | 2018-04-20 | A2660013
316.40 Misc Power Plant Eq-BBCM | Nat Gas Ops | 1 | 15068.46 | 1659.9934 | 2020-12-01 | BIG BEND COMMON | Station Equipment / Tools-E16-S | Crane or Lifting Eqp | 259101513 | BBC 2 POST VEHICLE LIFT EQP 15000 LB | 2018-04-20 | A2660014
316.40 Misc Power Plant Eq-BBCM | Nat Gas Ops | 1 | 10418.01 | 2983.9782 | 2020-12-01 | BIG BEND COMMON | Station Equipment / Tools-E16-S | Crane or Lifting Eqp | 41051601 | Exterior Graage 18,000 pound truck lift installed | 2013-08-23 | A2420226
316.40 Misc Power Plant Eq-BBCM | Coal Ops | 1 | 66076 | 41566.0408 | 2020-12-01 | BIG BEND COMMON | Auxiliary / Emergency Equipm-E01-S | Decoder | 89486 | LARGE EQUIPMENT ; AUXILIARY EQUIPMENT ; CAT DP90-D FORKLIFT FROM TECO STEVEDORING SEP-01 | 1997-11-15 | TSP
316.40 Misc Power Plant Eq-BBCM | Coal Ops | 1 | 20427.51 | 12850.2136 | 2020-12-01 | BIG BEND COMMON | Auxiliary / Emergency Equipm-E01-S | Decoder | 89487 | LARGE EQUIPMENT ; AUXILIARY EQUIPMENT ; ROTALIGN LASER SLIGNMENT SYSTEM FROM TECO STEVEDORING SEP-01 | 1997-11-15 | TSP
316.40 Misc Power Plant Eq-BBCM | Coal Ops | 1 | 11600 | 6935.3767 | 2020-12-01 | BIG BEND COMMON | Auxiliary / Emergency Equipm-E01-S | Decoder | 89488 | LARGE EQUIPMENT ; AUXILIARY EQUIPMENT ; 1999 SEA ARK JON BOAT FROM TECO STEVEDORING SEP-01 | 1999-01-15 | TSP
316.40 Misc Power Plant Eq-BBCM | Coal Ops | 1 | 7500 | 4717.9809 | 2020-12-01 | BIG BEND COMMON | Auxiliary / Emergency Equipm-E01-S | Decoder | 89485 | LARGE EQUIPMENT ; AUXILIARY EQUIPMENT ; USED 251 TN HYDRAULIC JACKS FROM TECO STEVEDORING SEP-01 | 1997-02-15 | TSP
316.40 Misc Power Plant Eq-BBCM | Coal Ops | 2 | 176887.59 | 12063.0951 | 2020-12-01 | BIG BEND COMMON | Instrument Air-E08-S | Dryer | 325017187 | BBC #4 Instrument Air Dryer 4 Replaced | 2019-12-26 | A2700316
316.40 Misc Power Plant Eq-BBCM | Coal Ops | 1 | 117766.88 | 2764.9037 | 2020-12-01 | BIG BEND COMMON | Instrument Air-E08-S | Dryer | 339484334 | BBC #5 instrument Air Dryer replaced | 2020-04-03 | A2713108
316.40 Misc Power Plant Eq-BBCM | Coal Ops | 1 | 6753.8 | 4248.5733 | 2020-12-01 | BIG BEND COMMON | Auxiliary / Emergency Equipm-E01-S | Dryer | 123235 | DRYER ; AUXILIARY EQUIPMENT ; MOISTURE REMOVAL SYSTEM FROM TECO STEVEDORING SEP-01 | 1997-02-15 | TSP
316.40 Misc Power Plant Eq-BBCM | Nat Gas Ops | 1 | 9700.2 | 5953.6695 | 2020-12-01 | BIG BEND COMMON | Station Air-E12-S | Expansion Joint | 103194 | EXPANSION JOINT ; STATION AIR ; SUCTION EXPANSION JOINT TO BE INSTALLED WITH THE STATION AIR COMPRESSOR. 08/11/99 RJB | 1998-12-15 | B1683
316.40 Misc Power Plant Eq-BBCM | Nat Gas Ops | 6 | 459625.77 | 170655.1921 | 2020-12-01 | BIG BEND COMMON | Station Air-E12-S | Filter / Strainer | 26933952 | Air filter housing for all six compressors replaced | 2010-05-27 | B2011-2009
316.40 Misc Power Plant Eq-BBCM | Nat Gas Ops | 2 | 10424.32 | 2985.7855 | 2020-12-01 | BIG BEND COMMON | Station Air-E12-S | Filter / Strainer | 38515296 | #3 & #4 oil filter hosuing on service air compressor replaced. | 2013-03-18 | A2392009
316.40 Misc Power Plant Eq-BBCM | Coal Ops | 1 | 402977.2 | 44393.3546 | 2020-12-01 | BIG BEND COMMON | Mobile Equipment-B46-S | Front End Loader or Wheel unloader | 302280204 | UNIT# 09095, CATEPILLAR 966M WHEEL LOADER, PURCHASED FROM RINGPOWER, S/N KJP02814, DOC# 5100097659 | 2018-08-28 | A2677807
316.40 Misc Power Plant Eq-BBCM | Coal Ops | 1 | 402977.2 | 44393.3546 | 2020-12-01 | BIG BEND COMMON | Mobile Equipment-B46-S | Front End Loader or Wheel unloader | 302249756 | UNIT# 0909, CATEPILLAR 966M WHEEL LOADER, PURCHASED FROM RINGPOWER, S/N KJP02810, DOC# 5100097658 | 2018-08-28 | A2677808
316.40 Misc Power Plant Eq-BBCM | Coal Ops | 1 | 389231.88 | 58238.8084 | 2020-12-01 | BIG BEND COMMON | Mobile Equipment-B46-S | Front End Loader or Wheel unloader | 122570585 | ESS 966M VOLVO FRONT END LOADER BY RING POWER CAT | 2017-01-17 | A2618468
316.40 Misc Power Plant Eq-BBCM | Coal Ops | 1 | 127547.27 | 14051.046 | 2020-12-01 | BIG BEND COMMON | Mobile Equipment-B46-S | Front End Loader or Wheel unloader | 207894999 | LOADER 9922 FOR COAL DOCK | 2018-01-19 | A2660009
316.40 Misc Power Plant Eq-BBCM | Coal Ops | 1 | 38644.96 | 5782.251 | 2020-12-01 | BIG BEND COMMON | Mobile Equipment-B46-S | Front End Loader or Wheel unloader | 122570606 | ESS SKID STEER LOADER 223 B-3 SKID STEER LOADER | 2017-01-17 | A2618473
316.40 Misc Power Plant Eq-BBCM | Coal Ops | 1 | 17830.88 | 14513.2916 | 2020-12-01 | BIG BEND COMMON | Cranes / Hoists-E07-S | Hoist | 79661 | HOIST - POWER OPERATED ; CRANE & HOIST ; 2T HOIST/COALFIELD EQUIP REPAIR HSE | 1981-06-15 | A7094
316.40 Misc Power Plant Eq-BBCM | Nat Gas Ops | 1 | 37975.16 | 24987.7814 | 2020-12-01 | BIG BEND COMMON | Cranes / Hoists-E07-S | Hoist | 98451 | HOIST - POWER OPERATED ; CRANE & HOIST ; BB GARAGE AND CANOPY LIFT 1 LIFT 02/27/96 TGC | 1995-02-15 | A7051
316.40 Misc Power Plant Eq-BBCM | Nat Gas Ops | 1 | 19551.97 | 15914.158 | 2020-12-01 | BIG BEND COMMON | Cranes / Hoists-E07-S | Hoist | 121978 | HOIST - POWER OPERATED ; CRANE & HOIST ; SOOTBLOWER LANCE LIFTING DEVICE/ WENCH POWER | 1981-06-15 | A7032-2006
316.40 Misc Power Plant Eq-BBCM | Nat Gas Ops | 8 | 18167.38 | 14280.5314 | 2020-12-01 | BIG BEND COMMON | Cranes / Hoists-E07-S | Hoist | 89732 | HOIST - HAND OPERATED ; CRANE & HOIST ; HAND OPERATED TROLLEY -- ACCO PRODU CT #1610040 MODEL 80,3 TON,PLAIN BA LL BEARING TROLLEYS FOR OPERAT ION ON S10 X 25.4 BEAM WITH (2) GEA RED AND (2) PLAIN 6" DIA STEEL TAPE RED WHEELS AND SINGLE PIN ASSEMBL | 1984-08-15 | K3400
316.40 Misc Power Plant Eq-BBCM | Nat Gas Ops | 1 | 17570.69 | 11561.5724 | 2020-12-01 | BIG BEND COMMON | Cranes / Hoists-E07-S | Hoist | 89491 | HOIST ; CRANES & HOISTS ; WRIGHT HOIST FROM TECO STEVEDORING SEP-01 | 1995-02-15 | TSP
316.40 Misc Power Plant Eq-BBCM | Nat Gas Ops | 1 | 14800.9 | 11634.2982 | 2020-12-01 | BIG BEND COMMON | Cranes / Hoists-E07-S | Hoist | 116166 | HOIST - POWER OPERATED ; CRANE & HOIST ; (1MHF-CRN2) CRUSHER MAINTENANCE HOI ST -- ACCO INDUSTRIES PRODUCT #3516 070,15 TON CAPACITY ELECTRIC WIRE R OPE HOIST,UNDERRUNNING,PARALLEL MOU NTED,15 FPM SINGLE LIFTING SPEED WI TH 15 HP HOIST MOTOR,460 | 1984-08-15 | K3400
316.40 Misc Power Plant Eq-BBCM | Nat Gas Ops | 1 | 13706.65 | 3495.6881 | 2020-12-01 | BIG BEND COMMON | Cranes / Hoists-E07-S | Hoist | 47778263 | ESS PECO chain hoist replaced with a 5 ton harrington chain hoist at the top of the motor room | 2014-06-19 | A2490477
316.40 Misc Power Plant Eq-BBCM | Nat Gas Ops | 2 | 13082.04 | 10408.3966 | 2020-12-01 | BIG BEND COMMON | Cranes / Hoists-E07-S | Hoist | 79662 | HOIST - POWER OPERATED ; CRANE & HOIST ; 1/R PNEUMATIC WINCHES-SERIES D6U 1500 LB CAPACITY | 1983-06-15 | A7008-2007
316.40 Misc Power Plant Eq-BBCM | Nat Gas Ops | 1 | 12477.15 | 10474.8347 | 2020-12-01 | BIG BEND COMMON | Cranes / Hoists-E07-S | Hoist | 114720 | HOIST - POWER OPERATED ; CRANE & HOIST ; MICRO-DRIVE FOR 80 TON HOIST FOR TURBINE BAY CRANE-REDUCE DAMANGE | 1978-06-15 | A7162
316.40 Misc Power Plant Eq-BBCM | Nat Gas Ops | 1 | 6227.73 | 4705.2387 | 2020-12-01 | BIG BEND COMMON | Cranes / Hoists-E07-S | Hoist | 116877 | HOIST - POWER OPERATED ; CRANE & HOIST ; BB GARAGE JOYCE VEHICLE LIFT, MODEL # 2710BR INDUSIVE OF REAR AXLE SUPPORT ADAPTER AND H-BEAM TYPE RAMPS. MFG GULFCOAST PETROLEUM MAINT. INC. | 1987-01-15 | A7021-2008
316.40 Misc Power Plant Eq-BBCM | Nat Gas Ops | 1 | 5386.19 | 4069.4297 | 2020-12-01 | BIG BEND COMMON | Cranes / Hoists-E07-S | Hoist | 93026 | HOIST - POWER OPERATED ; CRANE & HOIST ; ELEVATING MAINTENANCE LIFT SBCX-14, LIFT HEIGHT 14FT. WORK PLATFORM CANTILERVERS 4' X 20" W/ 42" HIGH GUARD RAILS, 38" LONG ALUMINUM FOLD UP/DOWN EXTENSION. MFG PROGRESSIVE SALES PO# 89311 | 1987-01-15 | A7001-2008
316.40 Misc Power Plant Eq-BBCM | Nat Gas Ops | 8 | 5210.57 | 4241.0987 | 2020-12-01 | BIG BEND COMMON | Cranes / Hoists-E07-S | Hoist | 79658 | HOIST - HAND OPERATED ; CRANE & HOIST ; HOIST, HAND MDL SL&3T | 1981-06-15 | A7001-2008
316.40 Misc Power Plant Eq-BBCM | Nat Gas Ops | 4 | 3723.19 | 2889.9016 | 2020-12-01 | BIG BEND COMMON | Cranes / Hoists-E07-S | Hoist | 113724 | HOIST - HAND OPERATED ; CRANE & HOIST ; 6 TON CM 646 HAND CHAIN HOIST W/8' LIFT. | 1985-06-15 | A7001-2008
316.40 Misc Power Plant Eq-BBCM | Nat Gas Ops | 2 | 3628.28 | 2953.2073 | 2020-12-01 | BIG BEND COMMON | Cranes / Hoists-E07-S | Hoist | 79659 | HOIST - HAND OPERATED ; CRANE & HOIST ; HOIST 10T CHAIN | 1981-06-15 | A7001-2008
316.40 Misc Power Plant Eq-BBCM | Nat Gas Ops | 2 | 3443.74 | 2445.2105 | 2020-12-01 | BIG BEND COMMON | Cranes / Hoists-E07-S | Hoist | 124077 | HOIST - POWER OPERATED ; CRANE & HOIST ; EPPERSON & COMPANY 2-2 TON ELECTRIC HOIST W/20 FT LIFT 115 VOLT SINGLE PHASE W/SWIVEL HOOK SUSPENSION $1701.00EA PO 70789 VO 982373 10/12/92 RJB | 1991-01-15 | A7001-2008
316.40 Misc Power Plant Eq-BBCM | Nat Gas Ops | 2 | 3414.31 | 2650.1522 | 2020-12-01 | BIG BEND COMMON | Cranes / Hoists-E07-S | Hoist | 115822 | HOIST - HAND OPERATED ; CRANE & HOIST ; 10 TON CM 646 HAND CHAIN HOIST W/15' LIFT. | 1985-06-15 | A7001-2008
316.40 Misc Power Plant Eq-BBCM | Nat Gas Ops | 1 | 3230.92 | 2858.7691 | 2020-12-01 | BIG BEND COMMON | Cranes / Hoists-E07-S | Hoist | 79665 | HOIST - POWER OPERATED ; CRANE & HOIST ; HOIST, H5U S/N 41196 | 1972-06-15 | A2901
316.40 Misc Power Plant Eq-BBCM | Nat Gas Ops | 1 | 3188.74 | 2442.6405 | 2020-12-01 | BIG BEND COMMON | Cranes / Hoists-E07-S | Hoist | 115993 | HOIST - POWER OPERATED ; CRANE & HOIST ; PORTABLE HOIST LONG DRUM AIR TUGGER MOUNTED ON A PUSH CART WITH LOCKING WHEELS AND A 500 LB WEIGHT 450 FEET OF 3/16" CABLE | 1986-06-15 | A7001-2008
316.40 Misc Power Plant Eq-BBCM | Nat Gas Ops | 4 | 2708.29 | 2102.1467 | 2020-12-01 | BIG BEND COMMON | Cranes / Hoists-E07-S | Hoist | 87640 | HOIST - HAND OPERATED ; CRANE & HOIST ; 3 TON CM 646 MODEL "S" HANDCHAIN HOIST W/8' LIFT. | 1985-06-15 | A7001-2008
316.40 Misc Power Plant Eq-BBCM | Nat Gas Ops | 1 | 2338.53 | 1601.7274 | 2020-12-01 | BIG BEND COMMON | Cranes / Hoists-E07-S | Hoist | 117380 | HOIST - POWER OPERATED ; CRANE & HOIST ; HOIST - POWER OPERATED ELECTRIC WINCH FOR CABLE, W/REMOTE, 1200# 1ST LAYER CAP/700# FULL DRUM CAP, W/CABLE GUARD MCMASTER-CARR SUPPLY COMPANY, VO# 074634 | 1993-01-15 | A7001-2008
316.40 Misc Power Plant Eq-BBCM | Nat Gas Ops | 2 | 2168.15 | 1682.8956 | 2020-12-01 | BIG BEND COMMON | Cranes / Hoists-E07-S | Hoist | 87641 | HOIST - HAND OPERATED ; CRANE & HOIST ; 6 TON CM 646 HAND CHAIN HOIST W/15' LIFT. | 1985-06-15 | A7001-2008
316.40 Misc Power Plant Eq-BBCM | Nat Gas Ops | 4 | 1788.27 | 1471.2276 | 2020-12-01 | BIG BEND COMMON | Cranes / Hoists-E07-S | Hoist | 79649 | HOIST - HAND OPERATED ; CRANE & HOIST ; HOIST, CHAIN 1 1/2 TON MDL "S" | 1980-06-15 | A7001-2008
316.40 Misc Power Plant Eq-BBCM | Nat Gas Ops | 1 | 1562.3 | 1127.9498 | 2020-12-01 | BIG BEND COMMON | Cranes / Hoists-E07-S | Hoist | 116979 | HOIST - HAND OPERATED ; CRANE & HOIST ; 2 TON ELECT CHAIN HOIST | 1990-01-15 | A7001-2008
316.40 Misc Power Plant Eq-BBCM | Nat Gas Ops | 1 | 1562.3 | 1127.9498 | 2020-12-01 | BIG BEND COMMON | Cranes / Hoists-E07-S | Hoist | 123892 | HOIST - HAND OPERATED ; CRANE & HOIST ; 2 TON ELECT CHAIN HOIST PO.33677 10/02/90 VO.707420 MODEL # C-M-2409 | 1990-01-15 | A7001-2008
316.40 Misc Power Plant Eq-BBCM | Nat Gas Ops | 2 | 1550.82 | 1203.7305 | 2020-12-01 | BIG BEND COMMON | Cranes / Hoists-E07-S | Hoist | 87639 | HOIST - HAND OPERATED ; CRANE & HOIST ; 3 TON CM 646 MODEL "S" HANDCHAIN HOIST W/15' LIFT. | 1985-06-15 | A7001-2008
316.40 Misc Power Plant Eq-BBCM | Nat Gas Ops | 1 | 1325.95 | 1173.2215 | 2020-12-01 | BIG BEND COMMON | Cranes / Hoists-E07-S | Hoist | 79664 | HOIST - POWER OPERATED ; CRANE & HOIST ; HOIST, WIRE ROPE ASSEMBLY | 1972-06-15 | A2901
316.40 Misc Power Plant Eq-BBCM | Nat Gas Ops | 1 | 1261.62 | 1116.3013 | 2020-12-01 | BIG BEND COMMON | Cranes / Hoists-E07-S | Hoist | 79663 | HOIST - POWER OPERATED ; CRANE & HOIST ; HOIST, HL #2-406103 | 1972-06-15 | A2901
316.40 Misc Power Plant Eq-BBCM | Nat Gas Ops | 2 | 1102.42 | 925.5052 | 2020-12-01 | BIG BEND COMMON | Cranes / Hoists-E07-S | Hoist | 79650 | HOIST - HAND OPERATED ; CRANE & HOIST ; HOIST,CHAIN 1 1/2 TON "S" W/20' LIFT | 1978-06-15 | A7001-2008
316.40 Misc Power Plant Eq-BBCM | Nat Gas Ops | 1 | 1027.13 | 826.7542 | 2020-12-01 | BIG BEND COMMON | Cranes / Hoists-E07-S | Hoist | 79660 | HOIST - HAND OPERATED ; CRANE & HOIST ; FABRICATE A SOOTBLOWER LANCE LIFTING DEVICE | 1982-06-15 | A7032-2006
316.40 Misc Power Plant Eq-BBCM | Nat Gas Ops | 1 | 1004.29 | 888.6117 | 2020-12-01 | BIG BEND COMMON | Cranes / Hoists-E07-S | Hoist | 79666 | HOIST - POWER OPERATED ; CRANE & HOIST ; HOIST, W/LIFT | 1972-06-15 | A2901
316.40 Misc Power Plant Eq-BBCM | Nat Gas Ops | 1 | 926.58 | 700.0593 | 2020-12-01 | BIG BEND COMMON | Cranes / Hoists-E07-S | Hoist | 123781 | HOIST - POWER OPERATED ; CRANE & HOIST ; ELECTRIC CHAIN HOIST, MODEL #KDL1/2-10H1551. 1/2 TON CAPACITY. STD LIFT- 115/230/1/60. MFG CAMERON & BARKLEY PO# 83297 | 1987-01-15 | A7001-2008
316.40 Misc Power Plant Eq-BBCM | Nat Gas Ops | 1 | 889.92 | 739.7308 | 2020-12-01 | BIG BEND COMMON | Cranes / Hoists-E07-S | Hoist | 113632 | HOIST - POWER OPERATED ; CRANE & HOIST ; HOIST, 2 TON 115V, H.P.LEU | 1979-06-15 | A7001-2008
316.40 Misc Power Plant Eq-BBCM | Nat Gas Ops | 1 | 868.04 | 721.5434 | 2020-12-01 | BIG BEND COMMON | Cranes / Hoists-E07-S | Hoist | 79667 | HOIST - POWER OPERATED ; CRANE & HOIST ; HOIST, MCMASTER 115V W/REMOTE CONTROL | 1979-06-15 | A7001-2008
316.40 Misc Power Plant Eq-BBCM | Nat Gas Ops | 1 | 827.25 | 687.6374 | 2020-12-01 | BIG BEND COMMON | Cranes / Hoists-E07-S | Hoist | 114719 | HOIST - HAND OPERATED ; CRANE & HOIST ; HOIST, CHAIN 1 TON MDL "S" W/20' LIFT | 1979-06-15 | A7001-2008
316.40 Misc Power Plant Eq-BBCM | Nat Gas Ops | 3 | 797.13 | 681.8891 | 2020-12-01 | BIG BEND COMMON | Cranes / Hoists-E07-S | Hoist | 79651 | HOIST - HAND OPERATED ; CRANE & HOIST ; HOIST, CHAIN, HAND | 1976-06-15 | A2901
316.40 Misc Power Plant Eq-BBCM | Nat Gas Ops | 1 | 599.76 | 508.3469 | 2020-12-01 | BIG BEND COMMON | Cranes / Hoists-E07-S | Hoist | 79653 | HOIST - HAND OPERATED ; CRANE & HOIST ; HOIST, LOOKING TROLLEY 2-TON | 1977-06-15 | A2901
316.40 Misc Power Plant Eq-BBCM | Nat Gas Ops | 1 | 532.98 | 413.6936 | 2020-12-01 | BIG BEND COMMON | Cranes / Hoists-E07-S | Hoist | 87638 | HOIST - HAND OPERATED ; CRANE & HOIST ; C/M 1/2 TON HOIST 8FT 316 S.S. LOAD CHAIN ALUMINUM HAND CHAIN. | 1985-06-15 | A7001-2008
316.40 Misc Power Plant Eq-BBCM | Nat Gas Ops | 1 | 404.32 | 287.0854 | 2020-12-01 | BIG BEND COMMON | Cranes / Hoists-E07-S | Hoist | 96164 | HOIST - POWER OPERATED ; CRANE & HOIST ; | 1991-01-15 | A7001-2008
316.40 Misc Power Plant Eq-BBCM | Nat Gas Ops | 2 | 371.6 | 314.9622 | 2020-12-01 | BIG BEND COMMON | Cranes / Hoists-E07-S | Hoist | 79652 | HOIST - HAND OPERATED ; CRANE & HOIST ; HOIST, HAND | 1977-06-15 | A2901
316.40 Misc Power Plant Eq-BBCM | Nat Gas Ops | 1 | 140911.94 | 55921.4473 | 2020-12-01 | BIG BEND COMMON | Station Air-E12-S | Impeller | 25958112 | Impeller | 2009-12-31 | B2061-2009
316.40 Misc Power Plant Eq-BBCM | Nat Gas Ops | 1 | 95762.34 | 27428.7254 | 2020-12-01 | BIG BEND COMMON | Station Air-E12-S | Impeller | 41051518 | BBC #6 air compressor high speed pinion, 2nd stage impeller, and 3th stage impeller repalced. | 2013-08-23 | A2409707
316.40 Misc Power Plant Eq-BBCM | Nat Gas Ops | 1 | 1267.63 | 983.9213 | 2020-12-01 | BIG BEND COMMON | Cranes / Hoists-E07-S | Inlet Vane | 87637 | SHOP CRANES ; CRANE & HOIST ; HYDRAULIC FLOOR CRANE MODEL HP 1/2 W/ EXTENSION BOOM. | 1985-06-15 | A7001-2008
316.40 Misc Power Plant Eq-BBCM | Nat Gas Ops | 1 | 15298.39 | 1043.295 | 2020-12-01 | BIG BEND COMMON | Control / Monitoring Devices-E06-S | Insulation & Lagging | 322351627 | Installing new insulation and lagging with the removal of the CEMS building | 2019-09-11 | A2698292
316.40 Misc Power Plant Eq-BBCM | Nat Gas Ops | 1 | 89238.66 | 19800.1391 | 2020-12-01 | BIG BEND COMMON | Station Air-E12-S | Internals | 50851597 | BBC #3 service air compressor internals replaced to include the bull gear, high & low speed pinion gear, pinion bearings, impeller seals, o-rings, and diffusers. | 2015-01-20 | A2514471
316.40 Misc Power Plant Eq-BBCM | Coal Ops | 3 | 3058.55 | 2012.5361 | 2020-12-01 | BIG BEND COMMON | Station Equipment / Tools-E16-S | Kitchen Equipment | 124424 | KITCHEN / LUNCHROOM EQUIPMENT ; STATION MISCELLANEOUS EQUIPMENT ; BBC FGD CONTROL ROOM KITCHEN INSTALL APLLIANCES: 1-REFRIGERATOR $550 SN#TBXX18SAXRWW 1-ELECT RANGE $279 SN#LEB1166TWH 1-MICROWAVE $369 PO 29834 VO 437031 03/29/96 TGC | 1995-09-15 | A7013-2008
316.40 Misc Power Plant Eq-BBCM | Nat Gas Ops | 1 | 13971.26 | 9747.77 | 2020-12-01 | BIG BEND COMMON | Station Equipment / Tools-E16-S | Kitchen Equipment | 96575 | KITCHEN / LUNCHROOM EQUIPMENT ; STATION MISCELLANEOUS EQUIPMENT ; KITCHEN / LUNCHROOM EQUIPMENT GENERAL ELECTRIC REFRIGERATOR MODEL TBH22ZM, SN 587205 FAMOUS TATE APPLICANCE VO# 999215 | 1992-08-15 | L1776
316.40 Misc Power Plant Eq-BBCM | Nat Gas Ops | 0 | 10139.37 | 7320.4252 | 2020-12-01 | BIG BEND COMMON | Station Equipment / Tools-E16-S | Lab Equipment | 93955 | MICROSCOPES ; LABORATORY & TEST EQUIPMENT ; SCOPE-DSO PLOTTER 120V WARRANTY-PLUS TEK DIRECT PLOTTER 4 PEN SERIAL # B012510 COMPONENT KIT WITH PROBE PO.23805 05/02/90 | 1990-01-15 | A7002-2008
316.40 Misc Power Plant Eq-BBCM | Nat Gas Ops | 4 | 8698.33 | 6280.0227 | 2020-12-01 | BIG BEND COMMON | Station Equipment / Tools-E16-S | Lab Equipment | 93956 | LABORATORY EQUIPMENT ; LABORATORY & TEST EQUIPMENT ; | 1990-01-15 | A7002-2008
316.40 Misc Power Plant Eq-BBCM | Nat Gas Ops | 3 | 1540.56 | 1112.2539 | 2020-12-01 | BIG BEND COMMON | Station Equipment / Tools-E16-S | Lab Equipment | 93958 | LABORATORY EQUIPMENT ; LABORATORY & TEST EQUIPMENT ; 991PMS-1 TRANSDUCERS 992MTPHMA-1 MOUNTING TRACK 992TC-1 TYPE 1 CARRYING CASE PO.28538 07/12/90 VO.680848 | 1990-01-15 | A7002-2008
316.40 Misc Power Plant Eq-BBCM | Nat Gas Ops | 2 | 881.47 | 636.404 | 2020-12-01 | BIG BEND COMMON | Station Equipment / Tools-E16-S | Lab Equipment | 93957 | LABORATORY EQUIPMENT ; LABORATORY & TEST EQUIPMENT ; FREQUENCY COUNTER WITH SOFT CARRING CS W/SHOULDER STR PO 24400 05/21/90 | 1990-01-15 | A7002-2008
316.40 Misc Power Plant Eq-BBCM | Coal Ops | 1 | 84000 | 18637.7932 | 2020-12-01 | BIG BEND COMMON | Equipment-B26-S | Mobile Equipment | 93301832 | BBC purchased a extendahoe backhoe / front end loader | 2015-12-29 | A2572404
316.40 Misc Power Plant Eq-BBCM | Coal Ops | 1 | 54900 | 12181.1291 | 2020-12-01 | BIG BEND COMMON | Equipment-B26-S | Mobile Equipment | 93301841 | BBC puchased a dump truck to replaced. Truck has 2 dump beds and is used to clean up the screen wells and plant areas. | 2015-12-29 | A2572405
316.40 Misc Power Plant Eq-BBCM | Nat Gas Ops | 1 | 11476.86 | 269.4511 | 2020-12-01 | BIG BEND COMMON | Station Equipment / Tools-E16-S | Mobile Equipment | 385186744 | BB golf cart purchased for FGD | 2020-06-29 | A2742433
316.40 Misc Power Plant Eq-BBCM | Nat Gas Ops | 1 | 822180.7 | 259959.8891 | 2020-12-01 | BIG BEND COMMON | Station Equipment / Tools-E16-S | Mobile Equipment | 29203139 | 2012 100 ton Tadano All-Terrain crane purchased | 2012-05-01 | B2929-2011
316.40 Misc Power Plant Eq-BBCM | Nat Gas Ops | 1 | 389900 | 144766.5987 | 2020-12-01 | BIG BEND COMMON | Station Equipment / Tools-E16-S | Mobile Equipment | 25887004 | Purchased new Caterpillar 980H wheel loader with 10yd bucket | 2010-01-01 | B2087-2009
316.40 Misc Power Plant Eq-BBCM | Nat Gas Ops | 1 | 353300 | 78389.6705 | 2020-12-01 | BIG BEND COMMON | Station Equipment / Tools-E16-S | Mobile Equipment | 89914324 | ESS Articulating dump truck replaced | 2015-11-30 | A2569857
316.40 Misc Power Plant Eq-BBCM | Nat Gas Ops | 1 | 329746.45 | 122432.0903 | 2020-12-01 | BIG BEND COMMON | Station Equipment / Tools-E16-S | Mobile Equipment | 25887009 | Purchased 2010 Guzzler vacuuum truck NXHighVac | 2010-01-01 | B2086-2009
316.40 Misc Power Plant Eq-BBCM | Nat Gas Ops | 1 | 286544.84 | 106391.695 | 2020-12-01 | BIG BEND COMMON | Station Equipment / Tools-E16-S | Mobile Equipment | 25887019 | Purchased new 2009 Grove RT530E 30 ton Hydraulic Crane | 2010-01-01 | B2084-2009
316.40 Misc Power Plant Eq-BBCM | Nat Gas Ops | 1 | 260764.42 | 57858.0158 | 2020-12-01 | BIG BEND COMMON | Station Equipment / Tools-E16-S | Mobile Equipment | 89914343 | BBC purchased a new Crosswind street cleaning vacuum truck | 2015-12-29 | A2569861
316.40 Misc Power Plant Eq-BBCM | Nat Gas Ops | 1 | 169277.03 | 25328.0705 | 2020-12-01 | BIG BEND COMMON | Mobile Equipment-B46-S | Mobile Equipment | 122570590 | INTERNATIONAL CHASSIS WITH 5000 GALLON WATER TANK ESS | 2017-02-15 | A2618469
316.40 Misc Power Plant Eq-BBCM | Nat Gas Ops | 1 | 55021.47 | 18951.3239 | 2020-12-01 | BIG BEND COMMON | Station Equipment / Tools-E16-S | Mobile Equipment | 27235250 | BBC Cat Simulator for Energy Supply Services, for safety and training on mobile equipment | 2011-01-01 | A7619-2010
316.40 Misc Power Plant Eq-BBCM | Nat Gas Ops | 6 | 53485.66 | 18422.337 | 2020-12-01 | BIG BEND COMMON | Station Equipment / Tools-E16-S | Mobile Equipment | 27319990 | CLUB CAR 2 SEATERS QTY 6 | 2011-01-31 | A9231-2010
316.40 Misc Power Plant Eq-BBCM | Nat Gas Ops | 1 | 46993.6 | 7031.416 | 2020-12-01 | BIG BEND COMMON | Mobile Equipment-B46-S | Mobile Equipment | 207894946 | UNIT# 9384, 2017 JUNGHE ETR 345, BBC 9446 ELECTRIC REACH TRUCK 4,500 LBS | 2017-12-07 | A2658467
316.40 Misc Power Plant Eq-BBCM | Nat Gas Ops | 6 | 36366.89 | 12526.0323 | 2020-12-01 | BIG BEND COMMON | Station Equipment / Tools-E16-S | Mobile Equipment | 41051850 | Jeffery allen carts | 2011-12-31 | B2911-2011
316.40 Misc Power Plant Eq-BBCM | Nat Gas Ops | 2 | 22145.53 | 2439.6278 | 2020-12-01 | BIG BEND COMMON | Mobile Equipment-B46-S | Mobile Equipment | 208928056 | BPC 500 GALLONG MOBILE TRAILER QTY 2 TRAILERS | 2018-01-18 | A2657504
316.40 Misc Power Plant Eq-BBCM | Nat Gas Ops | 1 | 19589.65 | 4346.522 | 2020-12-01 | BIG BEND COMMON | Mobile Equipment-B46-S | Mobile Equipment | 52835396 | BB Warehouse 21 forklift replaced | 2015-07-12 | A2518993
316.40 Misc Power Plant Eq-BBCM | Nat Gas Ops | 1 | 11072.77 | 1219.8144 | 2020-12-01 | BIG BEND COMMON | Mobile Equipment-B46-S | Mobile Equipment | 208928026 | 500 GALLON FUEL TRAILER # 8234 | 2018-01-18 | A2657486
316.40 Misc Power Plant Eq-BBCM | Nat Gas Ops | 1 | 11072.77 | 1219.8144 | 2020-12-01 | BIG BEND COMMON | Mobile Equipment-B46-S | Mobile Equipment | 208928031 | BBC 500 GALLON FUEL TRAILER # 8235 | 2018-01-18 | A2657488
316.40 Misc Power Plant Eq-BBCM | Nat Gas Ops | 1 | 11072.77 | 1219.8144 | 2020-12-01 | BIG BEND COMMON | Mobile Equipment-B46-S | Mobile Equipment | 208928051 | BPC 500 GALLONG MOBILE TRAILER # 8901 | 2018-01-18 | A2657501
316.40 Misc Power Plant Eq-BBCM | Nat Gas Ops | 1 | 11072.77 | 1219.8144 | 2020-12-01 | BIG BEND COMMON | Mobile Equipment-B46-S | Mobile Equipment | 208928041 | 500 GALLON FUEL TRAILER # 8704 | 2018-01-18 | A2657497
316.40 Misc Power Plant Eq-BBCM | Nat Gas Ops | 1 | 11072.77 | 1219.8144 | 2020-12-01 | BIG BEND COMMON | Mobile Equipment-B46-S | Mobile Equipment | 208928046 | 500 GALLON FUEL TRAILER # 8901 | 2018-01-18 | A2657498
316.40 Misc Power Plant Eq-BBCM | Nat Gas Ops | 1 | 11072.77 | 1219.8144 | 2020-12-01 | BIG BEND COMMON | Mobile Equipment-B46-S | Mobile Equipment | 208928036 | 500 GALLON FUEL TRAILER # 8235 | 2018-01-18 | A2657496
316.40 Misc Power Plant Eq-BBCM | Nat Gas Ops | 2 | 8200 | 2592.7039 | 2020-12-01 | BIG BEND COMMON | Station Equipment / Tools-E16-S | Mobile Equipment | 28366871 | Purchased 2008 used carry all club cars | 2012-06-30 | A2918-2012
316.40 Misc Power Plant Eq-BBCM | Nat Gas Ops | 1 | 7794.36 | 2232.4993 | 2020-12-01 | BIG BEND COMMON | Station Equipment / Tools-E16-S | Mobile Equipment | 38515318 | Used 2008 club car purchased | 2013-03-15 | A2930-2012
316.40 Misc Power Plant Eq-BBCM | Nat Gas Ops | 1 | 7512.4 | 2587.534 | 2020-12-01 | BIG BEND COMMON | Station Equipment / Tools-E16-S | Mobile Equipment | 28267521 | 2007 Carryall 295 purchased | 2011-09-15 | A2914-2011
316.40 Misc Power Plant Eq-BBCM | Nat Gas Ops | 1 | 5691.76 | 627.0239 | 2020-12-01 | BIG BEND COMMON | Maintenance Building-A18-S | Mobile Equipment | 207895068 | GOLF CART FOR SECURITY | 2018-04-19 | A2661346
316.40 Misc Power Plant Eq-BBCM | Nat Gas Ops | 1 | 4610.63 | 507.9229 | 2020-12-01 | BIG BEND COMMON | Maintenance Building-A18-S | Mobile Equipment | 208928518 | NEW GOLF CART FOR USED OIL SHED | 2018-05-30 | A2681533
316.40 Misc Power Plant Eq-BBCM | Nat Gas Ops | 4 | 1266.33 | 1041.8223 | 2020-12-01 | BIG BEND COMMON | Station Equipment / Tools-E16-S | Mobile Equipment | 114628 | TRUCKS / EQUIPMENT TRAILERS ; STATION MISCELLANEOUS EQUIPMENT ; BARREL TRUCKS | 1980-06-15 | A7001-2008
316.40 Misc Power Plant Eq-BBCM | Nat Gas Ops | 4 | 955 | 857.9851 | 2020-12-01 | BIG BEND COMMON | Station Equipment / Tools-E16-S | Mobile Equipment | 78158 | TRUCKS / EQUIPMENT TRAILERS ; STATION MISCELLANEOUS EQUIPMENT ; HAND TRUCKS | 1970-06-15 | B021
316.40 Misc Power Plant Eq-BBCM | Nat Gas Ops | 4 | 944.32 | 800.3905 | 2020-12-01 | BIG BEND COMMON | Station Equipment / Tools-E16-S | Mobile Equipment | 79604 | TRUCKS / EQUIPMENT TRAILERS ; STATION MISCELLANEOUS EQUIPMENT ; BARREL TRUCKS | 1977-06-15 | A2901
316.40 Misc Power Plant Eq-BBCM | Nat Gas Ops | 1 | 884 | 727.2756 | 2020-12-01 | BIG BEND COMMON | Station Equipment / Tools-E16-S | Mobile Equipment | 79233 | TRUCKS / EQUIPMENT TRAILERS ; STATION MISCELLANEOUS EQUIPMENT ; SEMI TRAILER S/N 1375 | 1980-06-15 | A7001-2008
316.40 Misc Power Plant Eq-BBCM | Nat Gas Ops | 1 | 831 | 746.5818 | 2020-12-01 | BIG BEND COMMON | Station Equipment / Tools-E16-S | Mobile Equipment | 78186 | TRUCKS / EQUIPMENT TRAILERS ; STATION MISCELLANEOUS EQUIPMENT ; TRUCK, TOWSLEY | 1970-06-15 | B021
316.40 Misc Power Plant Eq-BBCM | Nat Gas Ops | 4 | 722.8 | 618.3049 | 2020-12-01 | BIG BEND COMMON | Station Equipment / Tools-E16-S | Mobile Equipment | 79606 | TRUCKS / EQUIPMENT TRAILERS ; STATION MISCELLANEOUS EQUIPMENT ; BARRELL TRUCK | 1976-06-15 | A2901
316.40 Misc Power Plant Eq-BBCM | Nat Gas Ops | 4 | 680.47 | 582.0946 | 2020-12-01 | BIG BEND COMMON | Station Equipment / Tools-E16-S | Mobile Equipment | 113628 | TRUCKS / EQUIPMENT TRAILERS ; STATION MISCELLANEOUS EQUIPMENT ; PLATFORM TRUCK | 1976-06-15 | A2901
316.40 Misc Power Plant Eq-BBCM | Nat Gas Ops | 1 | 446.23 | 337.1403 | 2020-12-01 | BIG BEND COMMON | Station Equipment / Tools-E16-S | Mobile Equipment | 93043 | TRUCKS / EQUIPMENT TRAILERS ; STATION MISCELLANEOUS EQUIPMENT ; DRUM & BARREL TRUCKS 1,000. CAPACITY FOUR WHEEL STEEL SOLID RUBBER WHEELS(VALLEY #3450) | 1987-01-15 | A7001-2008
316.40 Misc Power Plant Eq-BBCM | Nat Gas Ops | 1 | 446.22 | 337.1327 | 2020-12-01 | BIG BEND COMMON | Station Equipment / Tools-E16-S | Mobile Equipment | 93044 | TRUCKS / EQUIPMENT TRAILERS ; STATION MISCELLANEOUS EQUIPMENT ; DRUM & BARREL TRUCKS 1,000. CAPACITY FOUR WHEEL STEEL SOLID RUBBER WHEELS(VALLEY #3450) | 1987-01-15 | A7001-2008
316.40 Misc Power Plant Eq-BBCM | Nat Gas Ops | 1 | 364 | 308.5206 | 2020-12-01 | BIG BEND COMMON | Station Equipment / Tools-E16-S | Mobile Equipment | 114785 | TRUCKS / EQUIPMENT TRAILERS ; STATION MISCELLANEOUS EQUIPMENT ; PALLET TRUCK, CRAFT | 1977-06-15 | A2901
316.40 Misc Power Plant Eq-BBCM | Nat Gas Ops | 1 | -52450 | -11637.5268 | 2020-12-01 | BIG BEND COMMON | Station Equipment / Tools-E16-S | Mobile Equipment | 123991168 | ESS Articulating dump truck replaced | 2015-11-30 | A2569857
316.40 Misc Power Plant Eq-BBCM | Nat Gas Ops | 1 | 37726.36 | 7047.2422 | 2020-12-01 | BIG BEND COMMON | Control / Monitoring Devices-E06-S | Monitor | 119587794 | GAS DETECTORS FOR BB WHAREHOUSE | 2016-12-02 | A2612836
316.40 Misc Power Plant Eq-BBCM | Nat Gas Ops | 1 | 2039.16 | 452.4457 | 2020-12-01 | BIG BEND COMMON | Control / Monitoring Devices-E06-S | Monitor | 75255191 | BB EHS purchased a Dooltronic DP17 air cooler as part of the SO2 monitoring system | 2015-10-02 | A2562190
316.40 Misc Power Plant Eq-BBCM | Nat Gas Ops | 1 | 27019.53 | 10032.1248 | 2020-12-01 | BIG BEND COMMON | Station Air-E12-S | Motor - Complete | 26925230 | BBC #1 Air compressor motor replaced | 2010-06-30 | A7085-2010
316.40 Misc Power Plant Eq-BBCM | Coal Ops | 1 | 175401.44 | 50239.3522 | 2020-12-01 | BIG BEND COMMON | Switching Equipment-E14-S | Motor Control Center | 40973909 | BB MCC-T7 replaced with Cutler Hammer freedomflash guard motor control centers with remote draw out capability | 2013-03-30 | B2839-2011
316.40 Misc Power Plant Eq-BBCM | Nat Gas Ops | 1 | 116945.39 | 51976.6709 | 2020-12-01 | BIG BEND COMMON | Cranes / Hoists-E07-S | Motor Control Center | 192694 | MOTOR CONTROL CENTER ; CRANES /HOISTS ; BB TURBINE CRANE #2 MAIN AND AUXILIARY HOIST CONTROLS REPLACED. DC DRIVE CONTROLS INCLUDE CABINETRY, ENCODERS, AND WIRING LABOR AND MATERIALS WHA 5/13/08 | 2007-08-15 | A7068-2007
316.40 Misc Power Plant Eq-BBCM | Nat Gas Ops | 4 | 181980.43 | 4272.4947 | 2020-12-01 | BIG BEND COMMON | Non Unitized | Non-unitized | 374574178 | Replace air dryers with new Parker airdryer. | 2020-11-20 | A2737593
316.40 Misc Power Plant Eq-BBCM | Nat Gas Ops | 60 | 114012.07 | 69976.9271 | 2020-12-01 | BIG BEND COMMON | Station Air-E12-S | Piping - Under 6" | 119124 | PIPING 6" AND LARGER ; STATION AIR ; PIPING TO GO ALONG WITH STATION AIR COMPRESSOR. INCLUDES 30' OF 6" AND 8" PIPING AND HANGERS AND 30' OF COOLING WATER LINES. 08/11/99 RJB | 1998-12-15 | B1683
316.40 Misc Power Plant Eq-BBCM | Nat Gas Ops | 168 | 83276 | 69911.9858 | 2020-12-01 | BIG BEND COMMON | Station Air-E12-S | Piping - Under 6" | 79633 | PIPING 6" & LARGER ; COMPRESSED AIR PIPING ; PIPE, 6" SEAMLESS BLACK | 1978-06-15 | G141
316.40 Misc Power Plant Eq-BBCM | Nat Gas Ops | 2 | 28238 | 23706.4059 | 2020-12-01 | BIG BEND COMMON | Station Air-E12-S | Piping - Under 6" | 113631 | PIPING 6" & LARGER ; COMPRESSED AIR PIPING ; PIPE, 16", INTAKE ASEMBLY, ALUMINUM , FLANGED | 1978-06-15 | G141
316.40 Misc Power Plant Eq-BBCM | Nat Gas Ops | 1412 | 58997.5 | 48020.5083 | 2020-12-01 | BIG BEND COMMON | Station Air-E12-S | Piping 6" & larger | 79634 | PIPING UNDER 6" INCLUDING VALVES ; SERVICE AIR PIPING ; PIPING UNDER 6" | 1981-06-15 | K7583
316.40 Misc Power Plant Eq-BBCM | Nat Gas Ops | 1 | 49384.54 | 23045.1702 | 2020-12-01 | BIG BEND COMMON | Station Air-E12-S | Piping 6" & larger | 127144 | PIPING UNDER 6 INCHES ; STATION AIR ; BBC #6 AIR COMPRESSOR WATER LINE ADDITION. LABOR AND MATERIALS. 05/17/07 RJB | 2006-12-15 | A7091
316.40 Misc Power Plant Eq-BBCM | Nat Gas Ops | 1 | 28817.45 | 21460.4902 | 2020-12-01 | BIG BEND COMMON | Station Equipment / Tools-E16-S | Piping 6" & larger | 93159 | PIPING / TUBING ; VACUUM CLEANING SYSTEM ; MAIN PLANT TRIPPER ROOM VACUUM CLEANING SYSTEM. INCLUDES PIPE 6" SCH 40 WELDED CARBON STEEL. APPROX. 294 FEET. | 1988-08-15 | A7088
316.40 Misc Power Plant Eq-BBCM | Nat Gas Ops | 1 | 1033 | 928.0614 | 2020-12-01 | BIG BEND COMMON | Lube Oil / Conditioning-D10-S | Piping 6" & larger | 113586 | STORAGE RACKS / UNITS ; STATION MISCELLANEOUS EQUIPMENT ; RACK | 1970-06-15 | B021
316.40 Misc Power Plant Eq-BBCM | Coal Ops | 1 | 6613.47 | 5552.1497 | 2020-12-01 | BIG BEND COMMON | Station Equipment / Tools-E16-S | Portable Building | 121889 | PORTABLE BUILDINGS ; STATION MISCELLANEOUS EQUIPMENT ; PORTABLE BUILDING - PLANNER ANALYST | 1978-06-15 | A7015-2007
316.40 Misc Power Plant Eq-BBCM | Coal Ops | 3 | 5789 | 4952.0853 | 2020-12-01 | BIG BEND COMMON | Station Equipment / Tools-E16-S | Portable Building | 78253 | PORTABLE BUILDINGS ; STATION MISCELLANEOUS EQUIPMENT ; 8X10 PORT.BLDG.,S/N 4572,73&74 W/ A/C | 1976-06-15 | C54&G
316.40 Misc Power Plant Eq-BBCM | Coal Ops | 1 | 4967.5 | 3586.437 | 2020-12-01 | BIG BEND COMMON | Station Equipment / Tools-E16-S | Portable Building | 117558 | PORTABLE BUILDINGS ; STATION MISCELLANEOUS EQUIPMENT ; NEW TRAILER 8 X 24 TRIPLE A MOBILE FIELD OFFICE.PO# 25662 SN- 39665. | 1990-04-15 | A7541
316.40 Misc Power Plant Eq-BBCM | Coal Ops | 1 | 4336.41 | 3490.4491 | 2020-12-01 | BIG BEND COMMON | Station Equipment / Tools-E16-S | Portable Building | 113624 | PORTABLE BUILDINGS ; STATION MISCELLANEOUS EQUIPMENT ; CARGO OFFICE TRAILER, S#WC30755, 195T | 1982-06-15 | JE7
316.40 Misc Power Plant Eq-BBCM | Coal Ops | 1 | 4037 | 3453.3716 | 2020-12-01 | BIG BEND COMMON | Station Equipment / Tools-E16-S | Portable Building | 114585 | PORTABLE BUILDINGS ; STATION MISCELLANEOUS EQUIPMENT ; TRAILER,GULFBREEZE,1969 S/N 0193 W/ A/C | 1976-06-15 | C54&G
316.40 Misc Power Plant Eq-BBCM | Coal Ops | 1 | 3808 | 3257.4781 | 2020-12-01 | BIG BEND COMMON | Station Equipment / Tools-E16-S | Portable Building | 78252 | PORTABLE BUILDINGS ; STATION MISCELLANEOUS EQUIPMENT ; WELLS CARGO TRAILER,8X16 S/N WC3262S W/ A/C | 1976-06-15 | C54&G
316.40 Misc Power Plant Eq-BBCM | Coal Ops | 1 | 3785 | 3237.8032 | 2020-12-01 | BIG BEND COMMON | Station Equipment / Tools-E16-S | Portable Building | 114554 | PORTABLE BUILDINGS ; STATION MISCELLANEOUS EQUIPMENT ; 8FTX16FT WELLS CARGO TRAILER S/N WC31035 | 1976-06-15 | C54&G
316.40 Misc Power Plant Eq-BBCM | Coal Ops | 1 | 3479 | 2976.0416 | 2020-12-01 | BIG BEND COMMON | Station Equipment / Tools-E16-S | Portable Building | 121795 | PORTABLE BUILDINGS ; STATION MISCELLANEOUS EQUIPMENT ; WELLS CARGO TRAILER,16X18,S/N 3027 W/ A/C | 1976-06-15 | C54&G
316.40 Misc Power Plant Eq-BBCM | Coal Ops | 3 | 21596.33 | 5507.8399 | 2020-12-01 | BIG BEND COMMON | Station Equipment / Tools-E16-S | Pump - Complete | 44525063 | BBC 3 mobile trash pumps replaced | 2014-04-21 | A2479063
316.40 Misc Power Plant Eq-BBCM | Coal Ops | 1 | 5837.46 | 1845.708 | 2020-12-01 | BIG BEND COMMON | Station Equipment / Tools-E16-S | Pump - Complete | 28366841 | BBC Portable environmental diesel pumps replaced | 2012-05-01 | A7095-2011
316.40 Misc Power Plant Eq-BBCM | Nat Gas Ops | 1 | 8869.66 | 208.2398 | 2020-12-01 | BIG BEND COMMON | Station Equipment / Tools-E16-S | Pump - Complete | 373977395 | BBC portable environmental diesel pump | 2020-09-21 | A2751627
316.40 Misc Power Plant Eq-BBCM | Nat Gas Ops | 3 | 20896.03 | 5985.1448 | 2020-12-01 | BIG BEND COMMON | Station Equipment / Tools-E16-S | Pump - Complete | 38574482 | Install 3 ea 6" Gorman Rupp trash pumps for portable engines unit | 2013-03-21 | A2398024
316.40 Misc Power Plant Eq-BBCM | Nat Gas Ops | 1 | 16260.63 | 6037.4355 | 2020-12-01 | BIG BEND COMMON | Station Air-E12-S | Pump - Complete | 26925260 | BBC #6 Air compressor cooling water pump and motor replaced for the cooling tower system | 2010-11-30 | A7079-2010
316.40 Misc Power Plant Eq-BBCM | Nat Gas Ops | 2 | 10519.91 | 4675.6003 | 2020-12-01 | BIG BEND COMMON | Station Equipment / Tools-E16-S | Pump - Complete | 24011918 | PUMP - COMPLETE ; STATION MISCELLANEOUS EQUIPMENT ; BB PORTABLE ENVIRONMENTAL PUMPS REPL. QTY 4 LABOR AND MATERIALS 07/01/08 RJB | 2007-12-15 | A7717-2007
316.40 Misc Power Plant Eq-BBCM | Nat Gas Ops | 1 | 7319.52 | 1095.183 | 2020-12-01 | BIG BEND COMMON | Station Equipment / Tools-E16-S | Pump - Complete | 140281709 | Portable 6" pump on trailer ending #311. Diesel engine powered to support transport of storm and recycle water | 2017-03-07 | A2628573
316.40 Misc Power Plant Eq-BBCM | Nat Gas Ops | 1 | 2921.01 | 2074.0486 | 2020-12-01 | BIG BEND COMMON | Station Equipment / Tools-E16-S | Pump - Complete | 191544 | TRUCKS / EQUIPMENT TRAILERS ; STATION MISCELLANEOUS EQUIPMENT ; ADD EXHAUST TURBO FLYASH PUMP TO TRUCK #2151 STUART DIESEL SERVICE, INC. | 1991-02-15 | A7014-2007
316.40 Misc Power Plant Eq-BBCM | Coal Ops | 1 | 6069345.39 | 2408643.1457 | 2020-12-01 | BIG BEND COMMON | Structures-E13-S | Railroad | 28041686 | Railroad Unloading | 2009-12-16 | H2908-2008
316.40 Misc Power Plant Eq-BBCM | Coal Ops | 1 | 26503.63 | 9128.7797 | 2020-12-01 | BIG BEND COMMON | Switching Equipment-E14-S | Relay | 28267329 | BBC coal blending arc flash replay replaced. | 2011-01-15 | A7097-2010
316.40 Misc Power Plant Eq-BBCM | Nat Gas Ops | 1 | 72472.54 | 40886.8597 | 2020-12-01 | BIG BEND COMMON | Protective Equipment-E10-S | Security System | 89479 | SECURITY SYSTEM ; PROTECTIVE EQUIPMENT ; SECURITY SYSTEM FROM TECO STEVEDORING SEP-01 | 2001-09-15 | TSP
316.40 Misc Power Plant Eq-BBCM | Nat Gas Ops | 1 | 20053.82 | 12615.1386 | 2020-12-01 | BIG BEND COMMON | Yard Area-A41-S | Security System | 103243 | SECURITY SYSTEM/CAMERA ; YARD AREA ; BB GATE 50 SECURITY EXIT SCANNER/SURVEILANCE CAMERA. INCLUDES SCANNING EQP AND CAMERA. 09/21/99 RJB | 1997-12-15 | A7069
316.40 Misc Power Plant Eq-BBCM | Coal Ops | 1 | 143720.79 | 21504.2189 | 2020-12-01 | BIG BEND COMMON | Waste Water Treatment-A38-S | Skid | 140281501 | BB FGD Wastewater Treatment Chlorine skid | 2017-03-07 | A2616537
316.40 Misc Power Plant Eq-BBCM | Coal Ops | 1 | 2374182.5 | 605501.8181 | 2020-12-01 | BIG BEND COMMON | Switching Equipment-E14-S | Switchgear | 100565934 | Installed 4KV main feed cables from T3 to T1 & T2 structures | 2014-02-28 | B2836-2011
316.40 Misc Power Plant Eq-BBCM | Coal Ops | 1 | 1374380.47 | 434556.2899 | 2020-12-01 | BIG BEND COMMON | Switching Equipment-E14-S | Switchgear | 38306815 | BBC Coal field L1/L2 electic feed system has 2 new bus lineup of 5KV switchgear to feed the L conveyor motor starters from either the reserve 1/2 bus or the reserve 3 bus. | 2012-06-30 | B2401-2011
316.40 Misc Power Plant Eq-BBCM | Coal Ops | 1 | 566889.69 | 251955.5399 | 2020-12-01 | BIG BEND COMMON | Switching Equipment-E14-S | Switchgear | 25164979 | 4160 Switchgear equipment replaced due to fire damage to include the free standing sheet steel enclosure. 1CYH-CNV-601, 1CYH-CNV-861, 1CYH-CNV-661, AND 1CYH-SR1 | 2007-06-15 | B2030-2007
316.40 Misc Power Plant Eq-BBCM | Coal Ops | 1 | 432178.49 | 110221.0388 | 2020-12-01 | BIG BEND COMMON | Switching Equipment-E14-S | Switchgear | 115507152 | Installed 4KV main feed cables from T3 to T1 & T2 structures | 2014-02-28 | A2322379
316.40 Misc Power Plant Eq-BBCM | Coal Ops | 1 | 245241.09 | 91055.9591 | 2020-12-01 | BIG BEND COMMON | Switching Equipment-E14-S | Switchgear | 26903877 | BBC sonar room switchgear replaced and repowered | 2010-01-01 | B2082-2009
316.40 Misc Power Plant Eq-BBCM | Nat Gas Ops | 1 | 7920.18 | 5718.2138 | 2020-12-01 | BIG BEND COMMON | Station Equipment / Tools-E16-S | Tank | 93971 | PORTABLE TANK ; STATION MAINTENANCE TOOLS ; GORMAN RUPP TGAGO-B SELF PUMP WITH LOVEJOY L 225 COUPLINH, 40HP, 1750 RPM ALLIS MOTOR MOUNTER ON A 2-WHEEL TRAILER WITH MOTOR CONTROL AND STARTER SN:952252PO.31451 10/25/90 | 1990-01-15 | A7001-2008
316.40 Misc Power Plant Eq-BBCM | Coal Ops | 1 | 29875 | 7619.1981 | 2020-12-01 | BIG BEND COMMON | Station Equipment / Tools-E16-S | Tools | 49782215 | BBC coal field blending bins remote tacking tool purchased. | 2014-12-31 | A2518968
316.40 Misc Power Plant Eq-BBCM | Nat Gas Ops | 1 | 48250.93 | 13820.2712 | 2020-12-01 | BIG BEND COMMON | Station Equipment / Tools-E16-S | Tools | 41051585 | New miller welder machine with built in compressor with trailer for use of Plazma cutter installed | 2013-10-30 | A2419833
316.40 Misc Power Plant Eq-BBCM | Nat Gas Ops | 0 | 42056.68 | 34600.4499 | 2020-12-01 | BIG BEND COMMON | Station Equipment / Tools-E16-S | Tools | 79618 | STORAGE RACKS / UNITS ; STATION MISCELLANEOUS EQUIPMENT ; SHELVING FOR WAREHOUSE | 1980-06-15 | A7077
316.40 Misc Power Plant Eq-BBCM | Nat Gas Ops | 1 | 34903.37 | 24782.9644 | 2020-12-01 | BIG BEND COMMON | Station Equipment / Tools-E16-S | Tools | 96168 | MILLING MACHINE ; MACHINE SHOP EQUIPMENT ; C & S MACHINERY & TOOLS SHARP MILLING MACHINE, MDL# VH-3 12 X 51 TABLE WITH POWER DRAW BAR & ANILAM DRO WIZARD INSTALLED P O 65043 VO# 946505 | 1991-01-15 | A7001-2008
316.40 Misc Power Plant Eq-BBCM | Nat Gas Ops | 270 | 22958 | 20625.7824 | 2020-12-01 | BIG BEND COMMON | Station Equipment / Tools-E16-S | Tools | 114528 | LOCKERS ; STATION MISCELLANEOUS EQUIPMENT ; LOCKERS | 1970-06-15 | B021
316.40 Misc Power Plant Eq-BBCM | Nat Gas Ops | 1 | 20592.84 | 5251.9139 | 2020-12-01 | BIG BEND COMMON | Station Equipment / Tools-E16-S | Tools | 44690914 | BBC Bridgeport milling machine series 3 replaced | 2014-05-12 | A2479059
316.40 Misc Power Plant Eq-BBCM | Nat Gas Ops | 1 | 20097.04 | 4459.1009 | 2020-12-01 | BIG BEND COMMON | Station Equipment / Tools-E16-S | Tools | 59979588 | BBC boiler shop cut-off saw replaced | 2015-04-13 | A2522427
316.40 Misc Power Plant Eq-BBCM | Nat Gas Ops | 21 | 19566.95 | 13401.975 | 2020-12-01 | BIG BEND COMMON | Station Equipment / Tools-E16-S | Tools | 96992 | LOCKERS ; STATION MISCELLANEOUS EQUIPMENT ; LOCKERS LOCKERS, FULL LENGTH, SINGLE TIER, TRIPLE 3 DOOR TAN, MODEL 68073 12" X 18" X 72" (21 EA) PROGRESSIVE SALES CO. VO# 052378 | 1993-01-15 | A7001-2008
316.40 Misc Power Plant Eq-BBCM | Nat Gas Ops | 1 | 18612.48 | 13437.8435 | 2020-12-01 | BIG BEND COMMON | Station Equipment / Tools-E16-S | Tools | 93985 | SPECIAL TOOLS ; MACHINE SHOP EQUIPMENT ; MCELROY #412 HYDRAULIC FUSION UNITITEM#8872 PO#34327 VO#728807 11/15/90 | 1990-01-15 | A7001-2008
316.40 Misc Power Plant Eq-BBCM | Nat Gas Ops | 1 | 14906.55 | 11570.3101 | 2020-12-01 | BIG BEND COMMON | Station Equipment / Tools-E16-S | Tools | 87606 | STORAGE RACKS / UNITS ; STATION MISCELLANEOUS EQUIPMENT ; 36" WIDE CLOSED SHELVING, SHELVES 36" WIDTH X 18" DEEP ALSO 5 WAREHOUSE ROLLING LADDERS. | 1985-06-15 | A7077
316.40 Misc Power Plant Eq-BBCM | Nat Gas Ops | 1 | 14295.9 | 3171.9527 | 2020-12-01 | BIG BEND COMMON | Station Equipment / Tools-E16-S | Tools | 53532948 | Goodway cooler scale removal portable system | 2015-05-01 | A2534587
316.40 Misc Power Plant Eq-BBCM | Nat Gas Ops | 1 | 13911.12 | 3984.4921 | 2020-12-01 | BIG BEND COMMON | Station Equipment / Tools-E16-S | Tools | 40127577 | Pipe grooving system and machine installed in the Fabrication shop area | 2013-04-23 | A2428948
316.40 Misc Power Plant Eq-BBCM | Nat Gas Ops | 24 | 13475 | 12106.125 | 2020-12-01 | BIG BEND COMMON | Station Equipment / Tools-E16-S | Tools | 78187 | STORAGE RACKS / UNITS ; STATION MISCELLANEOUS EQUIPMENT ; SHELVING | 1970-06-15 | B021
316.40 Misc Power Plant Eq-BBCM | Nat Gas Ops | 0 | 12205.77 | 10441.1839 | 2020-12-01 | BIG BEND COMMON | Station Equipment / Tools-E16-S | Tools | 79612 | STORAGE RACKS / UNITS ; STATION MISCELLANEOUS EQUIPMENT ; SHELVING FOR WAREHOUSE | 1976-06-15 | A2912
316.40 Misc Power Plant Eq-BBCM | Nat Gas Ops | 2 | 11881.54 | 3403.1697 | 2020-12-01 | BIG BEND COMMON | Station Equipment / Tools-E16-S | Tools | 41490509 | Welding machines, portable 480V, MIL903255 | 2013-12-30 | A2448622
316.40 Misc Power Plant Eq-BBCM | Nat Gas Ops | 1 | 10704.97 | 8200.2275 | 2020-12-01 | BIG BEND COMMON | Station Equipment / Tools-E16-S | Tools | 88752 | STORAGE RACKS / UNITS ; STATION MISCELLANEOUS EQUIPMENT ; EQUIPTO #4420-A CABINETS W/18 8633-10 DRAWERS AND WITH TYPE "A" LOAD PATTERN. #4423-D CABINET W/13 DRAWERS TYPE "D" 18EA-8261 LYON SHELF UNITS 36 X 18 X 84" | 1986-06-15 | A7077
316.40 Misc Power Plant Eq-BBCM | Nat Gas Ops | 1 | 10276.17 | 7038.4487 | 2020-12-01 | BIG BEND COMMON | Station Equipment / Tools-E16-S | Tools | 96991 | MILLING MACHINE ; MACHINE SHOP EQUIPMENT ; MILLING MACHINE BORE GRINDING ATTACHMENT FOR VSA-1 (CONTROL UNIT, MOUTING DRIVE UNIT, AIR HOSES, TWO DRIVE MOTORS AND A RADIAL FINE ADJUSTMENT WIPER AND MOTOR HOLDER) P/N 7040220 EFCO USA, INC. VO# 088905 | 1993-01-15 | A7001-2008
316.40 Misc Power Plant Eq-BBCM | Nat Gas Ops | 1 | 9486.55 | 7721.4959 | 2020-12-01 | BIG BEND COMMON | Station Equipment / Tools-E16-S | Tools | 114659 | STORAGE RACKS / UNITS ; STATION MISCELLANEOUS EQUIPMENT ; WAREHOUSE STORAGE UNITS | 1981-06-15 | A7077
316.40 Misc Power Plant Eq-BBCM | Nat Gas Ops | 1 | 9144.48 | 6602.1342 | 2020-12-01 | BIG BEND COMMON | Station Equipment / Tools-E16-S | Tools | 123896 | WRENCHES - POWER & TORQUE ; STATION MAINTENANCE TOOLS ; | 1990-01-15 | A7001-2008
316.40 Misc Power Plant Eq-BBCM | Nat Gas Ops | 8 | 9009.13 | 7081.6575 | 2020-12-01 | BIG BEND COMMON | Station Equipment / Tools-E16-S | Tools | 122965 | STORAGE RACKS / UNITS ; STATION MISCELLANEOUS EQUIPMENT ; LYON SHELVING, DRAWER STORAGE UNITS FOR WAREHOUSE #23. | 1984-06-15 | A7077
316.40 Misc Power Plant Eq-BBCM | Nat Gas Ops | 40 | 8872.71 | 7788.0485 | 2020-12-01 | BIG BEND COMMON | Station Equipment / Tools-E16-S | Tools | 79611 | STORAGE RACKS / UNITS ; STATION MISCELLANEOUS EQUIPMENT ; SHELVING, T-BAR | 1973-06-15 | A2901
316.40 Misc Power Plant Eq-BBCM | Nat Gas Ops | 1 | 8684.73 | 2214.9181 | 2020-12-01 | BIG BEND COMMON | Station Equipment / Tools-E16-S | Tools | 50368137 | Tool for changing return idlers on P and F conveyors | 2014-11-15 | A2501665
316.40 Misc Power Plant Eq-BBCM | Nat Gas Ops | 1 | 7796.73 | 6414.4475 | 2020-12-01 | BIG BEND COMMON | Station Equipment / Tools-E16-S | Tools | 79323 | OVERHEAD LUBE SYSTEM ; STATION MAINTENANCE TOOLS ; COMPLETE OVERHEAD LUBE OIL SYSTEM W/HOSES, REELS, PUMPS FOR DOZERS | 1980-06-15 | A7030
316.40 Misc Power Plant Eq-BBCM | Nat Gas Ops | 1 | 7723.71 | 1442.7805 | 2020-12-01 | BIG BEND COMMON | Station Equipment / Tools-E16-S | Tools | 117834431 | BB Garage Trinco Bead Blast machine with Baghouse dust recovery system replaced. | 2016-06-01 | A2594353
316.40 Misc Power Plant Eq-BBCM | Nat Gas Ops | 1 | 7060.93 | 1318.9739 | 2020-12-01 | BIG BEND COMMON | Station Equipment / Tools-E16-S | Tools | 115863542 | Purchase new MI-T-M Pressure cleaning system for the Garage | 2016-07-01 | A2594356
316.40 Misc Power Plant Eq-BBCM | Nat Gas Ops | 12 | 6695.36 | 4833.9179 | 2020-12-01 | BIG BEND COMMON | Station Equipment / Tools-E16-S | Tools | 123895 | PORTABLE GRINDERS & SANDERS ; STATION MAINTENANCE TOOLS ; | 1990-01-15 | A7001-2008
316.40 Misc Power Plant Eq-BBCM | Nat Gas Ops | 2 | 6217.65 | 4489.0207 | 2020-12-01 | BIG BEND COMMON | Station Equipment / Tools-E16-S | Tools | 127222 | AIR MOVERS ; STATION MAINTENANCE TOOLS ; CORPUS RF20 AIR DRIVEN REACTION FANS P.O.31458 08/28/90 VO.697891 | 1990-01-15 | A7001-2008
316.40 Misc Power Plant Eq-BBCM | Nat Gas Ops | 21 | 6104.7 | 4407.473 | 2020-12-01 | BIG BEND COMMON | Station Equipment / Tools-E16-S | Tools | 93986 | SPECIAL TOOLS ; MACHINE SHOP EQUIPMENT ; ABRASIVE CUT-OFF MACH. 16" COMPLETE PO#354436, INVOICE#105993,VO#105993 HYDRAULIC POWER HEAD TEFC MOTOR MAGNETIC STARTER CABNET BASE & AIR OPEREATED "V"SHAPED CHAIN HOLDOWN PO 27668 VO 731715 11/28/90 UF | 1990-01-15 | A7001-2008
316.40 Misc Power Plant Eq-BBCM | Nat Gas Ops | 1 | 5999.48 | 4656.7344 | 2020-12-01 | BIG BEND COMMON | Station Equipment / Tools-E16-S | Tools | 90771 | OFFICE EQUIPMENT ; STATION MISCELLANEOUS EQUIPMENT ; 3M 9600 DIGITAL FACSIMILIE TRANSCEI VER MODEL 601 WITH DUPLEX LINE CONN ECTOR. PURCHASED AS PART OF BIG BE ND 4. | 1985-02-15 | F05-2008
316.40 Misc Power Plant Eq-BBCM | Nat Gas Ops | 17 | 5314.39 | 4586.6684 | 2020-12-01 | BIG BEND COMMON | Station Equipment / Tools-E16-S | Tools | 113629 | STORAGE RACKS / UNITS ; STATION MISCELLANEOUS EQUIPMENT ; T-BAR SHELVING | 1975-06-15 | A2912
316.40 Misc Power Plant Eq-BBCM | Nat Gas Ops | 1 | 5122.98 | 4496.7115 | 2020-12-01 | BIG BEND COMMON | Station Equipment / Tools-E16-S | Tools | 79687 | WORKBENCHES ; MACHINE SHOP EQUIPMENT ; LIFT TABLE ON STEEL CASTERS W/ TRANSFORMER | 1973-06-15 | A2901
316.40 Misc Power Plant Eq-BBCM | Nat Gas Ops | 1 | 5066.9 | 3658.2019 | 2020-12-01 | BIG BEND COMMON | Station Equipment / Tools-E16-S | Tools | 93981 | SPECIAL TOOLS ; MACHINE SHOP EQUIPMENT ; THERMO DYNAMIC MODEL 10XR PLASMA CUTTER SYSTEM MODEL #1-1021-2 WITH 50' TORCH 3 PHASE 460 VOLTS SOURCE PO.25358 05/29/90 VOUCHER 666727 | 1990-01-15 | A7001-2008
316.40 Misc Power Plant Eq-BBCM | Nat Gas Ops | 11 | 5039.73 | 4189.1894 | 2020-12-01 | BIG BEND COMMON | Station Equipment / Tools-E16-S | Tools | 79619 | STORAGE RACKS / UNITS ; STATION MISCELLANEOUS EQUIPMENT ; STORAGE CABINETS | 1979-06-15 | A7001-2008
316.40 Misc Power Plant Eq-BBCM | Nat Gas Ops | 40 | 5012 | 4287.416 | 2020-12-01 | BIG BEND COMMON | Station Equipment / Tools-E16-S | Tools | 79349 | LOCKERS ; STATION MISCELLANEOUS EQUIPMENT ; STEEL LOCKERS, REPUBLIC | 1976-06-15 | C541
316.40 Misc Power Plant Eq-BBCM | Nat Gas Ops | 0 | 4891.38 | 4024.1871 | 2020-12-01 | BIG BEND COMMON | Station Equipment / Tools-E16-S | Tools | 114889 | CABINETS ; STATION MISCELLANEOUS EQUIPMENT ; CABINETS FOR ELECTRONIC LABORATORY | 1980-06-15 | A7062
316.40 Misc Power Plant Eq-BBCM | Nat Gas Ops | 1 | 4653.64 | 3612.1073 | 2020-12-01 | BIG BEND COMMON | Station Equipment / Tools-E16-S | Tools | 87595 | LOCKERS ; STATION MISCELLANEOUS EQUIPMENT ; DOUBLE TIER LOCKERS (108 OPENINGS) MEDART, COLOR-GREY, EACH LOCKER 12" WIDE, 18" DEEP, HEIGHT PER OPENING 36". NUMBERED FROM 1,000. THRU 1108 | 1985-06-15 | A7001-2008
316.40 Misc Power Plant Eq-BBCM | Nat Gas Ops | 8 | 4463.57 | 3222.6095 | 2020-12-01 | BIG BEND COMMON | Station Equipment / Tools-E16-S | Tools | 93972 | PORTABLE GRINDERS & SANDERS ; STATION MAINTENANCE TOOLS ; DIE GRINDERS, CLECO, REAR EXHAUST M ODEL 136GLR 13,500 RPM PO.26369 VOUCHER 673979 | 1990-01-15 | A7001-2008
316.40 Misc Power Plant Eq-BBCM | Nat Gas Ops | 1 | 4117.67 | 2972.8765 | 2020-12-01 | BIG BEND COMMON | Station Equipment / Tools-E16-S | Tools | 123898 | SPECIAL TOOLS ; MACHINE SHOP EQUIPMENT ; ECONO SST-ELECT 115V 10K PST PUMP PO#354436, INVOICE#105993,VO#105993 11/15/90 | 1990-01-15 | A7001-2008
316.40 Misc Power Plant Eq-BBCM | Nat Gas Ops | 8 | 4000 | 3593.6549 | 2020-12-01 | BIG BEND COMMON | Station Equipment / Tools-E16-S | Tools | 78156 | WORKBENCHES ; MACHINE SHOP EQUIPMENT ; WORKBENCHES | 1970-06-15 | B021
316.40 Misc Power Plant Eq-BBCM | Nat Gas Ops | 24 | 3918.19 | 3466.8764 | 2020-12-01 | BIG BEND COMMON | Station Equipment / Tools-E16-S | Tools | 79610 | STORAGE RACKS / UNITS ; STATION MISCELLANEOUS EQUIPMENT ; STORAGE RACKS | 1972-06-15 | A2901
316.40 Misc Power Plant Eq-BBCM | Nat Gas Ops | 1 | 3789.36 | 2735.8432 | 2020-12-01 | BIG BEND COMMON | Station Equipment / Tools-E16-S | Tools | 93984 | SPECIAL TOOLS ; MACHINE SHOP EQUIPMENT ; DRIVER P/N 10000 2885 ANTI- REVERSE SPRING P/N-10003384 PAWL ASSY PART NO. 100002906 R-10 PATCHET - COMPLETE PO.27033 10/16/90 VO. 716227 | 1990-01-15 | A7001-2008
316.40 Misc Power Plant Eq-BBCM | Nat Gas Ops | 18 | 3746 | 3204.4414 | 2020-12-01 | BIG BEND COMMON | Station Equipment / Tools-E16-S | Tools | 79320 | WORKBENCHES ; MACHINE SHOP EQUIPMENT ; WORK BENCHES | 1976-06-15 | C541
316.40 Misc Power Plant Eq-BBCM | Nat Gas Ops | 2 | 3660.95 | 2643.1337 | 2020-12-01 | BIG BEND COMMON | Station Equipment / Tools-E16-S | Tools | 123897 | SPECIAL TOOLS ; MACHINE SHOP EQUIPMENT ; AMIDA CART LITE MODEL CLTO-2TH 500 WATTS PER LIGHT USING TUNGSTEN HALOGEN WITH GASS P.O.29095 08/29/90 VO. 697514 | 1990-01-15 | A7001-2008
316.40 Misc Power Plant Eq-BBCM | Nat Gas Ops | 1 | 3510.04 | 2534.1797 | 2020-12-01 | BIG BEND COMMON | Station Equipment / Tools-E16-S | Tools | 93975 | SKY CLIMBERS / SPIDER / SCAFFOLDING ; STATION MAINTENANCE TOOLS ; COLLET-10 COLLET-10 RODS BLADES-M-2 BLADES-M-2 PO.26286 05/31/90 VO668342 | 1990-01-15 | A7001-2008
316.40 Misc Power Plant Eq-BBCM | Nat Gas Ops | 1 | 3462 | 3110.3083 | 2020-12-01 | BIG BEND COMMON | Station Equipment / Tools-E16-S | Tools | 78155 | WORKBENCHES ; MACHINE SHOP EQUIPMENT ; LIFT TABLE 30" X 6", 8500LB CAPACITY W/CONTROLS | 1970-06-15 | B021
316.40 Misc Power Plant Eq-BBCM | Nat Gas Ops | 0 | 3443.42 | 2918.5875 | 2020-12-01 | BIG BEND COMMON | Station Equipment / Tools-E16-S | Tools | 127986 | STORAGE RACKS / UNITS ; STATION MISCELLANEOUS EQUIPMENT ; SHELVING AND BINS | 1977-06-15 | A2901
316.40 Misc Power Plant Eq-BBCM | Nat Gas Ops | 6 | 3370.7 | 2433.5789 | 2020-12-01 | BIG BEND COMMON | Station Equipment / Tools-E16-S | Tools | 93974 | TRANSITS & LEVELS ; STATION MAINTENANCE TOOLS ; 3040-GABTIM ANGLE GRINDER BT03-50906-11 06-41193 PO. 24165 05/21/90 | 1990-01-15 | A7001-2008
316.40 Misc Power Plant Eq-BBCM | Nat Gas Ops | 1 | 3112.44 | 2415.8438 | 2020-12-01 | BIG BEND COMMON | Station Equipment / Tools-E16-S | Tools | 87615 | WRENCHES - POWER & TORQUE ; STATION MAINTENANCE TOOLS ; R-10 RATCHET COMPLETE TO FIT THE 600E CONTROL CONSOLES. | 1985-06-15 | A7001-2008
316.40 Misc Power Plant Eq-BBCM | Nat Gas Ops | 1 | 2980.01 | 2041.0958 | 2020-12-01 | BIG BEND COMMON | Station Equipment / Tools-E16-S | Tools | 124184 | LOCKERS ; STATION MISCELLANEOUS EQUIPMENT ; LOCKERS LOCKERS, FULL LENGTH, SINGLE TIER, TRIPLE 3 DOOR TAN, MODEL 68073 12" X 18" X 72" (21 EA) PROGRESSIVE SALES CO. VO# 048623 | 1993-01-15 | A7001-2008
316.40 Misc Power Plant Eq-BBCM | Nat Gas Ops | 1 | 2974.05 | 2111.7094 | 2020-12-01 | BIG BEND COMMON | Station Equipment / Tools-E16-S | Tools | 96173 | LETTERING MACHINE ; STATION MISCELLANEOUS EQUIPMENT ; SAFETY EQUIP. CO. 1-LETERIZER $2,802.50 PO 53541 VO 858226 11/12/91 TGC | 1991-01-15 | A7001-2008
316.40 Misc Power Plant Eq-BBCM | Nat Gas Ops | 51 | 2888.94 | 2471.2864 | 2020-12-01 | BIG BEND COMMON | Station Equipment / Tools-E16-S | Tools | 79624 | LOCKERS ; STATION MISCELLANEOUS EQUIPMENT ; LOCKERS, RAIN GEAR | 1976-06-15 | A2949
316.40 Misc Power Plant Eq-BBCM | Nat Gas Ops | 5 | 2857.24 | 2028.7691 | 2020-12-01 | BIG BEND COMMON | Station Equipment / Tools-E16-S | Tools | 117513 | STORAGE RACKS / UNITS ; STATION MISCELLANEOUS EQUIPMENT ; INSTALL 5 ADDITIONAL SECTIONS OF PALLET RACKS OUTSIDE OF WHAREHOUSE CONSISTING OF TRUSSES & STEEL BEAMS 3/20/94 FSK | 1991-12-15 | A7584
316.40 Misc Power Plant Eq-BBCM | Nat Gas Ops | 1 | 2772.6 | 2152.0635 | 2020-12-01 | BIG BEND COMMON | Station Equipment / Tools-E16-S | Tools | 115811 | LOCKERS ; STATION MISCELLANEOUS EQUIPMENT ; DOUBLE TIER LOCKERS 12" WIDE 18" DEEP X 36" HIGH, COLOR GREY. AND SINGLE TIER LOCKERS 12" W. X 18" D X 72" H. COLOR GREY. | 1985-06-15 | A7001-2008
316.40 Misc Power Plant Eq-BBCM | Nat Gas Ops | 1 | 2756.46 | 2291.2603 | 2020-12-01 | BIG BEND COMMON | Station Equipment / Tools-E16-S | Tools | 79693 | WORKBENCHES ; MACHINE SHOP EQUIPMENT ; WORK BENCH W/STORAGE CABINET | 1979-06-15 | A7080
316.40 Misc Power Plant Eq-BBCM | Nat Gas Ops | 1 | 2736.3 | 1975.5546 | 2020-12-01 | BIG BEND COMMON | Station Equipment / Tools-E16-S | Tools | 116986 | SPECIAL TOOLS ; MACHINE SHOP EQUIPMENT ; HEATH DC90 TABLE SHARP CUTTER WITH CUTTING SPEED 4" TO 150" | 1990-01-15 | A7001-2008
316.40 Misc Power Plant Eq-BBCM | Nat Gas Ops | 4 | 2369.59 | 1710.7973 | 2020-12-01 | BIG BEND COMMON | Station Equipment / Tools-E16-S | Tools | 116985 | AIR MOVERS ; STATION MAINTENANCE TOOLS ; TX6AM AIR MOVER | 1990-01-15 | A7001-2008
316.40 Misc Power Plant Eq-BBCM | Nat Gas Ops | 2 | 2346.23 | 1693.9318 | 2020-12-01 | BIG BEND COMMON | Station Equipment / Tools-E16-S | Tools | 93983 | SPECIAL TOOLS ; MACHINE SHOP EQUIPMENT ; PORTABLE WIRE FEED MACHINE GN & CABLE ASS AND GAS SOL VALVE PO.28058 10/08/90 VO.713273 | 1990-01-15 | A7001-2008
316.40 Misc Power Plant Eq-BBCM | Nat Gas Ops | 1 | 2253.51 | 1726.2351 | 2020-12-01 | BIG BEND COMMON | Station Equipment / Tools-E16-S | Tools | 115985 | LOCKERS ; STATION MISCELLANEOUS EQUIPMENT ; MULTIPLE TIER LOCKER UNITS SIZE 12" WIDE X 12" DEEP X 12" HIGH COLOR GRAY MEDART #1641512 WITH NUMBERS 1-108 (108 EA LOCKERS) | 1986-06-15 | A7001-2008
316.40 Misc Power Plant Eq-BBCM | Nat Gas Ops | 1 | 2078.48 | 1500.6216 | 2020-12-01 | BIG BEND COMMON | Station Equipment / Tools-E16-S | Tools | 93980 | SPECIAL TOOLS ; MACHINE SHOP EQUIPMENT ; HYD CHAIN TENSIONER WITH HOSE SET RELIEF VALVE FOR 2812 PSI PO. 23944 05/04/90 | 1990-01-15 | A7001-2008
316.40 Misc Power Plant Eq-BBCM | Nat Gas Ops | 1 | 2044.75 | 1607.2828 | 2020-12-01 | BIG BEND COMMON | Station Equipment / Tools-E16-S | Tools | 87544 | CONSTRUCTION ELEVATOR ; STATION MAINTENANCE TOOLS ; ECON MAN LIFT | 1984-06-15 | A7001-2008
316.40 Misc Power Plant Eq-BBCM | Nat Gas Ops | 3 | 1818.45 | 1312.885 | 2020-12-01 | BIG BEND COMMON | Station Equipment / Tools-E16-S | Tools | 93973 | PORTABLE GRINDERS & SANDERS ; STATION MAINTENANCE TOOLS ; VALVE SET GRINDER 06/28/90 13,500 RPM PO.26509 VOUCHER 675961 | 1990-01-15 | A7001-2008
316.40 Misc Power Plant Eq-BBCM | Nat Gas Ops | 15 | 1801.86 | 1279.4017 | 2020-12-01 | BIG BEND COMMON | Station Equipment / Tools-E16-S | Tools | 96171 | LOCKERS ; STATION MISCELLANEOUS EQUIPMENT ; PROGRESSIVE SALES CO. 16-FULL LENGTH LOCKERS PO 58249 VO 899030 03/05/92 TGC | 1991-01-15 | A7001-2008
316.40 Misc Power Plant Eq-BBCM | Nat Gas Ops | 1 | 1796.19 | 1296.8138 | 2020-12-01 | BIG BEND COMMON | Station Equipment / Tools-E16-S | Tools | 93977 | PORTABLE TRANSFORMER & POWER SUPPLY ; STATION MAINTENANCE TOOLS ; | 1990-01-15 | A7001-2008
316.40 Misc Power Plant Eq-BBCM | Nat Gas Ops | 2 | 1794.08 | 1410.2427 | 2020-12-01 | BIG BEND COMMON | Station Equipment / Tools-E16-S | Tools | 87551 | WORKBENCHES ; MACHINE SHOP EQUIPMENT ; WORKBENCHES | 1984-06-15 | A7001-2008
316.40 Misc Power Plant Eq-BBCM | Nat Gas Ops | 1 | 1589.49 | 405.377 | 2020-12-01 | BIG BEND COMMON | Station Equipment / Tools-E16-S | Tools | 44651241 | BB clean room vacuum system installed | 2014-05-02 | A2479091
316.40 Misc Power Plant Eq-BBCM | Nat Gas Ops | 6 | 1561.3 | 1127.2278 | 2020-12-01 | BIG BEND COMMON | Station Equipment / Tools-E16-S | Tools | 116983 | PORTABLE GRINDERS & SANDERS ; STATION MAINTENANCE TOOLS ; | 1990-01-15 | A7001-2008
316.40 Misc Power Plant Eq-BBCM | Nat Gas Ops | 16 | 1335 | 1199.3823 | 2020-12-01 | BIG BEND COMMON | Station Equipment / Tools-E16-S | Tools | 78157 | WORKBENCHES ; MACHINE SHOP EQUIPMENT ; BENCHES | 1970-06-15 | B021
316.40 Misc Power Plant Eq-BBCM | Nat Gas Ops | 1 | 1323.51 | 1027.2948 | 2020-12-01 | BIG BEND COMMON | Station Equipment / Tools-E16-S | Tools | 128360 | LOCKERS ; STATION MISCELLANEOUS EQUIPMENT ; SINGLE TIER LOCKERS 12" X 18"X 72" MODEL 5042-3 LYON. | 1985-06-15 | A7001-2008
316.40 Misc Power Plant Eq-BBCM | Nat Gas Ops | 1 | 1213.53 | 976.7906 | 2020-12-01 | BIG BEND COMMON | Station Equipment / Tools-E16-S | Tools | 128350 | STORAGE RACKS / UNITS ; STATION MISCELLANEOUS EQUIPMENT ; SHELVING (198 BOXES, 30 SHELVES) | 1982-06-15 | A7077
316.40 Misc Power Plant Eq-BBCM | Nat Gas Ops | 12 | 1160.17 | 923.0601 | 2020-12-01 | BIG BEND COMMON | Station Equipment / Tools-E16-S | Tools | 79623 | LOCKERS ; STATION MISCELLANEOUS EQUIPMENT ; LOCKERS-DOUBLE TIER STEEL | 1983-06-15 | A7001-2008
316.40 Misc Power Plant Eq-BBCM | Nat Gas Ops | 3 | 896.33 | 647.1326 | 2020-12-01 | BIG BEND COMMON | Station Equipment / Tools-E16-S | Tools | 93979 | SPECIAL TOOLS ; MACHINE SHOP EQUIPMENT ; | 1990-01-15 | A7001-2008
316.40 Misc Power Plant Eq-BBCM | Nat Gas Ops | 4 | 871.84 | 738.9576 | 2020-12-01 | BIG BEND COMMON | Station Equipment / Tools-E16-S | Tools | 79688 | WORKBENCHES ; MACHINE SHOP EQUIPMENT ; WORK BENCH LAMINATED HARDWOOD 28"X 60" | 1977-06-15 | A2901
316.40 Misc Power Plant Eq-BBCM | Nat Gas Ops | 1 | 834.59 | 560.599 | 2020-12-01 | BIG BEND COMMON | Station Equipment / Tools-E16-S | Tools | 117599 | STORAGE RACKS / UNITS ; STATION MISCELLANEOUS EQUIPMENT ; FIBERGLASS HOPPER-FRONT TOTE BINS & RACKS PART #9973T36 16-1/4" X 24" X 5" MCMASTER-CARR - VO# 155463, 155465 & 155458 | 1994-01-15 | A7001-2008
316.40 Misc Power Plant Eq-BBCM | Nat Gas Ops | 3 | 735.02 | 591.6299 | 2020-12-01 | BIG BEND COMMON | Station Equipment / Tools-E16-S | Tools | 114660 | LOCKERS ; STATION MISCELLANEOUS EQUIPMENT ; LOCKR-DBL TIER 6000R | 1982-06-15 | A7001-2008
316.40 Misc Power Plant Eq-BBCM | Nat Gas Ops | 1 | 700.63 | 470.6172 | 2020-12-01 | BIG BEND COMMON | Station Equipment / Tools-E16-S | Tools | 124300 | STORAGE RACKS / UNITS ; STATION MISCELLANEOUS EQUIPMENT ; HIGH DENSITY BIN BOX STORAGE CABINET PART #4554T32 (BLUE) 38"L X 24"D X 72"H, DOUBLE DOOR. MCMASTER-CARR - VO# 155427 | 1994-01-15 | A7001-2008
316.40 Misc Power Plant Eq-BBCM | Nat Gas Ops | 6 | 642.6 | 505.1179 | 2020-12-01 | BIG BEND COMMON | Station Equipment / Tools-E16-S | Tools | 115798 | LOCKERS ; STATION MISCELLANEOUS EQUIPMENT ; REPUBLIC STEEL DOUBLE LOCKERS | 1984-06-15 | A7001-2008
316.40 Misc Power Plant Eq-BBCM | Nat Gas Ops | 1 | 593.75 | 428.6758 | 2020-12-01 | BIG BEND COMMON | Station Equipment / Tools-E16-S | Tools | 93982 | SPECIAL TOOLS ; MACHINE SHOP EQUIPMENT ; | 1990-01-15 | A7001-2008
316.40 Misc Power Plant Eq-BBCM | Nat Gas Ops | 15 | 532.51 | 402.3274 | 2020-12-01 | BIG BEND COMMON | Station Equipment / Tools-E16-S | Tools | 90834 | STORAGE RACKS / UNITS ; STATION MISCELLANEOUS EQUIPMENT ; END UPRIGHT ASSEMBLY 18 IN D. 84 IN H. LYON #8506. INDUSTRIAL HANDLING AND CASTER CO., PO# 60053. CARRIED-OVER FROM 1985/1986. | 1987-01-15 | A7077
316.40 Misc Power Plant Eq-BBCM | Nat Gas Ops | 1 | 506.51 | 371.5395 | 2020-12-01 | BIG BEND COMMON | Station Equipment / Tools-E16-S | Tools | 93565 | GRINDERS & SANDERS - FIXED ; MACHINE SHOP EQUIPMENT ; | 1989-01-15 | A7001-2008
316.40 Misc Power Plant Eq-BBCM | Nat Gas Ops | 1 | 499.28 | 401.8788 | 2020-12-01 | BIG BEND COMMON | Station Equipment / Tools-E16-S | Tools | 79620 | STORAGE RACKS / UNITS ; STATION MISCELLANEOUS EQUIPMENT ; SHELVING | 1982-06-15 | A7077
316.40 Misc Power Plant Eq-BBCM | Nat Gas Ops | 0 | 456.22 | 367.2191 | 2020-12-01 | BIG BEND COMMON | Station Equipment / Tools-E16-S | Tools | 121855 | STORAGE RACKS / UNITS ; STATION MISCELLANEOUS EQUIPMENT ; FRT F/1 LOT OF VIDMAR MODULAR DRAWERS | 1982-06-15 | A7001-2008
316.40 Misc Power Plant Eq-BBCM | Nat Gas Ops | 1 | 421.88 | 304.589 | 2020-12-01 | BIG BEND COMMON | Station Equipment / Tools-E16-S | Tools | 93978 | GRINDERS & SANDERS - FIXED ; MACHINE SHOP EQUIPMENT ; | 1990-01-15 | A7001-2008
316.40 Misc Power Plant Eq-BBCM | Nat Gas Ops | 4 | 418.85 | 316.4539 | 2020-12-01 | BIG BEND COMMON | Station Equipment / Tools-E16-S | Tools | 93045 | STORAGE RACKS / UNITS ; STATION MISCELLANEOUS EQUIPMENT ; TENNSCO HEAVY DUTY OPEN SHELVING 4 ADJUSTABLE SHELVES 84"H X 42"W X 18"D. | 1987-01-15 | A7001-2008
316.40 Misc Power Plant Eq-BBCM | Nat Gas Ops | 1 | 330.9 | 238.9033 | 2020-12-01 | BIG BEND COMMON | Station Equipment / Tools-E16-S | Tools | 93976 | GAUGES ; STATION MAINTENANCE TOOLS ; | 1990-01-15 | A7001-2008
316.40 Misc Power Plant Eq-BBCM | Nat Gas Ops | 5 | 297.81 | 211.4585 | 2020-12-01 | BIG BEND COMMON | Station Equipment / Tools-E16-S | Tools | 96172 | LETTERING MACHINE ; STATION MISCELLANEOUS EQUIPMENT ; | 1991-01-15 | A7001-2008
316.40 Misc Power Plant Eq-BBCM | Nat Gas Ops | 1 | 220.85 | 177.7659 | 2020-12-01 | BIG BEND COMMON | Station Equipment / Tools-E16-S | Tools | 79621 | STORAGE RACKS / UNITS ; STATION MISCELLANEOUS EQUIPMENT ; SHELVING (27 BOXES) | 1982-06-15 | A7077
316.40 Misc Power Plant Eq-BBCM | Nat Gas Ops | 1 | 213 | 191.3621 | 2020-12-01 | BIG BEND COMMON | Station Equipment / Tools-E16-S | Tools | 114497 | WORKBENCHES ; MACHINE SHOP EQUIPMENT ; SHOP TABLE | 1970-06-15 | B021
316.40 Misc Power Plant Eq-BBCM | Nat Gas Ops | 2 | 195.71 | 157.5303 | 2020-12-01 | BIG BEND COMMON | Station Equipment / Tools-E16-S | Tools | 79622 | LOCKERS ; STATION MISCELLANEOUS EQUIPMENT ; LOCKER-SINGLE TIER | 1982-06-15 | A7001-2008
316.40 Misc Power Plant Eq-BBCM | Nat Gas Ops | 1 | 116.47 | 99.632 | 2020-12-01 | BIG BEND COMMON | Station Equipment / Tools-E16-S | Tools | 79613 | STORAGE RACKS / UNITS ; STATION MISCELLANEOUS EQUIPMENT ; STORAGE CABINETS (RETIRE 1 6-81) | 1976-06-15 | A2901
316.40 Misc Power Plant Eq-BBCM | Nat Gas Ops | 1 | 88866.57 | 30608.7633 | 2020-12-01 | BIG BEND COMMON | Transformers-E15-S | Transformer | 35306281 | install a nitrogen gas system for the station service, GSU, and reserve transformers, to include valves, piping, hangers, pressure relief valves, and concrete pads. The system will use 1" pip | 2011-12-31 | A7012-2011
316.40 Misc Power Plant Eq-BBCM | Nat Gas Ops | 3 | 1195.71 | 849.0079 | 2020-12-01 | BIG BEND COMMON | Cranes / Hoists-E07-S | Trolley / Monorail | 96163 | TROLLEY ; CRANE & HOIST ; | 1991-01-15 | A7001-2008
316.40 Misc Power Plant Eq-BBCM | Nat Gas Ops | 1 | 57071.57 | 43119.2998 | 2020-12-01 | BIG BEND COMMON | Station Equipment / Tools-E16-S | Unloading / Loading Assembly | 92388 | GAS STATION ; STATION MISCELLANEOUS EQUIPMENT ; ONE 2500 GALLON AND ONE 10,000 GALLON FUEL TANK FOR BIG BEND STATION. P.O. 71404 RESOURCE RECOVERY OF TAMPA | 1987-12-15 | L7256
316.40 Misc Power Plant Eq-BBCM | Nat Gas Ops | 1 | 616.28 | 501.6158 | 2020-12-01 | BIG BEND COMMON | Station Equipment / Tools-E16-S | Vacuum System | 121980 | TOOLS & CABINET ; VACUUM CLEANING SYSTEM ; CABINET F/VACUMN CLEANER | 1981-06-15 | A7001-2008
316.40 Misc Power Plant Eq-BBCM | Coal Ops | 1 | 461.8 | 353.7483 | 2020-12-01 | BIG BEND COMMON | Station Equipment / Tools-E16-S | Welding Grid / Welding Machine | 88780 | WELDING MACHINES / EQUIPMENT ; STATION MAINTENANCE TOOLS ; 1000W BENCH-TYPE ELECTRODE OVEN PHOENIX #1119898 FOR NEW FGD MAINT SHOP PLUS CARRIAGE | 1986-06-15 | A7001-2008
316.40 Misc Power Plant Eq-BBCM | Nat Gas Ops | 1 | 117305.57 | 96508.462 | 2020-12-01 | BIG BEND COMMON | Station Equipment / Tools-E16-S | Welding Grid / Welding Machine | 79494 | ELECTRICAL SYSTEM ; WELDING GRID ; WELDING GRID, POWER SYSTEM W/1 480V LOAD CENTER | 1980-06-15 | J8382
316.40 Misc Power Plant Eq-BBCM | Nat Gas Ops | 5 | 5951.89 | 4619.7955 | 2020-12-01 | BIG BEND COMMON | Station Equipment / Tools-E16-S | Welding Grid / Welding Machine | 87636 | WELDING MACHINES / EQUIPMENT ; STATION MAINTENANCE TOOLS ; LINCOLN ARC WELDING MACHINE TYPE K-1286. S/N AC595526,AC595528, AC597825,AC596899,AC596902. | 1985-06-15 | A7001-2008
316.40 Misc Power Plant Eq-BBCM | Nat Gas Ops | 4 | 5492.9 | 3965.7655 | 2020-12-01 | BIG BEND COMMON | Station Equipment / Tools-E16-S | Welding Grid / Welding Machine | 128703 | WELDING MACHINES / EQUIPMENT ; STATION MAINTENANCE TOOLS ; LINCOLN WELAN POWER MODEL K-1351 K-768 UNDERCARRIAGE FOR WELDING MAC HINES | 1990-01-15 | A7001-2008
316.40 Misc Power Plant Eq-BBCM | Nat Gas Ops | 2 | 5062.53 | 3929.4835 | 2020-12-01 | BIG BEND COMMON | Station Equipment / Tools-E16-S | Welding Grid / Welding Machine | 87633 | WELDING MACHINES / EQUIPMENT ; STATION MAINTENANCE TOOLS ; LINCOLN WELDANPOWER MODEL 225.2 CYL.ONAN ENGINE W/K-768 UNDERCARRIAGE FOR ABOVE WELDING MACHINES.S/N A1052960,A1052961. | 1985-06-15 | A7001-2008
316.40 Misc Power Plant Eq-BBCM | Nat Gas Ops | 1 | 4892.26 | 3982.013 | 2020-12-01 | BIG BEND COMMON | Station Equipment / Tools-E16-S | Welding Grid / Welding Machine | 79638 | WELDING MACHINES / EQUIPMENT ; STATION MAINTENANCE TOOLS ; MIG GUN W/PROGRM 81WS-13123 | 1981-06-15 | A7001-2008
316.40 Misc Power Plant Eq-BBCM | Nat Gas Ops | 1 | 4499.44 | 3492.4188 | 2020-12-01 | BIG BEND COMMON | Station Equipment / Tools-E16-S | Welding Grid / Welding Machine | 87635 | WELDING MACHINES / EQUIPMENT ; STATION MAINTENANCE TOOLS ; HOBART MEGA-ARC GAS DRIVE MA-4063-G PORTABLE WELDING MACHINE W/CAROLINA WHEEL TRAILER W/14" TIRES. S/N 84WS-13439. | 1985-06-15 | A7001-2008
316.40 Misc Power Plant Eq-BBCM | Nat Gas Ops | 6 | 4412 | 3963.8014 | 2020-12-01 | BIG BEND COMMON | Station Equipment / Tools-E16-S | Welding Grid / Welding Machine | 78500 | WELDING MACHINES / EQUIPMENT ; STATION MAINTENANCE TOOLS ; WELDING MACHINES, IDEALARC | 1970-06-15 | B021
316.40 Misc Power Plant Eq-BBCM | Nat Gas Ops | 1 | 4081.45 | 3126.4748 | 2020-12-01 | BIG BEND COMMON | Station Equipment / Tools-E16-S | Welding Grid / Welding Machine | 88778 | WELDING MACHINES / EQUIPMENT ; STATION MAINTENANCE TOOLS ; ACORN PLATEN MODEL 5080 STEEL SLAB W/ SQUARE HOLES PUNCHED IN IT FOR FABRICATION PURPOSES | 1986-06-15 | A7001-2008
316.40 Misc Power Plant Eq-BBCM | Nat Gas Ops | 1 | 3989.83 | 3014.4374 | 2020-12-01 | BIG BEND COMMON | Station Equipment / Tools-E16-S | Welding Grid / Welding Machine | 93031 | WELDING MACHINES / EQUIPMENT ; STATION MAINTENANCE TOOLS ; SYNROWAVE 300P WELDING MACHINE WITH POWER FACTOR CORRECTION. INCLUDES: FOOT CONTROL, TIG- TOURCH WN-18-25. RADIATOR. S/N-JH319134. MFG. BISHOPS WELDING SUPPLY PO# 81825 | 1987-01-15 | A7001-2008
316.40 Misc Power Plant Eq-BBCM | Nat Gas Ops | 6 | 3946.88 | 3063.5275 | 2020-12-01 | BIG BEND COMMON | Station Equipment / Tools-E16-S | Welding Grid / Welding Machine | 115821 | WELDING MACHINES / EQUIPMENT ; STATION MAINTENANCE TOOLS ; HOBART 250/250 DUAL POLARITY PORT- ABLE WELDERS. S/N 81WA-08064, 81WA-04307,81WA-08067,82WA-06629, 82WA-01874 AND 81WA-04306. | 1985-06-15 | A7001-2008
316.40 Misc Power Plant Eq-BBCM | Nat Gas Ops | 2 | 3155.27 | 2314.4805 | 2020-12-01 | BIG BEND COMMON | Station Equipment / Tools-E16-S | Welding Grid / Welding Machine | 93546 | WELDING MACHINES / EQUIPMENT ; STATION MAINTENANCE TOOLS ; LINCOLN WELDERS 2EA. R3R500. | 1989-01-15 | A7001-2008
316.40 Misc Power Plant Eq-BBCM | Nat Gas Ops | 4 | 3086.72 | 2512.4092 | 2020-12-01 | BIG BEND COMMON | Station Equipment / Tools-E16-S | Welding Grid / Welding Machine | 121895 | WELDING MACHINES / EQUIPMENT ; STATION MAINTENANCE TOOLS ; WELDER-PORTABLE MDL 250250 81WA06059,089,080,090 | 1981-06-15 | A7001-2008
316.40 Misc Power Plant Eq-BBCM | Nat Gas Ops | 23 | 2920.08 | 2108.2402 | 2020-12-01 | BIG BEND COMMON | Station Equipment / Tools-E16-S | Welding Grid / Welding Machine | 93959 | WELDING MACHINES / EQUIPMENT ; STATION MAINTENANCE TOOLS ; 7891A13 WELDING PLATENS P.O.31633 08/22/90 VO.696189 | 1990-01-15 | A7001-2008
316.40 Misc Power Plant Eq-BBCM | Nat Gas Ops | 24 | 2864.16 | 2331.2584 | 2020-12-01 | BIG BEND COMMON | Station Equipment / Tools-E16-S | Welding Grid / Welding Machine | 79627 | WELDING MACHINES / EQUIPMENT ; STATION MAINTENANCE TOOLS ; REGULATORS-OXYGEN & ACETYLEN | 1981-06-15 | A7001-2008
316.40 Misc Power Plant Eq-BBCM | Nat Gas Ops | 1 | 2505.42 | 2143.2119 | 2020-12-01 | BIG BEND COMMON | Station Equipment / Tools-E16-S | Welding Grid / Welding Machine | 79640 | WELDING MACHINES / EQUIPMENT ; STATION MAINTENANCE TOOLS ; WELDER, LINDE, COMPLETE | 1976-06-15 | A2901
316.40 Misc Power Plant Eq-BBCM | Nat Gas Ops | 2 | 2450.73 | 1902.2313 | 2020-12-01 | BIG BEND COMMON | Station Equipment / Tools-E16-S | Welding Grid / Welding Machine | 113723 | WELDING MACHINES / EQUIPMENT ; STATION MAINTENANCE TOOLS ; MILLER GOLD STAR 400 S.S. DC ARC WELDER.S/N JE769914,JE769917. | 1985-06-15 | A7001-2008
316.40 Misc Power Plant Eq-BBCM | Nat Gas Ops | 2 | 2305.8 | 1789.7381 | 2020-12-01 | BIG BEND COMMON | Station Equipment / Tools-E16-S | Welding Grid / Welding Machine | 87634 | WELDING MACHINES / EQUIPMENT ; STATION MAINTENANCE TOOLS ; LINCOLN ARC WELDER R3R500 K 1286 S/N 593197 AND 593203. | 1985-06-15 | A7001-2008
316.40 Misc Power Plant Eq-BBCM | Nat Gas Ops | 2 | 2136.16 | 1719.431 | 2020-12-01 | BIG BEND COMMON | Station Equipment / Tools-E16-S | Welding Grid / Welding Machine | 79625 | WELDING MACHINES / EQUIPMENT ; STATION MAINTENANCE TOOLS ; PORTA-TWIN WELDING STATION, MDL 250/250 S#79WA-17669, 79WA-17670 | 1982-06-15 | A7001-2008
316.40 Misc Power Plant Eq-BBCM | Nat Gas Ops | 1 | 2100.8 | 1709.9281 | 2020-12-01 | BIG BEND COMMON | Station Equipment / Tools-E16-S | Welding Grid / Welding Machine | 79628 | WELDING MACHINES / EQUIPMENT ; STATION MAINTENANCE TOOLS ; WELDER-LINE W/ELE START | 1981-06-15 | A7001-2008
316.40 Misc Power Plant Eq-BBCM | Nat Gas Ops | 1 | 1425 | 1218.988 | 2020-12-01 | BIG BEND COMMON | Station Equipment / Tools-E16-S | Welding Grid / Welding Machine | 121812 | WELDING MACHINES / EQUIPMENT ; STATION MAINTENANCE TOOLS ; FORD ENGINE, 200 CU IN #19272 FOR WELDING MACHINE ME11 | 1976-06-15 | C541
316.40 Misc Power Plant Eq-BBCM | Nat Gas Ops | 1 | 1348.62 | 1033.0707 | 2020-12-01 | BIG BEND COMMON | Station Equipment / Tools-E16-S | Welding Grid / Welding Machine | 115973 | WELDING MACHINES / EQUIPMENT ; STATION MAINTENANCE TOOLS ; GOLDSTAR 400 SS MILLER D.C ARC WELDER #901-690 | 1986-06-15 | A7001-2008
316.40 Misc Power Plant Eq-BBCM | Nat Gas Ops | 1 | 1348.62 | 1033.0707 | 2020-12-01 | BIG BEND COMMON | Station Equipment / Tools-E16-S | Welding Grid / Welding Machine | 88781 | WELDING MACHINES / EQUIPMENT ; STATION MAINTENANCE TOOLS ; GOLDSTAR 400 SS MILLER D.C ARC WELDER #901-690 | 1986-06-15 | A7001-2008
316.40 Misc Power Plant Eq-BBCM | Nat Gas Ops | 1 | 1348.62 | 1033.0707 | 2020-12-01 | BIG BEND COMMON | Station Equipment / Tools-E16-S | Welding Grid / Welding Machine | 88782 | WELDING MACHINES / EQUIPMENT ; STATION MAINTENANCE TOOLS ; GOLDSTAR 400 SS MILLER D.C ARC WELDER #901-690 | 1986-06-15 | A7001-2008
316.40 Misc Power Plant Eq-BBCM | Nat Gas Ops | 1 | 1348.62 | 1033.0707 | 2020-12-01 | BIG BEND COMMON | Station Equipment / Tools-E16-S | Welding Grid / Welding Machine | 123109 | WELDING MACHINES / EQUIPMENT ; STATION MAINTENANCE TOOLS ; GOLDSTAR 400 SS MILLER D.C ARC WELDER #901-690 | 1986-06-15 | A7001-2008
316.40 Misc Power Plant Eq-BBCM | Nat Gas Ops | 1 | 1348.61 | 1018.9157 | 2020-12-01 | BIG BEND COMMON | Station Equipment / Tools-E16-S | Welding Grid / Welding Machine | 123760 | WELDING MACHINES / EQUIPMENT ; STATION MAINTENANCE TOOLS ; GOLD STAR 400 S.S. MILLER D.C. ARC WELDER. #901-690. WITH POLARITY SWITCH. | 1987-01-15 | A7001-2008
316.40 Misc Power Plant Eq-BBCM | Nat Gas Ops | 1 | 1348.61 | 1018.9157 | 2020-12-01 | BIG BEND COMMON | Station Equipment / Tools-E16-S | Welding Grid / Welding Machine | 93028 | WELDING MACHINES / EQUIPMENT ; STATION MAINTENANCE TOOLS ; GOLD STAR 400 S.S. MILLER D.C. ARC WELDER. #901-690. WITH MACHINE POLARITY SWITCH. | 1987-01-15 | A7001-2008
316.40 Misc Power Plant Eq-BBCM | Nat Gas Ops | 1 | 1348.61 | 1018.9157 | 2020-12-01 | BIG BEND COMMON | Station Equipment / Tools-E16-S | Welding Grid / Welding Machine | 93027 | WELDING MACHINES / EQUIPMENT ; STATION MAINTENANCE TOOLS ; GOLD STAR 400 S.S. MILLER D.C. ARC WELDER. #901-690.WITH MACHINE POLARITY SWITCHE. | 1987-01-15 | A7001-2008
316.40 Misc Power Plant Eq-BBCM | Nat Gas Ops | 1 | 1197 | 952.363 | 2020-12-01 | BIG BEND COMMON | Station Equipment / Tools-E16-S | Welding Grid / Welding Machine | 121856 | WELDING MACHINES / EQUIPMENT ; STATION MAINTENANCE TOOLS ; WELDER, LINCOLN, #AC517716 | 1983-06-15 | A7001-2008
316.40 Misc Power Plant Eq-BBCM | Nat Gas Ops | 1 | 1197 | 952.363 | 2020-12-01 | BIG BEND COMMON | Station Equipment / Tools-E16-S | Welding Grid / Welding Machine | 79626 | WELDING MACHINES / EQUIPMENT ; STATION MAINTENANCE TOOLS ; WELDER, LINCLN, #AC547800 | 1983-06-15 | A7001-2008
316.40 Misc Power Plant Eq-BBCM | Nat Gas Ops | 1 | 1123.2 | 914.219 | 2020-12-01 | BIG BEND COMMON | Station Equipment / Tools-E16-S | Welding Grid / Welding Machine | 128351 | WELDING MACHINES / EQUIPMENT ; STATION MAINTENANCE TOOLS ; CARRIAGE F/WLDRS 6 FT TR | 1981-06-15 | A7001-2008
316.40 Misc Power Plant Eq-BBCM | Nat Gas Ops | 1 | 997.5 | 784.0883 | 2020-12-01 | BIG BEND COMMON | Station Equipment / Tools-E16-S | Welding Grid / Welding Machine | 87554 | WELDING MACHINES / EQUIPMENT ; STATION MAINTENANCE TOOLS ; HOBART WELDING MACHINE | 1984-06-15 | A7001-2008
316.40 Misc Power Plant Eq-BBCM | Nat Gas Ops | 1 | 997.5 | 784.0883 | 2020-12-01 | BIG BEND COMMON | Station Equipment / Tools-E16-S | Welding Grid / Welding Machine | 87552 | WELDING MACHINES / EQUIPMENT ; STATION MAINTENANCE TOOLS ; HOBART WELDING MACHINE | 1984-06-15 | A7001-2008
316.40 Misc Power Plant Eq-BBCM | Nat Gas Ops | 1 | 997.5 | 784.0883 | 2020-12-01 | BIG BEND COMMON | Station Equipment / Tools-E16-S | Welding Grid / Welding Machine | 122964 | WELDING MACHINES / EQUIPMENT ; STATION MAINTENANCE TOOLS ; HOBART WELDING MACHINE | 1984-06-15 | A7001-2008
316.40 Misc Power Plant Eq-BBCM | Nat Gas Ops | 1 | 997.5 | 784.0883 | 2020-12-01 | BIG BEND COMMON | Station Equipment / Tools-E16-S | Welding Grid / Welding Machine | 115799 | WELDING MACHINES / EQUIPMENT ; STATION MAINTENANCE TOOLS ; HOBART WELDING MACHINE | 1984-06-15 | A7001-2008
316.40 Misc Power Plant Eq-BBCM | Nat Gas Ops | 1 | 997.5 | 784.0883 | 2020-12-01 | BIG BEND COMMON | Station Equipment / Tools-E16-S | Welding Grid / Welding Machine | 87555 | WELDING MACHINES / EQUIPMENT ; STATION MAINTENANCE TOOLS ; HOBART WELDING MACHINE | 1984-06-15 | A7001-2008
316.40 Misc Power Plant Eq-BBCM | Nat Gas Ops | 1 | 997.5 | 784.0883 | 2020-12-01 | BIG BEND COMMON | Station Equipment / Tools-E16-S | Welding Grid / Welding Machine | 87553 | WELDING MACHINES / EQUIPMENT ; STATION MAINTENANCE TOOLS ; HOBART WELDING MACHINE | 1984-06-15 | A7001-2008
316.40 Misc Power Plant Eq-BBCM | Nat Gas Ops | 1 | 971.59 | 734.0657 | 2020-12-01 | BIG BEND COMMON | Station Equipment / Tools-E16-S | Welding Grid / Welding Machine | 93030 | WELDING MACHINES / EQUIPMENT ; STATION MAINTENANCE TOOLS ; WELDING CABLE REEL. 45 FT LENGTH, 250 MAX. AMP. | 1987-01-15 | A7001-2008
316.40 Misc Power Plant Eq-BBCM | Nat Gas Ops | 1 | 926.2 | 709.4883 | 2020-12-01 | BIG BEND COMMON | Station Equipment / Tools-E16-S | Welding Grid / Welding Machine | 88779 | WELDING MACHINES / EQUIPMENT ; STATION MAINTENANCE TOOLS ; C-K SYSTEMATIC SPOOL-ARC WELDERS WITH 15FT MIG TORCH | 1986-06-15 | A7001-2008
316.40 Misc Power Plant Eq-BBCM | Nat Gas Ops | 1 | 672.81 | 485.7556 | 2020-12-01 | BIG BEND COMMON | Station Equipment / Tools-E16-S | Welding Grid / Welding Machine | 116980 | WELDING MACHINES / EQUIPMENT ; STATION MAINTENANCE TOOLS ; MACHINE TORCH WITH 25' P.O. 25358 05/29/90 VOUCHER 666727 | 1990-01-15 | A7001-2008
316.40 Misc Power Plant Eq-BBCM | Nat Gas Ops | 3 | 665 | 597.4451 | 2020-12-01 | BIG BEND COMMON | Station Equipment / Tools-E16-S | Welding Grid / Welding Machine | 122002 | WELDING MACHINES / EQUIPMENT ; STATION MAINTENANCE TOOLS ; HELIWELD,COMPLETE | 1970-06-15 | B021
316.40 Misc Power Plant Eq-BBCM | Nat Gas Ops | 1 | 617.01 | 466.1697 | 2020-12-01 | BIG BEND COMMON | Station Equipment / Tools-E16-S | Welding Grid / Welding Machine | 127221 | WELDING MACHINES / EQUIPMENT ; STATION MAINTENANCE TOOLS ; HEAVY STEEL HOSE REEL WITH HIGH PRESSURE HOSE, HOSE ID 1/4", REEL CAP. 80'. WORK PRESSURE 5000. MODEL NO. 5217K44. | 1987-01-15 | A7001-2008
316.40 Misc Power Plant Eq-BBCM | Nat Gas Ops | 1 | 611.42 | 518.2298 | 2020-12-01 | BIG BEND COMMON | Station Equipment / Tools-E16-S | Welding Grid / Welding Machine | 79639 | WELDING MACHINES / EQUIPMENT ; STATION MAINTENANCE TOOLS ; TORCH KIT | 1977-06-15 | A2901
316.40 Misc Power Plant Eq-BBCM | Nat Gas Ops | 1 | 431.6 | 351.2971 | 2020-12-01 | BIG BEND COMMON | Station Equipment / Tools-E16-S | Welding Grid / Welding Machine | 79637 | WELDING MACHINES / EQUIPMENT ; STATION MAINTENANCE TOOLS ; UNDERCARRIAGE-LINC #768 | 1981-06-15 | A7001-2008
316.40 Misc Power Plant Eq-BBCM | Nat Gas Ops | 1 | 364.63 | 275.489 | 2020-12-01 | BIG BEND COMMON | Station Equipment / Tools-E16-S | Welding Grid / Welding Machine | 93029 | WELDING MACHINES / EQUIPMENT ; STATION MAINTENANCE TOOLS ; SIAMESE HOSE WELDING REELS OXYGEN / ACETYLENE 1/4" HOSE REELS WITH HOSE & FITTINGS 60' HOSE. | 1987-01-15 | A7001-2008
316.40 Misc Power Plant Eq-BBCM | Nat Gas Ops | 1 | 318.61 | 240.7195 | 2020-12-01 | BIG BEND COMMON | Station Equipment / Tools-E16-S | Welding Grid / Welding Machine | 116844 | WELDING MACHINES / EQUIPMENT ; STATION MAINTENANCE TOOLS ; SIAMESE HOSE WELDING REELS OXYGEN / ACETYLENE 1/4" HOSE REELS WITH HOSE & FITTINGS 60' HOSE. | 1987-01-15 | A7001-2008
316.40 Misc Power Plant Eq-BBCM | Nat Gas Ops | 1 | 83.2 | 66.9691 | 2020-12-01 | BIG BEND COMMON | Station Equipment / Tools-E16-S | Welding Grid / Welding Machine | 113630 | WELDING MACHINES / EQUIPMENT ; STATION MAINTENANCE TOOLS ; ACCSRY KIT F/MIG GUN CT-300 | 1982-06-15 | A7001-2008
316.40 Misc Power Plant Eq-BBCM | Nat Gas Ops | 3 | 80063.5 | 14955.7729 | 2020-12-01 | BIG BEND COMMON | Cranes / Hoists-E07-S | Wire & Cable | 117834436 | BBC turbine room crane 3 400 amp bus bar (appox 900') replaced and a new ground bar. | 2016-09-30 | A2594975