## 2007 FPSC Accruals (hidden)
| Tampa Electric Company | [6 empty] | Tampa Electric Company
| Summary of Dismantling Accruals | [6 empty] | Summary of Dismantling Accruals
| FPSC Accrual | [6 empty] | Comparison to Prior Filing in 2003 |  | COMPANY | COMPANY
[9 empty] | CURRENT | PROPOSED | PROPOSED
|  |  | MATERIALS & | [5 empty] | ACCRUAL | ACCRUAL | CHANGE IN
Status | PLANT | LABOR | EQUIPMENT | DISPOSAL | SALVAGE | TOTAL | Status | PLANT | (12/31/2006) | (01/01/2007) | ACCRUAL
S | Bayside Common | 36270 | 14581 | 2047 | -5422 | 47476 | S | Bayside Common | 103920 | 47476 | -56444
S | Bayside Unit #1 CT & PB | 52185 | 20807 | 3047 | -7114 | 68925 | S | Bayside Unit #1 CT & PB | 199295 | 68925 | -130370
S | Gannon Unit #5 Turbine | 4871 | 4147 | -349 | -489 | 8180 | S | Gannon Unit #5 Turbine | 172992 | 8180 | -164812
S | Bayside Unit #2 CT & PB | 69244 | 27582 | 4059 | -9330 | 91555 | S | Bayside Unit #2 CT & PB | 273648 | 91555 | -182093
S | Gannon Unit #6 Turbine | 6639 | 4190 | -42 | -1006 | 9781 | S | Gannon Unit #6 Turbine | 97196 | 9781 | -87415
N | Bayside CT 3-6 | 0 | 0 | 0 | 0 | 0 | N | Bayside CT 3-6 | 0 | 0 | 0
| Total Bayside Power Station | 169209 | 71307 | 8762 | -23361 | 225917 |  | Total Bayside Power Station | 847051 | 225917 | -621134
S | Big Bend Common | 103068 | 33516 | 6039 | 7412 | 150035 | S | Big Bend Common | 396163 | 150035 | -246128
S | Big Bend Unit #1 Turbine & Coal | 72600 | 34462 | -12341 | 23874 | 118595 | S | Big Bend Unit #1 Turbine & Coal | 247815 | 118595 | -129220
S | Big Bend Unit #2 Turbine & Coal | 96825 | 34473 | -3127 | 24267 | 152438 | S | Big Bend Unit #2 Turbine & Coal | 391667 | 152438 | -239229
S | Big Bend Unit #3 Turbine & Coal | 101845 | 34650 | 274 | 22156 | 158925 | S | Big Bend Unit #3 Turbine & Coal | 444968 | 158925 | -286043
S | Big Bend Unit #4 Turbine & Coal | 14242 | 39384 | 7964 | 43949 | 105539 | S | Big Bend Unit #4 Turbine & Coal | 387539 | 105539 | -282000
S | Big Bend Unit #1 & #2 FGD | 51774 | 17999 | 3479 | 3709 | 76961 | S | Big Bend Unit #1 & #2 FGD | 149978 | 76961 | -73017
S | Big Bend Unit #3 & #4 FGD | 51774 | 17998 | 3478 | 3709 | 76959 | S | Big Bend Unit #3 & #4 FGD | 149980 | 76959 | -73021
S | Big Bend CT | 2456 | 3870 | -2512 | 21371 | 25185 | S | Big Bend CT | 12454 | 25185 | 12731
| Total Big Bend Power Station | 494584 | 216352 | 3254 | 150447 | 864637 |  | Total Big Bend Power Station | 2180564 | 864637 | -1315927
S | Polk Common & Gasifier | 21384 | 64351 | 15248 | 12246 | 113229 | S | Polk Common & Gasifier | 532151 | 113229 | -418922
S | Polk Unit #1 Power Block | -39257 | 8523 | 2044 | 15822 | -12868 | S | Polk Unit #1 Power Block | 62584 | -12868 | -75452
S | Polk Unit #2 Power Block | 18219 | 9433 | 2226 | -3294 | 26584 | S | Polk Unit #2 Power Block | 9881 | 26584 | 16703
S | Polk Unit #3 Power Block | 21566 | 9486 | 2237 | -4407 | 28882 | S | Polk Unit #3 Power Block | 10721 | 28882 | 18161
| Total Polk Power Station | 21912 | 91793 | 21755 | 20367 | 155827 |  | Total Polk Power Station | 615337 | 155827 | -459510
S | City of Tampa | 19169 | 2858 | 215 | -9069 | 13173 | S | City of Tampa | 20665 | 13173 | -7492
S | Phillips Station | 169923 | 70264 | -40462 | -122293 | 77432 | S | Phillips Station | 74865 | 77432 | 2567
| Summary of Surviving Assets | 874797 | 452574 | -6476 | 16091 | 1336986 |  | Summary of Surviving Assets | 3738482 | 1336986 | -2401496
R | Gannon Common | 0 | 0 | 0 | 0 | 0 | R | Gannon Common | 71854 | 0 | -71854
R | Gannon Unit #1 Turbine & Coal | 0 | 0 | 0 | 0 | 0 | R | Gannon Unit #1 Turbine & Coal | 0 | 0 | 0
R | Gannon Unit #2 Turbine & Coal | 0 | 0 | 0 | 0 | 0 | R | Gannon Unit #2 Turbine & Coal | 0 | 0 | 0
R | Gannon Unit #3 Turbine & Coal | 0 | 0 | 0 | 0 | 0 | R | Gannon Unit #3 Turbine & Coal | 25844 | 0 | -25844
R | Gannon Unit #4 Turbine & Coal | 0 | 0 | 0 | 0 | 0 | R | Gannon Unit #4 Turbine & Coal | 40723 | 0 | -40723
R | Gannon Unit #5 Coal | 0 | 0 | 0 | 0 | 0 | R | Gannon Unit #5 Coal | 0 | 0 | 0
R | Gannon Unit #6 Coal | 0 | 0 | 0 | 0 | 0 | R | Gannon Unit #6 Coal | 0 | 0 | 0
R | Gannon CT's | 0 | 0 | 0 | 0 | 0 | R | Gannon CT's | 0 | 0 | 0
| Total Gannon Power Station | 0 | 0 | 0 | 0 | 0 |  | Total Gannon Power Station | 138421 | 0 | -138421
| Summary of Retired Assets | 0 | 0 | 0 | 0 | 0 |  | Summary of Retired Assets | 138421 | 0 | -138421
Sold | Dinner Lake | 0 | 0 | 0 | 0 | 0 | Sold | Dinner Lake | 0 | 0 | 0
Sold | Hookers Point | 0 | 0 | 0 | 0 | 0 | Sold | Hookers Point | 0 | 0 | 0
| Total Dismantlement Accrual | 874797 | 452574 | -6476 | 16091 | 1336986 |  | Total Dismantlement Accrual | 3876903 | 1336986 | -2539917

## Cost Estimates in 2011 (hidden)
| Tampa Electric Company | [6 empty] | Tampa Electric Company | [7 empty] | Tampa Electric Company
| Final Dismantling Study Costs | [6 empty] | Final Dismantling Study Costs | [7 empty] | Final Dismantling Study Costs
| in 2011 Dollars | [6 empty] | in 2011 Dollars | [7 empty] | in 2011 Dollars
| Includes Contingency @ | 15% | [5 empty] | No Contingency | [7 empty] | Contingency Amounts @ | 15%
|  |  | MATERIALS | [6 empty] | MATERIALS | [7 empty] | MATERIALS
Status | PLANT | LABOR | & EQUIPMENT | DISPOSAL | SALVAGE | TOTAL | Status | PLANT | LABOR | & EQUIPMENT | DISPOSAL | SALVAGE | TOTAL | % Split | Status | PLANT | LABOR | & EQUIPMENT | DISPOSAL | SALVAGE | TOTAL
S | Bayside Common | 763600 | 938400 | 2469050 | -375000 | 3796050 | S | Bayside Common | 664000 | 816000 | 2147000 | -375000 | 3252000 | 69.58% | S | Bayside Common | 99600 | 122400 | 322050 | 0 | 544050
S | Bayside Unit #1 | 3385600 | 2677200 | 999350 | -5681000 | 1381150 | S | Bayside Unit #1 | 2944000 | 2328000 | 869000 | -5681000 | 460000 | 9.842% | S | Bayside Unit #1 | 441600 | 349200 | 130350 | 0 | 921150
S | Gannon Unit #5 ST | 0 | 0 | 0 | 0 | 0 | S | Gannon Unit #5 ST | 0 | 0 | 0 | 0 | 0 | 0% | S | Gannon Unit #5 ST | 0 | 0 | 0 | 0 | 0
S | Bayside Unit #2 | 4532150 | 3681150 | 1014300 | -7298000 | 1929600 | S | Bayside Unit #2 | 3941000 | 3201000 | 882000 | -7298000 | 726000 | 15.53% | S | Bayside Unit #2 | 591150 | 480150 | 132300 | 0 | 1203600
S | Gannon Unit #6 ST | 0 | 0 | 0 | 0 | 0 | S | Gannon Unit #6 ST | 0 | 0 | 0 | 0 | 0 | 0% | S | Gannon Unit #6 ST | 0 | 0 | 0 | 0 | 0
S | Bayside CT's 3-6 | 542800 | 473800 | 234600 | -852000 | 399200 | S | Bayside CT's 3-6 | 472000 | 412000 | 204000 | -852000 | 236000 | 5.049% | S | Bayside CT's 3-6 | 70800 | 61800 | 30600 | 0 | 163200
| Total Bayside Power Station | 9224150 | 7770550 | 4717300 | -14206000 | 7506000 |  | Total Bayside Power Station | 8021000 | 6757000 | 4102000 | -14206000 | 4674000 | 100% |  | Total Bayside Power Station | 1203150 | 1013550 | 615300 | 0 | 2832000
S | Big Bend Common | 2508150 | 2910650 | 49930700 | -3892000 | 51457500 | S | Big Bend Common | 2181000 | 2531000 | 43418000 | -3892000 | 44238000 | 91.25% | S | Big Bend Common | 327150 | 379650 | 6512700 | 0 | 7219500
S | Big Bend Unit #1 | 2776100 | 1980300 | 945300 | -3821000 | 1880700 | S | Big Bend Unit #1 | 2414000 | 1722000 | 822000 | -3821000 | 1137000 | 2.345% | S | Big Bend Unit #1 | 362100 | 258300 | 123300 | 0 | 743700
S | Big Bend Unit #2 | 2770350 | 1974550 | 945300 | -3810000 | 1880200 | S | Big Bend Unit #2 | 2409000 | 1717000 | 822000 | -3810000 | 1138000 | 2.347% | S | Big Bend Unit #2 | 361350 | 257550 | 123300 | 0 | 742200
S | Big Bend Unit #3 | 2827850 | 2003300 | 897000 | -3986000 | 1742150 | S | Big Bend Unit #3 | 2459000 | 1742000 | 780000 | -3986000 | 995000 | 2.052% | S | Big Bend Unit #3 | 368850 | 261300 | 117000 | 0 | 747150
S | Big Bend Unit #4 | 3090050 | 2234450 | 1052250 | -4658000 | 1718750 | S | Big Bend Unit #4 | 2687000 | 1943000 | 915000 | -4658000 | 887000 | 1.83% | S | Big Bend Unit #4 | 403050 | 291450 | 137250 | 0 | 831750
S | Big Bend Unit #1 & #2 FGD | 0 | 0 | 0 | 0 | 0 | S | Big Bend Unit #1 & #2 FGD | 0 | 0 | 0 | 0 | 0 | 0% | S | Big Bend Unit #1 & #2 FGD | 0 | 0 | 0 | 0 | 0
S | Big Bend Unit #3 & #4 FGD | 0 | 0 | 0 | 0 | 0 | S | Big Bend Unit #3 & #4 FGD | 0 | 0 | 0 | 0 | 0 | 0% | S | Big Bend Unit #3 & #4 FGD | 0 | 0 | 0 | 0 | 0
S | Big Bend CT 4 | 144900 | 126500 | 71300 | -213000 | 129700 | S | Big Bend CT 4 | 126000 | 110000 | 62000 | -213000 | 85000 | 0.1753% | S | Big Bend CT 4 | 18900 | 16500 | 9300 | 0 | 44700
| Total Big Bend Power Station | 14117400 | 11229750 | 53841850 | -20380000 | 58809000 |  | Total Big Bend Power Station | 12276000 | 9765000 | 46819000 | -20380000 | 48480000 | 100% |  | Total Big Bend Power Station | 1841400 | 1464750 | 7022850 | 0 | 10329000
S | Polk Common | 1753750 | 3280950 | 1797450 | -6311000 | 521150 | S | Polk Common | 1525000 | 2853000 | 1563000 | -6311000 | -370000 | 25.14% | S | Polk Common | 228750 | 427950 | 234450 | 0 | 891150
S | Polk Unit #1 | 946450 | 822250 | 14950 | -1881000 | -97350 | S | Polk Unit #1 | 823000 | 715000 | 13000 | -1881000 | -330000 | 22.42% | S | Polk Unit #1 | 123450 | 107250 | 1950 | 0 | 232650
S | Polk Unit #2 | 392150 | 341550 | 5750 | -836000 | -96550 | S | Polk Unit #2 | 341000 | 297000 | 5000 | -836000 | -193000 | 13.11% | S | Polk Unit #2 | 51150 | 44550 | 750 | 0 | 96450
S | Polk Unit #3 | 392150 | 341550 | 5750 | -836000 | -96550 | S | Polk Unit #3 | 341000 | 297000 | 5000 | -836000 | -193000 | 13.11% | S | Polk Unit #3 | 51150 | 44550 | 750 | 0 | 96450
S | Polk Unit #4 | 392150 | 341550 | 5750 | -836000 | -96550 | S | Polk Unit #4 | 341000 | 297000 | 5000 | -836000 | -193000 | 13.11% | S | Polk Unit #4 | 51150 | 44550 | 750 | 0 | 96450
S | Polk Unit #5 | 392150 | 341550 | 5750 | -836000 | -96550 | S | Polk Unit #5 | 341000 | 297000 | 5000 | -836000 | -193000 | 13.11% | S | Polk Unit #5 | 51150 | 44550 | 750 | 0 | 96450
| Total Polk Power Station | 4268800 | 5469400 | 1835400 | -11536000 | 37600 |  | Total Polk Power Station | 3712000 | 4756000 | 1596000 | -11536000 | -1472000 | 100% |  | Total Polk Power Station | 556800 | 713400 | 239400 | 0 | 1509600
S | City of Tampa | 138000 | 82800 | 40250 | -57000 | 204050 | S | City of Tampa | 120000 | 72000 | 35000 | -57000 | 170000 | 100% | S | City of Tampa | 18000 | 10800 | 5250 | 0 | 34050
S | Phillips Station | 1385750 | 915400 | 615250 | -834000 | 2082400 | S | Phillips Station | 1205000 | 796000 | 535000 | -834000 | 1702000 | 100% | S | Phillips Station | 180750 | 119400 | 80250 | 0 | 380400
| Summary of Surviving Assets | 29134100 | 25467900 | 61050050 | -47013000 | 68639050 |  | Summary of Surviving Assets | 25334000 | 22146000 | 53087000 | -47013000 | 53554000 | 0 |  | Summary of Surviving Assets | 3800100 | 3321900 | 7963050 | 0 | 15085050 | 0
R | Gannon Common | 606050 | 952200 | 8698600 | 0 | 10256850 | R | Gannon Common | 527000 | 828000 | 7564000 | 0 | 8919000 | 56.4% | R | Gannon Common | 79050 | 124200 | 1134600 | 0 | 1337850
R | Gannon Unit #1 | 326600 | 208150 | 27600 | -91000 | 471350 | R | Gannon Unit #1 | 284000 | 181000 | 24000 | -91000 | 398000 | 2.517% | R | Gannon Unit #1 | 42600 | 27150 | 3600 | 0 | 73350
R | Gannon Unit #2 | 326600 | 208150 | 27600 | -91000 | 471350 | R | Gannon Unit #2 | 284000 | 181000 | 24000 | -91000 | 398000 | 2.517% | R | Gannon Unit #2 | 42600 | 27150 | 3600 | 0 | 73350
R | Gannon Unit #3 | 1275350 | 811900 | 72450 | -557000 | 1602700 | R | Gannon Unit #3 | 1109000 | 706000 | 63000 | -557000 | 1321000 | 8.354% | R | Gannon Unit #3 | 166350 | 105900 | 9450 | 0 | 281700
R | Gannon Unit #4 | 1253500 | 798100 | 72450 | -547000 | 1577050 | R | Gannon Unit #4 | 1090000 | 694000 | 63000 | -547000 | 1300000 | 8.221% | R | Gannon Unit #4 | 163500 | 104100 | 9450 | 0 | 277050
R | Gannon Unit #5 | 1396100 | 888950 | 86250 | -610000 | 1761300 | R | Gannon Unit #5 | 1214000 | 773000 | 75000 | -610000 | 1452000 | 9.182% | R | Gannon Unit #5 | 182100 | 115950 | 11250 | 0 | 309300
R | Gannon Unit #6 | 1943500 | 1236250 | 124200 | -848000 | 2455950 | R | Gannon Unit #6 | 1690000 | 1075000 | 108000 | -848000 | 2025000 | 12.81% | R | Gannon Unit #6 | 253500 | 161250 | 16200 | 0 | 430950
R | Gannon CT's | 0 | 0 | 0 | 0 | 0 | R | Gannon CT's | 0 | 0 | 0 | 0 | 0 | 0% | R | Gannon CT's | 0 | 0 | 0 | 0 | 0
| Total Gannon Power Station | 7127700 | 5103700 | 9109150 | -2744000 | 18596550 |  | Total Gannon Power Station | 6198000 | 4438000 | 7921000 | -2744000 | 15813000 | 100% |  | Total Gannon Power Station | 929700 | 665700 | 1188150 | 0 | 2783550
| Summary of Retired Assets | 7127700 | 5103700 | 9109150 | -2744000 | 18596550 |  | Summary of Retired Assets | 6198000 | 4438000 | 7921000 | -2744000 | 15813000 | 0 |  | Summary of Retired Assets | 929700 | 665700 | 1188150 | 0 | 2783550 | 0
| Total Dismantlement Costs | 36261800 | 30571600 | 70159200 | -49757000 | 87235600 |  | Total Dismantlement Costs | 31532000 | 26584000 | 61008000 | -49757000 | 69367000 | 0 |  | Total Dismantlement Costs | 4729800 | 3987600 | 9151200 | 0 | 17868600 | 0
| Check Figures | 36261800 | 30571600 | 70159200 | -49757000 | 87235600 |  | Check Figures | 31532000 | 26584000 | 61008000 | -49757000 | 69367000 | 0 |  | Check Figures | 4729800 | 3987600 | 9151200 | 0 | 17868600
| Variance | 0 | 0 | 0 | 0 | 0 |  | Variance | 0 | 0 | 0 | 0 | 0 |  |  | Variance | 0 | 0 | 0 | 0 | 0

## Reserves Dec 31, 2011 (hidden)
| Tampa Electric Company | [7 empty] | Tampa Electric Company | [7 empty] | Tampa Electric Company | [7 empty] | Tampa Electric Company | [7 empty] | Tampa Electric Company | [7 empty] | Tampa Electric Company | [7 empty] | Tampa Electric Company | [7 empty] | Tampa Electric Company | [7 empty] | Tampa Electric Company | [6 empty] | GL_YR | GL_MTH | ORG_LC | FERC | PNT | RSRC | BNFT_LC | Amount | TRNS_DSC | JE_NO | PRMY_REF | L,M,D,S | Dismantling from 1/1/2007 to 12/31/2010 - Actuals | [9 empty] | GL_YR | GL_MTH | ORG_LC | FERC | PNT | RSRC | BNFT_LC | Amount | L,M,D,S | Dismantling from 1/1/2011 to 12/31/2011 - Budget
| Final Dismantling Study - Reserve Balances | [7 empty] | Dismantling Study - Reserve Transfers | [7 empty] | Dismantling Study - Reserve Balances | [7 empty] | Summary of Dismantling - Accruals | [7 empty] | Summary of Dismantling - Expenditures | [7 empty] | Dismantling Study - Reserve Balances | [7 empty] | Summary of Dismantling - Accruals | [7 empty] | Summary of Dismantling - Expenditures | [7 empty] | Final Dismantling Study - Reserve Balances | [6 empty] | 2010 | 5 | 530 | 108 | 50 | 6 | 936 | 86.82 | PALLET, WOOD 3'-6" X 3'-6", PT PINE DWG M-5180 | 005001 | 007876 | Materials | GL_YR | (All) | [8 empty] | 2011 | 1 | 104 | 108 | 50 | 0 | 926 | 1159 | Labor | GL_YR | 2011
| As of December 31, 2011 | [7 empty] | As of December 31, 2011 | [7 empty] | As of December 31, 2011 | [7 empty] | Activity from 1/1/2011 to 12/31/2011 - Budget | [7 empty] | Activity from 1/1/2011 to 12/31/2011 - Budget | [7 empty] | As of December 31, 2010 | [7 empty] | Activity from 1/1/2007 to 12/31/2010 - Actual | [7 empty] | Activity from 1/1/2007 to 12/31/2010 - Actual | [7 empty] | As of December 31, 2006 | [6 empty] | 2010 | 5 | 530 | 108 | 50 | 6 | 936 | 402.64 | POLE, WOOD, SOUTHERN YELLOW PINE, 50', CL1, CCA | 005001 | 070429 | Materials | [10 empty] | 2011 | 1 | 961 | 108 | 50 | 0 | 000 | 3000 | Labor
| Post Reserve Transfers | [7 empty] | Proposed Reserve Transfers | [7 empty] | Before Reserve Transfers | [47 empty] | FPSC Approved | [6 empty] | 2009 | 1 | 922 | 108 | 50 | 6 | 000 | 3.29 | BUSHING, METAL 2 IN | 005001 | 048254 | Materials | Dismantling Activity |  | PNT | [7 empty] | 2011 | 1 | 970 | 108 | 50 | 0 | 000 | 1000 | Labor | Dismantling Activity |  | PNT
|  |  | MATERIALS | [7 empty] | MATERIALS | [7 empty] | MATERIALS | [7 empty] | MATERIALS | [7 empty] | MATERIALS | [7 empty] | MATERIALS | [7 empty] | MATERIALS | [7 empty] | MATERIALS | [7 empty] | MATERIALS |  |  |  |  | 2009 | 1 | 922 | 108 | 50 | 6 | 000 | 8.34 | HUB, ZINC SCRU-TITE 1-1/2 IN | 005001 | 048254 | Materials | L,M,D,S | RSRC | 50 | 51 | 52 | 53 | 54 | 55 | 56 | Grand Total | 2011 | 1 | 971 | 108 | 50 | 0 | 000 | 5000 | Labor | L,M,D,S | RSRC | 50 | Grand Total
Status | PLANT | LABOR | & EQUIPMENT | DISPOSAL | SALVAGE | TOTAL |  | Status | PLANT | LABOR | & EQUIPMENT | DISPOSAL | SALVAGE | TOTAL |  | Status | PLANT | LABOR | & EQUIPMENT | DISPOSAL | SALVAGE | TOTAL |  | Status | PLANT | LABOR | & EQUIPMENT | DISPOSAL | SALVAGE | TOTAL |  | Status | PLANT | LABOR | & EQUIPMENT | DISPOSAL | SALVAGE | TOTAL |  | Status | PLANT | LABOR | & EQUIPMENT | DISPOSAL | SALVAGE | TOTAL |  | Status | PLANT | LABOR | & EQUIPMENT | DISPOSAL | SALVAGE | TOTAL |  | Status | PLANT | LABOR | & EQUIPMENT | DISPOSAL | SALVAGE | TOTAL |  | Status | PLANT | LABOR | & EQUIPMENT | DISPOSAL | SALVAGE | TOTAL |  | 2009 | 1 | 922 | 108 | 50 | 6 | 000 | 7.69 | HUB, ZINC SCRU-TITE 1-1/2 IN | 005001 | 048262 | Materials | Labor | 0 | 465325.61 | 73472.89 | 61858.86 | 86234.84 | 60571.92 | 22487.09 | 35175.05 | 805126.26 | 2011 | 1 | 992 | 108 | 50 | 0 | 992 | 3295 | Labor | Labor | 0 | 284405 | 284405
- | - | - | - | - | - | - |  | - | - | - | - | - | - | - |  | - | - | - | - | - | - | - |  | - | - | - | - | - | - | - |  | - | - | - | - | - | - | - |  | - | - | - | - | - | - | - |  | - | - | - | - | - | - | - |  | - | - | - | - | - | - | - |  | - | - | - | - | - | - | - |  | 2009 | 1 | 922 | 108 | 50 | 6 | 000 | 8.34 | HUB, ZINC SCRU-TITE 1-1/2 IN | 005001 | 052061 | Materials |  | 1 | 31005.34 | 18538.78 |  |  |  | 173.97 |  | 49718.09 | 2011 | 2 | 104 | 108 | 50 | 0 | 926 | 1047 | Labor |  | 3 | 4675200 | 4675200
S | Bayside Common | 1188972 | 260346 | 85324 | -293665 | 1240977 |  | S | Bayside Common | 664981 | 52630 | 72280 | -137596 | 652295 |  | S | Bayside Common | 523991 | 207716 | 13044 | -156069 | 588682 |  | S | Bayside Common | 36270 | 14581 | 2047 | -5422 | 47476 |  | S | Bayside Common | 0 | 0 | 0 | 0 | 0 |  | S | Bayside Common | 487721 | 193135 | 10997 | -150647 | 541206 |  | S | Bayside Common | 145080 | 58324 | 8188 | -21688 | 189904 |  | S | Bayside Common | 0 | 0 | 0 | 0 | 0 |  | S | Bayside Common | 342641 | 134811 | 2809 | -128959 | 351302 |  | 2009 | 1 | 922 | 108 | 50 | 6 | 000 | 5.24 | HUB, ZINC SCRU-TITE 2 IN | 005001 | 048254 | Materials |  | 2 | 11604.81 | 1095.78 | 166.06 | 249.46 | 1765.66 | 1463.56 | 1211.49 | 17556.82 | 2011 | 2 | 961 | 108 | 50 | 0 | 000 | 3000 | Labor |  | 70 | 113765 | 113765
S | Bayside Unit #1 | 921016 | 363746 | 20645 | -284007 | 1021400 |  | S | Bayside Unit #1 | 0 | 0 | 0 | 0 | 0 |  | S | Bayside Unit #1 | 921016 | 363746 | 20645 | -284007 | 1021400 |  | S | Bayside Unit #1 | 52185 | 20807 | 3047 | -7114 | 68925 |  | S | Bayside Unit #1 | 0 | 0 | 0 | 0 | 0 |  | S | Bayside Unit #1 | 868831 | 342939 | 17598 | -276893 | 952475 |  | S | Bayside Unit #1 | 208740 | 83228 | 12188 | -28456 | 275700 |  | S | Bayside Unit #1 | 0 | 0 | 0 | 0 | 0 |  | S | Bayside Unit #1 | 660091 | 259711 | 5410 | -248437 | 676775 |  | 2009 | 1 | 922 | 108 | 50 | 6 | 000 | 5.23 | HUB, ZINC SCRU-TITE 2 IN | 005001 | 052061 | Materials |  | 3 | 7147037.78 | 357883.91 | 979388.43 | 804479.48 | 1140197.7 | 785842.96 | 742464.47 | 11957294.73 | 2011 | 2 | 970 | 108 | 50 | 0 | 000 | 1000 | Labor | Labor Total |  | 5073370 | 5073370
S | Gannon Unit #5 ST | 0 | 0 | 0 | 0 | 0 |  | S | Gannon Unit #5 ST | -386268 | -27372 | -43284 | 81444 | -375480 |  | S | Gannon Unit #5 ST | 386268 | 27372 | 43284 | -81444 | 375480 |  | S | Gannon Unit #5 ST | 4871 | 4147 | -349 | -489 | 8180 |  | S | Gannon Unit #5 ST | 0 | 0 | 0 | 0 | 0 |  | S | Gannon Unit #5 ST | 381397 | 23225 | 43633 | -80955 | 367300 |  | S | Gannon Unit #5 ST | 19484 | 16588 | -1396 | -1956 | 32720 |  | S | Gannon Unit #5 ST | 0 | 0 | 0 | 0 | 0 |  | S | Gannon Unit #5 ST | 361913 | 6637 | 45029 | -78999 | 334580 |  | 2009 | 1 | 922 | 108 | 50 | 6 | 000 | 7.4 | STRAP, PIPE RIGID 1-1/2 IN P/N 702 1 1/2 EG | 005001 | 048254 | Materials |  | 30 | 15101.28 | [6 empty] | 15101.28 | 2011 | 2 | 971 | 108 | 50 | 0 | 000 | 5000 | Labor | Grand Total |  | 5073370 | 5073370
S | Bayside Unit #2 | 1248483 | 492903 | 27688 | -386232 | 1382842 |  | S | Bayside Unit #2 | 0 | 0 | 0 | 0 | 0 |  | S | Bayside Unit #2 | 1248483 | 492903 | 27688 | -386232 | 1382842 |  | S | Bayside Unit #2 | 69244 | 27582 | 4059 | -9330 | 91555 |  | S | Bayside Unit #2 | 0 | 0 | 0 | 0 | 0 |  | S | Bayside Unit #2 | 1179239 | 465321 | 23629 | -376902 | 1291287 |  | S | Bayside Unit #2 | 276976 | 110328 | 16236 | -37320 | 366220 |  | S | Bayside Unit #2 | 0 | 0 | 0 | 0 | 0 |  | S | Bayside Unit #2 | 902263 | 354993 | 7393 | -339582 | 925067 |  | 2007 | 3 | 936 | 108 | 53 | 6 | 000 | 24.15 | CLAMP, BEAM RIGID CONDUIT RIGHT ANGLE TYPE RC 1-1/2 IN | 005001 | 013896 | Materials |  | 70 | 173998.78 | 28404.16 | 23349.37 | 32459.47 | 22811.88 | 8184.12 | 13396.27 | 302604.05 | 2011 | 2 | 992 | 108 | 50 | 0 | 992 | 2984 | Labor
| Gannon Unit #6 ST | 0 | 0 | 0 | 0 | 0 |  | S | Gannon Unit #6 ST | -278713 | -25258 | -28996 | 56152 | -276815 |  | S | Gannon Unit #6 ST | 278713 | 25258 | 28996 | -56152 | 276815 |  | S | Gannon Unit #6 ST | 6639 | 4190 | -42 | -1006 | 9781 |  | S | Gannon Unit #6 ST | 0 | 0 | 0 | 0 | 0 |  | S | Gannon Unit #6 ST | 272074 | 21068 | 29038 | -55146 | 267034 |  | S | Gannon Unit #6 ST | 26556 | 16760 | -168 | -4024 | 39124 |  | S | Gannon Unit #6 ST | 0 | 0 | 0 | 0 | 0 |  |  | Gannon Unit #6 ST | 245518 | 4308 | 29206 | -51122 | 227910 |  | 2007 | 3 | 936 | 108 | 53 | 6 | 000 | 24.14 | CLAMP, BEAM RIGID CONDUIT RIGHT ANGLE TYPE RC 1-1/2 IN | 005001 | 040061 | Materials |  | 71 | 11297.28 | 6673.95 |  |  |  | 66.11 |  | 18037.34 | 2011 | 3 | 104 | 108 | 50 | 0 | 926 | 1159 | Labor
S | Bayside CT's 3-6 | 0 | 0 | 0 | 0 | 0 |  | S | Bayside CT's 3-6 | 0 | 0 | 0 | 0 | 0 |  | S | Bayside CT's 3-6 | 0 | 0 | 0 | 0 | 0 |  | S | Bayside CT's 3-6 | 0 | 0 | 0 | 0 | 0 |  | S | Bayside CT's 3-6 | 0 | 0 | 0 | 0 | 0 |  | S | Bayside CT's 3-6 | 0 | 0 | 0 | 0 | 0 |  | S | Bayside CT's 3-6 | 0 | 0 | 0 | 0 | 0 |  | S | Bayside CT's 3-6 | 0 | 0 | 0 | 0 | 0 |  | S | Bayside CT's 3-6 | 0 | 0 | 0 | 0 | 0 |  | 2007 | 3 | 936 | 108 | 54 | 6 | 000 | 7.71 | CAP, STEEL 150# BW SCH 40 4 IN SMLS ELIPOSIDAL | 005001 | 039968 | Materials |  | 72 | 3967.72 | 339.02 | 49.82 | 74.84 | 529.69 | 439.08 | 379.26 | 5779.43 | 2011 | 3 | 961 | 108 | 50 | 0 | 000 | 3000 | Labor
| Total Bayside Power Station | 3358471 | 1116995 | 133657 | -963904 | 3645219 |  |  | Total Bayside Power Station | 0 | 0 | 0 | 0 | 0 |  |  | Total Bayside Power Station | 3358471 | 1116995 | 133657 | -963904 | 3645219 |  |  | Total Bayside Power Station | 169209 | 71307 | 8762 | -23361 | 225917 |  |  | Total Bayside Power Station | 0 | 0 | 0 | 0 | 0 |  |  | Total Bayside Power Station | 3189262 | 1045688 | 124895 | -940543 | 3419302 |  |  | Total Bayside Power Station | 676836 | 285228 | 35048 | -93444 | 903668 |  |  | Total Bayside Power Station | 0 | 0 | 0 | 0 | 0 |  |  | Total Bayside Power Station | 2512426 | 760460 | 89847 | -847099 | 2515634 |  | 2007 | 3 | 936 | 108 | 54 | 6 | 000 | 112.45 | SHOVEL, ROUND POINT, SIZE 2, HEAVY GAGE, 47" HARD WOOD HANDL | 005001 | 040124 | Materials | Labor Total |  | 7859338.6 | 486408.49 | 1064812.54 | 923498.09 | 1225876.85 | 818656.89 | 792626.54 | 13171218 | 2011 | 3 | 970 | 108 | 50 | 0 | 000 | 1000 | Labor
[72 empty] | 2007 | 4 | 936 | 108 | 54 | 6 | 000 | 1994.88 | BAG, WOVEN POLYPROPYLENE 26 IN X 40 IN | 005001 | 040565 | Materials | Materials | 5 | 156.3 | [6 empty] | 156.3 | 2011 | 3 | 971 | 108 | 50 | 0 | 000 | 7000 | Labor
S | Big Bend Common | 5600854 | 476339 | 56159299 | -1070527 | 61165965 |  | S | Big Bend Common | -3000000 | 200000 | 56000000 | 122138 | 53322138 |  | S | Big Bend Common | 8600854 | 276339 | 159299 | -1192665 | 7843827 |  | S | Big Bend Common | 103068 | 33516 | 6039 | 7412 | 150035 |  | S | Big Bend Common | 0 | 0 | 0 | 0 | 0 |  | S | Big Bend Common | 8497786 | 242823 | 153260 | -1200077 | 7693792 |  | S | Big Bend Common | 412272 | 134064 | 24156 | 29648 | 600140 |  | S | Big Bend Common | 0 | 0 | 0 | 0 | 0 |  | S | Big Bend Common | 8085514 | 108759 | 129104 | -1229725 | 7093652 |  | 2007 | 4 | 936 | 108 | 54 | 6 | 000 | 10.66 | BOOTS, RUBBER KNEE SAFETY TOE SIZE 12 | 005001 | 040276 | Materials |  | 6 | 98921.97 | 11800.96 | 22054.75 | 530.01 | 7599 | 2496.98 | 5627.32 | 149030.99 | 2011 | 3 | 992 | 108 | 50 | 0 | 992 | 3295 | Labor
S | Big Bend Unit #1 | 3668943 | 1175340 | 618400 | -4270832 | 1191851 |  | S | Big Bend Unit #1 | -8500000 | 800000 | -650000 | -2000000 | -10350000 |  | S | Big Bend Unit #1 | 12168943 | 375340 | 1268400 | -2270832 | 11541851 |  | S | Big Bend Unit #1 | 72600 | 34462 | -12341 | 23874 | 118595 |  | S | Big Bend Unit #1 | 0 | 0 | 0 | 0 | 0 |  | S | Big Bend Unit #1 | 12096343 | 340878 | 1280741 | -2294706 | 11423256 |  | S | Big Bend Unit #1 | 290400 | 137848 | -49364 | 95496 | 474380 |  | S | Big Bend Unit #1 | 0 | 0 | 0 | 0 | 0 |  | S | Big Bend Unit #1 | 11805943 | 203030 | 1330105 | -2390202 | 10948876 |  | 2007 | 4 | 936 | 108 | 54 | 6 | 000 | 24.19 | DISINFECTANT, 128 OUNCE LYSOL | 005001 | 040276 | Materials |  | 7 | 388162.44 | 10125.6 | 7050.45 | 2726.86 | 3875.57 |  | 9098.45 | 421039.37 | 2011 | 4 | 104 | 108 | 50 | 0 | 926 | 1122 | Labor
S | Big Bend Unit #2 | 3226021 | 874660 | 729535 | -3795415 | 1034801 |  | S | Big Bend Unit #2 | -7000000 | 500000 | 0 | -1500000 | -8000000 |  | S | Big Bend Unit #2 | 10226021 | 374660 | 729535 | -2295415 | 9034801 |  | S | Big Bend Unit #2 | 96825 | 34473 | -3127 | 24267 | 152438 |  | S | Big Bend Unit #2 | 0 | 0 | 0 | 0 | 0 |  | S | Big Bend Unit #2 | 10129196 | 340187 | 732662 | -2319682 | 8882363 |  | S | Big Bend Unit #2 | 387300 | 137892 | -12508 | 97068 | 609752 |  | S | Big Bend Unit #2 | 0 | 0 | 0 | 0 | 0 |  | S | Big Bend Unit #2 | 9741896 | 202295 | 745170 | -2416750 | 8272611 |  | 2007 | 4 | 936 | 108 | 56 | 6 | 000 | 22.83 | LIGHTER, SPARK 3- FLINT GAS IGNITER | 005001 | 040511 | Materials |  | 9 | 3651.63 | 1364.49 | [5 empty] | 5016.12 | 2011 | 4 | 961 | 108 | 50 | 0 | 000 | 3000 | Labor
S | Big Bend Unit #3 | 2823430 | 663599 | 530605 | -3663338 | 354296 |  | S | Big Bend Unit #3 | -7000000 | 300000 | 0 | -1500000 | -8200000 |  | S | Big Bend Unit #3 | 9823430 | 363599 | 530605 | -2163338 | 8554296 |  | S | Big Bend Unit #3 | 101845 | 34650 | 274 | 22156 | 158925 |  | S | Big Bend Unit #3 | 0 | 0 | 0 | 0 | 0 |  | S | Big Bend Unit #3 | 9721585 | 328949 | 530331 | -2185494 | 8395371 |  | S | Big Bend Unit #3 | 407380 | 138600 | 1096 | 88624 | 635700 |  | S | Big Bend Unit #3 | 0 | 0 | 0 | 0 | 0 |  | S | Big Bend Unit #3 | 9314205 | 190349 | 529235 | -2274118 | 7759671 |  | 2007 | 4 | 936 | 108 | 56 | 6 | 000 | 11.03 | RESPIRATOR, PARTICULATE N95 RATED NIOSH 42CFR84 P/N 8210 | 005001 | 040519 | Materials |  | 10 | 622.98 | [6 empty] | 622.98 | 2011 | 4 | 970 | 108 | 50 | 0 | 000 | 2000 | Labor
S | Big Bend Unit #4 | 3222770 | 542080 | 183378 | -3672122 | 276106 |  | S | Big Bend Unit #4 | -17000000 | 0 | 0 | 0 | -17000000 |  | S | Big Bend Unit #4 | 20222770 | 542080 | 183378 | -3672122 | 17276106 |  | S | Big Bend Unit #4 | 14242 | 39384 | 7964 | 43949 | 105539 |  | S | Big Bend Unit #4 | 0 | 0 | 0 | 0 | 0 |  | S | Big Bend Unit #4 | 20208528 | 502696 | 175414 | -3716071 | 17170567 |  | S | Big Bend Unit #4 | 56968 | 157536 | 31856 | 175796 | 422156 |  | S | Big Bend Unit #4 | 0 | 0 | 0 | 0 | 0 |  | S | Big Bend Unit #4 | 20151560 | 345160 | 143558 | -3891867 | 16748411 |  | 2007 | 7 | 936 | 108 | 50 | 6 | 000 | 1970.4 | BAG, WOVEN POLYPROPYLENE 26 IN X 40 IN | 005001 | 041314 | Materials |  | 15 | 619.13 | 82.74 | [5 empty] | 701.87 | 2011 | 4 | 971 | 108 | 50 | 0 | 000 | 7000 | Labor
S | Big Bend Unit #1 & #2 FGD | 0 | 0 | 0 | 0 | 0 |  | S | Big Bend Unit #1 & #2 FGD | -4843410 | -139650 | -69890 | 620817 | -4432133 |  | S | Big Bend Unit #1 & #2 FGD | 4843410 | 139650 | 69890 | -620817 | 4432133 |  | S | Big Bend Unit #1 & #2 FGD | 51774 | 17999 | 3479 | 3709 | 76961 |  | S | Big Bend Unit #1 & #2 FGD | 0 | 0 | 0 | 0 | 0 |  | S | Big Bend Unit #1 & #2 FGD | 4791636 | 121651 | 66411 | -624526 | 4355172 |  | S | Big Bend Unit #1 & #2 FGD | 207096 | 71996 | 13916 | 14836 | 307844 |  | S | Big Bend Unit #1 & #2 FGD | 0 | 0 | 0 | 0 | 0 |  | S | Big Bend Unit #1 & #2 FGD | 4584540 | 49655 | 52495 | -639362 | 4047328 |  | 2007 | 7 | 936 | 108 | 50 | 6 | 000 | 24.18 | DISINFECTANT, 128 OUNCE LYSOL | 005001 | 041308 | Materials |  | 18 | 45.38 | [6 empty] | 45.38 | 2011 | 4 | 992 | 108 | 50 | 0 | 992 | 3178 | Labor
S | Big Bend Unit #3 & #4 FGD | 0 | 0 | 0 | 0 | 0 |  | S | Big Bend Unit #3 & #4 FGD | -4843410 | -139648 | -69888 | 620817 | -4432129 |  | S | Big Bend Unit #3 & #4 FGD | 4843410 | 139648 | 69888 | -620817 | 4432129 |  | S | Big Bend Unit #3 & #4 FGD | 51774 | 17998 | 3478 | 3709 | 76959 |  | S | Big Bend Unit #3 & #4 FGD | 0 | 0 | 0 | 0 | 0 |  | S | Big Bend Unit #3 & #4 FGD | 4791636 | 121650 | 66410 | -624526 | 4355170 |  | S | Big Bend Unit #3 & #4 FGD | 207096 | 71992 | 13912 | 14836 | 307836 |  | S | Big Bend Unit #3 & #4 FGD | 0 | 0 | 0 | 0 | 0 |  | S | Big Bend Unit #3 & #4 FGD | 4584540 | 49658 | 52498 | -639362 | 4047334 |  | 2007 | 7 | 936 | 108 | 50 | 6 | 000 | -19.11 | LINER, PLASTIC 10 GAL 0.3 MIL 15" X 9" X 23" MEDIUM | 005001 | 012995 | Materials |  | 39 | 2289.22 | 161.3 |  | 350.41 | 823.1 |  | 20.38 | 3644.41 | 2011 | 5 | 104 | 108 | 50 | 0 | 926 | 1159 | Labor
S | Big Bend CT 4 | 0 | 0 | 0 | 0 | 0 |  | S | Big Bend CT 4 | -2052003 | -74343 | -215270 | 1433740 | -907876 |  | S | Big Bend CT 4 | 2052003 | 74343 | 215270 | -1433740 | 907876 |  | S | Big Bend CT 4 | 2456 | 3870 | -2512 | 21371 | 25185 |  | S | Big Bend CT 4 | 0 | 0 | 0 | 0 | 0 |  | S | Big Bend CT 4 | 2049547 | 70473 | 217782 | -1455111 | 882691 |  | S | Big Bend CT 4 | 9824 | 15480 | -10048 | 85484 | 100740 |  | S | Big Bend CT 4 | 0 | 0 | 0 | 0 | 0 |  | S | Big Bend CT 4 | 2039723 | 54993 | 227830 | -1540595 | 781951 |  | 2007 | 7 | 936 | 108 | 50 | 6 | 000 | 19.11 | LINER, PLASTIC 10 GAL 0.3 MIL 15" X 9" X 23" MEDIUM | 005001 | 041308 | Materials |  | 41 | 11.11 | [6 empty] | 11.11 | 2011 | 5 | 961 | 108 | 50 | 0 | 000 | 3000 | Labor
| Total Big Bend Power Station | 18542018 | 3732018 | 58221217 | -16472234 | 64023019 |  |  | Total Big Bend Power Station | -54238823 | 1446359 | 54994952 | -2202488 | 0 |  |  | Total Big Bend Power Station | 72780841 | 2285659 | 3226265 | -14269746 | 64023019 |  |  | Total Big Bend Power Station | 494584 | 216352 | 3254 | 150447 | 864637 |  |  | Total Big Bend Power Station | 0 | 0 | 0 | 0 | 0 |  |  | Total Big Bend Power Station | 72286257 | 2069307 | 3223011 | -14420193 | 63158382 |  |  | Total Big Bend Power Station | 1978336 | 865408 | 13016 | 601788 | 3458548 |  |  | Total Big Bend Power Station | 0 | 0 | 0 | 0 | 0 |  |  | Total Big Bend Power Station | 70307921 | 1203899 | 3209995 | -15021981 | 59699834 |  | 2007 | 7 | 936 | 108 | 50 | 6 | 000 | 14.59 | LINER, PLASTIC 30 GAL 1 MIL 16" X 14" X 36" MEDIUM | 005001 | 041310 | Materials |  | 65 | 99.96 | [6 empty] | 99.96 | 2011 | 5 | 970 | 108 | 50 | 0 | 000 | 2000 | Labor
[72 empty] | 2007 | 7 | 936 | 108 | 51 | 6 | 000 | 344.59 | DRUM, 55 GAL OPEN HEAD W/BOLT TYPE LOCK RING | 005001 | 041338 | Materials | Materials Total |  | 494580.12 | 23535.09 | 29105.2 | 3607.28 | 12297.67 | 2496.98 | 14746.15 | 580368.49 | 2011 | 5 | 971 | 108 | 50 | 0 | 000 | 9000 | Labor
S | Polk Common | 2830890 | 4436391 | 2738245 | -463472 | 9542054 |  | S | Polk Common | -6000000 | 4000000 | 2640000 | 1880000 | 2520000 |  | S | Polk Common | 8830890 | 436391 | 98245 | -2343472 | 7022054 |  | S | Polk Common | 21384 | 64351 | 15248 | 12246 | 113229 |  | S | Polk Common | 0 | 0 | 0 | 0 | 0 |  | S | Polk Common | 8809506 | 372040 | 82997 | -2355718 | 6908825 |  | S | Polk Common | 85536 | 257404 | 60992 | 48984 | 452916 |  | S | Polk Common | 0 | 0 | 0 | 0 | 0 |  | S | Polk Common | 8723970 | 114636 | 22005 | -2404702 | 6455909 |  | 2007 | 7 | 936 | 108 | 51 | 6 | 000 | 582.99 | DRUM, 55 GAL OPEN HEAD W/BOLT TYPE LOCK RING | 005001 | 041359 | Materials | Salvage | 40 | -992727.15 | -235750 | -235750 | -235750 | -165420.22 |  |  | -1865397.37 | 2011 | 5 | 992 | 108 | 50 | 0 | 992 | 3295 | Labor
S | Polk Unit #1 | 1593321 | 1092412 | 19777 | -2465467 | 240043 |  | S | Polk Unit #1 | -2000000 | 1000000 | 0 | -1500000 | -2500000 |  | S | Polk Unit #1 | 3593321 | 92412 | 19777 | -965467 | 2740043 |  | S | Polk Unit #1 | -39257 | 8523 | 2044 | 15822 | -12868 |  | S | Polk Unit #1 | 0 | 0 | 0 | 0 | 0 |  | S | Polk Unit #1 | 3632578 | 83889 | 17733 | -981289 | 2752911 |  | S | Polk Unit #1 | -157028 | 34092 | 8176 | 63288 | -51472 |  | S | Polk Unit #1 | 0 | 0 | 0 | 0 | 0 |  | S | Polk Unit #1 | 3789606 | 49797 | 9557 | -1044577 | 2804383 |  | 2007 | 7 | 936 | 108 | 56 | 6 | 000 | 499.16 | PLYWOOD, EXTERIOR SHEATHING CD 3/4 IN X 4 FT X 8 FT | 005001 | 087841 | Materials | Salvage Total |  | -992727.15 | -235750 | -235750 | -235750 | -165420.22 |  |  | -1865397.37 | 2011 | 6 | 104 | 108 | 50 | 0 | 926 | 1122 | Labor
S | Polk Unit #2 | 425871 | 51563 | 975 | -108747 | 369662 |  | S | Polk Unit #2 | 0 | 0 | -11000 | 0 | -11000 |  | S | Polk Unit #2 | 425871 | 51563 | 11975 | -108747 | 380662 |  | S | Polk Unit #2 | 18219 | 9433 | 2226 | -3294 | 26584 |  | S | Polk Unit #2 | 0 | 0 | 0 | 0 | 0 |  | S | Polk Unit #2 | 407652 | 42130 | 9749 | -105453 | 354078 |  | S | Polk Unit #2 | 72876 | 37732 | 8904 | -13176 | 106336 |  | S | Polk Unit #2 | 0 | 0 | 0 | 0 | 0 |  | S | Polk Unit #2 | 334776 | 4398 | 845 | -92277 | 247742 |  | 2007 | 8 | 936 | 108 | 50 | 6 | 000 | 1.41 | HANGER, "C" CLAMP 3/8 IN HANGER ROD ADJ THRU 3/4 IN FLANGE | 005001 | 041637 | Materials | Grand Total |  | 7361191.57 | 274193.58 | 858167.74 | 691355.37 | 1072754.3 | 821153.87 | 807372.69 | 11886189.12 | 2011 | 6 | 961 | 108 | 50 | 0 | 000 | 3000 | Labor
S | Polk Unit #3 | 241417 | 49184 | 2523 | -58856 | 234268 |  | S | Polk Unit #3 | 0 | 0 | -9000 | 0 | -9000 |  | S | Polk Unit #3 | 241417 | 49184 | 11523 | -58856 | 243268 |  | S | Polk Unit #3 | 21566 | 9486 | 2237 | -4407 | 28882 |  | S | Polk Unit #3 | 0 | 0 | 0 | 0 | 0 |  | S | Polk Unit #3 | 219851 | 39698 | 9286 | -54449 | 214386 |  | S | Polk Unit #3 | 86264 | 37944 | 8948 | -17628 | 115528 |  | S | Polk Unit #3 | 0 | 0 | 0 | 0 | 0 |  | S | Polk Unit #3 | 133587 | 1754 | 338 | -36821 | 98858 |  | 2007 | 8 | 936 | 108 | 50 | 6 | 000 | 6.45 | LAMP, FLUORESCENT RAP START 2 PIN 40W P/N F40CWRSSS | 005001 | 041728 | Materials | [10 empty] | 2011 | 6 | 970 | 108 | 50 | 0 | 000 | 2000 | Labor
S | Polk Unit #4 | 0 | 0 | 0 | 0 | 0 |  | S | Polk Unit #4 | 0 | 0 | 0 | 0 | 0 |  | S | Polk Unit #4 | 0 | 0 | 0 | 0 | 0 |  | S | Polk Unit #4 | 0 | 0 | 0 | 0 | 0 |  | S | Polk Unit #4 | 0 | 0 | 0 | 0 | 0 |  | S | Polk Unit #4 | 0 | 0 | 0 | 0 | 0 |  | S | Polk Unit #4 | 0 | 0 | 0 | 0 | 0 |  | S | Polk Unit #4 | 0 | 0 | 0 | 0 | 0 |  | S | Polk Unit #4 | 0 | 0 | 0 | 0 | 0 |  | 2007 | 8 | 936 | 108 | 50 | 6 | 000 | 40.44 | LAMP, HIGH PRESSURE SODIUM 100W UNIVERSAL MTG | 005001 | 041802 | Materials | [10 empty] | 2011 | 6 | 971 | 108 | 50 | 0 | 000 | 18000 | Labor
S | Polk Unit #5 | 0 | 0 | 0 | 0 | 0 |  | S | Polk Unit #5 | 0 | 0 | 0 | 0 | 0 |  | S | Polk Unit #5 | 0 | 0 | 0 | 0 | 0 |  | S | Polk Unit #5 | 0 | 0 | 0 | 0 | 0 |  | S | Polk Unit #5 | 0 | 0 | 0 | 0 | 0 |  | S | Polk Unit #5 | 0 | 0 | 0 | 0 | 0 |  | S | Polk Unit #5 | 0 | 0 | 0 | 0 | 0 |  | S | Polk Unit #5 | 0 | 0 | 0 | 0 | 0 |  | S | Polk Unit #5 | 0 | 0 | 0 | 0 | 0 |  | 2007 | 8 | 936 | 108 | 50 | 6 | 000 | 60.54 | LAMP, HIGH PRESSURE SODIUM 150W UNIVERSAL MTG | 005001 | 041808 | Materials | [10 empty] | 2011 | 6 | 992 | 108 | 50 | 0 | 992 | 3178 | Labor
| Total Polk Power Station | 5091499 | 5629550 | 2761520 | -3096542 | 10386027 |  |  | Total Polk Power Station | -8000000 | 5000000 | 2620000 | 380000 | 0 |  |  | Total Polk Power Station | 13091499 | 629550 | 141520 | -3476542 | 10386027 |  |  | Total Polk Power Station | 21912 | 91793 | 21755 | 20367 | 155827 |  |  | Total Polk Power Station | 0 | 0 | 0 | 0 | 0 |  |  | Total Polk Power Station | 13069587 | 537757 | 119765 | -3496909 | 10230200 |  |  | Total Polk Power Station | 87648 | 367172 | 87020 | 81468 | 623308 |  |  | Total Polk Power Station | 0 | 0 | 0 | 0 | 0 |  |  | Total Polk Power Station | 12981939 | 170585 | 32745 | -3578377 | 9606892 |  | 2007 | 8 | 936 | 108 | 50 | 6 | 000 | 20.18 | LAMP, HIGH PRESSURE SODIUM 150W UNIVERSAL MTG | 005001 | 041809 | Materials | [10 empty] | 2011 | 7 | 104 | 108 | 50 | 0 | 926 | 1159 | Labor
[72 empty] | 2007 | 8 | 936 | 108 | 50 | 6 | 000 | 45.12 | LAMP, METAL HALIDE 175W, UNIVERSAL MOUNTING | 005001 | 041802 | Materials | [10 empty] | 2011 | 7 | 961 | 108 | 50 | 0 | 000 | 3000 | Labor
S | City of Tampa | 191350 | 15545 | 1315 | -71671 | 136539 |  | S | City of Tampa | 0 | 0 | 0 | 0 | 0 |  | S | City of Tampa | 191350 | 15545 | 1315 | -71671 | 136539 |  | S | City of Tampa | 19169 | 2858 | 215 | -9069 | 13173 |  | S | City of Tampa | 0 | 0 | 0 | 0 | 0 |  | S | City of Tampa | 172181 | 12687 | 1100 | -62602 | 123366 |  | S | City of Tampa | 76676 | 11432 | 860 | -36276 | 52692 |  | S | City of Tampa | 0 | 0 | 0 | 0 | 0 |  | S | City of Tampa | 95505 | 1255 | 240 | -26326 | 70674 |  | 2007 | 8 | 936 | 108 | 50 | 6 | 000 | 22.56 | LAMP, METAL HALIDE 175W, UNIVERSAL MOUNTING | 005001 | 041808 | Materials | [10 empty] | 2011 | 7 | 970 | 108 | 50 | 0 | 000 | 2000 | Labor
[72 empty] | 2007 | 8 | 936 | 108 | 50 | 6 | 000 | 296.18 | TREAD, STAIR 1 X 3/16 BRG BAR X 9- 3/4 W X 36" L GALV | 005001 | 087918 | Materials | [10 empty] | 2011 | 7 | 971 | 108 | 50 | 0 | 000 | 18000 | Labor
S | Phillips Station | 1443469 | 872243 | 580565 | -854975 | 2041302 |  | S | Phillips Station | -1500000 | 500000 | 500000 | 500000 | 0 |  | S | Phillips Station | 2943469 | 372243 | 80565 | -1354975 | 2041302 |  | S | Phillips Station | 169923 | 70264 | -40462 | -122293 | 77432 |  | S | Phillips Station | 0 | 0 | 0 | 0 | 0 |  | S | Phillips Station | 2773546 | 301979 | 121027 | -1232682 | 1963870 |  | S | Phillips Station | 679692 | 281056 | -161848 | -489172 | 309728 |  | S | Phillips Station | 0 | 0 | 0 | 0 | 0 |  | S | Phillips Station | 2093854 | 20923 | 282875 | -743510 | 1654142 |  | 2007 | 8 | 936 | 108 | 53 | 6 | 000 | 23.43 | HAMMER, CLAW 16 OZ | 005001 | 041691 | Materials | [10 empty] | 2011 | 7 | 992 | 108 | 50 | 0 | 992 | 3295 | Labor
[72 empty] | 2007 | 8 | 936 | 108 | 53 | 6 | 000 | 36.17 | METAL, EXPANDED FLATTENED MILD STEEL 1/2 IN #13 4 FT X 8 FT | 005001 | 087946 | Materials | [10 empty] | 2011 | 8 | 104 | 108 | 50 | 0 | 926 | 1159 | Labor
| Summary of Surviving Assets | 28626807 | 11366351 | 61698274 | -21459326 | 80232106 | 0 |  | Summary of Surviving Assets | -63738823 | 6946359 | 58114952 | -1322488 | 0 | 0 |  | Summary of Surviving Assets | 92365630 | 4419992 | 3583322 | -20136838 | 80232106 | 0 |  | Summary of Surviving Assets | 874797 | 452574 | -6476 | 16091 | 1336986 | 0 |  | Summary of Surviving Assets | 0 | 0 | 0 | 0 | 0 | 0 |  | Summary of Surviving Assets | 91490833 | 3967418 | 3589798 | -20152929 | 78895120 | 0 |  | Summary of Surviving Assets | 3499188 | 1810296 | -25904 | 64364 | 5347944 | 0 |  | Summary of Surviving Assets | 0 | 0 | 0 | 0 | 0 | 0 |  | Summary of Surviving Assets | 87991645 | 2157122 | 3615702 | -20217293 | 73547176 | 0 | 2007 | 9 | 936 | 108 | 50 | 6 | 000 | 2.25 | BUSHING, METAL 1 IN | 005001 | 042073 | Materials | [10 empty] | 2011 | 8 | 961 | 108 | 50 | 0 | 000 | 3000 | Labor
[72 empty] | 2007 | 9 | 936 | 108 | 50 | 6 | 000 | 4.5 | BUSHING, METAL 1-1/2 IN | 005001 | 024574 | Materials | [10 empty] | 2011 | 8 | 970 | 108 | 50 | 0 | 000 | 2000 | Labor
[72 empty] | 2007 | 9 | 936 | 108 | 50 | 6 | 000 | 3.07 | BUSHING, REDUCING 1-1/2 IN TO 1 IN | 005001 | 042073 | Materials | [10 empty] | 2011 | 8 | 971 | 108 | 50 | 0 | 000 | 18000 | Labor
R | Gannon Common | 694981 | 1182411 | 6531451 | 0 | 8408843 |  | R | Gannon Common | 10566256 | 1897941 | 6412034 | 753093 | 19629324 |  | R | Gannon Common | -9871274.6 | -715530.12 | 119417 | -753092.85 | -11220480.57 |  | R | Gannon Common | 0 | 0 | 0 | 0 | 0 |  | R | Gannon Common | 5073370 | 0 | 0 | 0 | 5073370 |  | R | Gannon Common | -4797904.6 | -715530.12 | 119417 | -753092.85 | -6147110.57 |  | R | Gannon Common | 0 | 0 | 0 | 0 | 0 |  | R | Gannon Common | 7859338.6 | 494580.12 | 0 | -992727.15 | 7361191.57 |  | R | Gannon Common | 3061434 | -220950 | 119417 | -1745820 | 1214081 |  | 2007 | 9 | 936 | 108 | 50 | 6 | 000 | 12.76 | CONNECTOR, SEALTIGHT STRAIGHT 1 IN GEDNEY ONLY | 005001 | 042134 | Materials | [10 empty] | 2011 | 8 | 992 | 108 | 50 | 0 | 992 | 3295 | Labor
R | Gannon Unit #1 | 374525 | 258474 | 32262 | -113008 | 552253 |  | R | Gannon Unit #1 | -4132724 | 202687 | -1036383 | 1522405 | -3444015 |  | R | Gannon Unit #1 | 4507248.51 | 55786.91 | 1068645 | -1635413 | 3996267.42 |  | R | Gannon Unit #1 | 0 | 0 | 0 | 0 | 0 |  | R | Gannon Unit #1 | 0 | 0 | 0 | 0 | 0 |  | R | Gannon Unit #1 | 4507248.51 | 55786.91 | 1068645 | -1635413 | 3996267.42 |  | R | Gannon Unit #1 | 0 | 0 | 0 | 0 | 0 |  | R | Gannon Unit #1 | 486408.49 | 23535.09 | 0 | -235750 | 274193.58 |  | R | Gannon Unit #1 | 4993657 | 79322 | 1068645 | -1871163 | 4270461 |  | 2007 | 9 | 936 | 108 | 50 | 6 | 000 | 33.92 | CONNECTOR, SEALTIGHT 90 DEG NON-INSUL 1 IN GEDNEY ONLY | 005001 | 024535 | Materials | [10 empty] | 2011 | 9 | 104 | 108 | 50 | 0 | 926 | 1122 | Labor
R | Gannon Unit #2 | 374525 | 258474 | 32262 | -113008 | 552253 |  | R | Gannon Unit #2 | -5733548 | 192100 | -1142600 | 1433753 | -5250295 |  | R | Gannon Unit #2 | 6108073.46 | 66373.8 | 1174862 | -1546761 | 5802548.26 |  | R | Gannon Unit #2 | 0 | 0 | 0 | 0 | 0 |  | R | Gannon Unit #2 | 0 | 0 | 0 | 0 | 0 |  | R | Gannon Unit #2 | 6108073.46 | 66373.8 | 1174862 | -1546761 | 5802548.26 |  | R | Gannon Unit #2 | 0 | 0 | 0 | 0 | 0 |  | R | Gannon Unit #2 | 1064812.54 | 29105.2 | 0 | -235750 | 858167.74 |  | R | Gannon Unit #2 | 7172886 | 95479 | 1174862 | -1782511 | 6660716 |  | 2007 | 9 | 936 | 108 | 50 | 6 | 000 | 27.14 | CONNECTOR, SEALTIGHT 90 DEG NON-INSUL 1 IN GEDNEY ONLY | 005001 | 042072 | Materials | [10 empty] | 2011 | 9 | 961 | 108 | 50 | 0 | 000 | 3000 | Labor
R | Gannon Unit #3 | 1462493 | 1008191 | 84688 | -691707 | 1863665 |  | R | Gannon Unit #3 | -5535770 | 969390 | -1215161 | 1102640 | -4678901 |  | R | Gannon Unit #3 | 6998262.91 | 38800.72 | 1299849 | -1794347 | 6542565.63 |  | R | Gannon Unit #3 | 0 | 0 | 0 | 0 | 0 |  | R | Gannon Unit #3 | 0 | 0 | 0 | 0 | 0 |  | R | Gannon Unit #3 | 6998262.91 | 38800.72 | 1299849 | -1794347 | 6542565.63 |  | R | Gannon Unit #3 | 0 | 0 | 0 | 0 | 0 |  | R | Gannon Unit #3 | 923498.09 | 3607.28 | 0 | -235750 | 691355.37 |  | R | Gannon Unit #3 | 7921761 | 42408 | 1299849 | -2030097 | 7233921 |  | 2007 | 9 | 936 | 108 | 50 | 6 | 000 | 7.62 | HUB, ZINC SCRU-TITE 1-1/2 IN | 005001 | 042073 | Materials | [10 empty] | 2011 | 9 | 970 | 108 | 50 | 0 | 000 | 2000 | Labor
R | Gannon Unit #4 | 1437436 | 991055 | 84688 | -679289 | 1833890 |  | R | Gannon Unit #4 | -6826040 | 921332 | -1267568 | 1263991 | -5908285 |  | R | Gannon Unit #4 | 8263476.15 | 69723.33 | 1352256 | -1943279.78 | 7742175.7 |  | R | Gannon Unit #4 | 0 | 0 | 0 | 0 | 0 |  | R | Gannon Unit #4 | 0 | 0 | 0 | 0 | 0 |  | R | Gannon Unit #4 | 8263476.15 | 69723.33 | 1352256 | -1943279.78 | 7742175.7 |  | R | Gannon Unit #4 | 0 | 0 | 0 | 0 | 0 |  | R | Gannon Unit #4 | 1225876.85 | 12297.67 | 0 | -165420.22 | 1072754.3 |  | R | Gannon Unit #4 | 9489353 | 82021 | 1352256 | -2108700 | 8814930 |  | 2007 | 9 | 936 | 108 | 50 | 6 | 000 | 421.68 | PLUG, 250VDC/600VAC 60A 4W 4P C-H #APJ6475 | 005001 | 042110 | Materials | [10 empty] | 2011 | 9 | 971 | 108 | 50 | 0 | 000 | 22000 | Labor
R | Gannon Unit #5 | 1600961 | 1103870 | 100819 | -757525 | 2048125 |  | R | Gannon Unit #5 | -3059985 | 1068922 | -729904 | 536356 | -2184611 |  | R | Gannon Unit #5 | 4660946.11 | 34948.02 | 830723 | -1293881 | 4232736.13 |  | R | Gannon Unit #5 | 0 | 0 | 0 | 0 | 0 |  | R | Gannon Unit #5 | 0 | 0 | 0 | 0 | 0 |  | R | Gannon Unit #5 | 4660946.11 | 34948.02 | 830723 | -1293881 | 4232736.13 |  | R | Gannon Unit #5 | 0 | 0 | 0 | 0 | 0 |  | R | Gannon Unit #5 | 818656.89 | 2496.98 | 0 | 0 | 821153.87 |  | R | Gannon Unit #5 | 5479603 | 37445 | 830723 | -1293881 | 5053890 |  | 2007 | 9 | 936 | 108 | 50 | 6 | 000 | 23.43 | RECEPTACLE, GROUND FAULT INTERRUPTER 120V 20A P/N 2095-I | 005001 | 042051 | Materials | [10 empty] | 2011 | 9 | 992 | 108 | 50 | 0 | 992 | 3178 | Labor
R | Gannon Unit #6 | 2228686 | 1535136 | 145179 | -1053084 | 2855917 |  | R | Gannon Unit #6 | 1222588 | 1544256 | -570157 | 58563 | 2255250 |  | R | Gannon Unit #6 | 1006098.46 | -9120.15 | 715336 | -1111647 | 600667.31 |  | R | Gannon Unit #6 | 0 | 0 | 0 | 0 | 0 |  | R | Gannon Unit #6 | 0 | 0 | 0 | 0 | 0 |  | R | Gannon Unit #6 | 1006098.46 | -9120.15 | 715336 | -1111647 | 600667.31 |  | R | Gannon Unit #6 | 0 | 0 | 0 | 0 | 0 |  | R | Gannon Unit #6 | 792626.54 | 14746.15 | 0 | 0 | 807372.69 |  | R | Gannon Unit #6 | 1798725 | 5626 | 715336 | -1111647 | 1408040 |  | 2007 | 9 | 936 | 108 | 50 | 6 | 000 | 72.16 | RECEPTACLE, SINGLE 30A 250V 3W 3P TW LK P/N 71130FR | 005001 | 042051 | Materials | [10 empty] | 2011 | 10 | 104 | 108 | 50 | 0 | 926 | 1159 | Labor
R | Gannon CT's | 0 | 0 | 0 | 0 | 0 |  | R | Gannon CT's | -509438 | -8318 | -18208 | 117497 | -418467 |  | R | Gannon CT's | 509438 | 8318 | 18208 | -117497 | 418467 |  | R | Gannon CT's | 0 | 0 | 0 | 0 | 0 |  | R | Gannon CT's | 0 | 0 | 0 | 0 | 0 |  | R | Gannon CT's | 509438 | 8318 | 18208 | -117497 | 418467 |  | R | Gannon CT's | 0 | 0 | 0 | 0 | 0 |  | R | Gannon CT's | 0 | 0 | 0 | 0 | 0 |  | R | Gannon CT's | 509438 | 8318 | 18208 | -117497 | 418467 |  | 2007 | 9 | 936 | 108 | 50 | 6 | 000 | 23.1 | UNILET, SINGLE GANG 3/4 IN BOTT. CONN 2-11/16 IN DEEP | 005001 | 024396 | Materials | [10 empty] | 2011 | 10 | 961 | 108 | 50 | 0 | 000 | 3000 | Labor
| Total Gannon Power Station | 8173607 | 6337611 | 7011349 | -3407621 | 18114946 |  |  | Total Gannon Power Station | -14008661 | 6788310 | 432053 | 6788298 | 0 |  |  | Total Gannon Power Station | 22182269 | -450699.49 | 6579296 | -10195918.63 | 18114946.88 |  |  | Total Gannon Power Station | 0 | 0 | 0 | 0 | 0 |  |  | Total Gannon Power Station | 5073370 | 0 | 0 | 0 | 5073370 |  |  | Total Gannon Power Station | 27255639 | -450699.49 | 6579296 | -10195918.63 | 23188316.88 |  |  | Total Gannon Power Station | 0 | 0 | 0 | 0 | 0 |  |  | Total Gannon Power Station | 13171218 | 580368.49 | 0 | -1865397.37 | 11886189.12 |  |  | Total Gannon Power Station | 40426857 | 129669 | 6579296 | -12061316 | 35074506 |  | 2007 | 9 | 936 | 108 | 50 | 6 | 000 | 34.64 | UNILET, SINGLE GANG 3/4 IN BOTT. CONN 2-11/16 IN DEEP | 005001 | 042051 | Materials | [10 empty] | 2011 | 10 | 970 | 108 | 50 | 0 | 000 | 2000 | Labor
[72 empty] | 2007 | 9 | 936 | 108 | 50 | 6 | 000 | 262.44 | UNILET, SINGLE GANG 3/4 IN BOTT. CONN 2-11/16 IN DEEP | 005001 | 042091 | Materials | [10 empty] | 2011 | 10 | 971 | 108 | 50 | 0 | 000 | 22000 | Labor
| Summary of Retired Assets | 8173607 | 6337611 | 7011349 | -3407621 | 18114946 | 0 |  | Summary of Retired Assets | -14008661 | 6788310 | 432053 | 6788298 | 0 | 0 |  | Summary of Retired Assets | 22182269 | -450699.49 | 6579296 | -10195918.63 | 18114946.88 | 0 |  | Summary of Retired Assets | 0 | 0 | 0 | 0 | 0 | 0 |  | Summary of Retired Assets | 5073370 | 0 | 0 | 0 | 5073370 | 0 |  | Summary of Retired Assets | 27255639 | -450699.49 | 6579296 | -10195918.63 | 23188316.88 | 0 |  | Summary of Retired Assets | 0 | 0 | 0 | 0 | 0 | 0 |  | Summary of Retired Assets | 13171218 | 580368.49 | 0 | -1865397.37 | 11886189.12 | 0 |  | Summary of Retired Assets | 40426857 | 129669 | 6579296 | -12061316 | 35074506 | 0 | 2007 | 9 | 936 | 108 | 50 | 6 | 000 | 36.73 | WHEEL, FLEX 2 IN DIA X 1-1/2 IN WIDTH 120 GRIT 25000 RPM | 005001 | 042050 | Materials | [9 empty] | Dismantlement | 2011 | 10 | 992 | 108 | 50 | 0 | 992 | 3295 | Labor
[72 empty] | 2007 | 9 | 936 | 108 | 50 | 6 | 000 | 55.81 | WIRE, BUILDING HOOK-UP TYPE THHN 600V 12 AWG STR BLACK | 005001 | 042050 | Materials | [9 empty] | RWIP Transfer | 2011 | 11 | 104 | 108 | 50 | 0 | 926 | 1122 | Labor
[72 empty] | 2007 | 9 | 936 | 108 | 50 | 6 | 000 | 59.96 | WIRE, BUILDING HOOK-UP TYPE THHN 600V 12 AWG STR GREEN | 005001 | 042050 | Materials | [10 empty] | 2011 | 11 | 961 | 108 | 50 | 0 | 000 | 3000 | Labor
[72 empty] | 2007 | 9 | 936 | 108 | 50 | 6 | 000 | 58.53 | WIRE, BUILDING HOOK-UP TYPE THHN 600V 12 AWG STR WHITE | 005001 | 042050 | Materials | [10 empty] | 2011 | 11 | 970 | 108 | 50 | 0 | 000 | 2000 | Labor
| Total Dismantling Reserves | 36800414 | 17703962 | 68709623 | -24866947 | 98347052 | 0 |  | Total Dismantling Reserves | -77747484 | 13734669 | 58547005 | 5465810 | 0 | 0 |  | Total Dismantling Reserves | 114547899 | 3969292.51 | 10162618 | -30332756.63 | 98347052.88 | 0 |  | Total Dismantling Reserves | 874797 | 452574 | -6476 | 16091 | 1336986 | 0 |  | Total Dismantling Reserves | 5073370 | 0 | 0 | 0 | 5073370 | 0 |  | Total Dismantling Reserves | 118746472 | 3516718.51 | 10169094 | -30348847.63 | 102083436.88 | 0 |  | Total Dismantling Reserves | 3499188 | 1810296 | -25904 | 64364 | 5347944 | 0 |  | Total Dismantling Reserves | 13171218 | 580368.49 | 0 | -1865397.37 | 11886189.12 | 0 |  | Total Dismantling Reserves | 128418502 | 2286791 | 10194998 | -32278609 | 108621682 | 0 | 2007 | 10 | 936 | 108 | 50 | 6 | 000 | 195.75 | BOARD, SCAFFOLD 1-1/2 IN X 9-3/4 IN X 16 FT OSHA/ANSI APPR | 005001 | 088460 | Materials | [10 empty] | 2011 | 11 | 971 | 108 | 50 | 0 | 000 | 22000 | Labor
[72 empty] | 2007 | 10 | 936 | 108 | 50 | 6 | 000 | 210.22 | DRUM, 55 GAL OPEN HEAD W/BOLT TYPE LOCK RING | 005001 | 042262 | Materials | [10 empty] | 2011 | 11 | 992 | 108 | 50 | 0 | 992 | 3178 | Labor
| Check Figure | 36800415 | 17703962 | 68709623 | -24866947 | 98347053 |  |  | Check Figure | -77747484 | 13734669 | 58547005 | 5465810 | 0 |  |  | Check Figure | 114547899 | 3969292.51 | 10162618 | -30332756.63 | 98347052.88 |  |  | Check Figure | 874797 | 452574 | -6476 | 16091 | 1336986 |  |  | Check Figure | 5073370 | 0 | 0 | 0 | 5073370 |  |  | Check Figure | 118746472 | 3516718.51 | 10169094 | -30348847.63 | 102083436.88 |  |  | Check Figure | 3499188 | 1810296 | -25904 | 64364 | 5347944 |  |  | Check Figure | 13171218 | 580368.49 | 0 | -1865397.37 | 11886189.12 |  |  | Check Figure | 128418502 | 2286791 | 10194998 | -32278609 | 108621682 |  | 2007 | 10 | 936 | 108 | 50 | 6 | 000 | 226.68 | DRUM, 55 GAL OPEN HEAD W/BOLT TYPE LOCK RING | 005001 | 042264 | Materials | [10 empty] | 2011 | 12 | 104 | 108 | 50 | 0 | 926 | 1157 | Labor
| Variance | 1 | 0 | 0 | 0 | 1 |  |  | Variance | 0 | 0 | 0 | 0 | 0 |  |  | Variance | 0 | 0 | 0 | 0 | 0 |  |  | Variance | 0 | 0 | 0 | 0 | 0 |  |  | Variance | 0 | 0 | 0 | 0 | 0 |  |  | Variance | 0 | 0 | 0 | 0 | 0 |  |  | Variance | 0 | 0 | 0 | 0 | 0 |  |  | Variance | 0 | 0 | 0 | 0 | 0 |  |  | Variance | 0 | 0 | 0 | 0 | 0 |  | 2007 | 10 | 936 | 108 | 50 | 6 | 000 | 21.33 | FILTER, 3M FOR ACID GAS/DUST/FUMES/MISTS/ASBESTOS P/N 2096 | 005001 | 042625 | Materials | [10 empty] | 2011 | 12 | 961 | 108 | 50 | 0 | 000 | 3000 | Labor
[72 empty] | 2007 | 10 | 936 | 108 | 50 | 6 | 000 | 25.73 | PLYWOOD, EXTERIOR SHEATHING CD 3/4 IN X 4 FT X 8 FT | 005001 | 088416 | Materials | [10 empty] | 2011 | 12 | 970 | 108 | 50 | 0 | 000 | 2000 | Labor
[5 empty] | ARO Transfer | -16294039 | [14 empty] | ARO Transfer | -16294039 | [22 empty] | ARO Transfer | -16294039 | [22 empty] | ARO Transfer | -16294039 |  | 2007 | 10 | 936 | 108 | 50 | 6 | 000 | 30.08 | RESPIRATOR, 3M HALF FACE MEDIUM 6200 SERIES | 005001 | 042625 | Materials | [10 empty] | 2011 | 12 | 971 | 108 | 50 | 0 | 000 | 22000 | Labor
[5 empty] | 2011 G/L Balance | 82053013 | [14 empty] | 2011 G/L Balance | 82053013.88 | [22 empty] | 2010 G/L Balance | 85789397.88 | [22 empty] | 2006 G/L Balance | 92327643 |  | 2007 | 10 | 936 | 108 | 50 | 6 | 000 | 529.22 | WOOD, CONSTRUCTION FIR 2 IN X 4 IN X 16 FT OR EQUAL | 005001 | 088416 | Materials | [10 empty] | 2011 | 12 | 992 | 108 | 50 | 0 | 992 | 3293 | Labor
[5 empty] | Check Figure | 82053014 | [14 empty] | Check Figure | 82053013.77 | [22 empty] | Check Figure | 85789397.77 | [22 empty] | Check Figure | 92327643 |  | 2007 | 10 | 936 | 108 | 50 | 6 | 000 | 102.15 | WOOD, CONSTRUCTION FIR 2 IN X 4 IN X 16 FT OR EQUAL | 005001 | 088448 | Materials | [10 empty] | 2011 | 1 | 936 | 108 | 50 | 3 | 000 | 250000 | Labor
[5 empty] | Variance | 1 | [14 empty] | Variance | -0.11 | [22 empty] | Variance | -0.11 | [22 empty] | Variance | 0 |  | 2007 | 11 | 936 | 108 | 50 | 6 | 000 | 36.8 | PLYWOOD, EXTERIOR SHEATHING CD 3/8 IN X 4 FT X 8 FT | 005001 | 088628 | Materials | [10 empty] | 2011 | 2 | 936 | 108 | 50 | 3 | 000 | 250000 | Labor
[72 empty] | 2007 | 11 | 936 | 108 | 50 | 6 | 100 | 15.23 | BROOM, PUSH OFFICE 18 IN W/O HANDLE | 005001 | 043049 | Materials | [10 empty] | 2011 | 3 | 936 | 108 | 50 | 3 | 000 | 300000 | Labor
[72 empty] | 2007 | 11 | 936 | 108 | 50 | 6 | 100 | 4.94 | HANDLE, BROOM 18 IN OFFICE PUSH 5 IN METAL THREAD | 005001 | 043049 | Materials | [10 empty] | 2011 | 4 | 936 | 108 | 50 | 3 | 000 | 200000 | Labor
[72 empty] | 2007 | 11 | 936 | 108 | 50 | 6 | 100 | 103.39 | PLYWOOD, EXTERIOR SHEATHING CD 3/4 IN X 4 FT X 8 FT | 005001 | 088763 | Materials | [10 empty] | 2011 | 5 | 936 | 108 | 50 | 3 | 000 | 200000 | Labor
[72 empty] | 2007 | 11 | 936 | 108 | 51 | 6 | 000 | 6.18 | BRACKET, FACE SHIELD P/N 100G | 005001 | 043126 | Materials | [10 empty] | 2011 | 6 | 936 | 108 | 50 | 3 | 000 | 400000 | Labor
[72 empty] | 2007 | 11 | 936 | 108 | 51 | 6 | 000 | 1962.5 | CABLE, WELDING 2/0 CU 500 FT REEL BLACK JACKET | 005001 | 088780 | Materials | [10 empty] | 2011 | 7 | 936 | 108 | 50 | 3 | 000 | 475200 | Labor
[72 empty] | 2007 | 11 | 936 | 108 | 51 | 6 | 000 | 961.68 | CLOTH, HI-TEMP HEAT RESISTANT ASB SUB 1/16 IN X 36 IN | 005001 | 043113 | Materials | [10 empty] | 2011 | 8 | 936 | 108 | 50 | 3 | 000 | 500000 | Labor
[72 empty] | 2007 | 11 | 936 | 108 | 51 | 6 | 000 | 961.68 | CLOTH, HI-TEMP HEAT RESISTANT ASB SUB 1/16 IN X 36 IN | 005001 | 043130 | Materials | [10 empty] | 2011 | 9 | 936 | 108 | 50 | 3 | 000 | 500000 | Labor
[72 empty] | 2007 | 11 | 936 | 108 | 51 | 6 | 000 | 34.36 | CONNECTOR, MECH. TWECO #2-MBC-2 1/0, 2/0, 3/0 FEMALE | 005001 | 028042 | Materials | [10 empty] | 2011 | 10 | 936 | 108 | 50 | 3 | 000 | 500000 | Labor
[72 empty] | 2007 | 11 | 936 | 108 | 51 | 6 | 000 | 51.54 | CONNECTOR, MECH. TWECO #2-MBC-2 1/0, 2/0, 3/0 FEMALE | 005001 | 043116 | Materials | [10 empty] | 2011 | 11 | 936 | 108 | 50 | 3 | 000 | 500000 | Labor
[72 empty] | 2007 | 11 | 936 | 108 | 51 | 6 | 000 | 66.36 | CONNECTOR, MECH. 1/0, 2/0, 3/0 MALE (2/BOX) | 005001 | 028042 | Materials | [10 empty] | 2011 | 12 | 936 | 108 | 50 | 3 | 000 | 600000 | Labor
[72 empty] | 2007 | 11 | 936 | 108 | 51 | 6 | 000 | 16.59 | CONNECTOR, MECH. 1/0, 2/0, 3/0 MALE (2/BOX) | 005001 | 043116 | Materials | [10 empty] | 2011 | 1 | 104 | 108 | 50 | 70 | 926 | 464 | Labor
[72 empty] | 2007 | 11 | 936 | 108 | 51 | 6 | 000 | 46.21 | GLOVES, WELDING LEATHER LARGE | 005001 | 043108 | Materials | [10 empty] | 2011 | 1 | 961 | 108 | 50 | 70 | 000 | 1200 | Labor
[72 empty] | 2007 | 11 | 936 | 108 | 56 | 6 | 000 | 1503.66 | BAG, WOVEN POLYPROPYLENE 26 IN X 40 IN | 005001 | 043081 | Materials | [10 empty] | 2011 | 1 | 970 | 108 | 50 | 70 | 000 | 400 | Labor
[72 empty] | 2007 | 12 | 936 | 108 | 50 | 6 | 000 | 5.41 | AIR FRESHENER, CONTROL MIST AEROSOL CAN LIME/CITRUS | 005001 | 043167 | Materials | [10 empty] | 2011 | 1 | 971 | 108 | 50 | 70 | 000 | 2000 | Labor
[72 empty] | 2007 | 12 | 936 | 108 | 50 | 6 | 000 | 69.99 | ELECTRODE, WELDING 7018 1/8 IN ATOM ARC | 005001 | 043167 | Materials | [10 empty] | 2011 | 1 | 992 | 108 | 50 | 70 | 992 | 1318 | Labor
[72 empty] | 2007 | 12 | 936 | 108 | 51 | 6 | 000 | 6.13 | BRACKET, FACE SHIELD P/N 100G | 005001 | 043166 | Materials | [10 empty] | 2011 | 2 | 104 | 108 | 50 | 70 | 926 | 419 | Labor
[72 empty] | 2007 | 12 | 936 | 108 | 51 | 6 | 000 | 5.98 | BRACKET, FACE SHIELD P/N 100G | 005001 | 043225 | Materials | [10 empty] | 2011 | 2 | 961 | 108 | 50 | 70 | 000 | 1200 | Labor
[72 empty] | 2007 | 12 | 936 | 108 | 51 | 6 | 000 | 31.9 | BULB, FLASHLIGHT FOR ULTRA-STINGER P/N 78914 | 005001 | 043181 | Materials | [10 empty] | 2011 | 2 | 970 | 108 | 50 | 70 | 000 | 400 | Labor
[72 empty] | 2007 | 12 | 936 | 108 | 51 | 6 | 000 | 953.74 | CLOTH, HI-TEMP HEAT RESISTANT ASB SUB 1/16 IN X 36 IN | 005001 | 043427 | Materials | [10 empty] | 2011 | 2 | 971 | 108 | 50 | 70 | 000 | 2000 | Labor
[72 empty] | 2007 | 12 | 936 | 108 | 51 | 6 | 000 | 99.54 | COVERALL, PROTECTIVE/DISPOSABLE W/HOOD & BOOTS WH X-LARGE | 005001 | 043166 | Materials | [10 empty] | 2011 | 2 | 992 | 108 | 50 | 70 | 992 | 1194 | Labor
[72 empty] | 2007 | 12 | 936 | 108 | 51 | 6 | 000 | 5.33 | FILTER, 3M FOR ACID GAS/DUST/FUMES/MISTS/ASBESTOS P/N 2096 | 005001 | 043366 | Materials | [10 empty] | 2011 | 3 | 104 | 108 | 50 | 70 | 926 | 464 | Labor
[72 empty] | 2007 | 12 | 936 | 108 | 51 | 6 | 000 | 32.36 | GLOVE, DRIVER GRAIN PALM W/SPLIT LEATHER BACK LARGE | 005001 | 043174 | Materials | [10 empty] | 2011 | 3 | 961 | 108 | 50 | 70 | 000 | 1200 | Labor
[72 empty] | 2007 | 12 | 936 | 108 | 51 | 6 | 000 | 32.25 | GLOVE, DRIVER GRAIN PALM W/SPLIT LEATHER BACK MEDIUM | 005001 | 043174 | Materials | [10 empty] | 2011 | 3 | 970 | 108 | 50 | 70 | 000 | 400 | Labor
[72 empty] | 2007 | 12 | 936 | 108 | 51 | 6 | 000 | 20.06 | GLOVES, LEATHER PALM RUBBERIZED, SIZE MEDIUM | 005001 | 043294 | Materials | [10 empty] | 2011 | 3 | 971 | 108 | 50 | 70 | 000 | 2800 | Labor
[72 empty] | 2007 | 12 | 936 | 108 | 51 | 6 | 000 | 69.31 | GLOVES, WELDING LEATHER LARGE | 005001 | 043294 | Materials | [10 empty] | 2011 | 3 | 992 | 108 | 50 | 70 | 992 | 1318 | Labor
[72 empty] | 2007 | 12 | 936 | 108 | 51 | 6 | 000 | 10.71 | RESPIRATOR, PARTICULATE N95 RATED NIOSH 42CFR84 P/N 8210 | 005001 | 043313 | Materials | [10 empty] | 2011 | 4 | 104 | 108 | 50 | 70 | 926 | 449 | Labor
[72 empty] | 2007 | 12 | 936 | 108 | 51 | 6 | 000 | 10.47 | RESPIRATOR, PARTICULATE N95 RATED NIOSH 42CFR84 P/N 8210 | 005001 | 043366 | Materials | [10 empty] | 2011 | 4 | 961 | 108 | 50 | 70 | 000 | 1200 | Labor
[72 empty] | 2007 | 12 | 936 | 108 | 51 | 6 | 000 | 7.78 | RESPIRATOR, 3M HALF FACE LARGE 6300 SERIES | 005001 | 043366 | Materials | [10 empty] | 2011 | 4 | 970 | 108 | 50 | 70 | 000 | 800 | Labor
[72 empty] | 2007 | 12 | 936 | 108 | 51 | 6 | 000 | 11.02 | SHIELD, FACE DARK GREEN 15-1/2 X 9 IN LONG .060 THICKNESS | 005001 | 043166 | Materials | [10 empty] | 2011 | 4 | 971 | 108 | 50 | 70 | 000 | 2800 | Labor
[72 empty] | 2007 | 12 | 936 | 108 | 51 | 6 | 000 | 22.13 | SHIELD, FACE DARK GREEN 15-1/2 X 9 IN LONG .060 THICKNESS | 005001 | 043225 | Materials | [10 empty] | 2011 | 4 | 992 | 108 | 50 | 70 | 992 | 1271 | Labor
[72 empty] | 2007 | 12 | 936 | 108 | 51 | 6 | 000 | 33.57 | SHIELD, FACE DARK GREEN 15-1/2 X 9 IN LONG .060 THICKNESS | 005001 | 043315 | Materials | [10 empty] | 2011 | 5 | 104 | 108 | 50 | 70 | 926 | 464 | Labor
[72 empty] | 2007 | 12 | 936 | 108 | 55 | 6 | 100 | 418.02 | ANGLE, HOT ROLL 4 X 4 X 3/8 | 005001 | 043215 | Materials | [10 empty] | 2011 | 5 | 961 | 108 | 50 | 70 | 000 | 1200 | Labor
[72 empty] | 2007 | 12 | 936 | 108 | 55 | 6 | 100 | 5.62 | BATTERY, ALKALINE SIZE AA 1.5V P/N EN91 | 005001 | 043325 | Materials | [10 empty] | 2011 | 5 | 970 | 108 | 50 | 70 | 000 | 800 | Labor
[72 empty] | 2007 | 12 | 936 | 108 | 55 | 6 | 100 | 14.47 | BROOMS, WAREHOUSE, CORN, #40. | 005001 | 043200 | Materials | [10 empty] | 2011 | 5 | 971 | 108 | 50 | 70 | 000 | 3600 | Labor
[72 empty] | 2007 | 12 | 936 | 108 | 55 | 6 | 100 | 24.2 | CLIP, WIRE ROPE 5/16 IN | 005001 | 043279 | Materials | [10 empty] | 2011 | 5 | 992 | 108 | 50 | 70 | 992 | 1318 | Labor
[72 empty] | 2007 | 12 | 936 | 108 | 55 | 6 | 100 | 30.03 | LINER, PLASTIC 30 GAL 1 MIL 16" X 14" X 36" MEDIUM | 005001 | 043325 | Materials | [10 empty] | 2011 | 6 | 104 | 108 | 50 | 70 | 926 | 449 | Labor
[72 empty] | 2007 | 12 | 936 | 108 | 56 | 6 | 000 | 1970.4 | BAG, WOVEN POLYPROPYLENE 26 IN X 40 IN | 005001 | 043147 | Materials | [10 empty] | 2011 | 6 | 961 | 108 | 50 | 70 | 000 | 1200 | Labor
[72 empty] | 2008 | 1 | 936 | 108 | 54 | 6 | 000 | 2062.36 | BAG, WOVEN POLYPROPYLENE 26 IN X 40 IN | 005001 | 043719 | Materials | [10 empty] | 2011 | 6 | 970 | 108 | 50 | 70 | 000 | 800 | Labor
[72 empty] | 2008 | 1 | 936 | 108 | 54 | 6 | 000 | 6.38 | BLEACH, HOUSEHOLD 5.25% SODIUM HYPOCHLORITE | 005001 | 043715 | Materials | [10 empty] | 2011 | 6 | 971 | 108 | 50 | 70 | 000 | 7200 | Labor
[72 empty] | 2008 | 1 | 936 | 108 | 54 | 6 | 000 | 2.51 | LAMP, FLOODLIGHT 120V 150 MED SKIRT P/N PAR 38 | 005001 | 043621 | Materials | [10 empty] | 2011 | 6 | 992 | 108 | 50 | 70 | 992 | 1271 | Labor
[72 empty] | 2008 | 1 | 936 | 108 | 54 | 6 | 000 | 9.29 | RAINWEAR, SUIT MEDIUM P/N 200-3 M | 005001 | 043705 | Materials | [10 empty] | 2011 | 7 | 104 | 108 | 50 | 70 | 926 | 464 | Labor
[72 empty] | 2008 | 1 | 936 | 108 | 54 | 6 | 000 | 8.71 | RAINWEAR, SUIT X-LARGE P/N 200-3 XL | 005001 | 043705 | Materials | [10 empty] | 2011 | 7 | 961 | 108 | 50 | 70 | 000 | 1200 | Labor
[72 empty] | 2008 | 2 | 936 | 108 | 54 | 6 | 000 | 3.81 | BATTERY, 6 VOLT SPRING TYPE 2-5/8" X 2-5/8" X 4" 12/BX | 005001 | 044044 | Materials | [10 empty] | 2011 | 7 | 970 | 108 | 50 | 70 | 000 | 800 | Labor
[72 empty] | 2008 | 2 | 936 | 108 | 54 | 6 | 000 | 6.19 | LANTERN, WEATHER PROOF FLOATING EVEREADY | 005001 | 044044 | Materials | [10 empty] | 2011 | 7 | 971 | 108 | 50 | 70 | 000 | 7200 | Labor
[72 empty] | 2008 | 3 | 936 | 108 | 53 | 6 | 000 | 310.03 | CABLE, TYPE SO 600V 12 AWG 3 COND | 005001 | 089996 | Materials | [10 empty] | 2011 | 7 | 992 | 108 | 50 | 70 | 992 | 1318 | Labor
[72 empty] | 2008 | 3 | 936 | 108 | 54 | 6 | 000 | 7.76 | VINEGAR, WHITE 1 GAL CONTAINER | 005001 | 045145 | Materials | [10 empty] | 2011 | 8 | 104 | 108 | 50 | 70 | 926 | 464 | Labor
[72 empty] | 2008 | 3 | 936 | 108 | 55 | 6 | 000 | 944.99 | FLASH TUBE, P/N 4663-01 | 005001 | 035538 | Materials | [10 empty] | 2011 | 8 | 961 | 108 | 50 | 70 | 000 | 1200 | Labor
[72 empty] | 2008 | 3 | 936 | 108 | 55 | 6 | 000 | -944.99 | FLASH TUBE, P/N 4663-01 | 005001 | 041210 | Materials | [10 empty] | 2011 | 8 | 970 | 108 | 50 | 70 | 000 | 800 | Labor
[72 empty] | 2008 | 3 | 936 | 108 | 55 | 6 | 000 | 1124.55 | TUBE, FLASH SERIES 8000 P/N 803-0419-B | 005001 | 035538 | Materials | [10 empty] | 2011 | 8 | 971 | 108 | 50 | 70 | 000 | 7200 | Labor
[72 empty] | 2008 | 3 | 936 | 108 | 55 | 6 | 000 | -1124.55 | TUBE, FLASH SERIES 8000 P/N 803-0419-B | 005001 | 041210 | Materials | [10 empty] | 2011 | 8 | 992 | 108 | 50 | 70 | 992 | 1318 | Labor
[72 empty] | 2008 | 5 | 936 | 108 | 50 | 6 | 000 | -68.59 | CLIP, WIRE ROPE 1/2 IN | 005001 | 015891 | Materials | [10 empty] | 2011 | 9 | 104 | 108 | 50 | 70 | 926 | 449 | Labor
[72 empty] | 2008 | 5 | 936 | 108 | 50 | 6 | 000 | 111.8 | CLIP, WIRE ROPE 1/2 IN | 005001 | 045745 | Materials | [10 empty] | 2011 | 9 | 961 | 108 | 50 | 70 | 000 | 1200 | Labor
[72 empty] | 2008 | 5 | 936 | 108 | 56 | 6 | 000 | 10.5 | BOOTS, RUBBER KNEE SAFETY TOE SIZE 9 | 005001 | 045999 | Materials | [10 empty] | 2011 | 9 | 970 | 108 | 50 | 70 | 000 | 800 | Labor
[72 empty] | 2008 | 5 | 936 | 108 | 56 | 6 | 000 | 10.94 | BOOTS, RUBBER KNEE SAFETY TOE SIZE 10 | 005001 | 045999 | Materials | [10 empty] | 2011 | 9 | 971 | 108 | 50 | 70 | 000 | 8800 | Labor
[72 empty] | 2008 | 5 | 936 | 108 | 56 | 6 | 000 | 10.83 | BOOTS, RUBBER KNEE SAFETY TOE SIZE 13 | 005001 | 045999 | Materials | [10 empty] | 2011 | 9 | 992 | 108 | 50 | 70 | 992 | 1271 | Labor
[72 empty] | 2008 | 5 | 936 | 108 | 56 | 6 | 000 | 10.84 | CEMENT, PVC GRAY UNI-WELD 1700 | 005001 | 045925 | Materials | [10 empty] | 2011 | 10 | 104 | 108 | 50 | 70 | 926 | 464 | Labor
[72 empty] | 2008 | 5 | 936 | 108 | 56 | 6 | 000 | 5.15 | PRIMER CLEANER FOR PVC PIPE AND FITTINGS P/N UNI-WELD 8800 | 005001 | 045925 | Materials | [10 empty] | 2011 | 10 | 961 | 108 | 50 | 70 | 000 | 1200 | Labor
[72 empty] | 2008 | 5 | 936 | 108 | 56 | 6 | 000 | 52.98 | WHIP, WELDERS 10 FT | 005001 | 046057 | Materials | [10 empty] | 2011 | 10 | 970 | 108 | 50 | 70 | 000 | 800 | Labor
[72 empty] | 2008 | 6 | 936 | 108 | 50 | 6 | 000 | 23.42 | LUBRICANT, WIRE PULLING IDEAL YELLOW 77 P/N 31-351 | 005001 | 046153 | Materials | [10 empty] | 2011 | 10 | 971 | 108 | 50 | 70 | 000 | 8800 | Labor
[72 empty] | 2008 | 6 | 936 | 108 | 50 | 6 | 000 | 77.7 | TAPE, PULLING, POLYSTER, RATED AT 1250#, W/PRINTED SEQ. FTG. | 005001 | 046158 | Materials | [10 empty] | 2011 | 10 | 992 | 108 | 50 | 70 | 992 | 1318 | Labor
[72 empty] | 2008 | 6 | 936 | 108 | 50 | 6 | 000 | 126.26 | WIRE, BUILDING HOOK-UP TYPE THHN 600V 12 AWG STR BLACK | 005001 | 046153 | Materials | [10 empty] | 2011 | 11 | 104 | 108 | 50 | 70 | 926 | 449 | Labor
[72 empty] | 2008 | 6 | 936 | 108 | 50 | 6 | 000 | 63.99 | WIRE, BUILDING HOOK-UP TYPE THHN 600V 12 AWG STR BLUE | 005001 | 046153 | Materials | [10 empty] | 2011 | 11 | 961 | 108 | 50 | 70 | 000 | 1200 | Labor
[72 empty] | 2008 | 6 | 936 | 108 | 50 | 6 | 000 | 182.07 | WIRE, BUILDING HOOK-UP TYPE THHN 600V 12 AWG STR GREEN | 005001 | 046153 | Materials | [10 empty] | 2011 | 11 | 970 | 108 | 50 | 70 | 000 | 800 | Labor
[72 empty] | 2008 | 6 | 936 | 108 | 50 | 6 | 000 | 127.5 | WIRE, BUILDING HOOK-UP TYPE THHN 600V 12 AWG STR RED | 005001 | 046153 | Materials | [10 empty] | 2011 | 11 | 971 | 108 | 50 | 70 | 000 | 8800 | Labor
[72 empty] | 2008 | 6 | 936 | 108 | 50 | 6 | 000 | 188.81 | WIRE, BUILDING HOOK-UP TYPE THHN 600V 12 AWG STR WHITE | 005001 | 046153 | Materials | [10 empty] | 2011 | 11 | 992 | 108 | 50 | 70 | 992 | 1271 | Labor
[72 empty] | 2008 | 6 | 936 | 108 | 54 | 6 | 000 | 8.56 | COVERALL, PROTECTIVE/DISPOSABLE W/HOOD & BOOTS WH LARGE | 005001 | 046338 | Materials | [10 empty] | 2011 | 12 | 104 | 108 | 50 | 70 | 926 | 463 | Labor
[72 empty] | 2008 | 6 | 936 | 108 | 54 | 6 | 000 | 17.98 | LINER, PLASTIC 30 GAL 1 MIL 16" X 14" X 36" MEDIUM | 005001 | 046175 | Materials | [10 empty] | 2011 | 12 | 961 | 108 | 50 | 70 | 000 | 1200 | Labor
[72 empty] | 2008 | 6 | 936 | 108 | 54 | 6 | 000 | 51.41 | SPRAYER, GARDEN 1.5 GAL POLYETHYLENE TANK | 005001 | 046338 | Materials | [10 empty] | 2011 | 12 | 970 | 108 | 50 | 70 | 000 | 800 | Labor
[72 empty] | 2008 | 7 | 936 | 108 | 50 | 6 | 000 | 16.21 | BLADE, H.S. METAL CUTTING B&D #40113 14 TOOTH 6 IN LG | 005001 | 046619 | Materials | [10 empty] | 2011 | 12 | 971 | 108 | 50 | 70 | 000 | 8800 | Labor
[72 empty] | 2008 | 7 | 936 | 108 | 50 | 6 | 000 | 4.85 | BUSHING, REDUCING 3/4 IN TO 1/2 IN | 005001 | 042578 | Materials | [10 empty] | 2011 | 12 | 992 | 108 | 50 | 70 | 992 | 1317 | Labor
[72 empty] | 2008 | 7 | 936 | 108 | 50 | 6 | 000 | 6.49 | BUSHING, REDUCING 1 IN TO 1/2 IN | 005001 | 046527 | Materials
[72 empty] | 2008 | 7 | 936 | 108 | 50 | 6 | 000 | 32.17 | BUSHING, REDUCING 2 IN TO 1 | 005001 | 046528 | Materials
[72 empty] | 2008 | 7 | 936 | 108 | 50 | 6 | 000 | 34.29 | CLAMP, BEAM RIGID CONDUIT RIGHT ANGLE TYPE RC 2 IN | 005001 | 046393 | Materials
[72 empty] | 2008 | 7 | 936 | 108 | 50 | 6 | 000 | 3.44 | CLAMP, BEAM RIGID CONDUIT RIGHT ANGLE TYPE RC 2 IN | 005001 | 046423 | Materials
[72 empty] | 2008 | 7 | 936 | 108 | 50 | 6 | 000 | 71.72 | CONDUIT, ALUMINUM 1 IN 10 FT WITH COUPLING | 005001 | 046421 | Materials
[72 empty] | 2008 | 7 | 936 | 108 | 50 | 6 | 000 | 59.8 | CONDUIT, ALUMINUM 1-1/2 IN 10 FT WITH COUPLING | 005001 | 046422 | Materials
[72 empty] | 2008 | 7 | 936 | 108 | 50 | 6 | 000 | 304.12 | CONDUIT, ALUMINUM 2 IN 10 FT WITH COUPLING | 005001 | 046424 | Materials
[72 empty] | 2008 | 7 | 936 | 108 | 50 | 6 | 000 | 25.94 | CONDULET, FORM 7 TYPE LB-57 THRD 1-1/2 IN CROUSE-HINDS | 005001 | 046393 | Materials
[72 empty] | 2008 | 7 | 936 | 108 | 50 | 6 | 000 | 65.94 | CONDULET, FORM 7 TYPE LB-57 THRD 1-1/2 IN CROUSE-HINDS | 005001 | 046409 | Materials
[72 empty] | 2008 | 7 | 936 | 108 | 50 | 6 | 000 | 21.69 | CONDULET, FORM 7 TYPE LL-57 THRD 1-1/2 IN CROUSE-HINDS | 005001 | 046393 | Materials
[72 empty] | 2008 | 7 | 936 | 108 | 50 | 6 | 000 | 41.63 | CONDULET, FORM 7 TYPE LL-57 THRD 1-1/2 IN CROUSE-HINDS | 005001 | 046428 | Materials
[72 empty] | 2008 | 7 | 936 | 108 | 50 | 6 | 000 | 62.37 | CONDULET, FORM 7 TYPE LR-57 THRD 1-1/2 IN CROUSE-HINDS | 005001 | 046408 | Materials
[72 empty] | 2008 | 7 | 936 | 108 | 50 | 6 | 000 | 135.69 | CORD, EXTENSION 50 FT W/DUPLEX RECEPTACLE 16/3 W/GROUND | 005001 | 090820 | Materials
[72 empty] | 2008 | 7 | 936 | 108 | 50 | 6 | 000 | 6.92 | COVER, CONDULET FORM 7 FERALOY 1-1/2 IN C/H | 005001 | 046393 | Materials
[72 empty] | 2008 | 7 | 936 | 108 | 50 | 6 | 000 | 60.32 | COVER, CONDULET FORM 7 FERALOY 1-1/2 IN C/H | 005001 | 046426 | Materials
[72 empty] | 2008 | 7 | 936 | 108 | 50 | 6 | 000 | 106.03 | COVERALL, PROTECTIVE/DISPOSABLE W/HOOD & BOOTS WH LARGE | 005001 | 046566 | Materials
[72 empty] | 2008 | 7 | 936 | 108 | 50 | 6 | 000 | 180.18 | COVERALL, PROTECTIVE/DISPOSABLE W/HOOD & BOOTS WH LARGE | 005001 | 046619 | Materials
[72 empty] | 2008 | 7 | 936 | 108 | 50 | 6 | 000 | 43.15 | COVERALL, PROTECTIVE/DISPOSABLE W/HOOD & BOOTS WH X-LARGE | 005001 | 046566 | Materials
[72 empty] | 2008 | 7 | 936 | 108 | 50 | 6 | 000 | -86.22 | DRUM, 55 GAL OPEN HEAD W/BOLT TYPE LOCK RING | 005001 | 016422 | Materials
[72 empty] | 2008 | 7 | 936 | 108 | 50 | 6 | 000 | 43.11 | DRUM, 55 GAL OPEN HEAD W/BOLT TYPE LOCK RING | 005001 | 046443 | Materials
[72 empty] | 2008 | 7 | 936 | 108 | 50 | 6 | 000 | 86.22 | DRUM, 55 GAL OPEN HEAD W/BOLT TYPE LOCK RING | 005001 | 046448 | Materials
[72 empty] | 2008 | 7 | 936 | 108 | 50 | 6 | 000 | 12.86 | FLUID, METAL CUTTING SPRAY TAP HB-1 QT CAN W/SPOUT | 005001 | 046676 | Materials
[72 empty] | 2008 | 7 | 936 | 108 | 50 | 6 | 000 | 9.82 | GASKET, NEOPRENE CONDULET SOLID FORM 7 1-1/2IN P/N GASK575 | 005001 | 046393 | Materials
[72 empty] | 2008 | 7 | 936 | 108 | 50 | 6 | 000 | 14.17 | GASKET, NEOPRENE CONDULET SOLID FORM 7 1-1/2IN P/N GASK575 | 005001 | 046427 | Materials
[72 empty] | 2008 | 7 | 936 | 108 | 50 | 6 | 000 | 11.67 | HUB, ZINC SCRU-TITE 1 IN | 005001 | 046393 | Materials
[72 empty] | 2008 | 7 | 936 | 108 | 50 | 6 | 000 | 10.61 | HUB, ZINC SCRU-TITE 1-1/2 IN | 005001 | 046393 | Materials
[72 empty] | 2008 | 7 | 936 | 108 | 50 | 6 | 000 | 15.43 | HUB, ZINC SCRU-TITE 2 IN | 005001 | 046393 | Materials
[72 empty] | 2008 | 7 | 936 | 108 | 50 | 6 | 000 | 15.19 | HUB, ZINC SCRU-TITE 2 IN | 005001 | 046425 | Materials
[72 empty] | 2008 | 7 | 936 | 108 | 50 | 6 | 000 | 6.75 | LOCK, PADLOCK MASTER NO. 1D KEYED DIFFERENT LARGE | 005001 | 046504 | Materials
[72 empty] | 2008 | 7 | 936 | 108 | 50 | 6 | 000 | 3.79 | PHOTO CONTROL, 1000W GRAY COVER 120V | 005001 | 046627 | Materials
[72 empty] | 2008 | 7 | 936 | 108 | 50 | 6 | 000 | 3.29 | STRAP, PIPE RIGID 1 IN P/N 702 1 EG | 005001 | 046393 | Materials
[72 empty] | 2008 | 7 | 936 | 108 | 50 | 6 | 000 | 2.79 | STRAP, PIPE RIGID 1-1/2 IN P/N 702 1 1/2 EG | 005001 | 046393 | Materials
[72 empty] | 2008 | 7 | 936 | 108 | 50 | 6 | 000 | 5.96 | STRAP, PIPE RIGID 2 IN P/N 702 2 EG | 005001 | 046393 | Materials
[72 empty] | 2008 | 8 | 936 | 108 | 50 | 6 | 000 | 0.32 | ADAPTER, CONDUIT PVC FEMALE 1 IN SCH 40 SOC X FPT | 005001 | 046899 | Materials
[72 empty] | 2008 | 8 | 936 | 108 | 50 | 6 | 000 | 509.84 | BAG, WOVEN POLYPROPYLENE 26 IN X 40 IN | 005001 | 046828 | Materials
[72 empty] | 2008 | 8 | 936 | 108 | 50 | 6 | 000 | 509.84 | BAG, WOVEN POLYPROPYLENE 26 IN X 40 IN | 005001 | 046830 | Materials
[72 empty] | 2008 | 8 | 936 | 108 | 50 | 6 | 000 | 509.84 | BAG, WOVEN POLYPROPYLENE 26 IN X 40 IN | 005001 | 046831 | Materials
[72 empty] | 2008 | 8 | 936 | 108 | 50 | 6 | 000 | -15.45 | HUB, ZINC SCRU-TITE 2 IN | 005001 | 016613 | Materials
[72 empty] | 2008 | 8 | 936 | 108 | 50 | 6 | 000 | 8.43 | MOUNT, CABLE TIE (1.00 X 1.00) MAX WIDTH .190 4-WAY | 005001 | 046791 | Materials
[72 empty] | 2008 | 8 | 936 | 108 | 50 | 6 | 000 | 386.2 | WOOD, CONSTRUCTION FIR 2 IN X 4 IN X 16 FT OR EQUAL | 005001 | 090997 | Materials
[72 empty] | 2008 | 9 | 936 | 108 | 50 | 6 | 000 | 94.71 | DRUM, 55 GAL OPEN HEAD W/BOLT TYPE LOCK RING | 005001 | 047121 | Materials
[72 empty] | 2008 | 9 | 936 | 108 | 50 | 6 | 000 | 10.35 | RESPIRATOR, PARTICULATE N95 RATED NIOSH 42CFR84 P/N 8210 | 005001 | 047171 | Materials
[72 empty] | 2008 | 9 | 936 | 108 | 50 | 6 | 000 | 10.35 | RESPIRATOR, PARTICULATE N95 RATED NIOSH 42CFR84 P/N 8210 | 005001 | 047199 | Materials
[72 empty] | 2008 | 9 | 936 | 108 | 51 | 6 | 000 | 1477.8 | BAG, WOVEN POLYPROPYLENE 26 IN X 40 IN | 005001 | 047191 | Materials
[72 empty] | 2008 | 10 | 936 | 108 | 50 | 6 | 000 | 1477.8 | BAG, WOVEN POLYPROPYLENE 26 IN X 40 IN | 005001 | 047428 | Materials
[72 empty] | 2008 | 10 | 936 | 108 | 50 | 6 | 000 | 19.45 | BLADE, HSS 44-7/8 IN X 1/2 IN X .020 TK 18 TEETH PER IN | 005001 | 047434 | Materials
[72 empty] | 2008 | 10 | 936 | 108 | 50 | 6 | 000 | 303.79 | CLIP, WIRE ROPE 5/8 IN | 005001 | 047446 | Materials
[72 empty] | 2008 | 10 | 936 | 108 | 50 | 6 | 000 | 26.51 | CLIP, WIRE ROPE 5/8 IN | 005001 | 047506 | Materials
[72 empty] | 2008 | 10 | 936 | 108 | 50 | 6 | 000 | 20.08 | DISINFECTANT, 128 OUNCE LYSOL | 005001 | 047424 | Materials
[72 empty] | 2008 | 10 | 936 | 108 | 50 | 6 | 000 | 100.06 | ELECTRODE, WELDING 7018 1/8 IN ATOM ARC | 005001 | 047434 | Materials
[72 empty] | 2008 | 10 | 936 | 108 | 50 | 6 | 000 | 12.1 | RESPIRATOR, PARTICULATE N95 RATED NIOSH 42CFR84 P/N 8210 | 005001 | 047402 | Materials
[72 empty] | 2008 | 10 | 936 | 108 | 50 | 6 | 000 | 11.53 | RESPIRATOR, PARTICULATE N95 RATED NIOSH 42CFR84 P/N 8210 | 005001 | 047418 | Materials
[72 empty] | 2008 | 10 | 936 | 108 | 50 | 6 | 000 | 62.12 | TAPE, PULLING, POLYSTER, RATED AT 1250#, W/PRINTED SEQ. FTG. | 005001 | 048647 | Materials
[72 empty] | 2008 | 10 | 936 | 108 | 52 | 6 | 000 | 1971.76 | BAG, PLASTIC ASBESTOS DISPOSAL GANNON 33 IN X 50 IN X .006 | 005001 | 047549 | Materials
[72 empty] | 2008 | 10 | 936 | 108 | 52 | 6 | 000 | 1970.4 | BAG, WOVEN POLYPROPYLENE 26 IN X 40 IN | 005001 | 047508 | Materials
[72 empty] | 2008 | 11 | 936 | 108 | 50 | 6 | 000 | 88.24 | DRUM, 55 GAL OPEN HEAD W/BOLT TYPE LOCK RING | 005001 | 047752 | Materials
[72 empty] | 2008 | 11 | 936 | 108 | 50 | 6 | 000 | 88.24 | DRUM, 55 GAL OPEN HEAD W/BOLT TYPE LOCK RING | 005001 | 047763 | Materials
[72 empty] | 2008 | 11 | 936 | 108 | 50 | 6 | 000 | 22.31 | GLOVES, WELDING LEATHER MEDIUM | 005001 | 047743 | Materials
[72 empty] | 2008 | 11 | 936 | 108 | 50 | 6 | 000 | 11.04 | LAMP, METAL HALIDE 175W UNIVERSAL MOUNTING P/N M175U | 005001 | 047723 | Materials
[72 empty] | 2008 | 11 | 936 | 108 | 50 | 6 | 000 | 20.39 | LOCK, PADLOCK MASTER NO. 1D KEYED DIFFERENT LARGE | 005001 | 047748 | Materials
[72 empty] | 2008 | 11 | 936 | 108 | 50 | 6 | 000 | 40.96 | RESPIRATOR, FUME/DUST/MIST/OZONE 10 EA/BX P/N 8514 | 005001 | 047778 | Materials
[72 empty] | 2008 | 11 | 936 | 108 | 50 | 6 | 000 | 11.15 | RESPIRATOR, PARTICULATE N95 RATED NIOSH 42CFR84 P/N 8210 | 005001 | 047839 | Materials
[72 empty] | 2008 | 11 | 936 | 108 | 52 | 6 | 000 | 32.72 | BOOTS, RUBBER KNEE SAFETY TOE SIZE 8 | 005001 | 047894 | Materials
[72 empty] | 2008 | 11 | 936 | 108 | 52 | 6 | 000 | 182.04 | COVERALL, PROTECTIVE/DISPOSABLE W/HOOD & BOOTS WH X-LARGE | 005001 | 047767 | Materials
[72 empty] | 2008 | 11 | 936 | 108 | 52 | 6 | 000 | 5.89 | GLASSES, SAFETY GENESIS CLEAR LENS ANTIFOG P/N S3200X | 005001 | 047767 | Materials
[72 empty] | 2008 | 11 | 936 | 108 | 52 | 6 | 000 | 1.58 | GLASSES, SAFETY I/O ANSI Z87.1 RATED P/N 11328-00000 | 005001 | 047767 | Materials
[72 empty] | 2008 | 11 | 936 | 108 | 52 | 6 | 000 | 1.18 | GLASSES, SAFETY SMOKED ANSI Z87.1 RATED P/N 11327-00000 | 005001 | 047767 | Materials
[72 empty] | 2008 | 11 | 936 | 108 | 52 | 6 | 000 | 42.93 | GLOVE, DRIVER GRAIN PALM W/SPLIT LEATHER BACK LARGE | 005001 | 047767 | Materials
[72 empty] | 2008 | 11 | 936 | 108 | 52 | 6 | 000 | 43 | GLOVE, DRIVER GRAIN PALM W/SPLIT LEATHER BACK MEDIUM | 005001 | 047767 | Materials
[72 empty] | 2008 | 11 | 936 | 108 | 52 | 6 | 000 | 43.14 | GLOVE, DRIVER GRAIN PALM W/SPLIT LEATHER BACK X-LARGE | 005001 | 047767 | Materials
[72 empty] | 2008 | 11 | 936 | 108 | 52 | 6 | 000 | 19.91 | LINER, PLASTIC 30 GAL 1 MIL 16" X 14" X 36" MEDIUM | 005001 | 047876 | Materials
[72 empty] | 2008 | 11 | 936 | 108 | 54 | 6 | 000 | 111.93 | SWITCH, CONTROL TYPE SBM P/N SBM-D3D25T1S2V1 | 005001 | 047731 | Materials
[72 empty] | 2008 | 12 | 936 | 108 | 50 | 6 | 000 | 87.06 | GLOVE, DRIVER GRAIN PALM W/SPLIT LEATHER BACK SMALL | 005001 | 047960 | Materials
[72 empty] | 2008 | 12 | 936 | 108 | 52 | 6 | 000 | 3063.61 | BAG, WOVEN POLYPROPYLENE 26 IN X 40 IN | 005001 | 047980 | Materials
[72 empty] | 2009 | 1 | 936 | 108 | 50 | 6 | 000 | 115.77 | HANDRAIL, ASTM A500 GR B SCH 40 1 1/2 IN DIA | 005001 | 048488 | Materials
[72 empty] | 2009 | 1 | 936 | 108 | 52 | 6 | 000 | 11.05 | BOOTS, RUBBER KNEE SAFETY TOE SIZE 7 | 005001 | 048275 | Materials
[72 empty] | 2009 | 1 | 936 | 108 | 52 | 6 | 000 | 22.9 | BOOTS, RUBBER KNEE SAFETY TOE SIZE 8 | 005001 | 048275 | Materials
[72 empty] | 2009 | 1 | 936 | 108 | 52 | 6 | 000 | 11.53 | BOOTS, RUBBER KNEE SAFETY TOE SIZE 9 | 005001 | 048275 | Materials
[72 empty] | 2009 | 1 | 936 | 108 | 52 | 6 | 000 | 11.26 | BOOTS, RUBBER KNEE SAFETY TOE SIZE 10 | 005001 | 048275 | Materials
[72 empty] | 2009 | 1 | 936 | 108 | 52 | 6 | 000 | 119.34 | COVERALL, PROTECTIVE/DISPOSABLE W/HOOD & BOOTS WH XXX-LARGE | 005001 | 048275 | Materials
[72 empty] | 2009 | 1 | 936 | 108 | 52 | 6 | 000 | 5.65 | HANDLE, SQUEEGEE WOODEN 60 INCH P/N 4026200 | 005001 | 048561 | Materials
[72 empty] | 2009 | 1 | 936 | 108 | 52 | 6 | 000 | 19.92 | LINER, PLASTIC 30 GAL 1 MIL 16" X 14" X 36" MEDIUM | 005001 | 048297 | Materials
[72 empty] | 2009 | 1 | 936 | 108 | 52 | 6 | 000 | 39.12 | SQUEEGEE, RUBBER 30 IN WIDE WITHOUT HANDLE | 005001 | 048561 | Materials
[72 empty] | 2009 | 1 | 936 | 108 | 52 | 6 | 000 | 70.2 | TAG, BARRICADE DANGER RED TYVEK 4X8-1/2 P/N 6341267 | 005001 | 048276 | Materials
[72 empty] | 2009 | 2 | 936 | 108 | 52 | 6 | 000 | 3093.8 | BAG, WOVEN POLYPROPYLENE 26 IN X 40 IN | 005001 | 048609 | Materials
[72 empty] | 2009 | 2 | 936 | 108 | 52 | 6 | 000 | 44.54 | BODY, CONNECTOR 15A 125 V 3W 2P STR BLD HUBBELL #PA5004 | 005001 | 048661 | Materials
[72 empty] | 2009 | 2 | 936 | 108 | 52 | 6 | 000 | 29.46 | BODY, CONNECTOR 15A 125 V 3W 2P STR BLD HUBBELL #PA5004 | 005001 | 048665 | Materials
[72 empty] | 2009 | 2 | 936 | 108 | 52 | 6 | 000 | 44.54 | BODY, CONNECTOR 15A 125 V 3W 2P STR BLD HUBBELL #PA5004 | 005001 | 054006 | Materials
[72 empty] | 2009 | 2 | 936 | 108 | 52 | 6 | 000 | 856.91 | COVERALL, PROTECTIVE/DISPOSABLE W/HOOD & BOOTS WH XXX-LARGE | 005001 | 048610 | Materials
[72 empty] | 2009 | 2 | 936 | 108 | 52 | 6 | 000 | 26.65 | LAMP, 120 VOLT 100 WATT MEDIUM A-19 P/N 100A/RS | 005001 | 048619 | Materials
[72 empty] | 2009 | 2 | 936 | 108 | 52 | 6 | 000 | 58.93 | PLUG, CONNECTOR 15A 125V 3W 2P STR BLD | 005001 | 048661 | Materials
[72 empty] | 2009 | 2 | 936 | 108 | 52 | 6 | 000 | 39.1 | SHIELD, FACE CLEAR PLASTIC V-5 HEADGEAR P/N V-64 | 005001 | 048613 | Materials
[72 empty] | 2009 | 3 | 936 | 108 | 50 | 6 | 000 | 7.72 | BROOM, PUSH OFFICE 18 IN W/O HANDLE | 005001 | 049110 | Materials
[72 empty] | 2009 | 3 | 936 | 108 | 50 | 6 | 000 | 8.04 | COVERALL, PROTECTIVE/DISPOSABLE W/HOOD & BOOTS WH LARGE | 005001 | 049073 | Materials
[72 empty] | 2009 | 3 | 936 | 108 | 50 | 6 | 000 | 8.04 | COVERALL, PROTECTIVE/DISPOSABLE W/HOOD & BOOTS WH LARGE | 005001 | 049093 | Materials
[72 empty] | 2009 | 3 | 936 | 108 | 50 | 6 | 000 | 8.04 | COVERALL, PROTECTIVE/DISPOSABLE W/HOOD & BOOTS WH LARGE | 005001 | 049110 | Materials
[72 empty] | 2009 | 3 | 936 | 108 | 50 | 6 | 000 | 8.05 | COVERALL, PROTECTIVE/DISPOSABLE W/HOOD & BOOTS WH LARGE | 005001 | 049127 | Materials
[72 empty] | 2009 | 3 | 936 | 108 | 50 | 6 | 000 | 3.47 | COVERALL, PROTECTIVE/DISPOSABLE W/HOOD & BOOTS WH MEDIUM | 005001 | 049073 | Materials
[72 empty] | 2009 | 3 | 936 | 108 | 50 | 6 | 000 | 3.92 | COVERALL, PROTECTIVE/DISPOSABLE W/HOOD & BOOTS WH X-LARGE | 005001 | 049093 | Materials
[72 empty] | 2009 | 3 | 936 | 108 | 50 | 6 | 000 | 3.92 | COVERALL, PROTECTIVE/DISPOSABLE W/HOOD & BOOTS WH X-LARGE | 005001 | 049110 | Materials
[72 empty] | 2009 | 3 | 936 | 108 | 50 | 6 | 000 | 3.92 | COVERALL, PROTECTIVE/DISPOSABLE W/HOOD & BOOTS WH X-LARGE | 005001 | 049127 | Materials
[72 empty] | 2009 | 3 | 936 | 108 | 50 | 6 | 000 | 81.05 | DRUM, 55 GAL OPEN HEAD W/BOLT TYPE LOCK RING | 005001 | 049110 | Materials
[72 empty] | 2009 | 3 | 936 | 108 | 50 | 6 | 000 | 162.1 | DRUM, 55 GAL OPEN HEAD W/BOLT TYPE LOCK RING | 005001 | 049112 | Materials
[72 empty] | 2009 | 3 | 936 | 108 | 50 | 6 | 000 | 1.54 | GLASSES, SAFETY I/O ANSI Z87.1 RATED P/N 11328-00000 | 005001 | 049110 | Materials
[72 empty] | 2009 | 3 | 936 | 108 | 50 | 6 | 000 | 2.51 | HANDLE, BROOM 18IN OFFICE PUSH 5IN METAL THREAD | 005001 | 049110 | Materials
[72 empty] | 2009 | 3 | 936 | 108 | 50 | 6 | 000 | 21.39 | LOCK, PADLOCK MASTER NO. 1D KEYED DIFFERENT LARGE | 005001 | 049110 | Materials
[72 empty] | 2009 | 3 | 936 | 108 | 50 | 6 | 000 | 10.51 | RESPIRATOR, PARTICULATE N95 RATED NIOSH 42CFR84 P/N 8210 | 005001 | 049094 | Materials
[72 empty] | 2009 | 3 | 936 | 108 | 52 | 6 | 000 | 3087.64 | BAG, WOVEN POLYPROPYLENE 26 IN X 40 IN | 005001 | 049042 | Materials
[72 empty] | 2009 | 3 | 936 | 108 | 52 | 6 | 000 | 91.4 | HEADLIGHT, WITH HEADBAND AND KRYPTON LAMP | 005001 | 049286 | Materials
[72 empty] | 2009 | 3 | 936 | 108 | 52 | 6 | 000 | 55.33 | SQUEEGEE, RUBBER 30 IN WIDE WITHOUT HANDLE | 005001 | 049305 | Materials
[72 empty] | 2009 | 7 | 936 | 108 | 50 | 6 | 000 | 487.5 | COMPOUND, SWEEPING, 50 LB CONTAINER | 005001 | 050664 | Materials
[72 empty] | 2009 | 9 | 936 | 108 | 50 | 6 | 000 | 0 | BAG, WOVEN POLYPROPYLENE 26 IN X 40 IN | 005001 | 051207 | Materials
[72 empty] | 2009 | 9 | 936 | 108 | 50 | 6 | 000 | 1445.6 | BAG, WOVEN POLYPROPYLENE 26 IN X 40 IN | 005001 | 051209 | Materials
[72 empty] | 2009 | 9 | 936 | 108 | 50 | 6 | 000 | 0 | COMPOUND, SWEEPING, 50 LB CONTAINER | 005001 | 051282 | Materials
[72 empty] | 2009 | 9 | 936 | 108 | 50 | 6 | 000 | 388.39 | COMPOUND, SWEEPING, 50 LB CONTAINER | 005001 | 051285 | Materials
[72 empty] | 2009 | 9 | 936 | 108 | 50 | 6 | 000 | 31.31 | GLASSES, SAFETY CLEAR ANTIFOG PATRIOT FRAME 3000 | 005001 | 051217 | Materials
[72 empty] | 2009 | 9 | 936 | 108 | 50 | 6 | 000 | 11.29 | GLOVES, WELDING LEATHER LARGE | 005001 | 051105 | Materials
[72 empty] | 2009 | 10 | 936 | 108 | 50 | 6 | 000 | 0 | BAG, WOVEN POLYPROPYLENE 26 IN X 40 IN | 005001 | 051521 | Materials
[72 empty] | 2009 | 10 | 936 | 108 | 50 | 6 | 000 | 1892.4 | BAG, WOVEN POLYPROPYLENE 26 IN X 40 IN | 005001 | 051523 | Materials
[72 empty] | 2009 | 10 | 936 | 108 | 50 | 6 | 000 | 11.65 | BOOTS, RUBBER KNEE SAFETY TOE SIZE 8 | 005001 | 051545 | Materials
[72 empty] | 2009 | 10 | 936 | 108 | 50 | 6 | 000 | 54.86 | CUP, PAPER DRINKING HOT (8 OZ) P/N 378HT-J8000 | 005001 | 051510 | Materials
[72 empty] | 2009 | 10 | 936 | 108 | 50 | 6 | 000 | 269.18 | WOOD, CONSTRUCTION FIR 2 IN X 4 IN X 16 FT OR EQUAL | 005001 | 051434 | Materials
[72 empty] | 2009 | 10 | 936 | 108 | 56 | 6 | 000 | 26.55 | BATTERY, ALKALINE SIZE AA 1.5V P/N EN91 | 005001 | 051566 | Materials
[72 empty] | 2009 | 11 | 936 | 108 | 50 | 6 | 000 | 0 | BAG, WOVEN POLYPROPYLENE 26 IN X 40 IN | 005001 | 051665 | Materials
[72 empty] | 2009 | 11 | 936 | 108 | 50 | 6 | 000 | 1261.6 | BAG, WOVEN POLYPROPYLENE 26 IN X 40 IN | 005001 | 051672 | Materials
[72 empty] | 2009 | 11 | 936 | 108 | 50 | 6 | 000 | 0 | BAG, WOVEN POLYPROPYLENE 26 IN X 40 IN | 005001 | 051895 | Materials
[72 empty] | 2009 | 11 | 936 | 108 | 50 | 6 | 000 | 1261.6 | BAG, WOVEN POLYPROPYLENE 26 IN X 40 IN | 005001 | 051896 | Materials
[72 empty] | 2009 | 11 | 936 | 108 | 50 | 6 | 000 | 388.26 | COMPOUND, SWEEPING, 50 LB CONTAINER | 005001 | 051688 | Materials
[72 empty] | 2009 | 11 | 936 | 108 | 50 | 6 | 000 | 6.16 | GLASSES, SAFETY DARK LENS SLATE TEMPLES LEXA ANTIFOG | 005001 | 051671 | Materials
[72 empty] | 2009 | 11 | 936 | 108 | 50 | 6 | 000 | 323.92 | HEADLIGHT, WITH HEADBAND AND KRYPTON LAMP | 005001 | 051671 | Materials
[72 empty] | 2009 | 11 | 936 | 108 | 50 | 6 | 000 | 21.34 | LINER, PLASTIC 30 GAL 1 MIL 16" X 14" X 36" MEDIUM | 005001 | 051969 | Materials
[72 empty] | 2009 | 12 | 936 | 108 | 50 | 6 | 000 | 0 | ANGLE, HOT ROLL 3 X 3 X 1/4 | 005001 | 052259 | Materials
[72 empty] | 2009 | 12 | 936 | 108 | 50 | 6 | 000 | 253.6 | ANGLE, HOT ROLL 3 X 3 X 1/4 | 005001 | 052270 | Materials
[72 empty] | 2009 | 12 | 936 | 108 | 50 | 6 | 000 | 0 | ANGLE, HOT ROLL 3 X 3 X 1/4 | 005001 | 052329 | Materials
[72 empty] | 2009 | 12 | 936 | 108 | 50 | 6 | 000 | 0 | ANGLE, HOT ROLL 3 X 3 X 1/4 | 005001 | 093999 | Materials
[72 empty] | 2009 | 12 | 936 | 108 | 50 | 6 | 000 | 0 | BAG, WOVEN POLYPROPYLENE 26 IN X 40 IN | 005001 | 052051 | Materials
[72 empty] | 2009 | 12 | 936 | 108 | 50 | 6 | 000 | 0 | BAG, WOVEN POLYPROPYLENE 26 IN X 40 IN | 005001 | 052054 | Materials
[72 empty] | 2009 | 12 | 936 | 108 | 50 | 6 | 000 | 2201.49 | BAG, WOVEN POLYPROPYLENE 26 IN X 40 IN | 005001 | 052058 | Materials
[72 empty] | 2009 | 12 | 936 | 108 | 50 | 6 | 000 | 1261.6 | BAG, WOVEN POLYPROPYLENE 26 IN X 40 IN | 005001 | 052059 | Materials
[72 empty] | 2009 | 12 | 936 | 108 | 50 | 6 | 000 | 0 | BAG, WOVEN POLYPROPYLENE 26 IN X 40 IN | 005001 | 052125 | Materials
[72 empty] | 2009 | 12 | 936 | 108 | 50 | 6 | 000 | 1261.6 | BAG, WOVEN POLYPROPYLENE 26 IN X 40 IN | 005001 | 052126 | Materials
[72 empty] | 2009 | 12 | 936 | 108 | 50 | 6 | 000 | 0 | BAG, WOVEN POLYPROPYLENE 26 IN X 40 IN | 005001 | 072891 | Materials
[72 empty] | 2009 | 12 | 936 | 108 | 50 | 6 | 000 | 92.16 | ELECTRODE, WELDING 7018 3/32 IN ATOM ARC | 005001 | 052259 | Materials
[72 empty] | 2009 | 12 | 936 | 108 | 50 | 6 | 000 | 0 | FLASHLIGHT, STINGER COMPLETE P/N 75001 | 005001 | 052335 | Materials
[72 empty] | 2009 | 12 | 936 | 108 | 50 | 6 | 000 | 0 | GRATING, GALVANIZED (NON-SERRATED) 36 IN X 24 FT | 005001 | 052259 | Materials
[72 empty] | 2009 | 12 | 936 | 108 | 50 | 6 | 000 | 4057.2 | GRATING, GALVANIZED (NON-SERRATED) 36 IN X 24 FT | 005001 | 052269 | Materials
[72 empty] | 2009 | 12 | 936 | 108 | 50 | 6 | 000 | 0 | GRATING, GALVANIZED (NON-SERRATED) 36 IN X 24 FT | 005001 | 073653 | Materials
[72 empty] | 2009 | 12 | 936 | 108 | 50 | 6 | 000 | 0.59 | HANDRAIL, ASTM A500 GR B SCH 40 1 1/2 IN DIA | 005001 | 052259 | Materials
[72 empty] | 2009 | 12 | 936 | 108 | 50 | 6 | 000 | 252 | HANDRAIL, ASTM A500 GR B SCH 40 1 1/2 IN DIA | 005001 | 052268 | Materials
[72 empty] | 2009 | 12 | 936 | 108 | 50 | 6 | 000 | 0 | HANDRAIL, ASTM A500 GR B SCH 40 1 1/2 IN DIA | 005001 | 073653 | Materials
[72 empty] | 2009 | 12 | 936 | 108 | 50 | 6 | 000 | 4.6 | RAINWEAR, SUIT MEDIUM P/N 200-3 M | 005001 | 052030 | Materials
[72 empty] | 2009 | 12 | 936 | 108 | 50 | 6 | 000 | 6.56 | RAINWEAR, SUIT XX LARGE DISPOSIBLE P/N 0703XXL | 005001 | 052030 | Materials
[72 empty] | 2010 | 1 | 936 | 108 | 50 | 6 | 000 | 129.52 | ANGLE, HOT ROLL 3 X 3 X 1/4 | 005001 | 052331 | Materials
[72 empty] | 2010 | 1 | 936 | 108 | 50 | 6 | 000 | 0 | BAG, WOVEN POLYPROPYLENE 26 IN X 40 IN | 005001 | 052681 | Materials
[72 empty] | 2010 | 1 | 936 | 108 | 50 | 6 | 000 | 1261.6 | BAG, WOVEN POLYPROPYLENE 26 IN X 40 IN | 005001 | 052682 | Materials
[72 empty] | 2010 | 1 | 936 | 108 | 50 | 6 | 000 | 221.34 | FLASHLIGHT, STINGER COMPLETE P/N 75001 | 005001 | 052337 | Materials
[72 empty] | 2010 | 1 | 936 | 108 | 50 | 6 | 000 | 170.51 | VALVE, GATE 1-1/2 IN 800SP SW T-PATT A= 4- 3/4 FS | 005001 | 076527 | Materials
[72 empty] | 2010 | 1 | 936 | 108 | 50 | 6 | 000 | 131.03 | VALVE, GATE 2 IN 800SP SW T-PATT A= 5- 1/8 FS | 005001 | 052688 | Materials
[72 empty] | 2010 | 3 | 936 | 108 | 50 | 6 | 000 | 382.68 | HOSE, FIRE RIGID RUBBER 1-1/2 IN X 75 FT FIRE REEL ONLY | 005001 | 053322 | Materials
[72 empty] | 2010 | 3 | 936 | 108 | 50 | 6 | 000 | 0 | PIPE, STEEL A106B SMLS PE SCH 80 2 IN | 005001 | 053313 | Materials
[72 empty] | 2010 | 3 | 936 | 108 | 50 | 6 | 000 | 393.12 | PIPE, STEEL A106B SMLS PE SCH 80 2 IN | 005001 | 053316 | Materials
[72 empty] | 2010 | 3 | 936 | 108 | 50 | 6 | 000 | 10.87 | RESPIRATOR, PARTICULATE N95 RATED NIOSH 42CFR84 P/N 8210 | 005001 | 053563 | Materials
[72 empty] | 2010 | 3 | 936 | 108 | 50 | 6 | 000 | 0 | TEE, STEEL 3000# SW SCH 80 2 IN | 005001 | 053331 | Materials
[72 empty] | 2010 | 3 | 936 | 108 | 50 | 6 | 000 | 30.14 | TEE, STEEL 3000# SW SCH 80 2 IN | 005001 | 053335 | Materials
[72 empty] | 2010 | 3 | 936 | 108 | 50 | 6 | 000 | 258.5 | VALVE, GATE 1-1/2 IN 800SP SW T-PATT A= 4- 3/4 FS | 005001 | 080229 | Materials
[72 empty] | 2010 | 5 | 936 | 108 | 50 | 6 | 000 | 44.16 | BAG, WOVEN POLYPROPYLENE 26 IN X 40 IN | 005001 | 054086 | Materials
[72 empty] | 2010 | 5 | 936 | 108 | 50 | 6 | 000 | 1892.4 | BAG, WOVEN POLYPROPYLENE 26 IN X 40 IN | 005001 | 054097 | Materials
[72 empty] | 2010 | 5 | 936 | 108 | 50 | 6 | 000 | 72.82 | BLADE, H.S. METAL CUTTING B&D #40113 14 TOOTH 6 IN LG | 005001 | 054079 | Materials
[72 empty] | 2010 | 5 | 936 | 108 | 50 | 6 | 000 | 75.14 | CONNECTION, DOUBLE MALE 1-1/2 NST X 1-1/2 NST #378 | 005001 | 054156 | Materials
[72 empty] | 2010 | 5 | 936 | 108 | 50 | 6 | 000 | 362.95 | HOSE, FIRE RIGID RUBBER 1-1/2 IN X 75 FT FIRE REEL ONLY | 005001 | 054156 | Materials
[72 empty] | 2010 | 5 | 936 | 108 | 50 | 6 | 000 | 22.13 | LINER, PLASTIC 30 GAL 1 MIL 16" X 14" X 36" MEDIUM | 005001 | 053995 | Materials
[72 empty] | 2010 | 5 | 936 | 108 | 50 | 6 | 000 | 5.07 | PIPE, STEEL A106B SMLS PE SCH 80 1-1/2 IN | 005001 | 054191 | Materials
[72 empty] | 2010 | 5 | 936 | 108 | 50 | 6 | 000 | 76.02 | PIPE, STEEL A106B SMLS PE SCH 80 1-1/2 IN | 005001 | 054194 | Materials
[72 empty] | 2010 | 5 | 936 | 108 | 50 | 6 | 000 | 0 | PIPE, STEEL A106B SMLS PE SCH 80 2 IN | 005001 | 054191 | Materials
[72 empty] | 2010 | 5 | 936 | 108 | 50 | 6 | 000 | 294.84 | PIPE, STEEL A106B SMLS PE SCH 80 2 IN | 005001 | 054195 | Materials
[72 empty] | 2010 | 6 | 936 | 108 | 50 | 6 | 000 | 11.34 | COUPLING, STEEL 3000# SW SCH 80 2 IN | 005001 | 054499 | Materials
[72 empty] | 2010 | 6 | 936 | 108 | 50 | 6 | 000 | 58.45 | ELBOW, STEEL 3000# SW SCH 80 2-1/2 IN 90 DEG | 005001 | 087423 | Materials
[72 empty] | 2010 | 6 | 936 | 108 | 50 | 6 | 000 | 1.24 | GLASSES, SAFETY SMOKED ANSI Z87.1 RATED P/N 11327-00000 | 005001 | 054398 | Materials
[72 empty] | 2010 | 6 | 936 | 108 | 50 | 6 | 000 | 72.58 | GLOVES, WELDING LEATHER MEDIUM | 005001 | 054398 | Materials
[72 empty] | 2010 | 6 | 936 | 108 | 50 | 6 | 000 | 9.56 | INSERT, STEEL 3000# SW 1-1/2 IN X 1 IN REDUCER | 005001 | 054499 | Materials
[72 empty] | 2010 | 6 | 936 | 108 | 50 | 6 | 000 | 0 | LAMP, FLUORESCENT RAP START R.D.C. 215W P/N F96T12/CW/VHO | 005001 | 054358 | Materials
[72 empty] | 2010 | 6 | 936 | 108 | 50 | 6 | 000 | 250.81 | LAMP, FLUORESCENT RAP START R.D.C. 215W P/N F96T12/CW/VHO | 005001 | 054359 | Materials
[72 empty] | 2010 | 6 | 936 | 108 | 50 | 6 | 000 | 10.22 | LIGHTER, SPARK 3- FLINT GAS IGNITER | 005001 | 054420 | Materials
[72 empty] | 2010 | 6 | 936 | 108 | 50 | 6 | 000 | 6.98 | REDUCER, CONCENTRIC STEEL BW SCH STD 2 X 1-1/2 | 005001 | 054499 | Materials
[72 empty] | 2010 | 6 | 936 | 108 | 50 | 6 | 000 | 44.3 | RESPIRATOR, FUME/DUST/MIST/OZONE 10 EA/BX P/N 8514 | 005001 | 054356 | Materials
[72 empty] | 2010 | 6 | 936 | 108 | 50 | 6 | 000 | 44.47 | RESPIRATOR, FUME/DUST/MIST/OZONE 10 EA/BX P/N 8514 | 005001 | 054506 | Materials
[72 empty] | 2010 | 6 | 936 | 108 | 50 | 6 | 000 | 49.67 | SHIELD, FACE DARK GREEN 15-1/2 X 9 IN LONG .060 THICKNESS | 005001 | 054395 | Materials
[72 empty] | 2010 | 6 | 936 | 108 | 50 | 6 | 000 | 7.26 | STRAP, PIPE RIGID 2 IN P/N 702 2 EG | 005001 | 054494 | Materials
[72 empty] | 2010 | 6 | 936 | 108 | 50 | 6 | 000 | 0 | TEE, STEEL 3000# SW SCH 80 2 IN | 005001 | 054499 | Materials
[72 empty] | 2010 | 6 | 936 | 108 | 50 | 6 | 000 | 15.45 | TEE, STEEL 3000# SW SCH 80 2 IN | 005001 | 087423 | Materials
[72 empty] | 2010 | 6 | 936 | 108 | 50 | 6 | 000 | 174.24 | VALVE, GATE 1-1/2 IN 800SP SW T-PATT A= 4- 3/4 FS | 005001 | 087423 | Materials
[72 empty] | 2010 | 7 | 936 | 108 | 50 | 6 | 000 | 0 | BAG, WOVEN POLYPROPYLENE 26 IN X 40 IN | 005001 | 054576 | Materials
[72 empty] | 2010 | 7 | 936 | 108 | 50 | 6 | 000 | 1892.4 | BAG, WOVEN POLYPROPYLENE 26 IN X 40 IN | 005001 | 054578 | Materials
[72 empty] | 2010 | 7 | 936 | 108 | 50 | 6 | 000 | 0 | TARPAULIN, 12 FT X 16 FT 18 OZ VINYL NYLON W/GROMMETS | 005001 | 054579 | Materials
[72 empty] | 2010 | 7 | 936 | 108 | 50 | 6 | 000 | 324.93 | TARPAULIN, 12 FT X 16 FT 18 OZ VINYL NYLON W/GROMMETS | 005001 | 054581 | Materials
[72 empty] | 2010 | 8 | 936 | 108 | 50 | 6 | 000 | 2.07 | LAMP, FLUORESCENT RAP START 2 PIN 40W P/N F40CWRSSS | 005001 | 055099 | Materials
[72 empty] | 2010 | 8 | 936 | 108 | 50 | 6 | 000 | 1.3 | STRAP, CONDUIT 1-HOLE EMT 1/2 IN | 005001 | 055061 | Materials
[72 empty] | 2010 | 9 | 936 | 108 | 50 | 6 | 000 | 7.26 | COVERALL, PROTECTIVE/DISPOSABLE W/HOOD & BOOTS WH X-LARGE | 005001 | 055348 | Materials
[72 empty] | 2010 | 9 | 936 | 108 | 50 | 6 | 000 | 25.03 | LINER, PLASTIC 30 GAL 1 MIL 16" X 14" X 36" MEDIUM | 005001 | 055220 | Materials
[72 empty] | 2010 | 9 | 936 | 108 | 50 | 6 | 000 | 13.61 | RESPIRATOR, PARTICULATE N95 RATED NIOSH 42CFR84 P/N 8210 | 005001 | 055404 | Materials
[72 empty] | 2010 | 9 | 936 | 108 | 50 | 6 | 000 | 13.34 | RESPIRATOR, PARTICULATE N95 RATED NIOSH 42CFR84 P/N 8210 | 005001 | 055415 | Materials
[72 empty] | 2010 | 9 | 936 | 108 | 50 | 6 | 000 | 25.39 | SPRAYER, GARDEN 1.5 GAL POLYETHYLENE TANK | 005001 | 055220 | Materials
[72 empty] | 2010 | 9 | 936 | 108 | 50 | 6 | 000 | 0 | TAPE, VINYL PLASTIC ORANGE 1/2 X 20 FT | 005001 | 033146 | Materials
[72 empty] | 2010 | 9 | 936 | 108 | 50 | 6 | 000 | 0 | TAPE, VINYL PLASTIC ORANGE 1/2 X 20 FT | 005001 | 033147 | Materials
[72 empty] | 2010 | 9 | 936 | 108 | 50 | 6 | 000 | 8.17 | TAPE, VINYL PLASTIC ORANGE 1/2 X 20 FT | 005001 | 033152 | Materials
[72 empty] | 2010 | 9 | 936 | 108 | 50 | 6 | 000 | 8.17 | TAPE, VINYL PLASTIC ORANGE 1/2 X 20 FT | 005001 | 033153 | Materials
[72 empty] | 2010 | 10 | 936 | 108 | 50 | 6 | 000 | 0 | BAG, WOVEN POLYPROPYLENE 26 IN X 40 IN | 005001 | 055572 | Materials
[72 empty] | 2010 | 10 | 936 | 108 | 50 | 6 | 000 | 1892.4 | BAG, WOVEN POLYPROPYLENE 26 IN X 40 IN | 005001 | 055573 | Materials
[72 empty] | 2010 | 10 | 936 | 108 | 50 | 6 | 000 | 0 | BAG, WOVEN POLYPROPYLENE 26 IN X 40 IN | 005001 | 055605 | Materials
[72 empty] | 2010 | 10 | 936 | 108 | 50 | 6 | 000 | 630.8 | BAG, WOVEN POLYPROPYLENE 26 IN X 40 IN | 005001 | 055606 | Materials
[72 empty] | 2010 | 10 | 936 | 108 | 50 | 6 | 000 | 0 | BAG, WOVEN POLYPROPYLENE 26 IN X 40 IN | 005001 | 094624 | Materials
[72 empty] | 2010 | 10 | 936 | 108 | 50 | 6 | 000 | 40.16 | BLADE, H.S. METAL CUTTING B&D #40113 14 TOOTH 6 IN LG | 005001 | 055472 | Materials
[72 empty] | 2010 | 10 | 936 | 108 | 50 | 6 | 000 | 40.16 | BLADE, H.S. METAL CUTTING B&D #40113 14 TOOTH 6 IN LG | 005001 | 055517 | Materials
[72 empty] | 2010 | 10 | 936 | 108 | 50 | 6 | 000 | 47.64 | CARTRIDGE, FOR MULTI-GAS/VAPOR 3M 6000 (ORGNC VPRS INC. NH4) | 005001 | 055503 | Materials
[72 empty] | 2010 | 10 | 936 | 108 | 50 | 6 | 000 | 47.64 | CARTRIDGE, FOR MULTI-GAS/VAPOR 3M 6000 (ORGNC VPRS INC. NH4) | 005001 | 055597 | Materials
[72 empty] | 2010 | 10 | 936 | 108 | 50 | 6 | 000 | 32.2 | CARTRIDGE, FOR MULTI-GAS/VAPOR 3M 6000 (ORGNC VPRS INC. NH4) | 005001 | 055695 | Materials
[72 empty] | 2010 | 10 | 936 | 108 | 50 | 6 | 000 | 3.63 | COVERALL, PROTECTIVE/DISPOSABLE W/HOOD & BOOTS WH X-LARGE | 005001 | 055554 | Materials
[72 empty] | 2010 | 10 | 936 | 108 | 50 | 6 | 000 | 6.84 | COVERALL, PROTECTIVE/DISPOSABLE W/HOOD & BOOTS WH XX-LARGE | 005001 | 055554 | Materials
[72 empty] | 2010 | 10 | 936 | 108 | 50 | 6 | 000 | 3.41 | COVERALL, PROTECTIVE/DISPOSABLE W/HOOD & BOOTS WH XX-LARGE | 005001 | 055599 | Materials
[72 empty] | 2010 | 10 | 936 | 108 | 50 | 6 | 000 | 6.81 | COVERALL, PROTECTIVE/DISPOSABLE W/HOOD & BOOTS WH XX-LARGE | 005001 | 055611 | Materials
[72 empty] | 2010 | 10 | 936 | 108 | 50 | 6 | 000 | 7.81 | COVERALL, PROTECTIVE/DISPOSABLE W/HOOD & BOOTS WH XXX-LARGE | 005001 | 055516 | Materials
[72 empty] | 2010 | 10 | 936 | 108 | 50 | 6 | 000 | 5.23 | FUSE, GOULD TRI-ONIC CLASS RK5 1A 250V P/N TRM1 | 005001 | 094618 | Materials
[72 empty] | 2010 | 10 | 936 | 108 | 50 | 6 | 000 | 9.44 | OIL, MOISTURE ABSORBING AIR MOTOR PT CAN P/N 10P | 005001 | 055597 | Materials
[72 empty] | 2010 | 10 | 936 | 108 | 50 | 6 | 000 | 45.98 | RESPIRATOR, FUME/DUST/MIST/OZONE 10 EA/BX P/N 8514 | 005001 | 055474 | Materials
[72 empty] | 2010 | 10 | 936 | 108 | 50 | 6 | 000 | 45.98 | RESPIRATOR, FUME/DUST/MIST/OZONE 10 EA/BX P/N 8514 | 005001 | 055503 | Materials
[72 empty] | 2010 | 10 | 936 | 108 | 50 | 6 | 000 | 13.86 | RESPIRATOR, PARTICULATE N95 RATED NIOSH 42CFR84 P/N 8210 | 005001 | 055518 | Materials
[72 empty] | 2010 | 10 | 936 | 108 | 50 | 6 | 000 | 27.72 | RESPIRATOR, PARTICULATE N95 RATED NIOSH 42CFR84 P/N 8210 | 005001 | 055559 | Materials
[72 empty] | 2010 | 10 | 936 | 108 | 50 | 6 | 000 | 27.5 | RESPIRATOR, PARTICULATE N95 RATED NIOSH 42CFR84 P/N 8210 | 005001 | 055591 | Materials
[72 empty] | 2010 | 10 | 936 | 108 | 50 | 6 | 000 | 13.72 | RESPIRATOR, PARTICULATE N95 RATED NIOSH 42CFR84 P/N 8210 | 005001 | 055695 | Materials
[72 empty] | 2010 | 10 | 936 | 108 | 50 | 6 | 000 | 0 | VALVE, BUTTERFLY KEYSTONE 6" FIG 222-786 W/HANDLE LUGGED | 005001 | 055435 | Materials
[72 empty] | 2010 | 10 | 936 | 108 | 50 | 6 | 000 | 236.35 | VALVE, BUTTERFLY KEYSTONE 6" FIG 222-786 W/HANDLE LUGGED | 005001 | 093312 | Materials
[72 empty] | 2010 | 11 | 936 | 108 | 50 | 6 | 000 | 0 | BAG, WOVEN POLYPROPYLENE 26 IN X 40 IN | 005001 | 056142 | Materials
[72 empty] | 2010 | 11 | 936 | 108 | 50 | 6 | 000 | 0 | BAR, BURNING 10.5 FT X .675 INCH DIAMETER P/N A12 67B1050C | 005001 | 055755 | Materials
[72 empty] | 2010 | 11 | 936 | 108 | 50 | 6 | 000 | 0 | BAR, BURNING 10.5 FT X .675 INCH DIAMETER P/N A12 67B1050C | 005001 | 055756 | Materials
[72 empty] | 2010 | 11 | 936 | 108 | 50 | 6 | 000 | 7950 | BAR, BURNING 10.5 FT X .675 INCH DIAMETER P/N A12 67B1050C | 005001 | 055762 | Materials
[72 empty] | 2010 | 11 | 936 | 108 | 50 | 6 | 000 | 7950 | BAR, BURNING 10.5 FT X .675 INCH DIAMETER P/N A12 67B1050C | 005001 | 055763 | Materials
[72 empty] | 2010 | 11 | 936 | 108 | 50 | 6 | 000 | 33.46 | CARTRIDGE, FOR MULTI-GAS/VAPOR 3M 6000 (ORGNC VPRS INC. NH4) | 005001 | 055867 | Materials
[72 empty] | 2010 | 11 | 936 | 108 | 50 | 6 | 000 | 7 | COVERALL, PROTECTIVE/DISPOSABLE W/HOOD & BOOTS WH XX-LARGE | 005001 | 055742 | Materials
[72 empty] | 2010 | 11 | 936 | 108 | 50 | 6 | 000 | 3.6 | COVERALL, PROTECTIVE/DISPOSABLE W/HOOD & BOOTS WH XX-LARGE | 005001 | 055790 | Materials
[72 empty] | 2010 | 11 | 936 | 108 | 50 | 6 | 000 | 3.55 | COVERALL, PROTECTIVE/DISPOSABLE W/HOOD & BOOTS WH XX-LARGE | 005001 | 055862 | Materials
[72 empty] | 2010 | 11 | 936 | 108 | 50 | 6 | 000 | 3.83 | COVERALL, PROTECTIVE/DISPOSABLE W/HOOD & BOOTS WH XXX-LARGE | 005001 | 055842 | Materials
[72 empty] | 2010 | 11 | 936 | 108 | 50 | 6 | 000 | 73.46 | SPRAYER, GARDEN 1.5 GAL POLYETHYLENE TANK | 005001 | 056011 | Materials
[72 empty] | 2010 | 12 | 936 | 108 | 50 | 6 | 000 | 1261.6 | BAG, WOVEN POLYPROPYLENE 26 IN X 40 IN | 005001 | 056144 | Materials
[72 empty] | 2010 | 12 | 936 | 108 | 50 | 6 | 000 | 0 | BAG, WOVEN POLYPROPYLENE 26 IN X 40 IN | 005001 | 056283 | Materials
[72 empty] | 2010 | 12 | 936 | 108 | 50 | 6 | 000 | 1261.6 | BAG, WOVEN POLYPROPYLENE 26 IN X 40 IN | 005001 | 056285 | Materials
[72 empty] | 2010 | 12 | 936 | 108 | 50 | 6 | 000 | 32.59 | GOGGLES, SPLASH, IMPACT PROTECTION UVEX STEALTH ANTIFOG | 005001 | 056247 | Materials
[72 empty] | 2010 | 12 | 936 | 108 | 50 | 6 | 000 | 428.88 | KIT, SERVICE POWER MODULE P/N 127909 | 005001 | 056251 | Materials
[72 empty] | 2010 | 12 | 936 | 108 | 50 | 6 | 000 | 46.07 | RESPIRATOR, FUME/DUST/MIST/OZONE 10 EA/BX P/N 8514 | 005001 | 056189 | Materials
[72 empty] | 2007 | 2 | 961 | 108 | 50 | 40 | 000 | 0 | ADDER, RELAY 4 POLE 600 VOLT P/N 766A029G01 | 005001 | 003065 | Salvage
[72 empty] | 2007 | 2 | 961 | 108 | 50 | 40 | 000 | 526.31 | BLADE, FAN P/N 3939A284P21 | 005001 | 003065 | Salvage
[72 empty] | 2007 | 2 | 961 | 108 | 50 | 40 | 000 | 1248.98 | BREAKER, CIRCUIT FAN CONTROL 600VAC 40A 3P P/N 1773696 | 005001 | 003065 | Salvage
[72 empty] | 2007 | 2 | 961 | 108 | 50 | 40 | 000 | 1814.8 | BUSHING, TRANSFORMER 23 KV 4000A LAPP #B-88743 | 005001 | 003065 | Salvage
[72 empty] | 2007 | 2 | 961 | 108 | 50 | 40 | 000 | 6883.99 | BUSHING, TRANSFORMER 23 KV 4000A LAPP #SDB88743-70 | 005001 | 003065 | Salvage
[72 empty] | 2007 | 2 | 961 | 108 | 50 | 40 | 000 | 0 | BUSHING, TRANSFORMER 138 KV 800A G. E. #11B440BB | 005001 | 003065 | Salvage
[72 empty] | 2007 | 2 | 961 | 108 | 50 | 40 | 000 | 0 | COIL, 440VAC P/N 22D151G4 | 005001 | 003065 | Salvage
[72 empty] | 2007 | 2 | 961 | 108 | 50 | 40 | 000 | 264.53 | CONNECTOR, ELECTRICAL PLUG-FEMALE P/N 10-72822-2S | 005001 | 003065 | Salvage
[72 empty] | 2007 | 2 | 961 | 108 | 50 | 40 | 000 | 829.45 | CONTACTOR, MAGNETIC COOLER 600VAC 90A CL P/N A201K3CX | 005001 | 003065 | Salvage
[72 empty] | 2007 | 2 | 961 | 108 | 50 | 40 | 000 | 0 | CONTACTS AND SPRINGS, NR330 S#1625563-A | 005001 | 003065 | Salvage
[72 empty] | 2007 | 2 | 961 | 108 | 50 | 40 | 000 | 598.86 | GASKET, DRESSER COUPLING 4 IN STEEL PIPE GRADE 42 NON-ARMOR | 005001 | 003065 | Salvage
[72 empty] | 2007 | 2 | 961 | 108 | 50 | 40 | 000 | 0 | GAUGE, LIQUID LEVEL LIQUID RELAY P/N 241B546P21 | 005001 | 003065 | Salvage
[72 empty] | 2007 | 2 | 961 | 108 | 50 | 40 | 000 | 1020.16 | GAUGE, LIQUID LEVEL MAIN TANK P/N 117X312G1 | 005001 | 003065 | Salvage
[72 empty] | 2007 | 2 | 961 | 108 | 50 | 40 | 000 | 261.92 | MOTOR, FAN 1/3HP 3PH 230/460V 1425/1725 RPM 3993A328P1 | 005001 | 003065 | Salvage
[72 empty] | 2007 | 2 | 961 | 108 | 50 | 40 | 000 | 0 | PUMP, OIL CIRCULATING 3AL 5HP 1730RPM 440V P/N 5K213HG474 | 005001 | 003065 | Salvage
[72 empty] | 2007 | 2 | 961 | 108 | 50 | 40 | 000 | 0 | PUMP, OIL CIRCULATING 3PH 2HP 440V P/N 606D831G02 | 005001 | 003065 | Salvage
[72 empty] | 2007 | 2 | 961 | 108 | 50 | 40 | 000 | 0 | RECEPTICAL, PUMP 3 PRONG MALE W/GASKET P/N 575A835H01 | 005001 | 003065 | Salvage
[72 empty] | 2007 | 2 | 961 | 108 | 50 | 40 | 000 | 0 | RECEPTICLE, MALE 3 WIRE P/N 230A758 | 005001 | 003065 | Salvage
[72 empty] | 2007 | 2 | 961 | 108 | 50 | 40 | 000 | 0 | RECPTICLE, PLUG (MALE END) P/N 56D710H02 | 005001 | 003065 | Salvage
[72 empty] | 2007 | 2 | 961 | 108 | 50 | 40 | 000 | 0 | RECPTICLE, PUMP LEAD (FEMALE END) P/N 56D7107601 | 005001 | 003065 | Salvage
[72 empty] | 2007 | 2 | 961 | 108 | 50 | 40 | 000 | 290.36 | RELAY, CONTROL AUX 550VAC P/N 1546999 | 005001 | 003065 | Salvage
[72 empty] | 2007 | 2 | 961 | 108 | 50 | 40 | 000 | 161.81 | RELAY, CONTROL 240 VAC AR660W P/N 766A028G03 | 005001 | 003065 | Salvage
[72 empty] | 2007 | 2 | 961 | 108 | 50 | 40 | 000 | 273.28 | RELAY, INTERLOCKING 115VAC 60A TYPE HFA P/N 12HFA11A49F | 005001 | 003065 | Salvage
[72 empty] | 2007 | 2 | 961 | 108 | 50 | 40 | 000 | 66.04 | RELAY, OVERLOAD SIZE 1 P/N CR-124C081 | 005001 | 003065 | Salvage
[72 empty] | 2007 | 2 | 961 | 108 | 50 | 40 | 000 | 0 | RING, OIL SEALING COOLING PUMP P/N 356A389P21 | 005001 | 003065 | Salvage
[72 empty] | 2007 | 2 | 961 | 108 | 50 | 40 | 000 | 0 | VALVE, REGULATING REDUCING 2000-100, 6-10, 1/2 PSI | 005001 | 003065 | Salvage
[72 empty] | 2007 | 6 | 961 | 108 | 54 | 40 | 000 | 65.75 | BEARING, FAF 204K, MRC 204S, NDH 3204, NSK 6204, SKF 6204 | 005001 | 063016 | Salvage
[72 empty] | 2007 | 6 | 961 | 108 | 54 | 40 | 000 | 596.98 | BRUSH, CARBON EXCITER P/N 10-101232-788-2-04 | 005001 | 063018 | Salvage
[72 empty] | 2007 | 6 | 961 | 108 | 54 | 40 | 000 | 2121.43 | BUSHING, BOTTOM=8A & TOP=8B SAME | 005001 | 063014 | Salvage
[72 empty] | 2007 | 6 | 961 | 108 | 54 | 40 | 000 | 671.22 | BUSHING, CROSSOVER #357 187D357BX1-147 | 005001 | 063014 | Salvage
[72 empty] | 2007 | 6 | 961 | 108 | 54 | 40 | 000 | 883.01 | CAGE, P/N A61718 | 005001 | 063016 | Salvage
[72 empty] | 2007 | 6 | 961 | 108 | 54 | 40 | 000 | 1927.44 | CAGE, 3 IN % P/N A75704 | 005001 | 063015 | Salvage
[72 empty] | 2007 | 6 | 961 | 108 | 54 | 40 | 000 | 488.9 | CAP ASSY, FULL P/N 607-9235-001 | 005001 | 063018 | Salvage
[72 empty] | 2007 | 6 | 961 | 108 | 54 | 40 | 000 | 949.91 | CAP ASSY, HORIZONTAL DIVIDED P/N 607-9235-002 | 005001 | 063017 | Salvage
[72 empty] | 2007 | 6 | 961 | 108 | 54 | 40 | 000 | 2417.71 | COMPOUND, CHESTERTON ABRASION CONTROL P/N 858 | 005001 | 063015 | Salvage
[72 empty] | 2007 | 6 | 961 | 108 | 54 | 40 | 000 | 37.4 | CONTACT, CARTRIDGE REAR DECK (FOR RELAY TYPE 700N)PN 700-C1 | 005001 | 063018 | Salvage
[72 empty] | 2007 | 6 | 961 | 108 | 54 | 40 | 000 | 1363.97 | CONVERTER, DC TO DC P/N 404A148H02 | 005001 | 063017 | Salvage
[72 empty] | 2007 | 6 | 961 | 108 | 54 | 40 | 000 | 285.07 | COUPLING, FLEXIBLE #31 1-1/2 SIER BATH 1-1/8 BORE | 005001 | 063016 | Salvage
[72 empty] | 2007 | 6 | 961 | 108 | 54 | 40 | 000 | 12.72 | COUPLING, HALF 5/8 IN BORE ALUMINUM STANDARD KEYWAY | 005001 | 063014 | Salvage
[72 empty] | 2007 | 6 | 961 | 108 | 54 | 40 | 000 | 2600 | DISPLAY, BARGRAPH P/N W750-2W52 | 005001 | 063018 | Salvage
[72 empty] | 2007 | 6 | 961 | 108 | 54 | 40 | 000 | 6.12 | DRIVER, BALL P/N 15-1500-02 | 005001 | 063017 | Salvage
[72 empty] | 2007 | 6 | 961 | 108 | 54 | 40 | 000 | 112 | FILTER, BARGRAPH P/N 4260A11H01 | 005001 | 063017 | Salvage
[72 empty] | 2007 | 6 | 961 | 108 | 54 | 40 | 000 | 30 | FILTER, PUSHBUTTON DISPLAY GREEN P/N 4259A98H16 | 005001 | 063017 | Salvage
[72 empty] | 2007 | 6 | 961 | 108 | 54 | 40 | 000 | 15 | FILTER, PUSHBUTTON DISPLAY RED P/N 4259A98H13 | 005001 | 063017 | Salvage
[72 empty] | 2007 | 6 | 961 | 108 | 54 | 40 | 000 | 1098.09 | FINGER CLUSTER ASSY, P/N 679C711G08 | 005001 | 063018 | Salvage
[72 empty] | 2007 | 6 | 961 | 108 | 54 | 40 | 000 | 49.12 | GASKET, #102-D 7 X 10-3/8 X 1/32 TH DURABLA | 005001 | 063015 | Salvage
[72 empty] | 2007 | 6 | 961 | 108 | 54 | 40 | 000 | 33.14 | GASKET, BONNET P/N A6173490 | 005001 | 063016 | Salvage
[72 empty] | 2007 | 6 | 961 | 108 | 54 | 40 | 000 | 87.98 | GASKET, BONNET P/N A74690 | 005001 | 063016 | Salvage
[72 empty] | 2007 | 6 | 961 | 108 | 54 | 40 | 000 | 175.14 | GASKET, FLEXITALLIC C.F. BRAUN DWG #A97533-0 | 005001 | 063016 | Salvage
[72 empty] | 2007 | 6 | 961 | 108 | 54 | 40 | 000 | 8.67 | GASKET, OUTBOARD P/N 2MFL216X1-HYDRL | 005001 | 063015 | Salvage
[72 empty] | 2007 | 6 | 961 | 108 | 54 | 40 | 000 | 69.05 | GASKET, SEAT RING P/N A61745 | 005001 | 063016 | Salvage
[72 empty] | 2007 | 6 | 961 | 108 | 54 | 40 | 000 | 87.98 | GASKET, SPIRAL WOUND P/N A72537 | 005001 | 063016 | Salvage
[72 empty] | 2007 | 6 | 961 | 108 | 54 | 40 | 000 | 26.26 | GASKET, STYLE R 1500# 5 X 5- 5/8 X .175 304SS/F.C. | 005001 | 063016 | Salvage
[72 empty] | 2007 | 6 | 961 | 108 | 54 | 40 | 000 | 30.77 | GASKET, STYLE R 2500# 1- 1/2 X 1- 7/8 X .125 304SS/F.C. | 005001 | 063016 | Salvage
[72 empty] | 2007 | 6 | 961 | 108 | 54 | 40 | 000 | 51.45 | GASKET, STYLE 100 CORRUGATED IRON 13- 5/8 X 11- 9/16 IN | 005001 | 063014 | Salvage
[72 empty] | 2007 | 6 | 961 | 108 | 54 | 40 | 000 | 70.11 | GASKET, UPPER BEARING #102F P/N 1074903 | 005001 | 063015 | Salvage
[72 empty] | 2007 | 6 | 961 | 108 | 54 | 40 | 000 | 81.89 | GASKET, 102A,102B & 102C 8 X 10-5/16 X 1/64 TH DURABLA | 005001 | 063015 | Salvage
[72 empty] | 2007 | 6 | 961 | 108 | 54 | 40 | 000 | 28.66 | HEATER, OVERLOAD TYPE NO N-8 | 005001 | 063017 | Salvage
[72 empty] | 2007 | 6 | 961 | 108 | 54 | 40 | 000 | 44.14 | HEATER, OVERLOAD CODE MARKING AK1.9 STYLE NO 966474-H | 005001 | 063017 | Salvage
[72 empty] | 2007 | 6 | 961 | 108 | 54 | 40 | 000 | 303.12 | HOLDER, BRUSH P/N 692B656G2 | 005001 | 063018 | Salvage
[72 empty] | 2007 | 6 | 961 | 108 | 54 | 40 | 000 | 5.65 | I.C., 16 PIN DIP TEXAS INSTRUMENT P/N SN75468N | 005001 | 063017 | Salvage
[72 empty] | 2007 | 6 | 961 | 108 | 54 | 40 | 000 | 3.88 | I.C., 7805 VOLTAGE REGULATOR MOTOROLA P/N MC7805CT | 005001 | 063017 | Salvage
[72 empty] | 2007 | 6 | 961 | 108 | 54 | 40 | 000 | 8.71 | KEY, SHAFT SLEEVE & BRG #281 & 291 11A9Y75 | 005001 | 063014 | Salvage
[72 empty] | 2007 | 6 | 961 | 108 | 54 | 40 | 000 | 189.01 | KEY, SPIDER BEARING #103-C 1/4 X 1/4 X 1-1/4 | 005001 | 063015 | Salvage
[72 empty] | 2007 | 6 | 961 | 108 | 54 | 40 | 000 | 464.53 | KIT, DIAPHRAGM LOW RANGE P/N 258136A1 | 005001 | 063014 | Salvage
[72 empty] | 2007 | 6 | 961 | 108 | 54 | 40 | 000 | 18.13 | KIT, SEAL FALK STEELFLEX COUPLING TYPE F SIZE 7 | 005001 | 063014 | Salvage
[72 empty] | 2007 | 6 | 961 | 108 | 54 | 40 | 000 | 1894 | KIT, TUBE PLUG HEAT EXCHANGER P/N P-2530-M | 005001 | 063014 | Salvage
[72 empty] | 2007 | 6 | 961 | 108 | 54 | 40 | 000 | 1300 | MODULE, OPERATOR INTERFACE GROUP 27 W/SETPOINT #2246D22G17 | 005001 | 063017 | Salvage
[72 empty] | 2007 | 6 | 961 | 108 | 54 | 40 | 000 | 17.2 | O-RING, #20A11CM218 20A11CM218 | 005001 | 063015 | Salvage
[72 empty] | 2007 | 6 | 961 | 108 | 54 | 40 | 000 | 9.6 | O-RING, CHECK VALVE CARTRIDGE IT 408-B P/N 408-0068-065 | 005001 | 063014 | Salvage
[72 empty] | 2007 | 6 | 961 | 108 | 54 | 40 | 000 | 19.98 | O-RING, MANUAL OVERRIDE P/N 199810 | 005001 | 063014 | Salvage
[72 empty] | 2007 | 6 | 961 | 108 | 54 | 40 | 000 | 52.58 | PACKING SET, P/N A74212 | 005001 | 063016 | Salvage
[72 empty] | 2007 | 6 | 961 | 108 | 54 | 40 | 000 | 260.26 | PACKING SET, DIE FORMED 3/4 IN X 1-1/2 IN STYLE 5600 | 005001 | 063014 | Salvage
[72 empty] | 2007 | 6 | 961 | 108 | 54 | 40 | 000 | 91.22 | PACKING, HEAD DIVISION #9 | 005001 | 063016 | Salvage
[72 empty] | 2007 | 6 | 961 | 108 | 54 | 40 | 000 | 113.15 | PIN, HINGE SS P/N 0007979 | 005001 | 063017 | Salvage
[72 empty] | 2007 | 6 | 961 | 108 | 54 | 40 | 000 | 914.16 | PLUG/STEM ASSY, P/N A73023 | 005001 | 063015 | Salvage
[72 empty] | 2007 | 6 | 961 | 108 | 54 | 40 | 000 | 1156.17 | PLUG, P/N A69287 | 005001 | 063015 | Salvage
[72 empty] | 2007 | 6 | 961 | 108 | 54 | 40 | 000 | 273.59 | PLUG, SEAL 0MM P/N A73056 | 005001 | 063016 | Salvage
[72 empty] | 2007 | 6 | 961 | 108 | 54 | 40 | 000 | 262.68 | PLUG, TUBE 0.520 CARBON STEEL P/N PRP-0520-C | 005001 | 063014 | Salvage
[72 empty] | 2007 | 6 | 961 | 108 | 54 | 40 | 000 | 418.37 | POSITIONER, P/N A79104 | 005001 | 063017 | Salvage
[72 empty] | 2007 | 6 | 961 | 108 | 54 | 40 | 000 | 96 | RELAY, AUXILIARY TYPE SG P/N 1205616-C | 005001 | 063018 | Salvage
[72 empty] | 2007 | 6 | 961 | 108 | 54 | 40 | 000 | 7.97 | RELAY, OPEN TYPE 2 POLE 120VAC COIL P/N 700-C110A1 | 005001 | 063018 | Salvage
[72 empty] | 2007 | 6 | 961 | 108 | 54 | 40 | 000 | 354 | RESISTOR, 1000 OHM 115 W ITEM 13 STYLE 1649965 | 005001 | 063018 | Salvage
[72 empty] | 2007 | 6 | 961 | 108 | 54 | 40 | 000 | 100 | RESISTOR, 3000 OHM 50W ITEM 14 STYLE 125A520H27 | 005001 | 063018 | Salvage
[72 empty] | 2007 | 6 | 961 | 108 | 54 | 40 | 000 | 91.2 | RETAINER, SEAL P/N A73012 | 005001 | 063016 | Salvage
[72 empty] | 2007 | 6 | 961 | 108 | 54 | 40 | 000 | 749.85 | RING, CASING WEAR 1ST STAGE #76-B 1768932 | 005001 | 063015 | Salvage
[72 empty] | 2007 | 6 | 961 | 108 | 54 | 40 | 000 | 365.87 | RING, LOAD P/N A61733 | 005001 | 063016 | Salvage
[72 empty] | 2007 | 6 | 961 | 108 | 54 | 40 | 000 | 25.47 | RING, RETAINING BOTTOM BEARING #89B P/N 1100084 | 005001 | 063015 | Salvage
[72 empty] | 2007 | 6 | 961 | 108 | 54 | 40 | 000 | 839.03 | RING, SEAT P/N A70457 | 005001 | 063016 | Salvage
[72 empty] | 2007 | 6 | 961 | 108 | 54 | 40 | 000 | 545.2 | RING, SEAT P/N A72477 | 005001 | 063016 | Salvage
[72 empty] | 2007 | 6 | 961 | 108 | 54 | 40 | 000 | 153.75 | RING, SPLIT #252A 187D252AX1-20 | 005001 | 063014 | Salvage
[72 empty] | 2007 | 6 | 961 | 108 | 54 | 40 | 000 | 260.75 | RING, SPLIT #252B 112D252CX1-20 | 005001 | 063014 | Salvage
[72 empty] | 2007 | 6 | 961 | 108 | 54 | 40 | 000 | 20.55 | RING, SPTRAL RETAINING P/N A73058 | 005001 | 063017 | Salvage
[72 empty] | 2007 | 6 | 961 | 108 | 54 | 40 | 000 | 105.55 | SCREW, LOCK #82 043D82X3-746 | 005001 | 063015 | Salvage
[72 empty] | 2007 | 6 | 961 | 108 | 54 | 40 | 000 | 34.86 | SEAL, NAT 7607 SL A=1.730 B=2.336 C=.280 | 005001 | 063016 | Salvage
[72 empty] | 2007 | 6 | 961 | 108 | 54 | 40 | 000 | 26.77 | SEAT, BUNA-N P/N 144- 6 | 005001 | 063014 | Salvage
[72 empty] | 2007 | 6 | 961 | 108 | 54 | 40 | 000 | 13.13 | SHEAVE, 1VP34 3- 1/4 OD X VARIABLE W 1 GRV (5/8 SHAFT) | 005001 | 063017 | Salvage
[72 empty] | 2007 | 6 | 961 | 108 | 54 | 40 | 000 | 4577.49 | SLEEVE, BOWL BEARING SHAFT #71-B 1608282 | 005001 | 063015 | Salvage
[72 empty] | 2007 | 6 | 961 | 108 | 54 | 40 | 000 | 322.77 | SLEEVE, INTERMEDIATE #57 137D57AX1-20 | 005001 | 063014 | Salvage
[72 empty] | 2007 | 6 | 961 | 108 | 54 | 40 | 000 | 1025.82 | SLEEVE, JOURNAL #135 162B135CX1A-20K | 005001 | 063014 | Salvage
[72 empty] | 2007 | 6 | 961 | 108 | 54 | 40 | 000 | 2641 | SLEEVE, SHAFT BOTTOM BEARING #71-A | 005001 | 063015 | Salvage
[72 empty] | 2007 | 6 | 961 | 108 | 54 | 40 | 000 | 4012.04 | SLEEVE, SHAFT SPIDER BEARING #71-D P/N 1608290 | 005001 | 063015 | Salvage
[72 empty] | 2007 | 6 | 961 | 108 | 54 | 40 | 000 | 550.32 | SLEEVE, SPACER #77-C | 005001 | 063015 | Salvage
[72 empty] | 2007 | 6 | 961 | 108 | 54 | 40 | 000 | 345.51 | SLEEVE, SPACING #167 137D167BX1-20K | 005001 | 063014 | Salvage
[72 empty] | 2007 | 6 | 961 | 108 | 54 | 40 | 000 | 1334.53 | SLEEVE, UPPER SHAFT BEARING #71E | 005001 | 063015 | Salvage
[72 empty] | 2007 | 6 | 961 | 108 | 54 | 40 | 000 | 245.91 | SPRING, STA MAIN & INTERMED #412A288P1 | 005001 | 063018 | Salvage
[72 empty] | 2007 | 6 | 961 | 108 | 54 | 40 | 000 | 210.35 | STEM, VALVE P/N 11A1805X102 | 005001 | 063014 | Salvage
[72 empty] | 2007 | 6 | 961 | 108 | 54 | 40 | 000 | 53 | SWITCH ASSY, LEFT HAND P/N 20-3200-04 | 005001 | 063017 | Salvage
[72 empty] | 2007 | 6 | 961 | 108 | 54 | 40 | 000 | 52.98 | SWITCH ASSY, RIGHT HAND P/N 20-3200-03 | 005001 | 063017 | Salvage
[72 empty] | 2007 | 6 | 961 | 108 | 54 | 40 | 000 | 1213.6 | SWITCH, PUSHBUTTON 2PDT P/N 4259A98H03 | 005001 | 063018 | Salvage
[72 empty] | 2007 | 6 | 961 | 108 | 54 | 40 | 000 | 3501.93 | SWITCH, QMR60 3 POLE 60A P/N 565B714G44 | 005001 | 063018 | Salvage
[72 empty] | 2007 | 6 | 961 | 108 | 54 | 40 | 000 | 54.24 | SWITCH, TOGGLE DPDT P/N 8832K6 | 005001 | 063018 | Salvage
[72 empty] | 2007 | 6 | 961 | 108 | 54 | 40 | 000 | 60.88 | TUBE, ELECTRON 2050A | 005001 | 063017 | Salvage
[72 empty] | 2007 | 6 | 961 | 108 | 54 | 40 | 000 | 35.8 | TUBE, ELECTRON 6SN7GTA 6SN7GTB 6SN7GT 5692 | 005001 | 063017 | Salvage
[72 empty] | 2007 | 6 | 961 | 108 | 54 | 40 | 000 | 74.78 | WASHER, CUP PTFE P/N 61772 | 005001 | 063016 | Salvage
[72 empty] | 2007 | 6 | 961 | 108 | 54 | 40 | 000 | 74.03 | WASHER, LOCK BEARING BOTTOM SLEEVE #104 | 005001 | 063015 | Salvage
[72 empty] | 2007 | 7 | 961 | 108 | 54 | 40 | 000 | 16.26 | SEAL, FLANGE P/N 400-1065 | 005001 | 075617 | Salvage
[72 empty] | 2007 | 7 | 961 | 108 | 54 | 40 | 000 | 40.27 | SIEVE, #16 US STD OPENING 1.18MM WIRE DIA 0.65OMM BRASS | 005001 | 075617 | Salvage
[72 empty] | 2007 | 7 | 961 | 108 | 54 | 40 | 000 | 80.35 | SIEVE, #30 US STD OPENING 600 MM WIRE DIA 0.390MM BRASS | 005001 | 075617 | Salvage
[72 empty] | 2007 | 7 | 961 | 108 | 54 | 40 | 000 | 146.07 | SIEVE, #200 US STD OPENING 0.075MM BRASS | 005001 | 075617 | Salvage
[72 empty] | 2007 | 7 | 961 | 108 | 54 | 40 | 000 | 87.83 | SIEVE, #325 US STD OPENING 0.045MM WIRE DIA 0.03MM BRASS | 005001 | 075617 | Salvage
[72 empty] | 2007 | 7 | 961 | 108 | 54 | 40 | 000 | 22.91 | SIEVE, COVER 8 IN | 005001 | 075617 | Salvage
[72 empty] | 2007 | 7 | 961 | 108 | 54 | 40 | 000 | 113.03 | SIEVE, TESTING #50 8 IN DIA. | 005001 | 075617 | Salvage
[72 empty] | 2007 | 7 | 961 | 108 | 54 | 40 | 000 | 39.79 | SIEVE, TESTING #100 8 IN DIA. | 005001 | 075617 | Salvage
[72 empty] | 2007 | 7 | 961 | 108 | 54 | 40 | 000 | 81.52 | SIEVE, TESTING 3/8 IN 9.5MM BRASS P/N 8323-L46 | 005001 | 075617 | Salvage
[72 empty] | 2010 | 8 | 961 | 108 | 50 | 6 | 000 | 6.88 | MENDER, HOSE 1/2 IN BOSS DIXON M-1 | 005001 | 055115 | Materials
[72 empty] | 2010 | 8 | 961 | 108 | 50 | 6 | 000 | 91.6 | RESPIRATOR, FUME/DUST/MIST/OZONE 10 EA/BX P/N 8514 | 005001 | 055112 | Materials
[72 empty] | 2007 | 4 | 967 | 108 | 54 | 6 | 000 | 353.07 | CONDUIT, ALUMINUM 2 IN 10 FT WITH COUPLING | 005001 | 040290 | Materials
[72 empty] | 2007 | 4 | 967 | 108 | 54 | 6 | 000 | 133.91 | CONDULET, FORM 7 TYPE LB-67 THRD 2 IN CROUSE-HINDS | 005001 | 014874 | Materials
[72 empty] | 2007 | 4 | 967 | 108 | 54 | 6 | 000 | 59.02 | COVER, CONDULET FORM 7 FERALOY 2 IN C/H 670F | 005001 | 014873 | Materials
[72 empty] | 2007 | 4 | 967 | 108 | 54 | 6 | 000 | 18.16 | COVER, CONDULET FORM 7 FERALOY 2 IN C/H 670F | 005001 | 040289 | Materials
[72 empty] | 2007 | 4 | 967 | 108 | 54 | 6 | 000 | 20.96 | GASKET, NEOPRENE CONDULET SOLID FORM 7 2 IN C/H | 005001 | 014874 | Materials
[72 empty] | 2007 | 4 | 967 | 108 | 54 | 6 | 000 | 2.77 | GASKET, NEOPRENE CONDULET SOLID FORM 7 2 IN C/H | 005001 | 040291 | Materials
[72 empty] | 2007 | 4 | 967 | 108 | 54 | 6 | 000 | 4.93 | HUB, ZINC SCRU-TITE 2 IN | 005001 | 040282 | Materials
[72 empty] | 2007 | 11 | 967 | 108 | 50 | 6 | 100 | 985.86 | CLOTH, HI-TEMP HEAT RESISTANT ASB SUB 1/16 IN X 36 IN | 005001 | 043103 | Materials
[72 empty] | 2007 | 11 | 967 | 108 | 50 | 6 | 100 | 98.11 | ELECTRODE, WELDING 6010 1/8 IN | 005001 | 043100 | Materials
[72 empty] | 2007 | 11 | 967 | 108 | 55 | 6 | 100 | 931.47 | CLOTH, HI-TEMP HEAT RESISTANT ASB SUB 1/16 IN X 36 IN | 005001 | 043133 | Materials
[72 empty] | 2007 | 11 | 967 | 108 | 55 | 6 | 100 | 39.79 | PERMIT, ENERGY SUPPLY HOT WORK 2-PART 50/PK P/N 6016261 | 005001 | 043138 | Materials
[72 empty] | 2007 | 12 | 967 | 108 | 55 | 6 | 100 | 22.81 | BROOM, PUSH OFFICE 18 IN W/O HANDLE | 005001 | 043165 | Materials
[72 empty] | 2007 | 12 | 967 | 108 | 55 | 6 | 100 | 24.03 | DISINFECTANT, 128 OUNCE LYSOL | 005001 | 043165 | Materials
[72 empty] | 2007 | 12 | 967 | 108 | 55 | 6 | 100 | 7.32 | HANDLE, BROOM 18 IN OFFICE PUSH 5 IN METAL THREAD | 005001 | 043165 | Materials
[72 empty] | 2008 | 2 | 967 | 108 | 50 | 6 | 000 | 224.91 | HANDRAIL, ASTM A500 GR B SCH 40 1 1/2 IN DIA | 005001 | 043862 | Materials
[72 empty] | 2008 | 2 | 967 | 108 | 50 | 6 | 000 | 13.78 | LOCK, PADLOCK MASTER NO. 1D KEYED DIFFERENT LARGE | 005001 | 044461 | Materials
[72 empty] | 2008 | 2 | 967 | 108 | 50 | 6 | 000 | 26.26 | RECEPTACLE, PLUG IN GRND FLT INTER. 3 OUTLET P/N XG2-12-2TT | 005001 | 044461 | Materials
[72 empty] | 2008 | 2 | 967 | 108 | 50 | 6 | 000 | 65 | SLEEVES, WELDERS CAPE W/DETACHABLE BIB LARGE | 005001 | 033566 | Materials
[72 empty] | 2008 | 12 | 967 | 108 | 50 | 6 | 010 | 824.62 | HANDRAIL, ASTM A500 GR B SCH 40 1 1/2 IN DIA | 005001 | 048022 | Materials
[72 empty] | 2010 | 3 | 967 | 108 | 50 | 6 | 000 | 0 | ELECTRODE, WELDING 7018 3/32 IN ATOM ARC | 005001 | 053273 | Materials
[72 empty] | 2010 | 3 | 967 | 108 | 50 | 6 | 000 | 192.88 | ELECTRODE, WELDING 7018 3/32 IN ATOM ARC | 005001 | 053274 | Materials
[72 empty] | 2010 | 4 | 967 | 108 | 50 | 6 | 000 | 6.87 | U-BOLT, 6 PIPE A=1/2 B= 6-3/4 C= 9- 7/16 HT | 005001 | 053857 | Materials
[72 empty] | 2010 | 5 | 967 | 108 | 50 | 6 | 000 | 0 | CHANNEL, GALV STEEL 1-5/8 IN X 1-5/8 IN X 10 FT 12 GA | 005001 | 054153 | Materials
[72 empty] | 2010 | 5 | 967 | 108 | 50 | 6 | 000 | 71 | CHANNEL, GALV STEEL 1-5/8 IN X 1-5/8 IN X 10 FT 12 GA | 005001 | 054159 | Materials
[72 empty] | 2010 | 5 | 967 | 108 | 50 | 6 | 000 | -175.35 | CONDUIT, ALUMINUM 1/2 IN 10 FT WITH COUPLING | 005001 | 021759 | Materials
[72 empty] | 2010 | 5 | 967 | 108 | 50 | 6 | 000 | 0 | CONDUIT, ALUMINUM 1/2 IN 10 FT WITH COUPLING | 005001 | 054153 | Materials
[72 empty] | 2010 | 5 | 967 | 108 | 50 | 6 | 000 | 175.35 | CONDUIT, ALUMINUM 1/2 IN 10 FT WITH COUPLING | 005001 | 054157 | Materials
[72 empty] | 2010 | 5 | 967 | 108 | 50 | 6 | 000 | 97.62 | CONDUIT, ALUMINUM 3/4 IN 10 FT WITH COUPLING | 005001 | 054185 | Materials
[72 empty] | 2010 | 5 | 967 | 108 | 50 | 6 | 000 | 224.26 | CONDUIT, ALUMINUM 3/4 IN 10 FT WITH COUPLING | 005001 | 054187 | Materials
[72 empty] | 2010 | 5 | 967 | 108 | 50 | 6 | 000 | 16.34 | CONNECTOR, SEALTIGHT 45 DEG NON-INSUL 3/4 IN GEDNEY ONLY | 005001 | 054153 | Materials
[72 empty] | 2010 | 5 | 967 | 108 | 50 | 6 | 000 | 5.16 | NUT, SPRING TITE-GRIP 1/4 -20 P/N N224 | 005001 | 054153 | Materials
[72 empty] | 2010 | 6 | 967 | 108 | 50 | 6 | 000 | 38.74 | CLIP, WIRE ROPE 3/8 IN | 005001 | 054485 | Materials
[72 empty] | 2010 | 6 | 967 | 108 | 50 | 6 | 000 | 44.59 | RESPIRATOR, FUME/DUST/MIST/OZONE 10 EA/BX P/N 8514 | 005001 | 054489 | Materials
[72 empty] | 2010 | 6 | 967 | 108 | 50 | 6 | 000 | 24.69 | SHIELD, FACE DARK GREEN 15-1/2 X 9 IN LONG .060 THICKNESS | 005001 | 054504 | Materials
[72 empty] | 2010 | 7 | 967 | 108 | 50 | 6 | 000 | 2036.56 | EXTINGUISHER, FIRE ABC 20 LB | 005001 | 054823 | Materials
[72 empty] | 2010 | 7 | 967 | 108 | 50 | 6 | 000 | 1666.03 | EXTINGUISHER, FIRE CO2 15 LB | 005001 | 054824 | Materials
[72 empty] | 2010 | 7 | 967 | 108 | 50 | 6 | 000 | 134.47 | RESPIRATOR, FUME/DUST/MIST/OZONE 10 EA/BX P/N 8514 | 005001 | 054620 | Materials
[72 empty] | 2010 | 7 | 967 | 108 | 50 | 6 | 000 | 45.01 | RESPIRATOR, FUME/DUST/MIST/OZONE 10 EA/BX P/N 8514 | 005001 | 054731 | Materials
[72 empty] | 2010 | 7 | 967 | 108 | 50 | 6 | 000 | 45.01 | RESPIRATOR, FUME/DUST/MIST/OZONE 10 EA/BX P/N 8514 | 005001 | 054771 | Materials
[72 empty] | 2010 | 8 | 967 | 108 | 50 | 6 | 000 | 86.18 | CUP, PAPER CONE SHAPE WITH ROLLED RIM 4 OZ 200/TUBE | 005001 | 055180 | Materials
[72 empty] | 2010 | 8 | 967 | 108 | 50 | 6 | 000 | 54.99 | CUP, PAPER DRINKING HOT (8 OZ) P/N 378HT-J8000 | 005001 | 055087 | Materials
[72 empty] | 2010 | 8 | 967 | 108 | 50 | 6 | 000 | 19.47 | LINER, PLASTIC 55 GAL 1.4 MIL 38" X 58" XX HEAVY DUTY | 005001 | 055087 | Materials
[72 empty] | 2010 | 8 | 967 | 108 | 50 | 6 | 000 | 23.68 | PAD, ABSORBENT OIL 100 SHEET/BALE | 005001 | 055087 | Materials
[72 empty] | 2010 | 8 | 967 | 108 | 50 | 6 | 000 | 48.12 | PAD, ABSORBENT OIL 100 SHEET/BALE | 005001 | 055180 | Materials
[72 empty] | 2010 | 8 | 967 | 108 | 50 | 6 | 000 | 82.57 | PLUG, EAR PURA-FIT FOAM RUBBER CONTOUR SHAPE DISPOSABLE | 005001 | 055087 | Materials
[72 empty] | 2010 | 8 | 967 | 108 | 50 | 6 | 000 | 39.71 | RAGS, CLEAN RECYCLED WHITE LINT FREE MED WEIGHT COTTON | 005001 | 055087 | Materials
[72 empty] | 2010 | 8 | 967 | 108 | 50 | 6 | 000 | 45.09 | RESPIRATOR, FUME/DUST/MIST/OZONE 10 EA/BX P/N 8514 | 005001 | 054973 | Materials
[72 empty] | 2010 | 8 | 967 | 108 | 50 | 6 | 000 | 90.18 | RESPIRATOR, FUME/DUST/MIST/OZONE 10 EA/BX P/N 8514 | 005001 | 054997 | Materials
[72 empty] | 2010 | 8 | 967 | 108 | 50 | 6 | 000 | 90.87 | RESPIRATOR, FUME/DUST/MIST/OZONE 10 EA/BX P/N 8514 | 005001 | 055087 | Materials
[72 empty] | 2010 | 8 | 967 | 108 | 50 | 6 | 000 | 74.35 | TAG, BARRICADE DANGER RED TYVEK 4X8-1/2 P/N 6341267 | 005001 | 055101 | Materials
[72 empty] | 2010 | 8 | 967 | 108 | 50 | 6 | 000 | 35.94 | TAPE, BARRICADE "CAUTION CAUTION" | 005001 | 055180 | Materials
[72 empty] | 2010 | 8 | 967 | 108 | 50 | 6 | 000 | 8.79 | TAPE, VINYL ELECTRICAL .007 3/4 X 66 FT | 005001 | 055087 | Materials
[72 empty] | 2010 | 9 | 967 | 108 | 50 | 6 | 000 | 20.71 | BLADE, H.S. METAL CUTTING B&D #40113 14 TOOTH 6 IN LG | 005001 | 055355 | Materials
[72 empty] | 2010 | 9 | 967 | 108 | 50 | 6 | 000 | 39.83 | BLADE, H.S. METAL CUTTING B&D #40113 14 TOOTH 6 IN LG | 005001 | 055372 | Materials
[72 empty] | 2010 | 9 | 967 | 108 | 50 | 6 | 000 | 30.52 | CARTRIDGE, FOR MULTI-GAS/VAPOR 3M 6000 (ORGNC VPRS INC. NH4) | 005001 | 055372 | Materials
[72 empty] | 2010 | 9 | 967 | 108 | 50 | 6 | 000 | 40.17 | CLIP, WIRE ROPE 3/8 IN | 005001 | 055211 | Materials
[72 empty] | 2010 | 9 | 967 | 108 | 50 | 6 | 000 | 7.32 | COVERALL, PROTECTIVE/DISPOSABLE W/HOOD & BOOTS WH XX-LARGE | 005001 | 055372 | Materials
[72 empty] | 2010 | 9 | 967 | 108 | 50 | 6 | 000 | 4.38 | TAPE, PVC SEALING -PACKAGING, SHIPPING 180 FT/RL | 005001 | 055372 | Materials
[72 empty] | 2010 | 9 | 967 | 108 | 50 | 6 | 000 | 16.71 | TAPE, STEEL MEASURING 1 IN WIDTH X 25 FT LENGTH P/N 33-425 | 005001 | 055372 | Materials
[72 empty] | 2010 | 11 | 967 | 108 | 50 | 6 | 010 | 0 | BALLAST, HIGH PRESSURE SODIUM 150W MULTIVOLT P/N H2015L | 005001 | 056065 | Materials
[72 empty] | 2010 | 11 | 967 | 108 | 50 | 6 | 010 | 0 | BALLAST, HIGH PRESSURE SODIUM 150W MULTIVOLT P/N H2015L | 005001 | 056069 | Materials
[72 empty] | 2010 | 11 | 967 | 108 | 50 | 6 | 010 | 140.25 | BALLAST, HIGH PRESSURE SODIUM 150W MULTIVOLT P/N H2015L | 005001 | 056072 | Materials
[72 empty] | 2010 | 11 | 967 | 108 | 50 | 6 | 010 | 275.88 | BALLAST, HIGH PRESSURE SODIUM 150W MULTIVOLT P/N H2015L | 005001 | 056078 | Materials
[72 empty] | 2010 | 11 | 967 | 108 | 50 | 6 | 010 | 0 | CHANNEL, GALV STEEL 1-5/8 IN X 1-5/8 IN X 10 FT 12 GA | 005001 | 056065 | Materials
[72 empty] | 2010 | 11 | 967 | 108 | 50 | 6 | 010 | 48.9 | CHANNEL, GALV STEEL 1-5/8 IN X 1-5/8 IN X 10 FT 12 GA | 005001 | 056075 | Materials
[72 empty] | 2010 | 11 | 967 | 108 | 50 | 6 | 010 | 0 | CONDUIT, ALUMINUM 1 IN 10 FT WITH COUPLING | 005001 | 056065 | Materials
[72 empty] | 2010 | 11 | 967 | 108 | 50 | 6 | 010 | 514.57 | CONDUIT, ALUMINUM 1 IN 10 FT WITH COUPLING | 005001 | 056071 | Materials
[72 empty] | 2010 | 11 | 967 | 108 | 50 | 6 | 010 | 30.16 | CONDULET, FORM 7 TYPE LB-27 3/4 IN CROUSE HINDS | 005001 | 056069 | Materials
[72 empty] | 2010 | 11 | 967 | 108 | 50 | 6 | 010 | 68.8 | CONDULET, FORM 7 TYPE LB-37 THRD 1 IN CROUSE-HINDS | 005001 | 056065 | Materials
[72 empty] | 2010 | 11 | 967 | 108 | 50 | 6 | 010 | 19.3 | CONDULET, FORM 7 TYPE T-27 THRD 3/4 IN CROUSE-HINDS | 005001 | 056069 | Materials
[72 empty] | 2010 | 11 | 967 | 108 | 50 | 6 | 010 | 18.96 | CONDULET, FORM 7 TYPE T-27 THRD 3/4 IN CROUSE-HINDS | 005001 | 056081 | Materials
[72 empty] | 2010 | 11 | 967 | 108 | 50 | 6 | 010 | 28.94 | CONDULET, FORM 7 TYPE T-37 THRD 1 IN CROUSE-HINDS | 005001 | 056065 | Materials
[72 empty] | 2010 | 11 | 967 | 108 | 50 | 6 | 010 | 13.46 | CONDULET, FORM 7 TYPE T-37 THRD 1 IN CROUSE-HINDS | 005001 | 056076 | Materials
[72 empty] | 2010 | 11 | 967 | 108 | 50 | 6 | 010 | 8.08 | CONNECTOR, SEALTIGHT STRAIGHT 3/4 IN GEDNEY ONLY | 005001 | 056065 | Materials
[72 empty] | 2010 | 11 | 967 | 108 | 50 | 6 | 010 | 8.08 | CONNECTOR, SEALTIGHT STRAIGHT 3/4 IN GEDNEY ONLY | 005001 | 056069 | Materials
[72 empty] | 2010 | 11 | 967 | 108 | 50 | 6 | 010 | 15.96 | CONNECTOR, SEALTIGHT 45 DEG NON-INSUL 3/4 IN GEDNEY ONLY | 005001 | 056065 | Materials
[72 empty] | 2010 | 11 | 967 | 108 | 50 | 6 | 010 | 3.99 | CONNECTOR, SEALTIGHT 45 DEG NON-INSUL 3/4 IN GEDNEY ONLY | 005001 | 056069 | Materials
[72 empty] | 2010 | 11 | 967 | 108 | 50 | 6 | 010 | 11.51 | CONNECTOR, SEALTIGHT 45 DEG NON-INSUL 3/4 IN GEDNEY ONLY | 005001 | 056077 | Materials
[72 empty] | 2010 | 11 | 967 | 108 | 50 | 6 | 010 | 29.14 | COVER, CONDULET FORM 7 FERALOY 3/4 IN C/H | 005001 | 056069 | Materials
[72 empty] | 2010 | 11 | 967 | 108 | 50 | 6 | 010 | 34.19 | COVER, CONDULET FORM 7 FERALOY 1 IN C/H | 005001 | 056065 | Materials
[72 empty] | 2010 | 11 | 967 | 108 | 50 | 6 | 010 | 15.05 | GASKET, NEOPRENE CONDULET SOLID FORM 7 3/4 IN C/H | 005001 | 056069 | Materials
[72 empty] | 2010 | 11 | 967 | 108 | 50 | 6 | 010 | 15.77 | GASKET, NEOPRENE CONDULET SOLID FORM 7 1 IN C/H | 005001 | 056065 | Materials
[72 empty] | 2010 | 11 | 967 | 108 | 50 | 6 | 010 | 20.99 | GLOBE, GLASS SMALL P/N H2000-GN | 005001 | 056065 | Materials
[72 empty] | 2010 | 11 | 967 | 108 | 50 | 6 | 010 | 41.97 | GLOBE, GLASS SMALL P/N H2000-GN | 005001 | 056069 | Materials
[72 empty] | 2010 | 11 | 967 | 108 | 50 | 6 | 010 | 0 | GUARD, SMALL GLOBE P/N H2000-NG | 005001 | 056065 | Materials
[72 empty] | 2010 | 11 | 967 | 108 | 50 | 6 | 010 | 0 | GUARD, SMALL GLOBE P/N H2000-NG | 005001 | 056069 | Materials
[72 empty] | 2010 | 11 | 967 | 108 | 50 | 6 | 010 | 14.52 | HUB, ZINC SCRU-TITE 3/4 IN | 005001 | 056069 | Materials
[72 empty] | 2010 | 11 | 967 | 108 | 50 | 6 | 010 | 8.21 | HUB, ZINC SCRU-TITE 1 IN | 005001 | 056065 | Materials
[72 empty] | 2010 | 11 | 967 | 108 | 50 | 6 | 010 | 9.26 | LAMP, HIGH PRESSURE SODIUM 150W UNIVERSAL MTG | 005001 | 056065 | Materials
[72 empty] | 2010 | 11 | 967 | 108 | 50 | 6 | 010 | 18.53 | LAMP, HIGH PRESSURE SODIUM 150W UNIVERSAL MTG | 005001 | 056069 | Materials
[72 empty] | 2010 | 11 | 967 | 108 | 50 | 6 | 010 | 0 | MOUNT, STRAIGHT STANCHION 1-1/4 IN W/BLST CVR P/N H2000-5S | 005001 | 056065 | Materials
[72 empty] | 2010 | 11 | 967 | 108 | 50 | 6 | 010 | 0 | MOUNT, STRAIGHT STANCHION 1-1/4 IN W/BLST CVR P/N H2000-5S | 005001 | 056069 | Materials
[72 empty] | 2010 | 11 | 967 | 108 | 50 | 6 | 010 | 61.64 | MOUNT, STRAIGHT STANCHION 1-1/4 IN W/BLST CVR P/N H2000-5S | 005001 | 056074 | Materials
[72 empty] | 2010 | 11 | 967 | 108 | 50 | 6 | 010 | 120.69 | MOUNT, STRAIGHT STANCHION 1-1/4 IN W/BLST CVR P/N H2000-5S | 005001 | 056080 | Materials
[72 empty] | 2010 | 11 | 967 | 108 | 50 | 6 | 010 | 9.61 | RECEPTACLE, GROUND FAULT INTERRUPTER 120V 20A P/N 2095-I | 005001 | 056065 | Materials
[72 empty] | 2010 | 11 | 967 | 108 | 50 | 6 | 010 | 13.66 | STRAP, PIPE RIGID 1 IN P/N 702 1 EG | 005001 | 056065 | Materials
[72 empty] | 2010 | 11 | 967 | 108 | 50 | 6 | 010 | 19.39 | STRAP, PIPE RIGID 3/4 IN P/N 702 3/4 EG | 005001 | 056065 | Materials
[72 empty] | 2010 | 12 | 967 | 108 | 50 | 6 | 010 | 10.48 | GUARD, SMALL GLOBE P/N H2000-NG | 005001 | 056073 | Materials
[72 empty] | 2010 | 12 | 967 | 108 | 50 | 6 | 010 | 20.95 | GUARD, SMALL GLOBE P/N H2000-NG | 005001 | 056079 | Materials
[72 empty] | 2010 | 12 | 971 | 108 | 50 | 6 | 000 | 14.01 | GLOVE, DRIVER GRAIN PALM W/SPLIT LEATHER BACK MEDIUM | 005001 | 098483 | Materials
[72 empty] | 2010 | 12 | 971 | 108 | 50 | 6 | 000 | 43.37 | GOGGLES, SAFETY FOAM SPAT. TEMPLE/STRAP CLEAR LENS 2.0 MAG | 005001 | 098483 | Materials
[72 empty] | 2010 | 12 | 971 | 108 | 50 | 6 | 000 | 59.9 | HAT, HARD TOPGARD CLASS B SLOTTED YELLOW P/N 454721 | 005001 | 098483 | Materials
[72 empty] | 2009 | 2 | 936 | 108 | 50 | 6 | 000 | 0.08 | HANDRAIL, ASTM A500 GR B SCH 40 1 1/2 IN DIA | 005002 | 048488 | Materials
[72 empty] | 2009 | 3 | 936 | 108 | 50 | 6 | 000 | -0.08 | HANDRAIL, ASTM A500 GR B SCH 40 1 1/2 IN DIA | 005002 | 048488 | Materials
[72 empty] | 2009 | 3 | 936 | 108 | 52 | 6 | 000 | 202.38 | BAG, WOVEN POLYPROPYLENE 26 IN X 40 IN | 005002 | 047980 | Materials
[72 empty] | 2009 | 8 | 936 | 108 | 50 | 6 | 000 | 27.17 | COMPOUND, SWEEPING, 50 LB CONTAINER | 005002 | 050664 | Materials
[72 empty] | 2009 | 10 | 936 | 108 | 50 | 6 | 000 | 109.19 | BAG, WOVEN POLYPROPYLENE 26 IN X 40 IN | 005002 | 051209 | Materials
[72 empty] | 2009 | 10 | 936 | 108 | 50 | 6 | 000 | 132.47 | BAG, WOVEN POLYPROPYLENE 26 IN X 40 IN | 005002 | 051523 | Materials
[72 empty] | 2009 | 10 | 936 | 108 | 50 | 6 | 000 | 3.74 | CUP, PAPER DRINKING HOT (8 OZ) P/N 378HT-J8000 | 005002 | 051510 | Materials
[72 empty] | 2009 | 11 | 936 | 108 | 50 | 6 | 000 | 24.78 | COMPOUND, SWEEPING, 50 LB CONTAINER | 005002 | 051688 | Materials
[72 empty] | 2009 | 12 | 936 | 108 | 50 | 6 | 000 | 132.47 | BAG, WOVEN POLYPROPYLENE 26 IN X 40 IN | 005002 | 052058 | Materials
[72 empty] | 2009 | 12 | 936 | 108 | 50 | 6 | 000 | 176.62 | BAG, WOVEN POLYPROPYLENE 26 IN X 40 IN | 005002 | 052126 | Materials
[72 empty] | 2009 | 12 | 936 | 108 | 50 | 6 | 000 | 288.83 | GRATING, GALVANIZED (NON-SERRATED) 36 IN X 24 FT | 005002 | 052269 | Materials
[72 empty] | 2009 | 12 | 936 | 108 | 50 | 6 | 000 | 0.3 | HANDRAIL, ASTM A500 GR B SCH 40 1 1/2 IN DIA | 005002 | 052268 | Materials
[72 empty] | 2010 | 3 | 936 | 108 | 50 | 6 | 000 | 88.31 | BAG, WOVEN POLYPROPYLENE 26 IN X 40 IN | 005002 | 052682 | Materials
[72 empty] | 2010 | 5 | 936 | 108 | 50 | 6 | 000 | 132.47 | BAG, WOVEN POLYPROPYLENE 26 IN X 40 IN | 005002 | 054097 | Materials
[72 empty] | 2010 | 6 | 936 | 108 | 50 | 6 | 000 | 4.56 | PIPE, STEEL A106B SMLS PE SCH 80 1-1/2 IN | 005002 | 054194 | Materials
[72 empty] | 2010 | 6 | 936 | 108 | 50 | 6 | 000 | 17.69 | PIPE, STEEL A106B SMLS PE SCH 80 2 IN | 005002 | 054195 | Materials
[72 empty] | 2010 | 11 | 936 | 108 | 50 | 6 | 000 | 132.47 | BAG, WOVEN POLYPROPYLENE 26 IN X 40 IN | 005002 | 055573 | Materials
[72 empty] | 2010 | 11 | 936 | 108 | 50 | 6 | 000 | 44.16 | BAG, WOVEN POLYPROPYLENE 26 IN X 40 IN | 005002 | 055606 | Materials
[72 empty] | 2010 | 12 | 936 | 108 | 50 | 6 | 000 | 88.31 | BAG, WOVEN POLYPROPYLENE 26 IN X 40 IN | 005002 | 056144 | Materials
[72 empty] | 2010 | 6 | 967 | 108 | 50 | 6 | 000 | 19.89 | CONDUIT, ALUMINUM 3/4 IN 10 FT WITH COUPLING | 005002 | 054187 | Materials
[72 empty] | 2010 | 12 | 967 | 108 | 50 | 6 | 010 | 2.18 | GUARD, SMALL GLOBE P/N H2000-NG | 005002 | 056079 | Materials
[72 empty] | 2010 | 5 | 530 | 108 | 50 | 6 | 936 | 65.63 | STORES CLEAR 00.1340 | 005004 | 005004 | Materials
[72 empty] | 2009 | 1 | 922 | 108 | 50 | 6 | 000 | 0 | 16304 CLEAR 00.0000 | 005004 | 005004 | Materials
[72 empty] | 2007 | 3 | 936 | 108 | 53 | 6 | 000 | 0 | 16304 CLEAR 00.0000 | 005004 | 005004 | Materials
[72 empty] | 2007 | 3 | 936 | 108 | 54 | 6 | 000 | 0 | 16304 CLEAR 00.0000 | 005004 | 005004 | Materials
[72 empty] | 2007 | 4 | 936 | 108 | 54 | 6 | 000 | 0 | 16304 CLEAR 00.0000 | 005004 | 005004 | Materials
[72 empty] | 2007 | 4 | 936 | 108 | 56 | 6 | 000 | 0 | 16304 CLEAR 00.0000 | 005004 | 005004 | Materials
[72 empty] | 2007 | 7 | 936 | 108 | 50 | 6 | 000 | 0 | 16304 CLEAR 00.0000 | 005004 | 005004 | Materials
[72 empty] | 2007 | 7 | 936 | 108 | 51 | 6 | 000 | 0 | 16304 CLEAR 00.0000 | 005004 | 005004 | Materials
[72 empty] | 2007 | 7 | 936 | 108 | 56 | 6 | 000 | 0 | 16304 CLEAR 00.0000 | 005004 | 005004 | Materials
[72 empty] | 2007 | 8 | 936 | 108 | 50 | 6 | 000 | 0 | 16304 CLEAR 00.0000 | 005004 | 005004 | Materials
[72 empty] | 2007 | 8 | 936 | 108 | 53 | 6 | 000 | 0 | 16304 CLEAR 00.0000 | 005004 | 005004 | Materials
[72 empty] | 2007 | 9 | 936 | 108 | 50 | 6 | 000 | 0 | 16304 CLEAR 00.0000 | 005004 | 005004 | Materials
[72 empty] | 2007 | 10 | 936 | 108 | 50 | 6 | 000 | 0 | 16304 CLEAR 00.0000 | 005004 | 005004 | Materials
[72 empty] | 2007 | 11 | 936 | 108 | 50 | 6 | 000 | 0 | 16304 CLEAR 00.0000 | 005004 | 005004 | Materials
[72 empty] | 2007 | 11 | 936 | 108 | 50 | 6 | 100 | 0 | 16304 CLEAR 00.0000 | 005004 | 005004 | Materials
[72 empty] | 2007 | 11 | 936 | 108 | 51 | 6 | 000 | 0 | 16304 CLEAR 00.0000 | 005004 | 005004 | Materials
[72 empty] | 2007 | 11 | 936 | 108 | 56 | 6 | 000 | 0 | 16304 CLEAR 00.0000 | 005004 | 005004 | Materials
[72 empty] | 2007 | 12 | 936 | 108 | 50 | 6 | 000 | 0 | 16304 CLEAR 00.0000 | 005004 | 005004 | Materials
[72 empty] | 2007 | 12 | 936 | 108 | 51 | 6 | 000 | 0 | 16304 CLEAR 00.0000 | 005004 | 005004 | Materials
[72 empty] | 2007 | 12 | 936 | 108 | 55 | 6 | 100 | 0 | 16304 CLEAR 00.0000 | 005004 | 005004 | Materials
[72 empty] | 2007 | 12 | 936 | 108 | 56 | 6 | 000 | 0 | 16304 CLEAR 00.0000 | 005004 | 005004 | Materials
[72 empty] | 2008 | 1 | 936 | 108 | 54 | 6 | 000 | 0 | 16304 CLEAR 00.0000 | 005004 | 005004 | Materials
[72 empty] | 2008 | 2 | 936 | 108 | 54 | 6 | 000 | 0 | 16304 CLEAR 00.0000 | 005004 | 005004 | Materials
[72 empty] | 2008 | 3 | 936 | 108 | 53 | 6 | 000 | 0 | 16304 CLEAR 00.0000 | 005004 | 005004 | Materials
[72 empty] | 2008 | 3 | 936 | 108 | 54 | 6 | 000 | 0 | 16304 CLEAR 00.0000 | 005004 | 005004 | Materials
[72 empty] | 2008 | 3 | 936 | 108 | 55 | 6 | 000 | 0 | 16304 CLEAR 00.0000 | 005004 | 005004 | Materials
[72 empty] | 2008 | 5 | 936 | 108 | 50 | 6 | 000 | 0 | 16304 CLEAR 00.0000 | 005004 | 005004 | Materials
[72 empty] | 2008 | 5 | 936 | 108 | 56 | 6 | 000 | 0 | 16304 CLEAR 00.0000 | 005004 | 005004 | Materials
[72 empty] | 2008 | 6 | 936 | 108 | 50 | 6 | 000 | 0 | 16304 CLEAR 00.0000 | 005004 | 005004 | Materials
[72 empty] | 2008 | 6 | 936 | 108 | 54 | 6 | 000 | 0 | 16304 CLEAR 00.0000 | 005004 | 005004 | Materials
[72 empty] | 2008 | 7 | 936 | 108 | 50 | 6 | 000 | 0 | 16304 CLEAR 00.0000 | 005004 | 005004 | Materials
[72 empty] | 2008 | 8 | 936 | 108 | 50 | 6 | 000 | 0 | 16304 CLEAR 00.0000 | 005004 | 005004 | Materials
[72 empty] | 2008 | 9 | 936 | 108 | 50 | 6 | 000 | 0 | 16304 CLEAR 00.0000 | 005004 | 005004 | Materials
[72 empty] | 2008 | 9 | 936 | 108 | 51 | 6 | 000 | 0 | 16304 CLEAR 00.0000 | 005004 | 005004 | Materials
[72 empty] | 2008 | 10 | 936 | 108 | 50 | 6 | 000 | 0 | 16304 CLEAR 00.0000 | 005004 | 005004 | Materials
[72 empty] | 2008 | 10 | 936 | 108 | 52 | 6 | 000 | 0 | 16304 CLEAR 00.0000 | 005004 | 005004 | Materials
[72 empty] | 2008 | 11 | 936 | 108 | 50 | 6 | 000 | 0 | 16304 CLEAR 00.0000 | 005004 | 005004 | Materials
[72 empty] | 2008 | 11 | 936 | 108 | 52 | 6 | 000 | 0 | 16304 CLEAR 00.0000 | 005004 | 005004 | Materials
[72 empty] | 2008 | 11 | 936 | 108 | 54 | 6 | 000 | 0 | 16304 CLEAR 00.0000 | 005004 | 005004 | Materials
[72 empty] | 2008 | 12 | 936 | 108 | 50 | 6 | 000 | 0 | 16304 CLEAR 00.0000 | 005004 | 005004 | Materials
[72 empty] | 2008 | 12 | 936 | 108 | 52 | 6 | 000 | 0 | 16304 CLEAR 00.0000 | 005004 | 005004 | Materials
[72 empty] | 2009 | 1 | 936 | 108 | 50 | 6 | 000 | 0 | 16304 CLEAR 00.0000 | 005004 | 005004 | Materials
[72 empty] | 2009 | 1 | 936 | 108 | 52 | 6 | 000 | 0 | 16304 CLEAR 00.0000 | 005004 | 005004 | Materials
[72 empty] | 2009 | 2 | 936 | 108 | 52 | 6 | 000 | 0 | 16304 CLEAR 00.0000 | 005004 | 005004 | Materials
[72 empty] | 2009 | 3 | 936 | 108 | 50 | 6 | 000 | 0 | 16304 CLEAR 00.0000 | 005004 | 005004 | Materials
[72 empty] | 2009 | 3 | 936 | 108 | 52 | 6 | 000 | 0 | 16304 CLEAR 00.0000 | 005004 | 005004 | Materials
[72 empty] | 2009 | 7 | 936 | 108 | 50 | 6 | 000 | 0 | 16304 CLEAR 00.0000 | 005004 | 005004 | Materials
[72 empty] | 2009 | 9 | 936 | 108 | 50 | 6 | 000 | 0 | 16304 CLEAR 00.0000 | 005004 | 005004 | Materials
[72 empty] | 2009 | 10 | 936 | 108 | 50 | 6 | 000 | 0 | 16304 CLEAR 00.0000 | 005004 | 005004 | Materials
[72 empty] | 2009 | 10 | 936 | 108 | 56 | 6 | 000 | 0 | 16304 CLEAR 00.0000 | 005004 | 005004 | Materials
[72 empty] | 2009 | 11 | 936 | 108 | 50 | 6 | 000 | 0 | 16304 CLEAR 00.0000 | 005004 | 005004 | Materials
[72 empty] | 2009 | 12 | 936 | 108 | 50 | 6 | 000 | 0 | 16304 CLEAR 00.0000 | 005004 | 005004 | Materials
[72 empty] | 2010 | 1 | 936 | 108 | 50 | 6 | 000 | 0 | 16304 CLEAR 00.0000 | 005004 | 005004 | Materials
[72 empty] | 2010 | 3 | 936 | 108 | 50 | 6 | 000 | 0 | 16304 CLEAR 00.0000 | 005004 | 005004 | Materials
[72 empty] | 2010 | 5 | 936 | 108 | 50 | 6 | 000 | 0 | 16304 CLEAR 00.0000 | 005004 | 005004 | Materials
[72 empty] | 2010 | 6 | 936 | 108 | 50 | 6 | 000 | 0 | 16304 CLEAR 00.0000 | 005004 | 005004 | Materials
[72 empty] | 2010 | 7 | 936 | 108 | 50 | 6 | 000 | 0 | 16304 CLEAR 00.0000 | 005004 | 005004 | Materials
[72 empty] | 2010 | 8 | 936 | 108 | 50 | 6 | 000 | 0 | 16304 CLEAR 00.0000 | 005004 | 005004 | Materials
[72 empty] | 2010 | 9 | 936 | 108 | 50 | 6 | 000 | 0 | 16304 CLEAR 00.0000 | 005004 | 005004 | Materials
[72 empty] | 2010 | 10 | 936 | 108 | 50 | 6 | 000 | 0 | 16304 CLEAR 00.0000 | 005004 | 005004 | Materials
[72 empty] | 2010 | 11 | 936 | 108 | 50 | 6 | 000 | 0 | 16304 CLEAR 00.0000 | 005004 | 005004 | Materials
[72 empty] | 2010 | 12 | 936 | 108 | 50 | 6 | 000 | 0 | 16304 CLEAR 00.0000 | 005004 | 005004 | Materials
[72 empty] | 2007 | 2 | 961 | 108 | 50 | 40 | 000 | 1332.3 | STORES CLEAR 00.0935 | 005004 | 005004 | Salvage
[72 empty] | 2007 | 6 | 961 | 108 | 54 | 40 | 000 | 0 | 16304 CLEAR 00.0000 | 005004 | 005004 | Salvage
[72 empty] | 2007 | 7 | 961 | 108 | 54 | 40 | 000 | 0 | 16304 CLEAR 00.0000 | 005004 | 005004 | Salvage
[72 empty] | 2010 | 8 | 961 | 108 | 50 | 6 | 000 | 0 | 16304 CLEAR 00.0000 | 005004 | 005004 | Materials
[72 empty] | 2007 | 4 | 967 | 108 | 54 | 6 | 000 | 0 | 16304 CLEAR 00.0000 | 005004 | 005004 | Materials
[72 empty] | 2007 | 11 | 967 | 108 | 50 | 6 | 100 | 0 | 16304 CLEAR 00.0000 | 005004 | 005004 | Materials
[72 empty] | 2007 | 11 | 967 | 108 | 55 | 6 | 100 | 0 | 16304 CLEAR 00.0000 | 005004 | 005004 | Materials
[72 empty] | 2007 | 12 | 967 | 108 | 55 | 6 | 100 | 0 | 16304 CLEAR 00.0000 | 005004 | 005004 | Materials
[72 empty] | 2008 | 2 | 967 | 108 | 50 | 6 | 000 | 0 | 16304 CLEAR 00.0000 | 005004 | 005004 | Materials
[72 empty] | 2008 | 12 | 967 | 108 | 50 | 6 | 010 | 0 | 16304 CLEAR 00.0000 | 005004 | 005004 | Materials
[72 empty] | 2010 | 3 | 967 | 108 | 50 | 6 | 000 | 0 | 16304 CLEAR 00.0000 | 005004 | 005004 | Materials
[72 empty] | 2010 | 4 | 967 | 108 | 50 | 6 | 000 | 0 | 16304 CLEAR 00.0000 | 005004 | 005004 | Materials
[72 empty] | 2010 | 5 | 967 | 108 | 50 | 6 | 000 | 0 | 16304 CLEAR 00.0000 | 005004 | 005004 | Materials
[72 empty] | 2010 | 6 | 967 | 108 | 50 | 6 | 000 | 0 | 16304 CLEAR 00.0000 | 005004 | 005004 | Materials
[72 empty] | 2010 | 7 | 967 | 108 | 50 | 6 | 000 | 0 | 16304 CLEAR 00.0000 | 005004 | 005004 | Materials
[72 empty] | 2010 | 8 | 967 | 108 | 50 | 6 | 000 | 0 | 16304 CLEAR 00.0000 | 005004 | 005004 | Materials
[72 empty] | 2010 | 9 | 967 | 108 | 50 | 6 | 000 | 0 | 16304 CLEAR 00.0000 | 005004 | 005004 | Materials
[72 empty] | 2010 | 11 | 967 | 108 | 50 | 6 | 010 | 0 | 16304 CLEAR 00.0000 | 005004 | 005004 | Materials
[72 empty] | 2010 | 12 | 967 | 108 | 50 | 6 | 010 | 0 | 16304 CLEAR 00.0000 | 005004 | 005004 | Materials
[72 empty] | 2010 | 12 | 971 | 108 | 50 | 6 | 000 | 0 | 16304 CLEAR 00.0000 | 005004 | 005004 | Materials
[72 empty] | 2010 | 5 | 530 | 108 | 50 | 5 | 936 | 35.25 | HVY VEH DIST LA | 005005 | 002133 | Materials
[72 empty] | 2010 | 6 | 530 | 108 | 50 | 5 | 936 | 173.99 | HVY VEH DIST LA | 005005 | 002133 | Materials
[72 empty] | 2010 | 7 | 530 | 108 | 50 | 5 | 936 | -52.94 | HVY VEH DIST LA | 005005 | 002133 | Materials
[72 empty] | 2010 | 5 | 530 | 108 | 50 | 1 | 936 | 51.25 | S/T OPER PAY DISTR | 005009 | 005009 | Labor
[72 empty] | 2010 | 6 | 530 | 108 | 50 | 1 | 936 | 165.66 | S/T OPER PAY DISTR | 005009 | 005009 | Labor
[72 empty] | 2007 | 4 | 914 | 108 | 55 | 1 | 000 | 134.93 | S/T OPER PAY DISTR | 005009 | 005009 | Labor
[72 empty] | 2007 | 7 | 914 | 108 | 55 | 1 | 000 | -0.02 | S/T OPER PAY DISTR | 005009 | 005009 | Labor
[72 empty] | 2009 | 11 | 923 | 108 | 50 | 1 | 000 | 602.4 | S/T OPER PAY DISTR | 005009 | 005009 | Labor
[72 empty] | 2010 | 5 | 923 | 108 | 50 | 1 | 000 | 337.92 | S/T OPER PAY DISTR | 005009 | 005009 | Labor
[72 empty] | 2010 | 6 | 923 | 108 | 50 | 1 | 000 | 92.16 | S/T OPER PAY DISTR | 005009 | 005009 | Labor
[72 empty] | 2010 | 7 | 923 | 108 | 50 | 1 | 000 | 506.88 | S/T OPER PAY DISTR | 005009 | 005009 | Labor
[72 empty] | 2010 | 8 | 923 | 108 | 50 | 1 | 000 | 184.32 | S/T OPER PAY DISTR | 005009 | 005009 | Labor
[72 empty] | 2010 | 9 | 923 | 108 | 50 | 1 | 000 | 430.08 | S/T OPER PAY DISTR | 005009 | 005009 | Labor
[72 empty] | 2010 | 10 | 923 | 108 | 50 | 1 | 000 | 107.52 | S/T OPER PAY DISTR | 005009 | 005009 | Labor
[72 empty] | 2010 | 12 | 923 | 108 | 50 | 1 | 000 | 599.04 | S/T OPER PAY DISTR | 005009 | 005009 | Labor
[72 empty] | 2008 | 3 | 934 | 108 | 50 | 1 | 000 | 1018.08 | S/T OPER PAY DISTR | 005009 | 005009 | Labor
[72 empty] | 2008 | 3 | 934 | 108 | 51 | 1 | 000 | 1357.44 | S/T OPER PAY DISTR | 005009 | 005009 | Labor
[72 empty] | 2008 | 4 | 934 | 108 | 50 | 1 | 000 | 2224.52 | S/T OPER PAY DISTR | 005009 | 005009 | Labor
[72 empty] | 2008 | 4 | 934 | 108 | 51 | 1 | 000 | 2224.52 | S/T OPER PAY DISTR | 005009 | 005009 | Labor
[72 empty] | 2008 | 5 | 934 | 108 | 50 | 1 | 000 | 2224.52 | S/T OPER PAY DISTR | 005009 | 005009 | Labor
[72 empty] | 2008 | 5 | 934 | 108 | 51 | 1 | 000 | 2224.52 | S/T OPER PAY DISTR | 005009 | 005009 | Labor
[72 empty] | 2008 | 6 | 934 | 108 | 50 | 1 | 000 | 2224.52 | S/T OPER PAY DISTR | 005009 | 005009 | Labor
[72 empty] | 2008 | 6 | 934 | 108 | 51 | 1 | 000 | 2224.52 | S/T OPER PAY DISTR | 005009 | 005009 | Labor
[72 empty] | 2008 | 7 | 934 | 108 | 50 | 1 | 000 | 2927 | S/T OPER PAY DISTR | 005009 | 005009 | Labor
[72 empty] | 2008 | 7 | 934 | 108 | 51 | 1 | 000 | 2927 | S/T OPER PAY DISTR | 005009 | 005009 | Labor
[72 empty] | 2008 | 8 | 934 | 108 | 50 | 1 | 000 | 2341.6 | S/T OPER PAY DISTR | 005009 | 005009 | Labor
[72 empty] | 2008 | 8 | 934 | 108 | 51 | 1 | 000 | 2341.6 | S/T OPER PAY DISTR | 005009 | 005009 | Labor
[72 empty] | 2008 | 9 | 934 | 108 | 50 | 1 | 000 | 2224.52 | S/T OPER PAY DISTR | 005009 | 005009 | Labor
[72 empty] | 2008 | 9 | 934 | 108 | 51 | 1 | 000 | 2224.52 | S/T OPER PAY DISTR | 005009 | 005009 | Labor
[72 empty] | 2008 | 10 | 934 | 108 | 50 | 1 | 000 | 819.56 | S/T OPER PAY DISTR | 005009 | 005009 | Labor
[72 empty] | 2008 | 10 | 934 | 108 | 51 | 1 | 000 | 819.56 | S/T OPER PAY DISTR | 005009 | 005009 | Labor
[72 empty] | 2008 | 10 | 961 | 108 | 50 | 1 | 000 | 1404.96 | S/T OPER PAY DISTR | 005009 | 005009 | Labor
[72 empty] | 2008 | 11 | 961 | 108 | 50 | 1 | 000 | 4683.2 | S/T OPER PAY DISTR | 005009 | 005009 | Labor
[72 empty] | 2008 | 12 | 961 | 108 | 50 | 1 | 000 | 1170.8 | S/T OPER PAY DISTR | 005009 | 005009 | Labor
[72 empty] | 2010 | 2 | 465 | 108 | 50 | 2 | 000 | 75.81 | S/T OFF PAY DISTR | 005010 | 005010 | Labor
[72 empty] | 2010 | 3 | 465 | 108 | 50 | 2 | 000 | 132.67 | S/T OFF PAY DISTR | 005010 | 005010 | Labor
[72 empty] | 2010 | 4 | 465 | 108 | 50 | 2 | 000 | 360.09 | S/T OFF PAY DISTR | 005010 | 005010 | Labor
[72 empty] | 2010 | 5 | 465 | 108 | 50 | 2 | 000 | 151.62 | S/T OFF PAY DISTR | 005010 | 005010 | Labor
[72 empty] | 2010 | 6 | 465 | 108 | 50 | 2 | 000 | 303.23 | S/T OFF PAY DISTR | 005010 | 005010 | Labor
[72 empty] | 2010 | 10 | 465 | 108 | 50 | 2 | 000 | 113.71 | S/T OFF PAY DISTR | 005010 | 005010 | Labor
[72 empty] | 2010 | 11 | 465 | 108 | 50 | 2 | 000 | 113.71 | S/T OFF PAY DISTR | 005010 | 005010 | Labor
[72 empty] | 2010 | 5 | 926 | 108 | 50 | 2 | 000 | 15.82 | S/T OFF PAY DISTR | 005010 | 005010 | Labor
[72 empty] | 2010 | 6 | 926 | 108 | 50 | 2 | 000 | 31.64 | S/T OFF PAY DISTR | 005010 | 005010 | Labor
[72 empty] | 2010 | 9 | 926 | 108 | 50 | 2 | 000 | 173.99 | S/T OFF PAY DISTR | 005010 | 005010 | Labor
[72 empty] | 2010 | 10 | 926 | 108 | 50 | 2 | 000 | 237.26 | S/T OFF PAY DISTR | 005010 | 005010 | Labor
[72 empty] | 2010 | 11 | 926 | 108 | 50 | 2 | 000 | 284.71 | S/T OFF PAY DISTR | 005010 | 005010 | Labor
[72 empty] | 2010 | 12 | 926 | 108 | 50 | 2 | 000 | 47.46 | S/T OFF PAY DISTR | 005010 | 005010 | Labor
[72 empty] | 2007 | 8 | 928 | 108 | 56 | 2 | 000 | 48 | S/T CO-OP PAY DISTR | 005010 | 005010 | Labor
[72 empty] | 2007 | 10 | 928 | 108 | 50 | 2 | 000 | 144 | S/T CO-OP PAY DISTR | 005010 | 005010 | Labor
[72 empty] | 2007 | 11 | 928 | 108 | 56 | 2 | 000 | 17 | S/T CO-OP PAY DISTR | 005010 | 005010 | Labor
[72 empty] | 2007 | 12 | 928 | 108 | 50 | 2 | 000 | 96 | S/T CO-OP PAY DISTR | 005010 | 005010 | Labor
[72 empty] | 2008 | 1 | 928 | 108 | 50 | 2 | 000 | 384 | S/T CO-OP PAY DISTR | 005010 | 005010 | Labor
[72 empty] | 2008 | 2 | 928 | 108 | 50 | 2 | 000 | 208 | S/T CO-OP PAY DISTR | 005010 | 005010 | Labor
[72 empty] | 2008 | 2 | 928 | 108 | 50 | 2 | 000 | 1100.97 | S/T OFF PAY DISTR | 005010 | 005010 | Labor
[72 empty] | 2008 | 3 | 928 | 108 | 50 | 2 | 000 | 416 | S/T CO-OP PAY DISTR | 005010 | 005010 | Labor
[72 empty] | 2008 | 4 | 928 | 108 | 50 | 2 | 000 | 1072 | S/T CO-OP PAY DISTR | 005010 | 005010 | Labor
[72 empty] | 2008 | 5 | 928 | 108 | 50 | 2 | 000 | 336 | S/T CO-OP PAY DISTR | 005010 | 005010 | Labor
[72 empty] | 2008 | 6 | 928 | 108 | 51 | 2 | 000 | 144 | S/T CO-OP PAY DISTR | 005010 | 005010 | Labor
[72 empty] | 2008 | 6 | 928 | 108 | 52 | 2 | 000 | 160 | S/T CO-OP PAY DISTR | 005010 | 005010 | Labor
[72 empty] | 2008 | 6 | 928 | 108 | 53 | 2 | 000 | 144 | S/T CO-OP PAY DISTR | 005010 | 005010 | Labor
[72 empty] | 2008 | 6 | 928 | 108 | 54 | 2 | 000 | 240 | S/T CO-OP PAY DISTR | 005010 | 005010 | Labor
[72 empty] | 2008 | 6 | 928 | 108 | 55 | 2 | 000 | 96 | S/T CO-OP PAY DISTR | 005010 | 005010 | Labor
[72 empty] | 2008 | 6 | 928 | 108 | 56 | 2 | 000 | 112 | S/T CO-OP PAY DISTR | 005010 | 005010 | Labor
[72 empty] | 2008 | 7 | 928 | 108 | 50 | 2 | 000 | 288 | S/T CO-OP PAY DISTR | 005010 | 005010 | Labor
[72 empty] | 2008 | 7 | 928 | 108 | 53 | 2 | 000 | 96 | S/T CO-OP PAY DISTR | 005010 | 005010 | Labor
[72 empty] | 2008 | 7 | 928 | 108 | 54 | 2 | 000 | 112 | S/T CO-OP PAY DISTR | 005010 | 005010 | Labor
[72 empty] | 2008 | 7 | 928 | 108 | 55 | 2 | 000 | 224 | S/T CO-OP PAY DISTR | 005010 | 005010 | Labor
[72 empty] | 2008 | 7 | 928 | 108 | 56 | 2 | 000 | 176 | S/T CO-OP PAY DISTR | 005010 | 005010 | Labor
[72 empty] | 2008 | 8 | 928 | 108 | 50 | 2 | 000 | 32 | S/T CO-OP PAY DISTR | 005010 | 005010 | Labor
[72 empty] | 2008 | 8 | 928 | 108 | 54 | 2 | 000 | 256 | S/T CO-OP PAY DISTR | 005010 | 005010 | Labor
[72 empty] | 2008 | 8 | 928 | 108 | 55 | 2 | 000 | 96 | S/T CO-OP PAY DISTR | 005010 | 005010 | Labor
[72 empty] | 2008 | 8 | 928 | 108 | 56 | 2 | 000 | 112 | S/T CO-OP PAY DISTR | 005010 | 005010 | Labor
[72 empty] | 2008 | 9 | 928 | 108 | 54 | 2 | 000 | 128 | S/T CO-OP PAY DISTR | 005010 | 005010 | Labor
[72 empty] | 2008 | 9 | 928 | 108 | 55 | 2 | 000 | 256 | S/T CO-OP PAY DISTR | 005010 | 005010 | Labor
[72 empty] | 2008 | 10 | 928 | 108 | 50 | 2 | 000 | 256 | S/T CO-OP PAY DISTR | 005010 | 005010 | Labor
[72 empty] | 2008 | 10 | 928 | 108 | 54 | 2 | 000 | 256 | S/T CO-OP PAY DISTR | 005010 | 005010 | Labor
[72 empty] | 2008 | 10 | 928 | 108 | 55 | 2 | 000 | 128 | S/T CO-OP PAY DISTR | 005010 | 005010 | Labor
[72 empty] | 2008 | 11 | 928 | 108 | 50 | 2 | 000 | 748 | S/T CO-OP PAY DISTR | 005010 | 005010 | Labor
[72 empty] | 2008 | 11 | 928 | 108 | 54 | 2 | 000 | 128 | S/T CO-OP PAY DISTR | 005010 | 005010 | Labor
[72 empty] | 2008 | 11 | 928 | 108 | 55 | 2 | 000 | 602 | S/T CO-OP PAY DISTR | 005010 | 005010 | Labor
[72 empty] | 2008 | 12 | 928 | 108 | 54 | 2 | 000 | 384 | S/T CO-OP PAY DISTR | 005010 | 005010 | Labor
[72 empty] | 2009 | 1 | 928 | 108 | 50 | 2 | 000 | 466.4 | S/T CO-OP PAY DISTR | 005010 | 005010 | Labor
[72 empty] | 2009 | 1 | 928 | 108 | 54 | 2 | 000 | 128 | S/T CO-OP PAY DISTR | 005010 | 005010 | Labor
[72 empty] | 2009 | 2 | 928 | 108 | 50 | 2 | 000 | 235.2 | S/T CO-OP PAY DISTR | 005010 | 005010 | Labor
[72 empty] | 2009 | 3 | 928 | 108 | 50 | 2 | 000 | 268.8 | S/T CO-OP PAY DISTR | 005010 | 005010 | Labor
[72 empty] | 2009 | 4 | 928 | 108 | 50 | 2 | 000 | 168 | S/T CO-OP PAY DISTR | 005010 | 005010 | Labor
[72 empty] | 2009 | 9 | 928 | 108 | 50 | 2 | 000 | 78 | S/T PRT-TIME PAY DISTR | 005010 | 005010 | Labor
[72 empty] | 2009 | 10 | 970 | 108 | 50 | 2 | 000 | 31.2 | S/T PRT-TIME PAY DISTR | 005010 | 005010 | Labor
[72 empty] | 2009 | 11 | 970 | 108 | 50 | 2 | 000 | 124.8 | S/T PRT-TIME PAY DISTR | 005010 | 005010 | Labor
[72 empty] | 2010 | 1 | 970 | 108 | 50 | 2 | 000 | 31.2 | S/T CO-OP PAY DISTR | 005010 | 005010 | Labor
[72 empty] | 2010 | 6 | 970 | 108 | 50 | 2 | 000 | 33.6 | S/T CO-OP PAY DISTR | 005010 | 005010 | Labor
[72 empty] | 2008 | 9 | 971 | 108 | 51 | 2 | 000 | 572 | S/T CO-OP PAY DISTR | 005010 | 005010 | Labor
[72 empty] | 2010 | 1 | 971 | 108 | 50 | 2 | 000 | 35.6 | S/T CO-OP PAY DISTR | 005010 | 005010 | Labor
[72 empty] | 2007 | 7 | 972 | 108 | 50 | 2 | 000 | 31.95 | S/T OFF PAY DISTR | 005010 | 005010 | Labor
[72 empty] | 2007 | 8 | 972 | 108 | 50 | 2 | 000 | 63.89 | S/T OFF PAY DISTR | 005010 | 005010 | Labor
[72 empty] | 2008 | 5 | 972 | 108 | 50 | 2 | 000 | 290.35 | S/T OFF PAY DISTR | 005010 | 005010 | Labor
[72 empty] | 2008 | 5 | 972 | 108 | 51 | 2 | 000 | 72.59 | S/T OFF PAY DISTR | 005010 | 005010 | Labor
[72 empty] | 2008 | 6 | 972 | 108 | 50 | 2 | 000 | 145.18 | S/T OFF PAY DISTR | 005010 | 005010 | Labor
[72 empty] | 2008 | 7 | 972 | 108 | 50 | 2 | 000 | 72.59 | S/T OFF PAY DISTR | 005010 | 005010 | Labor
[72 empty] | 2009 | 1 | 972 | 108 | 50 | 2 | 000 | 68.15 | S/T OFF PAY DISTR | 005010 | 005010 | Labor
[72 empty] | 2009 | 3 | 972 | 108 | 50 | 2 | 000 | 272.59 | S/T OFF PAY DISTR | 005010 | 005010 | Labor
[72 empty] | 2009 | 5 | 972 | 108 | 50 | 2 | 000 | 17.04 | S/T OFF PAY DISTR | 005010 | 005010 | Labor
[72 empty] | 2007 | 3 | 973 | 108 | 51 | 2 | 000 | 232 | S/T CO-OP PAY DISTR | 005010 | 005010 | Labor
[72 empty] | 2007 | 4 | 973 | 108 | 50 | 2 | 000 | 296 | S/T CO-OP PAY DISTR | 005010 | 005010 | Labor
[72 empty] | 2007 | 5 | 973 | 108 | 50 | 2 | 000 | 763.89 | S/T OFF PAY DISTR | 005010 | 005010 | Labor
[72 empty] | 2007 | 6 | 973 | 108 | 56 | 2 | 000 | 320 | S/T CO-OP PAY DISTR | 005010 | 005010 | Labor
[72 empty] | 2007 | 7 | 973 | 108 | 56 | 2 | 000 | 368 | S/T CO-OP PAY DISTR | 005010 | 005010 | Labor
[72 empty] | 2010 | 5 | 530 | 108 | 50 | 1 | 936 | 33.32 | OPER ACCRUAL UNDISTR | 005012 | 005012 | Labor
[72 empty] | 2010 | 5 | 530 | 108 | 50 | 71 | 936 | 12.66 | OPER ACCRUAL FRINGE | 005012 | 005012 | Labor
[72 empty] | 2010 | 6 | 530 | 108 | 50 | 1 | 936 | 140.34 | OPER ACCRUAL UNDISTR | 005012 | 005012 | Labor
[72 empty] | 2010 | 6 | 530 | 108 | 50 | 71 | 936 | 53.33 | OPER ACCRUAL FRINGE | 005012 | 005012 | Labor
[72 empty] | 2007 | 4 | 914 | 108 | 55 | 1 | 000 | 47.78 | OPER ACCRUAL UNDISTR | 005012 | 005012 | Labor
[72 empty] | 2007 | 4 | 914 | 108 | 55 | 71 | 000 | 15.29 | OPER ACCRUAL FRINGE | 005012 | 005012 | Labor
[72 empty] | 2007 | 7 | 914 | 108 | 55 | 1 | 000 | -0.01 | OPER ACCRUAL UNDISTR | 005012 | 005012 | Labor
[72 empty] | 2009 | 11 | 923 | 108 | 50 | 1 | 000 | 378.6 | OPER ACCRUAL UNDISTR | 005012 | 005012 | Labor
[72 empty] | 2009 | 11 | 923 | 108 | 50 | 71 | 000 | 113.58 | OPER ACCRUAL FRINGE | 005012 | 005012 | Labor
[72 empty] | 2010 | 5 | 923 | 108 | 50 | 1 | 000 | 197.09 | OPER ACCRUAL UNDISTR | 005012 | 005012 | Labor
[72 empty] | 2010 | 5 | 923 | 108 | 50 | 71 | 000 | 74.89 | OPER ACCRUAL FRINGE | 005012 | 005012 | Labor
[72 empty] | 2010 | 6 | 923 | 108 | 50 | 1 | 000 | 61.83 | OPER ACCRUAL UNDISTR | 005012 | 005012 | Labor
[72 empty] | 2010 | 6 | 923 | 108 | 50 | 71 | 000 | 23.5 | OPER ACCRUAL FRINGE | 005012 | 005012 | Labor
[72 empty] | 2010 | 7 | 923 | 108 | 50 | 1 | 000 | 85.4 | OPER ACCRUAL UNDISTR | 005012 | 005012 | Labor
[72 empty] | 2010 | 7 | 923 | 108 | 50 | 71 | 000 | 32.45 | OPER ACCRUAL FRINGE | 005012 | 005012 | Labor
[72 empty] | 2010 | 8 | 923 | 108 | 50 | 1 | 000 | 66.76 | OPER ACCRUAL UNDISTR | 005012 | 005012 | Labor
[72 empty] | 2010 | 8 | 923 | 108 | 50 | 71 | 000 | 25.37 | OPER ACCRUAL FRINGE | 005012 | 005012 | Labor
[72 empty] | 2010 | 9 | 923 | 108 | 50 | 1 | 000 | 189.85 | OPER ACCRUAL UNDISTR | 005012 | 005012 | Labor
[72 empty] | 2010 | 9 | 923 | 108 | 50 | 71 | 000 | 72.14 | OPER ACCRUAL FRINGE | 005012 | 005012 | Labor
[72 empty] | 2010 | 10 | 923 | 108 | 50 | 1 | 000 | 158.81 | OPER ACCRUAL UNDISTR | 005012 | 005012 | Labor
[72 empty] | 2010 | 10 | 923 | 108 | 50 | 71 | 000 | 60.35 | OPER ACCRUAL FRINGE | 005012 | 005012 | Labor
[72 empty] | 2010 | 12 | 923 | 108 | 50 | 1 | 000 | 98.86 | OPER ACCRUAL UNDISTR | 005012 | 005012 | Labor
[72 empty] | 2010 | 12 | 923 | 108 | 50 | 71 | 000 | 37.57 | OPER ACCRUAL FRINGE | 005012 | 005012 | Labor
[72 empty] | 2008 | 3 | 934 | 108 | 50 | 1 | 000 | 352.57 | OPER ACCRUAL UNDISTR | 005012 | 005012 | Labor
[72 empty] | 2008 | 3 | 934 | 108 | 51 | 1 | 000 | 470.1 | OPER ACCRUAL UNDISTR | 005012 | 005012 | Labor
[72 empty] | 2008 | 3 | 934 | 108 | 50 | 71 | 000 | 105.77 | OPER ACCRUAL FRINGE | 005012 | 005012 | Labor
[72 empty] | 2008 | 3 | 934 | 108 | 51 | 71 | 000 | 141.03 | OPER ACCRUAL FRINGE | 005012 | 005012 | Labor
[72 empty] | 2008 | 4 | 934 | 108 | 50 | 1 | 000 | 834.4 | OPER ACCRUAL UNDISTR | 005012 | 005012 | Labor
[72 empty] | 2008 | 4 | 934 | 108 | 51 | 1 | 000 | 834.4 | OPER ACCRUAL UNDISTR | 005012 | 005012 | Labor
[72 empty] | 2008 | 4 | 934 | 108 | 50 | 71 | 000 | 250.32 | OPER ACCRUAL FRINGE | 005012 | 005012 | Labor
[72 empty] | 2008 | 4 | 934 | 108 | 51 | 71 | 000 | 250.32 | OPER ACCRUAL FRINGE | 005012 | 005012 | Labor
[72 empty] | 2008 | 5 | 934 | 108 | 50 | 1 | 000 | 1180.37 | OPER ACCRUAL UNDISTR | 005012 | 005012 | Labor
[72 empty] | 2008 | 5 | 934 | 108 | 51 | 1 | 000 | 1180.37 | OPER ACCRUAL UNDISTR | 005012 | 005012 | Labor
[72 empty] | 2008 | 5 | 934 | 108 | 50 | 71 | 000 | 354.11 | OPER ACCRUAL FRINGE | 005012 | 005012 | Labor
[72 empty] | 2008 | 5 | 934 | 108 | 51 | 71 | 000 | 354.11 | OPER ACCRUAL FRINGE | 005012 | 005012 | Labor
[72 empty] | 2008 | 6 | 934 | 108 | 50 | 1 | 000 | 1257.41 | OPER ACCRUAL UNDISTR | 005012 | 005012 | Labor
[72 empty] | 2008 | 6 | 934 | 108 | 51 | 1 | 000 | 1257.41 | OPER ACCRUAL UNDISTR | 005012 | 005012 | Labor
[72 empty] | 2008 | 6 | 934 | 108 | 50 | 71 | 000 | 377.22 | OPER ACCRUAL FRINGE | 005012 | 005012 | Labor
[72 empty] | 2008 | 6 | 934 | 108 | 51 | 71 | 000 | 377.22 | OPER ACCRUAL FRINGE | 005012 | 005012 | Labor
[72 empty] | 2008 | 7 | 934 | 108 | 50 | 1 | 000 | 315.58 | OPER ACCRUAL UNDISTR | 005012 | 005012 | Labor
[72 empty] | 2008 | 7 | 934 | 108 | 51 | 1 | 000 | 315.58 | OPER ACCRUAL UNDISTR | 005012 | 005012 | Labor
[72 empty] | 2008 | 7 | 934 | 108 | 50 | 71 | 000 | 94.67 | OPER ACCRUAL FRINGE | 005012 | 005012 | Labor
[72 empty] | 2008 | 7 | 934 | 108 | 51 | 71 | 000 | 94.67 | OPER ACCRUAL FRINGE | 005012 | 005012 | Labor
[72 empty] | 2008 | 8 | 934 | 108 | 50 | 1 | 000 | 773.48 | OPER ACCRUAL UNDISTR | 005012 | 005012 | Labor
[72 empty] | 2008 | 8 | 934 | 108 | 51 | 1 | 000 | 773.48 | OPER ACCRUAL UNDISTR | 005012 | 005012 | Labor
[72 empty] | 2008 | 8 | 934 | 108 | 50 | 71 | 000 | 232.04 | OPER ACCRUAL FRINGE | 005012 | 005012 | Labor
[72 empty] | 2008 | 8 | 934 | 108 | 51 | 71 | 000 | 232.04 | OPER ACCRUAL FRINGE | 005012 | 005012 | Labor
[72 empty] | 2008 | 9 | 934 | 108 | 50 | 1 | 000 | 772.99 | OPER ACCRUAL UNDISTR | 005012 | 005012 | Labor
[72 empty] | 2008 | 9 | 934 | 108 | 51 | 1 | 000 | 772.99 | OPER ACCRUAL UNDISTR | 005012 | 005012 | Labor
[72 empty] | 2008 | 9 | 934 | 108 | 50 | 71 | 000 | 231.9 | OPER ACCRUAL FRINGE | 005012 | 005012 | Labor
[72 empty] | 2008 | 9 | 934 | 108 | 51 | 71 | 000 | 231.9 | OPER ACCRUAL FRINGE | 005012 | 005012 | Labor
[72 empty] | 2008 | 10 | 934 | 108 | 50 | 1 | 000 | 351.23 | OPER ACCRUAL UNDISTR | 005012 | 005012 | Labor
[72 empty] | 2008 | 10 | 934 | 108 | 51 | 1 | 000 | 351.23 | OPER ACCRUAL UNDISTR | 005012 | 005012 | Labor
[72 empty] | 2008 | 10 | 934 | 108 | 50 | 71 | 000 | 105.37 | OPER ACCRUAL FRINGE | 005012 | 005012 | Labor
[72 empty] | 2008 | 10 | 934 | 108 | 51 | 71 | 000 | 105.37 | OPER ACCRUAL FRINGE | 005012 | 005012 | Labor
[72 empty] | 2008 | 10 | 961 | 108 | 50 | 1 | 000 | 674.11 | OPER ACCRUAL UNDISTR | 005012 | 005012 | Labor
[72 empty] | 2008 | 10 | 961 | 108 | 50 | 71 | 000 | 202.23 | OPER ACCRUAL FRINGE | 005012 | 005012 | Labor
[72 empty] | 2008 | 11 | 961 | 108 | 50 | 1 | 000 | 2628.51 | OPER ACCRUAL UNDISTR | 005012 | 005012 | Labor
[72 empty] | 2008 | 11 | 961 | 108 | 50 | 71 | 000 | 788.55 | OPER ACCRUAL FRINGE | 005012 | 005012 | Labor
[72 empty] | 2008 | 12 | 961 | 108 | 50 | 1 | 000 | 941.27 | OPER ACCRUAL UNDISTR | 005012 | 005012 | Labor
[72 empty] | 2008 | 12 | 961 | 108 | 50 | 71 | 000 | 282.38 | OPER ACCRUAL FRINGE | 005012 | 005012 | Labor
[72 empty] | 2010 | 6 | 530 | 108 | 50 | 1 | 936 | -33.32 | OPER REVERSL UNDISTR | 005013 | 005013 | Labor
[72 empty] | 2010 | 6 | 530 | 108 | 50 | 71 | 936 | -12.66 | OPER REVERAL FRINGE | 005013 | 005013 | Labor
[72 empty] | 2010 | 7 | 530 | 108 | 50 | 1 | 936 | -140.34 | OPER REVERSL UNDISTR | 005013 | 005013 | Labor
[72 empty] | 2010 | 7 | 530 | 108 | 50 | 71 | 936 | -53.33 | OPER REVERAL FRINGE | 005013 | 005013 | Labor
[72 empty] | 2007 | 5 | 914 | 108 | 55 | 1 | 000 | -47.78 | OPER REVERSL UNDISTR | 005013 | 005013 | Labor
[72 empty] | 2007 | 5 | 914 | 108 | 55 | 71 | 000 | -15.29 | OPER REVERAL FRINGE | 005013 | 005013 | Labor
[72 empty] | 2007 | 8 | 914 | 108 | 55 | 1 | 000 | 0.01 | OPER REVERSL UNDISTR | 005013 | 005013 | Labor
[72 empty] | 2009 | 12 | 923 | 108 | 50 | 1 | 000 | -378.6 | OPER REVERSL UNDISTR | 005013 | 005013 | Labor
[72 empty] | 2009 | 12 | 923 | 108 | 50 | 71 | 000 | -113.58 | OPER REVERAL FRINGE | 005013 | 005013 | Labor
[72 empty] | 2010 | 6 | 923 | 108 | 50 | 1 | 000 | -197.09 | OPER REVERSL UNDISTR | 005013 | 005013 | Labor
[72 empty] | 2010 | 6 | 923 | 108 | 50 | 71 | 000 | -74.89 | OPER REVERAL FRINGE | 005013 | 005013 | Labor
[72 empty] | 2010 | 7 | 923 | 108 | 50 | 1 | 000 | -61.83 | OPER REVERSL UNDISTR | 005013 | 005013 | Labor
[72 empty] | 2010 | 7 | 923 | 108 | 50 | 71 | 000 | -23.5 | OPER REVERAL FRINGE | 005013 | 005013 | Labor
[72 empty] | 2010 | 8 | 923 | 108 | 50 | 1 | 000 | -85.4 | OPER REVERSL UNDISTR | 005013 | 005013 | Labor
[72 empty] | 2010 | 8 | 923 | 108 | 50 | 71 | 000 | -32.45 | OPER REVERAL FRINGE | 005013 | 005013 | Labor
[72 empty] | 2010 | 9 | 923 | 108 | 50 | 1 | 000 | -66.76 | OPER REVERSL UNDISTR | 005013 | 005013 | Labor
[72 empty] | 2010 | 9 | 923 | 108 | 50 | 71 | 000 | -25.37 | OPER REVERAL FRINGE | 005013 | 005013 | Labor
[72 empty] | 2010 | 10 | 923 | 108 | 50 | 1 | 000 | -189.85 | OPER REVERSL UNDISTR | 005013 | 005013 | Labor
[72 empty] | 2010 | 10 | 923 | 108 | 50 | 71 | 000 | -72.14 | OPER REVERAL FRINGE | 005013 | 005013 | Labor
[72 empty] | 2010 | 11 | 923 | 108 | 50 | 1 | 000 | -158.81 | OPER REVERSL UNDISTR | 005013 | 005013 | Labor
[72 empty] | 2010 | 11 | 923 | 108 | 50 | 71 | 000 | -60.35 | OPER REVERAL FRINGE | 005013 | 005013 | Labor
[72 empty] | 2008 | 4 | 934 | 108 | 50 | 1 | 000 | -352.57 | OPER REVERSL UNDISTR | 005013 | 005013 | Labor
[72 empty] | 2008 | 4 | 934 | 108 | 51 | 1 | 000 | -470.1 | OPER REVERSL UNDISTR | 005013 | 005013 | Labor
[72 empty] | 2008 | 4 | 934 | 108 | 50 | 71 | 000 | -105.77 | OPER REVERAL FRINGE | 005013 | 005013 | Labor
[72 empty] | 2008 | 4 | 934 | 108 | 51 | 71 | 000 | -141.03 | OPER REVERAL FRINGE | 005013 | 005013 | Labor
[72 empty] | 2008 | 5 | 934 | 108 | 50 | 1 | 000 | -834.4 | OPER REVERSL UNDISTR | 005013 | 005013 | Labor
[72 empty] | 2008 | 5 | 934 | 108 | 51 | 1 | 000 | -834.4 | OPER REVERSL UNDISTR | 005013 | 005013 | Labor
[72 empty] | 2008 | 5 | 934 | 108 | 50 | 71 | 000 | -250.32 | OPER REVERAL FRINGE | 005013 | 005013 | Labor
[72 empty] | 2008 | 5 | 934 | 108 | 51 | 71 | 000 | -250.32 | OPER REVERAL FRINGE | 005013 | 005013 | Labor
[72 empty] | 2008 | 6 | 934 | 108 | 50 | 1 | 000 | -1180.37 | OPER REVERSL UNDISTR | 005013 | 005013 | Labor
[72 empty] | 2008 | 6 | 934 | 108 | 51 | 1 | 000 | -1180.37 | OPER REVERSL UNDISTR | 005013 | 005013 | Labor
[72 empty] | 2008 | 6 | 934 | 108 | 50 | 71 | 000 | -354.11 | OPER REVERAL FRINGE | 005013 | 005013 | Labor
[72 empty] | 2008 | 6 | 934 | 108 | 51 | 71 | 000 | -354.11 | OPER REVERAL FRINGE | 005013 | 005013 | Labor
[72 empty] | 2008 | 7 | 934 | 108 | 50 | 1 | 000 | -1257.41 | OPER REVERSL UNDISTR | 005013 | 005013 | Labor
[72 empty] | 2008 | 7 | 934 | 108 | 51 | 1 | 000 | -1257.41 | OPER REVERSL UNDISTR | 005013 | 005013 | Labor
[72 empty] | 2008 | 7 | 934 | 108 | 50 | 71 | 000 | -377.22 | OPER REVERAL FRINGE | 005013 | 005013 | Labor
[72 empty] | 2008 | 7 | 934 | 108 | 51 | 71 | 000 | -377.22 | OPER REVERAL FRINGE | 005013 | 005013 | Labor
[72 empty] | 2008 | 8 | 934 | 108 | 50 | 1 | 000 | -315.58 | OPER REVERSL UNDISTR | 005013 | 005013 | Labor
[72 empty] | 2008 | 8 | 934 | 108 | 51 | 1 | 000 | -315.58 | OPER REVERSL UNDISTR | 005013 | 005013 | Labor
[72 empty] | 2008 | 8 | 934 | 108 | 50 | 71 | 000 | -94.67 | OPER REVERAL FRINGE | 005013 | 005013 | Labor
[72 empty] | 2008 | 8 | 934 | 108 | 51 | 71 | 000 | -94.67 | OPER REVERAL FRINGE | 005013 | 005013 | Labor
[72 empty] | 2008 | 9 | 934 | 108 | 50 | 1 | 000 | -773.48 | OPER REVERSL UNDISTR | 005013 | 005013 | Labor
[72 empty] | 2008 | 9 | 934 | 108 | 51 | 1 | 000 | -773.48 | OPER REVERSL UNDISTR | 005013 | 005013 | Labor
[72 empty] | 2008 | 9 | 934 | 108 | 50 | 71 | 000 | -232.04 | OPER REVERAL FRINGE | 005013 | 005013 | Labor
[72 empty] | 2008 | 9 | 934 | 108 | 51 | 71 | 000 | -232.04 | OPER REVERAL FRINGE | 005013 | 005013 | Labor
[72 empty] | 2008 | 10 | 934 | 108 | 50 | 1 | 000 | -772.99 | OPER REVERSL UNDISTR | 005013 | 005013 | Labor
[72 empty] | 2008 | 10 | 934 | 108 | 51 | 1 | 000 | -772.99 | OPER REVERSL UNDISTR | 005013 | 005013 | Labor
[72 empty] | 2008 | 10 | 934 | 108 | 50 | 71 | 000 | -231.9 | OPER REVERAL FRINGE | 005013 | 005013 | Labor
[72 empty] | 2008 | 10 | 934 | 108 | 51 | 71 | 000 | -231.9 | OPER REVERAL FRINGE | 005013 | 005013 | Labor
[72 empty] | 2008 | 11 | 934 | 108 | 50 | 1 | 000 | -351.23 | OPER REVERSL UNDISTR | 005013 | 005013 | Labor
[72 empty] | 2008 | 11 | 934 | 108 | 51 | 1 | 000 | -351.23 | OPER REVERSL UNDISTR | 005013 | 005013 | Labor
[72 empty] | 2008 | 11 | 934 | 108 | 50 | 71 | 000 | -105.37 | OPER REVERAL FRINGE | 005013 | 005013 | Labor
[72 empty] | 2008 | 11 | 934 | 108 | 51 | 71 | 000 | -105.37 | OPER REVERAL FRINGE | 005013 | 005013 | Labor
[72 empty] | 2008 | 11 | 961 | 108 | 50 | 1 | 000 | -674.11 | OPER REVERSL UNDISTR | 005013 | 005013 | Labor
[72 empty] | 2008 | 11 | 961 | 108 | 50 | 71 | 000 | -202.23 | OPER REVERAL FRINGE | 005013 | 005013 | Labor
[72 empty] | 2008 | 12 | 961 | 108 | 50 | 1 | 000 | -2628.51 | OPER REVERSL UNDISTR | 005013 | 005013 | Labor
[72 empty] | 2008 | 12 | 961 | 108 | 50 | 71 | 000 | -788.55 | OPER REVERAL FRINGE | 005013 | 005013 | Labor
[72 empty] | 2009 | 1 | 961 | 108 | 50 | 1 | 000 | -941.27 | OPER REVERSL UNDISTR | 005013 | 005013 | Labor
[72 empty] | 2009 | 1 | 961 | 108 | 50 | 71 | 000 | -282.38 | OPER REVERAL FRINGE | 005013 | 005013 | Labor
[72 empty] | 2010 | 2 | 465 | 108 | 50 | 2 | 000 | 19.71 | OFF ACCRUAL UNDISTR | 005015 | 005015 | Labor
[72 empty] | 2010 | 2 | 465 | 108 | 50 | 72 | 000 | 7.49 | OFF ACCRUAL FRINGE | 005015 | 005015 | Labor
[72 empty] | 2010 | 3 | 465 | 108 | 50 | 2 | 000 | 59.23 | OFF ACCRUAL UNDISTR | 005015 | 005015 | Labor
[72 empty] | 2010 | 3 | 465 | 108 | 50 | 72 | 000 | 22.51 | OFF ACCRUAL FRINGE | 005015 | 005015 | Labor
[72 empty] | 2010 | 4 | 465 | 108 | 50 | 2 | 000 | 162.44 | OFF ACCRUAL UNDISTR | 005015 | 005015 | Labor
[72 empty] | 2010 | 4 | 465 | 108 | 50 | 72 | 000 | 61.73 | OFF ACCRUAL FRINGE | 005015 | 005015 | Labor
[72 empty] | 2010 | 5 | 465 | 108 | 50 | 2 | 000 | 116.03 | OFF ACCRUAL UNDISTR | 005015 | 005015 | Labor
[72 empty] | 2010 | 5 | 465 | 108 | 50 | 72 | 000 | 44.09 | OFF ACCRUAL FRINGE | 005015 | 005015 | Labor
[72 empty] | 2010 | 6 | 465 | 108 | 50 | 2 | 000 | 194.05 | OFF ACCRUAL UNDISTR | 005015 | 005015 | Labor
[72 empty] | 2010 | 6 | 465 | 108 | 50 | 72 | 000 | 73.74 | OFF ACCRUAL FRINGE | 005015 | 005015 | Labor
[72 empty] | 2010 | 10 | 465 | 108 | 50 | 2 | 000 | 56.85 | OFF ACCRUAL UNDISTR | 005015 | 005015 | Labor
[72 empty] | 2010 | 10 | 465 | 108 | 50 | 72 | 000 | 21.6 | OFF ACCRUAL FRINGE | 005015 | 005015 | Labor
[72 empty] | 2010 | 11 | 465 | 108 | 50 | 2 | 000 | 66.64 | OFF ACCRUAL UNDISTR | 005015 | 005015 | Labor
[72 empty] | 2010 | 11 | 465 | 108 | 50 | 72 | 000 | 25.32 | OFF ACCRUAL FRINGE | 005015 | 005015 | Labor
[72 empty] | 2010 | 5 | 926 | 108 | 50 | 2 | 000 | 8.87 | OFF ACCRUAL UNDISTR | 005015 | 005015 | Labor
[72 empty] | 2010 | 5 | 926 | 108 | 50 | 72 | 000 | 3.37 | OFF ACCRUAL FRINGE | 005015 | 005015 | Labor
[72 empty] | 2010 | 6 | 926 | 108 | 50 | 2 | 000 | 27.43 | OFF ACCRUAL UNDISTR | 005015 | 005015 | Labor
[72 empty] | 2010 | 6 | 926 | 108 | 50 | 72 | 000 | 10.42 | OFF ACCRUAL FRINGE | 005015 | 005015 | Labor
[72 empty] | 2010 | 9 | 926 | 108 | 50 | 2 | 000 | 80.41 | OFF ACCRUAL UNDISTR | 005015 | 005015 | Labor
[72 empty] | 2010 | 9 | 926 | 108 | 50 | 72 | 000 | 30.56 | OFF ACCRUAL FRINGE | 005015 | 005015 | Labor
[72 empty] | 2010 | 10 | 926 | 108 | 50 | 2 | 000 | 167.97 | OFF ACCRUAL UNDISTR | 005015 | 005015 | Labor
[72 empty] | 2010 | 10 | 926 | 108 | 50 | 72 | 000 | 63.83 | OFF ACCRUAL FRINGE | 005015 | 005015 | Labor
[72 empty] | 2010 | 11 | 926 | 108 | 50 | 2 | 000 | 180.77 | OFF ACCRUAL UNDISTR | 005015 | 005015 | Labor
[72 empty] | 2010 | 11 | 926 | 108 | 50 | 72 | 000 | 68.69 | OFF ACCRUAL FRINGE | 005015 | 005015 | Labor
[72 empty] | 2010 | 12 | 926 | 108 | 50 | 2 | 000 | 7.7 | OFF ACCRUAL UNDISTR | 005015 | 005015 | Labor
[72 empty] | 2010 | 12 | 926 | 108 | 50 | 72 | 000 | 2.93 | OFF ACCRUAL FRINGE | 005015 | 005015 | Labor
[72 empty] | 2007 | 8 | 928 | 108 | 56 | 2 | 000 | 5.71 | CO-OP ACCRUAL UNDISTR | 005015 | 005015 | Labor
[72 empty] | 2007 | 8 | 928 | 108 | 56 | 72 | 000 | 1.83 | CO-OP ACCRUAL FRINGE | 005015 | 005015 | Labor
[72 empty] | 2007 | 10 | 928 | 108 | 50 | 2 | 000 | 51.42 | CO-OP ACCRUAL UNDISTR | 005015 | 005015 | Labor
[72 empty] | 2007 | 10 | 928 | 108 | 50 | 72 | 000 | 16.45 | CO-OP ACCRUAL FRINGE | 005015 | 005015 | Labor
[72 empty] | 2007 | 11 | 928 | 108 | 56 | 2 | 000 | 7.28 | CO-OP ACCRUAL UNDISTR | 005015 | 005015 | Labor
[72 empty] | 2007 | 11 | 928 | 108 | 56 | 72 | 000 | 2.33 | CO-OP ACCRUAL FRINGE | 005015 | 005015 | Labor
[72 empty] | 2007 | 12 | 928 | 108 | 50 | 2 | 000 | 61.6 | CO-OP ACCRUAL UNDISTR | 005015 | 005015 | Labor
[72 empty] | 2007 | 12 | 928 | 108 | 50 | 72 | 000 | 19.71 | CO-OP ACCRUAL FRINGE | 005015 | 005015 | Labor
[72 empty] | 2008 | 1 | 928 | 108 | 50 | 2 | 000 | 40.91 | CO-OP ACCRUAL UNDISTR | 005015 | 005015 | Labor
[72 empty] | 2008 | 1 | 928 | 108 | 50 | 72 | 000 | 12.27 | CO-OP ACCRUAL FRINGE | 005015 | 005015 | Labor
[72 empty] | 2008 | 2 | 928 | 108 | 50 | 2 | 000 | 37.14 | CO-OP ACCRUAL UNDISTR | 005015 | 005015 | Labor
[72 empty] | 2008 | 2 | 928 | 108 | 50 | 2 | 000 | 208.78 | OFF ACCRUAL UNDISTR | 005015 | 005015 | Labor
[72 empty] | 2008 | 2 | 928 | 108 | 50 | 72 | 000 | 11.14 | CO-OP ACCRUAL FRINGE | 005015 | 005015 | Labor
[72 empty] | 2008 | 2 | 928 | 108 | 50 | 72 | 000 | 62.63 | OFF ACCRUAL FRINGE | 005015 | 005015 | Labor
[72 empty] | 2008 | 3 | 928 | 108 | 50 | 2 | 000 | 129.9 | CO-OP ACCRUAL UNDISTR | 005015 | 005015 | Labor
[72 empty] | 2008 | 3 | 928 | 108 | 50 | 72 | 000 | 38.97 | CO-OP ACCRUAL FRINGE | 005015 | 005015 | Labor
[72 empty] | 2008 | 4 | 928 | 108 | 50 | 2 | 000 | 382.85 | CO-OP ACCRUAL UNDISTR | 005015 | 005015 | Labor
[72 empty] | 2008 | 4 | 928 | 108 | 50 | 72 | 000 | 114.86 | CO-OP ACCRUAL FRINGE | 005015 | 005015 | Labor
[72 empty] | 2008 | 5 | 928 | 108 | 50 | 2 | 000 | 157.95 | CO-OP ACCRUAL UNDISTR | 005015 | 005015 | Labor
[72 empty] | 2008 | 5 | 928 | 108 | 50 | 72 | 000 | 47.39 | CO-OP ACCRUAL FRINGE | 005015 | 005015 | Labor
[72 empty] | 2008 | 6 | 928 | 108 | 51 | 2 | 000 | 80.06 | CO-OP ACCRUAL UNDISTR | 005015 | 005015 | Labor
[72 empty] | 2008 | 6 | 928 | 108 | 52 | 2 | 000 | 88.96 | CO-OP ACCRUAL UNDISTR | 005015 | 005015 | Labor
[72 empty] | 2008 | 6 | 928 | 108 | 53 | 2 | 000 | 80.06 | CO-OP ACCRUAL UNDISTR | 005015 | 005015 | Labor
[72 empty] | 2008 | 6 | 928 | 108 | 54 | 2 | 000 | 133.44 | CO-OP ACCRUAL UNDISTR | 005015 | 005015 | Labor
[72 empty] | 2008 | 6 | 928 | 108 | 55 | 2 | 000 | 53.37 | CO-OP ACCRUAL UNDISTR | 005015 | 005015 | Labor
[72 empty] | 2008 | 6 | 928 | 108 | 56 | 2 | 000 | 62.26 | CO-OP ACCRUAL UNDISTR | 005015 | 005015 | Labor
[72 empty] | 2008 | 6 | 928 | 108 | 51 | 72 | 000 | 24.02 | CO-OP ACCRUAL FRINGE | 005015 | 005015 | Labor
[72 empty] | 2008 | 6 | 928 | 108 | 52 | 72 | 000 | 26.69 | CO-OP ACCRUAL FRINGE | 005015 | 005015 | Labor
[72 empty] | 2008 | 6 | 928 | 108 | 53 | 72 | 000 | 24.02 | CO-OP ACCRUAL FRINGE | 005015 | 005015 | Labor
[72 empty] | 2008 | 6 | 928 | 108 | 54 | 72 | 000 | 40.03 | CO-OP ACCRUAL FRINGE | 005015 | 005015 | Labor
[72 empty] | 2008 | 6 | 928 | 108 | 55 | 72 | 000 | 16.01 | CO-OP ACCRUAL FRINGE | 005015 | 005015 | Labor
[72 empty] | 2008 | 6 | 928 | 108 | 56 | 72 | 000 | 18.68 | CO-OP ACCRUAL FRINGE | 005015 | 005015 | Labor
[72 empty] | 2008 | 7 | 928 | 108 | 50 | 2 | 000 | 28.55 | CO-OP ACCRUAL UNDISTR | 005015 | 005015 | Labor
[72 empty] | 2008 | 7 | 928 | 108 | 53 | 2 | 000 | 9.52 | CO-OP ACCRUAL UNDISTR | 005015 | 005015 | Labor
[72 empty] | 2008 | 7 | 928 | 108 | 54 | 2 | 000 | 11.1 | CO-OP ACCRUAL UNDISTR | 005015 | 005015 | Labor
[72 empty] | 2008 | 7 | 928 | 108 | 55 | 2 | 000 | 22.21 | CO-OP ACCRUAL UNDISTR | 005015 | 005015 | Labor
[72 empty] | 2008 | 7 | 928 | 108 | 56 | 2 | 000 | 17.45 | CO-OP ACCRUAL UNDISTR | 005015 | 005015 | Labor
[72 empty] | 2008 | 7 | 928 | 108 | 50 | 72 | 000 | 8.57 | CO-OP ACCRUAL FRINGE | 005015 | 005015 | Labor
[72 empty] | 2008 | 7 | 928 | 108 | 53 | 72 | 000 | 2.86 | CO-OP ACCRUAL FRINGE | 005015 | 005015 | Labor
[72 empty] | 2008 | 7 | 928 | 108 | 54 | 72 | 000 | 3.33 | CO-OP ACCRUAL FRINGE | 005015 | 005015 | Labor
[72 empty] | 2008 | 7 | 928 | 108 | 55 | 72 | 000 | 6.66 | CO-OP ACCRUAL FRINGE | 005015 | 005015 | Labor
[72 empty] | 2008 | 7 | 928 | 108 | 56 | 72 | 000 | 5.24 | CO-OP ACCRUAL FRINGE | 005015 | 005015 | Labor
[72 empty] | 2008 | 8 | 928 | 108 | 50 | 2 | 000 | 8.67 | CO-OP ACCRUAL UNDISTR | 005015 | 005015 | Labor
[72 empty] | 2008 | 8 | 928 | 108 | 54 | 2 | 000 | 69.35 | CO-OP ACCRUAL UNDISTR | 005015 | 005015 | Labor
[72 empty] | 2008 | 8 | 928 | 108 | 55 | 2 | 000 | 26.01 | CO-OP ACCRUAL UNDISTR | 005015 | 005015 | Labor
[72 empty] | 2008 | 8 | 928 | 108 | 56 | 2 | 000 | 30.34 | CO-OP ACCRUAL UNDISTR | 005015 | 005015 | Labor
[72 empty] | 2008 | 8 | 928 | 108 | 50 | 72 | 000 | 2.6 | CO-OP ACCRUAL FRINGE | 005015 | 005015 | Labor
[72 empty] | 2008 | 8 | 928 | 108 | 54 | 72 | 000 | 20.81 | CO-OP ACCRUAL FRINGE | 005015 | 005015 | Labor
[72 empty] | 2008 | 8 | 928 | 108 | 55 | 72 | 000 | 7.8 | CO-OP ACCRUAL FRINGE | 005015 | 005015 | Labor
[72 empty] | 2008 | 8 | 928 | 108 | 56 | 72 | 000 | 9.1 | CO-OP ACCRUAL FRINGE | 005015 | 005015 | Labor
[72 empty] | 2008 | 9 | 928 | 108 | 54 | 2 | 000 | 44.26 | CO-OP ACCRUAL UNDISTR | 005015 | 005015 | Labor
[72 empty] | 2008 | 9 | 928 | 108 | 55 | 2 | 000 | 88.51 | CO-OP ACCRUAL UNDISTR | 005015 | 005015 | Labor
[72 empty] | 2008 | 9 | 928 | 108 | 54 | 72 | 000 | 13.28 | CO-OP ACCRUAL FRINGE | 005015 | 005015 | Labor
[72 empty] | 2008 | 9 | 928 | 108 | 55 | 72 | 000 | 26.55 | CO-OP ACCRUAL FRINGE | 005015 | 005015 | Labor
[72 empty] | 2008 | 10 | 928 | 108 | 50 | 2 | 000 | 115.44 | CO-OP ACCRUAL UNDISTR | 005015 | 005015 | Labor
[72 empty] | 2008 | 10 | 928 | 108 | 54 | 2 | 000 | 115.44 | CO-OP ACCRUAL UNDISTR | 005015 | 005015 | Labor
[72 empty] | 2008 | 10 | 928 | 108 | 55 | 2 | 000 | 57.72 | CO-OP ACCRUAL UNDISTR | 005015 | 005015 | Labor
[72 empty] | 2008 | 10 | 928 | 108 | 50 | 72 | 000 | 34.63 | CO-OP ACCRUAL FRINGE | 005015 | 005015 | Labor
[72 empty] | 2008 | 10 | 928 | 108 | 54 | 72 | 000 | 34.63 | CO-OP ACCRUAL FRINGE | 005015 | 005015 | Labor
[72 empty] | 2008 | 10 | 928 | 108 | 55 | 72 | 000 | 17.32 | CO-OP ACCRUAL FRINGE | 005015 | 005015 | Labor
[72 empty] | 2008 | 11 | 928 | 108 | 50 | 2 | 000 | 382.98 | CO-OP ACCRUAL UNDISTR | 005015 | 005015 | Labor
[72 empty] | 2008 | 11 | 928 | 108 | 54 | 2 | 000 | 65.54 | CO-OP ACCRUAL UNDISTR | 005015 | 005015 | Labor
[72 empty] | 2008 | 11 | 928 | 108 | 55 | 2 | 000 | 308.23 | CO-OP ACCRUAL UNDISTR | 005015 | 005015 | Labor
[72 empty] | 2008 | 11 | 928 | 108 | 50 | 72 | 000 | 114.89 | CO-OP ACCRUAL FRINGE | 005015 | 005015 | Labor
[72 empty] | 2008 | 11 | 928 | 108 | 54 | 72 | 000 | 19.66 | CO-OP ACCRUAL FRINGE | 005015 | 005015 | Labor
[72 empty] | 2008 | 11 | 928 | 108 | 55 | 72 | 000 | 92.47 | CO-OP ACCRUAL FRINGE | 005015 | 005015 | Labor
[72 empty] | 2008 | 12 | 928 | 108 | 54 | 2 | 000 | 268.82 | CO-OP ACCRUAL UNDISTR | 005015 | 005015 | Labor
[72 empty] | 2008 | 12 | 928 | 108 | 54 | 72 | 000 | 80.65 | CO-OP ACCRUAL FRINGE | 005015 | 005015 | Labor
[72 empty] | 2009 | 1 | 928 | 108 | 50 | 2 | 000 | 73.45 | CO-OP ACCRUAL UNDISTR | 005015 | 005015 | Labor
[72 empty] | 2009 | 1 | 928 | 108 | 54 | 2 | 000 | 20.16 | CO-OP ACCRUAL UNDISTR | 005015 | 005015 | Labor
[72 empty] | 2009 | 1 | 928 | 108 | 50 | 72 | 000 | 22.04 | CO-OP ACCRUAL FRINGE | 005015 | 005015 | Labor
[72 empty] | 2009 | 1 | 928 | 108 | 54 | 72 | 000 | 6.05 | CO-OP ACCRUAL FRINGE | 005015 | 005015 | Labor
[72 empty] | 2009 | 2 | 928 | 108 | 50 | 2 | 000 | 51.43 | CO-OP ACCRUAL UNDISTR | 005015 | 005015 | Labor
[72 empty] | 2009 | 2 | 928 | 108 | 50 | 72 | 000 | 15.43 | CO-OP ACCRUAL FRINGE | 005015 | 005015 | Labor
[72 empty] | 2009 | 3 | 928 | 108 | 50 | 2 | 000 | 87.5 | CO-OP ACCRUAL UNDISTR | 005015 | 005015 | Labor
[72 empty] | 2009 | 3 | 928 | 108 | 50 | 72 | 000 | 26.25 | CO-OP ACCRUAL FRINGE | 005015 | 005015 | Labor
[72 empty] | 2009 | 4 | 928 | 108 | 50 | 2 | 000 | 70.03 | CO-OP ACCRUAL UNDISTR | 005015 | 005015 | Labor
[72 empty] | 2009 | 4 | 928 | 108 | 50 | 72 | 000 | 21.01 | CO-OP ACCRUAL FRINGE | 005015 | 005015 | Labor
[72 empty] | 2009 | 9 | 928 | 108 | 50 | 2 | 000 | 30.33 | PRT-TIME ACC UNDISTR | 005015 | 005015 | Labor
[72 empty] | 2009 | 9 | 928 | 108 | 50 | 72 | 000 | 9.1 | P-TME ACCRUAL FRINGE | 005015 | 005015 | Labor
[72 empty] | 2009 | 10 | 970 | 108 | 50 | 2 | 000 | 14.48 | PRT-TIME ACC UNDISTR | 005015 | 005015 | Labor
[72 empty] | 2009 | 10 | 970 | 108 | 50 | 72 | 000 | 4.34 | P-TME ACCRUAL FRINGE | 005015 | 005015 | Labor
[72 empty] | 2009 | 11 | 970 | 108 | 50 | 2 | 000 | 66.85 | PRT-TIME ACC UNDISTR | 005015 | 005015 | Labor
[72 empty] | 2009 | 11 | 970 | 108 | 50 | 72 | 000 | 20.06 | P-TME ACCRUAL FRINGE | 005015 | 005015 | Labor
[72 empty] | 2010 | 1 | 970 | 108 | 50 | 2 | 000 | 8.25 | CO-OP ACCRUAL UNDISTR | 005015 | 005015 | Labor
[72 empty] | 2010 | 1 | 970 | 108 | 50 | 72 | 000 | 3.14 | CO-OP ACCRUAL FRINGE | 005015 | 005015 | Labor
[72 empty] | 2010 | 6 | 970 | 108 | 50 | 2 | 000 | 21.04 | CO-OP ACCRUAL UNDISTR | 005015 | 005015 | Labor
[72 empty] | 2010 | 6 | 970 | 108 | 50 | 72 | 000 | 8 | CO-OP ACCRUAL FRINGE | 005015 | 005015 | Labor
[72 empty] | 2008 | 9 | 971 | 108 | 51 | 2 | 000 | 194.57 | CO-OP ACCRUAL UNDISTR | 005015 | 005015 | Labor
[72 empty] | 2008 | 9 | 971 | 108 | 51 | 72 | 000 | 58.37 | CO-OP ACCRUAL FRINGE | 005015 | 005015 | Labor
[72 empty] | 2010 | 1 | 971 | 108 | 50 | 2 | 000 | 8.9 | CO-OP ACCRUAL UNDISTR | 005015 | 005015 | Labor
[72 empty] | 2010 | 1 | 971 | 108 | 50 | 72 | 000 | 3.38 | CO-OP ACCRUAL FRINGE | 005015 | 005015 | Labor
[72 empty] | 2007 | 7 | 972 | 108 | 50 | 2 | 000 | 37.46 | OFF ACCRUAL UNDISTR | 005015 | 005015 | Labor
[72 empty] | 2007 | 7 | 972 | 108 | 50 | 72 | 000 | 11.99 | OFF ACCRUAL FRINGE | 005015 | 005015 | Labor
[72 empty] | 2007 | 8 | 972 | 108 | 50 | 2 | 000 | 8.5 | OFF ACCRUAL UNDISTR | 005015 | 005015 | Labor
[72 empty] | 2007 | 8 | 972 | 108 | 50 | 72 | 000 | 2.72 | OFF ACCRUAL FRINGE | 005015 | 005015 | Labor
[72 empty] | 2008 | 5 | 972 | 108 | 50 | 2 | 000 | 159.21 | OFF ACCRUAL UNDISTR | 005015 | 005015 | Labor
[72 empty] | 2008 | 5 | 972 | 108 | 51 | 2 | 000 | 39.8 | OFF ACCRUAL UNDISTR | 005015 | 005015 | Labor
[72 empty] | 2008 | 5 | 972 | 108 | 50 | 72 | 000 | 47.76 | OFF ACCRUAL FRINGE | 005015 | 005015 | Labor
[72 empty] | 2008 | 5 | 972 | 108 | 51 | 72 | 000 | 11.94 | OFF ACCRUAL FRINGE | 005015 | 005015 | Labor
[72 empty] | 2008 | 6 | 972 | 108 | 50 | 2 | 000 | 97.5 | OFF ACCRUAL UNDISTR | 005015 | 005015 | Labor
[72 empty] | 2008 | 6 | 972 | 108 | 50 | 72 | 000 | 29.25 | OFF ACCRUAL FRINGE | 005015 | 005015 | Labor
[72 empty] | 2008 | 7 | 972 | 108 | 50 | 2 | 000 | 8.39 | OFF ACCRUAL UNDISTR | 005015 | 005015 | Labor
[72 empty] | 2008 | 7 | 972 | 108 | 50 | 72 | 000 | 2.52 | OFF ACCRUAL FRINGE | 005015 | 005015 | Labor
[72 empty] | 2009 | 1 | 972 | 108 | 50 | 2 | 000 | 12.19 | OFF ACCRUAL UNDISTR | 005015 | 005015 | Labor
[72 empty] | 2009 | 1 | 972 | 108 | 50 | 72 | 000 | 3.66 | OFF ACCRUAL FRINGE | 005015 | 005015 | Labor
[72 empty] | 2009 | 3 | 972 | 108 | 50 | 2 | 000 | 95.13 | OFF ACCRUAL UNDISTR | 005015 | 005015 | Labor
[72 empty] | 2009 | 3 | 972 | 108 | 50 | 72 | 000 | 28.54 | OFF ACCRUAL FRINGE | 005015 | 005015 | Labor
[72 empty] | 2009 | 5 | 972 | 108 | 50 | 2 | 000 | 9.65 | OFF ACCRUAL UNDISTR | 005015 | 005015 | Labor
[72 empty] | 2009 | 5 | 972 | 108 | 50 | 72 | 000 | 2.9 | OFF ACCRUAL FRINGE | 005015 | 005015 | Labor
[72 empty] | 2007 | 3 | 973 | 108 | 51 | 2 | 000 | 36.26 | CO-OP ACCRUAL UNDISTR | 005015 | 005015 | Labor
[72 empty] | 2007 | 3 | 973 | 108 | 51 | 72 | 000 | 11.6 | CO-OP ACCRUAL FRINGE | 005015 | 005015 | Labor
[72 empty] | 2007 | 4 | 973 | 108 | 50 | 2 | 000 | 90.12 | CO-OP ACCRUAL UNDISTR | 005015 | 005015 | Labor
[72 empty] | 2007 | 4 | 973 | 108 | 50 | 72 | 000 | 28.84 | CO-OP ACCRUAL FRINGE | 005015 | 005015 | Labor
[72 empty] | 2007 | 5 | 973 | 108 | 50 | 2 | 000 | 352.19 | OFF ACCRUAL UNDISTR | 005015 | 005015 | Labor
[72 empty] | 2007 | 5 | 973 | 108 | 50 | 72 | 000 | 112.7 | OFF ACCRUAL FRINGE | 005015 | 005015 | Labor
[72 empty] | 2007 | 6 | 973 | 108 | 56 | 2 | 000 | 156.19 | CO-OP ACCRUAL UNDISTR | 005015 | 005015 | Labor
[72 empty] | 2007 | 6 | 973 | 108 | 56 | 72 | 000 | 49.98 | CO-OP ACCRUAL FRINGE | 005015 | 005015 | Labor
[72 empty] | 2007 | 7 | 973 | 108 | 56 | 2 | 000 | 221.88 | CO-OP ACCRUAL UNDISTR | 005015 | 005015 | Labor
[72 empty] | 2007 | 7 | 973 | 108 | 56 | 72 | 000 | 71 | CO-OP ACCRUAL FRINGE | 005015 | 005015 | Labor
[72 empty] | 2010 | 3 | 465 | 108 | 50 | 2 | 000 | -19.71 | OFF REVERSL UNDISTR | 005016 | 005016 | Labor
[72 empty] | 2010 | 3 | 465 | 108 | 50 | 72 | 000 | -7.49 | OFF REVERAL FRINGE | 005016 | 005016 | Labor
[72 empty] | 2010 | 4 | 465 | 108 | 50 | 2 | 000 | -59.23 | OFF REVERSL UNDISTR | 005016 | 005016 | Labor
[72 empty] | 2010 | 4 | 465 | 108 | 50 | 72 | 000 | -22.51 | OFF REVERAL FRINGE | 005016 | 005016 | Labor
[72 empty] | 2010 | 5 | 465 | 108 | 50 | 2 | 000 | -162.44 | OFF REVERSL UNDISTR | 005016 | 005016 | Labor
[72 empty] | 2010 | 5 | 465 | 108 | 50 | 72 | 000 | -61.73 | OFF REVERAL FRINGE | 005016 | 005016 | Labor
[72 empty] | 2010 | 6 | 465 | 108 | 50 | 2 | 000 | -116.03 | OFF REVERSL UNDISTR | 005016 | 005016 | Labor
[72 empty] | 2010 | 6 | 465 | 108 | 50 | 72 | 000 | -44.09 | OFF REVERAL FRINGE | 005016 | 005016 | Labor
[72 empty] | 2010 | 7 | 465 | 108 | 50 | 2 | 000 | -194.05 | OFF REVERSL UNDISTR | 005016 | 005016 | Labor
[72 empty] | 2010 | 7 | 465 | 108 | 50 | 72 | 000 | -73.74 | OFF REVERAL FRINGE | 005016 | 005016 | Labor
[72 empty] | 2010 | 11 | 465 | 108 | 50 | 2 | 000 | -56.85 | OFF REVERSL UNDISTR | 005016 | 005016 | Labor
[72 empty] | 2010 | 11 | 465 | 108 | 50 | 72 | 000 | -21.6 | OFF REVERAL FRINGE | 005016 | 005016 | Labor
[72 empty] | 2010 | 12 | 465 | 108 | 50 | 2 | 000 | -66.64 | OFF REVERSL UNDISTR | 005016 | 005016 | Labor
[72 empty] | 2010 | 12 | 465 | 108 | 50 | 72 | 000 | -25.32 | OFF REVERAL FRINGE | 005016 | 005016 | Labor
[72 empty] | 2010 | 6 | 926 | 108 | 50 | 2 | 000 | -8.87 | OFF REVERSL UNDISTR | 005016 | 005016 | Labor
[72 empty] | 2010 | 6 | 926 | 108 | 50 | 72 | 000 | -3.37 | OFF REVERAL FRINGE | 005016 | 005016 | Labor
[72 empty] | 2010 | 7 | 926 | 108 | 50 | 2 | 000 | -27.43 | OFF REVERSL UNDISTR | 005016 | 005016 | Labor
[72 empty] | 2010 | 7 | 926 | 108 | 50 | 72 | 000 | -10.42 | OFF REVERAL FRINGE | 005016 | 005016 | Labor
[72 empty] | 2010 | 10 | 926 | 108 | 50 | 2 | 000 | -80.41 | OFF REVERSL UNDISTR | 005016 | 005016 | Labor
[72 empty] | 2010 | 10 | 926 | 108 | 50 | 72 | 000 | -30.56 | OFF REVERAL FRINGE | 005016 | 005016 | Labor
[72 empty] | 2010 | 11 | 926 | 108 | 50 | 2 | 000 | -167.97 | OFF REVERSL UNDISTR | 005016 | 005016 | Labor
[72 empty] | 2010 | 11 | 926 | 108 | 50 | 72 | 000 | -63.83 | OFF REVERAL FRINGE | 005016 | 005016 | Labor
[72 empty] | 2010 | 12 | 926 | 108 | 50 | 2 | 000 | -180.77 | OFF REVERSL UNDISTR | 005016 | 005016 | Labor
[72 empty] | 2010 | 12 | 926 | 108 | 50 | 72 | 000 | -68.69 | OFF REVERAL FRINGE | 005016 | 005016 | Labor
[72 empty] | 2007 | 9 | 928 | 108 | 56 | 2 | 000 | -5.71 | CO-OP REVERSL UNDISTR | 005016 | 005016 | Labor
[72 empty] | 2007 | 9 | 928 | 108 | 56 | 72 | 000 | -1.83 | CO-OP REVERAL FRINGE | 005016 | 005016 | Labor
[72 empty] | 2007 | 11 | 928 | 108 | 50 | 2 | 000 | -51.42 | CO-OP REVERSL UNDISTR | 005016 | 005016 | Labor
[72 empty] | 2007 | 11 | 928 | 108 | 50 | 72 | 000 | -16.45 | CO-OP REVERAL FRINGE | 005016 | 005016 | Labor
[72 empty] | 2007 | 12 | 928 | 108 | 56 | 2 | 000 | -7.28 | CO-OP REVERSL UNDISTR | 005016 | 005016 | Labor
[72 empty] | 2007 | 12 | 928 | 108 | 56 | 72 | 000 | -2.33 | CO-OP REVERAL FRINGE | 005016 | 005016 | Labor
[72 empty] | 2008 | 1 | 928 | 108 | 50 | 2 | 000 | -61.6 | CO-OP REVERSL UNDISTR | 005016 | 005016 | Labor
[72 empty] | 2008 | 1 | 928 | 108 | 50 | 72 | 000 | -19.71 | CO-OP REVERAL FRINGE | 005016 | 005016 | Labor
[72 empty] | 2008 | 2 | 928 | 108 | 50 | 2 | 000 | -40.91 | CO-OP REVERSL UNDISTR | 005016 | 005016 | Labor
[72 empty] | 2008 | 2 | 928 | 108 | 50 | 72 | 000 | -12.27 | CO-OP REVERAL FRINGE | 005016 | 005016 | Labor
[72 empty] | 2008 | 3 | 928 | 108 | 50 | 2 | 000 | -37.14 | CO-OP REVERSL UNDISTR | 005016 | 005016 | Labor
[72 empty] | 2008 | 3 | 928 | 108 | 50 | 2 | 000 | -208.78 | OFF REVERSL UNDISTR | 005016 | 005016 | Labor
[72 empty] | 2008 | 3 | 928 | 108 | 50 | 72 | 000 | -11.14 | CO-OP REVERAL FRINGE | 005016 | 005016 | Labor
[72 empty] | 2008 | 3 | 928 | 108 | 50 | 72 | 000 | -62.63 | OFF REVERAL FRINGE | 005016 | 005016 | Labor
[72 empty] | 2008 | 4 | 928 | 108 | 50 | 2 | 000 | -129.9 | CO-OP REVERSL UNDISTR | 005016 | 005016 | Labor
[72 empty] | 2008 | 4 | 928 | 108 | 50 | 72 | 000 | -38.97 | CO-OP REVERAL FRINGE | 005016 | 005016 | Labor
[72 empty] | 2008 | 5 | 928 | 108 | 50 | 2 | 000 | -382.85 | CO-OP REVERSL UNDISTR | 005016 | 005016 | Labor
[72 empty] | 2008 | 5 | 928 | 108 | 50 | 72 | 000 | -114.86 | CO-OP REVERAL FRINGE | 005016 | 005016 | Labor
[72 empty] | 2008 | 6 | 928 | 108 | 50 | 2 | 000 | -157.95 | CO-OP REVERSL UNDISTR | 005016 | 005016 | Labor
[72 empty] | 2008 | 6 | 928 | 108 | 50 | 72 | 000 | -47.39 | CO-OP REVERAL FRINGE | 005016 | 005016 | Labor
[72 empty] | 2008 | 7 | 928 | 108 | 51 | 2 | 000 | -80.06 | CO-OP REVERSL UNDISTR | 005016 | 005016 | Labor
[72 empty] | 2008 | 7 | 928 | 108 | 52 | 2 | 000 | -88.96 | CO-OP REVERSL UNDISTR | 005016 | 005016 | Labor
[72 empty] | 2008 | 7 | 928 | 108 | 53 | 2 | 000 | -80.06 | CO-OP REVERSL UNDISTR | 005016 | 005016 | Labor
[72 empty] | 2008 | 7 | 928 | 108 | 54 | 2 | 000 | -133.44 | CO-OP REVERSL UNDISTR | 005016 | 005016 | Labor
[72 empty] | 2008 | 7 | 928 | 108 | 55 | 2 | 000 | -53.37 | CO-OP REVERSL UNDISTR | 005016 | 005016 | Labor
[72 empty] | 2008 | 7 | 928 | 108 | 56 | 2 | 000 | -62.26 | CO-OP REVERSL UNDISTR | 005016 | 005016 | Labor
[72 empty] | 2008 | 7 | 928 | 108 | 51 | 72 | 000 | -24.02 | CO-OP REVERAL FRINGE | 005016 | 005016 | Labor
[72 empty] | 2008 | 7 | 928 | 108 | 52 | 72 | 000 | -26.69 | CO-OP REVERAL FRINGE | 005016 | 005016 | Labor
[72 empty] | 2008 | 7 | 928 | 108 | 53 | 72 | 000 | -24.02 | CO-OP REVERAL FRINGE | 005016 | 005016 | Labor
[72 empty] | 2008 | 7 | 928 | 108 | 54 | 72 | 000 | -40.03 | CO-OP REVERAL FRINGE | 005016 | 005016 | Labor
[72 empty] | 2008 | 7 | 928 | 108 | 55 | 72 | 000 | -16.01 | CO-OP REVERAL FRINGE | 005016 | 005016 | Labor
[72 empty] | 2008 | 7 | 928 | 108 | 56 | 72 | 000 | -18.68 | CO-OP REVERAL FRINGE | 005016 | 005016 | Labor
[72 empty] | 2008 | 8 | 928 | 108 | 50 | 2 | 000 | -28.55 | CO-OP REVERSL UNDISTR | 005016 | 005016 | Labor
[72 empty] | 2008 | 8 | 928 | 108 | 53 | 2 | 000 | -9.52 | CO-OP REVERSL UNDISTR | 005016 | 005016 | Labor
[72 empty] | 2008 | 8 | 928 | 108 | 54 | 2 | 000 | -11.1 | CO-OP REVERSL UNDISTR | 005016 | 005016 | Labor
[72 empty] | 2008 | 8 | 928 | 108 | 55 | 2 | 000 | -22.21 | CO-OP REVERSL UNDISTR | 005016 | 005016 | Labor
[72 empty] | 2008 | 8 | 928 | 108 | 56 | 2 | 000 | -17.45 | CO-OP REVERSL UNDISTR | 005016 | 005016 | Labor
[72 empty] | 2008 | 8 | 928 | 108 | 50 | 72 | 000 | -8.57 | CO-OP REVERAL FRINGE | 005016 | 005016 | Labor
[72 empty] | 2008 | 8 | 928 | 108 | 53 | 72 | 000 | -2.86 | CO-OP REVERAL FRINGE | 005016 | 005016 | Labor
[72 empty] | 2008 | 8 | 928 | 108 | 54 | 72 | 000 | -3.33 | CO-OP REVERAL FRINGE | 005016 | 005016 | Labor
[72 empty] | 2008 | 8 | 928 | 108 | 55 | 72 | 000 | -6.66 | CO-OP REVERAL FRINGE | 005016 | 005016 | Labor
[72 empty] | 2008 | 8 | 928 | 108 | 56 | 72 | 000 | -5.24 | CO-OP REVERAL FRINGE | 005016 | 005016 | Labor
[72 empty] | 2008 | 9 | 928 | 108 | 50 | 2 | 000 | -8.67 | CO-OP REVERSL UNDISTR | 005016 | 005016 | Labor
[72 empty] | 2008 | 9 | 928 | 108 | 54 | 2 | 000 | -69.35 | CO-OP REVERSL UNDISTR | 005016 | 005016 | Labor
[72 empty] | 2008 | 9 | 928 | 108 | 55 | 2 | 000 | -26.01 | CO-OP REVERSL UNDISTR | 005016 | 005016 | Labor
[72 empty] | 2008 | 9 | 928 | 108 | 56 | 2 | 000 | -30.34 | CO-OP REVERSL UNDISTR | 005016 | 005016 | Labor
[72 empty] | 2008 | 9 | 928 | 108 | 50 | 72 | 000 | -2.6 | CO-OP REVERAL FRINGE | 005016 | 005016 | Labor
[72 empty] | 2008 | 9 | 928 | 108 | 54 | 72 | 000 | -20.81 | CO-OP REVERAL FRINGE | 005016 | 005016 | Labor
[72 empty] | 2008 | 9 | 928 | 108 | 55 | 72 | 000 | -7.8 | CO-OP REVERAL FRINGE | 005016 | 005016 | Labor
[72 empty] | 2008 | 9 | 928 | 108 | 56 | 72 | 000 | -9.1 | CO-OP REVERAL FRINGE | 005016 | 005016 | Labor
[72 empty] | 2008 | 10 | 928 | 108 | 54 | 2 | 000 | -44.26 | CO-OP REVERSL UNDISTR | 005016 | 005016 | Labor
[72 empty] | 2008 | 10 | 928 | 108 | 55 | 2 | 000 | -88.51 | CO-OP REVERSL UNDISTR | 005016 | 005016 | Labor
[72 empty] | 2008 | 10 | 928 | 108 | 54 | 72 | 000 | -13.28 | CO-OP REVERAL FRINGE | 005016 | 005016 | Labor
[72 empty] | 2008 | 10 | 928 | 108 | 55 | 72 | 000 | -26.55 | CO-OP REVERAL FRINGE | 005016 | 005016 | Labor
[72 empty] | 2008 | 11 | 928 | 108 | 50 | 2 | 000 | -115.44 | CO-OP REVERSL UNDISTR | 005016 | 005016 | Labor
[72 empty] | 2008 | 11 | 928 | 108 | 54 | 2 | 000 | -115.44 | CO-OP REVERSL UNDISTR | 005016 | 005016 | Labor
[72 empty] | 2008 | 11 | 928 | 108 | 55 | 2 | 000 | -57.72 | CO-OP REVERSL UNDISTR | 005016 | 005016 | Labor
[72 empty] | 2008 | 11 | 928 | 108 | 50 | 72 | 000 | -34.63 | CO-OP REVERAL FRINGE | 005016 | 005016 | Labor
[72 empty] | 2008 | 11 | 928 | 108 | 54 | 72 | 000 | -34.63 | CO-OP REVERAL FRINGE | 005016 | 005016 | Labor
[72 empty] | 2008 | 11 | 928 | 108 | 55 | 72 | 000 | -17.32 | CO-OP REVERAL FRINGE | 005016 | 005016 | Labor
[72 empty] | 2008 | 12 | 928 | 108 | 50 | 2 | 000 | -382.98 | CO-OP REVERSL UNDISTR | 005016 | 005016 | Labor
[72 empty] | 2008 | 12 | 928 | 108 | 54 | 2 | 000 | -65.54 | CO-OP REVERSL UNDISTR | 005016 | 005016 | Labor
[72 empty] | 2008 | 12 | 928 | 108 | 55 | 2 | 000 | -308.23 | CO-OP REVERSL UNDISTR | 005016 | 005016 | Labor
[72 empty] | 2008 | 12 | 928 | 108 | 50 | 72 | 000 | -114.89 | CO-OP REVERAL FRINGE | 005016 | 005016 | Labor
[72 empty] | 2008 | 12 | 928 | 108 | 54 | 72 | 000 | -19.66 | CO-OP REVERAL FRINGE | 005016 | 005016 | Labor
[72 empty] | 2008 | 12 | 928 | 108 | 55 | 72 | 000 | -92.47 | CO-OP REVERAL FRINGE | 005016 | 005016 | Labor
[72 empty] | 2009 | 1 | 928 | 108 | 54 | 2 | 000 | -268.82 | CO-OP REVERSL UNDISTR | 005016 | 005016 | Labor
[72 empty] | 2009 | 1 | 928 | 108 | 54 | 72 | 000 | -80.65 | CO-OP REVERAL FRINGE | 005016 | 005016 | Labor
[72 empty] | 2009 | 2 | 928 | 108 | 50 | 2 | 000 | -73.45 | CO-OP REVERSL UNDISTR | 005016 | 005016 | Labor
[72 empty] | 2009 | 2 | 928 | 108 | 54 | 2 | 000 | -20.16 | CO-OP REVERSL UNDISTR | 005016 | 005016 | Labor
[72 empty] | 2009 | 2 | 928 | 108 | 50 | 72 | 000 | -22.04 | CO-OP REVERAL FRINGE | 005016 | 005016 | Labor
[72 empty] | 2009 | 2 | 928 | 108 | 54 | 72 | 000 | -6.05 | CO-OP REVERAL FRINGE | 005016 | 005016 | Labor
[72 empty] | 2009 | 3 | 928 | 108 | 50 | 2 | 000 | -51.43 | CO-OP REVERSL UNDISTR | 005016 | 005016 | Labor
[72 empty] | 2009 | 3 | 928 | 108 | 50 | 72 | 000 | -15.43 | CO-OP REVERAL FRINGE | 005016 | 005016 | Labor
[72 empty] | 2009 | 4 | 928 | 108 | 50 | 2 | 000 | -87.5 | CO-OP REVERSL UNDISTR | 005016 | 005016 | Labor
[72 empty] | 2009 | 4 | 928 | 108 | 50 | 72 | 000 | -26.25 | CO-OP REVERAL FRINGE | 005016 | 005016 | Labor
[72 empty] | 2009 | 5 | 928 | 108 | 50 | 2 | 000 | -70.03 | CO-OP REVERSL UNDISTR | 005016 | 005016 | Labor
[72 empty] | 2009 | 5 | 928 | 108 | 50 | 72 | 000 | -21.01 | CO-OP REVERAL FRINGE | 005016 | 005016 | Labor
[72 empty] | 2009 | 10 | 928 | 108 | 50 | 2 | 000 | -30.33 | PRT-TIME REV UNDISTR | 005016 | 005016 | Labor
[72 empty] | 2009 | 10 | 928 | 108 | 50 | 72 | 000 | -9.1 | P-TME REVERAL FRINGE | 005016 | 005016 | Labor
[72 empty] | 2009 | 11 | 970 | 108 | 50 | 2 | 000 | -14.48 | PRT-TIME REV UNDISTR | 005016 | 005016 | Labor
[72 empty] | 2009 | 11 | 970 | 108 | 50 | 72 | 000 | -4.34 | P-TME REVERAL FRINGE | 005016 | 005016 | Labor
[72 empty] | 2009 | 12 | 970 | 108 | 50 | 2 | 000 | -66.85 | PRT-TIME REV UNDISTR | 005016 | 005016 | Labor
[72 empty] | 2009 | 12 | 970 | 108 | 50 | 72 | 000 | -20.06 | P-TME REVERAL FRINGE | 005016 | 005016 | Labor
[72 empty] | 2010 | 2 | 970 | 108 | 50 | 2 | 000 | -8.25 | CO-OP REVERSL UNDISTR | 005016 | 005016 | Labor
[72 empty] | 2010 | 2 | 970 | 108 | 50 | 72 | 000 | -3.14 | CO-OP REVERAL FRINGE | 005016 | 005016 | Labor
[72 empty] | 2010 | 7 | 970 | 108 | 50 | 2 | 000 | -21.04 | CO-OP REVERSL UNDISTR | 005016 | 005016 | Labor
[72 empty] | 2010 | 7 | 970 | 108 | 50 | 72 | 000 | -8 | CO-OP REVERAL FRINGE | 005016 | 005016 | Labor
[72 empty] | 2008 | 10 | 971 | 108 | 51 | 2 | 000 | -194.57 | CO-OP REVERSL UNDISTR | 005016 | 005016 | Labor
[72 empty] | 2008 | 10 | 971 | 108 | 51 | 72 | 000 | -58.37 | CO-OP REVERAL FRINGE | 005016 | 005016 | Labor
[72 empty] | 2010 | 2 | 971 | 108 | 50 | 2 | 000 | -8.9 | CO-OP REVERSL UNDISTR | 005016 | 005016 | Labor
[72 empty] | 2010 | 2 | 971 | 108 | 50 | 72 | 000 | -3.38 | CO-OP REVERAL FRINGE | 005016 | 005016 | Labor
[72 empty] | 2007 | 8 | 972 | 108 | 50 | 2 | 000 | -37.46 | OFF REVERSL UNDISTR | 005016 | 005016 | Labor
[72 empty] | 2007 | 8 | 972 | 108 | 50 | 72 | 000 | -11.99 | OFF REVERAL FRINGE | 005016 | 005016 | Labor
[72 empty] | 2007 | 9 | 972 | 108 | 50 | 2 | 000 | -8.5 | OFF REVERSL UNDISTR | 005016 | 005016 | Labor
[72 empty] | 2007 | 9 | 972 | 108 | 50 | 72 | 000 | -2.72 | OFF REVERAL FRINGE | 005016 | 005016 | Labor
[72 empty] | 2008 | 6 | 972 | 108 | 50 | 2 | 000 | -159.21 | OFF REVERSL UNDISTR | 005016 | 005016 | Labor
[72 empty] | 2008 | 6 | 972 | 108 | 51 | 2 | 000 | -39.8 | OFF REVERSL UNDISTR | 005016 | 005016 | Labor
[72 empty] | 2008 | 6 | 972 | 108 | 50 | 72 | 000 | -47.76 | OFF REVERAL FRINGE | 005016 | 005016 | Labor
[72 empty] | 2008 | 6 | 972 | 108 | 51 | 72 | 000 | -11.94 | OFF REVERAL FRINGE | 005016 | 005016 | Labor
[72 empty] | 2008 | 7 | 972 | 108 | 50 | 2 | 000 | -97.5 | OFF REVERSL UNDISTR | 005016 | 005016 | Labor
[72 empty] | 2008 | 7 | 972 | 108 | 50 | 72 | 000 | -29.25 | OFF REVERAL FRINGE | 005016 | 005016 | Labor
[72 empty] | 2008 | 8 | 972 | 108 | 50 | 2 | 000 | -8.39 | OFF REVERSL UNDISTR | 005016 | 005016 | Labor
[72 empty] | 2008 | 8 | 972 | 108 | 50 | 72 | 000 | -2.52 | OFF REVERAL FRINGE | 005016 | 005016 | Labor
[72 empty] | 2009 | 2 | 972 | 108 | 50 | 2 | 000 | -12.19 | OFF REVERSL UNDISTR | 005016 | 005016 | Labor
[72 empty] | 2009 | 2 | 972 | 108 | 50 | 72 | 000 | -3.66 | OFF REVERAL FRINGE | 005016 | 005016 | Labor
[72 empty] | 2009 | 4 | 972 | 108 | 50 | 2 | 000 | -95.13 | OFF REVERSL UNDISTR | 005016 | 005016 | Labor
[72 empty] | 2009 | 4 | 972 | 108 | 50 | 72 | 000 | -28.54 | OFF REVERAL FRINGE | 005016 | 005016 | Labor
[72 empty] | 2009 | 6 | 972 | 108 | 50 | 2 | 000 | -9.65 | OFF REVERSL UNDISTR | 005016 | 005016 | Labor
[72 empty] | 2009 | 6 | 972 | 108 | 50 | 72 | 000 | -2.9 | OFF REVERAL FRINGE | 005016 | 005016 | Labor
[72 empty] | 2007 | 4 | 973 | 108 | 51 | 2 | 000 | -36.26 | CO-OP REVERSL UNDISTR | 005016 | 005016 | Labor
[72 empty] | 2007 | 4 | 973 | 108 | 51 | 72 | 000 | -11.6 | CO-OP REVERAL FRINGE | 005016 | 005016 | Labor
[72 empty] | 2007 | 5 | 973 | 108 | 50 | 2 | 000 | -90.12 | CO-OP REVERSL UNDISTR | 005016 | 005016 | Labor
[72 empty] | 2007 | 5 | 973 | 108 | 50 | 72 | 000 | -28.84 | CO-OP REVERAL FRINGE | 005016 | 005016 | Labor
[72 empty] | 2007 | 6 | 973 | 108 | 50 | 2 | 000 | -352.19 | OFF REVERSL UNDISTR | 005016 | 005016 | Labor
[72 empty] | 2007 | 6 | 973 | 108 | 50 | 72 | 000 | -112.7 | OFF REVERAL FRINGE | 005016 | 005016 | Labor
[72 empty] | 2007 | 7 | 973 | 108 | 56 | 2 | 000 | -156.19 | CO-OP REVERSL UNDISTR | 005016 | 005016 | Labor
[72 empty] | 2007 | 7 | 973 | 108 | 56 | 72 | 000 | -49.98 | CO-OP REVERAL FRINGE | 005016 | 005016 | Labor
[72 empty] | 2007 | 8 | 973 | 108 | 56 | 2 | 000 | -221.88 | CO-OP REVERSL UNDISTR | 005016 | 005016 | Labor
[72 empty] | 2007 | 8 | 973 | 108 | 56 | 72 | 000 | -71 | CO-OP REVERAL FRINGE | 005016 | 005016 | Labor
[72 empty] | 2010 | 1 | 104 | 108 | 50 | 0 | 000 | 4.91 | SUPV ACCRUAL UNDISTR | 005017 | 005017 | Labor
[72 empty] | 2010 | 1 | 104 | 108 | 50 | 70 | 000 | 1.87 | SUPV ACCRUAL FRINGE | 005017 | 005017 | Labor
[72 empty] | 2010 | 2 | 104 | 108 | 50 | 0 | 000 | 0.15 | SUPV ACCRUAL UNDISTR | 005017 | 005017 | Labor
[72 empty] | 2010 | 2 | 104 | 108 | 50 | 70 | 000 | 0.06 | SUPV ACCRUAL FRINGE | 005017 | 005017 | Labor
[72 empty] | 2010 | 5 | 104 | 108 | 50 | 0 | 000 | 90.98 | SUPV ACCRUAL UNDISTR | 005017 | 005017 | Labor
[72 empty] | 2010 | 5 | 104 | 108 | 50 | 70 | 000 | 34.57 | SUPV ACCRUAL FRINGE | 005017 | 005017 | Labor
[72 empty] | 2010 | 6 | 104 | 108 | 50 | 0 | 000 | 168.04 | SUPV ACCRUAL UNDISTR | 005017 | 005017 | Labor
[72 empty] | 2010 | 6 | 104 | 108 | 50 | 70 | 000 | 63.86 | SUPV ACCRUAL FRINGE | 005017 | 005017 | Labor
[72 empty] | 2010 | 9 | 104 | 108 | 50 | 0 | 000 | 99.32 | SUPV ACCRUAL UNDISTR | 005017 | 005017 | Labor
[72 empty] | 2010 | 9 | 104 | 108 | 50 | 70 | 000 | 37.74 | SUPV ACCRUAL FRINGE | 005017 | 005017 | Labor
[72 empty] | 2010 | 2 | 465 | 108 | 50 | 0 | 000 | 35.42 | SUPV ACCRUAL UNDISTR | 005017 | 005017 | Labor
[72 empty] | 2010 | 2 | 465 | 108 | 50 | 70 | 000 | 13.46 | SUPV ACCRUAL FRINGE | 005017 | 005017 | Labor
[72 empty] | 2010 | 3 | 465 | 108 | 50 | 0 | 000 | 104.62 | SUPV ACCRUAL UNDISTR | 005017 | 005017 | Labor
[72 empty] | 2010 | 3 | 465 | 108 | 50 | 70 | 000 | 39.76 | SUPV ACCRUAL FRINGE | 005017 | 005017 | Labor
[72 empty] | 2010 | 4 | 465 | 108 | 50 | 0 | 000 | 299.6 | SUPV ACCRUAL UNDISTR | 005017 | 005017 | Labor
[72 empty] | 2010 | 4 | 465 | 108 | 50 | 70 | 000 | 113.85 | SUPV ACCRUAL FRINGE | 005017 | 005017 | Labor
[72 empty] | 2010 | 5 | 465 | 108 | 50 | 0 | 000 | 296.08 | SUPV ACCRUAL UNDISTR | 005017 | 005017 | Labor
[72 empty] | 2010 | 5 | 465 | 108 | 50 | 70 | 000 | 112.51 | SUPV ACCRUAL FRINGE | 005017 | 005017 | Labor
[72 empty] | 2010 | 6 | 465 | 108 | 50 | 0 | 000 | 347.31 | SUPV ACCRUAL UNDISTR | 005017 | 005017 | Labor
[72 empty] | 2010 | 6 | 465 | 108 | 50 | 70 | 000 | 131.98 | SUPV ACCRUAL FRINGE | 005017 | 005017 | Labor
[72 empty] | 2010 | 7 | 465 | 108 | 50 | 0 | 000 | 1.13 | SUPV ACCRUAL UNDISTR | 005017 | 005017 | Labor
[72 empty] | 2010 | 7 | 465 | 108 | 50 | 70 | 000 | 0.43 | SUPV ACCRUAL FRINGE | 005017 | 005017 | Labor
[72 empty] | 2010 | 8 | 465 | 108 | 50 | 0 | 000 | 39.51 | SUPV ACCRUAL UNDISTR | 005017 | 005017 | Labor
[72 empty] | 2010 | 8 | 465 | 108 | 50 | 70 | 000 | 15.01 | SUPV ACCRUAL FRINGE | 005017 | 005017 | Labor
[72 empty] | 2010 | 9 | 465 | 108 | 50 | 0 | 000 | 9.71 | SUPV ACCRUAL UNDISTR | 005017 | 005017 | Labor
[72 empty] | 2010 | 9 | 465 | 108 | 50 | 70 | 000 | 3.69 | SUPV ACCRUAL FRINGE | 005017 | 005017 | Labor
[72 empty] | 2010 | 10 | 465 | 108 | 50 | 0 | 000 | 29.63 | SUPV ACCRUAL UNDISTR | 005017 | 005017 | Labor
[72 empty] | 2010 | 10 | 465 | 108 | 50 | 70 | 000 | 11.26 | SUPV ACCRUAL FRINGE | 005017 | 005017 | Labor
[72 empty] | 2010 | 11 | 465 | 108 | 50 | 0 | 000 | 165.03 | SUPV ACCRUAL UNDISTR | 005017 | 005017 | Labor
[72 empty] | 2010 | 11 | 465 | 108 | 50 | 70 | 000 | 62.71 | SUPV ACCRUAL FRINGE | 005017 | 005017 | Labor
[72 empty] | 2008 | 7 | 917 | 108 | 50 | 0 | 000 | -4.27 | SUPV ACCRUAL UNDISTR | 005017 | 005017 | Labor
[72 empty] | 2008 | 7 | 917 | 108 | 50 | 70 | 000 | -1.28 | SUPV ACCRUAL FRINGE | 005017 | 005017 | Labor
[72 empty] | 2007 | 9 | 928 | 108 | 50 | 0 | 000 | 63.97 | SUPV ACCRUAL UNDISTR | 005017 | 005017 | Labor
[72 empty] | 2007 | 9 | 928 | 108 | 50 | 70 | 000 | 20.47 | SUPV ACCRUAL FRINGE | 005017 | 005017 | Labor
[72 empty] | 2007 | 10 | 928 | 108 | 50 | 0 | 000 | 248.32 | SUPV ACCRUAL UNDISTR | 005017 | 005017 | Labor
[72 empty] | 2007 | 10 | 928 | 108 | 50 | 70 | 000 | 79.46 | SUPV ACCRUAL FRINGE | 005017 | 005017 | Labor
[72 empty] | 2007 | 11 | 928 | 108 | 50 | 0 | 000 | 501.02 | SUPV ACCRUAL UNDISTR | 005017 | 005017 | Labor
[72 empty] | 2007 | 11 | 928 | 108 | 50 | 70 | 000 | 160.33 | SUPV ACCRUAL FRINGE | 005017 | 005017 | Labor
[72 empty] | 2007 | 12 | 928 | 108 | 50 | 0 | 000 | 637.23 | SUPV ACCRUAL UNDISTR | 005017 | 005017 | Labor
[72 empty] | 2007 | 12 | 928 | 108 | 50 | 70 | 000 | 203.91 | SUPV ACCRUAL FRINGE | 005017 | 005017 | Labor
[72 empty] | 2008 | 1 | 928 | 108 | 50 | 0 | 000 | -82.66 | SUPV ACCRUAL UNDISTR | 005017 | 005017 | Labor
[72 empty] | 2008 | 1 | 928 | 108 | 56 | 0 | 000 | -13.33 | SUPV ACCRUAL UNDISTR | 005017 | 005017 | Labor
[72 empty] | 2008 | 1 | 928 | 108 | 50 | 70 | 000 | -24.8 | SUPV ACCRUAL FRINGE | 005017 | 005017 | Labor
[72 empty] | 2008 | 1 | 928 | 108 | 56 | 70 | 000 | -4 | SUPV ACCRUAL FRINGE | 005017 | 005017 | Labor
[72 empty] | 2008 | 3 | 928 | 108 | 50 | 0 | 000 | 308.01 | SUPV ACCRUAL UNDISTR | 005017 | 005017 | Labor
[72 empty] | 2008 | 3 | 928 | 108 | 50 | 70 | 000 | 92.4 | SUPV ACCRUAL FRINGE | 005017 | 005017 | Labor
[72 empty] | 2008 | 4 | 928 | 108 | 50 | 0 | 000 | 687.02 | SUPV ACCRUAL UNDISTR | 005017 | 005017 | Labor
[72 empty] | 2008 | 4 | 928 | 108 | 50 | 70 | 000 | 206.11 | SUPV ACCRUAL FRINGE | 005017 | 005017 | Labor
[72 empty] | 2008 | 5 | 928 | 108 | 50 | 0 | 000 | 883.04 | SUPV ACCRUAL UNDISTR | 005017 | 005017 | Labor
[72 empty] | 2008 | 5 | 928 | 108 | 50 | 70 | 000 | 264.91 | SUPV ACCRUAL FRINGE | 005017 | 005017 | Labor
[72 empty] | 2008 | 6 | 928 | 108 | 50 | 0 | 000 | 1169.15 | SUPV ACCRUAL UNDISTR | 005017 | 005017 | Labor
[72 empty] | 2008 | 6 | 928 | 108 | 50 | 70 | 000 | 350.75 | SUPV ACCRUAL FRINGE | 005017 | 005017 | Labor
[72 empty] | 2008 | 7 | 928 | 108 | 50 | 0 | 000 | -69.25 | SUPV ACCRUAL UNDISTR | 005017 | 005017 | Labor
[72 empty] | 2008 | 7 | 928 | 108 | 50 | 70 | 000 | -20.78 | SUPV ACCRUAL FRINGE | 005017 | 005017 | Labor
[72 empty] | 2008 | 8 | 928 | 108 | 50 | 0 | 000 | 126.47 | SUPV ACCRUAL UNDISTR | 005017 | 005017 | Labor
[72 empty] | 2008 | 8 | 928 | 108 | 50 | 70 | 000 | 37.94 | SUPV ACCRUAL FRINGE | 005017 | 005017 | Labor
[72 empty] | 2008 | 9 | 928 | 108 | 50 | 0 | 000 | 54.05 | SUPV ACCRUAL UNDISTR | 005017 | 005017 | Labor
[72 empty] | 2008 | 9 | 928 | 108 | 56 | 0 | 000 | 89.71 | SUPV ACCRUAL UNDISTR | 005017 | 005017 | Labor
[72 empty] | 2008 | 9 | 928 | 108 | 50 | 70 | 000 | 16.22 | SUPV ACCRUAL FRINGE | 005017 | 005017 | Labor
[72 empty] | 2008 | 9 | 928 | 108 | 56 | 70 | 000 | 26.91 | SUPV ACCRUAL FRINGE | 005017 | 005017 | Labor
[72 empty] | 2008 | 10 | 928 | 108 | 50 | 0 | 000 | 651.86 | SUPV ACCRUAL UNDISTR | 005017 | 005017 | Labor
[72 empty] | 2008 | 10 | 928 | 108 | 50 | 70 | 000 | 195.56 | SUPV ACCRUAL FRINGE | 005017 | 005017 | Labor
[72 empty] | 2008 | 11 | 928 | 108 | 50 | 0 | 000 | 887.63 | SUPV ACCRUAL UNDISTR | 005017 | 005017 | Labor
[72 empty] | 2008 | 11 | 928 | 108 | 50 | 70 | 000 | 266.29 | SUPV ACCRUAL FRINGE | 005017 | 005017 | Labor
[72 empty] | 2008 | 12 | 928 | 108 | 50 | 0 | 000 | 437.76 | SUPV ACCRUAL UNDISTR | 005017 | 005017 | Labor
[72 empty] | 2008 | 12 | 928 | 108 | 50 | 70 | 000 | 131.33 | SUPV ACCRUAL FRINGE | 005017 | 005017 | Labor
[72 empty] | 2009 | 1 | 928 | 108 | 50 | 0 | 000 | 57.91 | SUPV ACCRUAL UNDISTR | 005017 | 005017 | Labor
[72 empty] | 2009 | 1 | 928 | 108 | 50 | 70 | 000 | 17.37 | SUPV ACCRUAL FRINGE | 005017 | 005017 | Labor
[72 empty] | 2009 | 2 | 928 | 108 | 50 | 0 | 000 | 81.46 | SUPV ACCRUAL UNDISTR | 005017 | 005017 | Labor
[72 empty] | 2009 | 2 | 928 | 108 | 56 | 0 | 000 | 9.98 | SUPV ACCRUAL UNDISTR | 005017 | 005017 | Labor
[72 empty] | 2009 | 2 | 928 | 108 | 50 | 70 | 000 | 24.44 | SUPV ACCRUAL FRINGE | 005017 | 005017 | Labor
[72 empty] | 2009 | 2 | 928 | 108 | 56 | 70 | 000 | 2.99 | SUPV ACCRUAL FRINGE | 005017 | 005017 | Labor
[72 empty] | 2009 | 3 | 928 | 108 | 50 | 0 | 000 | 194.12 | SUPV ACCRUAL UNDISTR | 005017 | 005017 | Labor
[72 empty] | 2009 | 3 | 928 | 108 | 50 | 70 | 000 | 58.24 | SUPV ACCRUAL FRINGE | 005017 | 005017 | Labor
[72 empty] | 2009 | 4 | 928 | 108 | 50 | 0 | 000 | 255.31 | SUPV ACCRUAL UNDISTR | 005017 | 005017 | Labor
[72 empty] | 2009 | 4 | 928 | 108 | 50 | 70 | 000 | 76.59 | SUPV ACCRUAL FRINGE | 005017 | 005017 | Labor
[72 empty] | 2009 | 5 | 928 | 108 | 50 | 0 | 000 | 25.29 | SUPV ACCRUAL UNDISTR | 005017 | 005017 | Labor
[72 empty] | 2009 | 5 | 928 | 108 | 50 | 70 | 000 | 7.59 | SUPV ACCRUAL FRINGE | 005017 | 005017 | Labor
[72 empty] | 2009 | 6 | 928 | 108 | 50 | 0 | 000 | 69.14 | SUPV ACCRUAL UNDISTR | 005017 | 005017 | Labor
[72 empty] | 2009 | 6 | 928 | 108 | 50 | 70 | 000 | 20.74 | SUPV ACCRUAL FRINGE | 005017 | 005017 | Labor
[72 empty] | 2009 | 9 | 928 | 108 | 50 | 0 | 000 | 30.75 | SUPV ACCRUAL UNDISTR | 005017 | 005017 | Labor
[72 empty] | 2009 | 9 | 928 | 108 | 50 | 70 | 000 | 9.23 | SUPV ACCRUAL FRINGE | 005017 | 005017 | Labor
[72 empty] | 2007 | 3 | 961 | 108 | 50 | 0 | 000 | 46.53 | SUPV ACCRUAL UNDISTR | 005017 | 005017 | Labor
[72 empty] | 2007 | 3 | 961 | 108 | 50 | 70 | 000 | 14.89 | SUPV ACCRUAL FRINGE | 005017 | 005017 | Labor
[72 empty] | 2007 | 4 | 961 | 108 | 50 | 0 | 000 | 261.44 | SUPV ACCRUAL UNDISTR | 005017 | 005017 | Labor
[72 empty] | 2007 | 4 | 961 | 108 | 50 | 70 | 000 | 83.66 | SUPV ACCRUAL FRINGE | 005017 | 005017 | Labor
[72 empty] | 2007 | 5 | 961 | 108 | 50 | 0 | 000 | 254.5 | SUPV ACCRUAL UNDISTR | 005017 | 005017 | Labor
[72 empty] | 2007 | 5 | 961 | 108 | 50 | 70 | 000 | 81.44 | SUPV ACCRUAL FRINGE | 005017 | 005017 | Labor
[72 empty] | 2007 | 6 | 961 | 108 | 50 | 0 | 000 | 486.92 | SUPV ACCRUAL UNDISTR | 005017 | 005017 | Labor
[72 empty] | 2007 | 6 | 961 | 108 | 50 | 70 | 000 | 155.81 | SUPV ACCRUAL FRINGE | 005017 | 005017 | Labor
[72 empty] | 2007 | 7 | 961 | 108 | 50 | 0 | 000 | 678.05 | SUPV ACCRUAL UNDISTR | 005017 | 005017 | Labor
[72 empty] | 2007 | 7 | 961 | 108 | 50 | 70 | 000 | 216.98 | SUPV ACCRUAL FRINGE | 005017 | 005017 | Labor
[72 empty] | 2007 | 9 | 961 | 108 | 50 | 0 | 000 | 313.08 | SUPV ACCRUAL UNDISTR | 005017 | 005017 | Labor
[72 empty] | 2007 | 9 | 961 | 108 | 50 | 70 | 000 | 100.19 | SUPV ACCRUAL FRINGE | 005017 | 005017 | Labor
[72 empty] | 2007 | 10 | 961 | 108 | 50 | 0 | 000 | 974.97 | SUPV ACCRUAL UNDISTR | 005017 | 005017 | Labor
[72 empty] | 2007 | 10 | 961 | 108 | 50 | 70 | 000 | 311.99 | SUPV ACCRUAL FRINGE | 005017 | 005017 | Labor
[72 empty] | 2007 | 11 | 961 | 108 | 50 | 0 | 000 | 1664.35 | SUPV ACCRUAL UNDISTR | 005017 | 005017 | Labor
[72 empty] | 2007 | 11 | 961 | 108 | 50 | 70 | 000 | 532.59 | SUPV ACCRUAL FRINGE | 005017 | 005017 | Labor
[72 empty] | 2007 | 12 | 961 | 108 | 50 | 0 | 000 | 2357.24 | SUPV ACCRUAL UNDISTR | 005017 | 005017 | Labor
[72 empty] | 2007 | 12 | 961 | 108 | 50 | 70 | 000 | 754.32 | SUPV ACCRUAL FRINGE | 005017 | 005017 | Labor
[72 empty] | 2008 | 1 | 961 | 108 | 50 | 0 | 000 | -214.68 | SUPV ACCRUAL UNDISTR | 005017 | 005017 | Labor
[72 empty] | 2008 | 1 | 961 | 108 | 50 | 70 | 000 | -64.4 | SUPV ACCRUAL FRINGE | 005017 | 005017 | Labor
[72 empty] | 2008 | 3 | 961 | 108 | 50 | 0 | 000 | 639.37 | SUPV ACCRUAL UNDISTR | 005017 | 005017 | Labor
[72 empty] | 2008 | 3 | 961 | 108 | 50 | 70 | 000 | 191.81 | SUPV ACCRUAL FRINGE | 005017 | 005017 | Labor
[72 empty] | 2008 | 4 | 961 | 108 | 50 | 0 | 000 | 1114.38 | SUPV ACCRUAL UNDISTR | 005017 | 005017 | Labor
[72 empty] | 2008 | 4 | 961 | 108 | 50 | 70 | 000 | 334.31 | SUPV ACCRUAL FRINGE | 005017 | 005017 | Labor
[72 empty] | 2008 | 5 | 961 | 108 | 50 | 0 | 000 | 1675.05 | SUPV ACCRUAL UNDISTR | 005017 | 005017 | Labor
[72 empty] | 2008 | 5 | 961 | 108 | 50 | 70 | 000 | 502.52 | SUPV ACCRUAL FRINGE | 005017 | 005017 | Labor
[72 empty] | 2008 | 6 | 961 | 108 | 50 | 0 | 000 | 1812.37 | SUPV ACCRUAL UNDISTR | 005017 | 005017 | Labor
[72 empty] | 2008 | 6 | 961 | 108 | 50 | 70 | 000 | 543.71 | SUPV ACCRUAL FRINGE | 005017 | 005017 | Labor
[72 empty] | 2008 | 7 | 961 | 108 | 50 | 0 | 000 | -161.59 | SUPV ACCRUAL UNDISTR | 005017 | 005017 | Labor
[72 empty] | 2008 | 7 | 961 | 108 | 50 | 70 | 000 | -48.48 | SUPV ACCRUAL FRINGE | 005017 | 005017 | Labor
[72 empty] | 2008 | 8 | 961 | 108 | 50 | 0 | 000 | 344.82 | SUPV ACCRUAL UNDISTR | 005017 | 005017 | Labor
[72 empty] | 2008 | 8 | 961 | 108 | 50 | 70 | 000 | 103.45 | SUPV ACCRUAL FRINGE | 005017 | 005017 | Labor
[72 empty] | 2008 | 9 | 961 | 108 | 50 | 0 | 000 | 857.32 | SUPV ACCRUAL UNDISTR | 005017 | 005017 | Labor
[72 empty] | 2008 | 9 | 961 | 108 | 50 | 70 | 000 | 257.2 | SUPV ACCRUAL FRINGE | 005017 | 005017 | Labor
[72 empty] | 2008 | 10 | 961 | 108 | 50 | 0 | 000 | 678.4 | SUPV ACCRUAL UNDISTR | 005017 | 005017 | Labor
[72 empty] | 2008 | 10 | 961 | 108 | 50 | 70 | 000 | 203.52 | SUPV ACCRUAL FRINGE | 005017 | 005017 | Labor
[72 empty] | 2008 | 11 | 961 | 108 | 50 | 0 | 000 | 951 | SUPV ACCRUAL UNDISTR | 005017 | 005017 | Labor
[72 empty] | 2008 | 11 | 961 | 108 | 50 | 70 | 000 | 285.3 | SUPV ACCRUAL FRINGE | 005017 | 005017 | Labor
[72 empty] | 2008 | 12 | 961 | 108 | 50 | 0 | 000 | 1512.06 | SUPV ACCRUAL UNDISTR | 005017 | 005017 | Labor
[72 empty] | 2008 | 12 | 961 | 108 | 50 | 70 | 000 | 453.62 | SUPV ACCRUAL FRINGE | 005017 | 005017 | Labor
[72 empty] | 2009 | 1 | 961 | 108 | 50 | 0 | 000 | 98.7 | SUPV ACCRUAL UNDISTR | 005017 | 005017 | Labor
[72 empty] | 2009 | 1 | 961 | 108 | 50 | 70 | 000 | 29.61 | SUPV ACCRUAL FRINGE | 005017 | 005017 | Labor
[72 empty] | 2009 | 2 | 961 | 108 | 50 | 0 | 000 | 95.87 | SUPV ACCRUAL UNDISTR | 005017 | 005017 | Labor
[72 empty] | 2009 | 2 | 961 | 108 | 50 | 70 | 000 | 28.76 | SUPV ACCRUAL FRINGE | 005017 | 005017 | Labor
[72 empty] | 2009 | 3 | 961 | 108 | 50 | 0 | 000 | 364.07 | SUPV ACCRUAL UNDISTR | 005017 | 005017 | Labor
[72 empty] | 2009 | 3 | 961 | 108 | 50 | 70 | 000 | 109.22 | SUPV ACCRUAL FRINGE | 005017 | 005017 | Labor
[72 empty] | 2009 | 4 | 961 | 108 | 50 | 0 | 000 | 581.59 | SUPV ACCRUAL UNDISTR | 005017 | 005017 | Labor
[72 empty] | 2009 | 4 | 961 | 108 | 50 | 70 | 000 | 174.48 | SUPV ACCRUAL FRINGE | 005017 | 005017 | Labor
[72 empty] | 2009 | 5 | 961 | 108 | 50 | 0 | 000 | 697.18 | SUPV ACCRUAL UNDISTR | 005017 | 005017 | Labor
[72 empty] | 2009 | 5 | 961 | 108 | 50 | 70 | 000 | 209.15 | SUPV ACCRUAL FRINGE | 005017 | 005017 | Labor
[72 empty] | 2009 | 6 | 961 | 108 | 50 | 0 | 000 | 861.12 | SUPV ACCRUAL UNDISTR | 005017 | 005017 | Labor
[72 empty] | 2009 | 6 | 961 | 108 | 50 | 70 | 000 | 258.34 | SUPV ACCRUAL FRINGE | 005017 | 005017 | Labor
[72 empty] | 2009 | 8 | 961 | 108 | 50 | 0 | 000 | 284.69 | SUPV ACCRUAL UNDISTR | 005017 | 005017 | Labor
[72 empty] | 2009 | 8 | 961 | 108 | 50 | 70 | 000 | 85.41 | SUPV ACCRUAL FRINGE | 005017 | 005017 | Labor
[72 empty] | 2009 | 9 | 961 | 108 | 50 | 0 | 000 | 325.89 | SUPV ACCRUAL UNDISTR | 005017 | 005017 | Labor
[72 empty] | 2009 | 9 | 961 | 108 | 50 | 70 | 000 | 97.77 | SUPV ACCRUAL FRINGE | 005017 | 005017 | Labor
[72 empty] | 2009 | 10 | 961 | 108 | 50 | 0 | 000 | 339.1 | SUPV ACCRUAL UNDISTR | 005017 | 005017 | Labor
[72 empty] | 2009 | 10 | 961 | 108 | 50 | 70 | 000 | 101.73 | SUPV ACCRUAL FRINGE | 005017 | 005017 | Labor
[72 empty] | 2009 | 11 | 961 | 108 | 50 | 0 | 000 | 426.47 | SUPV ACCRUAL UNDISTR | 005017 | 005017 | Labor
[72 empty] | 2009 | 11 | 961 | 108 | 50 | 70 | 000 | 127.94 | SUPV ACCRUAL FRINGE | 005017 | 005017 | Labor
[72 empty] | 2009 | 12 | 961 | 108 | 50 | 0 | 000 | -29.54 | SUPV ACCRUAL UNDISTR | 005017 | 005017 | Labor
[72 empty] | 2009 | 12 | 961 | 108 | 50 | 70 | 000 | -8.86 | SUPV ACCRUAL FRINGE | 005017 | 005017 | Labor
[72 empty] | 2010 | 1 | 961 | 108 | 50 | 0 | 000 | 85.78 | SUPV ACCRUAL UNDISTR | 005017 | 005017 | Labor
[72 empty] | 2010 | 1 | 961 | 108 | 50 | 70 | 000 | 32.6 | SUPV ACCRUAL FRINGE | 005017 | 005017 | Labor
[72 empty] | 2010 | 2 | 961 | 108 | 50 | 0 | 000 | 120.73 | SUPV ACCRUAL UNDISTR | 005017 | 005017 | Labor
[72 empty] | 2010 | 2 | 961 | 108 | 50 | 70 | 000 | 45.88 | SUPV ACCRUAL FRINGE | 005017 | 005017 | Labor
[72 empty] | 2010 | 3 | 961 | 108 | 50 | 0 | 000 | 406.37 | SUPV ACCRUAL UNDISTR | 005017 | 005017 | Labor
[72 empty] | 2010 | 3 | 961 | 108 | 50 | 70 | 000 | 154.42 | SUPV ACCRUAL FRINGE | 005017 | 005017 | Labor
[72 empty] | 2010 | 4 | 961 | 108 | 50 | 0 | 000 | 681.2 | SUPV ACCRUAL UNDISTR | 005017 | 005017 | Labor
[72 empty] | 2010 | 4 | 961 | 108 | 50 | 70 | 000 | 258.86 | SUPV ACCRUAL FRINGE | 005017 | 005017 | Labor
[72 empty] | 2010 | 5 | 961 | 108 | 50 | 0 | 000 | 720.98 | SUPV ACCRUAL UNDISTR | 005017 | 005017 | Labor
[72 empty] | 2010 | 5 | 961 | 108 | 50 | 70 | 000 | 273.97 | SUPV ACCRUAL FRINGE | 005017 | 005017 | Labor
[72 empty] | 2010 | 6 | 961 | 108 | 50 | 0 | 000 | 1083.08 | SUPV ACCRUAL UNDISTR | 005017 | 005017 | Labor
[72 empty] | 2010 | 6 | 961 | 108 | 50 | 70 | 000 | 411.57 | SUPV ACCRUAL FRINGE | 005017 | 005017 | Labor
[72 empty] | 2010 | 7 | 961 | 108 | 50 | 0 | 000 | 84.91 | SUPV ACCRUAL UNDISTR | 005017 | 005017 | Labor
[72 empty] | 2010 | 7 | 961 | 108 | 50 | 70 | 000 | 32.27 | SUPV ACCRUAL FRINGE | 005017 | 005017 | Labor
[72 empty] | 2010 | 8 | 961 | 108 | 50 | 0 | 000 | 438.09 | SUPV ACCRUAL UNDISTR | 005017 | 005017 | Labor
[72 empty] | 2010 | 8 | 961 | 108 | 50 | 70 | 000 | 166.47 | SUPV ACCRUAL FRINGE | 005017 | 005017 | Labor
[72 empty] | 2010 | 9 | 961 | 108 | 50 | 0 | 000 | 673.12 | SUPV ACCRUAL UNDISTR | 005017 | 005017 | Labor
[72 empty] | 2010 | 9 | 961 | 108 | 50 | 70 | 000 | 255.79 | SUPV ACCRUAL FRINGE | 005017 | 005017 | Labor
[72 empty] | 2010 | 10 | 961 | 108 | 50 | 0 | 000 | 837.64 | SUPV ACCRUAL UNDISTR | 005017 | 005017 | Labor
[72 empty] | 2010 | 10 | 961 | 108 | 50 | 70 | 000 | 318.3 | SUPV ACCRUAL FRINGE | 005017 | 005017 | Labor
[72 empty] | 2010 | 11 | 961 | 108 | 50 | 0 | 000 | 1057.53 | SUPV ACCRUAL UNDISTR | 005017 | 005017 | Labor
[72 empty] | 2010 | 11 | 961 | 108 | 50 | 70 | 000 | 401.86 | SUPV ACCRUAL FRINGE | 005017 | 005017 | Labor
[72 empty] | 2007 | 4 | 970 | 108 | 52 | 0 | 000 | 94.26 | SUPV ACCRUAL UNDISTR | 005017 | 005017 | Labor
[72 empty] | 2007 | 4 | 970 | 108 | 53 | 0 | 000 | 94.26 | SUPV ACCRUAL UNDISTR | 005017 | 005017 | Labor
[72 empty] | 2007 | 4 | 970 | 108 | 54 | 0 | 000 | 94.26 | SUPV ACCRUAL UNDISTR | 005017 | 005017 | Labor
[72 empty] | 2007 | 4 | 970 | 108 | 55 | 0 | 000 | 91.64 | SUPV ACCRUAL UNDISTR | 005017 | 005017 | Labor
[72 empty] | 2007 | 4 | 970 | 108 | 52 | 70 | 000 | 30.16 | SUPV ACCRUAL FRINGE | 005017 | 005017 | Labor
[72 empty] | 2007 | 4 | 970 | 108 | 53 | 70 | 000 | 30.16 | SUPV ACCRUAL FRINGE | 005017 | 005017 | Labor
[72 empty] | 2007 | 4 | 970 | 108 | 54 | 70 | 000 | 30.16 | SUPV ACCRUAL FRINGE | 005017 | 005017 | Labor
[72 empty] | 2007 | 4 | 970 | 108 | 55 | 70 | 000 | 29.32 | SUPV ACCRUAL FRINGE | 005017 | 005017 | Labor
[72 empty] | 2007 | 5 | 970 | 108 | 52 | 0 | 000 | 194.19 | SUPV ACCRUAL UNDISTR | 005017 | 005017 | Labor
[72 empty] | 2007 | 5 | 970 | 108 | 53 | 0 | 000 | 194.18 | SUPV ACCRUAL UNDISTR | 005017 | 005017 | Labor
[72 empty] | 2007 | 5 | 970 | 108 | 54 | 0 | 000 | 194.18 | SUPV ACCRUAL UNDISTR | 005017 | 005017 | Labor
[72 empty] | 2007 | 5 | 970 | 108 | 55 | 0 | 000 | 194.18 | SUPV ACCRUAL UNDISTR | 005017 | 005017 | Labor
[72 empty] | 2007 | 5 | 970 | 108 | 52 | 70 | 000 | 62.14 | SUPV ACCRUAL FRINGE | 005017 | 005017 | Labor
[72 empty] | 2007 | 5 | 970 | 108 | 53 | 70 | 000 | 62.14 | SUPV ACCRUAL FRINGE | 005017 | 005017 | Labor
[72 empty] | 2007 | 5 | 970 | 108 | 54 | 70 | 000 | 62.14 | SUPV ACCRUAL FRINGE | 005017 | 005017 | Labor
[72 empty] | 2007 | 5 | 970 | 108 | 55 | 70 | 000 | 62.14 | SUPV ACCRUAL FRINGE | 005017 | 005017 | Labor
[72 empty] | 2007 | 6 | 970 | 108 | 52 | 0 | 000 | 113.86 | SUPV ACCRUAL UNDISTR | 005017 | 005017 | Labor
[72 empty] | 2007 | 6 | 970 | 108 | 53 | 0 | 000 | 113.87 | SUPV ACCRUAL UNDISTR | 005017 | 005017 | Labor
[72 empty] | 2007 | 6 | 970 | 108 | 54 | 0 | 000 | 113.87 | SUPV ACCRUAL UNDISTR | 005017 | 005017 | Labor
[72 empty] | 2007 | 6 | 970 | 108 | 55 | 0 | 000 | 113.87 | SUPV ACCRUAL UNDISTR | 005017 | 005017 | Labor
[72 empty] | 2007 | 6 | 970 | 108 | 52 | 70 | 000 | 36.44 | SUPV ACCRUAL FRINGE | 005017 | 005017 | Labor
[72 empty] | 2007 | 6 | 970 | 108 | 53 | 70 | 000 | 36.44 | SUPV ACCRUAL FRINGE | 005017 | 005017 | Labor
[72 empty] | 2007 | 6 | 970 | 108 | 54 | 70 | 000 | 36.44 | SUPV ACCRUAL FRINGE | 005017 | 005017 | Labor
[72 empty] | 2007 | 6 | 970 | 108 | 55 | 70 | 000 | 36.44 | SUPV ACCRUAL FRINGE | 005017 | 005017 | Labor
[72 empty] | 2007 | 7 | 970 | 108 | 52 | 0 | 000 | 109.07 | SUPV ACCRUAL UNDISTR | 005017 | 005017 | Labor
[72 empty] | 2007 | 7 | 970 | 108 | 53 | 0 | 000 | 109.07 | SUPV ACCRUAL UNDISTR | 005017 | 005017 | Labor
[72 empty] | 2007 | 7 | 970 | 108 | 54 | 0 | 000 | 109.07 | SUPV ACCRUAL UNDISTR | 005017 | 005017 | Labor
[72 empty] | 2007 | 7 | 970 | 108 | 52 | 70 | 000 | 34.9 | SUPV ACCRUAL FRINGE | 005017 | 005017 | Labor
[72 empty] | 2007 | 7 | 970 | 108 | 53 | 70 | 000 | 34.9 | SUPV ACCRUAL FRINGE | 005017 | 005017 | Labor
[72 empty] | 2007 | 7 | 970 | 108 | 54 | 70 | 000 | 34.9 | SUPV ACCRUAL FRINGE | 005017 | 005017 | Labor
[72 empty] | 2009 | 4 | 970 | 108 | 50 | 0 | 000 | 278.34 | SUPV ACCRUAL UNDISTR | 005017 | 005017 | Labor
[72 empty] | 2009 | 4 | 970 | 108 | 51 | 0 | 000 | 338 | SUPV ACCRUAL UNDISTR | 005017 | 005017 | Labor
[72 empty] | 2009 | 4 | 970 | 108 | 50 | 70 | 000 | 83.5 | SUPV ACCRUAL FRINGE | 005017 | 005017 | Labor
[72 empty] | 2009 | 4 | 970 | 108 | 51 | 70 | 000 | 101.4 | SUPV ACCRUAL FRINGE | 005017 | 005017 | Labor
[72 empty] | 2009 | 9 | 970 | 108 | 50 | 0 | 000 | 6.54 | SUPV ACCRUAL UNDISTR | 005017 | 005017 | Labor
[72 empty] | 2009 | 9 | 970 | 108 | 50 | 70 | 000 | 1.96 | SUPV ACCRUAL FRINGE | 005017 | 005017 | Labor
[72 empty] | 2009 | 10 | 970 | 108 | 50 | 0 | 000 | 103.5 | SUPV ACCRUAL UNDISTR | 005017 | 005017 | Labor
[72 empty] | 2009 | 10 | 970 | 108 | 50 | 70 | 000 | 31.05 | SUPV ACCRUAL FRINGE | 005017 | 005017 | Labor
[72 empty] | 2009 | 11 | 970 | 108 | 50 | 0 | 000 | 83.8 | SUPV ACCRUAL UNDISTR | 005017 | 005017 | Labor
[72 empty] | 2009 | 11 | 970 | 108 | 50 | 70 | 000 | 25.14 | SUPV ACCRUAL FRINGE | 005017 | 005017 | Labor
[72 empty] | 2009 | 12 | 970 | 108 | 50 | 0 | 000 | -1.14 | SUPV ACCRUAL UNDISTR | 005017 | 005017 | Labor
[72 empty] | 2009 | 12 | 970 | 108 | 50 | 70 | 000 | -0.34 | SUPV ACCRUAL FRINGE | 005017 | 005017 | Labor
[72 empty] | 2010 | 4 | 970 | 108 | 50 | 0 | 000 | 82.77 | SUPV ACCRUAL UNDISTR | 005017 | 005017 | Labor
[72 empty] | 2010 | 4 | 970 | 108 | 50 | 70 | 000 | 31.45 | SUPV ACCRUAL FRINGE | 005017 | 005017 | Labor
[72 empty] | 2010 | 5 | 970 | 108 | 50 | 0 | 000 | 223.86 | SUPV ACCRUAL UNDISTR | 005017 | 005017 | Labor
[72 empty] | 2010 | 5 | 970 | 108 | 50 | 70 | 000 | 85.07 | SUPV ACCRUAL FRINGE | 005017 | 005017 | Labor
[72 empty] | 2010 | 6 | 970 | 108 | 50 | 0 | 000 | 166.97 | SUPV ACCRUAL UNDISTR | 005017 | 005017 | Labor
[72 empty] | 2010 | 6 | 970 | 108 | 50 | 70 | 000 | 63.45 | SUPV ACCRUAL FRINGE | 005017 | 005017 | Labor
[72 empty] | 2010 | 7 | 970 | 108 | 50 | 0 | 000 | 14.54 | SUPV ACCRUAL UNDISTR | 005017 | 005017 | Labor
[72 empty] | 2010 | 7 | 970 | 108 | 50 | 70 | 000 | 5.53 | SUPV ACCRUAL FRINGE | 005017 | 005017 | Labor
[72 empty] | 2010 | 8 | 970 | 108 | 50 | 0 | 000 | 95.56 | SUPV ACCRUAL UNDISTR | 005017 | 005017 | Labor
[72 empty] | 2010 | 8 | 970 | 108 | 50 | 70 | 000 | 36.31 | SUPV ACCRUAL FRINGE | 005017 | 005017 | Labor
[72 empty] | 2010 | 9 | 970 | 108 | 50 | 0 | 000 | 145.94 | SUPV ACCRUAL UNDISTR | 005017 | 005017 | Labor
[72 empty] | 2010 | 9 | 970 | 108 | 50 | 70 | 000 | 55.46 | SUPV ACCRUAL FRINGE | 005017 | 005017 | Labor
[72 empty] | 2010 | 10 | 970 | 108 | 50 | 0 | 000 | 88.12 | SUPV ACCRUAL UNDISTR | 005017 | 005017 | Labor
[72 empty] | 2010 | 10 | 970 | 108 | 50 | 70 | 000 | 33.49 | SUPV ACCRUAL FRINGE | 005017 | 005017 | Labor
[72 empty] | 2010 | 11 | 970 | 108 | 50 | 0 | 000 | 183.25 | SUPV ACCRUAL UNDISTR | 005017 | 005017 | Labor
[72 empty] | 2010 | 11 | 970 | 108 | 50 | 70 | 000 | 69.64 | SUPV ACCRUAL FRINGE | 005017 | 005017 | Labor
[72 empty] | 2007 | 2 | 971 | 108 | 51 | 0 | 000 | 670.31 | SUPV ACCRUAL UNDISTR | 005017 | 005017 | Labor
[72 empty] | 2007 | 2 | 971 | 108 | 52 | 0 | 000 | 459.33 | SUPV ACCRUAL UNDISTR | 005017 | 005017 | Labor
[72 empty] | 2007 | 2 | 971 | 108 | 53 | 0 | 000 | 105.47 | SUPV ACCRUAL UNDISTR | 005017 | 005017 | Labor
[72 empty] | 2007 | 2 | 971 | 108 | 54 | 0 | 000 | 105.47 | SUPV ACCRUAL UNDISTR | 005017 | 005017 | Labor
[72 empty] | 2007 | 2 | 971 | 108 | 51 | 70 | 000 | 214.5 | SUPV ACCRUAL FRINGE | 005017 | 005017 | Labor
[72 empty] | 2007 | 2 | 971 | 108 | 52 | 70 | 000 | 146.99 | SUPV ACCRUAL FRINGE | 005017 | 005017 | Labor
[72 empty] | 2007 | 2 | 971 | 108 | 53 | 70 | 000 | 33.75 | SUPV ACCRUAL FRINGE | 005017 | 005017 | Labor
[72 empty] | 2007 | 2 | 971 | 108 | 54 | 70 | 000 | 33.75 | SUPV ACCRUAL FRINGE | 005017 | 005017 | Labor
[72 empty] | 2007 | 3 | 971 | 108 | 51 | 0 | 000 | 20.22 | SUPV ACCRUAL UNDISTR | 005017 | 005017 | Labor
[72 empty] | 2007 | 3 | 971 | 108 | 52 | 0 | 000 | 26.25 | SUPV ACCRUAL UNDISTR | 005017 | 005017 | Labor
[72 empty] | 2007 | 3 | 971 | 108 | 53 | 0 | 000 | 107.52 | SUPV ACCRUAL UNDISTR | 005017 | 005017 | Labor
[72 empty] | 2007 | 3 | 971 | 108 | 54 | 0 | 000 | 87.17 | SUPV ACCRUAL UNDISTR | 005017 | 005017 | Labor
[72 empty] | 2007 | 3 | 971 | 108 | 55 | 0 | 000 | 4.51 | SUPV ACCRUAL UNDISTR | 005017 | 005017 | Labor
[72 empty] | 2007 | 3 | 971 | 108 | 51 | 70 | 000 | 6.47 | SUPV ACCRUAL FRINGE | 005017 | 005017 | Labor
[72 empty] | 2007 | 3 | 971 | 108 | 52 | 70 | 000 | 8.4 | SUPV ACCRUAL FRINGE | 005017 | 005017 | Labor
[72 empty] | 2007 | 3 | 971 | 108 | 53 | 70 | 000 | 34.41 | SUPV ACCRUAL FRINGE | 005017 | 005017 | Labor
[72 empty] | 2007 | 3 | 971 | 108 | 54 | 70 | 000 | 27.89 | SUPV ACCRUAL FRINGE | 005017 | 005017 | Labor
[72 empty] | 2007 | 3 | 971 | 108 | 55 | 70 | 000 | 1.44 | SUPV ACCRUAL FRINGE | 005017 | 005017 | Labor
[72 empty] | 2007 | 4 | 971 | 108 | 53 | 0 | 000 | 369.06 | SUPV ACCRUAL UNDISTR | 005017 | 005017 | Labor
[72 empty] | 2007 | 4 | 971 | 108 | 54 | 0 | 000 | 343.33 | SUPV ACCRUAL UNDISTR | 005017 | 005017 | Labor
[72 empty] | 2007 | 4 | 971 | 108 | 53 | 70 | 000 | 118.1 | SUPV ACCRUAL FRINGE | 005017 | 005017 | Labor
[72 empty] | 2007 | 4 | 971 | 108 | 54 | 70 | 000 | 109.87 | SUPV ACCRUAL FRINGE | 005017 | 005017 | Labor
[72 empty] | 2007 | 5 | 971 | 108 | 53 | 0 | 000 | 1047.98 | SUPV ACCRUAL UNDISTR | 005017 | 005017 | Labor
[72 empty] | 2007 | 5 | 971 | 108 | 54 | 0 | 000 | 907.55 | SUPV ACCRUAL UNDISTR | 005017 | 005017 | Labor
[72 empty] | 2007 | 5 | 971 | 108 | 53 | 70 | 000 | 335.35 | SUPV ACCRUAL FRINGE | 005017 | 005017 | Labor
[72 empty] | 2007 | 5 | 971 | 108 | 54 | 70 | 000 | 290.42 | SUPV ACCRUAL FRINGE | 005017 | 005017 | Labor
[72 empty] | 2007 | 6 | 971 | 108 | 53 | 0 | 000 | 2341.41 | SUPV ACCRUAL UNDISTR | 005017 | 005017 | Labor
[72 empty] | 2007 | 6 | 971 | 108 | 54 | 0 | 000 | 812.16 | SUPV ACCRUAL UNDISTR | 005017 | 005017 | Labor
[72 empty] | 2007 | 6 | 971 | 108 | 53 | 70 | 000 | 749.25 | SUPV ACCRUAL FRINGE | 005017 | 005017 | Labor
[72 empty] | 2007 | 6 | 971 | 108 | 54 | 70 | 000 | 259.89 | SUPV ACCRUAL FRINGE | 005017 | 005017 | Labor
[72 empty] | 2007 | 7 | 971 | 108 | 51 | 0 | 000 | 128.12 | SUPV ACCRUAL UNDISTR | 005017 | 005017 | Labor
[72 empty] | 2007 | 7 | 971 | 108 | 52 | 0 | 000 | 176.16 | SUPV ACCRUAL UNDISTR | 005017 | 005017 | Labor
[72 empty] | 2007 | 7 | 971 | 108 | 53 | 0 | 000 | 2288.18 | SUPV ACCRUAL UNDISTR | 005017 | 005017 | Labor
[72 empty] | 2007 | 7 | 971 | 108 | 54 | 0 | 000 | 1939.87 | SUPV ACCRUAL UNDISTR | 005017 | 005017 | Labor
[72 empty] | 2007 | 7 | 971 | 108 | 51 | 70 | 000 | 41 | SUPV ACCRUAL FRINGE | 005017 | 005017 | Labor
[72 empty] | 2007 | 7 | 971 | 108 | 52 | 70 | 000 | 56.37 | SUPV ACCRUAL FRINGE | 005017 | 005017 | Labor
[72 empty] | 2007 | 7 | 971 | 108 | 53 | 70 | 000 | 732.22 | SUPV ACCRUAL FRINGE | 005017 | 005017 | Labor
[72 empty] | 2007 | 7 | 971 | 108 | 54 | 70 | 000 | 620.76 | SUPV ACCRUAL FRINGE | 005017 | 005017 | Labor
[72 empty] | 2007 | 9 | 971 | 108 | 51 | 0 | 000 | 53.72 | SUPV ACCRUAL UNDISTR | 005017 | 005017 | Labor
[72 empty] | 2007 | 9 | 971 | 108 | 52 | 0 | 000 | 116.49 | SUPV ACCRUAL UNDISTR | 005017 | 005017 | Labor
[72 empty] | 2007 | 9 | 971 | 108 | 53 | 0 | 000 | 269.05 | SUPV ACCRUAL UNDISTR | 005017 | 005017 | Labor
[72 empty] | 2007 | 9 | 971 | 108 | 54 | 0 | 000 | 197.05 | SUPV ACCRUAL UNDISTR | 005017 | 005017 | Labor
[72 empty] | 2007 | 9 | 971 | 108 | 55 | 0 | 000 | 5.87 | SUPV ACCRUAL UNDISTR | 005017 | 005017 | Labor
[72 empty] | 2007 | 9 | 971 | 108 | 51 | 70 | 000 | 17.19 | SUPV ACCRUAL FRINGE | 005017 | 005017 | Labor
[72 empty] | 2007 | 9 | 971 | 108 | 52 | 70 | 000 | 37.28 | SUPV ACCRUAL FRINGE | 005017 | 005017 | Labor
[72 empty] | 2007 | 9 | 971 | 108 | 53 | 70 | 000 | 86.1 | SUPV ACCRUAL FRINGE | 005017 | 005017 | Labor
[72 empty] | 2007 | 9 | 971 | 108 | 54 | 70 | 000 | 63.06 | SUPV ACCRUAL FRINGE | 005017 | 005017 | Labor
[72 empty] | 2007 | 9 | 971 | 108 | 55 | 70 | 000 | 1.88 | SUPV ACCRUAL FRINGE | 005017 | 005017 | Labor
[72 empty] | 2007 | 10 | 971 | 108 | 51 | 0 | 000 | 78.98 | SUPV ACCRUAL UNDISTR | 005017 | 005017 | Labor
[72 empty] | 2007 | 10 | 971 | 108 | 52 | 0 | 000 | 65.16 | SUPV ACCRUAL UNDISTR | 005017 | 005017 | Labor
[72 empty] | 2007 | 10 | 971 | 108 | 53 | 0 | 000 | 741.26 | SUPV ACCRUAL UNDISTR | 005017 | 005017 | Labor
[72 empty] | 2007 | 10 | 971 | 108 | 54 | 0 | 000 | 563.69 | SUPV ACCRUAL UNDISTR | 005017 | 005017 | Labor
[72 empty] | 2007 | 10 | 971 | 108 | 55 | 0 | 000 | 13.83 | SUPV ACCRUAL UNDISTR | 005017 | 005017 | Labor
[72 empty] | 2007 | 10 | 971 | 108 | 51 | 70 | 000 | 25.27 | SUPV ACCRUAL FRINGE | 005017 | 005017 | Labor
[72 empty] | 2007 | 10 | 971 | 108 | 52 | 70 | 000 | 20.85 | SUPV ACCRUAL FRINGE | 005017 | 005017 | Labor
[72 empty] | 2007 | 10 | 971 | 108 | 53 | 70 | 000 | 237.2 | SUPV ACCRUAL FRINGE | 005017 | 005017 | Labor
[72 empty] | 2007 | 10 | 971 | 108 | 54 | 70 | 000 | 180.38 | SUPV ACCRUAL FRINGE | 005017 | 005017 | Labor
[72 empty] | 2007 | 10 | 971 | 108 | 55 | 70 | 000 | 4.43 | SUPV ACCRUAL FRINGE | 005017 | 005017 | Labor
[72 empty] | 2007 | 11 | 971 | 108 | 51 | 0 | 000 | 173.96 | SUPV ACCRUAL UNDISTR | 005017 | 005017 | Labor
[72 empty] | 2007 | 11 | 971 | 108 | 52 | 0 | 000 | 555 | SUPV ACCRUAL UNDISTR | 005017 | 005017 | Labor
[72 empty] | 2007 | 11 | 971 | 108 | 53 | 0 | 000 | 298.41 | SUPV ACCRUAL UNDISTR | 005017 | 005017 | Labor
[72 empty] | 2007 | 11 | 971 | 108 | 54 | 0 | 000 | 292.61 | SUPV ACCRUAL UNDISTR | 005017 | 005017 | Labor
[72 empty] | 2007 | 11 | 971 | 108 | 55 | 0 | 000 | 159.02 | SUPV ACCRUAL UNDISTR | 005017 | 005017 | Labor
[72 empty] | 2007 | 11 | 971 | 108 | 51 | 70 | 000 | 55.67 | SUPV ACCRUAL FRINGE | 005017 | 005017 | Labor
[72 empty] | 2007 | 11 | 971 | 108 | 52 | 70 | 000 | 177.6 | SUPV ACCRUAL FRINGE | 005017 | 005017 | Labor
[72 empty] | 2007 | 11 | 971 | 108 | 53 | 70 | 000 | 95.49 | SUPV ACCRUAL FRINGE | 005017 | 005017 | Labor
[72 empty] | 2007 | 11 | 971 | 108 | 54 | 70 | 000 | 93.64 | SUPV ACCRUAL FRINGE | 005017 | 005017 | Labor
[72 empty] | 2007 | 11 | 971 | 108 | 55 | 70 | 000 | 50.89 | SUPV ACCRUAL FRINGE | 005017 | 005017 | Labor
[72 empty] | 2007 | 12 | 971 | 108 | 51 | 0 | 000 | 702.64 | SUPV ACCRUAL UNDISTR | 005017 | 005017 | Labor
[72 empty] | 2007 | 12 | 971 | 108 | 52 | 0 | 000 | 1272.24 | SUPV ACCRUAL UNDISTR | 005017 | 005017 | Labor
[72 empty] | 2007 | 12 | 971 | 108 | 53 | 0 | 000 | 691.34 | SUPV ACCRUAL UNDISTR | 005017 | 005017 | Labor
[72 empty] | 2007 | 12 | 971 | 108 | 54 | 0 | 000 | 381.64 | SUPV ACCRUAL UNDISTR | 005017 | 005017 | Labor
[72 empty] | 2007 | 12 | 971 | 108 | 55 | 0 | 000 | 210.08 | SUPV ACCRUAL UNDISTR | 005017 | 005017 | Labor
[72 empty] | 2007 | 12 | 971 | 108 | 56 | 0 | 000 | 149.95 | SUPV ACCRUAL UNDISTR | 005017 | 005017 | Labor
[72 empty] | 2007 | 12 | 971 | 108 | 51 | 70 | 000 | 224.84 | SUPV ACCRUAL FRINGE | 005017 | 005017 | Labor
[72 empty] | 2007 | 12 | 971 | 108 | 52 | 70 | 000 | 407.12 | SUPV ACCRUAL FRINGE | 005017 | 005017 | Labor
[72 empty] | 2007 | 12 | 971 | 108 | 53 | 70 | 000 | 221.23 | SUPV ACCRUAL FRINGE | 005017 | 005017 | Labor
[72 empty] | 2007 | 12 | 971 | 108 | 54 | 70 | 000 | 122.12 | SUPV ACCRUAL FRINGE | 005017 | 005017 | Labor
[72 empty] | 2007 | 12 | 971 | 108 | 55 | 70 | 000 | 67.23 | SUPV ACCRUAL FRINGE | 005017 | 005017 | Labor
[72 empty] | 2007 | 12 | 971 | 108 | 56 | 70 | 000 | 47.98 | SUPV ACCRUAL FRINGE | 005017 | 005017 | Labor
[72 empty] | 2008 | 1 | 971 | 108 | 50 | 0 | 000 | -133.91 | SUPV ACCRUAL UNDISTR | 005017 | 005017 | Labor
[72 empty] | 2008 | 1 | 971 | 108 | 51 | 0 | 000 | -80.91 | SUPV ACCRUAL UNDISTR | 005017 | 005017 | Labor
[72 empty] | 2008 | 1 | 971 | 108 | 52 | 0 | 000 | -21.76 | SUPV ACCRUAL UNDISTR | 005017 | 005017 | Labor
[72 empty] | 2008 | 1 | 971 | 108 | 53 | 0 | 000 | -54.24 | SUPV ACCRUAL UNDISTR | 005017 | 005017 | Labor
[72 empty] | 2008 | 1 | 971 | 108 | 54 | 0 | 000 | -60 | SUPV ACCRUAL UNDISTR | 005017 | 005017 | Labor
[72 empty] | 2008 | 1 | 971 | 108 | 55 | 0 | 000 | -22.26 | SUPV ACCRUAL UNDISTR | 005017 | 005017 | Labor
[72 empty] | 2008 | 1 | 971 | 108 | 56 | 0 | 000 | -7 | SUPV ACCRUAL UNDISTR | 005017 | 005017 | Labor
[72 empty] | 2008 | 1 | 971 | 108 | 50 | 70 | 000 | -40.17 | SUPV ACCRUAL FRINGE | 005017 | 005017 | Labor
[72 empty] | 2008 | 1 | 971 | 108 | 51 | 70 | 000 | -24.27 | SUPV ACCRUAL FRINGE | 005017 | 005017 | Labor
[72 empty] | 2008 | 1 | 971 | 108 | 52 | 70 | 000 | -6.53 | SUPV ACCRUAL FRINGE | 005017 | 005017 | Labor
[72 empty] | 2008 | 1 | 971 | 108 | 53 | 70 | 000 | -16.27 | SUPV ACCRUAL FRINGE | 005017 | 005017 | Labor
[72 empty] | 2008 | 1 | 971 | 108 | 54 | 70 | 000 | -18 | SUPV ACCRUAL FRINGE | 005017 | 005017 | Labor
[72 empty] | 2008 | 1 | 971 | 108 | 55 | 70 | 000 | -6.68 | SUPV ACCRUAL FRINGE | 005017 | 005017 | Labor
[72 empty] | 2008 | 1 | 971 | 108 | 56 | 70 | 000 | -2.1 | SUPV ACCRUAL FRINGE | 005017 | 005017 | Labor
[72 empty] | 2008 | 3 | 971 | 108 | 50 | 0 | 000 | 1001.84 | SUPV ACCRUAL UNDISTR | 005017 | 005017 | Labor
[72 empty] | 2008 | 3 | 971 | 108 | 51 | 0 | 000 | 131.92 | SUPV ACCRUAL UNDISTR | 005017 | 005017 | Labor
[72 empty] | 2008 | 3 | 971 | 108 | 52 | 0 | 000 | 141.9 | SUPV ACCRUAL UNDISTR | 005017 | 005017 | Labor
[72 empty] | 2008 | 3 | 971 | 108 | 53 | 0 | 000 | 119.41 | SUPV ACCRUAL UNDISTR | 005017 | 005017 | Labor
[72 empty] | 2008 | 3 | 971 | 108 | 54 | 0 | 000 | 136.82 | SUPV ACCRUAL UNDISTR | 005017 | 005017 | Labor
[72 empty] | 2008 | 3 | 971 | 108 | 55 | 0 | 000 | 79.61 | SUPV ACCRUAL UNDISTR | 005017 | 005017 | Labor
[72 empty] | 2008 | 3 | 971 | 108 | 50 | 70 | 000 | 300.55 | SUPV ACCRUAL FRINGE | 005017 | 005017 | Labor
[72 empty] | 2008 | 3 | 971 | 108 | 51 | 70 | 000 | 39.58 | SUPV ACCRUAL FRINGE | 005017 | 005017 | Labor
[72 empty] | 2008 | 3 | 971 | 108 | 52 | 70 | 000 | 42.57 | SUPV ACCRUAL FRINGE | 005017 | 005017 | Labor
[72 empty] | 2008 | 3 | 971 | 108 | 53 | 70 | 000 | 35.82 | SUPV ACCRUAL FRINGE | 005017 | 005017 | Labor
[72 empty] | 2008 | 3 | 971 | 108 | 54 | 70 | 000 | 41.05 | SUPV ACCRUAL FRINGE | 005017 | 005017 | Labor
[72 empty] | 2008 | 3 | 971 | 108 | 55 | 70 | 000 | 23.88 | SUPV ACCRUAL FRINGE | 005017 | 005017 | Labor
[72 empty] | 2008 | 4 | 971 | 108 | 50 | 0 | 000 | 1152.58 | SUPV ACCRUAL UNDISTR | 005017 | 005017 | Labor
[72 empty] | 2008 | 4 | 971 | 108 | 51 | 0 | 000 | 821.98 | SUPV ACCRUAL UNDISTR | 005017 | 005017 | Labor
[72 empty] | 2008 | 4 | 971 | 108 | 52 | 0 | 000 | 699.75 | SUPV ACCRUAL UNDISTR | 005017 | 005017 | Labor
[72 empty] | 2008 | 4 | 971 | 108 | 53 | 0 | 000 | 207.96 | SUPV ACCRUAL UNDISTR | 005017 | 005017 | Labor
[72 empty] | 2008 | 4 | 971 | 108 | 54 | 0 | 000 | 97.06 | SUPV ACCRUAL UNDISTR | 005017 | 005017 | Labor
[72 empty] | 2008 | 4 | 971 | 108 | 55 | 0 | 000 | 235.31 | SUPV ACCRUAL UNDISTR | 005017 | 005017 | Labor
[72 empty] | 2008 | 4 | 971 | 108 | 50 | 70 | 000 | 345.77 | SUPV ACCRUAL FRINGE | 005017 | 005017 | Labor
[72 empty] | 2008 | 4 | 971 | 108 | 51 | 70 | 000 | 246.59 | SUPV ACCRUAL FRINGE | 005017 | 005017 | Labor
[72 empty] | 2008 | 4 | 971 | 108 | 52 | 70 | 000 | 209.93 | SUPV ACCRUAL FRINGE | 005017 | 005017 | Labor
[72 empty] | 2008 | 4 | 971 | 108 | 53 | 70 | 000 | 62.39 | SUPV ACCRUAL FRINGE | 005017 | 005017 | Labor
[72 empty] | 2008 | 4 | 971 | 108 | 54 | 70 | 000 | 29.12 | SUPV ACCRUAL FRINGE | 005017 | 005017 | Labor
[72 empty] | 2008 | 4 | 971 | 108 | 55 | 70 | 000 | 70.59 | SUPV ACCRUAL FRINGE | 005017 | 005017 | Labor
[72 empty] | 2008 | 5 | 971 | 108 | 50 | 0 | 000 | 1423.6 | SUPV ACCRUAL UNDISTR | 005017 | 005017 | Labor
[72 empty] | 2008 | 5 | 971 | 108 | 51 | 0 | 000 | 687.75 | SUPV ACCRUAL UNDISTR | 005017 | 005017 | Labor
[72 empty] | 2008 | 5 | 971 | 108 | 52 | 0 | 000 | 1506.95 | SUPV ACCRUAL UNDISTR | 005017 | 005017 | Labor
[72 empty] | 2008 | 5 | 971 | 108 | 53 | 0 | 000 | 1149.21 | SUPV ACCRUAL UNDISTR | 005017 | 005017 | Labor
[72 empty] | 2008 | 5 | 971 | 108 | 54 | 0 | 000 | 217.65 | SUPV ACCRUAL UNDISTR | 005017 | 005017 | Labor
[72 empty] | 2008 | 5 | 971 | 108 | 55 | 0 | 000 | 356.62 | SUPV ACCRUAL UNDISTR | 005017 | 005017 | Labor
[72 empty] | 2008 | 5 | 971 | 108 | 50 | 70 | 000 | 427.08 | SUPV ACCRUAL FRINGE | 005017 | 005017 | Labor
[72 empty] | 2008 | 5 | 971 | 108 | 51 | 70 | 000 | 206.33 | SUPV ACCRUAL FRINGE | 005017 | 005017 | Labor
[72 empty] | 2008 | 5 | 971 | 108 | 52 | 70 | 000 | 452.09 | SUPV ACCRUAL FRINGE | 005017 | 005017 | Labor
[72 empty] | 2008 | 5 | 971 | 108 | 53 | 70 | 000 | 344.76 | SUPV ACCRUAL FRINGE | 005017 | 005017 | Labor
[72 empty] | 2008 | 5 | 971 | 108 | 54 | 70 | 000 | 65.3 | SUPV ACCRUAL FRINGE | 005017 | 005017 | Labor
[72 empty] | 2008 | 5 | 971 | 108 | 55 | 70 | 000 | 106.99 | SUPV ACCRUAL FRINGE | 005017 | 005017 | Labor
[72 empty] | 2008 | 6 | 971 | 108 | 50 | 0 | 000 | 1644.81 | SUPV ACCRUAL UNDISTR | 005017 | 005017 | Labor
[72 empty] | 2008 | 6 | 971 | 108 | 51 | 0 | 000 | 270.42 | SUPV ACCRUAL UNDISTR | 005017 | 005017 | Labor
[72 empty] | 2008 | 6 | 971 | 108 | 52 | 0 | 000 | 1557.8 | SUPV ACCRUAL UNDISTR | 005017 | 005017 | Labor
[72 empty] | 2008 | 6 | 971 | 108 | 53 | 0 | 000 | 1369.92 | SUPV ACCRUAL UNDISTR | 005017 | 005017 | Labor
[72 empty] | 2008 | 6 | 971 | 108 | 54 | 0 | 000 | 187.14 | SUPV ACCRUAL UNDISTR | 005017 | 005017 | Labor
[72 empty] | 2008 | 6 | 971 | 108 | 55 | 0 | 000 | 265.95 | SUPV ACCRUAL UNDISTR | 005017 | 005017 | Labor
[72 empty] | 2008 | 6 | 971 | 108 | 56 | 0 | 000 | 113.87 | SUPV ACCRUAL UNDISTR | 005017 | 005017 | Labor
[72 empty] | 2008 | 6 | 971 | 108 | 50 | 70 | 000 | 493.44 | SUPV ACCRUAL FRINGE | 005017 | 005017 | Labor
[72 empty] | 2008 | 6 | 971 | 108 | 51 | 70 | 000 | 81.13 | SUPV ACCRUAL FRINGE | 005017 | 005017 | Labor
[72 empty] | 2008 | 6 | 971 | 108 | 52 | 70 | 000 | 467.34 | SUPV ACCRUAL FRINGE | 005017 | 005017 | Labor
[72 empty] | 2008 | 6 | 971 | 108 | 53 | 70 | 000 | 410.98 | SUPV ACCRUAL FRINGE | 005017 | 005017 | Labor
[72 empty] | 2008 | 6 | 971 | 108 | 54 | 70 | 000 | 56.14 | SUPV ACCRUAL FRINGE | 005017 | 005017 | Labor
[72 empty] | 2008 | 6 | 971 | 108 | 55 | 70 | 000 | 79.79 | SUPV ACCRUAL FRINGE | 005017 | 005017 | Labor
[72 empty] | 2008 | 6 | 971 | 108 | 56 | 70 | 000 | 34.16 | SUPV ACCRUAL FRINGE | 005017 | 005017 | Labor
[72 empty] | 2008 | 7 | 971 | 108 | 50 | 0 | 000 | -151.2 | SUPV ACCRUAL UNDISTR | 005017 | 005017 | Labor
[72 empty] | 2008 | 7 | 971 | 108 | 51 | 0 | 000 | -9.92 | SUPV ACCRUAL UNDISTR | 005017 | 005017 | Labor
[72 empty] | 2008 | 7 | 971 | 108 | 52 | 0 | 000 | -50.4 | SUPV ACCRUAL UNDISTR | 005017 | 005017 | Labor
[72 empty] | 2008 | 7 | 971 | 108 | 53 | 0 | 000 | -50.4 | SUPV ACCRUAL UNDISTR | 005017 | 005017 | Labor
[72 empty] | 2008 | 7 | 971 | 108 | 54 | 0 | 000 | -36.81 | SUPV ACCRUAL UNDISTR | 005017 | 005017 | Labor
[72 empty] | 2008 | 7 | 971 | 108 | 55 | 0 | 000 | -86.44 | SUPV ACCRUAL UNDISTR | 005017 | 005017 | Labor
[72 empty] | 2008 | 7 | 971 | 108 | 56 | 0 | 000 | -22.56 | SUPV ACCRUAL UNDISTR | 005017 | 005017 | Labor
[72 empty] | 2008 | 7 | 971 | 108 | 50 | 70 | 000 | -45.36 | SUPV ACCRUAL FRINGE | 005017 | 005017 | Labor
[72 empty] | 2008 | 7 | 971 | 108 | 51 | 70 | 000 | -2.98 | SUPV ACCRUAL FRINGE | 005017 | 005017 | Labor
[72 empty] | 2008 | 7 | 971 | 108 | 52 | 70 | 000 | -15.12 | SUPV ACCRUAL FRINGE | 005017 | 005017 | Labor
[72 empty] | 2008 | 7 | 971 | 108 | 53 | 70 | 000 | -15.12 | SUPV ACCRUAL FRINGE | 005017 | 005017 | Labor
[72 empty] | 2008 | 7 | 971 | 108 | 54 | 70 | 000 | -11.04 | SUPV ACCRUAL FRINGE | 005017 | 005017 | Labor
[72 empty] | 2008 | 7 | 971 | 108 | 55 | 70 | 000 | -25.93 | SUPV ACCRUAL FRINGE | 005017 | 005017 | Labor
[72 empty] | 2008 | 7 | 971 | 108 | 56 | 70 | 000 | -6.77 | SUPV ACCRUAL FRINGE | 005017 | 005017 | Labor
[72 empty] | 2008 | 8 | 971 | 108 | 50 | 0 | 000 | 321.61 | SUPV ACCRUAL UNDISTR | 005017 | 005017 | Labor
[72 empty] | 2008 | 8 | 971 | 108 | 51 | 0 | 000 | 39.8 | SUPV ACCRUAL UNDISTR | 005017 | 005017 | Labor
[72 empty] | 2008 | 8 | 971 | 108 | 52 | 0 | 000 | 66.88 | SUPV ACCRUAL UNDISTR | 005017 | 005017 | Labor
[72 empty] | 2008 | 8 | 971 | 108 | 53 | 0 | 000 | 66.88 | SUPV ACCRUAL UNDISTR | 005017 | 005017 | Labor
[72 empty] | 2008 | 8 | 971 | 108 | 54 | 0 | 000 | 79.81 | SUPV ACCRUAL UNDISTR | 005017 | 005017 | Labor
[72 empty] | 2008 | 8 | 971 | 108 | 55 | 0 | 000 | 79.81 | SUPV ACCRUAL UNDISTR | 005017 | 005017 | Labor
[72 empty] | 2008 | 8 | 971 | 108 | 50 | 70 | 000 | 96.48 | SUPV ACCRUAL FRINGE | 005017 | 005017 | Labor
[72 empty] | 2008 | 8 | 971 | 108 | 51 | 70 | 000 | 11.94 | SUPV ACCRUAL FRINGE | 005017 | 005017 | Labor
[72 empty] | 2008 | 8 | 971 | 108 | 52 | 70 | 000 | 20.06 | SUPV ACCRUAL FRINGE | 005017 | 005017 | Labor
[72 empty] | 2008 | 8 | 971 | 108 | 53 | 70 | 000 | 20.06 | SUPV ACCRUAL FRINGE | 005017 | 005017 | Labor
[72 empty] | 2008 | 8 | 971 | 108 | 54 | 70 | 000 | 23.94 | SUPV ACCRUAL FRINGE | 005017 | 005017 | Labor
[72 empty] | 2008 | 8 | 971 | 108 | 55 | 70 | 000 | 23.94 | SUPV ACCRUAL FRINGE | 005017 | 005017 | Labor
[72 empty] | 2008 | 9 | 971 | 108 | 50 | 0 | 000 | 621.17 | SUPV ACCRUAL UNDISTR | 005017 | 005017 | Labor
[72 empty] | 2008 | 9 | 971 | 108 | 51 | 0 | 000 | 273.09 | SUPV ACCRUAL UNDISTR | 005017 | 005017 | Labor
[72 empty] | 2008 | 9 | 971 | 108 | 52 | 0 | 000 | 216.3 | SUPV ACCRUAL UNDISTR | 005017 | 005017 | Labor
[72 empty] | 2008 | 9 | 971 | 108 | 53 | 0 | 000 | 216.3 | SUPV ACCRUAL UNDISTR | 005017 | 005017 | Labor
[72 empty] | 2008 | 9 | 971 | 108 | 54 | 0 | 000 | 216.3 | SUPV ACCRUAL UNDISTR | 005017 | 005017 | Labor
[72 empty] | 2008 | 9 | 971 | 108 | 55 | 0 | 000 | 396.07 | SUPV ACCRUAL UNDISTR | 005017 | 005017 | Labor
[72 empty] | 2008 | 9 | 971 | 108 | 50 | 70 | 000 | 186.35 | SUPV ACCRUAL FRINGE | 005017 | 005017 | Labor
[72 empty] | 2008 | 9 | 971 | 108 | 51 | 70 | 000 | 81.93 | SUPV ACCRUAL FRINGE | 005017 | 005017 | Labor
[72 empty] | 2008 | 9 | 971 | 108 | 52 | 70 | 000 | 64.89 | SUPV ACCRUAL FRINGE | 005017 | 005017 | Labor
[72 empty] | 2008 | 9 | 971 | 108 | 53 | 70 | 000 | 64.89 | SUPV ACCRUAL FRINGE | 005017 | 005017 | Labor
[72 empty] | 2008 | 9 | 971 | 108 | 54 | 70 | 000 | 64.89 | SUPV ACCRUAL FRINGE | 005017 | 005017 | Labor
[72 empty] | 2008 | 9 | 971 | 108 | 55 | 70 | 000 | 118.82 | SUPV ACCRUAL FRINGE | 005017 | 005017 | Labor
[72 empty] | 2008 | 10 | 971 | 108 | 50 | 0 | 000 | 1919.88 | SUPV ACCRUAL UNDISTR | 005017 | 005017 | Labor
[72 empty] | 2008 | 10 | 971 | 108 | 52 | 0 | 000 | 423.38 | SUPV ACCRUAL UNDISTR | 005017 | 005017 | Labor
[72 empty] | 2008 | 10 | 971 | 108 | 53 | 0 | 000 | 163.82 | SUPV ACCRUAL UNDISTR | 005017 | 005017 | Labor
[72 empty] | 2008 | 10 | 971 | 108 | 54 | 0 | 000 | 163.82 | SUPV ACCRUAL UNDISTR | 005017 | 005017 | Labor
[72 empty] | 2008 | 10 | 971 | 108 | 55 | 0 | 000 | 593.93 | SUPV ACCRUAL UNDISTR | 005017 | 005017 | Labor
[72 empty] | 2008 | 10 | 971 | 108 | 56 | 0 | 000 | 229.36 | SUPV ACCRUAL UNDISTR | 005017 | 005017 | Labor
[72 empty] | 2008 | 10 | 971 | 108 | 50 | 70 | 000 | 575.96 | SUPV ACCRUAL FRINGE | 005017 | 005017 | Labor
[72 empty] | 2008 | 10 | 971 | 108 | 52 | 70 | 000 | 127.01 | SUPV ACCRUAL FRINGE | 005017 | 005017 | Labor
[72 empty] | 2008 | 10 | 971 | 108 | 53 | 70 | 000 | 49.15 | SUPV ACCRUAL FRINGE | 005017 | 005017 | Labor
[72 empty] | 2008 | 10 | 971 | 108 | 54 | 70 | 000 | 49.15 | SUPV ACCRUAL FRINGE | 005017 | 005017 | Labor
[72 empty] | 2008 | 10 | 971 | 108 | 55 | 70 | 000 | 178.18 | SUPV ACCRUAL FRINGE | 005017 | 005017 | Labor
[72 empty] | 2008 | 10 | 971 | 108 | 56 | 70 | 000 | 68.81 | SUPV ACCRUAL FRINGE | 005017 | 005017 | Labor
[72 empty] | 2008 | 11 | 971 | 108 | 50 | 0 | 000 | 2088.55 | SUPV ACCRUAL UNDISTR | 005017 | 005017 | Labor
[72 empty] | 2008 | 11 | 971 | 108 | 51 | 0 | 000 | 237.13 | SUPV ACCRUAL UNDISTR | 005017 | 005017 | Labor
[72 empty] | 2008 | 11 | 971 | 108 | 52 | 0 | 000 | 118.73 | SUPV ACCRUAL UNDISTR | 005017 | 005017 | Labor
[72 empty] | 2008 | 11 | 971 | 108 | 53 | 0 | 000 | 118.73 | SUPV ACCRUAL UNDISTR | 005017 | 005017 | Labor
[72 empty] | 2008 | 11 | 971 | 108 | 54 | 0 | 000 | 302.16 | SUPV ACCRUAL UNDISTR | 005017 | 005017 | Labor
[72 empty] | 2008 | 11 | 971 | 108 | 55 | 0 | 000 | 784.08 | SUPV ACCRUAL UNDISTR | 005017 | 005017 | Labor
[72 empty] | 2008 | 11 | 971 | 108 | 56 | 0 | 000 | 142.14 | SUPV ACCRUAL UNDISTR | 005017 | 005017 | Labor
[72 empty] | 2008 | 11 | 971 | 108 | 50 | 70 | 000 | 626.57 | SUPV ACCRUAL FRINGE | 005017 | 005017 | Labor
[72 empty] | 2008 | 11 | 971 | 108 | 51 | 70 | 000 | 71.14 | SUPV ACCRUAL FRINGE | 005017 | 005017 | Labor
[72 empty] | 2008 | 11 | 971 | 108 | 52 | 70 | 000 | 35.62 | SUPV ACCRUAL FRINGE | 005017 | 005017 | Labor
[72 empty] | 2008 | 11 | 971 | 108 | 53 | 70 | 000 | 35.62 | SUPV ACCRUAL FRINGE | 005017 | 005017 | Labor
[72 empty] | 2008 | 11 | 971 | 108 | 54 | 70 | 000 | 90.65 | SUPV ACCRUAL FRINGE | 005017 | 005017 | Labor
[72 empty] | 2008 | 11 | 971 | 108 | 55 | 70 | 000 | 235.22 | SUPV ACCRUAL FRINGE | 005017 | 005017 | Labor
[72 empty] | 2008 | 11 | 971 | 108 | 56 | 70 | 000 | 42.64 | SUPV ACCRUAL FRINGE | 005017 | 005017 | Labor
[72 empty] | 2008 | 12 | 971 | 108 | 50 | 0 | 000 | 3101.8 | SUPV ACCRUAL UNDISTR | 005017 | 005017 | Labor
[72 empty] | 2008 | 12 | 971 | 108 | 51 | 0 | 000 | 80.99 | SUPV ACCRUAL UNDISTR | 005017 | 005017 | Labor
[72 empty] | 2008 | 12 | 971 | 108 | 54 | 0 | 000 | 373.31 | SUPV ACCRUAL UNDISTR | 005017 | 005017 | Labor
[72 empty] | 2008 | 12 | 971 | 108 | 55 | 0 | 000 | 373.32 | SUPV ACCRUAL UNDISTR | 005017 | 005017 | Labor
[72 empty] | 2008 | 12 | 971 | 108 | 56 | 0 | 000 | 527.77 | SUPV ACCRUAL UNDISTR | 005017 | 005017 | Labor
[72 empty] | 2008 | 12 | 971 | 108 | 50 | 70 | 000 | 930.54 | SUPV ACCRUAL FRINGE | 005017 | 005017 | Labor
[72 empty] | 2008 | 12 | 971 | 108 | 51 | 70 | 000 | 24.3 | SUPV ACCRUAL FRINGE | 005017 | 005017 | Labor
[72 empty] | 2008 | 12 | 971 | 108 | 54 | 70 | 000 | 111.99 | SUPV ACCRUAL FRINGE | 005017 | 005017 | Labor
[72 empty] | 2008 | 12 | 971 | 108 | 55 | 70 | 000 | 112 | SUPV ACCRUAL FRINGE | 005017 | 005017 | Labor
[72 empty] | 2008 | 12 | 971 | 108 | 56 | 70 | 000 | 158.33 | SUPV ACCRUAL FRINGE | 005017 | 005017 | Labor
[72 empty] | 2009 | 1 | 971 | 108 | 50 | 0 | 000 | 280.66 | SUPV ACCRUAL UNDISTR | 005017 | 005017 | Labor
[72 empty] | 2009 | 1 | 971 | 108 | 52 | 0 | 000 | 7.99 | SUPV ACCRUAL UNDISTR | 005017 | 005017 | Labor
[72 empty] | 2009 | 1 | 971 | 108 | 53 | 0 | 000 | 7.99 | SUPV ACCRUAL UNDISTR | 005017 | 005017 | Labor
[72 empty] | 2009 | 1 | 971 | 108 | 55 | 0 | 000 | 13.23 | SUPV ACCRUAL UNDISTR | 005017 | 005017 | Labor
[72 empty] | 2009 | 1 | 971 | 108 | 56 | 0 | 000 | 20.29 | SUPV ACCRUAL UNDISTR | 005017 | 005017 | Labor
[72 empty] | 2009 | 1 | 971 | 108 | 50 | 70 | 000 | 84.2 | SUPV ACCRUAL FRINGE | 005017 | 005017 | Labor
[72 empty] | 2009 | 1 | 971 | 108 | 52 | 70 | 000 | 2.4 | SUPV ACCRUAL FRINGE | 005017 | 005017 | Labor
[72 empty] | 2009 | 1 | 971 | 108 | 53 | 70 | 000 | 2.4 | SUPV ACCRUAL FRINGE | 005017 | 005017 | Labor
[72 empty] | 2009 | 1 | 971 | 108 | 55 | 70 | 000 | 3.97 | SUPV ACCRUAL FRINGE | 005017 | 005017 | Labor
[72 empty] | 2009 | 1 | 971 | 108 | 56 | 70 | 000 | 6.09 | SUPV ACCRUAL FRINGE | 005017 | 005017 | Labor
[72 empty] | 2009 | 2 | 971 | 108 | 50 | 0 | 000 | 281.8 | SUPV ACCRUAL UNDISTR | 005017 | 005017 | Labor
[72 empty] | 2009 | 2 | 971 | 108 | 52 | 0 | 000 | 30.29 | SUPV ACCRUAL UNDISTR | 005017 | 005017 | Labor
[72 empty] | 2009 | 2 | 971 | 108 | 50 | 70 | 000 | 84.54 | SUPV ACCRUAL FRINGE | 005017 | 005017 | Labor
[72 empty] | 2009 | 2 | 971 | 108 | 52 | 70 | 000 | 9.09 | SUPV ACCRUAL FRINGE | 005017 | 005017 | Labor
[72 empty] | 2009 | 3 | 971 | 108 | 50 | 0 | 000 | 1235.64 | SUPV ACCRUAL UNDISTR | 005017 | 005017 | Labor
[72 empty] | 2009 | 3 | 971 | 108 | 52 | 0 | 000 | 143.88 | SUPV ACCRUAL UNDISTR | 005017 | 005017 | Labor
[72 empty] | 2009 | 3 | 971 | 108 | 53 | 0 | 000 | 143.88 | SUPV ACCRUAL UNDISTR | 005017 | 005017 | Labor
[72 empty] | 2009 | 3 | 971 | 108 | 50 | 70 | 000 | 370.69 | SUPV ACCRUAL FRINGE | 005017 | 005017 | Labor
[72 empty] | 2009 | 3 | 971 | 108 | 52 | 70 | 000 | 43.16 | SUPV ACCRUAL FRINGE | 005017 | 005017 | Labor
[72 empty] | 2009 | 3 | 971 | 108 | 53 | 70 | 000 | 43.16 | SUPV ACCRUAL FRINGE | 005017 | 005017 | Labor
[72 empty] | 2009 | 4 | 971 | 108 | 50 | 0 | 000 | 1318.46 | SUPV ACCRUAL UNDISTR | 005017 | 005017 | Labor
[72 empty] | 2009 | 4 | 971 | 108 | 51 | 0 | 000 | 41.07 | SUPV ACCRUAL UNDISTR | 005017 | 005017 | Labor
[72 empty] | 2009 | 4 | 971 | 108 | 53 | 0 | 000 | 148 | SUPV ACCRUAL UNDISTR | 005017 | 005017 | Labor
[72 empty] | 2009 | 4 | 971 | 108 | 54 | 0 | 000 | 147.98 | SUPV ACCRUAL UNDISTR | 005017 | 005017 | Labor
[72 empty] | 2009 | 4 | 971 | 108 | 56 | 0 | 000 | 41.07 | SUPV ACCRUAL UNDISTR | 005017 | 005017 | Labor
[72 empty] | 2009 | 4 | 971 | 108 | 50 | 70 | 000 | 395.54 | SUPV ACCRUAL FRINGE | 005017 | 005017 | Labor
[72 empty] | 2009 | 4 | 971 | 108 | 51 | 70 | 000 | 12.32 | SUPV ACCRUAL FRINGE | 005017 | 005017 | Labor
[72 empty] | 2009 | 4 | 971 | 108 | 53 | 70 | 000 | 44.4 | SUPV ACCRUAL FRINGE | 005017 | 005017 | Labor
[72 empty] | 2009 | 4 | 971 | 108 | 54 | 70 | 000 | 44.39 | SUPV ACCRUAL FRINGE | 005017 | 005017 | Labor
[72 empty] | 2009 | 4 | 971 | 108 | 56 | 70 | 000 | 12.32 | SUPV ACCRUAL FRINGE | 005017 | 005017 | Labor
[72 empty] | 2009 | 5 | 971 | 108 | 50 | 0 | 000 | 1353.49 | SUPV ACCRUAL UNDISTR | 005017 | 005017 | Labor
[72 empty] | 2009 | 5 | 971 | 108 | 56 | 0 | 000 | 261.8 | SUPV ACCRUAL UNDISTR | 005017 | 005017 | Labor
[72 empty] | 2009 | 5 | 971 | 108 | 50 | 70 | 000 | 406.05 | SUPV ACCRUAL FRINGE | 005017 | 005017 | Labor
[72 empty] | 2009 | 5 | 971 | 108 | 56 | 70 | 000 | 78.54 | SUPV ACCRUAL FRINGE | 005017 | 005017 | Labor
[72 empty] | 2009 | 6 | 971 | 108 | 50 | 0 | 000 | 1470.14 | SUPV ACCRUAL UNDISTR | 005017 | 005017 | Labor
[72 empty] | 2009 | 6 | 971 | 108 | 50 | 70 | 000 | 441.04 | SUPV ACCRUAL FRINGE | 005017 | 005017 | Labor
[72 empty] | 2009 | 8 | 971 | 108 | 50 | 0 | 000 | 308.39 | SUPV ACCRUAL UNDISTR | 005017 | 005017 | Labor
[72 empty] | 2009 | 8 | 971 | 108 | 50 | 70 | 000 | 92.52 | SUPV ACCRUAL FRINGE | 005017 | 005017 | Labor
[72 empty] | 2009 | 9 | 971 | 108 | 50 | 0 | 000 | 486.43 | SUPV ACCRUAL UNDISTR | 005017 | 005017 | Labor
[72 empty] | 2009 | 9 | 971 | 108 | 56 | 0 | 000 | 206.46 | SUPV ACCRUAL UNDISTR | 005017 | 005017 | Labor
[72 empty] | 2009 | 9 | 971 | 108 | 50 | 70 | 000 | 145.93 | SUPV ACCRUAL FRINGE | 005017 | 005017 | Labor
[72 empty] | 2009 | 9 | 971 | 108 | 56 | 70 | 000 | 61.94 | SUPV ACCRUAL FRINGE | 005017 | 005017 | Labor
[72 empty] | 2009 | 10 | 971 | 108 | 50 | 0 | 000 | 717.29 | SUPV ACCRUAL UNDISTR | 005017 | 005017 | Labor
[72 empty] | 2009 | 10 | 971 | 108 | 53 | 0 | 000 | 53.34 | SUPV ACCRUAL UNDISTR | 005017 | 005017 | Labor
[72 empty] | 2009 | 10 | 971 | 108 | 56 | 0 | 000 | 1070.49 | SUPV ACCRUAL UNDISTR | 005017 | 005017 | Labor
[72 empty] | 2009 | 10 | 971 | 108 | 50 | 70 | 000 | 215.19 | SUPV ACCRUAL FRINGE | 005017 | 005017 | Labor
[72 empty] | 2009 | 10 | 971 | 108 | 53 | 70 | 000 | 16 | SUPV ACCRUAL FRINGE | 005017 | 005017 | Labor
[72 empty] | 2009 | 10 | 971 | 108 | 56 | 70 | 000 | 321.15 | SUPV ACCRUAL FRINGE | 005017 | 005017 | Labor
[72 empty] | 2009 | 11 | 971 | 108 | 50 | 0 | 000 | 313.43 | SUPV ACCRUAL UNDISTR | 005017 | 005017 | Labor
[72 empty] | 2009 | 11 | 971 | 108 | 53 | 0 | 000 | 111.99 | SUPV ACCRUAL UNDISTR | 005017 | 005017 | Labor
[72 empty] | 2009 | 11 | 971 | 108 | 56 | 0 | 000 | 1380.44 | SUPV ACCRUAL UNDISTR | 005017 | 005017 | Labor
[72 empty] | 2009 | 11 | 971 | 108 | 50 | 70 | 000 | 94.03 | SUPV ACCRUAL FRINGE | 005017 | 005017 | Labor
[72 empty] | 2009 | 11 | 971 | 108 | 53 | 70 | 000 | 33.6 | SUPV ACCRUAL FRINGE | 005017 | 005017 | Labor
[72 empty] | 2009 | 11 | 971 | 108 | 56 | 70 | 000 | 414.13 | SUPV ACCRUAL FRINGE | 005017 | 005017 | Labor
[72 empty] | 2009 | 12 | 971 | 108 | 53 | 0 | 000 | -51.62 | SUPV ACCRUAL UNDISTR | 005017 | 005017 | Labor
[72 empty] | 2009 | 12 | 971 | 108 | 56 | 0 | 000 | -28.63 | SUPV ACCRUAL UNDISTR | 005017 | 005017 | Labor
[72 empty] | 2009 | 12 | 971 | 108 | 53 | 70 | 000 | -15.49 | SUPV ACCRUAL FRINGE | 005017 | 005017 | Labor
[72 empty] | 2009 | 12 | 971 | 108 | 56 | 70 | 000 | -8.59 | SUPV ACCRUAL FRINGE | 005017 | 005017 | Labor
[72 empty] | 2010 | 1 | 971 | 108 | 53 | 0 | 000 | 120.53 | SUPV ACCRUAL UNDISTR | 005017 | 005017 | Labor
[72 empty] | 2010 | 1 | 971 | 108 | 53 | 70 | 000 | 45.8 | SUPV ACCRUAL FRINGE | 005017 | 005017 | Labor
[72 empty] | 2010 | 2 | 971 | 108 | 50 | 0 | 000 | 33.76 | SUPV ACCRUAL UNDISTR | 005017 | 005017 | Labor
[72 empty] | 2010 | 2 | 971 | 108 | 53 | 0 | 000 | 130.03 | SUPV ACCRUAL UNDISTR | 005017 | 005017 | Labor
[72 empty] | 2010 | 2 | 971 | 108 | 50 | 70 | 000 | 12.83 | SUPV ACCRUAL FRINGE | 005017 | 005017 | Labor
[72 empty] | 2010 | 2 | 971 | 108 | 53 | 70 | 000 | 49.41 | SUPV ACCRUAL FRINGE | 005017 | 005017 | Labor
[72 empty] | 2010 | 3 | 971 | 108 | 50 | 0 | 000 | 156.66 | SUPV ACCRUAL UNDISTR | 005017 | 005017 | Labor
[72 empty] | 2010 | 3 | 971 | 108 | 53 | 0 | 000 | 589.19 | SUPV ACCRUAL UNDISTR | 005017 | 005017 | Labor
[72 empty] | 2010 | 3 | 971 | 108 | 50 | 70 | 000 | 59.53 | SUPV ACCRUAL FRINGE | 005017 | 005017 | Labor
[72 empty] | 2010 | 3 | 971 | 108 | 53 | 70 | 000 | 223.89 | SUPV ACCRUAL FRINGE | 005017 | 005017 | Labor
[72 empty] | 2010 | 4 | 971 | 108 | 50 | 0 | 000 | 219.13 | SUPV ACCRUAL UNDISTR | 005017 | 005017 | Labor
[72 empty] | 2010 | 4 | 971 | 108 | 53 | 0 | 000 | 418.73 | SUPV ACCRUAL UNDISTR | 005017 | 005017 | Labor
[72 empty] | 2010 | 4 | 971 | 108 | 56 | 0 | 000 | 427.34 | SUPV ACCRUAL UNDISTR | 005017 | 005017 | Labor
[72 empty] | 2010 | 4 | 971 | 108 | 50 | 70 | 000 | 83.27 | SUPV ACCRUAL FRINGE | 005017 | 005017 | Labor
[72 empty] | 2010 | 4 | 971 | 108 | 53 | 70 | 000 | 159.12 | SUPV ACCRUAL FRINGE | 005017 | 005017 | Labor
[72 empty] | 2010 | 4 | 971 | 108 | 56 | 70 | 000 | 162.39 | SUPV ACCRUAL FRINGE | 005017 | 005017 | Labor
[72 empty] | 2010 | 5 | 971 | 108 | 50 | 0 | 000 | 301.85 | SUPV ACCRUAL UNDISTR | 005017 | 005017 | Labor
[72 empty] | 2010 | 5 | 971 | 108 | 51 | 0 | 000 | 38.95 | SUPV ACCRUAL UNDISTR | 005017 | 005017 | Labor
[72 empty] | 2010 | 5 | 971 | 108 | 54 | 0 | 000 | 212.14 | SUPV ACCRUAL UNDISTR | 005017 | 005017 | Labor
[72 empty] | 2010 | 5 | 971 | 108 | 56 | 0 | 000 | 1264.26 | SUPV ACCRUAL UNDISTR | 005017 | 005017 | Labor
[72 empty] | 2010 | 5 | 971 | 108 | 50 | 70 | 000 | 114.7 | SUPV ACCRUAL FRINGE | 005017 | 005017 | Labor
[72 empty] | 2010 | 5 | 971 | 108 | 51 | 70 | 000 | 14.8 | SUPV ACCRUAL FRINGE | 005017 | 005017 | Labor
[72 empty] | 2010 | 5 | 971 | 108 | 54 | 70 | 000 | 80.61 | SUPV ACCRUAL FRINGE | 005017 | 005017 | Labor
[72 empty] | 2010 | 5 | 971 | 108 | 56 | 70 | 000 | 480.42 | SUPV ACCRUAL FRINGE | 005017 | 005017 | Labor
[72 empty] | 2010 | 6 | 971 | 108 | 50 | 0 | 000 | 1225 | SUPV ACCRUAL UNDISTR | 005017 | 005017 | Labor
[72 empty] | 2010 | 6 | 971 | 108 | 51 | 0 | 000 | 1765.04 | SUPV ACCRUAL UNDISTR | 005017 | 005017 | Labor
[72 empty] | 2010 | 6 | 971 | 108 | 54 | 0 | 000 | 342.89 | SUPV ACCRUAL UNDISTR | 005017 | 005017 | Labor
[72 empty] | 2010 | 6 | 971 | 108 | 56 | 0 | 000 | 685.78 | SUPV ACCRUAL UNDISTR | 005017 | 005017 | Labor
[72 empty] | 2010 | 6 | 971 | 108 | 50 | 70 | 000 | 465.5 | SUPV ACCRUAL FRINGE | 005017 | 005017 | Labor
[72 empty] | 2010 | 6 | 971 | 108 | 51 | 70 | 000 | 670.72 | SUPV ACCRUAL FRINGE | 005017 | 005017 | Labor
[72 empty] | 2010 | 6 | 971 | 108 | 54 | 70 | 000 | 130.3 | SUPV ACCRUAL FRINGE | 005017 | 005017 | Labor
[72 empty] | 2010 | 6 | 971 | 108 | 56 | 70 | 000 | 260.6 | SUPV ACCRUAL FRINGE | 005017 | 005017 | Labor
[72 empty] | 2010 | 7 | 971 | 108 | 50 | 0 | 000 | 192.18 | SUPV ACCRUAL UNDISTR | 005017 | 005017 | Labor
[72 empty] | 2010 | 7 | 971 | 108 | 51 | 0 | 000 | 135.95 | SUPV ACCRUAL UNDISTR | 005017 | 005017 | Labor
[72 empty] | 2010 | 7 | 971 | 108 | 52 | 0 | 000 | 123.04 | SUPV ACCRUAL UNDISTR | 005017 | 005017 | Labor
[72 empty] | 2010 | 7 | 971 | 108 | 54 | 0 | 000 | 58.08 | SUPV ACCRUAL UNDISTR | 005017 | 005017 | Labor
[72 empty] | 2010 | 7 | 971 | 108 | 56 | 0 | 000 | 48.47 | SUPV ACCRUAL UNDISTR | 005017 | 005017 | Labor
[72 empty] | 2010 | 7 | 971 | 108 | 50 | 70 | 000 | 73.03 | SUPV ACCRUAL FRINGE | 005017 | 005017 | Labor
[72 empty] | 2010 | 7 | 971 | 108 | 51 | 70 | 000 | 51.66 | SUPV ACCRUAL FRINGE | 005017 | 005017 | Labor
[72 empty] | 2010 | 7 | 971 | 108 | 52 | 70 | 000 | 46.76 | SUPV ACCRUAL FRINGE | 005017 | 005017 | Labor
[72 empty] | 2010 | 7 | 971 | 108 | 54 | 70 | 000 | 22.07 | SUPV ACCRUAL FRINGE | 005017 | 005017 | Labor
[72 empty] | 2010 | 7 | 971 | 108 | 56 | 70 | 000 | 18.42 | SUPV ACCRUAL FRINGE | 005017 | 005017 | Labor
[72 empty] | 2010 | 8 | 971 | 108 | 50 | 0 | 000 | 989.07 | SUPV ACCRUAL UNDISTR | 005017 | 005017 | Labor
[72 empty] | 2010 | 8 | 971 | 108 | 51 | 0 | 000 | 795.29 | SUPV ACCRUAL UNDISTR | 005017 | 005017 | Labor
[72 empty] | 2010 | 8 | 971 | 108 | 52 | 0 | 000 | 364.77 | SUPV ACCRUAL UNDISTR | 005017 | 005017 | Labor
[72 empty] | 2010 | 8 | 971 | 108 | 56 | 0 | 000 | 433.1 | SUPV ACCRUAL UNDISTR | 005017 | 005017 | Labor
[72 empty] | 2010 | 8 | 971 | 108 | 50 | 70 | 000 | 375.85 | SUPV ACCRUAL FRINGE | 005017 | 005017 | Labor
[72 empty] | 2010 | 8 | 971 | 108 | 51 | 70 | 000 | 302.21 | SUPV ACCRUAL FRINGE | 005017 | 005017 | Labor
[72 empty] | 2010 | 8 | 971 | 108 | 52 | 70 | 000 | 138.61 | SUPV ACCRUAL FRINGE | 005017 | 005017 | Labor
[72 empty] | 2010 | 8 | 971 | 108 | 56 | 70 | 000 | 164.58 | SUPV ACCRUAL FRINGE | 005017 | 005017 | Labor
[72 empty] | 2010 | 9 | 971 | 108 | 50 | 0 | 000 | 477.67 | SUPV ACCRUAL UNDISTR | 005017 | 005017 | Labor
[72 empty] | 2010 | 9 | 971 | 108 | 56 | 0 | 000 | 318.43 | SUPV ACCRUAL UNDISTR | 005017 | 005017 | Labor
[72 empty] | 2010 | 9 | 971 | 108 | 50 | 70 | 000 | 181.51 | SUPV ACCRUAL FRINGE | 005017 | 005017 | Labor
[72 empty] | 2010 | 9 | 971 | 108 | 56 | 70 | 000 | 121 | SUPV ACCRUAL FRINGE | 005017 | 005017 | Labor
[72 empty] | 2010 | 10 | 971 | 108 | 50 | 0 | 000 | 1085.59 | SUPV ACCRUAL UNDISTR | 005017 | 005017 | Labor
[72 empty] | 2010 | 10 | 971 | 108 | 51 | 0 | 000 | 1551.49 | SUPV ACCRUAL UNDISTR | 005017 | 005017 | Labor
[72 empty] | 2010 | 10 | 971 | 108 | 52 | 0 | 000 | 570.31 | SUPV ACCRUAL UNDISTR | 005017 | 005017 | Labor
[72 empty] | 2010 | 10 | 971 | 108 | 56 | 0 | 000 | 322.53 | SUPV ACCRUAL UNDISTR | 005017 | 005017 | Labor
[72 empty] | 2010 | 10 | 971 | 108 | 50 | 70 | 000 | 412.52 | SUPV ACCRUAL FRINGE | 005017 | 005017 | Labor
[72 empty] | 2010 | 10 | 971 | 108 | 51 | 70 | 000 | 589.57 | SUPV ACCRUAL FRINGE | 005017 | 005017 | Labor
[72 empty] | 2010 | 10 | 971 | 108 | 52 | 70 | 000 | 216.72 | SUPV ACCRUAL FRINGE | 005017 | 005017 | Labor
[72 empty] | 2010 | 10 | 971 | 108 | 56 | 70 | 000 | 122.56 | SUPV ACCRUAL FRINGE | 005017 | 005017 | Labor
[72 empty] | 2010 | 11 | 971 | 108 | 50 | 0 | 000 | 2528.82 | SUPV ACCRUAL UNDISTR | 005017 | 005017 | Labor
[72 empty] | 2010 | 11 | 971 | 108 | 51 | 0 | 000 | 2656.22 | SUPV ACCRUAL UNDISTR | 005017 | 005017 | Labor
[72 empty] | 2010 | 11 | 971 | 108 | 52 | 0 | 000 | 945.87 | SUPV ACCRUAL UNDISTR | 005017 | 005017 | Labor
[72 empty] | 2010 | 11 | 971 | 108 | 56 | 0 | 000 | 273.5 | SUPV ACCRUAL UNDISTR | 005017 | 005017 | Labor
[72 empty] | 2010 | 11 | 971 | 108 | 50 | 70 | 000 | 960.95 | SUPV ACCRUAL FRINGE | 005017 | 005017 | Labor
[72 empty] | 2010 | 11 | 971 | 108 | 51 | 70 | 000 | 1009.36 | SUPV ACCRUAL FRINGE | 005017 | 005017 | Labor
[72 empty] | 2010 | 11 | 971 | 108 | 52 | 70 | 000 | 359.43 | SUPV ACCRUAL FRINGE | 005017 | 005017 | Labor
[72 empty] | 2010 | 11 | 971 | 108 | 56 | 70 | 000 | 103.93 | SUPV ACCRUAL FRINGE | 005017 | 005017 | Labor
[72 empty] | 2007 | 3 | 972 | 108 | 50 | 0 | 000 | 3.79 | SUPV ACCRUAL UNDISTR | 005017 | 005017 | Labor
[72 empty] | 2007 | 3 | 972 | 108 | 51 | 0 | 000 | 3.79 | SUPV ACCRUAL UNDISTR | 005017 | 005017 | Labor
[72 empty] | 2007 | 3 | 972 | 108 | 52 | 0 | 000 | 3.79 | SUPV ACCRUAL UNDISTR | 005017 | 005017 | Labor
[72 empty] | 2007 | 3 | 972 | 108 | 53 | 0 | 000 | 3.79 | SUPV ACCRUAL UNDISTR | 005017 | 005017 | Labor
[72 empty] | 2007 | 3 | 972 | 108 | 50 | 70 | 000 | 1.21 | SUPV ACCRUAL FRINGE | 005017 | 005017 | Labor
[72 empty] | 2007 | 3 | 972 | 108 | 51 | 70 | 000 | 1.21 | SUPV ACCRUAL FRINGE | 005017 | 005017 | Labor
[72 empty] | 2007 | 3 | 972 | 108 | 52 | 70 | 000 | 1.21 | SUPV ACCRUAL FRINGE | 005017 | 005017 | Labor
[72 empty] | 2007 | 3 | 972 | 108 | 53 | 70 | 000 | 1.21 | SUPV ACCRUAL FRINGE | 005017 | 005017 | Labor
[72 empty] | 2007 | 4 | 972 | 108 | 51 | 0 | 000 | 11.16 | SUPV ACCRUAL UNDISTR | 005017 | 005017 | Labor
[72 empty] | 2007 | 4 | 972 | 108 | 52 | 0 | 000 | 11.16 | SUPV ACCRUAL UNDISTR | 005017 | 005017 | Labor
[72 empty] | 2007 | 4 | 972 | 108 | 51 | 70 | 000 | 3.57 | SUPV ACCRUAL FRINGE | 005017 | 005017 | Labor
[72 empty] | 2007 | 4 | 972 | 108 | 52 | 70 | 000 | 3.57 | SUPV ACCRUAL FRINGE | 005017 | 005017 | Labor
[72 empty] | 2007 | 5 | 972 | 108 | 53 | 0 | 000 | 21.14 | SUPV ACCRUAL UNDISTR | 005017 | 005017 | Labor
[72 empty] | 2007 | 5 | 972 | 108 | 54 | 0 | 000 | 21.14 | SUPV ACCRUAL UNDISTR | 005017 | 005017 | Labor
[72 empty] | 2007 | 5 | 972 | 108 | 53 | 70 | 000 | 6.76 | SUPV ACCRUAL FRINGE | 005017 | 005017 | Labor
[72 empty] | 2007 | 5 | 972 | 108 | 54 | 70 | 000 | 6.76 | SUPV ACCRUAL FRINGE | 005017 | 005017 | Labor
[72 empty] | 2007 | 6 | 972 | 108 | 51 | 0 | 000 | 24.2 | SUPV ACCRUAL UNDISTR | 005017 | 005017 | Labor
[72 empty] | 2007 | 6 | 972 | 108 | 51 | 70 | 000 | 7.74 | SUPV ACCRUAL FRINGE | 005017 | 005017 | Labor
[72 empty] | 2007 | 7 | 972 | 108 | 53 | 0 | 000 | 35.7 | SUPV ACCRUAL UNDISTR | 005017 | 005017 | Labor
[72 empty] | 2007 | 7 | 972 | 108 | 54 | 0 | 000 | 35.7 | SUPV ACCRUAL UNDISTR | 005017 | 005017 | Labor
[72 empty] | 2007 | 7 | 972 | 108 | 53 | 70 | 000 | 11.42 | SUPV ACCRUAL FRINGE | 005017 | 005017 | Labor
[72 empty] | 2007 | 7 | 972 | 108 | 54 | 70 | 000 | 11.42 | SUPV ACCRUAL FRINGE | 005017 | 005017 | Labor
[72 empty] | 2007 | 9 | 972 | 108 | 52 | 0 | 000 | 63.88 | SUPV ACCRUAL UNDISTR | 005017 | 005017 | Labor
[72 empty] | 2007 | 9 | 972 | 108 | 53 | 0 | 000 | 63.9 | SUPV ACCRUAL UNDISTR | 005017 | 005017 | Labor
[72 empty] | 2007 | 9 | 972 | 108 | 54 | 0 | 000 | 63.9 | SUPV ACCRUAL UNDISTR | 005017 | 005017 | Labor
[72 empty] | 2007 | 9 | 972 | 108 | 52 | 70 | 000 | 20.44 | SUPV ACCRUAL FRINGE | 005017 | 005017 | Labor
[72 empty] | 2007 | 9 | 972 | 108 | 53 | 70 | 000 | 20.45 | SUPV ACCRUAL FRINGE | 005017 | 005017 | Labor
[72 empty] | 2007 | 9 | 972 | 108 | 54 | 70 | 000 | 20.45 | SUPV ACCRUAL FRINGE | 005017 | 005017 | Labor
[72 empty] | 2007 | 10 | 972 | 108 | 52 | 0 | 000 | 194.29 | SUPV ACCRUAL UNDISTR | 005017 | 005017 | Labor
[72 empty] | 2007 | 10 | 972 | 108 | 53 | 0 | 000 | 194.29 | SUPV ACCRUAL UNDISTR | 005017 | 005017 | Labor
[72 empty] | 2007 | 10 | 972 | 108 | 54 | 0 | 000 | 194.29 | SUPV ACCRUAL UNDISTR | 005017 | 005017 | Labor
[72 empty] | 2007 | 10 | 972 | 108 | 52 | 70 | 000 | 62.17 | SUPV ACCRUAL FRINGE | 005017 | 005017 | Labor
[72 empty] | 2007 | 10 | 972 | 108 | 53 | 70 | 000 | 62.17 | SUPV ACCRUAL FRINGE | 005017 | 005017 | Labor
[72 empty] | 2007 | 10 | 972 | 108 | 54 | 70 | 000 | 62.17 | SUPV ACCRUAL FRINGE | 005017 | 005017 | Labor
[72 empty] | 2007 | 11 | 972 | 108 | 52 | 0 | 000 | 343.81 | SUPV ACCRUAL UNDISTR | 005017 | 005017 | Labor
[72 empty] | 2007 | 11 | 972 | 108 | 53 | 0 | 000 | 343.81 | SUPV ACCRUAL UNDISTR | 005017 | 005017 | Labor
[72 empty] | 2007 | 11 | 972 | 108 | 54 | 0 | 000 | 343.81 | SUPV ACCRUAL UNDISTR | 005017 | 005017 | Labor
[72 empty] | 2007 | 11 | 972 | 108 | 52 | 70 | 000 | 110.02 | SUPV ACCRUAL FRINGE | 005017 | 005017 | Labor
[72 empty] | 2007 | 11 | 972 | 108 | 53 | 70 | 000 | 110.02 | SUPV ACCRUAL FRINGE | 005017 | 005017 | Labor
[72 empty] | 2007 | 11 | 972 | 108 | 54 | 70 | 000 | 110.02 | SUPV ACCRUAL FRINGE | 005017 | 005017 | Labor
[72 empty] | 2007 | 12 | 972 | 108 | 52 | 0 | 000 | 188.46 | SUPV ACCRUAL UNDISTR | 005017 | 005017 | Labor
[72 empty] | 2007 | 12 | 972 | 108 | 53 | 0 | 000 | 188.46 | SUPV ACCRUAL UNDISTR | 005017 | 005017 | Labor
[72 empty] | 2007 | 12 | 972 | 108 | 54 | 0 | 000 | 188.46 | SUPV ACCRUAL UNDISTR | 005017 | 005017 | Labor
[72 empty] | 2007 | 12 | 972 | 108 | 52 | 70 | 000 | 60.31 | SUPV ACCRUAL FRINGE | 005017 | 005017 | Labor
[72 empty] | 2007 | 12 | 972 | 108 | 53 | 70 | 000 | 60.31 | SUPV ACCRUAL FRINGE | 005017 | 005017 | Labor
[72 empty] | 2007 | 12 | 972 | 108 | 54 | 70 | 000 | 60.31 | SUPV ACCRUAL FRINGE | 005017 | 005017 | Labor
[72 empty] | 2008 | 1 | 972 | 108 | 52 | 0 | 000 | -16.91 | SUPV ACCRUAL UNDISTR | 005017 | 005017 | Labor
[72 empty] | 2008 | 1 | 972 | 108 | 53 | 0 | 000 | -16.91 | SUPV ACCRUAL UNDISTR | 005017 | 005017 | Labor
[72 empty] | 2008 | 1 | 972 | 108 | 54 | 0 | 000 | -16.91 | SUPV ACCRUAL UNDISTR | 005017 | 005017 | Labor
[72 empty] | 2008 | 1 | 972 | 108 | 52 | 70 | 000 | -5.07 | SUPV ACCRUAL FRINGE | 005017 | 005017 | Labor
[72 empty] | 2008 | 1 | 972 | 108 | 53 | 70 | 000 | -5.07 | SUPV ACCRUAL FRINGE | 005017 | 005017 | Labor
[72 empty] | 2008 | 1 | 972 | 108 | 54 | 70 | 000 | -5.07 | SUPV ACCRUAL FRINGE | 005017 | 005017 | Labor
[72 empty] | 2009 | 3 | 972 | 108 | 51 | 0 | 000 | 144.52 | SUPV ACCRUAL UNDISTR | 005017 | 005017 | Labor
[72 empty] | 2009 | 3 | 972 | 108 | 51 | 70 | 000 | 43.36 | SUPV ACCRUAL FRINGE | 005017 | 005017 | Labor
[72 empty] | 2009 | 4 | 972 | 108 | 51 | 0 | 000 | 407.72 | SUPV ACCRUAL UNDISTR | 005017 | 005017 | Labor
[72 empty] | 2009 | 4 | 972 | 108 | 51 | 70 | 000 | 122.32 | SUPV ACCRUAL FRINGE | 005017 | 005017 | Labor
[72 empty] | 2009 | 8 | 972 | 108 | 50 | 0 | 000 | 42.43 | SUPV ACCRUAL UNDISTR | 005017 | 005017 | Labor
[72 empty] | 2009 | 8 | 972 | 108 | 50 | 70 | 000 | 12.73 | SUPV ACCRUAL FRINGE | 005017 | 005017 | Labor
[72 empty] | 2009 | 9 | 972 | 108 | 50 | 0 | 000 | 72.11 | SUPV ACCRUAL UNDISTR | 005017 | 005017 | Labor
[72 empty] | 2009 | 9 | 972 | 108 | 50 | 70 | 000 | 21.63 | SUPV ACCRUAL FRINGE | 005017 | 005017 | Labor
[72 empty] | 2009 | 10 | 972 | 108 | 50 | 0 | 000 | 245.87 | SUPV ACCRUAL UNDISTR | 005017 | 005017 | Labor
[72 empty] | 2009 | 10 | 972 | 108 | 50 | 70 | 000 | 73.76 | SUPV ACCRUAL FRINGE | 005017 | 005017 | Labor
[72 empty] | 2009 | 11 | 972 | 108 | 50 | 0 | 000 | 205.94 | SUPV ACCRUAL UNDISTR | 005017 | 005017 | Labor
[72 empty] | 2009 | 11 | 972 | 108 | 50 | 70 | 000 | 61.78 | SUPV ACCRUAL FRINGE | 005017 | 005017 | Labor
[72 empty] | 2009 | 12 | 972 | 108 | 50 | 0 | 000 | -13.13 | SUPV ACCRUAL UNDISTR | 005017 | 005017 | Labor
[72 empty] | 2009 | 12 | 972 | 108 | 50 | 70 | 000 | -3.94 | SUPV ACCRUAL FRINGE | 005017 | 005017 | Labor
[72 empty] | 2010 | 1 | 972 | 108 | 50 | 0 | 000 | 31.8 | SUPV ACCRUAL UNDISTR | 005017 | 005017 | Labor
[72 empty] | 2010 | 1 | 972 | 108 | 50 | 70 | 000 | 12.08 | SUPV ACCRUAL FRINGE | 005017 | 005017 | Labor
[72 empty] | 2010 | 2 | 972 | 108 | 50 | 0 | 000 | 31.4 | SUPV ACCRUAL UNDISTR | 005017 | 005017 | Labor
[72 empty] | 2010 | 2 | 972 | 108 | 50 | 70 | 000 | 11.93 | SUPV ACCRUAL FRINGE | 005017 | 005017 | Labor
[72 empty] | 2010 | 3 | 972 | 108 | 50 | 0 | 000 | 57.7 | SUPV ACCRUAL UNDISTR | 005017 | 005017 | Labor
[72 empty] | 2010 | 3 | 972 | 108 | 50 | 70 | 000 | 21.93 | SUPV ACCRUAL FRINGE | 005017 | 005017 | Labor
[72 empty] | 2010 | 4 | 972 | 108 | 50 | 0 | 000 | 102.6 | SUPV ACCRUAL UNDISTR | 005017 | 005017 | Labor
[72 empty] | 2010 | 4 | 972 | 108 | 50 | 70 | 000 | 38.99 | SUPV ACCRUAL FRINGE | 005017 | 005017 | Labor
[72 empty] | 2010 | 5 | 972 | 108 | 50 | 0 | 000 | 124.44 | SUPV ACCRUAL UNDISTR | 005017 | 005017 | Labor
[72 empty] | 2010 | 5 | 972 | 108 | 50 | 70 | 000 | 47.29 | SUPV ACCRUAL FRINGE | 005017 | 005017 | Labor
[72 empty] | 2010 | 6 | 972 | 108 | 50 | 0 | 000 | 181.45 | SUPV ACCRUAL UNDISTR | 005017 | 005017 | Labor
[72 empty] | 2010 | 6 | 972 | 108 | 50 | 70 | 000 | 68.95 | SUPV ACCRUAL FRINGE | 005017 | 005017 | Labor
[72 empty] | 2010 | 7 | 972 | 108 | 50 | 0 | 000 | 14.73 | SUPV ACCRUAL UNDISTR | 005017 | 005017 | Labor
[72 empty] | 2010 | 7 | 972 | 108 | 51 | 0 | 000 | 60.1 | SUPV ACCRUAL UNDISTR | 005017 | 005017 | Labor
[72 empty] | 2010 | 7 | 972 | 108 | 52 | 0 | 000 | 40.05 | SUPV ACCRUAL UNDISTR | 005017 | 005017 | Labor
[72 empty] | 2010 | 7 | 972 | 108 | 50 | 70 | 000 | 5.6 | SUPV ACCRUAL FRINGE | 005017 | 005017 | Labor
[72 empty] | 2010 | 7 | 972 | 108 | 51 | 70 | 000 | 22.84 | SUPV ACCRUAL FRINGE | 005017 | 005017 | Labor
[72 empty] | 2010 | 7 | 972 | 108 | 52 | 70 | 000 | 15.22 | SUPV ACCRUAL FRINGE | 005017 | 005017 | Labor
[72 empty] | 2010 | 8 | 972 | 108 | 51 | 0 | 000 | 127.81 | SUPV ACCRUAL UNDISTR | 005017 | 005017 | Labor
[72 empty] | 2010 | 8 | 972 | 108 | 52 | 0 | 000 | 127.81 | SUPV ACCRUAL UNDISTR | 005017 | 005017 | Labor
[72 empty] | 2010 | 8 | 972 | 108 | 51 | 70 | 000 | 48.57 | SUPV ACCRUAL FRINGE | 005017 | 005017 | Labor
[72 empty] | 2010 | 8 | 972 | 108 | 52 | 70 | 000 | 48.57 | SUPV ACCRUAL FRINGE | 005017 | 005017 | Labor
[72 empty] | 2010 | 9 | 972 | 108 | 50 | 0 | 000 | 914.37 | SUPV ACCRUAL UNDISTR | 005017 | 005017 | Labor
[72 empty] | 2010 | 9 | 972 | 108 | 51 | 0 | 000 | 1758.39 | SUPV ACCRUAL UNDISTR | 005017 | 005017 | Labor
[72 empty] | 2010 | 9 | 972 | 108 | 52 | 0 | 000 | 441.11 | SUPV ACCRUAL UNDISTR | 005017 | 005017 | Labor
[72 empty] | 2010 | 9 | 972 | 108 | 54 | 0 | 000 | 75.11 | SUPV ACCRUAL UNDISTR | 005017 | 005017 | Labor
[72 empty] | 2010 | 9 | 972 | 108 | 55 | 0 | 000 | 75.11 | SUPV ACCRUAL UNDISTR | 005017 | 005017 | Labor
[72 empty] | 2010 | 9 | 972 | 108 | 56 | 0 | 000 | 401.44 | SUPV ACCRUAL UNDISTR | 005017 | 005017 | Labor
[72 empty] | 2010 | 9 | 972 | 108 | 50 | 70 | 000 | 347.46 | SUPV ACCRUAL FRINGE | 005017 | 005017 | Labor
[72 empty] | 2010 | 9 | 972 | 108 | 51 | 70 | 000 | 668.19 | SUPV ACCRUAL FRINGE | 005017 | 005017 | Labor
[72 empty] | 2010 | 9 | 972 | 108 | 52 | 70 | 000 | 167.62 | SUPV ACCRUAL FRINGE | 005017 | 005017 | Labor
[72 empty] | 2010 | 9 | 972 | 108 | 54 | 70 | 000 | 28.54 | SUPV ACCRUAL FRINGE | 005017 | 005017 | Labor
[72 empty] | 2010 | 9 | 972 | 108 | 55 | 70 | 000 | 28.54 | SUPV ACCRUAL FRINGE | 005017 | 005017 | Labor
[72 empty] | 2010 | 9 | 972 | 108 | 56 | 70 | 000 | 152.55 | SUPV ACCRUAL FRINGE | 005017 | 005017 | Labor
[72 empty] | 2010 | 10 | 972 | 108 | 50 | 0 | 000 | 659.1 | SUPV ACCRUAL UNDISTR | 005017 | 005017 | Labor
[72 empty] | 2010 | 10 | 972 | 108 | 51 | 0 | 000 | 190.34 | SUPV ACCRUAL UNDISTR | 005017 | 005017 | Labor
[72 empty] | 2010 | 10 | 972 | 108 | 52 | 0 | 000 | 170.85 | SUPV ACCRUAL UNDISTR | 005017 | 005017 | Labor
[72 empty] | 2010 | 10 | 972 | 108 | 56 | 0 | 000 | 103.98 | SUPV ACCRUAL UNDISTR | 005017 | 005017 | Labor
[72 empty] | 2010 | 10 | 972 | 108 | 50 | 70 | 000 | 250.46 | SUPV ACCRUAL FRINGE | 005017 | 005017 | Labor
[72 empty] | 2010 | 10 | 972 | 108 | 51 | 70 | 000 | 72.33 | SUPV ACCRUAL FRINGE | 005017 | 005017 | Labor
[72 empty] | 2010 | 10 | 972 | 108 | 52 | 70 | 000 | 64.92 | SUPV ACCRUAL FRINGE | 005017 | 005017 | Labor
[72 empty] | 2010 | 10 | 972 | 108 | 56 | 70 | 000 | 39.51 | SUPV ACCRUAL FRINGE | 005017 | 005017 | Labor
[72 empty] | 2007 | 3 | 973 | 108 | 51 | 0 | 000 | 2.2 | SUPV ACCRUAL UNDISTR | 005017 | 005017 | Labor
[72 empty] | 2007 | 3 | 973 | 108 | 51 | 70 | 000 | 0.7 | SUPV ACCRUAL FRINGE | 005017 | 005017 | Labor
[72 empty] | 2007 | 4 | 973 | 108 | 50 | 0 | 000 | 10.44 | SUPV ACCRUAL UNDISTR | 005017 | 005017 | Labor
[72 empty] | 2007 | 4 | 973 | 108 | 50 | 70 | 000 | 3.34 | SUPV ACCRUAL FRINGE | 005017 | 005017 | Labor
[72 empty] | 2007 | 5 | 973 | 108 | 50 | 0 | 000 | 275.66 | SUPV ACCRUAL UNDISTR | 005017 | 005017 | Labor
[72 empty] | 2007 | 5 | 973 | 108 | 50 | 70 | 000 | 88.21 | SUPV ACCRUAL FRINGE | 005017 | 005017 | Labor
[72 empty] | 2007 | 6 | 973 | 108 | 50 | 0 | 000 | 307.77 | SUPV ACCRUAL UNDISTR | 005017 | 005017 | Labor
[72 empty] | 2007 | 6 | 973 | 108 | 50 | 70 | 000 | 98.49 | SUPV ACCRUAL FRINGE | 005017 | 005017 | Labor
[72 empty] | 2007 | 7 | 973 | 108 | 50 | 0 | 000 | 546.39 | SUPV ACCRUAL UNDISTR | 005017 | 005017 | Labor
[72 empty] | 2007 | 7 | 973 | 108 | 50 | 70 | 000 | 174.84 | SUPV ACCRUAL FRINGE | 005017 | 005017 | Labor
[72 empty] | 2009 | 9 | 992 | 108 | 50 | 0 | 000 | 143.95 | SUPV ACCRUAL UNDISTR | 005017 | 005017 | Labor
[72 empty] | 2009 | 9 | 992 | 108 | 50 | 70 | 000 | 43.19 | SUPV ACCRUAL FRINGE | 005017 | 005017 | Labor
[72 empty] | 2009 | 10 | 992 | 108 | 50 | 0 | 000 | 706.18 | SUPV ACCRUAL UNDISTR | 005017 | 005017 | Labor
[72 empty] | 2009 | 10 | 992 | 108 | 50 | 70 | 000 | 211.85 | SUPV ACCRUAL FRINGE | 005017 | 005017 | Labor
[72 empty] | 2009 | 11 | 992 | 108 | 50 | 0 | 000 | 589.83 | SUPV ACCRUAL UNDISTR | 005017 | 005017 | Labor
[72 empty] | 2009 | 11 | 992 | 108 | 50 | 70 | 000 | 176.95 | SUPV ACCRUAL FRINGE | 005017 | 005017 | Labor
[72 empty] | 2009 | 12 | 992 | 108 | 50 | 0 | 000 | -56.46 | SUPV ACCRUAL UNDISTR | 005017 | 005017 | Labor
[72 empty] | 2009 | 12 | 992 | 108 | 50 | 70 | 000 | -16.94 | SUPV ACCRUAL FRINGE | 005017 | 005017 | Labor
[72 empty] | 2010 | 1 | 992 | 108 | 50 | 0 | 000 | 175.33 | SUPV ACCRUAL UNDISTR | 005017 | 005017 | Labor
[72 empty] | 2010 | 1 | 992 | 108 | 50 | 70 | 000 | 66.63 | SUPV ACCRUAL FRINGE | 005017 | 005017 | Labor
[72 empty] | 2010 | 2 | 992 | 108 | 50 | 0 | 000 | 199.49 | SUPV ACCRUAL UNDISTR | 005017 | 005017 | Labor
[72 empty] | 2010 | 2 | 992 | 108 | 50 | 70 | 000 | 75.81 | SUPV ACCRUAL FRINGE | 005017 | 005017 | Labor
[72 empty] | 2010 | 3 | 992 | 108 | 50 | 0 | 000 | 456.74 | SUPV ACCRUAL UNDISTR | 005017 | 005017 | Labor
[72 empty] | 2010 | 3 | 992 | 108 | 50 | 70 | 000 | 173.56 | SUPV ACCRUAL FRINGE | 005017 | 005017 | Labor
[72 empty] | 2010 | 4 | 992 | 108 | 50 | 0 | 000 | 804.77 | SUPV ACCRUAL UNDISTR | 005017 | 005017 | Labor
[72 empty] | 2010 | 4 | 992 | 108 | 50 | 70 | 000 | 305.81 | SUPV ACCRUAL FRINGE | 005017 | 005017 | Labor
[72 empty] | 2010 | 5 | 992 | 108 | 50 | 0 | 000 | 1137.2 | SUPV ACCRUAL UNDISTR | 005017 | 005017 | Labor
[72 empty] | 2010 | 5 | 992 | 108 | 50 | 70 | 000 | 432.14 | SUPV ACCRUAL FRINGE | 005017 | 005017 | Labor
[72 empty] | 2010 | 6 | 992 | 108 | 50 | 0 | 000 | 1022.28 | SUPV ACCRUAL UNDISTR | 005017 | 005017 | Labor
[72 empty] | 2010 | 6 | 992 | 108 | 50 | 70 | 000 | 388.47 | SUPV ACCRUAL FRINGE | 005017 | 005017 | Labor
[72 empty] | 2010 | 7 | 992 | 108 | 50 | 0 | 000 | 114.83 | SUPV ACCRUAL UNDISTR | 005017 | 005017 | Labor
[72 empty] | 2010 | 7 | 992 | 108 | 50 | 70 | 000 | 43.64 | SUPV ACCRUAL FRINGE | 005017 | 005017 | Labor
[72 empty] | 2010 | 8 | 992 | 108 | 50 | 0 | 000 | 490.94 | SUPV ACCRUAL UNDISTR | 005017 | 005017 | Labor
[72 empty] | 2010 | 8 | 992 | 108 | 50 | 70 | 000 | 186.56 | SUPV ACCRUAL FRINGE | 005017 | 005017 | Labor
[72 empty] | 2010 | 9 | 992 | 108 | 50 | 0 | 000 | 733.09 | SUPV ACCRUAL UNDISTR | 005017 | 005017 | Labor
[72 empty] | 2010 | 9 | 992 | 108 | 50 | 70 | 000 | 278.57 | SUPV ACCRUAL FRINGE | 005017 | 005017 | Labor
[72 empty] | 2010 | 10 | 992 | 108 | 50 | 0 | 000 | 1313.04 | SUPV ACCRUAL UNDISTR | 005017 | 005017 | Labor
[72 empty] | 2010 | 10 | 992 | 108 | 50 | 70 | 000 | 498.96 | SUPV ACCRUAL FRINGE | 005017 | 005017 | Labor
[72 empty] | 2010 | 11 | 992 | 108 | 50 | 0 | 000 | 1608.88 | SUPV ACCRUAL UNDISTR | 005017 | 005017 | Labor
[72 empty] | 2010 | 11 | 992 | 108 | 50 | 70 | 000 | 611.37 | SUPV ACCRUAL FRINGE | 005017 | 005017 | Labor
[72 empty] | 2010 | 2 | 104 | 108 | 50 | 0 | 000 | -4.91 | SUPV REVERSL UNDISTR | 005018 | 005018 | Labor
[72 empty] | 2010 | 2 | 104 | 108 | 50 | 70 | 000 | -1.87 | SUPV REVERAL FRINGE | 005018 | 005018 | Labor
[72 empty] | 2010 | 3 | 104 | 108 | 50 | 0 | 000 | -0.15 | SUPV REVERSL UNDISTR | 005018 | 005018 | Labor
[72 empty] | 2010 | 3 | 104 | 108 | 50 | 70 | 000 | -0.06 | SUPV REVERAL FRINGE | 005018 | 005018 | Labor
[72 empty] | 2010 | 6 | 104 | 108 | 50 | 0 | 000 | -90.98 | SUPV REVERSL UNDISTR | 005018 | 005018 | Labor
[72 empty] | 2010 | 6 | 104 | 108 | 50 | 70 | 000 | -34.57 | SUPV REVERAL FRINGE | 005018 | 005018 | Labor
[72 empty] | 2010 | 7 | 104 | 108 | 50 | 0 | 000 | -168.04 | SUPV REVERSL UNDISTR | 005018 | 005018 | Labor
[72 empty] | 2010 | 7 | 104 | 108 | 50 | 70 | 000 | -63.86 | SUPV REVERAL FRINGE | 005018 | 005018 | Labor
[72 empty] | 2010 | 10 | 104 | 108 | 50 | 0 | 000 | -99.32 | SUPV REVERSL UNDISTR | 005018 | 005018 | Labor
[72 empty] | 2010 | 10 | 104 | 108 | 50 | 70 | 000 | -37.74 | SUPV REVERAL FRINGE | 005018 | 005018 | Labor
[72 empty] | 2010 | 3 | 465 | 108 | 50 | 0 | 000 | -35.42 | SUPV REVERSL UNDISTR | 005018 | 005018 | Labor
[72 empty] | 2010 | 3 | 465 | 108 | 50 | 70 | 000 | -13.46 | SUPV REVERAL FRINGE | 005018 | 005018 | Labor
[72 empty] | 2010 | 4 | 465 | 108 | 50 | 0 | 000 | -104.62 | SUPV REVERSL UNDISTR | 005018 | 005018 | Labor
[72 empty] | 2010 | 4 | 465 | 108 | 50 | 70 | 000 | -39.76 | SUPV REVERAL FRINGE | 005018 | 005018 | Labor
[72 empty] | 2010 | 5 | 465 | 108 | 50 | 0 | 000 | -299.6 | SUPV REVERSL UNDISTR | 005018 | 005018 | Labor
[72 empty] | 2010 | 5 | 465 | 108 | 50 | 70 | 000 | -113.85 | SUPV REVERAL FRINGE | 005018 | 005018 | Labor
[72 empty] | 2010 | 6 | 465 | 108 | 50 | 0 | 000 | -296.08 | SUPV REVERSL UNDISTR | 005018 | 005018 | Labor
[72 empty] | 2010 | 6 | 465 | 108 | 50 | 70 | 000 | -112.51 | SUPV REVERAL FRINGE | 005018 | 005018 | Labor
[72 empty] | 2010 | 7 | 465 | 108 | 50 | 0 | 000 | -347.31 | SUPV REVERSL UNDISTR | 005018 | 005018 | Labor
[72 empty] | 2010 | 7 | 465 | 108 | 50 | 70 | 000 | -131.98 | SUPV REVERAL FRINGE | 005018 | 005018 | Labor
[72 empty] | 2010 | 8 | 465 | 108 | 50 | 0 | 000 | -1.13 | SUPV REVERSL UNDISTR | 005018 | 005018 | Labor
[72 empty] | 2010 | 8 | 465 | 108 | 50 | 70 | 000 | -0.43 | SUPV REVERAL FRINGE | 005018 | 005018 | Labor
[72 empty] | 2010 | 9 | 465 | 108 | 50 | 0 | 000 | -39.51 | SUPV REVERSL UNDISTR | 005018 | 005018 | Labor
[72 empty] | 2010 | 9 | 465 | 108 | 50 | 70 | 000 | -15.01 | SUPV REVERAL FRINGE | 005018 | 005018 | Labor
[72 empty] | 2010 | 10 | 465 | 108 | 50 | 0 | 000 | -9.71 | SUPV REVERSL UNDISTR | 005018 | 005018 | Labor
[72 empty] | 2010 | 10 | 465 | 108 | 50 | 70 | 000 | -3.69 | SUPV REVERAL FRINGE | 005018 | 005018 | Labor
[72 empty] | 2010 | 11 | 465 | 108 | 50 | 0 | 000 | -29.63 | SUPV REVERSL UNDISTR | 005018 | 005018 | Labor
[72 empty] | 2010 | 11 | 465 | 108 | 50 | 70 | 000 | -11.26 | SUPV REVERAL FRINGE | 005018 | 005018 | Labor
[72 empty] | 2010 | 12 | 465 | 108 | 50 | 0 | 000 | -165.03 | SUPV REVERSL UNDISTR | 005018 | 005018 | Labor
[72 empty] | 2010 | 12 | 465 | 108 | 50 | 70 | 000 | -62.71 | SUPV REVERAL FRINGE | 005018 | 005018 | Labor
[72 empty] | 2008 | 8 | 917 | 108 | 50 | 0 | 000 | 4.27 | SUPV REVERSL UNDISTR | 005018 | 005018 | Labor
[72 empty] | 2008 | 8 | 917 | 108 | 50 | 70 | 000 | 1.28 | SUPV REVERAL FRINGE | 005018 | 005018 | Labor
[72 empty] | 2007 | 10 | 928 | 108 | 50 | 0 | 000 | -63.97 | SUPV REVERSL UNDISTR | 005018 | 005018 | Labor
[72 empty] | 2007 | 10 | 928 | 108 | 50 | 70 | 000 | -20.47 | SUPV REVERAL FRINGE | 005018 | 005018 | Labor
[72 empty] | 2007 | 11 | 928 | 108 | 50 | 0 | 000 | -248.32 | SUPV REVERSL UNDISTR | 005018 | 005018 | Labor
[72 empty] | 2007 | 11 | 928 | 108 | 50 | 70 | 000 | -79.46 | SUPV REVERAL FRINGE | 005018 | 005018 | Labor
[72 empty] | 2007 | 12 | 928 | 108 | 50 | 0 | 000 | -501.02 | SUPV REVERSL UNDISTR | 005018 | 005018 | Labor
[72 empty] | 2007 | 12 | 928 | 108 | 50 | 70 | 000 | -160.33 | SUPV REVERAL FRINGE | 005018 | 005018 | Labor
[72 empty] | 2008 | 1 | 928 | 108 | 50 | 0 | 000 | -637.23 | SUPV REVERSL UNDISTR | 005018 | 005018 | Labor
[72 empty] | 2008 | 1 | 928 | 108 | 50 | 70 | 000 | -203.91 | SUPV REVERAL FRINGE | 005018 | 005018 | Labor
[72 empty] | 2008 | 2 | 928 | 108 | 50 | 0 | 000 | 82.66 | SUPV REVERSL UNDISTR | 005018 | 005018 | Labor
[72 empty] | 2008 | 2 | 928 | 108 | 56 | 0 | 000 | 13.33 | SUPV REVERSL UNDISTR | 005018 | 005018 | Labor
[72 empty] | 2008 | 2 | 928 | 108 | 50 | 70 | 000 | 24.8 | SUPV REVERAL FRINGE | 005018 | 005018 | Labor
[72 empty] | 2008 | 2 | 928 | 108 | 56 | 70 | 000 | 4 | SUPV REVERAL FRINGE | 005018 | 005018 | Labor
[72 empty] | 2008 | 4 | 928 | 108 | 50 | 0 | 000 | -308.01 | SUPV REVERSL UNDISTR | 005018 | 005018 | Labor
[72 empty] | 2008 | 4 | 928 | 108 | 50 | 70 | 000 | -92.4 | SUPV REVERAL FRINGE | 005018 | 005018 | Labor
[72 empty] | 2008 | 5 | 928 | 108 | 50 | 0 | 000 | -687.02 | SUPV REVERSL UNDISTR | 005018 | 005018 | Labor
[72 empty] | 2008 | 5 | 928 | 108 | 50 | 70 | 000 | -206.11 | SUPV REVERAL FRINGE | 005018 | 005018 | Labor
[72 empty] | 2008 | 6 | 928 | 108 | 50 | 0 | 000 | -883.04 | SUPV REVERSL UNDISTR | 005018 | 005018 | Labor
[72 empty] | 2008 | 6 | 928 | 108 | 50 | 70 | 000 | -264.91 | SUPV REVERAL FRINGE | 005018 | 005018 | Labor
[72 empty] | 2008 | 7 | 928 | 108 | 50 | 0 | 000 | -1169.15 | SUPV REVERSL UNDISTR | 005018 | 005018 | Labor
[72 empty] | 2008 | 7 | 928 | 108 | 50 | 70 | 000 | -350.75 | SUPV REVERAL FRINGE | 005018 | 005018 | Labor
[72 empty] | 2008 | 8 | 928 | 108 | 50 | 0 | 000 | 69.25 | SUPV REVERSL UNDISTR | 005018 | 005018 | Labor
[72 empty] | 2008 | 8 | 928 | 108 | 50 | 70 | 000 | 20.78 | SUPV REVERAL FRINGE | 005018 | 005018 | Labor
[72 empty] | 2008 | 9 | 928 | 108 | 50 | 0 | 000 | -126.47 | SUPV REVERSL UNDISTR | 005018 | 005018 | Labor
[72 empty] | 2008 | 9 | 928 | 108 | 50 | 70 | 000 | -37.94 | SUPV REVERAL FRINGE | 005018 | 005018 | Labor
[72 empty] | 2008 | 10 | 928 | 108 | 50 | 0 | 000 | -54.05 | SUPV REVERSL UNDISTR | 005018 | 005018 | Labor
[72 empty] | 2008 | 10 | 928 | 108 | 56 | 0 | 000 | -89.71 | SUPV REVERSL UNDISTR | 005018 | 005018 | Labor
[72 empty] | 2008 | 10 | 928 | 108 | 50 | 70 | 000 | -16.22 | SUPV REVERAL FRINGE | 005018 | 005018 | Labor
[72 empty] | 2008 | 10 | 928 | 108 | 56 | 70 | 000 | -26.91 | SUPV REVERAL FRINGE | 005018 | 005018 | Labor
[72 empty] | 2008 | 11 | 928 | 108 | 50 | 0 | 000 | -651.86 | SUPV REVERSL UNDISTR | 005018 | 005018 | Labor
[72 empty] | 2008 | 11 | 928 | 108 | 50 | 70 | 000 | -195.56 | SUPV REVERAL FRINGE | 005018 | 005018 | Labor
[72 empty] | 2008 | 12 | 928 | 108 | 50 | 0 | 000 | -887.63 | SUPV REVERSL UNDISTR | 005018 | 005018 | Labor
[72 empty] | 2008 | 12 | 928 | 108 | 50 | 70 | 000 | -266.29 | SUPV REVERAL FRINGE | 005018 | 005018 | Labor
[72 empty] | 2009 | 1 | 928 | 108 | 50 | 0 | 000 | -437.76 | SUPV REVERSL UNDISTR | 005018 | 005018 | Labor
[72 empty] | 2009 | 1 | 928 | 108 | 50 | 70 | 000 | -131.33 | SUPV REVERAL FRINGE | 005018 | 005018 | Labor
[72 empty] | 2009 | 2 | 928 | 108 | 50 | 0 | 000 | -57.91 | SUPV REVERSL UNDISTR | 005018 | 005018 | Labor
[72 empty] | 2009 | 2 | 928 | 108 | 50 | 70 | 000 | -17.37 | SUPV REVERAL FRINGE | 005018 | 005018 | Labor
[72 empty] | 2009 | 3 | 928 | 108 | 50 | 0 | 000 | -81.46 | SUPV REVERSL UNDISTR | 005018 | 005018 | Labor
[72 empty] | 2009 | 3 | 928 | 108 | 56 | 0 | 000 | -9.98 | SUPV REVERSL UNDISTR | 005018 | 005018 | Labor
[72 empty] | 2009 | 3 | 928 | 108 | 50 | 70 | 000 | -24.44 | SUPV REVERAL FRINGE | 005018 | 005018 | Labor
[72 empty] | 2009 | 3 | 928 | 108 | 56 | 70 | 000 | -2.99 | SUPV REVERAL FRINGE | 005018 | 005018 | Labor
[72 empty] | 2009 | 4 | 928 | 108 | 50 | 0 | 000 | -194.12 | SUPV REVERSL UNDISTR | 005018 | 005018 | Labor
[72 empty] | 2009 | 4 | 928 | 108 | 50 | 70 | 000 | -58.24 | SUPV REVERAL FRINGE | 005018 | 005018 | Labor
[72 empty] | 2009 | 5 | 928 | 108 | 50 | 0 | 000 | -255.31 | SUPV REVERSL UNDISTR | 005018 | 005018 | Labor
[72 empty] | 2009 | 5 | 928 | 108 | 50 | 70 | 000 | -76.59 | SUPV REVERAL FRINGE | 005018 | 005018 | Labor
[72 empty] | 2009 | 6 | 928 | 108 | 50 | 0 | 000 | -25.29 | SUPV REVERSL UNDISTR | 005018 | 005018 | Labor
[72 empty] | 2009 | 6 | 928 | 108 | 50 | 70 | 000 | -7.59 | SUPV REVERAL FRINGE | 005018 | 005018 | Labor
[72 empty] | 2009 | 7 | 928 | 108 | 50 | 0 | 000 | -69.14 | SUPV REVERSL UNDISTR | 005018 | 005018 | Labor
[72 empty] | 2009 | 7 | 928 | 108 | 50 | 70 | 000 | -20.74 | SUPV REVERAL FRINGE | 005018 | 005018 | Labor
[72 empty] | 2009 | 10 | 928 | 108 | 50 | 0 | 000 | -30.75 | SUPV REVERSL UNDISTR | 005018 | 005018 | Labor
[72 empty] | 2009 | 10 | 928 | 108 | 50 | 70 | 000 | -9.23 | SUPV REVERAL FRINGE | 005018 | 005018 | Labor
[72 empty] | 2007 | 4 | 961 | 108 | 50 | 0 | 000 | -46.53 | SUPV REVERSL UNDISTR | 005018 | 005018 | Labor
[72 empty] | 2007 | 4 | 961 | 108 | 50 | 70 | 000 | -14.89 | SUPV REVERAL FRINGE | 005018 | 005018 | Labor
[72 empty] | 2007 | 5 | 961 | 108 | 50 | 0 | 000 | -261.44 | SUPV REVERSL UNDISTR | 005018 | 005018 | Labor
[72 empty] | 2007 | 5 | 961 | 108 | 50 | 70 | 000 | -83.66 | SUPV REVERAL FRINGE | 005018 | 005018 | Labor
[72 empty] | 2007 | 6 | 961 | 108 | 50 | 0 | 000 | -254.5 | SUPV REVERSL UNDISTR | 005018 | 005018 | Labor
[72 empty] | 2007 | 6 | 961 | 108 | 50 | 70 | 000 | -81.44 | SUPV REVERAL FRINGE | 005018 | 005018 | Labor
[72 empty] | 2007 | 7 | 961 | 108 | 50 | 0 | 000 | -486.92 | SUPV REVERSL UNDISTR | 005018 | 005018 | Labor
[72 empty] | 2007 | 7 | 961 | 108 | 50 | 70 | 000 | -155.81 | SUPV REVERAL FRINGE | 005018 | 005018 | Labor
[72 empty] | 2007 | 8 | 961 | 108 | 50 | 0 | 000 | -678.05 | SUPV REVERSL UNDISTR | 005018 | 005018 | Labor
[72 empty] | 2007 | 8 | 961 | 108 | 50 | 70 | 000 | -216.98 | SUPV REVERAL FRINGE | 005018 | 005018 | Labor
[72 empty] | 2007 | 10 | 961 | 108 | 50 | 0 | 000 | -313.08 | SUPV REVERSL UNDISTR | 005018 | 005018 | Labor
[72 empty] | 2007 | 10 | 961 | 108 | 50 | 70 | 000 | -100.19 | SUPV REVERAL FRINGE | 005018 | 005018 | Labor
[72 empty] | 2007 | 11 | 961 | 108 | 50 | 0 | 000 | -974.97 | SUPV REVERSL UNDISTR | 005018 | 005018 | Labor
[72 empty] | 2007 | 11 | 961 | 108 | 50 | 70 | 000 | -311.99 | SUPV REVERAL FRINGE | 005018 | 005018 | Labor
[72 empty] | 2007 | 12 | 961 | 108 | 50 | 0 | 000 | -1664.35 | SUPV REVERSL UNDISTR | 005018 | 005018 | Labor
[72 empty] | 2007 | 12 | 961 | 108 | 50 | 70 | 000 | -532.59 | SUPV REVERAL FRINGE | 005018 | 005018 | Labor
[72 empty] | 2008 | 1 | 961 | 108 | 50 | 0 | 000 | -2357.24 | SUPV REVERSL UNDISTR | 005018 | 005018 | Labor
[72 empty] | 2008 | 1 | 961 | 108 | 50 | 70 | 000 | -754.32 | SUPV REVERAL FRINGE | 005018 | 005018 | Labor
[72 empty] | 2008 | 2 | 961 | 108 | 50 | 0 | 000 | 214.68 | SUPV REVERSL UNDISTR | 005018 | 005018 | Labor
[72 empty] | 2008 | 2 | 961 | 108 | 50 | 70 | 000 | 64.4 | SUPV REVERAL FRINGE | 005018 | 005018 | Labor
[72 empty] | 2008 | 4 | 961 | 108 | 50 | 0 | 000 | -639.37 | SUPV REVERSL UNDISTR | 005018 | 005018 | Labor
[72 empty] | 2008 | 4 | 961 | 108 | 50 | 70 | 000 | -191.81 | SUPV REVERAL FRINGE | 005018 | 005018 | Labor
[72 empty] | 2008 | 5 | 961 | 108 | 50 | 0 | 000 | -1114.38 | SUPV REVERSL UNDISTR | 005018 | 005018 | Labor
[72 empty] | 2008 | 5 | 961 | 108 | 50 | 70 | 000 | -334.31 | SUPV REVERAL FRINGE | 005018 | 005018 | Labor
[72 empty] | 2008 | 6 | 961 | 108 | 50 | 0 | 000 | -1675.05 | SUPV REVERSL UNDISTR | 005018 | 005018 | Labor
[72 empty] | 2008 | 6 | 961 | 108 | 50 | 70 | 000 | -502.52 | SUPV REVERAL FRINGE | 005018 | 005018 | Labor
[72 empty] | 2008 | 7 | 961 | 108 | 50 | 0 | 000 | -1812.37 | SUPV REVERSL UNDISTR | 005018 | 005018 | Labor
[72 empty] | 2008 | 7 | 961 | 108 | 50 | 70 | 000 | -543.71 | SUPV REVERAL FRINGE | 005018 | 005018 | Labor
[72 empty] | 2008 | 8 | 961 | 108 | 50 | 0 | 000 | 161.59 | SUPV REVERSL UNDISTR | 005018 | 005018 | Labor
[72 empty] | 2008 | 8 | 961 | 108 | 50 | 70 | 000 | 48.48 | SUPV REVERAL FRINGE | 005018 | 005018 | Labor
[72 empty] | 2008 | 9 | 961 | 108 | 50 | 0 | 000 | -344.82 | SUPV REVERSL UNDISTR | 005018 | 005018 | Labor
[72 empty] | 2008 | 9 | 961 | 108 | 50 | 70 | 000 | -103.45 | SUPV REVERAL FRINGE | 005018 | 005018 | Labor
[72 empty] | 2008 | 10 | 961 | 108 | 50 | 0 | 000 | -857.32 | SUPV REVERSL UNDISTR | 005018 | 005018 | Labor
[72 empty] | 2008 | 10 | 961 | 108 | 50 | 70 | 000 | -257.2 | SUPV REVERAL FRINGE | 005018 | 005018 | Labor
[72 empty] | 2008 | 11 | 961 | 108 | 50 | 0 | 000 | -678.4 | SUPV REVERSL UNDISTR | 005018 | 005018 | Labor
[72 empty] | 2008 | 11 | 961 | 108 | 50 | 70 | 000 | -203.52 | SUPV REVERAL FRINGE | 005018 | 005018 | Labor
[72 empty] | 2008 | 12 | 961 | 108 | 50 | 0 | 000 | -951 | SUPV REVERSL UNDISTR | 005018 | 005018 | Labor
[72 empty] | 2008 | 12 | 961 | 108 | 50 | 70 | 000 | -285.3 | SUPV REVERAL FRINGE | 005018 | 005018 | Labor
[72 empty] | 2009 | 1 | 961 | 108 | 50 | 0 | 000 | -1512.06 | SUPV REVERSL UNDISTR | 005018 | 005018 | Labor
[72 empty] | 2009 | 1 | 961 | 108 | 50 | 70 | 000 | -453.62 | SUPV REVERAL FRINGE | 005018 | 005018 | Labor
[72 empty] | 2009 | 2 | 961 | 108 | 50 | 0 | 000 | -98.7 | SUPV REVERSL UNDISTR | 005018 | 005018 | Labor
[72 empty] | 2009 | 2 | 961 | 108 | 50 | 70 | 000 | -29.61 | SUPV REVERAL FRINGE | 005018 | 005018 | Labor
[72 empty] | 2009 | 3 | 961 | 108 | 50 | 0 | 000 | -95.87 | SUPV REVERSL UNDISTR | 005018 | 005018 | Labor
[72 empty] | 2009 | 3 | 961 | 108 | 50 | 70 | 000 | -28.76 | SUPV REVERAL FRINGE | 005018 | 005018 | Labor
[72 empty] | 2009 | 4 | 961 | 108 | 50 | 0 | 000 | -364.07 | SUPV REVERSL UNDISTR | 005018 | 005018 | Labor
[72 empty] | 2009 | 4 | 961 | 108 | 50 | 70 | 000 | -109.22 | SUPV REVERAL FRINGE | 005018 | 005018 | Labor
[72 empty] | 2009 | 5 | 961 | 108 | 50 | 0 | 000 | -581.59 | SUPV REVERSL UNDISTR | 005018 | 005018 | Labor
[72 empty] | 2009 | 5 | 961 | 108 | 50 | 70 | 000 | -174.48 | SUPV REVERAL FRINGE | 005018 | 005018 | Labor
[72 empty] | 2009 | 6 | 961 | 108 | 50 | 0 | 000 | -697.18 | SUPV REVERSL UNDISTR | 005018 | 005018 | Labor
[72 empty] | 2009 | 6 | 961 | 108 | 50 | 70 | 000 | -209.15 | SUPV REVERAL FRINGE | 005018 | 005018 | Labor
[72 empty] | 2009 | 7 | 961 | 108 | 50 | 0 | 000 | -861.12 | SUPV REVERSL UNDISTR | 005018 | 005018 | Labor
[72 empty] | 2009 | 7 | 961 | 108 | 50 | 70 | 000 | -258.34 | SUPV REVERAL FRINGE | 005018 | 005018 | Labor
[72 empty] | 2009 | 9 | 961 | 108 | 50 | 0 | 000 | -284.69 | SUPV REVERSL UNDISTR | 005018 | 005018 | Labor
[72 empty] | 2009 | 9 | 961 | 108 | 50 | 70 | 000 | -85.41 | SUPV REVERAL FRINGE | 005018 | 005018 | Labor
[72 empty] | 2009 | 10 | 961 | 108 | 50 | 0 | 000 | -325.89 | SUPV REVERSL UNDISTR | 005018 | 005018 | Labor
[72 empty] | 2009 | 10 | 961 | 108 | 50 | 70 | 000 | -97.77 | SUPV REVERAL FRINGE | 005018 | 005018 | Labor
[72 empty] | 2009 | 11 | 961 | 108 | 50 | 0 | 000 | -339.1 | SUPV REVERSL UNDISTR | 005018 | 005018 | Labor
[72 empty] | 2009 | 11 | 961 | 108 | 50 | 70 | 000 | -101.73 | SUPV REVERAL FRINGE | 005018 | 005018 | Labor
[72 empty] | 2009 | 12 | 961 | 108 | 50 | 0 | 000 | -426.47 | SUPV REVERSL UNDISTR | 005018 | 005018 | Labor
[72 empty] | 2009 | 12 | 961 | 108 | 50 | 70 | 000 | -127.94 | SUPV REVERAL FRINGE | 005018 | 005018 | Labor
[72 empty] | 2010 | 1 | 961 | 108 | 50 | 0 | 000 | 29.54 | SUPV REVERSL UNDISTR | 005018 | 005018 | Labor
[72 empty] | 2010 | 1 | 961 | 108 | 50 | 70 | 000 | 8.86 | SUPV REVERAL FRINGE | 005018 | 005018 | Labor
[72 empty] | 2010 | 2 | 961 | 108 | 50 | 0 | 000 | -85.78 | SUPV REVERSL UNDISTR | 005018 | 005018 | Labor
[72 empty] | 2010 | 2 | 961 | 108 | 50 | 70 | 000 | -32.6 | SUPV REVERAL FRINGE | 005018 | 005018 | Labor
[72 empty] | 2010 | 3 | 961 | 108 | 50 | 0 | 000 | -120.73 | SUPV REVERSL UNDISTR | 005018 | 005018 | Labor
[72 empty] | 2010 | 3 | 961 | 108 | 50 | 70 | 000 | -45.88 | SUPV REVERAL FRINGE | 005018 | 005018 | Labor
[72 empty] | 2010 | 4 | 961 | 108 | 50 | 0 | 000 | -406.37 | SUPV REVERSL UNDISTR | 005018 | 005018 | Labor
[72 empty] | 2010 | 4 | 961 | 108 | 50 | 70 | 000 | -154.42 | SUPV REVERAL FRINGE | 005018 | 005018 | Labor
[72 empty] | 2010 | 5 | 961 | 108 | 50 | 0 | 000 | -681.2 | SUPV REVERSL UNDISTR | 005018 | 005018 | Labor
[72 empty] | 2010 | 5 | 961 | 108 | 50 | 70 | 000 | -258.86 | SUPV REVERAL FRINGE | 005018 | 005018 | Labor
[72 empty] | 2010 | 6 | 961 | 108 | 50 | 0 | 000 | -720.98 | SUPV REVERSL UNDISTR | 005018 | 005018 | Labor
[72 empty] | 2010 | 6 | 961 | 108 | 50 | 70 | 000 | -273.97 | SUPV REVERAL FRINGE | 005018 | 005018 | Labor
[72 empty] | 2010 | 7 | 961 | 108 | 50 | 0 | 000 | -1083.08 | SUPV REVERSL UNDISTR | 005018 | 005018 | Labor
[72 empty] | 2010 | 7 | 961 | 108 | 50 | 70 | 000 | -411.57 | SUPV REVERAL FRINGE | 005018 | 005018 | Labor
[72 empty] | 2010 | 8 | 961 | 108 | 50 | 0 | 000 | -84.91 | SUPV REVERSL UNDISTR | 005018 | 005018 | Labor
[72 empty] | 2010 | 8 | 961 | 108 | 50 | 70 | 000 | -32.27 | SUPV REVERAL FRINGE | 005018 | 005018 | Labor
[72 empty] | 2010 | 9 | 961 | 108 | 50 | 0 | 000 | -438.09 | SUPV REVERSL UNDISTR | 005018 | 005018 | Labor
[72 empty] | 2010 | 9 | 961 | 108 | 50 | 70 | 000 | -166.47 | SUPV REVERAL FRINGE | 005018 | 005018 | Labor
[72 empty] | 2010 | 10 | 961 | 108 | 50 | 0 | 000 | -673.12 | SUPV REVERSL UNDISTR | 005018 | 005018 | Labor
[72 empty] | 2010 | 10 | 961 | 108 | 50 | 70 | 000 | -255.79 | SUPV REVERAL FRINGE | 005018 | 005018 | Labor
[72 empty] | 2010 | 11 | 961 | 108 | 50 | 0 | 000 | -837.64 | SUPV REVERSL UNDISTR | 005018 | 005018 | Labor
[72 empty] | 2010 | 11 | 961 | 108 | 50 | 70 | 000 | -318.3 | SUPV REVERAL FRINGE | 005018 | 005018 | Labor
[72 empty] | 2010 | 12 | 961 | 108 | 50 | 0 | 000 | -1057.53 | SUPV REVERSL UNDISTR | 005018 | 005018 | Labor
[72 empty] | 2010 | 12 | 961 | 108 | 50 | 70 | 000 | -401.86 | SUPV REVERAL FRINGE | 005018 | 005018 | Labor
[72 empty] | 2007 | 5 | 970 | 108 | 52 | 0 | 000 | -94.26 | SUPV REVERSL UNDISTR | 005018 | 005018 | Labor
[72 empty] | 2007 | 5 | 970 | 108 | 53 | 0 | 000 | -94.26 | SUPV REVERSL UNDISTR | 005018 | 005018 | Labor
[72 empty] | 2007 | 5 | 970 | 108 | 54 | 0 | 000 | -94.26 | SUPV REVERSL UNDISTR | 005018 | 005018 | Labor
[72 empty] | 2007 | 5 | 970 | 108 | 55 | 0 | 000 | -91.64 | SUPV REVERSL UNDISTR | 005018 | 005018 | Labor
[72 empty] | 2007 | 5 | 970 | 108 | 52 | 70 | 000 | -30.16 | SUPV REVERAL FRINGE | 005018 | 005018 | Labor
[72 empty] | 2007 | 5 | 970 | 108 | 53 | 70 | 000 | -30.16 | SUPV REVERAL FRINGE | 005018 | 005018 | Labor
[72 empty] | 2007 | 5 | 970 | 108 | 54 | 70 | 000 | -30.16 | SUPV REVERAL FRINGE | 005018 | 005018 | Labor
[72 empty] | 2007 | 5 | 970 | 108 | 55 | 70 | 000 | -29.32 | SUPV REVERAL FRINGE | 005018 | 005018 | Labor
[72 empty] | 2007 | 6 | 970 | 108 | 52 | 0 | 000 | -194.19 | SUPV REVERSL UNDISTR | 005018 | 005018 | Labor
[72 empty] | 2007 | 6 | 970 | 108 | 53 | 0 | 000 | -194.18 | SUPV REVERSL UNDISTR | 005018 | 005018 | Labor
[72 empty] | 2007 | 6 | 970 | 108 | 54 | 0 | 000 | -194.18 | SUPV REVERSL UNDISTR | 005018 | 005018 | Labor
[72 empty] | 2007 | 6 | 970 | 108 | 55 | 0 | 000 | -194.18 | SUPV REVERSL UNDISTR | 005018 | 005018 | Labor
[72 empty] | 2007 | 6 | 970 | 108 | 52 | 70 | 000 | -62.14 | SUPV REVERAL FRINGE | 005018 | 005018 | Labor
[72 empty] | 2007 | 6 | 970 | 108 | 53 | 70 | 000 | -62.14 | SUPV REVERAL FRINGE | 005018 | 005018 | Labor
[72 empty] | 2007 | 6 | 970 | 108 | 54 | 70 | 000 | -62.14 | SUPV REVERAL FRINGE | 005018 | 005018 | Labor
[72 empty] | 2007 | 6 | 970 | 108 | 55 | 70 | 000 | -62.14 | SUPV REVERAL FRINGE | 005018 | 005018 | Labor
[72 empty] | 2007 | 7 | 970 | 108 | 52 | 0 | 000 | -113.86 | SUPV REVERSL UNDISTR | 005018 | 005018 | Labor
[72 empty] | 2007 | 7 | 970 | 108 | 53 | 0 | 000 | -113.87 | SUPV REVERSL UNDISTR | 005018 | 005018 | Labor
[72 empty] | 2007 | 7 | 970 | 108 | 54 | 0 | 000 | -113.87 | SUPV REVERSL UNDISTR | 005018 | 005018 | Labor
[72 empty] | 2007 | 7 | 970 | 108 | 55 | 0 | 000 | -113.87 | SUPV REVERSL UNDISTR | 005018 | 005018 | Labor
[72 empty] | 2007 | 7 | 970 | 108 | 52 | 70 | 000 | -36.44 | SUPV REVERAL FRINGE | 005018 | 005018 | Labor
[72 empty] | 2007 | 7 | 970 | 108 | 53 | 70 | 000 | -36.44 | SUPV REVERAL FRINGE | 005018 | 005018 | Labor
[72 empty] | 2007 | 7 | 970 | 108 | 54 | 70 | 000 | -36.44 | SUPV REVERAL FRINGE | 005018 | 005018 | Labor
[72 empty] | 2007 | 7 | 970 | 108 | 55 | 70 | 000 | -36.44 | SUPV REVERAL FRINGE | 005018 | 005018 | Labor
[72 empty] | 2007 | 8 | 970 | 108 | 52 | 0 | 000 | -109.07 | SUPV REVERSL UNDISTR | 005018 | 005018 | Labor
[72 empty] | 2007 | 8 | 970 | 108 | 53 | 0 | 000 | -109.07 | SUPV REVERSL UNDISTR | 005018 | 005018 | Labor
[72 empty] | 2007 | 8 | 970 | 108 | 54 | 0 | 000 | -109.07 | SUPV REVERSL UNDISTR | 005018 | 005018 | Labor
[72 empty] | 2007 | 8 | 970 | 108 | 52 | 70 | 000 | -34.9 | SUPV REVERAL FRINGE | 005018 | 005018 | Labor
[72 empty] | 2007 | 8 | 970 | 108 | 53 | 70 | 000 | -34.9 | SUPV REVERAL FRINGE | 005018 | 005018 | Labor
[72 empty] | 2007 | 8 | 970 | 108 | 54 | 70 | 000 | -34.9 | SUPV REVERAL FRINGE | 005018 | 005018 | Labor
[72 empty] | 2009 | 5 | 970 | 108 | 50 | 0 | 000 | -278.34 | SUPV REVERSL UNDISTR | 005018 | 005018 | Labor
[72 empty] | 2009 | 5 | 970 | 108 | 51 | 0 | 000 | -338 | SUPV REVERSL UNDISTR | 005018 | 005018 | Labor
[72 empty] | 2009 | 5 | 970 | 108 | 50 | 70 | 000 | -83.5 | SUPV REVERAL FRINGE | 005018 | 005018 | Labor
[72 empty] | 2009 | 5 | 970 | 108 | 51 | 70 | 000 | -101.4 | SUPV REVERAL FRINGE | 005018 | 005018 | Labor
[72 empty] | 2009 | 10 | 970 | 108 | 50 | 0 | 000 | -6.54 | SUPV REVERSL UNDISTR | 005018 | 005018 | Labor
[72 empty] | 2009 | 10 | 970 | 108 | 50 | 70 | 000 | -1.96 | SUPV REVERAL FRINGE | 005018 | 005018 | Labor
[72 empty] | 2009 | 11 | 970 | 108 | 50 | 0 | 000 | -103.5 | SUPV REVERSL UNDISTR | 005018 | 005018 | Labor
[72 empty] | 2009 | 11 | 970 | 108 | 50 | 70 | 000 | -31.05 | SUPV REVERAL FRINGE | 005018 | 005018 | Labor
[72 empty] | 2009 | 12 | 970 | 108 | 50 | 0 | 000 | -83.8 | SUPV REVERSL UNDISTR | 005018 | 005018 | Labor
[72 empty] | 2009 | 12 | 970 | 108 | 50 | 70 | 000 | -25.14 | SUPV REVERAL FRINGE | 005018 | 005018 | Labor
[72 empty] | 2010 | 1 | 970 | 108 | 50 | 0 | 000 | 1.14 | SUPV REVERSL UNDISTR | 005018 | 005018 | Labor
[72 empty] | 2010 | 1 | 970 | 108 | 50 | 70 | 000 | 0.34 | SUPV REVERAL FRINGE | 005018 | 005018 | Labor
[72 empty] | 2010 | 5 | 970 | 108 | 50 | 0 | 000 | -82.77 | SUPV REVERSL UNDISTR | 005018 | 005018 | Labor
[72 empty] | 2010 | 5 | 970 | 108 | 50 | 70 | 000 | -31.45 | SUPV REVERAL FRINGE | 005018 | 005018 | Labor
[72 empty] | 2010 | 6 | 970 | 108 | 50 | 0 | 000 | -223.86 | SUPV REVERSL UNDISTR | 005018 | 005018 | Labor
[72 empty] | 2010 | 6 | 970 | 108 | 50 | 70 | 000 | -85.07 | SUPV REVERAL FRINGE | 005018 | 005018 | Labor
[72 empty] | 2010 | 7 | 970 | 108 | 50 | 0 | 000 | -166.97 | SUPV REVERSL UNDISTR | 005018 | 005018 | Labor
[72 empty] | 2010 | 7 | 970 | 108 | 50 | 70 | 000 | -63.45 | SUPV REVERAL FRINGE | 005018 | 005018 | Labor
[72 empty] | 2010 | 8 | 970 | 108 | 50 | 0 | 000 | -14.54 | SUPV REVERSL UNDISTR | 005018 | 005018 | Labor
[72 empty] | 2010 | 8 | 970 | 108 | 50 | 70 | 000 | -5.53 | SUPV REVERAL FRINGE | 005018 | 005018 | Labor
[72 empty] | 2010 | 9 | 970 | 108 | 50 | 0 | 000 | -95.56 | SUPV REVERSL UNDISTR | 005018 | 005018 | Labor
[72 empty] | 2010 | 9 | 970 | 108 | 50 | 70 | 000 | -36.31 | SUPV REVERAL FRINGE | 005018 | 005018 | Labor
[72 empty] | 2010 | 10 | 970 | 108 | 50 | 0 | 000 | -145.94 | SUPV REVERSL UNDISTR | 005018 | 005018 | Labor
[72 empty] | 2010 | 10 | 970 | 108 | 50 | 70 | 000 | -55.46 | SUPV REVERAL FRINGE | 005018 | 005018 | Labor
[72 empty] | 2010 | 11 | 970 | 108 | 50 | 0 | 000 | -88.12 | SUPV REVERSL UNDISTR | 005018 | 005018 | Labor
[72 empty] | 2010 | 11 | 970 | 108 | 50 | 70 | 000 | -33.49 | SUPV REVERAL FRINGE | 005018 | 005018 | Labor
[72 empty] | 2010 | 12 | 970 | 108 | 50 | 0 | 000 | -183.25 | SUPV REVERSL UNDISTR | 005018 | 005018 | Labor
[72 empty] | 2010 | 12 | 970 | 108 | 50 | 70 | 000 | -69.64 | SUPV REVERAL FRINGE | 005018 | 005018 | Labor
[72 empty] | 2007 | 3 | 971 | 108 | 51 | 0 | 000 | -670.31 | SUPV REVERSL UNDISTR | 005018 | 005018 | Labor
[72 empty] | 2007 | 3 | 971 | 108 | 52 | 0 | 000 | -459.33 | SUPV REVERSL UNDISTR | 005018 | 005018 | Labor
[72 empty] | 2007 | 3 | 971 | 108 | 53 | 0 | 000 | -105.47 | SUPV REVERSL UNDISTR | 005018 | 005018 | Labor
[72 empty] | 2007 | 3 | 971 | 108 | 54 | 0 | 000 | -105.47 | SUPV REVERSL UNDISTR | 005018 | 005018 | Labor
[72 empty] | 2007 | 3 | 971 | 108 | 51 | 70 | 000 | -214.5 | SUPV REVERAL FRINGE | 005018 | 005018 | Labor
[72 empty] | 2007 | 3 | 971 | 108 | 52 | 70 | 000 | -146.99 | SUPV REVERAL FRINGE | 005018 | 005018 | Labor
[72 empty] | 2007 | 3 | 971 | 108 | 53 | 70 | 000 | -33.75 | SUPV REVERAL FRINGE | 005018 | 005018 | Labor
[72 empty] | 2007 | 3 | 971 | 108 | 54 | 70 | 000 | -33.75 | SUPV REVERAL FRINGE | 005018 | 005018 | Labor
[72 empty] | 2007 | 4 | 971 | 108 | 51 | 0 | 000 | -20.22 | SUPV REVERSL UNDISTR | 005018 | 005018 | Labor
[72 empty] | 2007 | 4 | 971 | 108 | 52 | 0 | 000 | -26.25 | SUPV REVERSL UNDISTR | 005018 | 005018 | Labor
[72 empty] | 2007 | 4 | 971 | 108 | 53 | 0 | 000 | -107.52 | SUPV REVERSL UNDISTR | 005018 | 005018 | Labor
[72 empty] | 2007 | 4 | 971 | 108 | 54 | 0 | 000 | -87.17 | SUPV REVERSL UNDISTR | 005018 | 005018 | Labor
[72 empty] | 2007 | 4 | 971 | 108 | 55 | 0 | 000 | -4.51 | SUPV REVERSL UNDISTR | 005018 | 005018 | Labor
[72 empty] | 2007 | 4 | 971 | 108 | 51 | 70 | 000 | -6.47 | SUPV REVERAL FRINGE | 005018 | 005018 | Labor
[72 empty] | 2007 | 4 | 971 | 108 | 52 | 70 | 000 | -8.4 | SUPV REVERAL FRINGE | 005018 | 005018 | Labor
[72 empty] | 2007 | 4 | 971 | 108 | 53 | 70 | 000 | -34.41 | SUPV REVERAL FRINGE | 005018 | 005018 | Labor
[72 empty] | 2007 | 4 | 971 | 108 | 54 | 70 | 000 | -27.89 | SUPV REVERAL FRINGE | 005018 | 005018 | Labor
[72 empty] | 2007 | 4 | 971 | 108 | 55 | 70 | 000 | -1.44 | SUPV REVERAL FRINGE | 005018 | 005018 | Labor
[72 empty] | 2007 | 5 | 971 | 108 | 53 | 0 | 000 | -369.06 | SUPV REVERSL UNDISTR | 005018 | 005018 | Labor
[72 empty] | 2007 | 5 | 971 | 108 | 54 | 0 | 000 | -343.33 | SUPV REVERSL UNDISTR | 005018 | 005018 | Labor
[72 empty] | 2007 | 5 | 971 | 108 | 53 | 70 | 000 | -118.1 | SUPV REVERAL FRINGE | 005018 | 005018 | Labor
[72 empty] | 2007 | 5 | 971 | 108 | 54 | 70 | 000 | -109.87 | SUPV REVERAL FRINGE | 005018 | 005018 | Labor
[72 empty] | 2007 | 6 | 971 | 108 | 53 | 0 | 000 | -1047.98 | SUPV REVERSL UNDISTR | 005018 | 005018 | Labor
[72 empty] | 2007 | 6 | 971 | 108 | 54 | 0 | 000 | -907.55 | SUPV REVERSL UNDISTR | 005018 | 005018 | Labor
[72 empty] | 2007 | 6 | 971 | 108 | 53 | 70 | 000 | -335.35 | SUPV REVERAL FRINGE | 005018 | 005018 | Labor
[72 empty] | 2007 | 6 | 971 | 108 | 54 | 70 | 000 | -290.42 | SUPV REVERAL FRINGE | 005018 | 005018 | Labor
[72 empty] | 2007 | 7 | 971 | 108 | 53 | 0 | 000 | -2341.41 | SUPV REVERSL UNDISTR | 005018 | 005018 | Labor
[72 empty] | 2007 | 7 | 971 | 108 | 54 | 0 | 000 | -812.16 | SUPV REVERSL UNDISTR | 005018 | 005018 | Labor
[72 empty] | 2007 | 7 | 971 | 108 | 53 | 70 | 000 | -749.25 | SUPV REVERAL FRINGE | 005018 | 005018 | Labor
[72 empty] | 2007 | 7 | 971 | 108 | 54 | 70 | 000 | -259.89 | SUPV REVERAL FRINGE | 005018 | 005018 | Labor
[72 empty] | 2007 | 8 | 971 | 108 | 51 | 0 | 000 | -128.12 | SUPV REVERSL UNDISTR | 005018 | 005018 | Labor
[72 empty] | 2007 | 8 | 971 | 108 | 52 | 0 | 000 | -176.16 | SUPV REVERSL UNDISTR | 005018 | 005018 | Labor
[72 empty] | 2007 | 8 | 971 | 108 | 53 | 0 | 000 | -2288.18 | SUPV REVERSL UNDISTR | 005018 | 005018 | Labor
[72 empty] | 2007 | 8 | 971 | 108 | 54 | 0 | 000 | -1939.87 | SUPV REVERSL UNDISTR | 005018 | 005018 | Labor
[72 empty] | 2007 | 8 | 971 | 108 | 51 | 70 | 000 | -41 | SUPV REVERAL FRINGE | 005018 | 005018 | Labor
[72 empty] | 2007 | 8 | 971 | 108 | 52 | 70 | 000 | -56.37 | SUPV REVERAL FRINGE | 005018 | 005018 | Labor
[72 empty] | 2007 | 8 | 971 | 108 | 53 | 70 | 000 | -732.22 | SUPV REVERAL FRINGE | 005018 | 005018 | Labor
[72 empty] | 2007 | 8 | 971 | 108 | 54 | 70 | 000 | -620.76 | SUPV REVERAL FRINGE | 005018 | 005018 | Labor
[72 empty] | 2007 | 10 | 971 | 108 | 51 | 0 | 000 | -53.72 | SUPV REVERSL UNDISTR | 005018 | 005018 | Labor
[72 empty] | 2007 | 10 | 971 | 108 | 52 | 0 | 000 | -116.49 | SUPV REVERSL UNDISTR | 005018 | 005018 | Labor
[72 empty] | 2007 | 10 | 971 | 108 | 53 | 0 | 000 | -269.05 | SUPV REVERSL UNDISTR | 005018 | 005018 | Labor
[72 empty] | 2007 | 10 | 971 | 108 | 54 | 0 | 000 | -197.05 | SUPV REVERSL UNDISTR | 005018 | 005018 | Labor
[72 empty] | 2007 | 10 | 971 | 108 | 55 | 0 | 000 | -5.87 | SUPV REVERSL UNDISTR | 005018 | 005018 | Labor
[72 empty] | 2007 | 10 | 971 | 108 | 51 | 70 | 000 | -17.19 | SUPV REVERAL FRINGE | 005018 | 005018 | Labor
[72 empty] | 2007 | 10 | 971 | 108 | 52 | 70 | 000 | -37.28 | SUPV REVERAL FRINGE | 005018 | 005018 | Labor
[72 empty] | 2007 | 10 | 971 | 108 | 53 | 70 | 000 | -86.1 | SUPV REVERAL FRINGE | 005018 | 005018 | Labor
[72 empty] | 2007 | 10 | 971 | 108 | 54 | 70 | 000 | -63.06 | SUPV REVERAL FRINGE | 005018 | 005018 | Labor
[72 empty] | 2007 | 10 | 971 | 108 | 55 | 70 | 000 | -1.88 | SUPV REVERAL FRINGE | 005018 | 005018 | Labor
[72 empty] | 2007 | 11 | 971 | 108 | 51 | 0 | 000 | -78.98 | SUPV REVERSL UNDISTR | 005018 | 005018 | Labor
[72 empty] | 2007 | 11 | 971 | 108 | 52 | 0 | 000 | -65.16 | SUPV REVERSL UNDISTR | 005018 | 005018 | Labor
[72 empty] | 2007 | 11 | 971 | 108 | 53 | 0 | 000 | -741.26 | SUPV REVERSL UNDISTR | 005018 | 005018 | Labor
[72 empty] | 2007 | 11 | 971 | 108 | 54 | 0 | 000 | -563.69 | SUPV REVERSL UNDISTR | 005018 | 005018 | Labor
[72 empty] | 2007 | 11 | 971 | 108 | 55 | 0 | 000 | -13.83 | SUPV REVERSL UNDISTR | 005018 | 005018 | Labor
[72 empty] | 2007 | 11 | 971 | 108 | 51 | 70 | 000 | -25.27 | SUPV REVERAL FRINGE | 005018 | 005018 | Labor
[72 empty] | 2007 | 11 | 971 | 108 | 52 | 70 | 000 | -20.85 | SUPV REVERAL FRINGE | 005018 | 005018 | Labor
[72 empty] | 2007 | 11 | 971 | 108 | 53 | 70 | 000 | -237.2 | SUPV REVERAL FRINGE | 005018 | 005018 | Labor
[72 empty] | 2007 | 11 | 971 | 108 | 54 | 70 | 000 | -180.38 | SUPV REVERAL FRINGE | 005018 | 005018 | Labor
[72 empty] | 2007 | 11 | 971 | 108 | 55 | 70 | 000 | -4.43 | SUPV REVERAL FRINGE | 005018 | 005018 | Labor
[72 empty] | 2007 | 12 | 971 | 108 | 51 | 0 | 000 | -173.96 | SUPV REVERSL UNDISTR | 005018 | 005018 | Labor
[72 empty] | 2007 | 12 | 971 | 108 | 52 | 0 | 000 | -555 | SUPV REVERSL UNDISTR | 005018 | 005018 | Labor
[72 empty] | 2007 | 12 | 971 | 108 | 53 | 0 | 000 | -298.41 | SUPV REVERSL UNDISTR | 005018 | 005018 | Labor
[72 empty] | 2007 | 12 | 971 | 108 | 54 | 0 | 000 | -292.61 | SUPV REVERSL UNDISTR | 005018 | 005018 | Labor
[72 empty] | 2007 | 12 | 971 | 108 | 55 | 0 | 000 | -159.02 | SUPV REVERSL UNDISTR | 005018 | 005018 | Labor
[72 empty] | 2007 | 12 | 971 | 108 | 51 | 70 | 000 | -55.67 | SUPV REVERAL FRINGE | 005018 | 005018 | Labor
[72 empty] | 2007 | 12 | 971 | 108 | 52 | 70 | 000 | -177.6 | SUPV REVERAL FRINGE | 005018 | 005018 | Labor
[72 empty] | 2007 | 12 | 971 | 108 | 53 | 70 | 000 | -95.49 | SUPV REVERAL FRINGE | 005018 | 005018 | Labor
[72 empty] | 2007 | 12 | 971 | 108 | 54 | 70 | 000 | -93.64 | SUPV REVERAL FRINGE | 005018 | 005018 | Labor
[72 empty] | 2007 | 12 | 971 | 108 | 55 | 70 | 000 | -50.89 | SUPV REVERAL FRINGE | 005018 | 005018 | Labor
[72 empty] | 2008 | 1 | 971 | 108 | 51 | 0 | 000 | -702.64 | SUPV REVERSL UNDISTR | 005018 | 005018 | Labor
[72 empty] | 2008 | 1 | 971 | 108 | 52 | 0 | 000 | -1272.24 | SUPV REVERSL UNDISTR | 005018 | 005018 | Labor
[72 empty] | 2008 | 1 | 971 | 108 | 53 | 0 | 000 | -691.34 | SUPV REVERSL UNDISTR | 005018 | 005018 | Labor
[72 empty] | 2008 | 1 | 971 | 108 | 54 | 0 | 000 | -381.64 | SUPV REVERSL UNDISTR | 005018 | 005018 | Labor
[72 empty] | 2008 | 1 | 971 | 108 | 55 | 0 | 000 | -210.08 | SUPV REVERSL UNDISTR | 005018 | 005018 | Labor
[72 empty] | 2008 | 1 | 971 | 108 | 56 | 0 | 000 | -149.95 | SUPV REVERSL UNDISTR | 005018 | 005018 | Labor
[72 empty] | 2008 | 1 | 971 | 108 | 51 | 70 | 000 | -224.84 | SUPV REVERAL FRINGE | 005018 | 005018 | Labor
[72 empty] | 2008 | 1 | 971 | 108 | 52 | 70 | 000 | -407.12 | SUPV REVERAL FRINGE | 005018 | 005018 | Labor
[72 empty] | 2008 | 1 | 971 | 108 | 53 | 70 | 000 | -221.23 | SUPV REVERAL FRINGE | 005018 | 005018 | Labor
[72 empty] | 2008 | 1 | 971 | 108 | 54 | 70 | 000 | -122.12 | SUPV REVERAL FRINGE | 005018 | 005018 | Labor
[72 empty] | 2008 | 1 | 971 | 108 | 55 | 70 | 000 | -67.23 | SUPV REVERAL FRINGE | 005018 | 005018 | Labor
[72 empty] | 2008 | 1 | 971 | 108 | 56 | 70 | 000 | -47.98 | SUPV REVERAL FRINGE | 005018 | 005018 | Labor
[72 empty] | 2008 | 2 | 971 | 108 | 50 | 0 | 000 | 133.91 | SUPV REVERSL UNDISTR | 005018 | 005018 | Labor
[72 empty] | 2008 | 2 | 971 | 108 | 51 | 0 | 000 | 80.91 | SUPV REVERSL UNDISTR | 005018 | 005018 | Labor
[72 empty] | 2008 | 2 | 971 | 108 | 52 | 0 | 000 | 21.76 | SUPV REVERSL UNDISTR | 005018 | 005018 | Labor
[72 empty] | 2008 | 2 | 971 | 108 | 53 | 0 | 000 | 54.24 | SUPV REVERSL UNDISTR | 005018 | 005018 | Labor
[72 empty] | 2008 | 2 | 971 | 108 | 54 | 0 | 000 | 60 | SUPV REVERSL UNDISTR | 005018 | 005018 | Labor
[72 empty] | 2008 | 2 | 971 | 108 | 55 | 0 | 000 | 22.26 | SUPV REVERSL UNDISTR | 005018 | 005018 | Labor
[72 empty] | 2008 | 2 | 971 | 108 | 56 | 0 | 000 | 7 | SUPV REVERSL UNDISTR | 005018 | 005018 | Labor
[72 empty] | 2008 | 2 | 971 | 108 | 50 | 70 | 000 | 40.17 | SUPV REVERAL FRINGE | 005018 | 005018 | Labor
[72 empty] | 2008 | 2 | 971 | 108 | 51 | 70 | 000 | 24.27 | SUPV REVERAL FRINGE | 005018 | 005018 | Labor
[72 empty] | 2008 | 2 | 971 | 108 | 52 | 70 | 000 | 6.53 | SUPV REVERAL FRINGE | 005018 | 005018 | Labor
[72 empty] | 2008 | 2 | 971 | 108 | 53 | 70 | 000 | 16.27 | SUPV REVERAL FRINGE | 005018 | 005018 | Labor
[72 empty] | 2008 | 2 | 971 | 108 | 54 | 70 | 000 | 18 | SUPV REVERAL FRINGE | 005018 | 005018 | Labor
[72 empty] | 2008 | 2 | 971 | 108 | 55 | 70 | 000 | 6.68 | SUPV REVERAL FRINGE | 005018 | 005018 | Labor
[72 empty] | 2008 | 2 | 971 | 108 | 56 | 70 | 000 | 2.1 | SUPV REVERAL FRINGE | 005018 | 005018 | Labor
[72 empty] | 2008 | 4 | 971 | 108 | 50 | 0 | 000 | -1001.84 | SUPV REVERSL UNDISTR | 005018 | 005018 | Labor
[72 empty] | 2008 | 4 | 971 | 108 | 51 | 0 | 000 | -131.92 | SUPV REVERSL UNDISTR | 005018 | 005018 | Labor
[72 empty] | 2008 | 4 | 971 | 108 | 52 | 0 | 000 | -141.9 | SUPV REVERSL UNDISTR | 005018 | 005018 | Labor
[72 empty] | 2008 | 4 | 971 | 108 | 53 | 0 | 000 | -119.41 | SUPV REVERSL UNDISTR | 005018 | 005018 | Labor
[72 empty] | 2008 | 4 | 971 | 108 | 54 | 0 | 000 | -136.82 | SUPV REVERSL UNDISTR | 005018 | 005018 | Labor
[72 empty] | 2008 | 4 | 971 | 108 | 55 | 0 | 000 | -79.61 | SUPV REVERSL UNDISTR | 005018 | 005018 | Labor
[72 empty] | 2008 | 4 | 971 | 108 | 50 | 70 | 000 | -300.55 | SUPV REVERAL FRINGE | 005018 | 005018 | Labor
[72 empty] | 2008 | 4 | 971 | 108 | 51 | 70 | 000 | -39.58 | SUPV REVERAL FRINGE | 005018 | 005018 | Labor
[72 empty] | 2008 | 4 | 971 | 108 | 52 | 70 | 000 | -42.57 | SUPV REVERAL FRINGE | 005018 | 005018 | Labor
[72 empty] | 2008 | 4 | 971 | 108 | 53 | 70 | 000 | -35.82 | SUPV REVERAL FRINGE | 005018 | 005018 | Labor
[72 empty] | 2008 | 4 | 971 | 108 | 54 | 70 | 000 | -41.05 | SUPV REVERAL FRINGE | 005018 | 005018 | Labor
[72 empty] | 2008 | 4 | 971 | 108 | 55 | 70 | 000 | -23.88 | SUPV REVERAL FRINGE | 005018 | 005018 | Labor
[72 empty] | 2008 | 5 | 971 | 108 | 50 | 0 | 000 | -1152.58 | SUPV REVERSL UNDISTR | 005018 | 005018 | Labor
[72 empty] | 2008 | 5 | 971 | 108 | 51 | 0 | 000 | -821.98 | SUPV REVERSL UNDISTR | 005018 | 005018 | Labor
[72 empty] | 2008 | 5 | 971 | 108 | 52 | 0 | 000 | -699.75 | SUPV REVERSL UNDISTR | 005018 | 005018 | Labor
[72 empty] | 2008 | 5 | 971 | 108 | 53 | 0 | 000 | -207.96 | SUPV REVERSL UNDISTR | 005018 | 005018 | Labor
[72 empty] | 2008 | 5 | 971 | 108 | 54 | 0 | 000 | -97.06 | SUPV REVERSL UNDISTR | 005018 | 005018 | Labor
[72 empty] | 2008 | 5 | 971 | 108 | 55 | 0 | 000 | -235.31 | SUPV REVERSL UNDISTR | 005018 | 005018 | Labor
[72 empty] | 2008 | 5 | 971 | 108 | 50 | 70 | 000 | -345.77 | SUPV REVERAL FRINGE | 005018 | 005018 | Labor
[72 empty] | 2008 | 5 | 971 | 108 | 51 | 70 | 000 | -246.59 | SUPV REVERAL FRINGE | 005018 | 005018 | Labor
[72 empty] | 2008 | 5 | 971 | 108 | 52 | 70 | 000 | -209.93 | SUPV REVERAL FRINGE | 005018 | 005018 | Labor
[72 empty] | 2008 | 5 | 971 | 108 | 53 | 70 | 000 | -62.39 | SUPV REVERAL FRINGE | 005018 | 005018 | Labor
[72 empty] | 2008 | 5 | 971 | 108 | 54 | 70 | 000 | -29.12 | SUPV REVERAL FRINGE | 005018 | 005018 | Labor
[72 empty] | 2008 | 5 | 971 | 108 | 55 | 70 | 000 | -70.59 | SUPV REVERAL FRINGE | 005018 | 005018 | Labor
[72 empty] | 2008 | 6 | 971 | 108 | 50 | 0 | 000 | -1423.6 | SUPV REVERSL UNDISTR | 005018 | 005018 | Labor
[72 empty] | 2008 | 6 | 971 | 108 | 51 | 0 | 000 | -687.75 | SUPV REVERSL UNDISTR | 005018 | 005018 | Labor
[72 empty] | 2008 | 6 | 971 | 108 | 52 | 0 | 000 | -1506.95 | SUPV REVERSL UNDISTR | 005018 | 005018 | Labor
[72 empty] | 2008 | 6 | 971 | 108 | 53 | 0 | 000 | -1149.21 | SUPV REVERSL UNDISTR | 005018 | 005018 | Labor
[72 empty] | 2008 | 6 | 971 | 108 | 54 | 0 | 000 | -217.65 | SUPV REVERSL UNDISTR | 005018 | 005018 | Labor
[72 empty] | 2008 | 6 | 971 | 108 | 55 | 0 | 000 | -356.62 | SUPV REVERSL UNDISTR | 005018 | 005018 | Labor
[72 empty] | 2008 | 6 | 971 | 108 | 50 | 70 | 000 | -427.08 | SUPV REVERAL FRINGE | 005018 | 005018 | Labor
[72 empty] | 2008 | 6 | 971 | 108 | 51 | 70 | 000 | -206.33 | SUPV REVERAL FRINGE | 005018 | 005018 | Labor
[72 empty] | 2008 | 6 | 971 | 108 | 52 | 70 | 000 | -452.09 | SUPV REVERAL FRINGE | 005018 | 005018 | Labor
[72 empty] | 2008 | 6 | 971 | 108 | 53 | 70 | 000 | -344.76 | SUPV REVERAL FRINGE | 005018 | 005018 | Labor
[72 empty] | 2008 | 6 | 971 | 108 | 54 | 70 | 000 | -65.3 | SUPV REVERAL FRINGE | 005018 | 005018 | Labor
[72 empty] | 2008 | 6 | 971 | 108 | 55 | 70 | 000 | -106.99 | SUPV REVERAL FRINGE | 005018 | 005018 | Labor
[72 empty] | 2008 | 7 | 971 | 108 | 50 | 0 | 000 | -1644.81 | SUPV REVERSL UNDISTR | 005018 | 005018 | Labor
[72 empty] | 2008 | 7 | 971 | 108 | 51 | 0 | 000 | -270.42 | SUPV REVERSL UNDISTR | 005018 | 005018 | Labor
[72 empty] | 2008 | 7 | 971 | 108 | 52 | 0 | 000 | -1557.8 | SUPV REVERSL UNDISTR | 005018 | 005018 | Labor
[72 empty] | 2008 | 7 | 971 | 108 | 53 | 0 | 000 | -1369.92 | SUPV REVERSL UNDISTR | 005018 | 005018 | Labor
[72 empty] | 2008 | 7 | 971 | 108 | 54 | 0 | 000 | -187.14 | SUPV REVERSL UNDISTR | 005018 | 005018 | Labor
[72 empty] | 2008 | 7 | 971 | 108 | 55 | 0 | 000 | -265.95 | SUPV REVERSL UNDISTR | 005018 | 005018 | Labor
[72 empty] | 2008 | 7 | 971 | 108 | 56 | 0 | 000 | -113.87 | SUPV REVERSL UNDISTR | 005018 | 005018 | Labor
[72 empty] | 2008 | 7 | 971 | 108 | 50 | 70 | 000 | -493.44 | SUPV REVERAL FRINGE | 005018 | 005018 | Labor
[72 empty] | 2008 | 7 | 971 | 108 | 51 | 70 | 000 | -81.13 | SUPV REVERAL FRINGE | 005018 | 005018 | Labor
[72 empty] | 2008 | 7 | 971 | 108 | 52 | 70 | 000 | -467.34 | SUPV REVERAL FRINGE | 005018 | 005018 | Labor
[72 empty] | 2008 | 7 | 971 | 108 | 53 | 70 | 000 | -410.98 | SUPV REVERAL FRINGE | 005018 | 005018 | Labor
[72 empty] | 2008 | 7 | 971 | 108 | 54 | 70 | 000 | -56.14 | SUPV REVERAL FRINGE | 005018 | 005018 | Labor
[72 empty] | 2008 | 7 | 971 | 108 | 55 | 70 | 000 | -79.79 | SUPV REVERAL FRINGE | 005018 | 005018 | Labor
[72 empty] | 2008 | 7 | 971 | 108 | 56 | 70 | 000 | -34.16 | SUPV REVERAL FRINGE | 005018 | 005018 | Labor
[72 empty] | 2008 | 8 | 971 | 108 | 50 | 0 | 000 | 151.2 | SUPV REVERSL UNDISTR | 005018 | 005018 | Labor
[72 empty] | 2008 | 8 | 971 | 108 | 51 | 0 | 000 | 9.92 | SUPV REVERSL UNDISTR | 005018 | 005018 | Labor
[72 empty] | 2008 | 8 | 971 | 108 | 52 | 0 | 000 | 50.4 | SUPV REVERSL UNDISTR | 005018 | 005018 | Labor
[72 empty] | 2008 | 8 | 971 | 108 | 53 | 0 | 000 | 50.4 | SUPV REVERSL UNDISTR | 005018 | 005018 | Labor
[72 empty] | 2008 | 8 | 971 | 108 | 54 | 0 | 000 | 36.81 | SUPV REVERSL UNDISTR | 005018 | 005018 | Labor
[72 empty] | 2008 | 8 | 971 | 108 | 55 | 0 | 000 | 86.44 | SUPV REVERSL UNDISTR | 005018 | 005018 | Labor
[72 empty] | 2008 | 8 | 971 | 108 | 56 | 0 | 000 | 22.56 | SUPV REVERSL UNDISTR | 005018 | 005018 | Labor
[72 empty] | 2008 | 8 | 971 | 108 | 50 | 70 | 000 | 45.36 | SUPV REVERAL FRINGE | 005018 | 005018 | Labor
[72 empty] | 2008 | 8 | 971 | 108 | 51 | 70 | 000 | 2.98 | SUPV REVERAL FRINGE | 005018 | 005018 | Labor
[72 empty] | 2008 | 8 | 971 | 108 | 52 | 70 | 000 | 15.12 | SUPV REVERAL FRINGE | 005018 | 005018 | Labor
[72 empty] | 2008 | 8 | 971 | 108 | 53 | 70 | 000 | 15.12 | SUPV REVERAL FRINGE | 005018 | 005018 | Labor
[72 empty] | 2008 | 8 | 971 | 108 | 54 | 70 | 000 | 11.04 | SUPV REVERAL FRINGE | 005018 | 005018 | Labor
[72 empty] | 2008 | 8 | 971 | 108 | 55 | 70 | 000 | 25.93 | SUPV REVERAL FRINGE | 005018 | 005018 | Labor
[72 empty] | 2008 | 8 | 971 | 108 | 56 | 70 | 000 | 6.77 | SUPV REVERAL FRINGE | 005018 | 005018 | Labor
[72 empty] | 2008 | 9 | 971 | 108 | 50 | 0 | 000 | -321.61 | SUPV REVERSL UNDISTR | 005018 | 005018 | Labor
[72 empty] | 2008 | 9 | 971 | 108 | 51 | 0 | 000 | -39.8 | SUPV REVERSL UNDISTR | 005018 | 005018 | Labor
[72 empty] | 2008 | 9 | 971 | 108 | 52 | 0 | 000 | -66.88 | SUPV REVERSL UNDISTR | 005018 | 005018 | Labor
[72 empty] | 2008 | 9 | 971 | 108 | 53 | 0 | 000 | -66.88 | SUPV REVERSL UNDISTR | 005018 | 005018 | Labor
[72 empty] | 2008 | 9 | 971 | 108 | 54 | 0 | 000 | -79.81 | SUPV REVERSL UNDISTR | 005018 | 005018 | Labor
[72 empty] | 2008 | 9 | 971 | 108 | 55 | 0 | 000 | -79.81 | SUPV REVERSL UNDISTR | 005018 | 005018 | Labor
[72 empty] | 2008 | 9 | 971 | 108 | 50 | 70 | 000 | -96.48 | SUPV REVERAL FRINGE | 005018 | 005018 | Labor
[72 empty] | 2008 | 9 | 971 | 108 | 51 | 70 | 000 | -11.94 | SUPV REVERAL FRINGE | 005018 | 005018 | Labor
[72 empty] | 2008 | 9 | 971 | 108 | 52 | 70 | 000 | -20.06 | SUPV REVERAL FRINGE | 005018 | 005018 | Labor
[72 empty] | 2008 | 9 | 971 | 108 | 53 | 70 | 000 | -20.06 | SUPV REVERAL FRINGE | 005018 | 005018 | Labor
[72 empty] | 2008 | 9 | 971 | 108 | 54 | 70 | 000 | -23.94 | SUPV REVERAL FRINGE | 005018 | 005018 | Labor
[72 empty] | 2008 | 9 | 971 | 108 | 55 | 70 | 000 | -23.94 | SUPV REVERAL FRINGE | 005018 | 005018 | Labor
[72 empty] | 2008 | 10 | 971 | 108 | 50 | 0 | 000 | -621.17 | SUPV REVERSL UNDISTR | 005018 | 005018 | Labor
[72 empty] | 2008 | 10 | 971 | 108 | 51 | 0 | 000 | -273.09 | SUPV REVERSL UNDISTR | 005018 | 005018 | Labor
[72 empty] | 2008 | 10 | 971 | 108 | 52 | 0 | 000 | -216.3 | SUPV REVERSL UNDISTR | 005018 | 005018 | Labor
[72 empty] | 2008 | 10 | 971 | 108 | 53 | 0 | 000 | -216.3 | SUPV REVERSL UNDISTR | 005018 | 005018 | Labor
[72 empty] | 2008 | 10 | 971 | 108 | 54 | 0 | 000 | -216.3 | SUPV REVERSL UNDISTR | 005018 | 005018 | Labor
[72 empty] | 2008 | 10 | 971 | 108 | 55 | 0 | 000 | -396.07 | SUPV REVERSL UNDISTR | 005018 | 005018 | Labor
[72 empty] | 2008 | 10 | 971 | 108 | 50 | 70 | 000 | -186.35 | SUPV REVERAL FRINGE | 005018 | 005018 | Labor
[72 empty] | 2008 | 10 | 971 | 108 | 51 | 70 | 000 | -81.93 | SUPV REVERAL FRINGE | 005018 | 005018 | Labor
[72 empty] | 2008 | 10 | 971 | 108 | 52 | 70 | 000 | -64.89 | SUPV REVERAL FRINGE | 005018 | 005018 | Labor
[72 empty] | 2008 | 10 | 971 | 108 | 53 | 70 | 000 | -64.89 | SUPV REVERAL FRINGE | 005018 | 005018 | Labor
[72 empty] | 2008 | 10 | 971 | 108 | 54 | 70 | 000 | -64.89 | SUPV REVERAL FRINGE | 005018 | 005018 | Labor
[72 empty] | 2008 | 10 | 971 | 108 | 55 | 70 | 000 | -118.82 | SUPV REVERAL FRINGE | 005018 | 005018 | Labor
[72 empty] | 2008 | 11 | 971 | 108 | 50 | 0 | 000 | -1919.88 | SUPV REVERSL UNDISTR | 005018 | 005018 | Labor
[72 empty] | 2008 | 11 | 971 | 108 | 52 | 0 | 000 | -423.38 | SUPV REVERSL UNDISTR | 005018 | 005018 | Labor
[72 empty] | 2008 | 11 | 971 | 108 | 53 | 0 | 000 | -163.82 | SUPV REVERSL UNDISTR | 005018 | 005018 | Labor
[72 empty] | 2008 | 11 | 971 | 108 | 54 | 0 | 000 | -163.82 | SUPV REVERSL UNDISTR | 005018 | 005018 | Labor
[72 empty] | 2008 | 11 | 971 | 108 | 55 | 0 | 000 | -593.93 | SUPV REVERSL UNDISTR | 005018 | 005018 | Labor
[72 empty] | 2008 | 11 | 971 | 108 | 56 | 0 | 000 | -229.36 | SUPV REVERSL UNDISTR | 005018 | 005018 | Labor
[72 empty] | 2008 | 11 | 971 | 108 | 50 | 70 | 000 | -575.96 | SUPV REVERAL FRINGE | 005018 | 005018 | Labor
[72 empty] | 2008 | 11 | 971 | 108 | 52 | 70 | 000 | -127.01 | SUPV REVERAL FRINGE | 005018 | 005018 | Labor
[72 empty] | 2008 | 11 | 971 | 108 | 53 | 70 | 000 | -49.15 | SUPV REVERAL FRINGE | 005018 | 005018 | Labor
[72 empty] | 2008 | 11 | 971 | 108 | 54 | 70 | 000 | -49.15 | SUPV REVERAL FRINGE | 005018 | 005018 | Labor
[72 empty] | 2008 | 11 | 971 | 108 | 55 | 70 | 000 | -178.18 | SUPV REVERAL FRINGE | 005018 | 005018 | Labor
[72 empty] | 2008 | 11 | 971 | 108 | 56 | 70 | 000 | -68.81 | SUPV REVERAL FRINGE | 005018 | 005018 | Labor
[72 empty] | 2008 | 12 | 971 | 108 | 50 | 0 | 000 | -2088.55 | SUPV REVERSL UNDISTR | 005018 | 005018 | Labor
[72 empty] | 2008 | 12 | 971 | 108 | 51 | 0 | 000 | -237.13 | SUPV REVERSL UNDISTR | 005018 | 005018 | Labor
[72 empty] | 2008 | 12 | 971 | 108 | 52 | 0 | 000 | -118.73 | SUPV REVERSL UNDISTR | 005018 | 005018 | Labor
[72 empty] | 2008 | 12 | 971 | 108 | 53 | 0 | 000 | -118.73 | SUPV REVERSL UNDISTR | 005018 | 005018 | Labor
[72 empty] | 2008 | 12 | 971 | 108 | 54 | 0 | 000 | -302.16 | SUPV REVERSL UNDISTR | 005018 | 005018 | Labor
[72 empty] | 2008 | 12 | 971 | 108 | 55 | 0 | 000 | -784.08 | SUPV REVERSL UNDISTR | 005018 | 005018 | Labor
[72 empty] | 2008 | 12 | 971 | 108 | 56 | 0 | 000 | -142.14 | SUPV REVERSL UNDISTR | 005018 | 005018 | Labor
[72 empty] | 2008 | 12 | 971 | 108 | 50 | 70 | 000 | -626.57 | SUPV REVERAL FRINGE | 005018 | 005018 | Labor
[72 empty] | 2008 | 12 | 971 | 108 | 51 | 70 | 000 | -71.14 | SUPV REVERAL FRINGE | 005018 | 005018 | Labor
[72 empty] | 2008 | 12 | 971 | 108 | 52 | 70 | 000 | -35.62 | SUPV REVERAL FRINGE | 005018 | 005018 | Labor
[72 empty] | 2008 | 12 | 971 | 108 | 53 | 70 | 000 | -35.62 | SUPV REVERAL FRINGE | 005018 | 005018 | Labor
[72 empty] | 2008 | 12 | 971 | 108 | 54 | 70 | 000 | -90.65 | SUPV REVERAL FRINGE | 005018 | 005018 | Labor
[72 empty] | 2008 | 12 | 971 | 108 | 55 | 70 | 000 | -235.22 | SUPV REVERAL FRINGE | 005018 | 005018 | Labor
[72 empty] | 2008 | 12 | 971 | 108 | 56 | 70 | 000 | -42.64 | SUPV REVERAL FRINGE | 005018 | 005018 | Labor
[72 empty] | 2009 | 1 | 971 | 108 | 50 | 0 | 000 | -3101.8 | SUPV REVERSL UNDISTR | 005018 | 005018 | Labor
[72 empty] | 2009 | 1 | 971 | 108 | 51 | 0 | 000 | -80.99 | SUPV REVERSL UNDISTR | 005018 | 005018 | Labor
[72 empty] | 2009 | 1 | 971 | 108 | 54 | 0 | 000 | -373.31 | SUPV REVERSL UNDISTR | 005018 | 005018 | Labor
[72 empty] | 2009 | 1 | 971 | 108 | 55 | 0 | 000 | -373.32 | SUPV REVERSL UNDISTR | 005018 | 005018 | Labor
[72 empty] | 2009 | 1 | 971 | 108 | 56 | 0 | 000 | -527.77 | SUPV REVERSL UNDISTR | 005018 | 005018 | Labor
[72 empty] | 2009 | 1 | 971 | 108 | 50 | 70 | 000 | -930.54 | SUPV REVERAL FRINGE | 005018 | 005018 | Labor
[72 empty] | 2009 | 1 | 971 | 108 | 51 | 70 | 000 | -24.3 | SUPV REVERAL FRINGE | 005018 | 005018 | Labor
[72 empty] | 2009 | 1 | 971 | 108 | 54 | 70 | 000 | -111.99 | SUPV REVERAL FRINGE | 005018 | 005018 | Labor
[72 empty] | 2009 | 1 | 971 | 108 | 55 | 70 | 000 | -112 | SUPV REVERAL FRINGE | 005018 | 005018 | Labor
[72 empty] | 2009 | 1 | 971 | 108 | 56 | 70 | 000 | -158.33 | SUPV REVERAL FRINGE | 005018 | 005018 | Labor
[72 empty] | 2009 | 2 | 971 | 108 | 50 | 0 | 000 | -280.66 | SUPV REVERSL UNDISTR | 005018 | 005018 | Labor
[72 empty] | 2009 | 2 | 971 | 108 | 52 | 0 | 000 | -7.99 | SUPV REVERSL UNDISTR | 005018 | 005018 | Labor
[72 empty] | 2009 | 2 | 971 | 108 | 53 | 0 | 000 | -7.99 | SUPV REVERSL UNDISTR | 005018 | 005018 | Labor
[72 empty] | 2009 | 2 | 971 | 108 | 55 | 0 | 000 | -13.23 | SUPV REVERSL UNDISTR | 005018 | 005018 | Labor
[72 empty] | 2009 | 2 | 971 | 108 | 56 | 0 | 000 | -20.29 | SUPV REVERSL UNDISTR | 005018 | 005018 | Labor
[72 empty] | 2009 | 2 | 971 | 108 | 50 | 70 | 000 | -84.2 | SUPV REVERAL FRINGE | 005018 | 005018 | Labor
[72 empty] | 2009 | 2 | 971 | 108 | 52 | 70 | 000 | -2.4 | SUPV REVERAL FRINGE | 005018 | 005018 | Labor
[72 empty] | 2009 | 2 | 971 | 108 | 53 | 70 | 000 | -2.4 | SUPV REVERAL FRINGE | 005018 | 005018 | Labor
[72 empty] | 2009 | 2 | 971 | 108 | 55 | 70 | 000 | -3.97 | SUPV REVERAL FRINGE | 005018 | 005018 | Labor
[72 empty] | 2009 | 2 | 971 | 108 | 56 | 70 | 000 | -6.09 | SUPV REVERAL FRINGE | 005018 | 005018 | Labor
[72 empty] | 2009 | 3 | 971 | 108 | 50 | 0 | 000 | -281.8 | SUPV REVERSL UNDISTR | 005018 | 005018 | Labor
[72 empty] | 2009 | 3 | 971 | 108 | 52 | 0 | 000 | -30.29 | SUPV REVERSL UNDISTR | 005018 | 005018 | Labor
[72 empty] | 2009 | 3 | 971 | 108 | 50 | 70 | 000 | -84.54 | SUPV REVERAL FRINGE | 005018 | 005018 | Labor
[72 empty] | 2009 | 3 | 971 | 108 | 52 | 70 | 000 | -9.09 | SUPV REVERAL FRINGE | 005018 | 005018 | Labor
[72 empty] | 2009 | 4 | 971 | 108 | 50 | 0 | 000 | -1235.64 | SUPV REVERSL UNDISTR | 005018 | 005018 | Labor
[72 empty] | 2009 | 4 | 971 | 108 | 52 | 0 | 000 | -143.88 | SUPV REVERSL UNDISTR | 005018 | 005018 | Labor
[72 empty] | 2009 | 4 | 971 | 108 | 53 | 0 | 000 | -143.88 | SUPV REVERSL UNDISTR | 005018 | 005018 | Labor
[72 empty] | 2009 | 4 | 971 | 108 | 50 | 70 | 000 | -370.69 | SUPV REVERAL FRINGE | 005018 | 005018 | Labor
[72 empty] | 2009 | 4 | 971 | 108 | 52 | 70 | 000 | -43.16 | SUPV REVERAL FRINGE | 005018 | 005018 | Labor
[72 empty] | 2009 | 4 | 971 | 108 | 53 | 70 | 000 | -43.16 | SUPV REVERAL FRINGE | 005018 | 005018 | Labor
[72 empty] | 2009 | 5 | 971 | 108 | 50 | 0 | 000 | -1318.46 | SUPV REVERSL UNDISTR | 005018 | 005018 | Labor
[72 empty] | 2009 | 5 | 971 | 108 | 51 | 0 | 000 | -41.07 | SUPV REVERSL UNDISTR | 005018 | 005018 | Labor
[72 empty] | 2009 | 5 | 971 | 108 | 53 | 0 | 000 | -148 | SUPV REVERSL UNDISTR | 005018 | 005018 | Labor
[72 empty] | 2009 | 5 | 971 | 108 | 54 | 0 | 000 | -147.98 | SUPV REVERSL UNDISTR | 005018 | 005018 | Labor
[72 empty] | 2009 | 5 | 971 | 108 | 56 | 0 | 000 | -41.07 | SUPV REVERSL UNDISTR | 005018 | 005018 | Labor
[72 empty] | 2009 | 5 | 971 | 108 | 50 | 70 | 000 | -395.54 | SUPV REVERAL FRINGE | 005018 | 005018 | Labor
[72 empty] | 2009 | 5 | 971 | 108 | 51 | 70 | 000 | -12.32 | SUPV REVERAL FRINGE | 005018 | 005018 | Labor
[72 empty] | 2009 | 5 | 971 | 108 | 53 | 70 | 000 | -44.4 | SUPV REVERAL FRINGE | 005018 | 005018 | Labor
[72 empty] | 2009 | 5 | 971 | 108 | 54 | 70 | 000 | -44.39 | SUPV REVERAL FRINGE | 005018 | 005018 | Labor
[72 empty] | 2009 | 5 | 971 | 108 | 56 | 70 | 000 | -12.32 | SUPV REVERAL FRINGE | 005018 | 005018 | Labor
[72 empty] | 2009 | 6 | 971 | 108 | 50 | 0 | 000 | -1353.49 | SUPV REVERSL UNDISTR | 005018 | 005018 | Labor
[72 empty] | 2009 | 6 | 971 | 108 | 56 | 0 | 000 | -261.8 | SUPV REVERSL UNDISTR | 005018 | 005018 | Labor
[72 empty] | 2009 | 6 | 971 | 108 | 50 | 70 | 000 | -406.05 | SUPV REVERAL FRINGE | 005018 | 005018 | Labor
[72 empty] | 2009 | 6 | 971 | 108 | 56 | 70 | 000 | -78.54 | SUPV REVERAL FRINGE | 005018 | 005018 | Labor
[72 empty] | 2009 | 7 | 971 | 108 | 50 | 0 | 000 | -1470.14 | SUPV REVERSL UNDISTR | 005018 | 005018 | Labor
[72 empty] | 2009 | 7 | 971 | 108 | 50 | 70 | 000 | -441.04 | SUPV REVERAL FRINGE | 005018 | 005018 | Labor
[72 empty] | 2009 | 9 | 971 | 108 | 50 | 0 | 000 | -308.39 | SUPV REVERSL UNDISTR | 005018 | 005018 | Labor
[72 empty] | 2009 | 9 | 971 | 108 | 50 | 70 | 000 | -92.52 | SUPV REVERAL FRINGE | 005018 | 005018 | Labor
[72 empty] | 2009 | 10 | 971 | 108 | 50 | 0 | 000 | -486.43 | SUPV REVERSL UNDISTR | 005018 | 005018 | Labor
[72 empty] | 2009 | 10 | 971 | 108 | 56 | 0 | 000 | -206.46 | SUPV REVERSL UNDISTR | 005018 | 005018 | Labor
[72 empty] | 2009 | 10 | 971 | 108 | 50 | 70 | 000 | -145.93 | SUPV REVERAL FRINGE | 005018 | 005018 | Labor
[72 empty] | 2009 | 10 | 971 | 108 | 56 | 70 | 000 | -61.94 | SUPV REVERAL FRINGE | 005018 | 005018 | Labor
[72 empty] | 2009 | 11 | 971 | 108 | 50 | 0 | 000 | -717.29 | SUPV REVERSL UNDISTR | 005018 | 005018 | Labor
[72 empty] | 2009 | 11 | 971 | 108 | 53 | 0 | 000 | -53.34 | SUPV REVERSL UNDISTR | 005018 | 005018 | Labor
[72 empty] | 2009 | 11 | 971 | 108 | 56 | 0 | 000 | -1070.49 | SUPV REVERSL UNDISTR | 005018 | 005018 | Labor
[72 empty] | 2009 | 11 | 971 | 108 | 50 | 70 | 000 | -215.19 | SUPV REVERAL FRINGE | 005018 | 005018 | Labor
[72 empty] | 2009 | 11 | 971 | 108 | 53 | 70 | 000 | -16 | SUPV REVERAL FRINGE | 005018 | 005018 | Labor
[72 empty] | 2009 | 11 | 971 | 108 | 56 | 70 | 000 | -321.15 | SUPV REVERAL FRINGE | 005018 | 005018 | Labor
[72 empty] | 2009 | 12 | 971 | 108 | 50 | 0 | 000 | -313.43 | SUPV REVERSL UNDISTR | 005018 | 005018 | Labor
[72 empty] | 2009 | 12 | 971 | 108 | 53 | 0 | 000 | -111.99 | SUPV REVERSL UNDISTR | 005018 | 005018 | Labor
[72 empty] | 2009 | 12 | 971 | 108 | 56 | 0 | 000 | -1380.44 | SUPV REVERSL UNDISTR | 005018 | 005018 | Labor
[72 empty] | 2009 | 12 | 971 | 108 | 50 | 70 | 000 | -94.03 | SUPV REVERAL FRINGE | 005018 | 005018 | Labor
[72 empty] | 2009 | 12 | 971 | 108 | 53 | 70 | 000 | -33.6 | SUPV REVERAL FRINGE | 005018 | 005018 | Labor
[72 empty] | 2009 | 12 | 971 | 108 | 56 | 70 | 000 | -414.13 | SUPV REVERAL FRINGE | 005018 | 005018 | Labor
[72 empty] | 2010 | 1 | 971 | 108 | 53 | 0 | 000 | 51.62 | SUPV REVERSL UNDISTR | 005018 | 005018 | Labor
[72 empty] | 2010 | 1 | 971 | 108 | 56 | 0 | 000 | 28.63 | SUPV REVERSL UNDISTR | 005018 | 005018 | Labor
[72 empty] | 2010 | 1 | 971 | 108 | 53 | 70 | 000 | 15.49 | SUPV REVERAL FRINGE | 005018 | 005018 | Labor
[72 empty] | 2010 | 1 | 971 | 108 | 56 | 70 | 000 | 8.59 | SUPV REVERAL FRINGE | 005018 | 005018 | Labor
[72 empty] | 2010 | 2 | 971 | 108 | 53 | 0 | 000 | -120.53 | SUPV REVERSL UNDISTR | 005018 | 005018 | Labor
[72 empty] | 2010 | 2 | 971 | 108 | 53 | 70 | 000 | -45.8 | SUPV REVERAL FRINGE | 005018 | 005018 | Labor
[72 empty] | 2010 | 3 | 971 | 108 | 50 | 0 | 000 | -33.76 | SUPV REVERSL UNDISTR | 005018 | 005018 | Labor
[72 empty] | 2010 | 3 | 971 | 108 | 53 | 0 | 000 | -130.03 | SUPV REVERSL UNDISTR | 005018 | 005018 | Labor
[72 empty] | 2010 | 3 | 971 | 108 | 50 | 70 | 000 | -12.83 | SUPV REVERAL FRINGE | 005018 | 005018 | Labor
[72 empty] | 2010 | 3 | 971 | 108 | 53 | 70 | 000 | -49.41 | SUPV REVERAL FRINGE | 005018 | 005018 | Labor
[72 empty] | 2010 | 4 | 971 | 108 | 50 | 0 | 000 | -156.66 | SUPV REVERSL UNDISTR | 005018 | 005018 | Labor
[72 empty] | 2010 | 4 | 971 | 108 | 53 | 0 | 000 | -589.19 | SUPV REVERSL UNDISTR | 005018 | 005018 | Labor
[72 empty] | 2010 | 4 | 971 | 108 | 50 | 70 | 000 | -59.53 | SUPV REVERAL FRINGE | 005018 | 005018 | Labor
[72 empty] | 2010 | 4 | 971 | 108 | 53 | 70 | 000 | -223.89 | SUPV REVERAL FRINGE | 005018 | 005018 | Labor
[72 empty] | 2010 | 5 | 971 | 108 | 50 | 0 | 000 | -219.13 | SUPV REVERSL UNDISTR | 005018 | 005018 | Labor
[72 empty] | 2010 | 5 | 971 | 108 | 53 | 0 | 000 | -418.73 | SUPV REVERSL UNDISTR | 005018 | 005018 | Labor
[72 empty] | 2010 | 5 | 971 | 108 | 56 | 0 | 000 | -427.34 | SUPV REVERSL UNDISTR | 005018 | 005018 | Labor
[72 empty] | 2010 | 5 | 971 | 108 | 50 | 70 | 000 | -83.27 | SUPV REVERAL FRINGE | 005018 | 005018 | Labor
[72 empty] | 2010 | 5 | 971 | 108 | 53 | 70 | 000 | -159.12 | SUPV REVERAL FRINGE | 005018 | 005018 | Labor
[72 empty] | 2010 | 5 | 971 | 108 | 56 | 70 | 000 | -162.39 | SUPV REVERAL FRINGE | 005018 | 005018 | Labor
[72 empty] | 2010 | 6 | 971 | 108 | 50 | 0 | 000 | -301.85 | SUPV REVERSL UNDISTR | 005018 | 005018 | Labor
[72 empty] | 2010 | 6 | 971 | 108 | 51 | 0 | 000 | -38.95 | SUPV REVERSL UNDISTR | 005018 | 005018 | Labor
[72 empty] | 2010 | 6 | 971 | 108 | 54 | 0 | 000 | -212.14 | SUPV REVERSL UNDISTR | 005018 | 005018 | Labor
[72 empty] | 2010 | 6 | 971 | 108 | 56 | 0 | 000 | -1264.26 | SUPV REVERSL UNDISTR | 005018 | 005018 | Labor
[72 empty] | 2010 | 6 | 971 | 108 | 50 | 70 | 000 | -114.7 | SUPV REVERAL FRINGE | 005018 | 005018 | Labor
[72 empty] | 2010 | 6 | 971 | 108 | 51 | 70 | 000 | -14.8 | SUPV REVERAL FRINGE | 005018 | 005018 | Labor
[72 empty] | 2010 | 6 | 971 | 108 | 54 | 70 | 000 | -80.61 | SUPV REVERAL FRINGE | 005018 | 005018 | Labor
[72 empty] | 2010 | 6 | 971 | 108 | 56 | 70 | 000 | -480.42 | SUPV REVERAL FRINGE | 005018 | 005018 | Labor
[72 empty] | 2010 | 7 | 971 | 108 | 50 | 0 | 000 | -1225 | SUPV REVERSL UNDISTR | 005018 | 005018 | Labor
[72 empty] | 2010 | 7 | 971 | 108 | 51 | 0 | 000 | -1765.04 | SUPV REVERSL UNDISTR | 005018 | 005018 | Labor
[72 empty] | 2010 | 7 | 971 | 108 | 54 | 0 | 000 | -342.89 | SUPV REVERSL UNDISTR | 005018 | 005018 | Labor
[72 empty] | 2010 | 7 | 971 | 108 | 56 | 0 | 000 | -685.78 | SUPV REVERSL UNDISTR | 005018 | 005018 | Labor
[72 empty] | 2010 | 7 | 971 | 108 | 50 | 70 | 000 | -465.5 | SUPV REVERAL FRINGE | 005018 | 005018 | Labor
[72 empty] | 2010 | 7 | 971 | 108 | 51 | 70 | 000 | -670.72 | SUPV REVERAL FRINGE | 005018 | 005018 | Labor
[72 empty] | 2010 | 7 | 971 | 108 | 54 | 70 | 000 | -130.3 | SUPV REVERAL FRINGE | 005018 | 005018 | Labor
[72 empty] | 2010 | 7 | 971 | 108 | 56 | 70 | 000 | -260.6 | SUPV REVERAL FRINGE | 005018 | 005018 | Labor
[72 empty] | 2010 | 8 | 971 | 108 | 50 | 0 | 000 | -192.18 | SUPV REVERSL UNDISTR | 005018 | 005018 | Labor
[72 empty] | 2010 | 8 | 971 | 108 | 51 | 0 | 000 | -135.95 | SUPV REVERSL UNDISTR | 005018 | 005018 | Labor
[72 empty] | 2010 | 8 | 971 | 108 | 52 | 0 | 000 | -123.04 | SUPV REVERSL UNDISTR | 005018 | 005018 | Labor
[72 empty] | 2010 | 8 | 971 | 108 | 54 | 0 | 000 | -58.08 | SUPV REVERSL UNDISTR | 005018 | 005018 | Labor
[72 empty] | 2010 | 8 | 971 | 108 | 56 | 0 | 000 | -48.47 | SUPV REVERSL UNDISTR | 005018 | 005018 | Labor
[72 empty] | 2010 | 8 | 971 | 108 | 50 | 70 | 000 | -73.03 | SUPV REVERAL FRINGE | 005018 | 005018 | Labor
[72 empty] | 2010 | 8 | 971 | 108 | 51 | 70 | 000 | -51.66 | SUPV REVERAL FRINGE | 005018 | 005018 | Labor
[72 empty] | 2010 | 8 | 971 | 108 | 52 | 70 | 000 | -46.76 | SUPV REVERAL FRINGE | 005018 | 005018 | Labor
[72 empty] | 2010 | 8 | 971 | 108 | 54 | 70 | 000 | -22.07 | SUPV REVERAL FRINGE | 005018 | 005018 | Labor
[72 empty] | 2010 | 8 | 971 | 108 | 56 | 70 | 000 | -18.42 | SUPV REVERAL FRINGE | 005018 | 005018 | Labor
[72 empty] | 2010 | 9 | 971 | 108 | 50 | 0 | 000 | -989.07 | SUPV REVERSL UNDISTR | 005018 | 005018 | Labor
[72 empty] | 2010 | 9 | 971 | 108 | 51 | 0 | 000 | -795.29 | SUPV REVERSL UNDISTR | 005018 | 005018 | Labor
[72 empty] | 2010 | 9 | 971 | 108 | 52 | 0 | 000 | -364.77 | SUPV REVERSL UNDISTR | 005018 | 005018 | Labor
[72 empty] | 2010 | 9 | 971 | 108 | 56 | 0 | 000 | -433.1 | SUPV REVERSL UNDISTR | 005018 | 005018 | Labor
[72 empty] | 2010 | 9 | 971 | 108 | 50 | 70 | 000 | -375.85 | SUPV REVERAL FRINGE | 005018 | 005018 | Labor
[72 empty] | 2010 | 9 | 971 | 108 | 51 | 70 | 000 | -302.21 | SUPV REVERAL FRINGE | 005018 | 005018 | Labor
[72 empty] | 2010 | 9 | 971 | 108 | 52 | 70 | 000 | -138.61 | SUPV REVERAL FRINGE | 005018 | 005018 | Labor
[72 empty] | 2010 | 9 | 971 | 108 | 56 | 70 | 000 | -164.58 | SUPV REVERAL FRINGE | 005018 | 005018 | Labor
[72 empty] | 2010 | 10 | 971 | 108 | 50 | 0 | 000 | -477.67 | SUPV REVERSL UNDISTR | 005018 | 005018 | Labor
[72 empty] | 2010 | 10 | 971 | 108 | 56 | 0 | 000 | -318.43 | SUPV REVERSL UNDISTR | 005018 | 005018 | Labor
[72 empty] | 2010 | 10 | 971 | 108 | 50 | 70 | 000 | -181.51 | SUPV REVERAL FRINGE | 005018 | 005018 | Labor
[72 empty] | 2010 | 10 | 971 | 108 | 56 | 70 | 000 | -121 | SUPV REVERAL FRINGE | 005018 | 005018 | Labor
[72 empty] | 2010 | 11 | 971 | 108 | 50 | 0 | 000 | -1085.59 | SUPV REVERSL UNDISTR | 005018 | 005018 | Labor
[72 empty] | 2010 | 11 | 971 | 108 | 51 | 0 | 000 | -1551.49 | SUPV REVERSL UNDISTR | 005018 | 005018 | Labor
[72 empty] | 2010 | 11 | 971 | 108 | 52 | 0 | 000 | -570.31 | SUPV REVERSL UNDISTR | 005018 | 005018 | Labor
[72 empty] | 2010 | 11 | 971 | 108 | 56 | 0 | 000 | -322.53 | SUPV REVERSL UNDISTR | 005018 | 005018 | Labor
[72 empty] | 2010 | 11 | 971 | 108 | 50 | 70 | 000 | -412.52 | SUPV REVERAL FRINGE | 005018 | 005018 | Labor
[72 empty] | 2010 | 11 | 971 | 108 | 51 | 70 | 000 | -589.57 | SUPV REVERAL FRINGE | 005018 | 005018 | Labor
[72 empty] | 2010 | 11 | 971 | 108 | 52 | 70 | 000 | -216.72 | SUPV REVERAL FRINGE | 005018 | 005018 | Labor
[72 empty] | 2010 | 11 | 971 | 108 | 56 | 70 | 000 | -122.56 | SUPV REVERAL FRINGE | 005018 | 005018 | Labor
[72 empty] | 2010 | 12 | 971 | 108 | 50 | 0 | 000 | -2528.82 | SUPV REVERSL UNDISTR | 005018 | 005018 | Labor
[72 empty] | 2010 | 12 | 971 | 108 | 51 | 0 | 000 | -2656.22 | SUPV REVERSL UNDISTR | 005018 | 005018 | Labor
[72 empty] | 2010 | 12 | 971 | 108 | 52 | 0 | 000 | -945.87 | SUPV REVERSL UNDISTR | 005018 | 005018 | Labor
[72 empty] | 2010 | 12 | 971 | 108 | 56 | 0 | 000 | -273.5 | SUPV REVERSL UNDISTR | 005018 | 005018 | Labor
[72 empty] | 2010 | 12 | 971 | 108 | 50 | 70 | 000 | -960.95 | SUPV REVERAL FRINGE | 005018 | 005018 | Labor
[72 empty] | 2010 | 12 | 971 | 108 | 51 | 70 | 000 | -1009.36 | SUPV REVERAL FRINGE | 005018 | 005018 | Labor
[72 empty] | 2010 | 12 | 971 | 108 | 52 | 70 | 000 | -359.43 | SUPV REVERAL FRINGE | 005018 | 005018 | Labor
[72 empty] | 2010 | 12 | 971 | 108 | 56 | 70 | 000 | -103.93 | SUPV REVERAL FRINGE | 005018 | 005018 | Labor
[72 empty] | 2007 | 4 | 972 | 108 | 50 | 0 | 000 | -3.79 | SUPV REVERSL UNDISTR | 005018 | 005018 | Labor
[72 empty] | 2007 | 4 | 972 | 108 | 51 | 0 | 000 | -3.79 | SUPV REVERSL UNDISTR | 005018 | 005018 | Labor
[72 empty] | 2007 | 4 | 972 | 108 | 52 | 0 | 000 | -3.79 | SUPV REVERSL UNDISTR | 005018 | 005018 | Labor
[72 empty] | 2007 | 4 | 972 | 108 | 53 | 0 | 000 | -3.79 | SUPV REVERSL UNDISTR | 005018 | 005018 | Labor
[72 empty] | 2007 | 4 | 972 | 108 | 50 | 70 | 000 | -1.21 | SUPV REVERAL FRINGE | 005018 | 005018 | Labor
[72 empty] | 2007 | 4 | 972 | 108 | 51 | 70 | 000 | -1.21 | SUPV REVERAL FRINGE | 005018 | 005018 | Labor
[72 empty] | 2007 | 4 | 972 | 108 | 52 | 70 | 000 | -1.21 | SUPV REVERAL FRINGE | 005018 | 005018 | Labor
[72 empty] | 2007 | 4 | 972 | 108 | 53 | 70 | 000 | -1.21 | SUPV REVERAL FRINGE | 005018 | 005018 | Labor
[72 empty] | 2007 | 5 | 972 | 108 | 51 | 0 | 000 | -11.16 | SUPV REVERSL UNDISTR | 005018 | 005018 | Labor
[72 empty] | 2007 | 5 | 972 | 108 | 52 | 0 | 000 | -11.16 | SUPV REVERSL UNDISTR | 005018 | 005018 | Labor
[72 empty] | 2007 | 5 | 972 | 108 | 51 | 70 | 000 | -3.57 | SUPV REVERAL FRINGE | 005018 | 005018 | Labor
[72 empty] | 2007 | 5 | 972 | 108 | 52 | 70 | 000 | -3.57 | SUPV REVERAL FRINGE | 005018 | 005018 | Labor
[72 empty] | 2007 | 6 | 972 | 108 | 53 | 0 | 000 | -21.14 | SUPV REVERSL UNDISTR | 005018 | 005018 | Labor
[72 empty] | 2007 | 6 | 972 | 108 | 54 | 0 | 000 | -21.14 | SUPV REVERSL UNDISTR | 005018 | 005018 | Labor
[72 empty] | 2007 | 6 | 972 | 108 | 53 | 70 | 000 | -6.76 | SUPV REVERAL FRINGE | 005018 | 005018 | Labor
[72 empty] | 2007 | 6 | 972 | 108 | 54 | 70 | 000 | -6.76 | SUPV REVERAL FRINGE | 005018 | 005018 | Labor
[72 empty] | 2007 | 7 | 972 | 108 | 51 | 0 | 000 | -24.2 | SUPV REVERSL UNDISTR | 005018 | 005018 | Labor
[72 empty] | 2007 | 7 | 972 | 108 | 51 | 70 | 000 | -7.74 | SUPV REVERAL FRINGE | 005018 | 005018 | Labor
[72 empty] | 2007 | 8 | 972 | 108 | 53 | 0 | 000 | -35.7 | SUPV REVERSL UNDISTR | 005018 | 005018 | Labor
[72 empty] | 2007 | 8 | 972 | 108 | 54 | 0 | 000 | -35.7 | SUPV REVERSL UNDISTR | 005018 | 005018 | Labor
[72 empty] | 2007 | 8 | 972 | 108 | 53 | 70 | 000 | -11.42 | SUPV REVERAL FRINGE | 005018 | 005018 | Labor
[72 empty] | 2007 | 8 | 972 | 108 | 54 | 70 | 000 | -11.42 | SUPV REVERAL FRINGE | 005018 | 005018 | Labor
[72 empty] | 2007 | 10 | 972 | 108 | 52 | 0 | 000 | -63.88 | SUPV REVERSL UNDISTR | 005018 | 005018 | Labor
[72 empty] | 2007 | 10 | 972 | 108 | 53 | 0 | 000 | -63.9 | SUPV REVERSL UNDISTR | 005018 | 005018 | Labor
[72 empty] | 2007 | 10 | 972 | 108 | 54 | 0 | 000 | -63.9 | SUPV REVERSL UNDISTR | 005018 | 005018 | Labor
[72 empty] | 2007 | 10 | 972 | 108 | 52 | 70 | 000 | -20.44 | SUPV REVERAL FRINGE | 005018 | 005018 | Labor
[72 empty] | 2007 | 10 | 972 | 108 | 53 | 70 | 000 | -20.45 | SUPV REVERAL FRINGE | 005018 | 005018 | Labor
[72 empty] | 2007 | 10 | 972 | 108 | 54 | 70 | 000 | -20.45 | SUPV REVERAL FRINGE | 005018 | 005018 | Labor
[72 empty] | 2007 | 11 | 972 | 108 | 52 | 0 | 000 | -194.29 | SUPV REVERSL UNDISTR | 005018 | 005018 | Labor
[72 empty] | 2007 | 11 | 972 | 108 | 53 | 0 | 000 | -194.29 | SUPV REVERSL UNDISTR | 005018 | 005018 | Labor
[72 empty] | 2007 | 11 | 972 | 108 | 54 | 0 | 000 | -194.29 | SUPV REVERSL UNDISTR | 005018 | 005018 | Labor
[72 empty] | 2007 | 11 | 972 | 108 | 52 | 70 | 000 | -62.17 | SUPV REVERAL FRINGE | 005018 | 005018 | Labor
[72 empty] | 2007 | 11 | 972 | 108 | 53 | 70 | 000 | -62.17 | SUPV REVERAL FRINGE | 005018 | 005018 | Labor
[72 empty] | 2007 | 11 | 972 | 108 | 54 | 70 | 000 | -62.17 | SUPV REVERAL FRINGE | 005018 | 005018 | Labor
[72 empty] | 2007 | 12 | 972 | 108 | 52 | 0 | 000 | -343.81 | SUPV REVERSL UNDISTR | 005018 | 005018 | Labor
[72 empty] | 2007 | 12 | 972 | 108 | 53 | 0 | 000 | -343.81 | SUPV REVERSL UNDISTR | 005018 | 005018 | Labor
[72 empty] | 2007 | 12 | 972 | 108 | 54 | 0 | 000 | -343.81 | SUPV REVERSL UNDISTR | 005018 | 005018 | Labor
[72 empty] | 2007 | 12 | 972 | 108 | 52 | 70 | 000 | -110.02 | SUPV REVERAL FRINGE | 005018 | 005018 | Labor
[72 empty] | 2007 | 12 | 972 | 108 | 53 | 70 | 000 | -110.02 | SUPV REVERAL FRINGE | 005018 | 005018 | Labor
[72 empty] | 2007 | 12 | 972 | 108 | 54 | 70 | 000 | -110.02 | SUPV REVERAL FRINGE | 005018 | 005018 | Labor
[72 empty] | 2008 | 1 | 972 | 108 | 52 | 0 | 000 | -188.46 | SUPV REVERSL UNDISTR | 005018 | 005018 | Labor
[72 empty] | 2008 | 1 | 972 | 108 | 53 | 0 | 000 | -188.46 | SUPV REVERSL UNDISTR | 005018 | 005018 | Labor
[72 empty] | 2008 | 1 | 972 | 108 | 54 | 0 | 000 | -188.46 | SUPV REVERSL UNDISTR | 005018 | 005018 | Labor
[72 empty] | 2008 | 1 | 972 | 108 | 52 | 70 | 000 | -60.31 | SUPV REVERAL FRINGE | 005018 | 005018 | Labor
[72 empty] | 2008 | 1 | 972 | 108 | 53 | 70 | 000 | -60.31 | SUPV REVERAL FRINGE | 005018 | 005018 | Labor
[72 empty] | 2008 | 1 | 972 | 108 | 54 | 70 | 000 | -60.31 | SUPV REVERAL FRINGE | 005018 | 005018 | Labor
[72 empty] | 2008 | 2 | 972 | 108 | 52 | 0 | 000 | 16.91 | SUPV REVERSL UNDISTR | 005018 | 005018 | Labor
[72 empty] | 2008 | 2 | 972 | 108 | 53 | 0 | 000 | 16.91 | SUPV REVERSL UNDISTR | 005018 | 005018 | Labor
[72 empty] | 2008 | 2 | 972 | 108 | 54 | 0 | 000 | 16.91 | SUPV REVERSL UNDISTR | 005018 | 005018 | Labor
[72 empty] | 2008 | 2 | 972 | 108 | 52 | 70 | 000 | 5.07 | SUPV REVERAL FRINGE | 005018 | 005018 | Labor
[72 empty] | 2008 | 2 | 972 | 108 | 53 | 70 | 000 | 5.07 | SUPV REVERAL FRINGE | 005018 | 005018 | Labor
[72 empty] | 2008 | 2 | 972 | 108 | 54 | 70 | 000 | 5.07 | SUPV REVERAL FRINGE | 005018 | 005018 | Labor
[72 empty] | 2009 | 4 | 972 | 108 | 51 | 0 | 000 | -144.52 | SUPV REVERSL UNDISTR | 005018 | 005018 | Labor
[72 empty] | 2009 | 4 | 972 | 108 | 51 | 70 | 000 | -43.36 | SUPV REVERAL FRINGE | 005018 | 005018 | Labor
[72 empty] | 2009 | 5 | 972 | 108 | 51 | 0 | 000 | -407.72 | SUPV REVERSL UNDISTR | 005018 | 005018 | Labor
[72 empty] | 2009 | 5 | 972 | 108 | 51 | 70 | 000 | -122.32 | SUPV REVERAL FRINGE | 005018 | 005018 | Labor
[72 empty] | 2009 | 9 | 972 | 108 | 50 | 0 | 000 | -42.43 | SUPV REVERSL UNDISTR | 005018 | 005018 | Labor
[72 empty] | 2009 | 9 | 972 | 108 | 50 | 70 | 000 | -12.73 | SUPV REVERAL FRINGE | 005018 | 005018 | Labor
[72 empty] | 2009 | 10 | 972 | 108 | 50 | 0 | 000 | -72.11 | SUPV REVERSL UNDISTR | 005018 | 005018 | Labor
[72 empty] | 2009 | 10 | 972 | 108 | 50 | 70 | 000 | -21.63 | SUPV REVERAL FRINGE | 005018 | 005018 | Labor
[72 empty] | 2009 | 11 | 972 | 108 | 50 | 0 | 000 | -245.87 | SUPV REVERSL UNDISTR | 005018 | 005018 | Labor
[72 empty] | 2009 | 11 | 972 | 108 | 50 | 70 | 000 | -73.76 | SUPV REVERAL FRINGE | 005018 | 005018 | Labor
[72 empty] | 2009 | 12 | 972 | 108 | 50 | 0 | 000 | -205.94 | SUPV REVERSL UNDISTR | 005018 | 005018 | Labor
[72 empty] | 2009 | 12 | 972 | 108 | 50 | 70 | 000 | -61.78 | SUPV REVERAL FRINGE | 005018 | 005018 | Labor
[72 empty] | 2010 | 1 | 972 | 108 | 50 | 0 | 000 | 13.13 | SUPV REVERSL UNDISTR | 005018 | 005018 | Labor
[72 empty] | 2010 | 1 | 972 | 108 | 50 | 70 | 000 | 3.94 | SUPV REVERAL FRINGE | 005018 | 005018 | Labor
[72 empty] | 2010 | 2 | 972 | 108 | 50 | 0 | 000 | -31.8 | SUPV REVERSL UNDISTR | 005018 | 005018 | Labor
[72 empty] | 2010 | 2 | 972 | 108 | 50 | 70 | 000 | -12.08 | SUPV REVERAL FRINGE | 005018 | 005018 | Labor
[72 empty] | 2010 | 3 | 972 | 108 | 50 | 0 | 000 | -31.4 | SUPV REVERSL UNDISTR | 005018 | 005018 | Labor
[72 empty] | 2010 | 3 | 972 | 108 | 50 | 70 | 000 | -11.93 | SUPV REVERAL FRINGE | 005018 | 005018 | Labor
[72 empty] | 2010 | 4 | 972 | 108 | 50 | 0 | 000 | -57.7 | SUPV REVERSL UNDISTR | 005018 | 005018 | Labor
[72 empty] | 2010 | 4 | 972 | 108 | 50 | 70 | 000 | -21.93 | SUPV REVERAL FRINGE | 005018 | 005018 | Labor
[72 empty] | 2010 | 5 | 972 | 108 | 50 | 0 | 000 | -102.6 | SUPV REVERSL UNDISTR | 005018 | 005018 | Labor
[72 empty] | 2010 | 5 | 972 | 108 | 50 | 70 | 000 | -38.99 | SUPV REVERAL FRINGE | 005018 | 005018 | Labor
[72 empty] | 2010 | 6 | 972 | 108 | 50 | 0 | 000 | -124.44 | SUPV REVERSL UNDISTR | 005018 | 005018 | Labor
[72 empty] | 2010 | 6 | 972 | 108 | 50 | 70 | 000 | -47.29 | SUPV REVERAL FRINGE | 005018 | 005018 | Labor
[72 empty] | 2010 | 7 | 972 | 108 | 50 | 0 | 000 | -181.45 | SUPV REVERSL UNDISTR | 005018 | 005018 | Labor
[72 empty] | 2010 | 7 | 972 | 108 | 50 | 70 | 000 | -68.95 | SUPV REVERAL FRINGE | 005018 | 005018 | Labor
[72 empty] | 2010 | 8 | 972 | 108 | 50 | 0 | 000 | -14.73 | SUPV REVERSL UNDISTR | 005018 | 005018 | Labor
[72 empty] | 2010 | 8 | 972 | 108 | 51 | 0 | 000 | -60.1 | SUPV REVERSL UNDISTR | 005018 | 005018 | Labor
[72 empty] | 2010 | 8 | 972 | 108 | 52 | 0 | 000 | -40.05 | SUPV REVERSL UNDISTR | 005018 | 005018 | Labor
[72 empty] | 2010 | 8 | 972 | 108 | 50 | 70 | 000 | -5.6 | SUPV REVERAL FRINGE | 005018 | 005018 | Labor
[72 empty] | 2010 | 8 | 972 | 108 | 51 | 70 | 000 | -22.84 | SUPV REVERAL FRINGE | 005018 | 005018 | Labor
[72 empty] | 2010 | 8 | 972 | 108 | 52 | 70 | 000 | -15.22 | SUPV REVERAL FRINGE | 005018 | 005018 | Labor
[72 empty] | 2010 | 9 | 972 | 108 | 51 | 0 | 000 | -127.81 | SUPV REVERSL UNDISTR | 005018 | 005018 | Labor
[72 empty] | 2010 | 9 | 972 | 108 | 52 | 0 | 000 | -127.81 | SUPV REVERSL UNDISTR | 005018 | 005018 | Labor
[72 empty] | 2010 | 9 | 972 | 108 | 51 | 70 | 000 | -48.57 | SUPV REVERAL FRINGE | 005018 | 005018 | Labor
[72 empty] | 2010 | 9 | 972 | 108 | 52 | 70 | 000 | -48.57 | SUPV REVERAL FRINGE | 005018 | 005018 | Labor
[72 empty] | 2010 | 10 | 972 | 108 | 50 | 0 | 000 | -914.37 | SUPV REVERSL UNDISTR | 005018 | 005018 | Labor
[72 empty] | 2010 | 10 | 972 | 108 | 51 | 0 | 000 | -1758.39 | SUPV REVERSL UNDISTR | 005018 | 005018 | Labor
[72 empty] | 2010 | 10 | 972 | 108 | 52 | 0 | 000 | -441.11 | SUPV REVERSL UNDISTR | 005018 | 005018 | Labor
[72 empty] | 2010 | 10 | 972 | 108 | 54 | 0 | 000 | -75.11 | SUPV REVERSL UNDISTR | 005018 | 005018 | Labor
[72 empty] | 2010 | 10 | 972 | 108 | 55 | 0 | 000 | -75.11 | SUPV REVERSL UNDISTR | 005018 | 005018 | Labor
[72 empty] | 2010 | 10 | 972 | 108 | 56 | 0 | 000 | -401.44 | SUPV REVERSL UNDISTR | 005018 | 005018 | Labor
[72 empty] | 2010 | 10 | 972 | 108 | 50 | 70 | 000 | -347.46 | SUPV REVERAL FRINGE | 005018 | 005018 | Labor
[72 empty] | 2010 | 10 | 972 | 108 | 51 | 70 | 000 | -668.19 | SUPV REVERAL FRINGE | 005018 | 005018 | Labor
[72 empty] | 2010 | 10 | 972 | 108 | 52 | 70 | 000 | -167.62 | SUPV REVERAL FRINGE | 005018 | 005018 | Labor
[72 empty] | 2010 | 10 | 972 | 108 | 54 | 70 | 000 | -28.54 | SUPV REVERAL FRINGE | 005018 | 005018 | Labor
[72 empty] | 2010 | 10 | 972 | 108 | 55 | 70 | 000 | -28.54 | SUPV REVERAL FRINGE | 005018 | 005018 | Labor
[72 empty] | 2010 | 10 | 972 | 108 | 56 | 70 | 000 | -152.55 | SUPV REVERAL FRINGE | 005018 | 005018 | Labor
[72 empty] | 2010 | 11 | 972 | 108 | 50 | 0 | 000 | -659.1 | SUPV REVERSL UNDISTR | 005018 | 005018 | Labor
[72 empty] | 2010 | 11 | 972 | 108 | 51 | 0 | 000 | -190.34 | SUPV REVERSL UNDISTR | 005018 | 005018 | Labor
[72 empty] | 2010 | 11 | 972 | 108 | 52 | 0 | 000 | -170.85 | SUPV REVERSL UNDISTR | 005018 | 005018 | Labor
[72 empty] | 2010 | 11 | 972 | 108 | 56 | 0 | 000 | -103.98 | SUPV REVERSL UNDISTR | 005018 | 005018 | Labor
[72 empty] | 2010 | 11 | 972 | 108 | 50 | 70 | 000 | -250.46 | SUPV REVERAL FRINGE | 005018 | 005018 | Labor
[72 empty] | 2010 | 11 | 972 | 108 | 51 | 70 | 000 | -72.33 | SUPV REVERAL FRINGE | 005018 | 005018 | Labor
[72 empty] | 2010 | 11 | 972 | 108 | 52 | 70 | 000 | -64.92 | SUPV REVERAL FRINGE | 005018 | 005018 | Labor
[72 empty] | 2010 | 11 | 972 | 108 | 56 | 70 | 000 | -39.51 | SUPV REVERAL FRINGE | 005018 | 005018 | Labor
[72 empty] | 2007 | 4 | 973 | 108 | 51 | 0 | 000 | -2.2 | SUPV REVERSL UNDISTR | 005018 | 005018 | Labor
[72 empty] | 2007 | 4 | 973 | 108 | 51 | 70 | 000 | -0.7 | SUPV REVERAL FRINGE | 005018 | 005018 | Labor
[72 empty] | 2007 | 5 | 973 | 108 | 50 | 0 | 000 | -10.44 | SUPV REVERSL UNDISTR | 005018 | 005018 | Labor
[72 empty] | 2007 | 5 | 973 | 108 | 50 | 70 | 000 | -3.34 | SUPV REVERAL FRINGE | 005018 | 005018 | Labor
[72 empty] | 2007 | 6 | 973 | 108 | 50 | 0 | 000 | -275.66 | SUPV REVERSL UNDISTR | 005018 | 005018 | Labor
[72 empty] | 2007 | 6 | 973 | 108 | 50 | 70 | 000 | -88.21 | SUPV REVERAL FRINGE | 005018 | 005018 | Labor
[72 empty] | 2007 | 7 | 973 | 108 | 50 | 0 | 000 | -307.77 | SUPV REVERSL UNDISTR | 005018 | 005018 | Labor
[72 empty] | 2007 | 7 | 973 | 108 | 50 | 70 | 000 | -98.49 | SUPV REVERAL FRINGE | 005018 | 005018 | Labor
[72 empty] | 2007 | 8 | 973 | 108 | 50 | 0 | 000 | -546.39 | SUPV REVERSL UNDISTR | 005018 | 005018 | Labor
[72 empty] | 2007 | 8 | 973 | 108 | 50 | 70 | 000 | -174.84 | SUPV REVERAL FRINGE | 005018 | 005018 | Labor
[72 empty] | 2009 | 10 | 992 | 108 | 50 | 0 | 000 | -143.95 | SUPV REVERSL UNDISTR | 005018 | 005018 | Labor
[72 empty] | 2009 | 10 | 992 | 108 | 50 | 70 | 000 | -43.19 | SUPV REVERAL FRINGE | 005018 | 005018 | Labor
[72 empty] | 2009 | 11 | 992 | 108 | 50 | 0 | 000 | -706.18 | SUPV REVERSL UNDISTR | 005018 | 005018 | Labor
[72 empty] | 2009 | 11 | 992 | 108 | 50 | 70 | 000 | -211.85 | SUPV REVERAL FRINGE | 005018 | 005018 | Labor
[72 empty] | 2009 | 12 | 992 | 108 | 50 | 0 | 000 | -589.83 | SUPV REVERSL UNDISTR | 005018 | 005018 | Labor
[72 empty] | 2009 | 12 | 992 | 108 | 50 | 70 | 000 | -176.95 | SUPV REVERAL FRINGE | 005018 | 005018 | Labor
[72 empty] | 2010 | 1 | 992 | 108 | 50 | 0 | 000 | 56.46 | SUPV REVERSL UNDISTR | 005018 | 005018 | Labor
[72 empty] | 2010 | 1 | 992 | 108 | 50 | 70 | 000 | 16.94 | SUPV REVERAL FRINGE | 005018 | 005018 | Labor
[72 empty] | 2010 | 2 | 992 | 108 | 50 | 0 | 000 | -175.33 | SUPV REVERSL UNDISTR | 005018 | 005018 | Labor
[72 empty] | 2010 | 2 | 992 | 108 | 50 | 70 | 000 | -66.63 | SUPV REVERAL FRINGE | 005018 | 005018 | Labor
[72 empty] | 2010 | 3 | 992 | 108 | 50 | 0 | 000 | -199.49 | SUPV REVERSL UNDISTR | 005018 | 005018 | Labor
[72 empty] | 2010 | 3 | 992 | 108 | 50 | 70 | 000 | -75.81 | SUPV REVERAL FRINGE | 005018 | 005018 | Labor
[72 empty] | 2010 | 4 | 992 | 108 | 50 | 0 | 000 | -456.74 | SUPV REVERSL UNDISTR | 005018 | 005018 | Labor
[72 empty] | 2010 | 4 | 992 | 108 | 50 | 70 | 000 | -173.56 | SUPV REVERAL FRINGE | 005018 | 005018 | Labor
[72 empty] | 2010 | 5 | 992 | 108 | 50 | 0 | 000 | -804.77 | SUPV REVERSL UNDISTR | 005018 | 005018 | Labor
[72 empty] | 2010 | 5 | 992 | 108 | 50 | 70 | 000 | -305.81 | SUPV REVERAL FRINGE | 005018 | 005018 | Labor
[72 empty] | 2010 | 6 | 992 | 108 | 50 | 0 | 000 | -1137.2 | SUPV REVERSL UNDISTR | 005018 | 005018 | Labor
[72 empty] | 2010 | 6 | 992 | 108 | 50 | 70 | 000 | -432.14 | SUPV REVERAL FRINGE | 005018 | 005018 | Labor
[72 empty] | 2010 | 7 | 992 | 108 | 50 | 0 | 000 | -1022.28 | SUPV REVERSL UNDISTR | 005018 | 005018 | Labor
[72 empty] | 2010 | 7 | 992 | 108 | 50 | 70 | 000 | -388.47 | SUPV REVERAL FRINGE | 005018 | 005018 | Labor
[72 empty] | 2010 | 8 | 992 | 108 | 50 | 0 | 000 | -114.83 | SUPV REVERSL UNDISTR | 005018 | 005018 | Labor
[72 empty] | 2010 | 8 | 992 | 108 | 50 | 70 | 000 | -43.64 | SUPV REVERAL FRINGE | 005018 | 005018 | Labor
[72 empty] | 2010 | 9 | 992 | 108 | 50 | 0 | 000 | -490.94 | SUPV REVERSL UNDISTR | 005018 | 005018 | Labor
[72 empty] | 2010 | 9 | 992 | 108 | 50 | 70 | 000 | -186.56 | SUPV REVERAL FRINGE | 005018 | 005018 | Labor
[72 empty] | 2010 | 10 | 992 | 108 | 50 | 0 | 000 | -733.09 | SUPV REVERSL UNDISTR | 005018 | 005018 | Labor
[72 empty] | 2010 | 10 | 992 | 108 | 50 | 70 | 000 | -278.57 | SUPV REVERAL FRINGE | 005018 | 005018 | Labor
[72 empty] | 2010 | 11 | 992 | 108 | 50 | 0 | 000 | -1313.04 | SUPV REVERSL UNDISTR | 005018 | 005018 | Labor
[72 empty] | 2010 | 11 | 992 | 108 | 50 | 70 | 000 | -498.96 | SUPV REVERAL FRINGE | 005018 | 005018 | Labor
[72 empty] | 2010 | 12 | 992 | 108 | 50 | 0 | 000 | -1608.88 | SUPV REVERSL UNDISTR | 005018 | 005018 | Labor
[72 empty] | 2010 | 12 | 992 | 108 | 50 | 70 | 000 | -611.37 | SUPV REVERAL FRINGE | 005018 | 005018 | Labor
[72 empty] | 2010 | 1 | 104 | 108 | 50 | 0 | 000 | 61.54 | S/T SUPV PAY DISTR | 005019 | 005019 | Labor
[72 empty] | 2010 | 2 | 104 | 108 | 50 | 0 | 000 | 2.15 | S/T SUPV PAY DISTR | 005019 | 005019 | Labor
[72 empty] | 2010 | 5 | 104 | 108 | 50 | 0 | 000 | 254.75 | S/T SUPV PAY DISTR | 005019 | 005019 | Labor
[72 empty] | 2010 | 6 | 104 | 108 | 50 | 0 | 000 | 382.13 | S/T SUPV PAY DISTR | 005019 | 005019 | Labor
[72 empty] | 2010 | 9 | 104 | 108 | 50 | 0 | 000 | 445.84 | S/T SUPV PAY DISTR | 005019 | 005019 | Labor
[72 empty] | 2010 | 2 | 465 | 108 | 50 | 0 | 000 | 484.59 | S/T SUPV PAY DISTR | 005019 | 005019 | Labor
[72 empty] | 2010 | 3 | 465 | 108 | 50 | 0 | 000 | 524.94 | S/T SUPV PAY DISTR | 005019 | 005019 | Labor
[72 empty] | 2010 | 4 | 465 | 108 | 50 | 0 | 000 | 1009.57 | S/T SUPV PAY DISTR | 005019 | 005019 | Labor
[72 empty] | 2010 | 5 | 465 | 108 | 50 | 0 | 000 | 726.89 | S/T SUPV PAY DISTR | 005019 | 005019 | Labor
[72 empty] | 2010 | 6 | 465 | 108 | 50 | 0 | 000 | 726.9 | S/T SUPV PAY DISTR | 005019 | 005019 | Labor
[72 empty] | 2010 | 7 | 465 | 108 | 50 | 0 | 000 | 40.38 | S/T SUPV PAY DISTR | 005019 | 005019 | Labor
[72 empty] | 2010 | 8 | 465 | 108 | 50 | 0 | 000 | 242.3 | S/T SUPV PAY DISTR | 005019 | 005019 | Labor
[72 empty] | 2010 | 9 | 465 | 108 | 50 | 0 | 000 | 40.38 | S/T SUPV PAY DISTR | 005019 | 005019 | Labor
[72 empty] | 2010 | 10 | 465 | 108 | 50 | 0 | 000 | 80.77 | S/T SUPV PAY DISTR | 005019 | 005019 | Labor
[72 empty] | 2010 | 11 | 465 | 108 | 50 | 0 | 000 | 375.01 | S/T SUPV PAY DISTR | 005019 | 005019 | Labor
[72 empty] | 2008 | 7 | 917 | 108 | 50 | 0 | 000 | 141.84 | S/T SUPV PAY DISTR | 005019 | 005019 | Labor
[72 empty] | 2010 | 12 | 926 | 108 | 50 | 0 | 000 | 382.14 | S/T SUPV PAY DISTR | 005019 | 005019 | Labor
[72 empty] | 2007 | 8 | 928 | 108 | 50 | 0 | 000 | 354.27 | S/T SUPV PAY DISTR | 005019 | 005019 | Labor
[72 empty] | 2007 | 9 | 928 | 108 | 50 | 0 | 000 | 769.18 | S/T SUPV PAY DISTR | 005019 | 005019 | Labor
[72 empty] | 2007 | 10 | 928 | 108 | 50 | 0 | 000 | 1255.17 | S/T SUPV PAY DISTR | 005019 | 005019 | Labor
[72 empty] | 2007 | 11 | 928 | 108 | 50 | 0 | 000 | 1756.82 | S/T SUPV PAY DISTR | 005019 | 005019 | Labor
[72 empty] | 2007 | 12 | 928 | 108 | 50 | 0 | 000 | 1472.49 | S/T SUPV PAY DISTR | 005019 | 005019 | Labor
[72 empty] | 2008 | 1 | 928 | 108 | 50 | 0 | 000 | 2739.53 | S/T SUPV PAY DISTR | 005019 | 005019 | Labor
[72 empty] | 2008 | 1 | 928 | 108 | 56 | 0 | 000 | 441.87 | S/T SUPV PAY DISTR | 005019 | 005019 | Labor
[72 empty] | 2008 | 2 | 928 | 108 | 50 | 0 | 000 | 2742.95 | S/T SUPV PAY DISTR | 005019 | 005019 | Labor
[72 empty] | 2008 | 3 | 928 | 108 | 50 | 0 | 000 | 2460.81 | S/T SUPV PAY DISTR | 005019 | 005019 | Labor
[72 empty] | 2008 | 4 | 928 | 108 | 50 | 0 | 000 | 3716.44 | S/T SUPV PAY DISTR | 005019 | 005019 | Labor
[72 empty] | 2008 | 5 | 928 | 108 | 50 | 0 | 000 | 2734.31 | S/T SUPV PAY DISTR | 005019 | 005019 | Labor
[72 empty] | 2008 | 6 | 928 | 108 | 50 | 0 | 000 | 2785.9 | S/T SUPV PAY DISTR | 005019 | 005019 | Labor
[72 empty] | 2008 | 7 | 928 | 108 | 50 | 0 | 000 | 2579.62 | S/T SUPV PAY DISTR | 005019 | 005019 | Labor
[72 empty] | 2008 | 8 | 928 | 108 | 50 | 0 | 000 | 1650.19 | S/T SUPV PAY DISTR | 005019 | 005019 | Labor
[72 empty] | 2008 | 9 | 928 | 108 | 50 | 0 | 000 | 312.89 | S/T SUPV PAY DISTR | 005019 | 005019 | Labor
[72 empty] | 2008 | 9 | 928 | 108 | 56 | 0 | 000 | 519.18 | S/T SUPV PAY DISTR | 005019 | 005019 | Labor
[72 empty] | 2008 | 10 | 928 | 108 | 50 | 0 | 000 | 2396.52 | S/T SUPV PAY DISTR | 005019 | 005019 | Labor
[72 empty] | 2008 | 11 | 928 | 108 | 50 | 0 | 000 | 2438.22 | S/T SUPV PAY DISTR | 005019 | 005019 | Labor
[72 empty] | 2008 | 12 | 928 | 108 | 50 | 0 | 000 | 793.82 | S/T SUPV PAY DISTR | 005019 | 005019 | Labor
[72 empty] | 2009 | 1 | 928 | 108 | 50 | 0 | 000 | 1888 | S/T SUPV PAY DISTR | 005019 | 005019 | Labor
[72 empty] | 2009 | 2 | 928 | 108 | 50 | 0 | 000 | 2166.24 | S/T SUPV PAY DISTR | 005019 | 005019 | Labor
[72 empty] | 2009 | 2 | 928 | 108 | 56 | 0 | 000 | 265.55 | S/T SUPV PAY DISTR | 005019 | 005019 | Labor
[72 empty] | 2009 | 3 | 928 | 108 | 50 | 0 | 000 | 1296.71 | S/T SUPV PAY DISTR | 005019 | 005019 | Labor
[72 empty] | 2009 | 4 | 928 | 108 | 50 | 0 | 000 | 1058.14 | S/T SUPV PAY DISTR | 005019 | 005019 | Labor
[72 empty] | 2009 | 5 | 928 | 108 | 50 | 0 | 000 | 69.71 | S/T SUPV PAY DISTR | 005019 | 005019 | Labor
[72 empty] | 2009 | 6 | 928 | 108 | 50 | 0 | 000 | 139.42 | S/T SUPV PAY DISTR | 005019 | 005019 | Labor
[72 empty] | 2009 | 7 | 928 | 108 | 50 | 0 | 000 | 69.71 | S/T SUPV PAY DISTR | 005019 | 005019 | Labor
[72 empty] | 2009 | 9 | 928 | 108 | 50 | 0 | 000 | 139.42 | S/T SUPV PAY DISTR | 005019 | 005019 | Labor
[72 empty] | 2007 | 3 | 961 | 108 | 50 | 0 | 000 | 1785.58 | S/T SUPV PAY DISTR | 005019 | 005019 | Labor
[72 empty] | 2007 | 4 | 961 | 108 | 50 | 0 | 000 | 2098.05 | S/T SUPV PAY DISTR | 005019 | 005019 | Labor
[72 empty] | 2007 | 5 | 961 | 108 | 50 | 0 | 000 | 1071.35 | S/T SUPV PAY DISTR | 005019 | 005019 | Labor
[72 empty] | 2007 | 6 | 961 | 108 | 50 | 0 | 000 | 1428.46 | S/T SUPV PAY DISTR | 005019 | 005019 | Labor
[72 empty] | 2007 | 7 | 961 | 108 | 50 | 0 | 000 | 1428.46 | S/T SUPV PAY DISTR | 005019 | 005019 | Labor
[72 empty] | 2007 | 8 | 961 | 108 | 50 | 0 | 000 | 5217.15 | S/T SUPV PAY DISTR | 005019 | 005019 | Labor
[72 empty] | 2007 | 9 | 961 | 108 | 50 | 0 | 000 | 3959.19 | S/T SUPV PAY DISTR | 005019 | 005019 | Labor
[72 empty] | 2007 | 10 | 961 | 108 | 50 | 0 | 000 | 5232.59 | S/T SUPV PAY DISTR | 005019 | 005019 | Labor
[72 empty] | 2007 | 11 | 961 | 108 | 50 | 0 | 000 | 6002.45 | S/T SUPV PAY DISTR | 005019 | 005019 | Labor
[72 empty] | 2007 | 12 | 961 | 108 | 50 | 0 | 000 | 5084.21 | S/T SUPV PAY DISTR | 005019 | 005019 | Labor
[72 empty] | 2008 | 1 | 961 | 108 | 50 | 0 | 000 | 7011.2 | S/T SUPV PAY DISTR | 005019 | 005019 | Labor
[72 empty] | 2008 | 2 | 961 | 108 | 50 | 0 | 000 | 5803.49 | S/T SUPV PAY DISTR | 005019 | 005019 | Labor
[72 empty] | 2008 | 3 | 961 | 108 | 50 | 0 | 000 | 4969.07 | S/T SUPV PAY DISTR | 005019 | 005019 | Labor
[72 empty] | 2008 | 4 | 961 | 108 | 50 | 0 | 000 | 5751.24 | S/T SUPV PAY DISTR | 005019 | 005019 | Labor
[72 empty] | 2008 | 5 | 961 | 108 | 50 | 0 | 000 | 4730.82 | S/T SUPV PAY DISTR | 005019 | 005019 | Labor
[72 empty] | 2008 | 6 | 961 | 108 | 50 | 0 | 000 | 4403.94 | S/T SUPV PAY DISTR | 005019 | 005019 | Labor
[72 empty] | 2008 | 7 | 961 | 108 | 50 | 0 | 000 | 5774.76 | S/T SUPV PAY DISTR | 005019 | 005019 | Labor
[72 empty] | 2008 | 8 | 961 | 108 | 50 | 0 | 000 | 4230.87 | S/T SUPV PAY DISTR | 005019 | 005019 | Labor
[72 empty] | 2008 | 9 | 961 | 108 | 50 | 0 | 000 | 5153.54 | S/T SUPV PAY DISTR | 005019 | 005019 | Labor
[72 empty] | 2008 | 10 | 961 | 108 | 50 | 0 | 000 | 2470.37 | S/T SUPV PAY DISTR | 005019 | 005019 | Labor
[72 empty] | 2008 | 11 | 961 | 108 | 50 | 0 | 000 | 2482.68 | S/T SUPV PAY DISTR | 005019 | 005019 | Labor
[72 empty] | 2008 | 12 | 961 | 108 | 50 | 0 | 000 | 2738.77 | S/T SUPV PAY DISTR | 005019 | 005019 | Labor
[72 empty] | 2009 | 1 | 961 | 108 | 50 | 0 | 000 | 3073.82 | S/T SUPV PAY DISTR | 005019 | 005019 | Labor
[72 empty] | 2009 | 2 | 961 | 108 | 50 | 0 | 000 | 2491.77 | S/T SUPV PAY DISTR | 005019 | 005019 | Labor
[72 empty] | 2009 | 3 | 961 | 108 | 50 | 0 | 000 | 2439.48 | S/T SUPV PAY DISTR | 005019 | 005019 | Labor
[72 empty] | 2009 | 4 | 961 | 108 | 50 | 0 | 000 | 2328.47 | S/T SUPV PAY DISTR | 005019 | 005019 | Labor
[72 empty] | 2009 | 5 | 961 | 108 | 50 | 0 | 000 | 1967.04 | S/T SUPV PAY DISTR | 005019 | 005019 | Labor
[72 empty] | 2009 | 6 | 961 | 108 | 50 | 0 | 000 | 1915.78 | S/T SUPV PAY DISTR | 005019 | 005019 | Labor
[72 empty] | 2009 | 7 | 961 | 108 | 50 | 0 | 000 | 2399.77 | S/T SUPV PAY DISTR | 005019 | 005019 | Labor
[72 empty] | 2009 | 8 | 961 | 108 | 50 | 0 | 000 | 2272.63 | S/T SUPV PAY DISTR | 005019 | 005019 | Labor
[72 empty] | 2009 | 9 | 961 | 108 | 50 | 0 | 000 | 1588.09 | S/T SUPV PAY DISTR | 005019 | 005019 | Labor
[72 empty] | 2009 | 10 | 961 | 108 | 50 | 0 | 000 | 975.94 | S/T SUPV PAY DISTR | 005019 | 005019 | Labor
[72 empty] | 2009 | 11 | 961 | 108 | 50 | 0 | 000 | 1121.71 | S/T SUPV PAY DISTR | 005019 | 005019 | Labor
[72 empty] | 2009 | 12 | 961 | 108 | 50 | 0 | 000 | 972.55 | S/T SUPV PAY DISTR | 005019 | 005019 | Labor
[72 empty] | 2010 | 1 | 961 | 108 | 50 | 0 | 000 | 978.8 | S/T SUPV PAY DISTR | 005019 | 005019 | Labor
[72 empty] | 2010 | 2 | 961 | 108 | 50 | 0 | 000 | 1505.35 | S/T SUPV PAY DISTR | 005019 | 005019 | Labor
[72 empty] | 2010 | 3 | 961 | 108 | 50 | 0 | 000 | 2071 | S/T SUPV PAY DISTR | 005019 | 005019 | Labor
[72 empty] | 2010 | 4 | 961 | 108 | 50 | 0 | 000 | 2037.62 | S/T SUPV PAY DISTR | 005019 | 005019 | Labor
[72 empty] | 2010 | 5 | 961 | 108 | 50 | 0 | 000 | 1887.52 | S/T SUPV PAY DISTR | 005019 | 005019 | Labor
[72 empty] | 2010 | 6 | 961 | 108 | 50 | 0 | 000 | 2205.16 | S/T SUPV PAY DISTR | 005019 | 005019 | Labor
[72 empty] | 2010 | 7 | 961 | 108 | 50 | 0 | 000 | 3192.18 | S/T SUPV PAY DISTR | 005019 | 005019 | Labor
[72 empty] | 2010 | 8 | 961 | 108 | 50 | 0 | 000 | 2640.62 | S/T SUPV PAY DISTR | 005019 | 005019 | Labor
[72 empty] | 2010 | 9 | 961 | 108 | 50 | 0 | 000 | 2812.59 | S/T SUPV PAY DISTR | 005019 | 005019 | Labor
[72 empty] | 2010 | 10 | 961 | 108 | 50 | 0 | 000 | 2340.28 | S/T SUPV PAY DISTR | 005019 | 005019 | Labor
[72 empty] | 2010 | 11 | 961 | 108 | 50 | 0 | 000 | 2234.39 | S/T SUPV PAY DISTR | 005019 | 005019 | Labor
[72 empty] | 2010 | 12 | 961 | 108 | 50 | 0 | 000 | 2287.32 | S/T SUPV PAY DISTR | 005019 | 005019 | Labor
[72 empty] | 2007 | 4 | 970 | 108 | 52 | 0 | 000 | 806.68 | S/T SUPV PAY DISTR | 005019 | 005019 | Labor
[72 empty] | 2007 | 4 | 970 | 108 | 53 | 0 | 000 | 806.68 | S/T SUPV PAY DISTR | 005019 | 005019 | Labor
[72 empty] | 2007 | 4 | 970 | 108 | 54 | 0 | 000 | 806.68 | S/T SUPV PAY DISTR | 005019 | 005019 | Labor
[72 empty] | 2007 | 4 | 970 | 108 | 55 | 0 | 000 | 784.27 | S/T SUPV PAY DISTR | 005019 | 005019 | Labor
[72 empty] | 2007 | 5 | 970 | 108 | 52 | 0 | 000 | 851.51 | S/T SUPV PAY DISTR | 005019 | 005019 | Labor
[72 empty] | 2007 | 5 | 970 | 108 | 53 | 0 | 000 | 851.5 | S/T SUPV PAY DISTR | 005019 | 005019 | Labor
[72 empty] | 2007 | 5 | 970 | 108 | 54 | 0 | 000 | 851.5 | S/T SUPV PAY DISTR | 005019 | 005019 | Labor
[72 empty] | 2007 | 5 | 970 | 108 | 55 | 0 | 000 | 851.5 | S/T SUPV PAY DISTR | 005019 | 005019 | Labor
[72 empty] | 2007 | 6 | 970 | 108 | 52 | 0 | 000 | 358.5 | S/T SUPV PAY DISTR | 005019 | 005019 | Labor
[72 empty] | 2007 | 6 | 970 | 108 | 53 | 0 | 000 | 358.53 | S/T SUPV PAY DISTR | 005019 | 005019 | Labor
[72 empty] | 2007 | 6 | 970 | 108 | 54 | 0 | 000 | 358.53 | S/T SUPV PAY DISTR | 005019 | 005019 | Labor
[72 empty] | 2007 | 6 | 970 | 108 | 55 | 0 | 000 | 358.53 | S/T SUPV PAY DISTR | 005019 | 005019 | Labor
[72 empty] | 2007 | 7 | 970 | 108 | 52 | 0 | 000 | 224.08 | S/T SUPV PAY DISTR | 005019 | 005019 | Labor
[72 empty] | 2007 | 7 | 970 | 108 | 53 | 0 | 000 | 224.08 | S/T SUPV PAY DISTR | 005019 | 005019 | Labor
[72 empty] | 2007 | 7 | 970 | 108 | 54 | 0 | 000 | 224.08 | S/T SUPV PAY DISTR | 005019 | 005019 | Labor
[72 empty] | 2007 | 8 | 970 | 108 | 52 | 0 | 000 | 980.29 | S/T SUPV PAY DISTR | 005019 | 005019 | Labor
[72 empty] | 2007 | 8 | 970 | 108 | 53 | 0 | 000 | 980.29 | S/T SUPV PAY DISTR | 005019 | 005019 | Labor
[72 empty] | 2007 | 8 | 970 | 108 | 54 | 0 | 000 | 980.29 | S/T SUPV PAY DISTR | 005019 | 005019 | Labor
[72 empty] | 2009 | 4 | 970 | 108 | 50 | 0 | 000 | 1170.41 | S/T SUPV PAY DISTR | 005019 | 005019 | Labor
[72 empty] | 2009 | 4 | 970 | 108 | 51 | 0 | 000 | 1421.22 | S/T SUPV PAY DISTR | 005019 | 005019 | Labor
[72 empty] | 2009 | 7 | 970 | 108 | 50 | 0 | 000 | 1379.41 | S/T SUPV PAY DISTR | 005019 | 005019 | Labor
[72 empty] | 2009 | 9 | 970 | 108 | 50 | 0 | 000 | 34.86 | S/T SUPV PAY DISTR | 005019 | 005019 | Labor
[72 empty] | 2009 | 10 | 970 | 108 | 50 | 0 | 000 | 313.7 | S/T SUPV PAY DISTR | 005019 | 005019 | Labor
[72 empty] | 2009 | 11 | 970 | 108 | 50 | 0 | 000 | 209.13 | S/T SUPV PAY DISTR | 005019 | 005019 | Labor
[72 empty] | 2009 | 12 | 970 | 108 | 50 | 0 | 000 | 34.86 | S/T SUPV PAY DISTR | 005019 | 005019 | Labor
[72 empty] | 2010 | 4 | 970 | 108 | 50 | 0 | 000 | 288.08 | S/T SUPV PAY DISTR | 005019 | 005019 | Labor
[72 empty] | 2010 | 5 | 970 | 108 | 50 | 0 | 000 | 576.16 | S/T SUPV PAY DISTR | 005019 | 005019 | Labor
[72 empty] | 2010 | 6 | 970 | 108 | 50 | 0 | 000 | 360.1 | S/T SUPV PAY DISTR | 005019 | 005019 | Labor
[72 empty] | 2010 | 7 | 970 | 108 | 50 | 0 | 000 | 504.13 | S/T SUPV PAY DISTR | 005019 | 005019 | Labor
[72 empty] | 2010 | 8 | 970 | 108 | 50 | 0 | 000 | 576.16 | S/T SUPV PAY DISTR | 005019 | 005019 | Labor
[72 empty] | 2010 | 9 | 970 | 108 | 50 | 0 | 000 | 576.16 | S/T SUPV PAY DISTR | 005019 | 005019 | Labor
[72 empty] | 2010 | 10 | 970 | 108 | 50 | 0 | 000 | 252.07 | S/T SUPV PAY DISTR | 005019 | 005019 | Labor
[72 empty] | 2010 | 11 | 970 | 108 | 50 | 0 | 000 | 432.12 | S/T SUPV PAY DISTR | 005019 | 005019 | Labor
[72 empty] | 2010 | 12 | 970 | 108 | 50 | 0 | 000 | 578.85 | S/T SUPV PAY DISTR | 005019 | 005019 | Labor
[72 empty] | 2007 | 2 | 971 | 108 | 51 | 0 | 000 | 1540.76 | S/T SUPV PAY DISTR | 005019 | 005019 | Labor
[72 empty] | 2007 | 2 | 971 | 108 | 52 | 0 | 000 | 1055.81 | S/T SUPV PAY DISTR | 005019 | 005019 | Labor
[72 empty] | 2007 | 2 | 971 | 108 | 53 | 0 | 000 | 242.45 | S/T SUPV PAY DISTR | 005019 | 005019 | Labor
[72 empty] | 2007 | 2 | 971 | 108 | 54 | 0 | 000 | 242.45 | S/T SUPV PAY DISTR | 005019 | 005019 | Labor
[72 empty] | 2007 | 3 | 971 | 108 | 51 | 0 | 000 | 813.37 | S/T SUPV PAY DISTR | 005019 | 005019 | Labor
[72 empty] | 2007 | 3 | 971 | 108 | 52 | 0 | 000 | 1055.8 | S/T SUPV PAY DISTR | 005019 | 005019 | Labor
[72 empty] | 2007 | 3 | 971 | 108 | 53 | 0 | 000 | 4051.23 | S/T SUPV PAY DISTR | 005019 | 005019 | Labor
[72 empty] | 2007 | 3 | 971 | 108 | 54 | 0 | 000 | 3323.91 | S/T SUPV PAY DISTR | 005019 | 005019 | Labor
[72 empty] | 2007 | 4 | 971 | 108 | 53 | 0 | 000 | 3081.41 | S/T SUPV PAY DISTR | 005019 | 005019 | Labor
[72 empty] | 2007 | 4 | 971 | 108 | 54 | 0 | 000 | 2838.98 | S/T SUPV PAY DISTR | 005019 | 005019 | Labor
[72 empty] | 2007 | 5 | 971 | 108 | 53 | 0 | 000 | 3548.76 | S/T SUPV PAY DISTR | 005019 | 005019 | Labor
[72 empty] | 2007 | 5 | 971 | 108 | 54 | 0 | 000 | 3063.8 | S/T SUPV PAY DISTR | 005019 | 005019 | Labor
[72 empty] | 2007 | 6 | 971 | 108 | 53 | 0 | 000 | 5741.42 | S/T SUPV PAY DISTR | 005019 | 005019 | Labor
[72 empty] | 2007 | 6 | 971 | 108 | 54 | 0 | 000 | 2349.68 | S/T SUPV PAY DISTR | 005019 | 005019 | Labor
[72 empty] | 2007 | 7 | 971 | 108 | 51 | 0 | 000 | 254.57 | S/T SUPV PAY DISTR | 005019 | 005019 | Labor
[72 empty] | 2007 | 7 | 971 | 108 | 52 | 0 | 000 | 254.57 | S/T SUPV PAY DISTR | 005019 | 005019 | Labor
[72 empty] | 2007 | 7 | 971 | 108 | 53 | 0 | 000 | 4093.23 | S/T SUPV PAY DISTR | 005019 | 005019 | Labor
[72 empty] | 2007 | 7 | 971 | 108 | 54 | 0 | 000 | 3329.54 | S/T SUPV PAY DISTR | 005019 | 005019 | Labor
[72 empty] | 2007 | 8 | 971 | 108 | 51 | 0 | 000 | 254.58 | S/T SUPV PAY DISTR | 005019 | 005019 | Labor
[72 empty] | 2007 | 8 | 971 | 108 | 52 | 0 | 000 | 167.94 | S/T SUPV PAY DISTR | 005019 | 005019 | Labor
[72 empty] | 2007 | 8 | 971 | 108 | 53 | 0 | 000 | 6438.47 | S/T SUPV PAY DISTR | 005019 | 005019 | Labor
[72 empty] | 2007 | 8 | 971 | 108 | 54 | 0 | 000 | 5633.67 | S/T SUPV PAY DISTR | 005019 | 005019 | Labor
[72 empty] | 2007 | 9 | 971 | 108 | 51 | 0 | 000 | 583.42 | S/T SUPV PAY DISTR | 005019 | 005019 | Labor
[72 empty] | 2007 | 9 | 971 | 108 | 52 | 0 | 000 | 1018.29 | S/T SUPV PAY DISTR | 005019 | 005019 | Labor
[72 empty] | 2007 | 9 | 971 | 108 | 53 | 0 | 000 | 3327.33 | S/T SUPV PAY DISTR | 005019 | 005019 | Labor
[72 empty] | 2007 | 9 | 971 | 108 | 54 | 0 | 000 | 2059.77 | S/T SUPV PAY DISTR | 005019 | 005019 | Labor
[72 empty] | 2007 | 9 | 971 | 108 | 55 | 0 | 000 | 74.28 | S/T SUPV PAY DISTR | 005019 | 005019 | Labor
[72 empty] | 2007 | 10 | 971 | 108 | 51 | 0 | 000 | 328.85 | S/T SUPV PAY DISTR | 005019 | 005019 | Labor
[72 empty] | 2007 | 10 | 971 | 108 | 52 | 0 | 000 | 254.57 | S/T SUPV PAY DISTR | 005019 | 005019 | Labor
[72 empty] | 2007 | 10 | 971 | 108 | 53 | 0 | 000 | 3718.89 | S/T SUPV PAY DISTR | 005019 | 005019 | Labor
[72 empty] | 2007 | 10 | 971 | 108 | 54 | 0 | 000 | 2693.49 | S/T SUPV PAY DISTR | 005019 | 005019 | Labor
[72 empty] | 2007 | 10 | 971 | 108 | 55 | 0 | 000 | 74.28 | S/T SUPV PAY DISTR | 005019 | 005019 | Labor
[72 empty] | 2007 | 11 | 971 | 108 | 51 | 0 | 000 | 509.15 | S/T SUPV PAY DISTR | 005019 | 005019 | Labor
[72 empty] | 2007 | 11 | 971 | 108 | 52 | 0 | 000 | 1938.03 | S/T SUPV PAY DISTR | 005019 | 005019 | Labor
[72 empty] | 2007 | 11 | 971 | 108 | 53 | 0 | 000 | 1119 | S/T SUPV PAY DISTR | 005019 | 005019 | Labor
[72 empty] | 2007 | 11 | 971 | 108 | 54 | 0 | 000 | 1001.82 | S/T SUPV PAY DISTR | 005019 | 005019 | Labor
[72 empty] | 2007 | 11 | 971 | 108 | 55 | 0 | 000 | 500.91 | S/T SUPV PAY DISTR | 005019 | 005019 | Labor
[72 empty] | 2007 | 12 | 971 | 108 | 51 | 0 | 000 | 1449.19 | S/T SUPV PAY DISTR | 005019 | 005019 | Labor
[72 empty] | 2007 | 12 | 971 | 108 | 52 | 0 | 000 | 2110.47 | S/T SUPV PAY DISTR | 005019 | 005019 | Labor
[72 empty] | 2007 | 12 | 971 | 108 | 53 | 0 | 000 | 1299.68 | S/T SUPV PAY DISTR | 005019 | 005019 | Labor
[72 empty] | 2007 | 12 | 971 | 108 | 54 | 0 | 000 | 747.66 | S/T SUPV PAY DISTR | 005019 | 005019 | Labor
[72 empty] | 2007 | 12 | 971 | 108 | 55 | 0 | 000 | 418.8 | S/T SUPV PAY DISTR | 005019 | 005019 | Labor
[72 empty] | 2007 | 12 | 971 | 108 | 56 | 0 | 000 | 254.57 | S/T SUPV PAY DISTR | 005019 | 005019 | Labor
[72 empty] | 2008 | 1 | 971 | 108 | 50 | 0 | 000 | 3586.98 | S/T SUPV PAY DISTR | 005019 | 005019 | Labor
[72 empty] | 2008 | 1 | 971 | 108 | 51 | 0 | 000 | 2770.01 | S/T SUPV PAY DISTR | 005019 | 005019 | Labor
[72 empty] | 2008 | 1 | 971 | 108 | 52 | 0 | 000 | 761.31 | S/T SUPV PAY DISTR | 005019 | 005019 | Labor
[72 empty] | 2008 | 1 | 971 | 108 | 53 | 0 | 000 | 1897.03 | S/T SUPV PAY DISTR | 005019 | 005019 | Labor
[72 empty] | 2008 | 1 | 971 | 108 | 54 | 0 | 000 | 1363.83 | S/T SUPV PAY DISTR | 005019 | 005019 | Labor
[72 empty] | 2008 | 1 | 971 | 108 | 55 | 0 | 000 | 778.79 | S/T SUPV PAY DISTR | 005019 | 005019 | Labor
[72 empty] | 2008 | 1 | 971 | 108 | 56 | 0 | 000 | 245.14 | S/T SUPV PAY DISTR | 005019 | 005019 | Labor
[72 empty] | 2008 | 2 | 971 | 108 | 50 | 0 | 000 | 6317.6 | S/T SUPV PAY DISTR | 005019 | 005019 | Labor
[72 empty] | 2008 | 2 | 971 | 108 | 52 | 0 | 000 | 267.59 | S/T SUPV PAY DISTR | 005019 | 005019 | Labor
[72 empty] | 2008 | 2 | 971 | 108 | 53 | 0 | 000 | 422.59 | S/T SUPV PAY DISTR | 005019 | 005019 | Labor
[72 empty] | 2008 | 2 | 971 | 108 | 54 | 0 | 000 | 422.59 | S/T SUPV PAY DISTR | 005019 | 005019 | Labor
[72 empty] | 2008 | 2 | 971 | 108 | 55 | 0 | 000 | 84.52 | S/T SUPV PAY DISTR | 005019 | 005019 | Labor
[72 empty] | 2008 | 3 | 971 | 108 | 50 | 0 | 000 | 6317.6 | S/T SUPV PAY DISTR | 005019 | 005019 | Labor
[72 empty] | 2008 | 3 | 971 | 108 | 51 | 0 | 000 | 1120.55 | S/T SUPV PAY DISTR | 005019 | 005019 | Labor
[72 empty] | 2008 | 3 | 971 | 108 | 52 | 0 | 000 | 1205.17 | S/T SUPV PAY DISTR | 005019 | 005019 | Labor
[72 empty] | 2008 | 3 | 971 | 108 | 53 | 0 | 000 | 1014.2 | S/T SUPV PAY DISTR | 005019 | 005019 | Labor
[72 empty] | 2008 | 3 | 971 | 108 | 54 | 0 | 000 | 845.17 | S/T SUPV PAY DISTR | 005019 | 005019 | Labor
[72 empty] | 2008 | 3 | 971 | 108 | 55 | 0 | 000 | 676.14 | S/T SUPV PAY DISTR | 005019 | 005019 | Labor
[72 empty] | 2008 | 4 | 971 | 108 | 50 | 0 | 000 | 4422.32 | S/T SUPV PAY DISTR | 005019 | 005019 | Labor
[72 empty] | 2008 | 4 | 971 | 108 | 51 | 0 | 000 | 3580.3 | S/T SUPV PAY DISTR | 005019 | 005019 | Labor
[72 empty] | 2008 | 4 | 971 | 108 | 52 | 0 | 000 | 3458.8 | S/T SUPV PAY DISTR | 005019 | 005019 | Labor
[72 empty] | 2008 | 4 | 971 | 108 | 53 | 0 | 000 | 938.78 | S/T SUPV PAY DISTR | 005019 | 005019 | Labor
[72 empty] | 2008 | 4 | 971 | 108 | 54 | 0 | 000 | 507.1 | S/T SUPV PAY DISTR | 005019 | 005019 | Labor
[72 empty] | 2008 | 4 | 971 | 108 | 55 | 0 | 000 | 1032.4 | S/T SUPV PAY DISTR | 005019 | 005019 | Labor
[72 empty] | 2008 | 5 | 971 | 108 | 50 | 0 | 000 | 3948.5 | S/T SUPV PAY DISTR | 005019 | 005019 | Labor
[72 empty] | 2008 | 5 | 971 | 108 | 51 | 0 | 000 | 2062.63 | S/T SUPV PAY DISTR | 005019 | 005019 | Labor
[72 empty] | 2008 | 5 | 971 | 108 | 52 | 0 | 000 | 4582.84 | S/T SUPV PAY DISTR | 005019 | 005019 | Labor
[72 empty] | 2008 | 5 | 971 | 108 | 53 | 0 | 000 | 3455.86 | S/T SUPV PAY DISTR | 005019 | 005019 | Labor
[72 empty] | 2008 | 5 | 971 | 108 | 54 | 0 | 000 | 676.13 | S/T SUPV PAY DISTR | 005019 | 005019 | Labor
[72 empty] | 2008 | 5 | 971 | 108 | 55 | 0 | 000 | 1107.82 | S/T SUPV PAY DISTR | 005019 | 005019 | Labor
[72 empty] | 2008 | 6 | 971 | 108 | 50 | 0 | 000 | 2078.96 | S/T SUPV PAY DISTR | 005019 | 005019 | Labor
[72 empty] | 2008 | 6 | 971 | 108 | 51 | 0 | 000 | 525.3 | S/T SUPV PAY DISTR | 005019 | 005019 | Labor
[72 empty] | 2008 | 6 | 971 | 108 | 52 | 0 | 000 | 2529.51 | S/T SUPV PAY DISTR | 005019 | 005019 | Labor
[72 empty] | 2008 | 6 | 971 | 108 | 53 | 0 | 000 | 2529.55 | S/T SUPV PAY DISTR | 005019 | 005019 | Labor
[72 empty] | 2008 | 6 | 971 | 108 | 54 | 0 | 000 | 431.68 | S/T SUPV PAY DISTR | 005019 | 005019 | Labor
[72 empty] | 2008 | 6 | 971 | 108 | 55 | 0 | 000 | 613.45 | S/T SUPV PAY DISTR | 005019 | 005019 | Labor
[72 empty] | 2008 | 6 | 971 | 108 | 56 | 0 | 000 | 262.65 | S/T SUPV PAY DISTR | 005019 | 005019 | Labor
[72 empty] | 2008 | 7 | 971 | 108 | 50 | 0 | 000 | 4580.26 | S/T SUPV PAY DISTR | 005019 | 005019 | Labor
[72 empty] | 2008 | 7 | 971 | 108 | 51 | 0 | 000 | 262.65 | S/T SUPV PAY DISTR | 005019 | 005019 | Labor
[72 empty] | 2008 | 7 | 971 | 108 | 52 | 0 | 000 | 1832.73 | S/T SUPV PAY DISTR | 005019 | 005019 | Labor
[72 empty] | 2008 | 7 | 971 | 108 | 53 | 0 | 000 | 1832.77 | S/T SUPV PAY DISTR | 005019 | 005019 | Labor
[72 empty] | 2008 | 7 | 971 | 108 | 54 | 0 | 000 | 1338.97 | S/T SUPV PAY DISTR | 005019 | 005019 | Labor
[72 empty] | 2008 | 7 | 971 | 108 | 55 | 0 | 000 | 2620.72 | S/T SUPV PAY DISTR | 005019 | 005019 | Labor
[72 empty] | 2008 | 7 | 971 | 108 | 56 | 0 | 000 | 525.3 | S/T SUPV PAY DISTR | 005019 | 005019 | Labor
[72 empty] | 2008 | 8 | 971 | 108 | 50 | 0 | 000 | 3079.83 | S/T SUPV PAY DISTR | 005019 | 005019 | Labor
[72 empty] | 2008 | 8 | 971 | 108 | 51 | 0 | 000 | 520.57 | S/T SUPV PAY DISTR | 005019 | 005019 | Labor
[72 empty] | 2008 | 8 | 971 | 108 | 52 | 0 | 000 | 874.6 | S/T SUPV PAY DISTR | 005019 | 005019 | Labor
[72 empty] | 2008 | 8 | 971 | 108 | 53 | 0 | 000 | 874.6 | S/T SUPV PAY DISTR | 005019 | 005019 | Labor
[72 empty] | 2008 | 8 | 971 | 108 | 54 | 0 | 000 | 1043.63 | S/T SUPV PAY DISTR | 005019 | 005019 | Labor
[72 empty] | 2008 | 8 | 971 | 108 | 55 | 0 | 000 | 1043.63 | S/T SUPV PAY DISTR | 005019 | 005019 | Labor
[72 empty] | 2008 | 9 | 971 | 108 | 50 | 0 | 000 | 3474.68 | S/T SUPV PAY DISTR | 005019 | 005019 | Labor
[72 empty] | 2008 | 9 | 971 | 108 | 51 | 0 | 000 | 1098.78 | S/T SUPV PAY DISTR | 005019 | 005019 | Labor
[72 empty] | 2008 | 9 | 971 | 108 | 52 | 0 | 000 | 1292.5 | S/T SUPV PAY DISTR | 005019 | 005019 | Labor
[72 empty] | 2008 | 9 | 971 | 108 | 53 | 0 | 000 | 1292.5 | S/T SUPV PAY DISTR | 005019 | 005019 | Labor
[72 empty] | 2008 | 9 | 971 | 108 | 54 | 0 | 000 | 1292.5 | S/T SUPV PAY DISTR | 005019 | 005019 | Labor
[72 empty] | 2008 | 9 | 971 | 108 | 55 | 0 | 000 | 980 | S/T SUPV PAY DISTR | 005019 | 005019 | Labor
[72 empty] | 2008 | 10 | 971 | 108 | 50 | 0 | 000 | 7188.7 | S/T SUPV PAY DISTR | 005019 | 005019 | Labor
[72 empty] | 2008 | 10 | 971 | 108 | 52 | 0 | 000 | 1585.32 | S/T SUPV PAY DISTR | 005019 | 005019 | Labor
[72 empty] | 2008 | 10 | 971 | 108 | 53 | 0 | 000 | 613.45 | S/T SUPV PAY DISTR | 005019 | 005019 | Labor
[72 empty] | 2008 | 10 | 971 | 108 | 54 | 0 | 000 | 613.45 | S/T SUPV PAY DISTR | 005019 | 005019 | Labor
[72 empty] | 2008 | 10 | 971 | 108 | 55 | 0 | 000 | 1276.29 | S/T SUPV PAY DISTR | 005019 | 005019 | Labor
[72 empty] | 2008 | 11 | 971 | 108 | 50 | 0 | 000 | 5028.5 | S/T SUPV PAY DISTR | 005019 | 005019 | Labor
[72 empty] | 2008 | 11 | 971 | 108 | 51 | 0 | 000 | 675.17 | S/T SUPV PAY DISTR | 005019 | 005019 | Labor
[72 empty] | 2008 | 11 | 971 | 108 | 52 | 0 | 000 | 338.07 | S/T SUPV PAY DISTR | 005019 | 005019 | Labor
[72 empty] | 2008 | 11 | 971 | 108 | 53 | 0 | 000 | 338.07 | S/T SUPV PAY DISTR | 005019 | 005019 | Labor
[72 empty] | 2008 | 11 | 971 | 108 | 54 | 0 | 000 | 860.33 | S/T SUPV PAY DISTR | 005019 | 005019 | Labor
[72 empty] | 2008 | 11 | 971 | 108 | 55 | 0 | 000 | 1492.11 | S/T SUPV PAY DISTR | 005019 | 005019 | Labor
[72 empty] | 2008 | 11 | 971 | 108 | 56 | 0 | 000 | 315.88 | S/T SUPV PAY DISTR | 005019 | 005019 | Labor
[72 empty] | 2008 | 12 | 971 | 108 | 50 | 0 | 000 | 5414.08 | S/T SUPV PAY DISTR | 005019 | 005019 | Labor
[72 empty] | 2008 | 12 | 971 | 108 | 51 | 0 | 000 | 154.52 | S/T SUPV PAY DISTR | 005019 | 005019 | Labor
[72 empty] | 2008 | 12 | 971 | 108 | 54 | 0 | 000 | 712.2 | S/T SUPV PAY DISTR | 005019 | 005019 | Labor
[72 empty] | 2008 | 12 | 971 | 108 | 55 | 0 | 000 | 712.21 | S/T SUPV PAY DISTR | 005019 | 005019 | Labor
[72 empty] | 2009 | 1 | 971 | 108 | 50 | 0 | 000 | 8757.38 | S/T SUPV PAY DISTR | 005019 | 005019 | Labor
[72 empty] | 2009 | 1 | 971 | 108 | 52 | 0 | 000 | 272.89 | S/T SUPV PAY DISTR | 005019 | 005019 | Labor
[72 empty] | 2009 | 1 | 971 | 108 | 53 | 0 | 000 | 272.89 | S/T SUPV PAY DISTR | 005019 | 005019 | Labor
[72 empty] | 2009 | 2 | 971 | 108 | 50 | 0 | 000 | 6176.17 | S/T SUPV PAY DISTR | 005019 | 005019 | Labor
[72 empty] | 2009 | 2 | 971 | 108 | 52 | 0 | 000 | 800.08 | S/T SUPV PAY DISTR | 005019 | 005019 | Labor
[72 empty] | 2009 | 3 | 971 | 108 | 50 | 0 | 000 | 7205.73 | S/T SUPV PAY DISTR | 005019 | 005019 | Labor
[72 empty] | 2009 | 3 | 971 | 108 | 52 | 0 | 000 | 968.68 | S/T SUPV PAY DISTR | 005019 | 005019 | Labor
[72 empty] | 2009 | 3 | 971 | 108 | 53 | 0 | 000 | 968.68 | S/T SUPV PAY DISTR | 005019 | 005019 | Labor
[72 empty] | 2009 | 4 | 971 | 108 | 50 | 0 | 000 | 5519.31 | S/T SUPV PAY DISTR | 005019 | 005019 | Labor
[72 empty] | 2009 | 4 | 971 | 108 | 51 | 0 | 000 | 172.88 | S/T SUPV PAY DISTR | 005019 | 005019 | Labor
[72 empty] | 2009 | 4 | 971 | 108 | 53 | 0 | 000 | 622.94 | S/T SUPV PAY DISTR | 005019 | 005019 | Labor
[72 empty] | 2009 | 4 | 971 | 108 | 54 | 0 | 000 | 622.92 | S/T SUPV PAY DISTR | 005019 | 005019 | Labor
[72 empty] | 2009 | 4 | 971 | 108 | 56 | 0 | 000 | 172.88 | S/T SUPV PAY DISTR | 005019 | 005019 | Labor
[72 empty] | 2009 | 5 | 971 | 108 | 50 | 0 | 000 | 3765.38 | S/T SUPV PAY DISTR | 005019 | 005019 | Labor
[72 empty] | 2009 | 5 | 971 | 108 | 56 | 0 | 000 | 745.8 | S/T SUPV PAY DISTR | 005019 | 005019 | Labor
[72 empty] | 2009 | 6 | 971 | 108 | 50 | 0 | 000 | 3013.52 | S/T SUPV PAY DISTR | 005019 | 005019 | Labor
[72 empty] | 2009 | 7 | 971 | 108 | 50 | 0 | 000 | 3818.81 | S/T SUPV PAY DISTR | 005019 | 005019 | Labor
[72 empty] | 2009 | 7 | 971 | 108 | 51 | 0 | 000 | 77.34 | S/T SUPV PAY DISTR | 005019 | 005019 | Labor
[72 empty] | 2009 | 8 | 971 | 108 | 50 | 0 | 000 | 2406.6 | S/T SUPV PAY DISTR | 005019 | 005019 | Labor
[72 empty] | 2009 | 9 | 971 | 108 | 50 | 0 | 000 | 2338.82 | S/T SUPV PAY DISTR | 005019 | 005019 | Labor
[72 empty] | 2009 | 9 | 971 | 108 | 56 | 0 | 000 | 360.99 | S/T SUPV PAY DISTR | 005019 | 005019 | Labor
[72 empty] | 2009 | 10 | 971 | 108 | 50 | 0 | 000 | 2079.95 | S/T SUPV PAY DISTR | 005019 | 005019 | Labor
[72 empty] | 2009 | 10 | 971 | 108 | 53 | 0 | 000 | 154.69 | S/T SUPV PAY DISTR | 005019 | 005019 | Labor
[72 empty] | 2009 | 10 | 971 | 108 | 56 | 0 | 000 | 1638.76 | S/T SUPV PAY DISTR | 005019 | 005019 | Labor
[72 empty] | 2009 | 11 | 971 | 108 | 50 | 0 | 000 | 842.45 | S/T SUPV PAY DISTR | 005019 | 005019 | Labor
[72 empty] | 2009 | 11 | 971 | 108 | 56 | 0 | 000 | 2687.51 | S/T SUPV PAY DISTR | 005019 | 005019 | Labor
[72 empty] | 2009 | 12 | 971 | 108 | 53 | 0 | 000 | 1604.4 | S/T SUPV PAY DISTR | 005019 | 005019 | Labor
[72 empty] | 2009 | 12 | 971 | 108 | 56 | 0 | 000 | 1123.08 | S/T SUPV PAY DISTR | 005019 | 005019 | Labor
[72 empty] | 2010 | 1 | 971 | 108 | 53 | 0 | 000 | 1549.61 | S/T SUPV PAY DISTR | 005019 | 005019 | Labor
[72 empty] | 2010 | 2 | 971 | 108 | 50 | 0 | 000 | 459.93 | S/T SUPV PAY DISTR | 005019 | 005019 | Labor
[72 empty] | 2010 | 2 | 971 | 108 | 53 | 0 | 000 | 1153.37 | S/T SUPV PAY DISTR | 005019 | 005019 | Labor
[72 empty] | 2010 | 3 | 971 | 108 | 50 | 0 | 000 | 651.39 | S/T SUPV PAY DISTR | 005019 | 005019 | Labor
[72 empty] | 2010 | 3 | 971 | 108 | 53 | 0 | 000 | 1647.68 | S/T SUPV PAY DISTR | 005019 | 005019 | Labor
[72 empty] | 2010 | 4 | 971 | 108 | 50 | 0 | 000 | 786.81 | S/T SUPV PAY DISTR | 005019 | 005019 | Labor
[72 empty] | 2010 | 4 | 971 | 108 | 53 | 0 | 000 | 576.7 | S/T SUPV PAY DISTR | 005019 | 005019 | Labor
[72 empty] | 2010 | 4 | 971 | 108 | 56 | 0 | 000 | 823.85 | S/T SUPV PAY DISTR | 005019 | 005019 | Labor
[72 empty] | 2010 | 5 | 971 | 108 | 50 | 0 | 000 | 717.97 | S/T SUPV PAY DISTR | 005019 | 005019 | Labor
[72 empty] | 2010 | 5 | 971 | 108 | 54 | 0 | 000 | 411.92 | S/T SUPV PAY DISTR | 005019 | 005019 | Labor
[72 empty] | 2010 | 5 | 971 | 108 | 56 | 0 | 000 | 1647.7 | S/T SUPV PAY DISTR | 005019 | 005019 | Labor
[72 empty] | 2010 | 6 | 971 | 108 | 50 | 0 | 000 | 2796.12 | S/T SUPV PAY DISTR | 005019 | 005019 | Labor
[72 empty] | 2010 | 6 | 971 | 108 | 51 | 0 | 000 | 2867.73 | S/T SUPV PAY DISTR | 005019 | 005019 | Labor
[72 empty] | 2010 | 6 | 971 | 108 | 54 | 0 | 000 | 782.65 | S/T SUPV PAY DISTR | 005019 | 005019 | Labor
[72 empty] | 2010 | 6 | 971 | 108 | 56 | 0 | 000 | 1565.31 | S/T SUPV PAY DISTR | 005019 | 005019 | Labor
[72 empty] | 2010 | 7 | 971 | 108 | 50 | 0 | 000 | 4535.28 | S/T SUPV PAY DISTR | 005019 | 005019 | Labor
[72 empty] | 2010 | 7 | 971 | 108 | 51 | 0 | 000 | 3680.81 | S/T SUPV PAY DISTR | 005019 | 005019 | Labor
[72 empty] | 2010 | 7 | 971 | 108 | 52 | 0 | 000 | 3106.71 | S/T SUPV PAY DISTR | 005019 | 005019 | Labor
[72 empty] | 2010 | 7 | 971 | 108 | 54 | 0 | 000 | 1538.05 | S/T SUPV PAY DISTR | 005019 | 005019 | Labor
[72 empty] | 2010 | 7 | 971 | 108 | 56 | 0 | 000 | 1482.92 | S/T SUPV PAY DISTR | 005019 | 005019 | Labor
[72 empty] | 2010 | 8 | 971 | 108 | 50 | 0 | 000 | 5352.62 | S/T SUPV PAY DISTR | 005019 | 005019 | Labor
[72 empty] | 2010 | 8 | 971 | 108 | 51 | 0 | 000 | 3807.22 | S/T SUPV PAY DISTR | 005019 | 005019 | Labor
[72 empty] | 2010 | 8 | 971 | 108 | 52 | 0 | 000 | 2293.54 | S/T SUPV PAY DISTR | 005019 | 005019 | Labor
[72 empty] | 2010 | 8 | 971 | 108 | 56 | 0 | 000 | 2484.12 | S/T SUPV PAY DISTR | 005019 | 005019 | Labor
[72 empty] | 2010 | 9 | 971 | 108 | 50 | 0 | 000 | 494.3 | S/T SUPV PAY DISTR | 005019 | 005019 | Labor
[72 empty] | 2010 | 9 | 971 | 108 | 56 | 0 | 000 | 329.54 | S/T SUPV PAY DISTR | 005019 | 005019 | Labor
[72 empty] | 2010 | 10 | 971 | 108 | 50 | 0 | 000 | 3217.38 | S/T SUPV PAY DISTR | 005019 | 005019 | Labor
[72 empty] | 2010 | 10 | 971 | 108 | 51 | 0 | 000 | 4000.75 | S/T SUPV PAY DISTR | 005019 | 005019 | Labor
[72 empty] | 2010 | 10 | 971 | 108 | 52 | 0 | 000 | 1212.32 | S/T SUPV PAY DISTR | 005019 | 005019 | Labor
[72 empty] | 2010 | 10 | 971 | 108 | 56 | 0 | 000 | 955.91 | S/T SUPV PAY DISTR | 005019 | 005019 | Labor
[72 empty] | 2010 | 11 | 971 | 108 | 50 | 0 | 000 | 5892.24 | S/T SUPV PAY DISTR | 005019 | 005019 | Labor
[72 empty] | 2010 | 11 | 971 | 108 | 51 | 0 | 000 | 5531.85 | S/T SUPV PAY DISTR | 005019 | 005019 | Labor
[72 empty] | 2010 | 11 | 971 | 108 | 52 | 0 | 000 | 1696.08 | S/T SUPV PAY DISTR | 005019 | 005019 | Labor
[72 empty] | 2010 | 11 | 971 | 108 | 56 | 0 | 000 | 637.27 | S/T SUPV PAY DISTR | 005019 | 005019 | Labor
[72 empty] | 2010 | 12 | 971 | 108 | 50 | 0 | 000 | 6265.02 | S/T SUPV PAY DISTR | 005019 | 005019 | Labor
[72 empty] | 2010 | 12 | 971 | 108 | 51 | 0 | 000 | 4291.09 | S/T SUPV PAY DISTR | 005019 | 005019 | Labor
[72 empty] | 2010 | 12 | 971 | 108 | 52 | 0 | 000 | 501.04 | S/T SUPV PAY DISTR | 005019 | 005019 | Labor
[72 empty] | 2010 | 12 | 971 | 108 | 56 | 0 | 000 | 597.45 | S/T SUPV PAY DISTR | 005019 | 005019 | Labor
[72 empty] | 2007 | 3 | 972 | 108 | 50 | 0 | 000 | 148.51 | S/T SUPV PAY DISTR | 005019 | 005019 | Labor
[72 empty] | 2007 | 3 | 972 | 108 | 51 | 0 | 000 | 148.56 | S/T SUPV PAY DISTR | 005019 | 005019 | Labor
[72 empty] | 2007 | 3 | 972 | 108 | 52 | 0 | 000 | 148.56 | S/T SUPV PAY DISTR | 005019 | 005019 | Labor
[72 empty] | 2007 | 3 | 972 | 108 | 53 | 0 | 000 | 148.56 | S/T SUPV PAY DISTR | 005019 | 005019 | Labor
[72 empty] | 2007 | 4 | 972 | 108 | 51 | 0 | 000 | 92.85 | S/T SUPV PAY DISTR | 005019 | 005019 | Labor
[72 empty] | 2007 | 4 | 972 | 108 | 52 | 0 | 000 | 92.85 | S/T SUPV PAY DISTR | 005019 | 005019 | Labor
[72 empty] | 2007 | 5 | 972 | 108 | 53 | 0 | 000 | 92.85 | S/T SUPV PAY DISTR | 005019 | 005019 | Labor
[72 empty] | 2007 | 5 | 972 | 108 | 54 | 0 | 000 | 92.85 | S/T SUPV PAY DISTR | 005019 | 005019 | Labor
[72 empty] | 2007 | 6 | 972 | 108 | 51 | 0 | 000 | 74.28 | S/T SUPV PAY DISTR | 005019 | 005019 | Labor
[72 empty] | 2007 | 7 | 972 | 108 | 53 | 0 | 000 | 74.28 | S/T SUPV PAY DISTR | 005019 | 005019 | Labor
[72 empty] | 2007 | 7 | 972 | 108 | 54 | 0 | 000 | 74.28 | S/T SUPV PAY DISTR | 005019 | 005019 | Labor
[72 empty] | 2007 | 8 | 972 | 108 | 52 | 0 | 000 | 448.15 | S/T SUPV PAY DISTR | 005019 | 005019 | Labor
[72 empty] | 2007 | 8 | 972 | 108 | 53 | 0 | 000 | 448.16 | S/T SUPV PAY DISTR | 005019 | 005019 | Labor
[72 empty] | 2007 | 8 | 972 | 108 | 54 | 0 | 000 | 448.16 | S/T SUPV PAY DISTR | 005019 | 005019 | Labor
[72 empty] | 2007 | 9 | 972 | 108 | 52 | 0 | 000 | 806.66 | S/T SUPV PAY DISTR | 005019 | 005019 | Labor
[72 empty] | 2007 | 9 | 972 | 108 | 53 | 0 | 000 | 806.69 | S/T SUPV PAY DISTR | 005019 | 005019 | Labor
[72 empty] | 2007 | 9 | 972 | 108 | 54 | 0 | 000 | 806.69 | S/T SUPV PAY DISTR | 005019 | 005019 | Labor
[72 empty] | 2007 | 10 | 972 | 108 | 52 | 0 | 000 | 1007.06 | S/T SUPV PAY DISTR | 005019 | 005019 | Labor
[72 empty] | 2007 | 10 | 972 | 108 | 53 | 0 | 000 | 1007.06 | S/T SUPV PAY DISTR | 005019 | 005019 | Labor
[72 empty] | 2007 | 10 | 972 | 108 | 54 | 0 | 000 | 1007.06 | S/T SUPV PAY DISTR | 005019 | 005019 | Labor
[72 empty] | 2007 | 11 | 972 | 108 | 52 | 0 | 000 | 1207.44 | S/T SUPV PAY DISTR | 005019 | 005019 | Labor
[72 empty] | 2007 | 11 | 972 | 108 | 53 | 0 | 000 | 1207.44 | S/T SUPV PAY DISTR | 005019 | 005019 | Labor
[72 empty] | 2007 | 11 | 972 | 108 | 54 | 0 | 000 | 1207.44 | S/T SUPV PAY DISTR | 005019 | 005019 | Labor
[72 empty] | 2007 | 12 | 972 | 108 | 52 | 0 | 000 | 441.36 | S/T SUPV PAY DISTR | 005019 | 005019 | Labor
[72 empty] | 2007 | 12 | 972 | 108 | 53 | 0 | 000 | 441.34 | S/T SUPV PAY DISTR | 005019 | 005019 | Labor
[72 empty] | 2007 | 12 | 972 | 108 | 54 | 0 | 000 | 441.34 | S/T SUPV PAY DISTR | 005019 | 005019 | Labor
[72 empty] | 2008 | 1 | 972 | 108 | 52 | 0 | 000 | 530.57 | S/T SUPV PAY DISTR | 005019 | 005019 | Labor
[72 empty] | 2008 | 1 | 972 | 108 | 53 | 0 | 000 | 530.55 | S/T SUPV PAY DISTR | 005019 | 005019 | Labor
[72 empty] | 2008 | 1 | 972 | 108 | 54 | 0 | 000 | 530.55 | S/T SUPV PAY DISTR | 005019 | 005019 | Labor
[72 empty] | 2009 | 3 | 972 | 108 | 51 | 0 | 000 | 944.03 | S/T SUPV PAY DISTR | 005019 | 005019 | Labor
[72 empty] | 2009 | 4 | 972 | 108 | 51 | 0 | 000 | 1699.24 | S/T SUPV PAY DISTR | 005019 | 005019 | Labor
[72 empty] | 2009 | 7 | 972 | 108 | 50 | 0 | 000 | 384.22 | S/T SUPV PAY DISTR | 005019 | 005019 | Labor
[72 empty] | 2009 | 8 | 972 | 108 | 50 | 0 | 000 | 323.57 | S/T SUPV PAY DISTR | 005019 | 005019 | Labor
[72 empty] | 2009 | 9 | 972 | 108 | 50 | 0 | 000 | 364.03 | S/T SUPV PAY DISTR | 005019 | 005019 | Labor
[72 empty] | 2009 | 10 | 972 | 108 | 50 | 0 | 000 | 730.01 | S/T SUPV PAY DISTR | 005019 | 005019 | Labor
[72 empty] | 2009 | 11 | 972 | 108 | 50 | 0 | 000 | 487.33 | S/T SUPV PAY DISTR | 005019 | 005019 | Labor
[72 empty] | 2009 | 12 | 972 | 108 | 50 | 0 | 000 | 404.45 | S/T SUPV PAY DISTR | 005019 | 005019 | Labor
[72 empty] | 2010 | 1 | 972 | 108 | 50 | 0 | 000 | 394.27 | S/T SUPV PAY DISTR | 005019 | 005019 | Labor
[72 empty] | 2010 | 2 | 972 | 108 | 50 | 0 | 000 | 398.31 | S/T SUPV PAY DISTR | 005019 | 005019 | Labor
[72 empty] | 2010 | 3 | 972 | 108 | 50 | 0 | 000 | 293.47 | S/T SUPV PAY DISTR | 005019 | 005019 | Labor
[72 empty] | 2010 | 4 | 972 | 108 | 50 | 0 | 000 | 356.38 | S/T SUPV PAY DISTR | 005019 | 005019 | Labor
[72 empty] | 2010 | 5 | 972 | 108 | 50 | 0 | 000 | 314.44 | S/T SUPV PAY DISTR | 005019 | 005019 | Labor
[72 empty] | 2010 | 6 | 972 | 108 | 50 | 0 | 000 | 377.35 | S/T SUPV PAY DISTR | 005019 | 005019 | Labor
[72 empty] | 2010 | 7 | 972 | 108 | 50 | 0 | 000 | 524.06 | S/T SUPV PAY DISTR | 005019 | 005019 | Labor
[72 empty] | 2010 | 7 | 972 | 108 | 51 | 0 | 000 | 2136.92 | S/T SUPV PAY DISTR | 005019 | 005019 | Labor
[72 empty] | 2010 | 7 | 972 | 108 | 52 | 0 | 000 | 1424.61 | S/T SUPV PAY DISTR | 005019 | 005019 | Labor
[72 empty] | 2010 | 8 | 972 | 108 | 51 | 0 | 000 | 712.31 | S/T SUPV PAY DISTR | 005019 | 005019 | Labor
[72 empty] | 2010 | 8 | 972 | 108 | 52 | 0 | 000 | 712.31 | S/T SUPV PAY DISTR | 005019 | 005019 | Labor
[72 empty] | 2010 | 9 | 972 | 108 | 50 | 0 | 000 | 3561.42 | S/T SUPV PAY DISTR | 005019 | 005019 | Labor
[72 empty] | 2010 | 9 | 972 | 108 | 51 | 0 | 000 | 7278.37 | S/T SUPV PAY DISTR | 005019 | 005019 | Labor
[72 empty] | 2010 | 9 | 972 | 108 | 52 | 0 | 000 | 2013.26 | S/T SUPV PAY DISTR | 005019 | 005019 | Labor
[72 empty] | 2010 | 9 | 972 | 108 | 54 | 0 | 000 | 342.84 | S/T SUPV PAY DISTR | 005019 | 005019 | Labor
[72 empty] | 2010 | 9 | 972 | 108 | 55 | 0 | 000 | 342.84 | S/T SUPV PAY DISTR | 005019 | 005019 | Labor
[72 empty] | 2010 | 9 | 972 | 108 | 56 | 0 | 000 | 1712.67 | S/T SUPV PAY DISTR | 005019 | 005019 | Labor
[72 empty] | 2010 | 10 | 972 | 108 | 50 | 0 | 000 | 1896.28 | S/T SUPV PAY DISTR | 005019 | 005019 | Labor
[72 empty] | 2010 | 10 | 972 | 108 | 51 | 0 | 000 | 404.11 | S/T SUPV PAY DISTR | 005019 | 005019 | Labor
[72 empty] | 2010 | 10 | 972 | 108 | 52 | 0 | 000 | 404.11 | S/T SUPV PAY DISTR | 005019 | 005019 | Labor
[72 empty] | 2010 | 10 | 972 | 108 | 56 | 0 | 000 | 318.64 | S/T SUPV PAY DISTR | 005019 | 005019 | Labor
[72 empty] | 2007 | 3 | 973 | 108 | 51 | 0 | 000 | 86.6 | S/T SUPV PAY DISTR | 005019 | 005019 | Labor
[72 empty] | 2007 | 4 | 973 | 108 | 50 | 0 | 000 | 88.57 | S/T SUPV PAY DISTR | 005019 | 005019 | Labor
[72 empty] | 2007 | 5 | 973 | 108 | 50 | 0 | 000 | 1239.95 | S/T SUPV PAY DISTR | 005019 | 005019 | Labor
[72 empty] | 2007 | 6 | 973 | 108 | 50 | 0 | 000 | 982.42 | S/T SUPV PAY DISTR | 005019 | 005019 | Labor
[72 empty] | 2007 | 7 | 973 | 108 | 50 | 0 | 000 | 1110.06 | S/T SUPV PAY DISTR | 005019 | 005019 | Labor
[72 empty] | 2007 | 8 | 973 | 108 | 50 | 0 | 000 | 1155.46 | S/T SUPV PAY DISTR | 005019 | 005019 | Labor
[72 empty] | 2009 | 9 | 992 | 108 | 50 | 0 | 000 | 757.92 | S/T SUPV PAY DISTR | 005019 | 005019 | Labor
[72 empty] | 2009 | 10 | 992 | 108 | 50 | 0 | 000 | 1515.84 | S/T SUPV PAY DISTR | 005019 | 005019 | Labor
[72 empty] | 2009 | 11 | 992 | 108 | 50 | 0 | 000 | 1515.84 | S/T SUPV PAY DISTR | 005019 | 005019 | Labor
[72 empty] | 2009 | 12 | 992 | 108 | 50 | 0 | 000 | 1468.47 | S/T SUPV PAY DISTR | 005019 | 005019 | Labor
[72 empty] | 2010 | 1 | 992 | 108 | 50 | 0 | 000 | 1698.21 | S/T SUPV PAY DISTR | 005019 | 005019 | Labor
[72 empty] | 2010 | 2 | 992 | 108 | 50 | 0 | 000 | 2691.89 | S/T SUPV PAY DISTR | 005019 | 005019 | Labor
[72 empty] | 2010 | 3 | 992 | 108 | 50 | 0 | 000 | 2407.61 | S/T SUPV PAY DISTR | 005019 | 005019 | Labor
[72 empty] | 2010 | 4 | 992 | 108 | 50 | 0 | 000 | 2733.37 | S/T SUPV PAY DISTR | 005019 | 005019 | Labor
[72 empty] | 2010 | 5 | 992 | 108 | 50 | 0 | 000 | 2525.47 | S/T SUPV PAY DISTR | 005019 | 005019 | Labor
[72 empty] | 2010 | 6 | 992 | 108 | 50 | 0 | 000 | 2164.82 | S/T SUPV PAY DISTR | 005019 | 005019 | Labor
[72 empty] | 2010 | 7 | 992 | 108 | 50 | 0 | 000 | 4191.05 | S/T SUPV PAY DISTR | 005019 | 005019 | Labor
[72 empty] | 2010 | 8 | 992 | 108 | 50 | 0 | 000 | 2886.12 | S/T SUPV PAY DISTR | 005019 | 005019 | Labor
[72 empty] | 2010 | 9 | 992 | 108 | 50 | 0 | 000 | 3191.15 | S/T SUPV PAY DISTR | 005019 | 005019 | Labor
[72 empty] | 2010 | 10 | 992 | 108 | 50 | 0 | 000 | 3863.88 | S/T SUPV PAY DISTR | 005019 | 005019 | Labor
[72 empty] | 2010 | 11 | 992 | 108 | 50 | 0 | 000 | 3635.24 | S/T SUPV PAY DISTR | 005019 | 005019 | Labor
[72 empty] | 2010 | 12 | 992 | 108 | 50 | 0 | 000 | 4828.43 | S/T SUPV PAY DISTR | 005019 | 005019 | Labor
[72 empty] | 2010 | 5 | 530 | 108 | 50 | 6 | 936 | 15.59 | MINOR MAT ISSUE 0.2185 | 005021 | 005021 | Materials
[72 empty] | 2010 | 6 | 530 | 108 | 50 | 6 | 936 | 43.32 | MINOR MAT ISSUE 0.1696 | 005021 | 005021 | Materials
[72 empty] | 2007 | 4 | 914 | 108 | 55 | 6 | 000 | 0.27 | MINOR MAT ISSUE 0.0016 | 005021 | 005021 | Materials
[72 empty] | 2007 | 7 | 914 | 108 | 55 | 6 | 000 | 0 | MINOR MAT ISSUE 0.0006 | 005021 | 005021 | Materials
[72 empty] | 2009 | 11 | 923 | 108 | 50 | 6 | 000 | 0.27 | MINOR MAT ISSUE 0.0004 | 005021 | 005021 | Materials
[72 empty] | 2010 | 5 | 923 | 108 | 50 | 6 | 000 | 0.67 | MINOR MAT ISSUE 0.0018 | 005021 | 005021 | Materials
[72 empty] | 2010 | 6 | 923 | 108 | 50 | 6 | 000 | 5.45 | MINOR MAT ISSUE 0.0511 | 005021 | 005021 | Materials
[72 empty] | 2010 | 7 | 923 | 108 | 50 | 6 | 000 | 0.06 | MINOR MAT ISSUE 0.0001 | 005021 | 005021 | Materials
[72 empty] | 2010 | 8 | 923 | 108 | 50 | 6 | 000 | 0.65 | MINOR MAT ISSUE 0.0031 | 005021 | 005021 | Materials
[72 empty] | 2010 | 9 | 923 | 108 | 50 | 6 | 000 | 9.51 | MINOR MAT ISSUE 0.0191 | 005021 | 005021 | Materials
[72 empty] | 2010 | 10 | 923 | 108 | 50 | 6 | 000 | 3.46 | MINOR MAT ISSUE 0.0112 | 005021 | 005021 | Materials
[72 empty] | 2010 | 12 | 923 | 108 | 50 | 6 | 000 | 0.24 | MINOR MAT ISSUE 0.0003 | 005021 | 005021 | Materials
[72 empty] | 2008 | 3 | 934 | 108 | 50 | 6 | 000 | 69.84 | MINOR MAT ISSUE 0.0566 | 005021 | 005021 | Materials
[72 empty] | 2008 | 3 | 934 | 108 | 51 | 6 | 000 | 93.12 | MINOR MAT ISSUE 0.0566 | 005021 | 005021 | Materials
[72 empty] | 2008 | 4 | 934 | 108 | 50 | 6 | 000 | 287.54 | MINOR MAT ISSUE 0.1228 | 005021 | 005021 | Materials
[72 empty] | 2008 | 4 | 934 | 108 | 51 | 6 | 000 | 287.54 | MINOR MAT ISSUE 0.1228 | 005021 | 005021 | Materials
[72 empty] | 2008 | 5 | 934 | 108 | 50 | 6 | 000 | 91.52 | MINOR MAT ISSUE 0.0360 | 005021 | 005021 | Materials
[72 empty] | 2008 | 5 | 934 | 108 | 51 | 6 | 000 | 91.52 | MINOR MAT ISSUE 0.0360 | 005021 | 005021 | Materials
[72 empty] | 2008 | 6 | 934 | 108 | 50 | 6 | 000 | 187.46 | MINOR MAT ISSUE 0.0798 | 005021 | 005021 | Materials
[72 empty] | 2008 | 6 | 934 | 108 | 51 | 6 | 000 | 187.46 | MINOR MAT ISSUE 0.0798 | 005021 | 005021 | Materials
[72 empty] | 2008 | 7 | 934 | 108 | 50 | 6 | 000 | 176.6 | MINOR MAT ISSUE 0.0533 | 005021 | 005021 | Materials
[72 empty] | 2008 | 7 | 934 | 108 | 51 | 6 | 000 | 176.6 | MINOR MAT ISSUE 0.0533 | 005021 | 005021 | Materials
[72 empty] | 2008 | 8 | 934 | 108 | 50 | 6 | 000 | 201.37 | MINOR MAT ISSUE 0.0645 | 005021 | 005021 | Materials
[72 empty] | 2008 | 8 | 934 | 108 | 51 | 6 | 000 | 201.37 | MINOR MAT ISSUE 0.0645 | 005021 | 005021 | Materials
[72 empty] | 2008 | 9 | 934 | 108 | 50 | 6 | 000 | 232.55 | MINOR MAT ISSUE 0.0967 | 005021 | 005021 | Materials
[72 empty] | 2008 | 9 | 934 | 108 | 51 | 6 | 000 | 232.55 | MINOR MAT ISSUE 0.0967 | 005021 | 005021 | Materials
[72 empty] | 2008 | 10 | 934 | 108 | 50 | 6 | 000 | 51.71 | MINOR MAT ISSUE 0.0631 | 005021 | 005021 | Materials
[72 empty] | 2008 | 10 | 934 | 108 | 51 | 6 | 000 | 51.71 | MINOR MAT ISSUE 0.0631 | 005021 | 005021 | Materials
[72 empty] | 2008 | 10 | 961 | 108 | 50 | 6 | 000 | 223.24 | MINOR MAT ISSUE 0.1390 | 005021 | 005021 | Materials
[72 empty] | 2008 | 11 | 961 | 108 | 50 | 6 | 000 | 375.83 | MINOR MAT ISSUE 0.0687 | 005021 | 005021 | Materials
[72 empty] | 2008 | 12 | 961 | 108 | 50 | 6 | 000 | 130.79 | MINOR MAT ISSUE 0.0792 | 005021 | 005021 | Materials
[72 empty] | 2010 | 1 | 970 | 108 | 50 | 6 | 000 | 0.04 | MINOR MAT ISSUE 0.0016 | 005021 | 005021 | Materials
[72 empty] | 2010 | 10 | 923 | 108 | 50 | 15 | 000 | 13.5 | MEALS REIMBURSEMENT | 005040 | 005040 | Materials
[72 empty] | 2010 | 4 | 465 | 108 | 50 | 39 | 000 | 8.5 | ACCOUNTS PAYABLE | 005050 | 288863 | Materials
[72 empty] | 2008 | 8 | 535 | 108 | 50 | 3 | 190 | 2676.68 | 9000011387,062208,D | 005050 | 089968 | Labor
[72 empty] | 2008 | 8 | 535 | 108 | 50 | 3 | 190 | 1763.64 | 9000011630,070608,D | 005050 | 091310 | Labor
[72 empty] | 2008 | 8 | 535 | 108 | 50 | 3 | 190 | 940.47 | 900001196A,071308,D | 005050 | 089057 | Labor
[72 empty] | 2008 | 10 | 535 | 108 | 50 | 3 | 190 | 232.8 | 9000012866,083108,D | 005050 | 106617 | Labor
[72 empty] | 2009 | 2 | 922 | 108 | 50 | 3 | 000 | 1151.37 | 81900114,011109,LJA | 005050 | 149644 | Labor
[72 empty] | 2009 | 2 | 922 | 108 | 50 | 7 | 000 | 142.53 | 2123247001,010909,K | 005050 | 145130 | Materials
[72 empty] | 2007 | 10 | 928 | 108 | 50 | 39 | 000 | 4.36 | ACCOUNTS PAYABLE | 005050 | 982605 | Materials
[72 empty] | 2007 | 11 | 928 | 108 | 50 | 15 | 000 | 27.01 | ACCOUNTS PAYABLE | 005050 | 990682 | Materials
[72 empty] | 2007 | 12 | 928 | 108 | 50 | 39 | 000 | 4.12 | ACCOUNTS PAYABLE | 005050 | 006631 | Materials
[72 empty] | 2008 | 1 | 928 | 108 | 50 | 10 | 000 | 110.2 | ACCOUNTS PAYABLE | 005050 | 018893 | Materials
[72 empty] | 2008 | 1 | 928 | 108 | 50 | 39 | 000 | 16.97 | ACCOUNTS PAYABLE | 005050 | 015284 | Materials
[72 empty] | 2008 | 2 | 928 | 108 | 50 | 10 | 000 | 17.02 | ACCOUNTS PAYABLE | 005050 | 024624 | Materials
[72 empty] | 2008 | 3 | 928 | 108 | 50 | 10 | 000 | 31.47 | ACCOUNTS PAYABLE | 005050 | 032481 | Materials
[72 empty] | 2008 | 3 | 928 | 108 | 50 | 10 | 000 | 33.75 | ACCOUNTS PAYABLE | 005050 | 035965 | Materials
[72 empty] | 2008 | 3 | 928 | 108 | 50 | 15 | 000 | 36.1 | ACCOUNTS PAYABLE | 005050 | 037663 | Materials
[72 empty] | 2008 | 3 | 928 | 108 | 50 | 39 | 000 | 43.94 | ACCOUNTS PAYABLE | 005050 | 037664 | Materials
[72 empty] | 2008 | 3 | 928 | 108 | 50 | 39 | 000 | 67.67 | ACCOUNTS PAYABLE | 005050 | 037665 | Materials
[72 empty] | 2008 | 4 | 928 | 108 | 51 | 9 | 000 | 654.49 | ACCOUNTS PAYABLE | 005050 | 045274 | Materials
[72 empty] | 2008 | 4 | 928 | 108 | 51 | 9 | 000 | 710 | AIR-REINA | 005050 | 046698 | Materials
[72 empty] | 2008 | 4 | 928 | 108 | 50 | 10 | 000 | 17.79 | ACCOUNTS PAYABLE | 005050 | 042258 | Materials
[72 empty] | 2008 | 4 | 928 | 108 | 51 | 15 | 000 | 37.25 | ACCOUNTS PAYABLE | 005050 | 045274 | Materials
[72 empty] | 2008 | 4 | 928 | 108 | 51 | 39 | 000 | 5.3 | ACCOUNTS PAYABLE | 005050 | 047717 | Materials
[72 empty] | 2008 | 4 | 928 | 108 | 51 | 39 | 000 | 19.19 | ACCOUNTS PAYABLE | 005050 | 047718 | Materials
[72 empty] | 2008 | 5 | 928 | 108 | 50 | 9 | 000 | 721.62 | ACCOUNTS PAYABLE | 005050 | 058214 | Materials
[72 empty] | 2008 | 5 | 928 | 108 | 50 | 9 | 000 | 295 | AIR-REINA | 005050 | 061986 | Materials
[72 empty] | 2008 | 5 | 928 | 108 | 50 | 15 | 000 | 58.78 | ACCOUNTS PAYABLE | 005050 | 058214 | Materials
[72 empty] | 2008 | 5 | 928 | 108 | 50 | 39 | 000 | 25.76 | ACCOUNTS PAYABLE | 005050 | 058215 | Materials
[72 empty] | 2008 | 6 | 928 | 108 | 50 | 9 | 000 | 120 | AIR-REINA | 005050 | 068943 | Materials
[72 empty] | 2008 | 6 | 928 | 108 | 50 | 10 | 000 | 51.9 | ACCOUNTS PAYABLE | 005050 | 073290 | Materials
[72 empty] | 2008 | 6 | 928 | 108 | 50 | 15 | 000 | 30.9 | ACCOUNTS PAYABLE | 005050 | 068115 | Materials
[72 empty] | 2008 | 6 | 928 | 108 | 50 | 30 | 000 | 73.1 | ACCOUNTS PAYABLE | 005050 | 066270 | Labor
[72 empty] | 2008 | 6 | 928 | 108 | 50 | 39 | 000 | 43.43 | ACCOUNTS PAYABLE | 005050 | 066800 | Materials
[72 empty] | 2008 | 6 | 928 | 108 | 51 | 39 | 000 | 14.9 | ACCOUNTS PAYABLE | 005050 | 068117 | Materials
[72 empty] | 2008 | 7 | 928 | 108 | 50 | 9 | 000 | 963.01 | ACCOUNTS PAYABLE | 005050 | 071821 | Materials
[72 empty] | 2008 | 7 | 928 | 108 | 50 | 9 | 000 | 507 | AIR-REINA | 005050 | 083064 | Materials
[72 empty] | 2008 | 7 | 928 | 108 | 50 | 15 | 000 | 55.81 | ACCOUNTS PAYABLE | 005050 | 071821 | Materials
[72 empty] | 2008 | 7 | 928 | 108 | 50 | 15 | 000 | 127.94 | ACCOUNTS PAYABLE | 005050 | 076575 | Materials
[72 empty] | 2008 | 8 | 928 | 108 | 50 | 10 | 000 | 62.48 | ACCOUNTS PAYABLE | 005050 | 094283 | Materials
[72 empty] | 2008 | 8 | 928 | 108 | 50 | 39 | 000 | 19.9 | ACCOUNTS PAYABLE | 005050 | 091707 | Materials
[72 empty] | 2008 | 9 | 928 | 108 | 50 | 10 | 000 | 160.79 | ACCOUNTS PAYABLE | 005050 | 097950 | Materials
[72 empty] | 2008 | 9 | 928 | 108 | 50 | 10 | 000 | 19.89 | 084748 VO CORR | 005050 | 100439 | Materials
[72 empty] | 2008 | 10 | 928 | 108 | 50 | 9 | 000 | 685 | ACCOUNTS PAYABLE | 005050 | 108918 | Materials
[72 empty] | 2008 | 10 | 928 | 108 | 50 | 9 | 000 | 360 | AIR-REINA | 005050 | 114737 | Materials
[72 empty] | 2008 | 10 | 928 | 108 | 50 | 15 | 000 | 15.1 | ACCOUNTS PAYABLE | 005050 | 108918 | Materials
[72 empty] | 2008 | 10 | 928 | 108 | 50 | 39 | 000 | 19.89 | ACCOUNTS PAYABLE | 005050 | 105457 | Materials
[72 empty] | 2008 | 10 | 928 | 108 | 54 | 39 | 000 | 40.35 | ACCOUNTS PAYABLE | 005050 | 108911 | Materials
[72 empty] | 2008 | 11 | 928 | 108 | 50 | 10 | 000 | 21.39 | ACCOUNTS PAYABLE | 005050 | 119010 | Materials
[72 empty] | 2008 | 11 | 928 | 108 | 50 | 15 | 000 | 23.6 | ACCOUNTS PAYABLE | 005050 | 119010 | Materials
[72 empty] | 2008 | 11 | 928 | 108 | 50 | 18 | 000 | 45.38 | ACCOUNTS PAYABLE | 005050 | 123605 | Materials
[72 empty] | 2008 | 11 | 928 | 108 | 50 | 39 | 000 | 106.47 | ACCOUNTS PAYABLE | 005050 | 119011 | Materials
[72 empty] | 2008 | 11 | 928 | 108 | 50 | 39 | 000 | 50.31 | ACCOUNTS PAYABLE | 005050 | 119280 | Materials
[72 empty] | 2008 | 12 | 928 | 108 | 50 | 3 | 000 | 55 | 00207 | 005050 | 125113 | Labor
[72 empty] | 2009 | 1 | 928 | 108 | 50 | 39 | 820 | 77.81 | ACCOUNTS PAYABLE | 005050 | 131555 | Materials
[72 empty] | 2009 | 2 | 928 | 108 | 50 | 39 | 000 | 85.8 | ACCOUNTS PAYABLE | 005050 | 151654 | Materials
[72 empty] | 2009 | 2 | 928 | 108 | 50 | 39 | 000 | 10.45 | ACCOUNTS PAYABLE | 005050 | 152026 | Materials
[72 empty] | 2009 | 2 | 928 | 108 | 50 | 39 | 000 | 6.15 | ACCOUNTS PAYABLE | 005050 | 152027 | Materials
[72 empty] | 2009 | 3 | 928 | 108 | 50 | 39 | 000 | 76.45 | ACCOUNTS PAYABLE | 005050 | 156389 | Materials
[72 empty] | 2009 | 3 | 928 | 108 | 50 | 39 | 000 | 48.95 | ACCOUNTS PAYABLE | 005050 | 161784 | Materials
[72 empty] | 2009 | 5 | 928 | 108 | 50 | 39 | 000 | 28.05 | ACCOUNTS PAYABLE | 005050 | 177281 | Materials
[72 empty] | 2009 | 5 | 928 | 108 | 50 | 39 | 000 | 9.35 | ACCOUNTS PAYABLE | 005050 | 181874 | Materials
[72 empty] | 2009 | 10 | 928 | 108 | 50 | 39 | 000 | 28.6 | ACCOUNTS PAYABLE | 005050 | 229454 | Materials
[72 empty] | 2009 | 11 | 928 | 108 | 50 | 39 | 000 | 23.1 | ACCOUNTS PAYABLE | 005050 | 239776 | Materials
[72 empty] | 2009 | 11 | 928 | 108 | 50 | 39 | 000 | 9.35 | ACCOUNTS PAYABLE | 005050 | 243388 | Materials
[72 empty] | 2007 | 12 | 934 | 108 | 56 | 7 | 000 | 36.85 | ACCOUNTS PAYABLE | 005050 | 004085 | Materials
[72 empty] | 2009 | 6 | 934 | 108 | 50 | 3 | 000 | 1412.89 | 4139702601,061609,M | 005050 | 197103 | Labor
[72 empty] | 2009 | 7 | 934 | 108 | 50 | 3 | 000 | 299.6 | 4150222101,070109,M | 005050 | 198918 | Labor
[72 empty] | 2009 | 7 | 934 | 108 | 50 | 3 | 000 | 218.28 | 4161800601,070109,M | 005050 | 198921 | Labor
[72 empty] | 2007 | 2 | 936 | 108 | 51 | 3 | 000 | 629.63 | 30EG0107,010707,LAH | 005050 | 907876 | Labor
[72 empty] | 2007 | 2 | 936 | 108 | 52 | 3 | 000 | 629.63 | 30EG0107,010707,LAH | 005050 | 907876 | Labor
[72 empty] | 2007 | 2 | 936 | 108 | 54 | 3 | 000 | 8570.16 | 111317,010707,LAH | 005050 | 908205 | Labor
[72 empty] | 2007 | 2 | 936 | 108 | 54 | 3 | 000 | 8824.72 | 111336,011407,LAH | 005050 | 908182 | Labor
[72 empty] | 2007 | 2 | 936 | 108 | 54 | 3 | 000 | 81 | 111346,011707,BRS | 005050 | 906080 | Labor
[72 empty] | 2007 | 2 | 936 | 108 | 54 | 3 | 000 | 6924.3 | 111440,012107,LAH | 005050 | 908184 | Labor
[72 empty] | 2007 | 3 | 936 | 108 | 50 | 3 | 000 | 2564.69 | 1191 INCENFEE 4THQT | 005050 | 916730 | Labor
[72 empty] | 2007 | 3 | 936 | 108 | 50 | 3 | 000 | 1080.91 | 1191 INCENFEE3RD QT | 005050 | 916730 | Labor
[72 empty] | 2007 | 3 | 936 | 108 | 51 | 3 | 000 | 32400 | 4,012207,BRS | 005050 | 911576 | Labor
[72 empty] | 2007 | 3 | 936 | 108 | 51 | 3 | 000 | 3600 | 4RET,012207,BRS | 005050 | 911577 | Labor
[72 empty] | 2007 | 3 | 936 | 108 | 51 | 3 | 000 | 1397.22 | 9000001541,020407,L | 005050 | 920377 | Labor
[72 empty] | 2007 | 3 | 936 | 108 | 52 | 3 | 000 | 32400 | 4,012207,BRS | 005050 | 911576 | Labor
[72 empty] | 2007 | 3 | 936 | 108 | 52 | 3 | 000 | 3600 | 4RET,012207,BRS | 005050 | 911577 | Labor
[72 empty] | 2007 | 3 | 936 | 108 | 53 | 3 | 000 | 1949.54 | 3174268101,022807,D | 005050 | 920906 | Labor
[72 empty] | 2007 | 3 | 936 | 108 | 53 | 3 | 000 | 13967.5 | 3875,013107,BRS | 005050 | 910426 | Labor
[72 empty] | 2007 | 3 | 936 | 108 | 53 | 3 | 000 | 55670.3 | 5,013107,LAH | 005050 | 911233 | Labor
[72 empty] | 2007 | 3 | 936 | 108 | 53 | 3 | 000 | 6186 | 5RET,013107,LAH | 005050 | 911235 | Labor
[72 empty] | 2007 | 3 | 936 | 108 | 53 | 3 | 000 | 1779.21 | 9000001541,020407,L | 005050 | 920377 | Labor
[72 empty] | 2007 | 3 | 936 | 108 | 54 | 3 | 000 | 10268.47 | 111489,012807,BRS | 005050 | 910404 | Labor
[72 empty] | 2007 | 3 | 936 | 108 | 54 | 3 | 000 | 270 | 111537,013107,BRS | 005050 | 920654 | Labor
[72 empty] | 2007 | 3 | 936 | 108 | 54 | 3 | 000 | 4718 | 111568,020407,LAH | 005050 | 914333 | Labor
[72 empty] | 2007 | 3 | 936 | 108 | 54 | 3 | 000 | 5144.4 | 111601,021107,BRS | 005050 | 920653 | Labor
[72 empty] | 2007 | 3 | 936 | 108 | 54 | 3 | 000 | 3672.56 | 111674,021807,LAH | 005050 | 916723 | Labor
[72 empty] | 2007 | 3 | 936 | 108 | 54 | 3 | 000 | 6416.33 | 111701,022507,BRS | 005050 | 920660 | Labor
[72 empty] | 2007 | 4 | 936 | 108 | 50 | 3 | 000 | 795.75 | BS DEMO PROJECT 156 | 005050 | 925966 | Labor
[72 empty] | 2007 | 4 | 936 | 108 | 50 | 3 | 000 | 1132.66 | BS DEMO 156053 3/24 | 005050 | 924010 | Labor
[72 empty] | 2007 | 4 | 936 | 108 | 50 | 3 | 000 | 1147.31 | BS DEMO 156162 3/31 | 005050 | 924009 | Labor
[72 empty] | 2007 | 4 | 936 | 108 | 50 | 3 | 000 | 1147.31 | BS DEMO 156388 4/14 | 005050 | 929916 | Labor
[72 empty] | 2007 | 4 | 936 | 108 | 50 | 3 | 000 | 1147.31 | BS DEMO 156515 4/21 | 005050 | 930125 | Labor
[72 empty] | 2007 | 4 | 936 | 108 | 50 | 3 | 000 | 129.6 | 111884,031107,LAH | 005050 | 922839 | Labor
[72 empty] | 2007 | 4 | 936 | 108 | 50 | 3 | 000 | 1147.31 | 154906 1/13 | 005050 | 924012 | Labor
[72 empty] | 2007 | 4 | 936 | 108 | 53 | 3 | 000 | 17778.43 | 45652,022007,GTG | 005050 | 921852 | Labor
[72 empty] | 2007 | 4 | 936 | 108 | 53 | 3 | 000 | 28081 | 7,022807,DMM | 005050 | 921030 | Labor
[72 empty] | 2007 | 4 | 936 | 108 | 53 | 3 | 000 | 3120 | 7RET,022807,DMM | 005050 | 921032 | Labor
[72 empty] | 2007 | 4 | 936 | 108 | 53 | 3 | 000 | 1506.95 | 9000002022,022507,B | 005050 | 928663 | Labor
[72 empty] | 2007 | 4 | 936 | 108 | 53 | 3 | 000 | 4418.81 | 9000002028,030407,B | 005050 | 928664 | Labor
[72 empty] | 2007 | 4 | 936 | 108 | 54 | 3 | 000 | 6247.28 | 111802,030407,LAH | 005050 | 922817 | Labor
[72 empty] | 2007 | 4 | 936 | 108 | 54 | 3 | 000 | 4388.38 | 111884,031107,LAH | 005050 | 922839 | Labor
[72 empty] | 2007 | 4 | 936 | 108 | 54 | 3 | 000 | 4443.76 | 111941,031807,LAH | 005050 | 928246 | Labor
[72 empty] | 2007 | 4 | 936 | 108 | 54 | 3 | 000 | 3984.36 | 112008,032507,BRS | 005050 | 927733 | Labor
[72 empty] | 2007 | 4 | 936 | 108 | 54 | 3 | 000 | 30779 | 7,022807,DMM | 005050 | 921030 | Labor
[72 empty] | 2007 | 4 | 936 | 108 | 54 | 3 | 000 | 3420 | 7RET,022807,DMM | 005050 | 921032 | Labor
[72 empty] | 2007 | 5 | 936 | 108 | 50 | 3 | 000 | 920.26 | BS DEMO 156627 | 005050 | 934809 | Labor
[72 empty] | 2007 | 5 | 936 | 108 | 50 | 3 | 000 | 1210.29 | BS DEMO 156735 5/5 | 005050 | 940435 | Labor
[72 empty] | 2007 | 5 | 936 | 108 | 50 | 3 | 000 | 864.99 | BS DEMO 156848 5/12 | 005050 | 940436 | Labor
[72 empty] | 2007 | 5 | 936 | 108 | 50 | 3 | 000 | 864.99 | BS DEMO 156960 5/19 | 005050 | 940023 | Labor
[72 empty] | 2007 | 5 | 936 | 108 | 50 | 3 | 000 | 2483.76 | 112477,050607,BRS | 005050 | 939845 | Labor
[72 empty] | 2007 | 5 | 936 | 108 | 50 | 3 | 000 | 2613.96 | 9000002034,031107,N | 005050 | 935191 | Labor
[72 empty] | 2007 | 5 | 936 | 108 | 50 | 3 | 000 | 2770.49 | 9000002397,031807,N | 005050 | 935189 | Labor
[72 empty] | 2007 | 5 | 936 | 108 | 50 | 3 | 000 | 2526.81 | 9000002684,040107,L | 005050 | 940498 | Labor
[72 empty] | 2007 | 5 | 936 | 108 | 51 | 3 | 000 | 160 | 1909,042007,NWS | 005050 | 940917 | Labor
[72 empty] | 2007 | 5 | 936 | 108 | 53 | 3 | 000 | 65850.3 | 7A,033007,LAH | 005050 | 931275 | Labor
[72 empty] | 2007 | 5 | 936 | 108 | 53 | 3 | 000 | 7316.7 | 7ARET,033007,DMM | 005050 | 933002 | Labor
[72 empty] | 2007 | 5 | 936 | 108 | 53 | 3 | 000 | 583.44 | 9000002464,032507,L | 005050 | 940494 | Labor
[72 empty] | 2007 | 5 | 936 | 108 | 54 | 3 | 000 | 8547.9 | 112093,040107,LAH | 005050 | 930901 | Labor
[72 empty] | 2007 | 5 | 936 | 108 | 54 | 3 | 000 | 5313.44 | 112210,040807,NWS | 005050 | 934211 | Labor
[72 empty] | 2007 | 5 | 936 | 108 | 54 | 3 | 000 | 7030.44 | 112246,041507,NWS | 005050 | 934202 | Labor
[72 empty] | 2007 | 5 | 936 | 108 | 54 | 3 | 000 | 8440.24 | 112301,042207,LAH | 005050 | 939853 | Labor
[72 empty] | 2007 | 5 | 936 | 108 | 54 | 3 | 000 | 8071.75 | 112379,042907,LAH | 005050 | 939834 | Labor
[72 empty] | 2007 | 5 | 936 | 108 | 54 | 3 | 000 | 5912.35 | 112477,050607,BRS | 005050 | 939845 | Labor
[72 empty] | 2007 | 5 | 936 | 108 | 54 | 3 | 000 | 451.2 | 112546,051607,BRS | 005050 | 937935 | Labor
[72 empty] | 2007 | 5 | 936 | 108 | 54 | 3 | 000 | 56898.9 | 7A,033007,LAH | 005050 | 931275 | Labor
[72 empty] | 2007 | 5 | 936 | 108 | 54 | 3 | 000 | 6322.1 | 7ARET,033007,DMM | 005050 | 933002 | Labor
[72 empty] | 2007 | 5 | 936 | 108 | 54 | 3 | 000 | 387.46 | 9000002396,031807,N | 005050 | 935187 | Labor
[72 empty] | 2007 | 5 | 936 | 108 | 54 | 3 | 000 | 3279.58 | 9000002397,031807,N | 005050 | 935189 | Labor
[72 empty] | 2007 | 5 | 936 | 108 | 54 | 3 | 000 | 3021.07 | 9000002465,032507,B | 005050 | 940497 | Labor
[72 empty] | 2007 | 5 | 936 | 108 | 54 | 3 | 000 | 2003.14 | 9000002683,040107,L | 005050 | 940493 | Labor
[72 empty] | 2007 | 5 | 936 | 108 | 54 | 3 | 000 | 1387.87 | 9000002688,040807,L | 005050 | 940495 | Labor
[72 empty] | 2007 | 5 | 936 | 108 | 56 | 3 | 000 | 863.92 | 112093,040107,LAH | 005050 | 930901 | Labor
[72 empty] | 2007 | 5 | 936 | 108 | 56 | 3 | 000 | 3389.6 | 112210,040807,NWS | 005050 | 934211 | Labor
[72 empty] | 2007 | 5 | 936 | 108 | 56 | 3 | 000 | 852.9 | 112223,041307,NWS | 005050 | 934201 | Labor
[72 empty] | 2007 | 5 | 936 | 108 | 56 | 3 | 000 | 732.2 | 112246,041507,NWS | 005050 | 934202 | Labor
[72 empty] | 2007 | 5 | 936 | 108 | 54 | 7 | 000 | 48.08 | 1285601091,033007,D | 005050 | 939172 | Materials
[72 empty] | 2007 | 5 | 936 | 108 | 54 | 7 | 000 | 702.32 | 1290657561,041007,D | 005050 | 939171 | Materials
[72 empty] | 2007 | 5 | 936 | 108 | 54 | 7 | 000 | 2274.15 | 577668,041707,DMM | 005050 | 939436 | Materials
[72 empty] | 2007 | 5 | 936 | 108 | 56 | 7 | 000 | 2505 | 4042,050407,NWS | 005050 | 939132 | Materials
[72 empty] | 2007 | 6 | 936 | 108 | 50 | 3 | 000 | 1166.73 | BS DEMO 157090 5/26 | 005050 | 948607 | Labor
[72 empty] | 2007 | 6 | 936 | 108 | 50 | 3 | 000 | 864.99 | BS DEMO 157209 6/2 | 005050 | 948609 | Labor
[72 empty] | 2007 | 6 | 936 | 108 | 50 | 3 | 000 | 1196.9 | BS DEMO 157328 6/9 | 005050 | 948606 | Labor
[72 empty] | 2007 | 6 | 936 | 108 | 50 | 3 | 000 | 1257.25 | DEMO BS 157450 6/16 | 005050 | 950749 | Labor
[72 empty] | 2007 | 6 | 936 | 108 | 50 | 3 | 000 | 7477.73 | 112561,051307,BRS | 005050 | 947403 | Labor
[72 empty] | 2007 | 6 | 936 | 108 | 50 | 3 | 000 | 11133.27 | 112625,052007,NWS | 005050 | 951263 | Labor
[72 empty] | 2007 | 6 | 936 | 108 | 50 | 3 | 000 | 9826.8 | 112660,052707,BRS | 005050 | 950544 | Labor
[72 empty] | 2007 | 6 | 936 | 108 | 50 | 3 | 000 | 7840.84 | 112770,060307,BRS | 005050 | 950540 | Labor
[72 empty] | 2007 | 6 | 936 | 108 | 50 | 3 | 000 | 10308.08 | 112821,061007,BRS | 005050 | 950556 | Labor
[72 empty] | 2007 | 6 | 936 | 108 | 50 | 3 | 000 | 778.09 | 2889,041507,MFL | 005050 | 951306 | Labor
[72 empty] | 2007 | 6 | 936 | 108 | 50 | 3 | 000 | 3545.48 | 2895,042207,MFL | 005050 | 951307 | Labor
[72 empty] | 2007 | 6 | 936 | 108 | 50 | 3 | 000 | 676.74 | 9000003311,042907,M | 005050 | 951317 | Labor
[72 empty] | 2007 | 6 | 936 | 108 | 51 | 3 | 000 | 1051.26 | 2895,042207,MFL | 005050 | 951307 | Labor
[72 empty] | 2007 | 6 | 936 | 108 | 52 | 3 | 000 | 1110.14 | 2895,042207,MFL | 005050 | 951307 | Labor
[72 empty] | 2007 | 6 | 936 | 108 | 53 | 3 | 000 | 84611.7 | 8,050107,DMM | 005050 | 943694 | Labor
[72 empty] | 2007 | 6 | 936 | 108 | 53 | 3 | 000 | 9401.3 | 8RET,050107,DMM | 005050 | 943695 | Labor
[72 empty] | 2007 | 6 | 936 | 108 | 53 | 3 | 000 | 4235 | 9,051407,DMM | 005050 | 943692 | Labor
[72 empty] | 2007 | 6 | 936 | 108 | 54 | 3 | 000 | 1145.07 | 112561,051307,BRS | 005050 | 947403 | Labor
[72 empty] | 2007 | 6 | 936 | 108 | 54 | 3 | 000 | 936.12 | 112821,061007,BRS | 005050 | 950556 | Labor
[72 empty] | 2007 | 6 | 936 | 108 | 54 | 3 | 000 | 1077.4 | 2889,041507,MFL | 005050 | 951306 | Labor
[72 empty] | 2007 | 6 | 936 | 108 | 54 | 3 | 000 | 9687.6 | 8,050107,DMM | 005050 | 943694 | Labor
[72 empty] | 2007 | 6 | 936 | 108 | 54 | 3 | 000 | 1076.4 | 8RET,050107,DMM | 005050 | 943695 | Labor
[72 empty] | 2007 | 6 | 936 | 108 | 56 | 3 | 000 | 279.57 | 112334,042607,LAH | 005050 | 942023 | Labor
[72 empty] | 2007 | 6 | 936 | 108 | 56 | 3 | 000 | 504.8 | 112561,051307,BRS | 005050 | 947403 | Labor
[72 empty] | 2007 | 6 | 936 | 108 | 56 | 3 | 000 | 1678.08 | 112660,052707,BRS | 005050 | 950544 | Labor
[72 empty] | 2007 | 6 | 936 | 108 | 56 | 3 | 000 | 1254.6 | 112821,061007,BRS | 005050 | 950556 | Labor
[72 empty] | 2007 | 6 | 936 | 108 | 56 | 3 | 000 | 1007.16 | 2889,041507,MFL | 005050 | 951306 | Labor
[72 empty] | 2007 | 6 | 936 | 108 | 56 | 3 | 000 | 4710.46 | 2895,042207,MFL | 005050 | 951307 | Labor
[72 empty] | 2007 | 6 | 936 | 108 | 56 | 3 | 000 | 3965.6 | 9000003311,042907,M | 005050 | 951317 | Labor
[72 empty] | 2007 | 6 | 936 | 108 | 56 | 3 | 000 | 190.26 | 9000003322,051307,M | 005050 | 951303 | Labor
[72 empty] | 2007 | 7 | 936 | 108 | 50 | 3 | 000 | 1257.25 | BS DEMO 157593 | 005050 | 954212 | Labor
[72 empty] | 2007 | 7 | 936 | 108 | 50 | 3 | 000 | 1257.25 | BS DEMO 157718 6/30 | 005050 | 954208 | Labor
[72 empty] | 2007 | 7 | 936 | 108 | 50 | 3 | 000 | 925.34 | BS DEMO 157846 7/7 | 005050 | 959122 | Labor
[72 empty] | 2007 | 7 | 936 | 108 | 50 | 3 | 000 | 1257.25 | BS DEMO 157972 7/14 | 005050 | 959126 | Labor
[72 empty] | 2007 | 7 | 936 | 108 | 50 | 3 | 000 | 144.72 | 112881,062107,BRS | 005050 | 958501 | Labor
[72 empty] | 2007 | 7 | 936 | 108 | 50 | 3 | 000 | 6900.42 | 112893,062407,BRS | 005050 | 958503 | Labor
[72 empty] | 2007 | 7 | 936 | 108 | 50 | 3 | 000 | 509.48 | 9000003796,062407,M | 005050 | 959614 | Labor
[72 empty] | 2007 | 7 | 936 | 108 | 50 | 3 | 190 | 6866.59 | 9000003801,070107,M | 005050 | 959336 | Labor
[72 empty] | 2007 | 7 | 936 | 108 | 51 | 3 | 000 | 42 | 112811,060807,BRS | 005050 | 952727 | Labor
[72 empty] | 2007 | 7 | 936 | 108 | 51 | 3 | 000 | 105 | 112871,062107,BRS | 005050 | 958485 | Labor
[72 empty] | 2007 | 7 | 936 | 108 | 52 | 3 | 000 | 225.69 | 9000003796,062407,M | 005050 | 959614 | Labor
[72 empty] | 2007 | 7 | 936 | 108 | 53 | 3 | 000 | 11036.43 | 10,053107,BRS | 005050 | 954110 | Labor
[72 empty] | 2007 | 7 | 936 | 108 | 53 | 3 | 000 | 1226.27 | 10RET,053107,BRS | 005050 | 954111 | Labor
[72 empty] | 2007 | 7 | 936 | 108 | 53 | 3 | 000 | 5500 | 4087,061507,BRS | 005050 | 958005 | Labor
[72 empty] | 2007 | 7 | 936 | 108 | 53 | 3 | 000 | 5500 | 4088,061507,BRS | 005050 | 958007 | Labor
[72 empty] | 2007 | 7 | 936 | 108 | 54 | 3 | 000 | 36298.17 | 10,053107,BRS | 005050 | 954110 | Labor
[72 empty] | 2007 | 7 | 936 | 108 | 54 | 3 | 000 | 4033.13 | 10RET,053107,BRS | 005050 | 954111 | Labor
[72 empty] | 2007 | 7 | 936 | 108 | 54 | 3 | 000 | 1171.61 | 9000003434,061007,M | 005050 | 959615 | Labor
[72 empty] | 2007 | 7 | 936 | 108 | 54 | 3 | 000 | 499.36 | 9000003784,061707,M | 005050 | 959617 | Labor
[72 empty] | 2007 | 7 | 936 | 108 | 56 | 3 | 000 | 1000 | 112860,061407,BRS | 005050 | 958487 | Labor
[72 empty] | 2007 | 7 | 936 | 108 | 56 | 3 | 000 | 1709.36 | 112893,062407,BRS | 005050 | 958503 | Labor
[72 empty] | 2007 | 7 | 936 | 108 | 56 | 3 | 000 | 10387.97 | 9000003316,050607,M | 005050 | 951918 | Labor
[72 empty] | 2007 | 7 | 936 | 108 | 56 | 3 | 000 | 2062.79 | 9000003430,060307,M | 005050 | 959326 | Labor
[72 empty] | 2007 | 7 | 936 | 108 | 56 | 3 | 000 | 3155.16 | 9000003434,061007,M | 005050 | 959615 | Labor
[72 empty] | 2007 | 7 | 936 | 108 | 56 | 3 | 000 | 902.26 | 9000003784,061707,M | 005050 | 959617 | Labor
[72 empty] | 2007 | 7 | 936 | 108 | 56 | 3 | 000 | 962.92 | 9000003796,062407,M | 005050 | 959614 | Labor
[72 empty] | 2007 | 7 | 936 | 108 | 50 | 7 | 000 | 174.85 | 1813871,060807,BRS | 005050 | 958534 | Materials
[72 empty] | 2007 | 7 | 936 | 108 | 50 | 7 | 000 | 26.13 | 1814210,061307,BRS | 005050 | 958533 | Materials
[72 empty] | 2007 | 7 | 936 | 108 | 50 | 7 | 000 | 5781.29 | 588030,062707,MFL | 005050 | 960050 | Materials
[72 empty] | 2007 | 7 | 936 | 108 | 50 | 7 | 000 | 129.45 | 949447CORR | 005050 | 960768 | Materials
[72 empty] | 2007 | 7 | 936 | 108 | 50 | 7 | 000 | 282.64 | 950572CORR | 005050 | 960768 | Materials
[72 empty] | 2007 | 7 | 936 | 108 | 50 | 7 | 000 | 1174.52 | 950575CORR | 005050 | 960768 | Materials
[72 empty] | 2007 | 7 | 936 | 108 | 51 | 7 | 000 | 3330 | 49222,071907,DMM | 005050 | 961148 | Materials
[72 empty] | 2007 | 8 | 936 | 108 | 50 | 3 | 000 | 1257.25 | BS DEMO 158120 7/21 | 005050 | 964845 | Labor
[72 empty] | 2007 | 8 | 936 | 108 | 50 | 3 | 000 | 1249.71 | BS DEMO 158246 7/28 | 005050 | 964844 | Labor
[72 empty] | 2007 | 8 | 936 | 108 | 50 | 3 | 000 | 1257.25 | BS DEMO 158647 8/18 | 005050 | 970036 | Labor
[72 empty] | 2007 | 8 | 936 | 108 | 50 | 3 | 000 | 6847.04 | 112887,061707,BRS | 005050 | 962917 | Labor
[72 empty] | 2007 | 8 | 936 | 108 | 50 | 3 | 000 | 12420.84 | 113002,070107,BRS | 005050 | 968635 | Labor
[72 empty] | 2007 | 8 | 936 | 108 | 50 | 3 | 000 | 8369.09 | 113092,070807,BRS | 005050 | 968638 | Labor
[72 empty] | 2007 | 8 | 936 | 108 | 50 | 3 | 000 | 13758.24 | 113148,071507,BRS | 005050 | 968645 | Labor
[72 empty] | 2007 | 8 | 936 | 108 | 50 | 3 | 000 | 92.54 | 113181,071907,BRS | 005050 | 968642 | Labor
[72 empty] | 2007 | 8 | 936 | 108 | 50 | 3 | 000 | 11241.64 | 113211,072007,BRS | 005050 | 967985 | Labor
[72 empty] | 2007 | 8 | 936 | 108 | 50 | 3 | 000 | 11786.14 | 113281,072907,BRS | 005050 | 968637 | Labor
[72 empty] | 2007 | 8 | 936 | 108 | 50 | 3 | 000 | 609.21 | 9000003435,061007,M | 005050 | 961690 | Labor
[72 empty] | 2007 | 8 | 936 | 108 | 50 | 3 | 000 | 5916.79 | 9000003783,061707,M | 005050 | 961689 | Labor
[72 empty] | 2007 | 8 | 936 | 108 | 50 | 3 | 001 | 1257.25 | BS DEMO 158503 8/11 | 005050 | 967632 | Labor
[72 empty] | 2007 | 8 | 936 | 108 | 50 | 3 | 001 | 1262.28 | 158377 8/4 | 005050 | 969719 | Labor
[72 empty] | 2007 | 8 | 936 | 108 | 50 | 3 | 190 | 6326.38 | 9000003797,062407,M | 005050 | 961679 | Labor
[72 empty] | 2007 | 8 | 936 | 108 | 51 | 3 | 000 | 147 | 113056,063007,BRS | 005050 | 968634 | Labor
[72 empty] | 2007 | 8 | 936 | 108 | 51 | 3 | 000 | 63 | 113181,071907,BRS | 005050 | 968642 | Labor
[72 empty] | 2007 | 8 | 936 | 108 | 53 | 3 | 000 | 1400.68 | 113335,080807,BRS | 005050 | 967992 | Labor
[72 empty] | 2007 | 8 | 936 | 108 | 53 | 3 | 000 | 10445.89 | 11359,080507,KGW | 005050 | 970972 | Labor
[72 empty] | 2007 | 8 | 936 | 108 | 54 | 3 | 000 | 72349.2 | 11,063007,BRS | 005050 | 962775 | Labor
[72 empty] | 2007 | 8 | 936 | 108 | 54 | 3 | 000 | 8038.8 | 11RET,063007,BRS | 005050 | 962777 | Labor
[72 empty] | 2007 | 8 | 936 | 108 | 56 | 3 | 000 | 1194 | A44770,070707,BRS | 005050 | 967709 | Labor
[72 empty] | 2007 | 8 | 936 | 108 | 56 | 3 | 000 | 2428.16 | 112887,061707,BRS | 005050 | 962917 | Labor
[72 empty] | 2007 | 9 | 936 | 108 | 50 | 3 | 000 | 1257.25 | BS DEMO 159150 9/15 | 005050 | 979685 | Labor
[72 empty] | 2007 | 9 | 936 | 108 | 50 | 3 | 000 | 451.2 | 113651,091807,KGW | 005050 | 978710 | Labor
[72 empty] | 2007 | 9 | 936 | 108 | 50 | 3 | 000 | 925.34 | 159026 9/8 | 005050 | 977478 | Labor
[72 empty] | 2007 | 9 | 936 | 108 | 50 | 3 | 000 | 752.9 | 9000004307,072207,M | 005050 | 972785 | Labor
[72 empty] | 2007 | 9 | 936 | 108 | 50 | 3 | 000 | 471.5 | 9000004316,072907,M | 005050 | 977071 | Labor
[72 empty] | 2007 | 9 | 936 | 108 | 50 | 3 | 000 | 2071.47 | 9000004785,081907,M | 005050 | 978749 | Labor
[72 empty] | 2007 | 9 | 936 | 108 | 50 | 3 | 000 | 273.85 | 9000004791,082607,M | 005050 | 978752 | Labor
[72 empty] | 2007 | 9 | 936 | 108 | 50 | 3 | 000 | 2940.03 | 9000004798,081207,M | 005050 | 978751 | Labor
[72 empty] | 2007 | 9 | 936 | 108 | 50 | 3 | 000 | 3178.56 | 9000009036,080507,M | 005050 | 972786 | Labor
[72 empty] | 2007 | 9 | 936 | 108 | 50 | 3 | 001 | 1257.25 | BS DEMO 158774 8/25 | 005050 | 974161 | Labor
[72 empty] | 2007 | 9 | 936 | 108 | 50 | 3 | 001 | 1257.25 | 158900 9/1 | 005050 | 976368 | Labor
[72 empty] | 2007 | 9 | 936 | 108 | 51 | 3 | 000 | 448.64 | A44843,061707,KGW | 005050 | 978917 | Labor
[72 empty] | 2007 | 9 | 936 | 108 | 51 | 3 | 000 | 1920.76 | 9000004301,071507,M | 005050 | 975773 | Labor
[72 empty] | 2007 | 9 | 936 | 108 | 51 | 3 | 000 | 794.93 | 9000004316,072907,M | 005050 | 977071 | Labor
[72 empty] | 2007 | 9 | 936 | 108 | 53 | 3 | 000 | 10072.18 | 113393,081207,KGW | 005050 | 973361 | Labor
[72 empty] | 2007 | 9 | 936 | 108 | 53 | 3 | 000 | 7708.85 | 113435,081907,KGW | 005050 | 973364 | Labor
[72 empty] | 2007 | 9 | 936 | 108 | 53 | 3 | 000 | 265.5 | 113472,082207,KGW | 005050 | 973359 | Labor
[72 empty] | 2007 | 9 | 936 | 108 | 53 | 3 | 000 | 9815.56 | 113477,082607,KGW | 005050 | 973375 | Labor
[72 empty] | 2007 | 9 | 936 | 108 | 53 | 3 | 000 | 9152.52 | 113532,090207,KGW | 005050 | 978706 | Labor
[72 empty] | 2007 | 9 | 936 | 108 | 53 | 3 | 000 | 6469.82 | 113593,090907,KGW | 005050 | 978700 | Labor
[72 empty] | 2007 | 9 | 936 | 108 | 53 | 3 | 000 | 8991.76 | 113639,091607,KGW | 005050 | 980044 | Labor
[72 empty] | 2007 | 9 | 936 | 108 | 54 | 3 | 000 | 9700.23 | ALL CRANE | 005050 | 976525 | Labor
[72 empty] | 2007 | 9 | 936 | 108 | 56 | 3 | 000 | 1323.68 | A44844,061707,KGW | 005050 | 978957 | Labor
[72 empty] | 2007 | 9 | 936 | 108 | 56 | 3 | 000 | 368 | A44844,090107,KGW | 005050 | 978957 | Labor
[72 empty] | 2007 | 9 | 936 | 108 | 56 | 3 | 000 | 1690.28 | 113435,081907,KGW | 005050 | 973364 | Labor
[72 empty] | 2007 | 9 | 936 | 108 | 56 | 3 | 000 | 1825.34 | 113477,082607,KGW | 005050 | 973375 | Labor
[72 empty] | 2007 | 9 | 936 | 108 | 56 | 3 | 000 | 1466.52 | 113532,090207,KGW | 005050 | 978706 | Labor
[72 empty] | 2007 | 9 | 936 | 108 | 56 | 3 | 000 | 600 | 113560,083107,KGW | 005050 | 978708 | Labor
[72 empty] | 2007 | 9 | 936 | 108 | 56 | 3 | 000 | 1702.27 | 9000004307,072207,M | 005050 | 972785 | Labor
[72 empty] | 2007 | 9 | 936 | 108 | 56 | 3 | 000 | 4392.44 | 9000004316,072907,M | 005050 | 977071 | Labor
[72 empty] | 2007 | 9 | 936 | 108 | 56 | 3 | 000 | 251.14 | 9000009036,080507,M | 005050 | 972786 | Labor
[72 empty] | 2007 | 10 | 936 | 108 | 50 | 3 | 000 | 7968.12 | 113740,093007,KGW | 005050 | 985812 | Labor
[72 empty] | 2007 | 10 | 936 | 108 | 50 | 3 | 000 | 1016 | 113818,100707,KGW | 005050 | 990745 | Labor
[72 empty] | 2007 | 10 | 936 | 108 | 50 | 3 | 000 | 1098.84 | 159296 9/22 BS DEMO | 005050 | 991001 | Labor
[72 empty] | 2007 | 10 | 936 | 108 | 50 | 3 | 000 | 8862.5 | 79398,092507,KGW | 005050 | 991216 | Labor
[72 empty] | 2007 | 10 | 936 | 108 | 50 | 3 | 000 | 15985.07 | 79398,092807,KGW | 005050 | 991216 | Labor
[72 empty] | 2007 | 10 | 936 | 108 | 50 | 3 | 000 | 3163.54 | 9000004988,090907,M | 005050 | 986079 | Labor
[72 empty] | 2007 | 10 | 936 | 108 | 50 | 3 | 000 | 883.86 | 900004995,091607,MF | 005050 | 986080 | Labor
[72 empty] | 2007 | 10 | 936 | 108 | 53 | 3 | 000 | 9749.36 | 113686,092307,KGW | 005050 | 985802 | Labor
[72 empty] | 2007 | 10 | 936 | 108 | 53 | 3 | 000 | 4742.87 | 113740,093007,KGW | 005050 | 985812 | Labor
[72 empty] | 2007 | 10 | 936 | 108 | 53 | 3 | 000 | 5122.67 | 113818,100707,KGW | 005050 | 990745 | Labor
[72 empty] | 2007 | 10 | 936 | 108 | 53 | 3 | 000 | 1016 | 113888,101407,KGW | 005050 | 990742 | Labor
[72 empty] | 2007 | 10 | 936 | 108 | 54 | 3 | 000 | 1800.01 | JOINT CK D&S | 005050 | 986293 | Labor
[72 empty] | 2007 | 10 | 936 | 108 | 54 | 3 | 000 | 15003.54 | JOINT CK H&E | 005050 | 986292 | Labor
[72 empty] | 2007 | 10 | 936 | 108 | 54 | 3 | 000 | 12537.6 | JOINT CK PRAXAIR | 005050 | 986291 | Labor
[72 empty] | 2007 | 10 | 936 | 108 | 54 | 3 | 000 | 5372.69 | JOINT CK U BROTHERS | 005050 | 986290 | Labor
[72 empty] | 2007 | 10 | 936 | 108 | 56 | 3 | 000 | 491.28 | A44997,081907,KGW | 005050 | 983492 | Labor
[72 empty] | 2007 | 10 | 936 | 108 | 56 | 3 | 000 | 971.72 | A45033,082607,KGW | 005050 | 983500 | Labor
[72 empty] | 2007 | 10 | 936 | 108 | 56 | 3 | 000 | 17294.28 | 28999,082207,KGW | 005050 | 990949 | Labor
[72 empty] | 2007 | 10 | 936 | 108 | 56 | 3 | 000 | 2949.01 | 28999,100407,KGW | 005050 | 990949 | Labor
[72 empty] | 2007 | 10 | 936 | 108 | 56 | 3 | 000 | 2220.96 | 44771R,061007,KGW | 005050 | 991263 | Labor
[72 empty] | 2007 | 10 | 936 | 108 | 50 | 7 | 000 | 273 | 113790,093007,KGW | 005050 | 985811 | Materials
[72 empty] | 2007 | 11 | 936 | 108 | 50 | 3 | 000 | 2972.14 | BS OUTAGE 159956 11 | 005050 | 996563 | Labor
[72 empty] | 2007 | 11 | 936 | 108 | 50 | 3 | 000 | 1252.22 | BS OUTAGE 160208 | 005050 | 998458 | Labor
[72 empty] | 2007 | 11 | 936 | 108 | 50 | 3 | 000 | 3002.31 | 160080 11/3 | 005050 | 998438 | Labor
[72 empty] | 2007 | 11 | 936 | 108 | 54 | 3 | 000 | 17623.2 | ENVIRONMENTAL RECYC | 005050 | 993513 | Labor
[72 empty] | 2007 | 11 | 936 | 108 | 56 | 3 | 000 | 701.88 | 113950,102107,KGW | 005050 | 995567 | Labor
[72 empty] | 2007 | 11 | 936 | 108 | 56 | 3 | 000 | 13346.66 | 114034,102807,KGW | 005050 | 995563 | Labor
[72 empty] | 2007 | 11 | 936 | 108 | 56 | 3 | 000 | 1427.9 | 114113,103107,KGW | 005050 | 995573 | Labor
[72 empty] | 2007 | 11 | 936 | 108 | 56 | 3 | 000 | 12629.08 | 114194,111107,DMM | 005050 | 000673 | Labor
[72 empty] | 2007 | 12 | 936 | 108 | 50 | 3 | 000 | 982.56 | A46857,120207,KSW | 005050 | 009454 | Labor
[72 empty] | 2007 | 12 | 936 | 108 | 50 | 3 | 000 | 2957.05 | BS OUTAGE 160740 12 | 005050 | 009575 | Labor
[72 empty] | 2007 | 12 | 936 | 108 | 50 | 3 | 000 | 2655.31 | BS OUTAGE 160896 12 | 005050 | 009574 | Labor
[72 empty] | 2007 | 12 | 936 | 108 | 50 | 3 | 000 | 482.78 | 160487 12/1 | 005050 | 004351 | Labor
[72 empty] | 2007 | 12 | 936 | 108 | 50 | 3 | 000 | 965.57 | 160613 12/8 | 005050 | 004353 | Labor
[72 empty] | 2007 | 12 | 936 | 108 | 50 | 3 | 000 | 1079.5 | 77850,121907,MRS | 005050 | 011104 | Labor
[72 empty] | 2007 | 12 | 936 | 108 | 50 | 3 | 000 | 2116.3 | 9000004819,090207,M | 005050 | 008656 | Labor
[72 empty] | 2007 | 12 | 936 | 108 | 50 | 3 | 040 | 13531.24 | 4174900466,121607,M | 005050 | 011083 | Labor
[72 empty] | 2007 | 12 | 936 | 108 | 52 | 3 | 000 | 15000 | 21,112807,DMM | 005050 | 004374 | Labor
[72 empty] | 2007 | 12 | 936 | 108 | 53 | 3 | 000 | 29099 | 21,112807,DMM | 005050 | 004374 | Labor
[72 empty] | 2007 | 12 | 936 | 108 | 55 | 3 | 001 | 3232.08 | 114377,120207,KSW | 005050 | 009965 | Labor
[72 empty] | 2007 | 12 | 936 | 108 | 55 | 3 | 001 | 16404.66 | 114505,120907,KSW | 005050 | 010356 | Labor
[72 empty] | 2007 | 12 | 936 | 108 | 55 | 3 | 100 | 10017.67 | 114259,111807,DMM | 005050 | 005383 | Labor
[72 empty] | 2007 | 12 | 936 | 108 | 55 | 3 | 100 | 17510.76 | 114310,112507,KSW | 005050 | 008476 | Labor
[72 empty] | 2007 | 12 | 936 | 108 | 55 | 3 | 100 | 2178.04 | 114343,112907,KSW | 005050 | 005555 | Labor
[72 empty] | 2007 | 12 | 936 | 108 | 55 | 3 | 100 | 15888.35 | 114377,120207,KSW | 005050 | 009965 | Labor
[72 empty] | 2007 | 12 | 936 | 108 | 55 | 3 | 100 | 17622.08 | 114505,120907,KSW | 005050 | 010356 | Labor
[72 empty] | 2007 | 12 | 936 | 108 | 56 | 3 | 000 | 12603.19 | 114128,110407,KSW | 005050 | 002959 | Labor
[72 empty] | 2007 | 12 | 936 | 108 | 56 | 3 | 000 | 3570.94 | 114232,111607,KSW | 005050 | 009967 | Labor
[72 empty] | 2007 | 12 | 936 | 108 | 56 | 3 | 000 | 683.88 | 114236,111607,KSW | 005050 | 009968 | Labor
[72 empty] | 2007 | 12 | 936 | 108 | 56 | 3 | 000 | 3000 | 114238,111607,KSW | 005050 | 006951 | Labor
[72 empty] | 2007 | 12 | 936 | 108 | 56 | 3 | 000 | 2739.54 | 114259,111807,DMM | 005050 | 005383 | Labor
[72 empty] | 2007 | 12 | 936 | 108 | 56 | 3 | 000 | 302.52 | 114294,112107,KSW | 005050 | 006548 | Labor
[72 empty] | 2007 | 12 | 936 | 108 | 56 | 3 | 000 | 9954.98 | 114310,112507,KSW | 005050 | 008476 | Labor
[72 empty] | 2007 | 12 | 936 | 108 | 56 | 3 | 000 | 45889.62 | 114377,120207,KSW | 005050 | 009965 | Labor
[72 empty] | 2007 | 12 | 936 | 108 | 56 | 3 | 000 | 33348.26 | 114505,120907,KSW | 005050 | 010356 | Labor
[72 empty] | 2007 | 12 | 936 | 108 | 56 | 3 | 000 | 5438 | 6999- BAYSIDE TURBI | 005050 | 006155 | Labor
[72 empty] | 2007 | 12 | 936 | 108 | 56 | 3 | 000 | 9076 | 7010-BAYSIDE TURBIN | 005050 | 006156 | Labor
[72 empty] | 2007 | 12 | 936 | 108 | 50 | 7 | 000 | 408.95 | 062313011,120507,KS | 005050 | 009613 | Materials
[72 empty] | 2007 | 12 | 936 | 108 | 50 | 7 | 000 | 420.36 | 609035,112707,MFL | 005050 | 007852 | Materials
[72 empty] | 2007 | 12 | 936 | 108 | 51 | 7 | 000 | 394.2 | 3125311500,113007,K | 005050 | 005918 | Materials
[72 empty] | 2007 | 12 | 936 | 108 | 51 | 7 | 000 | 2005.03 | 609028,112707,MFL | 005050 | 007851 | Materials
[72 empty] | 2007 | 12 | 936 | 108 | 53 | 7 | 000 | 183.07 | 062346411,112907,KS | 005050 | 007893 | Materials
[72 empty] | 2007 | 12 | 936 | 108 | 56 | 7 | 000 | 113.57 | 1832083,112807,KSW | 005050 | 006971 | Materials
[72 empty] | 2007 | 12 | 936 | 108 | 56 | 7 | 000 | 290.75 | 3502183401,111607,K | 005050 | 002790 | Materials
[72 empty] | 2008 | 1 | 936 | 108 | 50 | 3 | 000 | 1391.8 | 4337,122007,KSW | 005050 | 015860 | Labor
[72 empty] | 2008 | 1 | 936 | 108 | 50 | 3 | 000 | 1095 | 4337,122307,KSW | 005050 | 015860 | Labor
[72 empty] | 2008 | 1 | 936 | 108 | 50 | 3 | 000 | 614.1 | 46547,122607,KSW | 005050 | 018123 | Labor
[72 empty] | 2008 | 1 | 936 | 108 | 50 | 3 | 000 | 10009.95 | 79770,121907,KSW | 005050 | 016992 | Labor
[72 empty] | 2008 | 1 | 936 | 108 | 50 | 3 | 000 | 10407 | 79771,121907,KSW | 005050 | 016989 | Labor
[72 empty] | 2008 | 1 | 936 | 108 | 50 | 3 | 000 | 1174.04 | 79772,121907,KSW | 005050 | 016991 | Labor
[72 empty] | 2008 | 1 | 936 | 108 | 50 | 3 | 000 | 3494.73 | 79773,121907,KSW | 005050 | 016990 | Labor
[72 empty] | 2008 | 1 | 936 | 108 | 50 | 3 | 000 | 16879.5 | 79774,120907,KSW | 005050 | 016206 | Labor
[72 empty] | 2008 | 1 | 936 | 108 | 50 | 3 | 000 | 31114 | 79775,121607,KSW | 005050 | 016205 | Labor
[72 empty] | 2008 | 1 | 936 | 108 | 50 | 3 | 000 | 50946.42 | 79775,121907,KSW | 005050 | 016205 | Labor
[72 empty] | 2008 | 1 | 936 | 108 | 50 | 3 | 000 | 16000 | 79795,123107,KSW | 005050 | 017983 | Labor
[72 empty] | 2008 | 1 | 936 | 108 | 50 | 3 | 000 | 33047 | 79797,122007,KSW | 005050 | 017984 | Labor
[72 empty] | 2008 | 1 | 936 | 108 | 50 | 3 | 000 | 3144.26 | 9000006680,120907,K | 005050 | 021383 | Labor
[72 empty] | 2008 | 1 | 936 | 108 | 50 | 3 | 000 | 4203.43 | 9000006711,121607,K | 005050 | 021382 | Labor
[72 empty] | 2008 | 1 | 936 | 108 | 50 | 3 | 001 | 6027.41 | 9000006672,120207,M | 005050 | 017222 | Labor
[72 empty] | 2008 | 1 | 936 | 108 | 50 | 3 | 001 | 3056.8 | 9000006680,120907,K | 005050 | 021383 | Labor
[72 empty] | 2008 | 1 | 936 | 108 | 50 | 3 | 001 | 704.7 | 9000006711,121607,K | 005050 | 021382 | Labor
[72 empty] | 2008 | 1 | 936 | 108 | 50 | 3 | 040 | 5002.02 | 4189600465,010108,M | 005050 | 016203 | Labor
[72 empty] | 2008 | 1 | 936 | 108 | 50 | 3 | 040 | 8474.56 | 77826,121707,MRS | 005050 | 014069 | Labor
[72 empty] | 2008 | 1 | 936 | 108 | 50 | 3 | 040 | 3504.04 | 77874,122207,MRS | 005050 | 014068 | Labor
[72 empty] | 2008 | 1 | 936 | 108 | 51 | 3 | 000 | 360 | 9000006385,120707,K | 005050 | 013920 | Labor
[72 empty] | 2008 | 1 | 936 | 108 | 51 | 3 | 000 | 35733.4 | 9000006672,120207,M | 005050 | 017222 | Labor
[72 empty] | 2008 | 1 | 936 | 108 | 51 | 3 | 000 | 36782.93 | 9000006680,120907,K | 005050 | 021383 | Labor
[72 empty] | 2008 | 1 | 936 | 108 | 51 | 3 | 000 | 4920 | 9000006683,121407,M | 005050 | 018798 | Labor
[72 empty] | 2008 | 1 | 936 | 108 | 51 | 3 | 000 | 44985.11 | 9000006711,121607,K | 005050 | 021382 | Labor
[72 empty] | 2008 | 1 | 936 | 108 | 51 | 3 | 000 | 5340 | 9000006718,122807,M | 005050 | 018797 | Labor
[72 empty] | 2008 | 1 | 936 | 108 | 52 | 3 | 000 | 1329.81 | 9000006380,112507,K | 005050 | 015157 | Labor
[72 empty] | 2008 | 1 | 936 | 108 | 52 | 3 | 000 | 1960.2 | 9000006672,120207,M | 005050 | 017222 | Labor
[72 empty] | 2008 | 1 | 936 | 108 | 54 | 3 | 000 | 7026.68 | 114788,010608,KSW | 005050 | 019835 | Labor
[72 empty] | 2008 | 1 | 936 | 108 | 55 | 3 | 000 | 173.02 | 1994802-8/FRT | 005050 | 018725 | Labor
[72 empty] | 2008 | 1 | 936 | 108 | 55 | 3 | 001 | 16450.93 | 114572,121607,KSW | 005050 | 014005 | Labor
[72 empty] | 2008 | 1 | 936 | 108 | 55 | 3 | 001 | 2364.56 | 114667,122107,KSW | 005050 | 014725 | Labor
[72 empty] | 2008 | 1 | 936 | 108 | 55 | 3 | 001 | 10200 | 114728,122807,KSW | 005050 | 014554 | Labor
[72 empty] | 2008 | 1 | 936 | 108 | 55 | 3 | 100 | 16500.99 | 114572,121607,KSW | 005050 | 014005 | Labor
[72 empty] | 2008 | 1 | 936 | 108 | 55 | 3 | 100 | 10489.84 | 114667,122107,KSW | 005050 | 014725 | Labor
[72 empty] | 2008 | 1 | 936 | 108 | 55 | 3 | 100 | 3359.94 | 114700,122807,KSW | 005050 | 014552 | Labor
[72 empty] | 2008 | 1 | 936 | 108 | 55 | 3 | 100 | 9496.2 | 114732,123107,KSW | 005050 | 014550 | Labor
[72 empty] | 2008 | 1 | 936 | 108 | 55 | 3 | 100 | 5361.92 | 114754,123007,KSW | 005050 | 015855 | Labor
[72 empty] | 2008 | 1 | 936 | 108 | 55 | 3 | 100 | 2908.28 | 9000006380,112507,K | 005050 | 015157 | Labor
[72 empty] | 2008 | 1 | 936 | 108 | 55 | 3 | 100 | 9875.37 | 9000006671,120207,B | 005050 | 018799 | Labor
[72 empty] | 2008 | 1 | 936 | 108 | 55 | 3 | 100 | 123.1 | 9000006672,120207,M | 005050 | 017222 | Labor
[72 empty] | 2008 | 1 | 936 | 108 | 55 | 3 | 100 | 10924.64 | 9000006680,120907,K | 005050 | 021383 | Labor
[72 empty] | 2008 | 1 | 936 | 108 | 55 | 3 | 100 | 6716.74 | 9000006711,121607,K | 005050 | 021382 | Labor
[72 empty] | 2008 | 1 | 936 | 108 | 56 | 3 | 000 | 27921.34 | 114572,121607,KSW | 005050 | 014005 | Labor
[72 empty] | 2008 | 1 | 936 | 108 | 56 | 3 | 000 | 4088.46 | 114667,122107,KSW | 005050 | 014725 | Labor
[72 empty] | 2008 | 1 | 936 | 108 | 56 | 3 | 000 | 6181.18 | 114700,122807,KSW | 005050 | 014552 | Labor
[72 empty] | 2008 | 1 | 936 | 108 | 56 | 3 | 000 | 4684.44 | 9000006380,112507,K | 005050 | 015157 | Labor
[72 empty] | 2008 | 1 | 936 | 108 | 56 | 3 | 000 | 4126.75 | 9000006672,120207,M | 005050 | 017222 | Labor
[72 empty] | 2008 | 1 | 936 | 108 | 56 | 3 | 001 | 62602 | 160471,113007,KSW | 005050 | 015099 | Labor
[72 empty] | 2008 | 1 | 936 | 108 | 56 | 3 | 070 | 10.23 | ACCOUNTS PAYABLE | 005050 | 012814 | Labor
[72 empty] | 2008 | 1 | 936 | 108 | 50 | 7 | 000 | 42 | 114731REV,122807,KS | 005050 | 020871 | Materials
[72 empty] | 2008 | 1 | 936 | 108 | 50 | 7 | 000 | 73.73 | 1834642,121907,KSW | 005050 | 014018 | Materials
[72 empty] | 2008 | 1 | 936 | 108 | 51 | 7 | 000 | 554.9 | IV612379,121907,KSW | 005050 | 013150 | Materials
[72 empty] | 2008 | 1 | 936 | 108 | 51 | 7 | 000 | 1706.87 | 610101,120407,KSW | 005050 | 013853 | Materials
[72 empty] | 2008 | 1 | 936 | 108 | 51 | 7 | 000 | 2134.6 | 612231,121807,KSW | 005050 | 013149 | Materials
[72 empty] | 2008 | 2 | 936 | 108 | 50 | 3 | 000 | 1759.9 | 115082,020308,KSW | 005050 | 028761 | Labor
[72 empty] | 2008 | 2 | 936 | 108 | 50 | 3 | 000 | 666.24 | 115181,021008,KSW | 005050 | 029171 | Labor
[72 empty] | 2008 | 2 | 936 | 108 | 50 | 3 | 000 | 3869.38 | 9000006878,122307,K | 005050 | 022380 | Labor
[72 empty] | 2008 | 2 | 936 | 108 | 50 | 3 | 000 | 2846.34 | 900007389,012008,KS | 005050 | 026105 | Labor
[72 empty] | 2008 | 2 | 936 | 108 | 50 | 3 | 001 | 1983.76 | 9000006878,122307,K | 005050 | 022380 | Labor
[72 empty] | 2008 | 2 | 936 | 108 | 50 | 3 | 040 | 2924.34 | 114880,013108,MRS | 005050 | 028008 | Labor
[72 empty] | 2008 | 2 | 936 | 108 | 51 | 3 | 000 | 19209.4 | 9000006878,122307,K | 005050 | 022380 | Labor
[72 empty] | 2008 | 2 | 936 | 108 | 52 | 3 | 000 | 16650 | 0710028,020708,KSW | 005050 | 028039 | Labor
[72 empty] | 2008 | 2 | 936 | 108 | 52 | 3 | 000 | 1850 | 0710028RET,020708,K | 005050 | 028042 | Labor
[72 empty] | 2008 | 2 | 936 | 108 | 53 | 3 | 000 | 16650 | 0710028,020708,KSW | 005050 | 028039 | Labor
[72 empty] | 2008 | 2 | 936 | 108 | 53 | 3 | 000 | 1850 | 0710028RET,020708,K | 005050 | 028042 | Labor
[72 empty] | 2008 | 2 | 936 | 108 | 54 | 3 | 000 | 26550 | 0710028,020708,KSW | 005050 | 028039 | Labor
[72 empty] | 2008 | 2 | 936 | 108 | 54 | 3 | 000 | 2950 | 0710028RET,020708,K | 005050 | 028042 | Labor
[72 empty] | 2008 | 2 | 936 | 108 | 54 | 3 | 000 | 11098.24 | 114825,011308,KSW | 005050 | 022437 | Labor
[72 empty] | 2008 | 2 | 936 | 108 | 54 | 3 | 000 | 14077.84 | 114875,012008,KSW | 005050 | 023555 | Labor
[72 empty] | 2008 | 2 | 936 | 108 | 54 | 3 | 000 | 10987.55 | 114993,012708,KSW | 005050 | 025060 | Labor
[72 empty] | 2008 | 2 | 936 | 108 | 54 | 3 | 000 | 9335.51 | 115082,020308,KSW | 005050 | 028761 | Labor
[72 empty] | 2008 | 2 | 936 | 108 | 54 | 3 | 000 | 217.5 | 115125,020808,KSW | 005050 | 028762 | Labor
[72 empty] | 2008 | 2 | 936 | 108 | 54 | 3 | 000 | 13202.23 | 115181,021008,KSW | 005050 | 029171 | Labor
[72 empty] | 2008 | 2 | 936 | 108 | 55 | 3 | 000 | 16650 | 0710028,020708,KSW | 005050 | 028039 | Labor
[72 empty] | 2008 | 2 | 936 | 108 | 55 | 3 | 000 | 1850 | 0710028RET,020708,K | 005050 | 028042 | Labor
[72 empty] | 2008 | 2 | 936 | 108 | 55 | 3 | 100 | 213.32 | 114505A,120907,KSW | 005050 | 024429 | Labor
[72 empty] | 2008 | 2 | 936 | 108 | 55 | 3 | 100 | 5220 | 9000006684,122107,K | 005050 | 024853 | Labor
[72 empty] | 2008 | 2 | 936 | 108 | 50 | 7 | 000 | 570.31 | 0185537,021108,KSW | 005050 | 028837 | Materials
[72 empty] | 2008 | 2 | 936 | 108 | 50 | 7 | 000 | 455.41 | 062871311,020708,KS | 005050 | 027875 | Materials
[72 empty] | 2008 | 2 | 936 | 108 | 50 | 7 | 000 | 463.05 | 1838280,012908,KSW | 005050 | 025084 | Materials
[72 empty] | 2008 | 2 | 936 | 108 | 50 | 15 | 000 | 157.4 | ACCOUNTS PAYABLE | 005050 | 027630 | Materials
[72 empty] | 2008 | 3 | 936 | 108 | 50 | 3 | 000 | 270 | 115039,013108,KSW | 005050 | 031633 | Labor
[72 empty] | 2008 | 3 | 936 | 108 | 50 | 3 | 000 | 270 | 115452,022908,KSW | 005050 | 038752 | Labor
[72 empty] | 2008 | 3 | 936 | 108 | 50 | 3 | 000 | 1489.34 | 47072,020808,KSW | 005050 | 031773 | Labor
[72 empty] | 2008 | 3 | 936 | 108 | 50 | 3 | 000 | 491.28 | 47107,021108,KSW | 005050 | 034533 | Labor
[72 empty] | 2008 | 3 | 936 | 108 | 50 | 3 | 000 | 4377.5 | 80074,022308,DMM | 005050 | 040644 | Labor
[72 empty] | 2008 | 3 | 936 | 108 | 50 | 3 | 000 | 5361.06 | 80074,022908,DMM | 005050 | 040644 | Labor
[72 empty] | 2008 | 3 | 936 | 108 | 50 | 3 | 000 | 2285.96 | 9000007942,012708,D | 005050 | 041073 | Labor
[72 empty] | 2008 | 3 | 936 | 108 | 50 | 3 | 000 | 6232.3 | 9000008055,020308,D | 005050 | 041069 | Labor
[72 empty] | 2008 | 3 | 936 | 108 | 51 | 3 | 000 | 1700 | 9000008043,022908,K | 005050 | 035030 | Labor
[72 empty] | 2008 | 3 | 936 | 108 | 54 | 3 | 000 | 387 | 115215,021408,DMM | 005050 | 031630 | Labor
[72 empty] | 2008 | 3 | 936 | 108 | 54 | 3 | 000 | 879.91 | 115345,022808,KSW | 005050 | 034584 | Labor
[72 empty] | 2008 | 3 | 936 | 108 | 54 | 3 | 000 | 1425.6 | 115346,022808,KSW | 005050 | 034583 | Labor
[72 empty] | 2008 | 3 | 936 | 108 | 54 | 3 | 000 | 33523.84 | 79966,013108,DMM | 005050 | 040353 | Labor
[72 empty] | 2008 | 3 | 936 | 108 | 54 | 3 | 000 | 10654.5 | 79966,020108,DMM | 005050 | 040353 | Labor
[72 empty] | 2008 | 3 | 936 | 108 | 55 | 3 | 100 | 6180 | 31939,022908,KSW | 005050 | 035121 | Labor
[72 empty] | 2008 | 3 | 936 | 108 | 55 | 3 | 100 | 1000 | 9000008043,022908,K | 005050 | 035030 | Labor
[72 empty] | 2008 | 3 | 936 | 108 | 56 | 3 | 000 | 80 | 2064524-3 | 005050 | 038119 | Labor
[72 empty] | 2008 | 3 | 936 | 108 | 50 | 7 | 000 | 901.25 | 07220700,022808,KSW | 005050 | 034596 | Materials
[72 empty] | 2008 | 3 | 936 | 108 | 50 | 7 | 000 | 525.09 | 106610201,022608,DM | 005050 | 040026 | Materials
[72 empty] | 2008 | 3 | 936 | 108 | 50 | 7 | 000 | 974.49 | 106675701,030308,DM | 005050 | 040027 | Materials
[72 empty] | 2008 | 3 | 936 | 108 | 50 | 7 | 000 | 89.87 | 618265,020508,KSW | 005050 | 038348 | Materials
[72 empty] | 2008 | 3 | 936 | 108 | 54 | 7 | 000 | 78.89 | 062876111,021108,DM | 005050 | 031825 | Materials
[72 empty] | 2008 | 3 | 936 | 108 | 54 | 7 | 000 | 236.67 | 062876112,021208,MR | 005050 | 033192 | Materials
[72 empty] | 2008 | 3 | 936 | 108 | 54 | 7 | 000 | 319.76 | 620580,022008,KSW | 005050 | 035023 | Materials
[72 empty] | 2008 | 3 | 936 | 108 | 56 | 7 | 000 | 901.25 | 07220700,022808,KSW | 005050 | 034596 | Materials
[72 empty] | 2008 | 4 | 936 | 108 | 50 | 3 | 000 | 4800 | 031446,031708,DMM | 005050 | 043882 | Labor
[72 empty] | 2008 | 4 | 936 | 108 | 50 | 3 | 000 | 3010.26 | 11536,030208,KSW | 005050 | 043490 | Labor
[72 empty] | 2008 | 4 | 936 | 108 | 50 | 3 | 000 | 3090.23 | 115512,030908,KSW | 005050 | 043640 | Labor
[72 empty] | 2008 | 4 | 936 | 108 | 50 | 3 | 000 | 496 | 80169,030408,KSW | 005050 | 047869 | Labor
[72 empty] | 2008 | 4 | 936 | 108 | 50 | 3 | 000 | 874.8 | 80169,031808,KSW | 005050 | 047869 | Labor
[72 empty] | 2008 | 4 | 936 | 108 | 50 | 3 | 000 | 35799.12 | 80176,031508,KSW | 005050 | 048345 | Labor
[72 empty] | 2008 | 4 | 936 | 108 | 50 | 3 | 000 | 40002.21 | 80176,031808,KSW | 005050 | 048345 | Labor
[72 empty] | 2008 | 4 | 936 | 108 | 50 | 3 | 000 | 1212.76 | 9000008124,021008,K | 005050 | 048920 | Labor
[72 empty] | 2008 | 4 | 936 | 108 | 50 | 3 | 000 | 12590.96 | 9000008512,030208,K | 005050 | 047261 | Labor
[72 empty] | 2008 | 4 | 936 | 108 | 50 | 3 | 000 | 8011.17 | 9000008518,030908,K | 005050 | 048915 | Labor
[72 empty] | 2008 | 4 | 936 | 108 | 52 | 3 | 000 | 44960.55 | 0802008,030408,DMM | 005050 | 048974 | Labor
[72 empty] | 2008 | 4 | 936 | 108 | 52 | 3 | 000 | 4995.62 | 0802008RET,030408,D | 005050 | 048975 | Labor
[72 empty] | 2008 | 4 | 936 | 108 | 52 | 3 | 000 | 65507.42 | 0803012,040408,KSW | 005050 | 050646 | Labor
[72 empty] | 2008 | 4 | 936 | 108 | 52 | 3 | 000 | 7278.6 | 0803012RET,040408,K | 005050 | 050647 | Labor
[72 empty] | 2008 | 4 | 936 | 108 | 53 | 3 | 000 | 46703.39 | 0802008,030408,DMM | 005050 | 048974 | Labor
[72 empty] | 2008 | 4 | 936 | 108 | 53 | 3 | 000 | 5189.27 | 0802008RET,030408,D | 005050 | 048975 | Labor
[72 empty] | 2008 | 4 | 936 | 108 | 53 | 3 | 000 | 68046.73 | 0803012,040408,KSW | 005050 | 050646 | Labor
[72 empty] | 2008 | 4 | 936 | 108 | 53 | 3 | 000 | 7560.75 | 0803012RET,040408,K | 005050 | 050647 | Labor
[72 empty] | 2008 | 4 | 936 | 108 | 54 | 3 | 000 | 76087.48 | 0802008,030408,DMM | 005050 | 048974 | Labor
[72 empty] | 2008 | 4 | 936 | 108 | 54 | 3 | 000 | 8454.16 | 0802008RET,030408,D | 005050 | 048975 | Labor
[72 empty] | 2008 | 4 | 936 | 108 | 54 | 3 | 000 | 110859.29 | 0803012,040408,KSW | 005050 | 050646 | Labor
[72 empty] | 2008 | 4 | 936 | 108 | 54 | 3 | 000 | 12317.7 | 0803012RET,040408,K | 005050 | 050647 | Labor
[72 empty] | 2008 | 4 | 936 | 108 | 54 | 3 | 000 | 1913.28 | 11536,030208,KSW | 005050 | 043490 | Labor
[72 empty] | 2008 | 4 | 936 | 108 | 54 | 3 | 000 | 478.32 | 115512,030908,KSW | 005050 | 043640 | Labor
[72 empty] | 2008 | 4 | 936 | 108 | 54 | 3 | 000 | 873.75 | 115659,032008,KSW | 005050 | 048072 | Labor
[72 empty] | 2008 | 4 | 936 | 108 | 54 | 3 | 000 | 617.1 | 35949057,022108,DMM | 005050 | 049022 | Labor
[72 empty] | 2008 | 4 | 936 | 108 | 55 | 3 | 000 | 48446.58 | 0802008,030408,DMM | 005050 | 048974 | Labor
[72 empty] | 2008 | 4 | 936 | 108 | 55 | 3 | 000 | 5382.95 | 0802008RET,030408,D | 005050 | 048975 | Labor
[72 empty] | 2008 | 4 | 936 | 108 | 55 | 3 | 000 | 70586.56 | 0803012,040408,KSW | 005050 | 050646 | Labor
[72 empty] | 2008 | 4 | 936 | 108 | 55 | 3 | 000 | 7842.95 | 0803012RET,040408,K | 005050 | 050647 | Labor
[72 empty] | 2008 | 4 | 936 | 108 | 56 | 3 | 000 | 514.54 | 9000007954,020808,K | 005050 | 044090 | Labor
[72 empty] | 2008 | 4 | 936 | 108 | 56 | 3 | 000 | 429.18 | 9000008518,030908,K | 005050 | 048915 | Labor
[72 empty] | 2008 | 4 | 936 | 108 | 50 | 7 | 000 | 764.41 | 0185966,030508,KSW | 005050 | 042721 | Materials
[72 empty] | 2008 | 4 | 936 | 108 | 50 | 7 | 000 | 185.33 | 063022811,022608,DM | 005050 | 043896 | Materials
[72 empty] | 2008 | 4 | 936 | 108 | 50 | 7 | 000 | 611.95 | 063065211,030308,DM | 005050 | 043899 | Materials
[72 empty] | 2008 | 4 | 936 | 108 | 50 | 7 | 000 | 365.22 | 063116911,030708,DM | 005050 | 043911 | Materials
[72 empty] | 2008 | 4 | 936 | 108 | 50 | 7 | 000 | 75.69 | 106835901,031708,KS | 005050 | 047185 | Materials
[72 empty] | 2008 | 4 | 936 | 108 | 50 | 7 | 000 | 660.95 | 3617206801,031808,K | 005050 | 050109 | Materials
[72 empty] | 2008 | 4 | 936 | 108 | 53 | 7 | 000 | 2242.05 | AVIATION OBSTRUCTIO | 005050 | 044630 | Materials
[72 empty] | 2008 | 4 | 936 | 108 | 53 | 7 | 000 | 301.74 | 2064513-2 | 005050 | 047344 | Materials
[72 empty] | 2008 | 4 | 936 | 108 | 56 | 7 | 000 | 808.92 | D3038688,022908,KSW | 005050 | 050653 | Materials
[72 empty] | 2008 | 4 | 936 | 108 | 56 | 7 | 000 | 1186.63 | R3038949,032508,KSW | 005050 | 050049 | Materials
[72 empty] | 2008 | 5 | 936 | 108 | 50 | 3 | 000 | 4827.84 | 049398 VO CORR | 005050 | 060475 | Labor
[72 empty] | 2008 | 5 | 936 | 108 | 50 | 3 | 000 | 709.84 | 08274,042508,ALH | 005050 | 060102 | Labor
[72 empty] | 2008 | 5 | 936 | 108 | 50 | 3 | 000 | 155 | 08274,042908,ALH | 005050 | 060102 | Labor
[72 empty] | 2008 | 5 | 936 | 108 | 50 | 3 | 000 | 2129.52 | 08276,050108,ALH | 005050 | 061002 | Labor
[72 empty] | 2008 | 5 | 936 | 108 | 50 | 3 | 000 | 155 | 08276,050608,ALH | 005050 | 061002 | Labor
[72 empty] | 2008 | 5 | 936 | 108 | 50 | 3 | 000 | 270 | 115880,033108,KSW | 005050 | 052925 | Labor
[72 empty] | 2008 | 5 | 936 | 108 | 50 | 3 | 000 | 1210.86 | 116167,042708,ALH | 005050 | 060650 | Labor
[72 empty] | 2008 | 5 | 936 | 108 | 50 | 3 | 000 | 135 | 116231,043008,KSW | 005050 | 056176 | Labor
[72 empty] | 2008 | 5 | 936 | 108 | 50 | 3 | 000 | 1441.9 | 116289,050208,ALH | 005050 | 060653 | Labor
[72 empty] | 2008 | 5 | 936 | 108 | 50 | 3 | 000 | 4400.62 | 116366,051108,ALH | 005050 | 061901 | Labor
[72 empty] | 2008 | 5 | 936 | 108 | 50 | 3 | 000 | 2184 | 212411,042208,KSW | 005050 | 054564 | Labor
[72 empty] | 2008 | 5 | 936 | 108 | 50 | 3 | 000 | 37468 | 80186,022208,KSW | 005050 | 055354 | Labor
[72 empty] | 2008 | 5 | 936 | 108 | 50 | 3 | 000 | 22831.31 | 80186,032008,DMM | 005050 | 055354 | Labor
[72 empty] | 2008 | 5 | 936 | 108 | 50 | 3 | 000 | 5197.25 | 80195,032208,KSW | 005050 | 053213 | Labor
[72 empty] | 2008 | 5 | 936 | 108 | 50 | 3 | 000 | 3079.5 | 80195,032508,KSW | 005050 | 053213 | Labor
[72 empty] | 2008 | 5 | 936 | 108 | 50 | 3 | 000 | 12055.43 | 9000008906,033008,D | 005050 | 055510 | Labor
[72 empty] | 2008 | 5 | 936 | 108 | 50 | 3 | 000 | 4320.37 | 9000009192,041308,K | 005050 | 060027 | Labor
[72 empty] | 2008 | 5 | 936 | 108 | 50 | 3 | 040 | 527.11 | 0000123342,041508,M | 005050 | 058087 | Labor
[72 empty] | 2008 | 5 | 936 | 108 | 50 | 3 | 040 | 2118.07 | 0000125555,043008,M | 005050 | 061126 | Labor
[72 empty] | 2008 | 5 | 936 | 108 | 50 | 3 | 040 | 2601.74 | 118530,022908,MRS | 005050 | 058089 | Labor
[72 empty] | 2008 | 5 | 936 | 108 | 50 | 3 | 040 | 2943.23 | 122031,033108,MRS | 005050 | 058088 | Labor
[72 empty] | 2008 | 5 | 936 | 108 | 51 | 3 | 000 | 630 | 116072,041708,DMM | 005050 | 055233 | Labor
[72 empty] | 2008 | 5 | 936 | 108 | 51 | 3 | 000 | 33587 | 1275428,040708,KSW | 005050 | 054439 | Labor
[72 empty] | 2008 | 5 | 936 | 108 | 52 | 3 | 000 | 38194.8 | 0804004,050408,KSW | 005050 | 059826 | Labor
[72 empty] | 2008 | 5 | 936 | 108 | 52 | 3 | 000 | 4243.87 | 0804004RET,050408,K | 005050 | 059828 | Labor
[72 empty] | 2008 | 5 | 936 | 108 | 52 | 3 | 000 | 33586 | 1275428,040708,KSW | 005050 | 054439 | Labor
[72 empty] | 2008 | 5 | 936 | 108 | 53 | 3 | 000 | 39675.37 | 0804004,050408,KSW | 005050 | 059826 | Labor
[72 empty] | 2008 | 5 | 936 | 108 | 53 | 3 | 000 | 4408.37 | 0804004RET,050408,K | 005050 | 059828 | Labor
[72 empty] | 2008 | 5 | 936 | 108 | 53 | 3 | 000 | 5261.94 | 116086,042008,KSW | 005050 | 055546 | Labor
[72 empty] | 2008 | 5 | 936 | 108 | 54 | 3 | 000 | 64637.69 | 0804004,050408,KSW | 005050 | 059826 | Labor
[72 empty] | 2008 | 5 | 936 | 108 | 54 | 3 | 000 | 7181.97 | 0804004RET,050408,K | 005050 | 059828 | Labor
[72 empty] | 2008 | 5 | 936 | 108 | 54 | 3 | 000 | 1434.96 | 115624,031608,KSW | 005050 | 052923 | Labor
[72 empty] | 2008 | 5 | 936 | 108 | 54 | 3 | 000 | 288.75 | 115669,032008,KSW | 005050 | 055252 | Labor
[72 empty] | 2008 | 5 | 936 | 108 | 54 | 3 | 000 | 2485 | 115716,032308,KSW | 005050 | 052924 | Labor
[72 empty] | 2008 | 5 | 936 | 108 | 54 | 3 | 000 | 970 | 115816,033108,KSW | 005050 | 055243 | Labor
[72 empty] | 2008 | 5 | 936 | 108 | 54 | 3 | 000 | 288.75 | 116068,041708,KSW | 005050 | 053865 | Labor
[72 empty] | 2008 | 5 | 936 | 108 | 54 | 3 | 000 | 192.5 | 116207,043008,KSW | 005050 | 056673 | Labor
[72 empty] | 2008 | 5 | 936 | 108 | 54 | 3 | 000 | 3934.9 | 116289,050208,ALH | 005050 | 060653 | Labor
[72 empty] | 2008 | 5 | 936 | 108 | 54 | 3 | 000 | 1531.96 | 116366,051108,ALH | 005050 | 061901 | Labor
[72 empty] | 2008 | 5 | 936 | 108 | 55 | 3 | 000 | 41156.25 | 0804004,050408,KSW | 005050 | 059826 | Labor
[72 empty] | 2008 | 5 | 936 | 108 | 55 | 3 | 000 | 4572.91 | 0804004RET,050408,K | 005050 | 059828 | Labor
[72 empty] | 2008 | 5 | 936 | 108 | 56 | 3 | 000 | 699.8 | 9000008906,033008,D | 005050 | 055510 | Labor
[72 empty] | 2008 | 5 | 936 | 108 | 50 | 7 | 000 | 151.38 | 106856704,031808,KS | 005050 | 053176 | Materials
[72 empty] | 2008 | 5 | 936 | 108 | 50 | 7 | 000 | 151.38 | 107225601,041808,KS | 005050 | 056105 | Materials
[72 empty] | 2008 | 5 | 936 | 108 | 50 | 7 | 000 | 736.04 | 22624,021408,KSW | 005050 | 052943 | Materials
[72 empty] | 2008 | 5 | 936 | 108 | 50 | 7 | 000 | 625.95 | 3617206802,041508,D | 005050 | 055338 | Materials
[72 empty] | 2008 | 5 | 936 | 108 | 56 | 7 | 000 | 1186.63 | R3039239,042208,KSW | 005050 | 057555 | Materials
[72 empty] | 2008 | 5 | 936 | 108 | 50 | 30 | 000 | 160.82 | ACCOUNTS PAYABLE | 005050 | 058790 | Labor
[72 empty] | 2008 | 5 | 936 | 108 | 50 | 30 | 000 | 73.1 | ACCOUNTS PAYABLE | 005050 | 058799 | Labor
[72 empty] | 2008 | 5 | 936 | 108 | 50 | 30 | 000 | 131.58 | ACCOUNTS PAYABLE | 005050 | 058801 | Labor
[72 empty] | 2008 | 5 | 936 | 108 | 50 | 30 | 000 | 146.2 | ACCOUNTS PAYABLE | 005050 | 058803 | Labor
[72 empty] | 2008 | 5 | 936 | 108 | 50 | 30 | 000 | 204.68 | ACCOUNTS PAYABLE | 005050 | 058805 | Labor
[72 empty] | 2008 | 5 | 936 | 108 | 50 | 30 | 000 | 233.92 | ACCOUNTS PAYABLE | 005050 | 058807 | Labor
[72 empty] | 2008 | 5 | 936 | 108 | 50 | 30 | 000 | 292.4 | ACCOUNTS PAYABLE | 005050 | 058809 | Labor
[72 empty] | 2008 | 5 | 936 | 108 | 50 | 30 | 000 | 58.48 | ACCOUNTS PAYABLE | 005050 | 058812 | Labor
[72 empty] | 2008 | 5 | 936 | 108 | 50 | 30 | 000 | 116.96 | ACCOUNTS PAYABLE | 005050 | 058815 | Labor
[72 empty] | 2008 | 5 | 936 | 108 | 50 | 30 | 000 | 116.96 | ACCOUNTS PAYABLE | 005050 | 058816 | Labor
[72 empty] | 2008 | 5 | 936 | 108 | 50 | 30 | 000 | 628.66 | ACCOUNTS PAYABLE | 005050 | 058818 | Labor
[72 empty] | 2008 | 5 | 936 | 108 | 50 | 30 | 000 | 160.82 | ACCOUNTS PAYABLE | 005050 | 058820 | Labor
[72 empty] | 2008 | 6 | 936 | 108 | 50 | 3 | 000 | 4827.84 | BS OUTAGE | 005050 | 073492 | Labor
[72 empty] | 2008 | 6 | 936 | 108 | 50 | 3 | 000 | 1783.68 | 08287,050708,DMM | 005050 | 068904 | Labor
[72 empty] | 2008 | 6 | 936 | 108 | 50 | 3 | 000 | 5650.02 | 116465,051808,KSW | 005050 | 063919 | Labor
[72 empty] | 2008 | 6 | 936 | 108 | 50 | 3 | 000 | 5079.08 | 116504,052508,KSW | 005050 | 069622 | Labor
[72 empty] | 2008 | 6 | 936 | 108 | 50 | 3 | 000 | 1521.62 | 116599,053008,KSW | 005050 | 073532 | Labor
[72 empty] | 2008 | 6 | 936 | 108 | 50 | 3 | 000 | 4224.36 | 163854 6/30 DEMO BS | 005050 | 071957 | Labor
[72 empty] | 2008 | 6 | 936 | 108 | 50 | 3 | 000 | 6572.8 | 216656,050208,DMM | 005050 | 063598 | Labor
[72 empty] | 2008 | 6 | 936 | 108 | 50 | 3 | 000 | 1343.68 | 216658,050208,DMM | 005050 | 063599 | Labor
[72 empty] | 2008 | 6 | 936 | 108 | 50 | 3 | 000 | 962.68 | 47804,051608,KSW | 005050 | 073552 | Labor
[72 empty] | 2008 | 6 | 936 | 108 | 50 | 3 | 000 | 134 | 47804,052608,KSW | 005050 | 073552 | Labor
[72 empty] | 2008 | 6 | 936 | 108 | 50 | 3 | 000 | 924.72 | 47827,052308,KSW | 005050 | 073523 | Labor
[72 empty] | 2008 | 6 | 936 | 108 | 50 | 3 | 000 | 1354.56 | 47828,052108,KSW | 005050 | 073521 | Labor
[72 empty] | 2008 | 6 | 936 | 108 | 50 | 3 | 000 | 1643.61 | 47848,053008,KSW | 005050 | 073529 | Labor
[72 empty] | 2008 | 6 | 936 | 108 | 50 | 3 | 000 | 134 | 47848,060108,KSW | 005050 | 073529 | Labor
[72 empty] | 2008 | 6 | 936 | 108 | 50 | 3 | 000 | 1426.89 | 47888,060708,KSW | 005050 | 073517 | Labor
[72 empty] | 2008 | 6 | 936 | 108 | 50 | 3 | 000 | 12727.42 | 9000008760,032308,D | 005050 | 069422 | Labor
[72 empty] | 2008 | 6 | 936 | 108 | 50 | 3 | 000 | 5253.7 | 9000009201,042008,D | 005050 | 069430 | Labor
[72 empty] | 2008 | 6 | 936 | 108 | 50 | 3 | 000 | 2270.51 | 9000009587,050408,D | 005050 | 069429 | Labor
[72 empty] | 2008 | 6 | 936 | 108 | 50 | 3 | 040 | 937.15 | 0000129045,053108,M | 005050 | 069757 | Labor
[72 empty] | 2008 | 6 | 936 | 108 | 54 | 3 | 000 | 1040.72 | 116465,051808,KSW | 005050 | 063919 | Labor
[72 empty] | 2008 | 6 | 936 | 108 | 54 | 3 | 000 | 3083.54 | 116504,052508,KSW | 005050 | 069622 | Labor
[72 empty] | 2008 | 6 | 936 | 108 | 54 | 3 | 000 | 385 | 116534,053008,KSW | 005050 | 073530 | Labor
[72 empty] | 2008 | 6 | 936 | 108 | 54 | 3 | 000 | 3774.5 | 116599,053008,KSW | 005050 | 073532 | Labor
[72 empty] | 2008 | 6 | 936 | 108 | 56 | 3 | 000 | 1581.24 | 9000008760,032308,D | 005050 | 069422 | Labor
[72 empty] | 2008 | 6 | 936 | 108 | 56 | 3 | 000 | 6641.53 | 9000009201,042008,D | 005050 | 069430 | Labor
[72 empty] | 2008 | 6 | 936 | 108 | 56 | 3 | 000 | 9766.69 | 9000009411,042708,D | 005050 | 069379 | Labor
[72 empty] | 2008 | 6 | 936 | 108 | 56 | 3 | 000 | 7200.87 | 9000009587,050408,D | 005050 | 069429 | Labor
[72 empty] | 2008 | 6 | 936 | 108 | 50 | 7 | 000 | 84.1 | 063568911,050508,KS | 005050 | 069391 | Materials
[72 empty] | 2008 | 6 | 936 | 108 | 50 | 7 | 000 | 466.11 | 063610011,050708,KS | 005050 | 070378 | Materials
[72 empty] | 2008 | 6 | 936 | 108 | 50 | 7 | 000 | 367.96 | 063610012,052908,KS | 005050 | 072681 | Materials
[72 empty] | 2008 | 6 | 936 | 108 | 50 | 7 | 000 | 573.89 | 08311,052008,DMM | 005050 | 068901 | Materials
[72 empty] | 2008 | 6 | 936 | 108 | 50 | 7 | 000 | 479.06 | 23042,052208,KSW | 005050 | 069707 | Materials
[72 empty] | 2008 | 6 | 936 | 108 | 50 | 7 | 000 | 812.69 | 23044,052208,KSW | 005050 | 069708 | Materials
[72 empty] | 2008 | 6 | 936 | 108 | 50 | 7 | 000 | 60.52 | 29682,013108,KSW | 005050 | 073202 | Materials
[72 empty] | 2008 | 6 | 936 | 108 | 56 | 7 | 000 | 1186.63 | R3039561,052008,KSW | 005050 | 073548 | Materials
[72 empty] | 2008 | 7 | 936 | 108 | 50 | 3 | 000 | 2970.15 | 116752,061508,KSW | 005050 | 077498 | Labor
[72 empty] | 2008 | 7 | 936 | 108 | 50 | 3 | 000 | 1500 | 116754,061908,KSW | 005050 | 077507 | Labor
[72 empty] | 2008 | 7 | 936 | 108 | 50 | 3 | 000 | 777.91 | 116757,061908,KSW | 005050 | 077497 | Labor
[72 empty] | 2008 | 7 | 936 | 108 | 50 | 3 | 000 | 2301.88 | 116795,062008,KSW | 005050 | 077501 | Labor
[72 empty] | 2008 | 7 | 936 | 108 | 50 | 3 | 000 | 270 | 116880,063008,DMM | 005050 | 082490 | Labor
[72 empty] | 2008 | 7 | 936 | 108 | 50 | 3 | 000 | 625.95 | 361720685,070808,MR | 005050 | 078339 | Labor
[72 empty] | 2008 | 7 | 936 | 108 | 50 | 3 | 000 | 216.29 | 48344,061908,KSW | 005050 | 082446 | Labor
[72 empty] | 2008 | 7 | 936 | 108 | 50 | 3 | 000 | 38 | 48344,070108,KSW | 005050 | 082446 | Labor
[72 empty] | 2008 | 7 | 936 | 108 | 50 | 3 | 000 | 2125.2 | 80476,053008,KSW | 005050 | 073960 | Labor
[72 empty] | 2008 | 7 | 936 | 108 | 50 | 3 | 000 | 8985.65 | 9000009878,051108,D | 005050 | 077046 | Labor
[72 empty] | 2008 | 7 | 936 | 108 | 50 | 3 | 000 | 1025.56 | 9000009912,051808,D | 005050 | 077053 | Labor
[72 empty] | 2008 | 7 | 936 | 108 | 50 | 3 | 000 | 711.03 | 9000010102,052608,D | 005050 | 081348 | Labor
[72 empty] | 2008 | 7 | 936 | 108 | 50 | 3 | 000 | 793.86 | 9000010285,060108,D | 005050 | 080407 | Labor
[72 empty] | 2008 | 7 | 936 | 108 | 50 | 3 | 000 | 2981.09 | 9000011144,060808,D | 005050 | 076894 | Labor
[72 empty] | 2008 | 7 | 936 | 108 | 50 | 3 | 000 | 7118.84 | 9000011202,061508,D | 005050 | 080405 | Labor
[72 empty] | 2008 | 7 | 936 | 108 | 50 | 3 | 000 | 6453.23 | 9000011388,062208,D | 005050 | 080409 | Labor
[72 empty] | 2008 | 7 | 936 | 108 | 50 | 3 | 040 | 2526.1 | 0000132579,063008,M | 005050 | 079862 | Labor
[72 empty] | 2008 | 7 | 936 | 108 | 51 | 3 | 000 | 38154.21 | 1279377,051408,DMM | 005050 | 075148 | Labor
[72 empty] | 2008 | 7 | 936 | 108 | 51 | 3 | 000 | 1081.94 | 1282697,061608,DMM | 005050 | 081489 | Labor
[72 empty] | 2008 | 7 | 936 | 108 | 51 | 3 | 000 | 48135.48 | 28975100,061608,DMM | 005050 | 081485 | Labor
[72 empty] | 2008 | 7 | 936 | 108 | 52 | 3 | 000 | 50890.42 | 0805018,060508,KSW | 005050 | 074347 | Labor
[72 empty] | 2008 | 7 | 936 | 108 | 52 | 3 | 000 | 5654.49 | 0805018RET,060508,K | 005050 | 074348 | Labor
[72 empty] | 2008 | 7 | 936 | 108 | 52 | 3 | 000 | 38154.22 | 1279377,051408,DMM | 005050 | 075148 | Labor
[72 empty] | 2008 | 7 | 936 | 108 | 52 | 3 | 000 | 1081.94 | 1282697,061608,DMM | 005050 | 081489 | Labor
[72 empty] | 2008 | 7 | 936 | 108 | 52 | 3 | 000 | 48135.48 | 28975100,061608,DMM | 005050 | 081485 | Labor
[72 empty] | 2008 | 7 | 936 | 108 | 53 | 3 | 000 | 52863.13 | 0805018,060508,KSW | 005050 | 074347 | Labor
[72 empty] | 2008 | 7 | 936 | 108 | 53 | 3 | 000 | 5873.68 | 0805018RET,060508,K | 005050 | 074348 | Labor
[72 empty] | 2008 | 7 | 936 | 108 | 54 | 3 | 000 | 86122.71 | 0805018,060508,KSW | 005050 | 074347 | Labor
[72 empty] | 2008 | 7 | 936 | 108 | 54 | 3 | 000 | 9569.19 | 0805018RET,060508,K | 005050 | 074348 | Labor
[72 empty] | 2008 | 7 | 936 | 108 | 54 | 3 | 000 | 3417.2 | 116752,061508,KSW | 005050 | 077498 | Labor
[72 empty] | 2008 | 7 | 936 | 108 | 54 | 3 | 000 | 308 | 116756,061908,KSW | 005050 | 077499 | Labor
[72 empty] | 2008 | 7 | 936 | 108 | 54 | 3 | 000 | 3240.92 | 116795,062008,KSW | 005050 | 077501 | Labor
[72 empty] | 2008 | 7 | 936 | 108 | 55 | 3 | 000 | 54836.23 | 0805018,060508,KSW | 005050 | 074347 | Labor
[72 empty] | 2008 | 7 | 936 | 108 | 55 | 3 | 000 | 6092.92 | 0805018RET,060508,K | 005050 | 074348 | Labor
[72 empty] | 2008 | 7 | 936 | 108 | 56 | 3 | 000 | 5775.57 | 9000009878,051108,D | 005050 | 077046 | Labor
[72 empty] | 2008 | 7 | 936 | 108 | 56 | 3 | 000 | 7745.88 | 9000009912,051808,D | 005050 | 077053 | Labor
[72 empty] | 2008 | 7 | 936 | 108 | 56 | 3 | 000 | 8864.35 | 9000010102,052608,D | 005050 | 081348 | Labor
[72 empty] | 2008 | 7 | 936 | 108 | 56 | 3 | 000 | 4487.59 | 9000010285,060108,D | 005050 | 080407 | Labor
[72 empty] | 2008 | 7 | 936 | 108 | 50 | 7 | 000 | 417.37 | 2076023001,061008,K | 005050 | 077785 | Materials
[72 empty] | 2008 | 7 | 936 | 108 | 50 | 7 | 000 | 18.64 | 2076023002,062308,D | 005050 | 080976 | Materials
[72 empty] | 2008 | 7 | 936 | 108 | 50 | 7 | 000 | 1115.84 | 2077848001,070808,K | 005050 | 083432 | Materials
[72 empty] | 2008 | 7 | 936 | 108 | 50 | 7 | 000 | 2326.31 | 2077848002,070908,K | 005050 | 083428 | Materials
[72 empty] | 2008 | 7 | 936 | 108 | 50 | 7 | 000 | 16640 | 224648,060408,KSW | 005050 | 074066 | Materials
[72 empty] | 2008 | 7 | 936 | 108 | 50 | 7 | 000 | 119.57 | 23140,061708,KSW | 005050 | 077853 | Materials
[72 empty] | 2008 | 7 | 936 | 108 | 50 | 7 | 000 | 12812.8 | 231660,063008,DMM | 005050 | 081110 | Materials
[72 empty] | 2008 | 7 | 936 | 108 | 50 | 7 | 000 | 625.95 | 361720683,051308,DM | 005050 | 078337 | Materials
[72 empty] | 2008 | 7 | 936 | 108 | 50 | 7 | 000 | 6289.69 | 636704,061708,DMM | 005050 | 080204 | Materials
[72 empty] | 2008 | 8 | 936 | 108 | 50 | 3 | 000 | 2822.05 | 116674,060808,KSW | 005050 | 088601 | Labor
[72 empty] | 2008 | 8 | 936 | 108 | 50 | 3 | 000 | 2175.64 | 116868,062708,KSW | 005050 | 086025 | Labor
[72 empty] | 2008 | 8 | 936 | 108 | 50 | 3 | 000 | 7317.59 | 116930,070308,KSW | 005050 | 086031 | Labor
[72 empty] | 2008 | 8 | 936 | 108 | 50 | 3 | 000 | 16748.37 | 116974,071108,KSW | 005050 | 086034 | Labor
[72 empty] | 2008 | 8 | 936 | 108 | 50 | 3 | 000 | 14623.64 | 117002,071808,KSW | 005050 | 088603 | Labor
[72 empty] | 2008 | 8 | 936 | 108 | 50 | 3 | 000 | 1152 | 117037,072508,KSW | 005050 | 088604 | Labor
[72 empty] | 2008 | 8 | 936 | 108 | 50 | 3 | 000 | 675.85 | 117103,073008,KSW | 005050 | 087903 | Labor
[72 empty] | 2008 | 8 | 936 | 108 | 50 | 3 | 000 | 11121.92 | 117158,080608,DMM | 005050 | 093401 | Labor
[72 empty] | 2008 | 8 | 936 | 108 | 50 | 3 | 000 | 59.32 | 3617206806,071508,D | 005050 | 086891 | Labor
[72 empty] | 2008 | 8 | 936 | 108 | 50 | 3 | 000 | 4098.07 | 9000011511,062908,D | 005050 | 085408 | Labor
[72 empty] | 2008 | 8 | 936 | 108 | 50 | 3 | 000 | 571.3 | 9000011633,070608,D | 005050 | 088878 | Labor
[72 empty] | 2008 | 8 | 936 | 108 | 50 | 3 | 000 | 1034.26 | 9000011961,071308,D | 005050 | 088877 | Labor
[72 empty] | 2008 | 8 | 936 | 108 | 50 | 3 | 000 | 5833.41 | 9000012071,072008,D | 005050 | 091307 | Labor
[72 empty] | 2008 | 8 | 936 | 108 | 50 | 3 | 000 | 7669.38 | 9000012286,072708,D | 005050 | 091308 | Labor
[72 empty] | 2008 | 8 | 936 | 108 | 50 | 3 | 000 | 9068.32 | 9000012486,080308,D | 005050 | 092580 | Labor
[72 empty] | 2008 | 8 | 936 | 108 | 50 | 3 | 040 | 3799.38 | 0000136126,073108,M | 005050 | 090802 | Labor
[72 empty] | 2008 | 8 | 936 | 108 | 50 | 3 | 040 | 408.75 | 0488466,072308,MRS | 005050 | 089676 | Labor
[72 empty] | 2008 | 8 | 936 | 108 | 51 | 3 | 000 | 6000 | 29686,071508,DMM | 005050 | 084823 | Labor
[72 empty] | 2008 | 8 | 936 | 108 | 52 | 3 | 000 | 5227.2 | 29686,071508,DMM | 005050 | 084823 | Labor
[72 empty] | 2008 | 8 | 936 | 108 | 54 | 3 | 000 | 3402.83 | 116674,060808,KSW | 005050 | 088601 | Labor
[72 empty] | 2008 | 8 | 936 | 108 | 54 | 3 | 000 | 3596.35 | 116868,062708,KSW | 005050 | 086025 | Labor
[72 empty] | 2008 | 8 | 936 | 108 | 54 | 3 | 000 | 994.68 | 116930,070308,KSW | 005050 | 086031 | Labor
[72 empty] | 2008 | 8 | 936 | 108 | 54 | 3 | 000 | 3341.24 | 116974,071108,KSW | 005050 | 086034 | Labor
[72 empty] | 2008 | 8 | 936 | 108 | 54 | 3 | 000 | 3893.2 | 117002,071808,KSW | 005050 | 088603 | Labor
[72 empty] | 2008 | 8 | 936 | 108 | 54 | 3 | 000 | 385 | 117037,072508,KSW | 005050 | 088604 | Labor
[72 empty] | 2008 | 8 | 936 | 108 | 54 | 3 | 000 | 288.75 | 38770,071808,KSW | 005050 | 088597 | Labor
[72 empty] | 2008 | 8 | 936 | 108 | 55 | 3 | 000 | 88762.5 | 40751601,063008,KSW | 005050 | 085159 | Labor
[72 empty] | 2008 | 8 | 936 | 108 | 55 | 3 | 000 | 9862.5 | 40751601RE,063008,K | 005050 | 085160 | Labor
[72 empty] | 2008 | 8 | 936 | 108 | 55 | 3 | 000 | 29025 | 40751602,073108,KSW | 005050 | 094226 | Labor
[72 empty] | 2008 | 8 | 936 | 108 | 55 | 3 | 000 | 3225 | 40751602RE,073108,K | 005050 | 094225 | Labor
[72 empty] | 2008 | 8 | 936 | 108 | 56 | 3 | 000 | 3413.22 | 9000012071,072008,D | 005050 | 091307 | Labor
[72 empty] | 2008 | 8 | 936 | 108 | 50 | 7 | 000 | 521.94 | S207784805,072308,K | 005050 | 089744 | Materials
[72 empty] | 2008 | 8 | 936 | 108 | 50 | 7 | 000 | 5.39 | 2067409001,050108,K | 005050 | 089745 | Materials
[72 empty] | 2008 | 8 | 936 | 108 | 50 | 7 | 000 | 387.25 | 208487701,072308,KS | 005050 | 088789 | Materials
[72 empty] | 2008 | 8 | 936 | 108 | 50 | 7 | 000 | 83.67 | 2085298001,080108,K | 005050 | 091120 | Materials
[72 empty] | 2008 | 8 | 936 | 108 | 50 | 7 | 000 | 434.21 | 2088657001,073108,K | 005050 | 091126 | Materials
[72 empty] | 2008 | 8 | 936 | 108 | 50 | 7 | 000 | 103.32 | 33785,073008,KSW | 005050 | 089702 | Materials
[72 empty] | 2008 | 8 | 936 | 108 | 50 | 7 | 000 | 625.95 | 3617206804,061008,D | 005050 | 085777 | Materials
[72 empty] | 2008 | 8 | 936 | 108 | 50 | 7 | 000 | 318.29 | 639416,071008,DMM | 005050 | 084994 | Materials
[72 empty] | 2008 | 9 | 936 | 108 | 50 | 3 | 000 | 3717.22 | 000012867,083108,DM | 005050 | 101891 | Labor
[72 empty] | 2008 | 9 | 936 | 108 | 50 | 3 | 000 | 4276.39 | 117202,081508,KSW | 005050 | 098973 | Labor
[72 empty] | 2008 | 9 | 936 | 108 | 50 | 3 | 000 | 20369.22 | 117227,081708,KSW | 005050 | 098979 | Labor
[72 empty] | 2008 | 9 | 936 | 108 | 50 | 3 | 000 | 17339.44 | 117258,082408,KSW | 005050 | 098976 | Labor
[72 empty] | 2008 | 9 | 936 | 108 | 50 | 3 | 000 | 135 | 117266,083108,KSW | 005050 | 098975 | Labor
[72 empty] | 2008 | 9 | 936 | 108 | 50 | 3 | 000 | 814.68 | 117322,083108,KSW | 005050 | 103342 | Labor
[72 empty] | 2008 | 9 | 936 | 108 | 50 | 3 | 000 | 4585.75 | 117323,083108,KSW | 005050 | 103341 | Labor
[72 empty] | 2008 | 9 | 936 | 108 | 50 | 3 | 000 | 9000 | 117327,083108,KSW | 005050 | 103340 | Labor
[72 empty] | 2008 | 9 | 936 | 108 | 50 | 3 | 000 | 9588.8 | 241395,080708,DMM | 005050 | 097864 | Labor
[72 empty] | 2008 | 9 | 936 | 108 | 50 | 3 | 000 | 6073.6 | 247489,090308,DMM | 005050 | 103958 | Labor
[72 empty] | 2008 | 9 | 936 | 108 | 50 | 3 | 000 | 7067.4 | 9000012562,081008,D | 005050 | 097436 | Labor
[72 empty] | 2008 | 9 | 936 | 108 | 50 | 3 | 000 | 2485.3 | 9000012709,081708,D | 005050 | 098459 | Labor
[72 empty] | 2008 | 9 | 936 | 108 | 50 | 3 | 000 | 4669.96 | 9000012828,082408,D | 005050 | 097437 | Labor
[72 empty] | 2008 | 9 | 936 | 108 | 50 | 3 | 040 | 1500 | 0000137518,081508,M | 005050 | 097177 | Labor
[72 empty] | 2008 | 9 | 936 | 108 | 51 | 3 | 000 | 19463 | 1286483,072308,DMM | 005050 | 095130 | Labor
[72 empty] | 2008 | 9 | 936 | 108 | 51 | 3 | 000 | 19042 | 1287963,080608,DMM | 005050 | 099712 | Labor
[72 empty] | 2008 | 9 | 936 | 108 | 52 | 3 | 000 | 17721.25 | 0806002,061908,KSW | 005050 | 099928 | Labor
[72 empty] | 2008 | 9 | 936 | 108 | 52 | 3 | 000 | 19463 | 1286483,072308,DMM | 005050 | 095130 | Labor
[72 empty] | 2008 | 9 | 936 | 108 | 52 | 3 | 000 | 19042 | 1287963,080608,DMM | 005050 | 099712 | Labor
[72 empty] | 2008 | 9 | 936 | 108 | 53 | 3 | 000 | 19125.31 | 0806002,061908,KSW | 005050 | 099928 | Labor
[72 empty] | 2008 | 9 | 936 | 108 | 53 | 3 | 000 | 19463 | 1286483,072308,DMM | 005050 | 095130 | Labor
[72 empty] | 2008 | 9 | 936 | 108 | 53 | 3 | 000 | 1870 | 1287963,080608,DMM | 005050 | 099712 | Labor
[72 empty] | 2008 | 9 | 936 | 108 | 54 | 3 | 000 | 31797.81 | 0806002,061908,KSW | 005050 | 099928 | Labor
[72 empty] | 2008 | 9 | 936 | 108 | 54 | 3 | 000 | 3434.27 | 117227,081708,KSW | 005050 | 098979 | Labor
[72 empty] | 2008 | 9 | 936 | 108 | 54 | 3 | 000 | 1284.52 | 117258,082408,KSW | 005050 | 098976 | Labor
[72 empty] | 2008 | 9 | 936 | 108 | 54 | 3 | 000 | 19463 | 1286483,072308,DMM | 005050 | 095130 | Labor
[72 empty] | 2008 | 9 | 936 | 108 | 54 | 3 | 000 | 1870 | 1287963,080608,DMM | 005050 | 099712 | Labor
[72 empty] | 2008 | 9 | 936 | 108 | 55 | 3 | 000 | 20529.63 | 0806002,061908,KSW | 005050 | 099928 | Labor
[72 empty] | 2008 | 9 | 936 | 108 | 55 | 3 | 000 | 19463 | 1286483,072308,DMM | 005050 | 095130 | Labor
[72 empty] | 2008 | 9 | 936 | 108 | 55 | 3 | 000 | 1870 | 1287963,080608,DMM | 005050 | 099712 | Labor
[72 empty] | 2008 | 9 | 936 | 108 | 55 | 3 | 000 | 39262.5 | 40751603,083108,KSW | 005050 | 098947 | Labor
[72 empty] | 2008 | 9 | 936 | 108 | 55 | 3 | 000 | 4362.5 | 40751603RE,083108,K | 005050 | 098948 | Labor
[72 empty] | 2008 | 9 | 936 | 108 | 56 | 3 | 000 | 19462.75 | 1286483,072308,DMM | 005050 | 095130 | Labor
[72 empty] | 2008 | 9 | 936 | 108 | 56 | 3 | 000 | 1871.33 | 1287963,080608,DMM | 005050 | 099712 | Labor
[72 empty] | 2008 | 9 | 936 | 108 | 56 | 3 | 000 | 276.88 | 9000012709,081708,D | 005050 | 098459 | Labor
[72 empty] | 2008 | 9 | 936 | 108 | 50 | 7 | 000 | 628.05 | 2088302001,080608,K | 005050 | 101220 | Materials
[72 empty] | 2008 | 9 | 936 | 108 | 50 | 7 | 000 | 13.2 | 2095527001,082908,K | 005050 | 102923 | Materials
[72 empty] | 2008 | 9 | 936 | 108 | 50 | 7 | 000 | 1158.6 | 645129,082508,DMM | 005050 | 097243 | Materials
[72 empty] | 2008 | 10 | 936 | 108 | 50 | 3 | 000 | 16640 | 074066 VO CORR | 005050 | 114964 | Labor
[72 empty] | 2008 | 10 | 936 | 108 | 50 | 3 | 000 | 12812.8 | 081110 VO CORR | 005050 | 114964 | Labor
[72 empty] | 2008 | 10 | 936 | 108 | 50 | 3 | 000 | 14363.03 | 117060,072508,KSW | 005050 | 113882 | Labor
[72 empty] | 2008 | 10 | 936 | 108 | 50 | 3 | 000 | 18827.9 | 117146,080308,KSW | 005050 | 113887 | Labor
[72 empty] | 2008 | 10 | 936 | 108 | 50 | 3 | 000 | 18831.62 | 117305,083108,KSW | 005050 | 104970 | Labor
[72 empty] | 2008 | 10 | 936 | 108 | 50 | 3 | 000 | 16788.15 | 117378,090708,KSW | 005050 | 106249 | Labor
[72 empty] | 2008 | 10 | 936 | 108 | 50 | 3 | 000 | 11428.41 | 117393,091208,KSW | 005050 | 105689 | Labor
[72 empty] | 2008 | 10 | 936 | 108 | 50 | 3 | 000 | 17563.34 | 117425,091408,KSW | 005050 | 106247 | Labor
[72 empty] | 2008 | 10 | 936 | 108 | 50 | 3 | 000 | 18000 | 117430,091708,KSW | 005050 | 105687 | Labor
[72 empty] | 2008 | 10 | 936 | 108 | 50 | 3 | 000 | 12117 | 117434,091808,KSW | 005050 | 105686 | Labor
[72 empty] | 2008 | 10 | 936 | 108 | 50 | 3 | 000 | 21255.01 | 117464,092108,KSW | 005050 | 111502 | Labor
[72 empty] | 2008 | 10 | 936 | 108 | 50 | 3 | 000 | 21748.57 | 117521,092808,KSW | 005050 | 111855 | Labor
[72 empty] | 2008 | 10 | 936 | 108 | 50 | 3 | 000 | 8006.86 | 117546,100208,KSW | 005050 | 111854 | Labor
[72 empty] | 2008 | 10 | 936 | 108 | 50 | 3 | 000 | 135 | 117576,093008,KSW | 005050 | 112319 | Labor
[72 empty] | 2008 | 10 | 936 | 108 | 50 | 3 | 000 | 29918.55 | 117626,100408,KSW | 005050 | 114175 | Labor
[72 empty] | 2008 | 10 | 936 | 108 | 50 | 3 | 000 | 192.5 | 117642,100908,KSW | 005050 | 112316 | Labor
[72 empty] | 2008 | 10 | 936 | 108 | 50 | 3 | 000 | 5430.38 | 117643,100908,KSW | 005050 | 112318 | Labor
[72 empty] | 2008 | 10 | 936 | 108 | 50 | 3 | 000 | 23479.25 | 117697,101008,KSW | 005050 | 114170 | Labor
[72 empty] | 2008 | 10 | 936 | 108 | 50 | 3 | 000 | 3848.2 | 12666,091108,DMM | 005050 | 109034 | Labor
[72 empty] | 2008 | 10 | 936 | 108 | 50 | 3 | 000 | 378 | 12666,091708,DMM | 005050 | 109034 | Labor
[72 empty] | 2008 | 10 | 936 | 108 | 50 | 3 | 000 | 3848.2 | 12698,091808,DMM | 005050 | 109053 | Labor
[72 empty] | 2008 | 10 | 936 | 108 | 50 | 3 | 000 | 724 | 12698,092408,DMM | 005050 | 109053 | Labor
[72 empty] | 2008 | 10 | 936 | 108 | 50 | 3 | 000 | 962.05 | 12752,092208,MFL | 005050 | 113500 | Labor
[72 empty] | 2008 | 10 | 936 | 108 | 50 | 3 | 000 | 126 | 12752,100208,MFL | 005050 | 113500 | Labor
[72 empty] | 2008 | 10 | 936 | 108 | 50 | 3 | 000 | 736.92 | 48812,091108,KSW | 005050 | 112161 | Labor
[72 empty] | 2008 | 10 | 936 | 108 | 50 | 3 | 000 | 2259.36 | 80894,083108,DMM | 005050 | 105011 | Labor
[72 empty] | 2008 | 10 | 936 | 108 | 50 | 3 | 000 | 6024.53 | 81900001,090708,DMM | 005050 | 110338 | Labor
[72 empty] | 2008 | 10 | 936 | 108 | 50 | 3 | 000 | 5807.6 | 81900006,091408,DMM | 005050 | 113471 | Labor
[72 empty] | 2008 | 10 | 936 | 108 | 50 | 3 | 040 | 3565.3 | 0000139671,083108,M | 005050 | 105884 | Labor
[72 empty] | 2008 | 10 | 936 | 108 | 50 | 3 | 040 | 1419.83 | 0000141021,091508,M | 005050 | 107288 | Labor
[72 empty] | 2008 | 10 | 936 | 108 | 53 | 3 | 000 | 18804 | 1290704,090308,DMM | 005050 | 106798 | Labor
[72 empty] | 2008 | 10 | 936 | 108 | 53 | 3 | 000 | 22521 | 1293571,090208,DMM | 005050 | 110779 | Labor
[72 empty] | 2008 | 10 | 936 | 108 | 54 | 3 | 000 | 2984.72 | 117060,072508,KSW | 005050 | 113882 | Labor
[72 empty] | 2008 | 10 | 936 | 108 | 54 | 3 | 000 | 4411.38 | 117146,080308,KSW | 005050 | 113887 | Labor
[72 empty] | 2008 | 10 | 936 | 108 | 54 | 3 | 000 | 4233.92 | 117305,083108,KSW | 005050 | 104970 | Labor
[72 empty] | 2008 | 10 | 936 | 108 | 54 | 3 | 000 | 3537.88 | 117378,090708,KSW | 005050 | 106249 | Labor
[72 empty] | 2008 | 10 | 936 | 108 | 54 | 3 | 000 | 3087.4 | 117425,091408,KSW | 005050 | 106247 | Labor
[72 empty] | 2008 | 10 | 936 | 108 | 54 | 3 | 000 | 2566.41 | 117464,092108,KSW | 005050 | 111502 | Labor
[72 empty] | 2008 | 10 | 936 | 108 | 54 | 3 | 000 | 1170 | 117643,100908,KSW | 005050 | 112318 | Labor
[72 empty] | 2008 | 10 | 936 | 108 | 54 | 3 | 000 | 18804 | 1290704,090308,DMM | 005050 | 106798 | Labor
[72 empty] | 2008 | 10 | 936 | 108 | 54 | 3 | 000 | 22521 | 1293571,090208,DMM | 005050 | 110779 | Labor
[72 empty] | 2008 | 10 | 936 | 108 | 55 | 3 | 000 | 3315.15 | 117425,091408,KSW | 005050 | 106247 | Labor
[72 empty] | 2008 | 10 | 936 | 108 | 55 | 3 | 000 | 23777 | 1290704,090308,DMM | 005050 | 106798 | Labor
[72 empty] | 2008 | 10 | 936 | 108 | 55 | 3 | 000 | 28480 | 1293571,090208,DMM | 005050 | 110779 | Labor
[72 empty] | 2008 | 10 | 936 | 108 | 55 | 3 | 000 | 29872.8 | 40751604,093008,KSW | 005050 | 114952 | Labor
[72 empty] | 2008 | 10 | 936 | 108 | 55 | 3 | 000 | 3319.2 | 40751604RE,093008,K | 005050 | 114061 | Labor
[72 empty] | 2008 | 10 | 936 | 108 | 56 | 3 | 000 | 33723.6 | 1290704,090308,DMM | 005050 | 106798 | Labor
[72 empty] | 2008 | 10 | 936 | 108 | 56 | 3 | 000 | 40389.22 | 1293571,090208,DMM | 005050 | 110779 | Labor
[72 empty] | 2008 | 10 | 936 | 108 | 50 | 7 | 000 | -4.28 | ACCOUNTS PAYABLE | 005050 | 107716 | Materials
[72 empty] | 2008 | 10 | 936 | 108 | 50 | 7 | 000 | 9311.32 | PURCHASE OF THREE S | 005050 | 112343 | Materials
[72 empty] | 2008 | 10 | 936 | 108 | 50 | 7 | 000 | -16640 | 074066 VO CORR | 005050 | 114964 | Materials
[72 empty] | 2008 | 10 | 936 | 108 | 50 | 7 | 000 | -12812.8 | 081110 VO CORR | 005050 | 114964 | Materials
[72 empty] | 2008 | 10 | 936 | 108 | 50 | 7 | 000 | 270.48 | 1863927,091608,KSW | 005050 | 112324 | Materials
[72 empty] | 2008 | 10 | 936 | 108 | 50 | 7 | 000 | 3114.95 | 2088437001,082808,K | 005050 | 105418 | Materials
[72 empty] | 2008 | 10 | 936 | 108 | 50 | 7 | 000 | 250.38 | 2088438002,090208,K | 005050 | 105412 | Materials
[72 empty] | 2008 | 10 | 936 | 108 | 50 | 7 | 000 | 382.79 | 2088438003,090408,K | 005050 | 105413 | Materials
[72 empty] | 2008 | 10 | 936 | 108 | 50 | 7 | 000 | 347.75 | 2088438004,090808,K | 005050 | 105414 | Materials
[72 empty] | 2008 | 10 | 936 | 108 | 50 | 7 | 000 | 5500 | 2088438005,091508,K | 005050 | 107957 | Materials
[72 empty] | 2008 | 10 | 936 | 108 | 50 | 7 | 000 | 201.02 | 2100197003,092408,K | 005050 | 110282 | Materials
[72 empty] | 2008 | 10 | 936 | 108 | 50 | 7 | 000 | 3980.65 | 3218939701,092008,K | 005050 | 107674 | Materials
[72 empty] | 2008 | 10 | 936 | 108 | 50 | 7 | 000 | 81.23 | 34871,091708,KSW | 005050 | 107710 | Materials
[72 empty] | 2008 | 10 | 936 | 108 | 50 | 7 | 000 | 129.15 | 35059,092508,KSW | 005050 | 107709 | Materials
[72 empty] | 2008 | 11 | 936 | 108 | 50 | 3 | 000 | 22863.03 | 117201,081008,KSW | 005050 | 116197 | Labor
[72 empty] | 2008 | 11 | 936 | 108 | 50 | 3 | 000 | 19578.34 | 117713,101708,KSW | 005050 | 115377 | Labor
[72 empty] | 2008 | 11 | 936 | 108 | 50 | 3 | 000 | 5350.28 | 117723,102008,KSW | 005050 | 115374 | Labor
[72 empty] | 2008 | 11 | 936 | 108 | 50 | 3 | 000 | 21961.51 | 117770,101708,KSW | 005050 | 116897 | Labor
[72 empty] | 2008 | 11 | 936 | 108 | 50 | 3 | 000 | 2720.75 | 117778,102308,KSW | 005050 | 120159 | Labor
[72 empty] | 2008 | 11 | 936 | 108 | 50 | 3 | 000 | 27000 | 117785,102308,KSW | 005050 | 118631 | Labor
[72 empty] | 2008 | 11 | 936 | 108 | 50 | 3 | 000 | 12034.4 | 117945,103108,KSW | 005050 | 120939 | Labor
[72 empty] | 2008 | 11 | 936 | 108 | 50 | 3 | 000 | 3759.72 | 12797,100908,DMM | 005050 | 118001 | Labor
[72 empty] | 2008 | 11 | 936 | 108 | 50 | 3 | 000 | 504 | 12797,101408,DMM | 005050 | 118001 | Labor
[72 empty] | 2008 | 11 | 936 | 108 | 50 | 3 | 000 | 12594.4 | 256503,100808,DMM | 005050 | 117292 | Labor
[72 empty] | 2008 | 11 | 936 | 108 | 50 | 3 | 000 | 13673 | 29922,101308,DMM | 005050 | 115341 | Labor
[72 empty] | 2008 | 11 | 936 | 108 | 50 | 3 | 000 | 59 | 3911712300,102008,D | 005050 | 118070 | Labor
[72 empty] | 2008 | 11 | 936 | 108 | 50 | 3 | 000 | 3683.95 | 3911712301,102708,D | 005050 | 117297 | Labor
[72 empty] | 2008 | 11 | 936 | 108 | 50 | 3 | 000 | 7113 | 80988,091008,DMM | 005050 | 122757 | Labor
[72 empty] | 2008 | 11 | 936 | 108 | 50 | 3 | 000 | 17601.68 | 80988,091908,DMM | 005050 | 122757 | Labor
[72 empty] | 2008 | 11 | 936 | 108 | 50 | 3 | 000 | 8627.51 | 81900012,092108,DMM | 005050 | 118057 | Labor
[72 empty] | 2008 | 11 | 936 | 108 | 50 | 3 | 000 | 4217.66 | 81900017,092808,DMM | 005050 | 118060 | Labor
[72 empty] | 2008 | 11 | 936 | 108 | 50 | 3 | 000 | 10244.35 | 81900031,101908,DMM | 005050 | 122696 | Labor
[72 empty] | 2008 | 11 | 936 | 108 | 50 | 3 | 000 | 1447.53 | 81900042,110208,DMM | 005050 | 122689 | Labor
[72 empty] | 2008 | 11 | 936 | 108 | 50 | 3 | 010 | 1383.6 | 81900031,101908,DMM | 005050 | 122696 | Labor
[72 empty] | 2008 | 11 | 936 | 108 | 50 | 3 | 040 | 4025.98 | 0000142898,093008,M | 005050 | 116926 | Labor
[72 empty] | 2008 | 11 | 936 | 108 | 52 | 3 | 000 | 1819.14 | 117770,101708,KSW | 005050 | 116897 | Labor
[72 empty] | 2008 | 11 | 936 | 108 | 52 | 3 | 000 | 12326.02 | 117945,103108,KSW | 005050 | 120939 | Labor
[72 empty] | 2008 | 11 | 936 | 108 | 52 | 3 | 000 | 13673 | 29922,101308,DMM | 005050 | 115341 | Labor
[72 empty] | 2008 | 11 | 936 | 108 | 53 | 3 | 000 | 16189 | 1297001,110308,DMM | 005050 | 122693 | Labor
[72 empty] | 2008 | 11 | 936 | 108 | 54 | 3 | 000 | 2684.25 | 117201,081008,KSW | 005050 | 116197 | Labor
[72 empty] | 2008 | 11 | 936 | 108 | 54 | 3 | 000 | 16189 | 1297001,110308,DMM | 005050 | 122693 | Labor
[72 empty] | 2008 | 11 | 936 | 108 | 55 | 3 | 000 | 20470 | 1297001,110308,DMM | 005050 | 122693 | Labor
[72 empty] | 2008 | 11 | 936 | 108 | 56 | 3 | 000 | 29033.17 | 1297001,110308,DMM | 005050 | 122693 | Labor
[72 empty] | 2008 | 11 | 936 | 108 | 50 | 7 | 000 | 1065.07 | 513501,101408,KSW | 005050 | 119459 | Materials
[72 empty] | 2008 | 11 | 936 | 108 | 50 | 7 | 000 | 654.93 | 644985,082208,DMM | 005050 | 115693 | Materials
[72 empty] | 2008 | 11 | 936 | 108 | 50 | 7 | 000 | 280.15 | 650420,100708,DMM | 005050 | 115692 | Materials
[72 empty] | 2008 | 11 | 936 | 108 | 50 | 7 | 000 | 140.07 | 650592,100808,DMM | 005050 | 115690 | Materials
[72 empty] | 2008 | 11 | 936 | 108 | 50 | 7 | 000 | 140.07 | 651344,101408,DMM | 005050 | 115691 | Materials
[72 empty] | 2008 | 11 | 936 | 108 | 54 | 7 | 000 | 215.7 | 2102298001,101308,D | 005050 | 120739 | Materials
[72 empty] | 2008 | 12 | 936 | 108 | 50 | 3 | 000 | 20776.35 | 117855,102408,KSW | 005050 | 126147 | Labor
[72 empty] | 2008 | 12 | 936 | 108 | 50 | 3 | 000 | 135 | 118001,103108,DMM | 005050 | 124893 | Labor
[72 empty] | 2008 | 12 | 936 | 108 | 50 | 3 | 000 | 1377.36 | 118048,110708,DMM | 005050 | 124892 | Labor
[72 empty] | 2008 | 12 | 936 | 108 | 50 | 3 | 000 | 3867.17 | 13073,111908,LJA | 005050 | 130224 | Labor
[72 empty] | 2008 | 12 | 936 | 108 | 50 | 3 | 000 | 289 | 13073,112608,LJA | 005050 | 130224 | Labor
[72 empty] | 2008 | 12 | 936 | 108 | 50 | 3 | 000 | 5538 | 263730,110708,LJA | 005050 | 133687 | Labor
[72 empty] | 2008 | 12 | 936 | 108 | 50 | 3 | 000 | 2220.04 | 270846,120508,LJA | 005050 | 132894 | Labor
[72 empty] | 2008 | 12 | 936 | 108 | 50 | 3 | 000 | 1760 | 30089,121208,LJA | 005050 | 135553 | Labor
[72 empty] | 2008 | 12 | 936 | 108 | 50 | 3 | 000 | 785 | 30091,121208,LJA | 005050 | 135555 | Labor
[72 empty] | 2008 | 12 | 936 | 108 | 50 | 3 | 000 | 785 | 30092,121208,MFL | 005050 | 135556 | Labor
[72 empty] | 2008 | 12 | 936 | 108 | 50 | 3 | 000 | 66262.5 | 40770601,102208,LJA | 005050 | 131608 | Labor
[72 empty] | 2008 | 12 | 936 | 108 | 50 | 3 | 000 | 7362.5 | 40770601RE,102208,L | 005050 | 131607 | Labor
[72 empty] | 2008 | 12 | 936 | 108 | 50 | 3 | 000 | 87796.35 | 40770602,113008,LJA | 005050 | 131610 | Labor
[72 empty] | 2008 | 12 | 936 | 108 | 50 | 3 | 000 | 9755.15 | 40770602RE,113008,D | 005050 | 131609 | Labor
[72 empty] | 2008 | 12 | 936 | 108 | 50 | 3 | 000 | 245.64 | 49196,110608,LJA | 005050 | 131224 | Labor
[72 empty] | 2008 | 12 | 936 | 108 | 50 | 3 | 000 | 5289.25 | 81235,103108,LJA | 005050 | 130235 | Labor
[72 empty] | 2008 | 12 | 936 | 108 | 50 | 3 | 000 | 4468.04 | 81235,111808,LJA | 005050 | 130235 | Labor
[72 empty] | 2008 | 12 | 936 | 108 | 50 | 3 | 000 | 10450.89 | 819000038,102608,DM | 005050 | 124593 | Labor
[72 empty] | 2008 | 12 | 936 | 108 | 50 | 3 | 000 | 5969.79 | 81900022,100508,DMM | 005050 | 124580 | Labor
[72 empty] | 2008 | 12 | 936 | 108 | 50 | 3 | 000 | 9881.46 | 81900027,101208,DMM | 005050 | 125617 | Labor
[72 empty] | 2008 | 12 | 936 | 108 | 50 | 3 | 000 | 4630.56 | 81900050,110908,LJA | 005050 | 135554 | Labor
[72 empty] | 2008 | 12 | 936 | 108 | 50 | 3 | 010 | 4147.81 | 819000038,102608,DM | 005050 | 124593 | Labor
[72 empty] | 2008 | 12 | 936 | 108 | 50 | 3 | 040 | 8181.55 | 0000146341,103108,M | 005050 | 125371 | Labor
[72 empty] | 2008 | 12 | 936 | 108 | 50 | 3 | 040 | 812.26 | 0000147870,111508,M | 005050 | 133583 | Labor
[72 empty] | 2008 | 12 | 936 | 108 | 50 | 3 | 040 | 6622.15 | 0000149757,113008,M | 005050 | 133579 | Labor
[72 empty] | 2008 | 12 | 936 | 108 | 52 | 3 | 000 | 6375.92 | 117855,102408,KSW | 005050 | 126147 | Labor
[72 empty] | 2008 | 12 | 936 | 108 | 52 | 3 | 000 | 1657.35 | 117964,103108,DMM | 005050 | 124894 | Labor
[72 empty] | 2008 | 12 | 936 | 108 | 52 | 3 | 000 | 17783.29 | 118048,110708,DMM | 005050 | 124892 | Labor
[72 empty] | 2008 | 12 | 936 | 108 | 52 | 3 | 000 | 23923.07 | 118132,111408,LJA | 005050 | 127250 | Labor
[72 empty] | 2008 | 12 | 936 | 108 | 52 | 3 | 000 | 23635.33 | 118250,112108,LJA | 005050 | 127251 | Labor
[72 empty] | 2008 | 12 | 936 | 108 | 52 | 3 | 000 | 5388.98 | 30089,102308,LJA | 005050 | 135553 | Labor
[72 empty] | 2008 | 12 | 936 | 108 | 52 | 3 | 000 | 5626.8 | 30091,110608,LJA | 005050 | 135555 | Labor
[72 empty] | 2008 | 12 | 936 | 108 | 52 | 3 | 000 | 3657.42 | 30092,111208,MFL | 005050 | 135556 | Labor
[72 empty] | 2008 | 12 | 936 | 108 | 54 | 3 | 000 | 3761.27 | 81900050,110908,LJA | 005050 | 135554 | Labor
[72 empty] | 2008 | 12 | 936 | 108 | 50 | 7 | 000 | 105.62 | IV654881,111108,LJA | 005050 | 127460 | Materials
[72 empty] | 2008 | 12 | 936 | 108 | 50 | 7 | 000 | 33.92 | 1869819,110508,DMM | 005050 | 124914 | Materials
[72 empty] | 2008 | 12 | 936 | 108 | 50 | 7 | 000 | 288.9 | 2100197001,092308,L | 005050 | 126559 | Materials
[72 empty] | 2008 | 12 | 936 | 108 | 50 | 7 | 000 | 565.93 | 2106130001,102708,D | 005050 | 125156 | Materials
[72 empty] | 2008 | 12 | 936 | 108 | 50 | 7 | 000 | 91.88 | 35438,101508,DMM | 005050 | 124930 | Materials
[72 empty] | 2008 | 12 | 936 | 108 | 50 | 7 | 000 | 615.44 | 656471,112508,LJA | 005050 | 133765 | Materials
[72 empty] | 2009 | 1 | 936 | 108 | 50 | 3 | 000 | 1485.75 | 118687,123108,LJA | 005050 | 140912 | Labor
[72 empty] | 2009 | 1 | 936 | 108 | 50 | 3 | 000 | 585.36 | 13203,120908,LJA | 005050 | 138627 | Labor
[72 empty] | 2009 | 1 | 936 | 108 | 50 | 3 | 000 | 128 | 13203,121808,LJA | 005050 | 138627 | Labor
[72 empty] | 2009 | 1 | 936 | 108 | 50 | 3 | 000 | 2310 | 30087,121208,LJA | 005050 | 139374 | Labor
[72 empty] | 2009 | 1 | 936 | 108 | 50 | 3 | 000 | 1760 | 30088,121208,LJA | 005050 | 139376 | Labor
[72 empty] | 2009 | 1 | 936 | 108 | 50 | 3 | 000 | 1645 | 30090,121208,LJA | 005050 | 139375 | Labor
[72 empty] | 2009 | 1 | 936 | 108 | 50 | 3 | 000 | 1089.98 | 30093,121208,LJA | 005050 | 136434 | Labor
[72 empty] | 2009 | 1 | 936 | 108 | 50 | 3 | 000 | 5515.69 | 30094,101508,LJA | 005050 | 137144 | Labor
[72 empty] | 2009 | 1 | 936 | 108 | 50 | 3 | 000 | 3588.23 | 30094,121208,LJA | 005050 | 137144 | Labor
[72 empty] | 2009 | 1 | 936 | 108 | 50 | 3 | 000 | 5000.45 | 40770603R,123108,LJ | 005050 | 143140 | Labor
[72 empty] | 2009 | 1 | 936 | 108 | 50 | 3 | 000 | 44999.55 | 430770603,123108,LJ | 005050 | 143138 | Labor
[72 empty] | 2009 | 1 | 936 | 108 | 50 | 3 | 000 | 11201.4 | 8100085,121408,LJA | 005050 | 142317 | Labor
[72 empty] | 2009 | 1 | 936 | 108 | 50 | 3 | 000 | 5999.67 | 81900054,111608,LJA | 005050 | 137047 | Labor
[72 empty] | 2009 | 1 | 936 | 108 | 50 | 3 | 000 | 2816.71 | 81900058,112308,LJA | 005050 | 143347 | Labor
[72 empty] | 2009 | 1 | 936 | 108 | 50 | 3 | 000 | 9694.63 | 81900067,120708,LJA | 005050 | 138427 | Labor
[72 empty] | 2009 | 1 | 936 | 108 | 50 | 3 | 000 | 5328.12 | 81900089,122108,LJA | 005050 | 143348 | Labor
[72 empty] | 2009 | 1 | 936 | 108 | 50 | 3 | 040 | 2545.27 | 0000153148,123108,M | 005050 | 143269 | Labor
[72 empty] | 2009 | 1 | 936 | 108 | 50 | 3 | 040 | 909.09 | 0000154622,011509,M | 005050 | 143266 | Labor
[72 empty] | 2009 | 1 | 936 | 108 | 52 | 3 | 000 | 1588.81 | 118157,112008,LJA | 005050 | 136924 | Labor
[72 empty] | 2009 | 1 | 936 | 108 | 52 | 3 | 000 | 7737.23 | 118333,113008,LJA | 005050 | 138172 | Labor
[72 empty] | 2009 | 1 | 936 | 108 | 52 | 3 | 000 | 19220.81 | 118431,120508,MFL | 005050 | 137288 | Labor
[72 empty] | 2009 | 1 | 936 | 108 | 52 | 3 | 000 | 25189.17 | 118497,121408,LJA | 005050 | 137291 | Labor
[72 empty] | 2009 | 1 | 936 | 108 | 52 | 3 | 000 | 24586.61 | 118599,122108,LJA | 005050 | 137294 | Labor
[72 empty] | 2009 | 1 | 936 | 108 | 52 | 3 | 000 | 12798.75 | 118666,122808,LJA | 005050 | 139445 | Labor
[72 empty] | 2009 | 1 | 936 | 108 | 52 | 3 | 000 | 15610.75 | 118705,010209,KAG | 005050 | 144028 | Labor
[72 empty] | 2009 | 1 | 936 | 108 | 52 | 3 | 000 | 17996.78 | 118752,011109,KAG | 005050 | 144030 | Labor
[72 empty] | 2009 | 1 | 936 | 108 | 52 | 3 | 000 | 7621.32 | 30087,101008,LJA | 005050 | 139374 | Labor
[72 empty] | 2009 | 1 | 936 | 108 | 52 | 3 | 000 | 6602.27 | 30088,101608,LJA | 005050 | 139376 | Labor
[72 empty] | 2009 | 1 | 936 | 108 | 52 | 3 | 000 | 5987.38 | 30090,103008,LJA | 005050 | 139375 | Labor
[72 empty] | 2009 | 1 | 936 | 108 | 52 | 7 | 000 | 7050.45 | 118759,011609,KAG | 005050 | 144027 | Materials
[72 empty] | 2009 | 2 | 936 | 108 | 50 | 3 | 000 | 60736.27 | 1300929,120908,DMM | 005050 | 153486 | Labor
[72 empty] | 2009 | 2 | 936 | 108 | 50 | 3 | 000 | 1154.66 | 13267,122208,MFL | 005050 | 148695 | Labor
[72 empty] | 2009 | 2 | 936 | 108 | 50 | 3 | 000 | 499.4 | 13267,123008,MFL | 005050 | 148695 | Labor
[72 empty] | 2009 | 2 | 936 | 108 | 50 | 3 | 000 | 1254.43 | 13270,122308,MFL | 005050 | 148702 | Labor
[72 empty] | 2009 | 2 | 936 | 108 | 50 | 3 | 000 | 11232 | 280102,011609,LJA | 005050 | 149639 | Labor
[72 empty] | 2009 | 2 | 936 | 108 | 50 | 3 | 000 | 392.22 | 81900046,111308,LJA | 005050 | 148782 | Labor
[72 empty] | 2009 | 2 | 936 | 108 | 50 | 3 | 000 | 3535.86 | 81900114,011109,LJA | 005050 | 149644 | Labor
[72 empty] | 2009 | 2 | 936 | 108 | 50 | 3 | 040 | 2727.39 | 0000156522,013109,M | 005050 | 152206 | Labor
[72 empty] | 2009 | 2 | 936 | 108 | 52 | 3 | 000 | 16163.78 | 118784,011609,KAG | 005050 | 146849 | Labor
[72 empty] | 2009 | 2 | 936 | 108 | 52 | 3 | 000 | 15067.49 | 118823,012309,KAG | 005050 | 152119 | Labor
[72 empty] | 2009 | 2 | 936 | 108 | 52 | 3 | 000 | 42000 | 118837,012909,KAG | 005050 | 154366 | Labor
[72 empty] | 2009 | 2 | 936 | 108 | 52 | 3 | 000 | 13824.86 | 118905,013009,KAG | 005050 | 152117 | Labor
[72 empty] | 2009 | 2 | 936 | 108 | 53 | 3 | 000 | 8653 | 1300929,120908,DMM | 005050 | 153486 | Labor
[72 empty] | 2009 | 2 | 936 | 108 | 54 | 3 | 000 | 8653 | 1300929,120908,DMM | 005050 | 153486 | Labor
[72 empty] | 2009 | 2 | 936 | 108 | 55 | 3 | 000 | 10940 | 1300929,120908,DMM | 005050 | 153486 | Labor
[72 empty] | 2009 | 2 | 936 | 108 | 56 | 3 | 000 | 15519.93 | 1300929,120908,DMM | 005050 | 153486 | Labor
[72 empty] | 2009 | 2 | 936 | 108 | 50 | 7 | 000 | 2.92 | ACCOUNTS PAYABLE | 005050 | 153321 | Materials
[72 empty] | 2009 | 2 | 936 | 108 | 50 | 7 | 000 | 115.68 | 065905211 | 005050 | 153800 | Materials
[72 empty] | 2009 | 2 | 936 | 108 | 50 | 7 | 000 | 10.66 | 1866571,100708,LJA | 005050 | 152144 | Materials
[72 empty] | 2009 | 2 | 936 | 108 | 50 | 7 | 000 | 322.57 | 2105061001,101308,L | 005050 | 149739 | Materials
[72 empty] | 2009 | 3 | 936 | 108 | 50 | 3 | 000 | 5423.17 | 118982,020609,LJA | 005050 | 157880 | Labor
[72 empty] | 2009 | 3 | 936 | 108 | 50 | 3 | 000 | 6086.13 | 119015,021309,KAG | 005050 | 161839 | Labor
[72 empty] | 2009 | 3 | 936 | 108 | 50 | 3 | 000 | 10453.78 | 119077,022009,KAG | 005050 | 164183 | Labor
[72 empty] | 2009 | 3 | 936 | 108 | 50 | 3 | 000 | 9387.02 | 119175,022709,KAG | 005050 | 161835 | Labor
[72 empty] | 2009 | 3 | 936 | 108 | 50 | 3 | 000 | 6491.6 | 119255,030809,KAG | 005050 | 164190 | Labor
[72 empty] | 2009 | 3 | 936 | 108 | 50 | 3 | 000 | 30657.17 | 1306145,012709,LJA | 005050 | 166215 | Labor
[72 empty] | 2009 | 3 | 936 | 108 | 50 | 3 | 000 | 12222.08 | 285860,021309,LJA | 005050 | 159828 | Labor
[72 empty] | 2009 | 3 | 936 | 108 | 50 | 3 | 000 | 2874.08 | 30245,010609,KAG | 005050 | 160889 | Labor
[72 empty] | 2009 | 3 | 936 | 108 | 50 | 3 | 000 | 1748.59 | 30245,021309,KAG | 005050 | 160889 | Labor
[72 empty] | 2009 | 3 | 936 | 108 | 50 | 3 | 000 | 20644.2 | 40770604,012109,LJA | 005050 | 159517 | Labor
[72 empty] | 2009 | 3 | 936 | 108 | 50 | 3 | 000 | 2301.22 | 49903,022709,KAG | 005050 | 164520 | Labor
[72 empty] | 2009 | 3 | 936 | 108 | 50 | 3 | 000 | 5188.38 | 81900096,122808,DMM | 005050 | 156140 | Labor
[72 empty] | 2009 | 3 | 936 | 108 | 50 | 3 | 000 | 9359.6 | 81900109,010409,DMM | 005050 | 156129 | Labor
[72 empty] | 2009 | 3 | 936 | 108 | 50 | 3 | 000 | 5132.46 | 81900118,011809,DMM | 005050 | 158018 | Labor
[72 empty] | 2009 | 3 | 936 | 108 | 50 | 3 | 000 | 4594.5 | 81900122,012509,DMM | 005050 | 158015 | Labor
[72 empty] | 2009 | 3 | 936 | 108 | 50 | 3 | 000 | 4216.22 | 81900159,022209,LJA | 005050 | 163991 | Labor
[72 empty] | 2009 | 3 | 936 | 108 | 50 | 3 | 040 | 4366.24 | 0000159850,022809,M | 005050 | 160646 | Labor
[72 empty] | 2009 | 3 | 936 | 108 | 52 | 3 | 000 | 14665.82 | 118912,013109,DMM | 005050 | 166573 | Labor
[72 empty] | 2009 | 3 | 936 | 108 | 52 | 3 | 000 | 8950.92 | 118982,020609,LJA | 005050 | 157880 | Labor
[72 empty] | 2009 | 3 | 936 | 108 | 52 | 3 | 000 | 8259.23 | 119015,021309,KAG | 005050 | 161839 | Labor
[72 empty] | 2009 | 3 | 936 | 108 | 52 | 3 | 000 | 7540.56 | 119077,022009,KAG | 005050 | 164183 | Labor
[72 empty] | 2009 | 3 | 936 | 108 | 52 | 3 | 000 | 7033.84 | 119175,022709,KAG | 005050 | 161835 | Labor
[72 empty] | 2009 | 3 | 936 | 108 | 52 | 3 | 000 | 5819.02 | 119255,030809,KAG | 005050 | 164190 | Labor
[72 empty] | 2009 | 3 | 936 | 108 | 52 | 3 | 000 | 6871.79 | 119258,031209,LJA | 005050 | 164884 | Labor
[72 empty] | 2009 | 3 | 936 | 108 | 50 | 7 | 000 | 1509.77 | 3960264801,122308,L | 005050 | 156119 | Materials
[72 empty] | 2009 | 4 | 936 | 108 | 50 | 3 | 000 | 7021.6 | 119323,031309,KAG | 005050 | 169962 | Labor
[72 empty] | 2009 | 4 | 936 | 108 | 50 | 3 | 000 | 6234.4 | 119371,032009,KAG | 005050 | 174374 | Labor
[72 empty] | 2009 | 4 | 936 | 108 | 50 | 3 | 000 | 398.64 | 119449,032709,KAG | 005050 | 175893 | Labor
[72 empty] | 2009 | 4 | 936 | 108 | 50 | 3 | 000 | 7186.24 | 119450,032709,KAG | 005050 | 172637 | Labor
[72 empty] | 2009 | 4 | 936 | 108 | 50 | 3 | 000 | 7446.12 | 119615,041009,KAG | 005050 | 174457 | Labor
[72 empty] | 2009 | 4 | 936 | 108 | 50 | 3 | 000 | 16126.19 | 1311505,031809,MFL | 005050 | 172273 | Labor
[72 empty] | 2009 | 4 | 936 | 108 | 50 | 3 | 000 | 4825.6 | 296657,031309,MFL | 005050 | 171244 | Labor
[72 empty] | 2009 | 4 | 936 | 108 | 50 | 3 | 000 | 8777.6 | 302523,040309,MFL | 005050 | 175768 | Labor
[72 empty] | 2009 | 4 | 936 | 108 | 50 | 3 | 000 | 2293.3 | 40770604RE,012109,D | 005050 | 170980 | Labor
[72 empty] | 2009 | 4 | 936 | 108 | 50 | 3 | 000 | 1307.82 | 49966,030409,KAG | 005050 | 168067 | Labor
[72 empty] | 2009 | 4 | 936 | 108 | 50 | 3 | 000 | 491.28 | 49997,031309,KAG | 005050 | 169548 | Labor
[72 empty] | 2009 | 4 | 936 | 108 | 50 | 3 | 000 | 1553.46 | 50084,032209,DMM | 005050 | 175140 | Labor
[72 empty] | 2009 | 4 | 936 | 108 | 50 | 3 | 000 | 736.92 | 50179,040309,KAG | 005050 | 175143 | Labor
[72 empty] | 2009 | 4 | 936 | 108 | 50 | 3 | 000 | 4804.38 | 81900073,113008,MFL | 005050 | 174054 | Labor
[72 empty] | 2009 | 4 | 936 | 108 | 50 | 3 | 000 | 5936.14 | 81900136,020109,KAG | 005050 | 167363 | Labor
[72 empty] | 2009 | 4 | 936 | 108 | 50 | 3 | 000 | 5430.7 | 81900145,020809,MFL | 005050 | 171538 | Labor
[72 empty] | 2009 | 4 | 936 | 108 | 50 | 3 | 000 | 5661.02 | 81900153A,021509,LJ | 005050 | 168006 | Labor
[72 empty] | 2009 | 4 | 936 | 108 | 50 | 3 | 000 | 1906.14 | 81900168,030109,MFL | 005050 | 171534 | Labor
[72 empty] | 2009 | 4 | 936 | 108 | 50 | 3 | 000 | 6221.52 | 81900175,030809,MFL | 005050 | 176344 | Labor
[72 empty] | 2009 | 4 | 936 | 108 | 50 | 3 | 000 | 4162.32 | 81900189,032209,MFL | 005050 | 174050 | Labor
[72 empty] | 2009 | 4 | 936 | 108 | 50 | 3 | 000 | 4170.4 | 81900198,032909,MFL | 005050 | 174049 | Labor
[72 empty] | 2009 | 4 | 936 | 108 | 50 | 3 | 000 | 5336.67 | 81900207,040509,MFL | 005050 | 174051 | Labor
[72 empty] | 2009 | 4 | 936 | 108 | 50 | 3 | 040 | 1500.12 | 0000161325,031509,M | 005050 | 169876 | Labor
[72 empty] | 2009 | 4 | 936 | 108 | 50 | 3 | 040 | 2536.09 | 0000163186,033109,M | 005050 | 175232 | Labor
[72 empty] | 2009 | 4 | 936 | 108 | 52 | 3 | 000 | 3700.87 | 118920,013109,DMM | 005050 | 176752 | Labor
[72 empty] | 2009 | 4 | 936 | 108 | 52 | 3 | 000 | 1836.26 | 119026,021909,MFL | 005050 | 168282 | Labor
[72 empty] | 2009 | 4 | 936 | 108 | 52 | 3 | 000 | 5588.96 | 119323,031309,KAG | 005050 | 169962 | Labor
[72 empty] | 2009 | 4 | 936 | 108 | 52 | 3 | 000 | 4937.68 | 119371,032009,KAG | 005050 | 174374 | Labor
[72 empty] | 2009 | 4 | 936 | 108 | 52 | 3 | 000 | 5318.8 | 119450,032709,KAG | 005050 | 172637 | Labor
[72 empty] | 2009 | 4 | 936 | 108 | 52 | 3 | 000 | 3111.68 | 119615,041009,KAG | 005050 | 174457 | Labor
[72 empty] | 2009 | 5 | 936 | 108 | 50 | 3 | 000 | -8523.66 | BACK CHARGES | 005050 | 177658 | Labor
[72 empty] | 2009 | 5 | 936 | 108 | 50 | 3 | 000 | 139.96 | 119558,040409,KAG | 005050 | 177420 | Labor
[72 empty] | 2009 | 5 | 936 | 108 | 50 | 3 | 000 | 8231.32 | 119559,040409,KAG | 005050 | 177422 | Labor
[72 empty] | 2009 | 5 | 936 | 108 | 50 | 3 | 000 | 204.44 | 119700,041709,KAG | 005050 | 184253 | Labor
[72 empty] | 2009 | 5 | 936 | 108 | 50 | 3 | 000 | 982.56 | 50219,040709,KAG | 005050 | 177526 | Labor
[72 empty] | 2009 | 5 | 936 | 108 | 50 | 3 | 000 | 8983.18 | 81900182,031509,MFL | 005050 | 181090 | Labor
[72 empty] | 2009 | 5 | 936 | 108 | 50 | 3 | 040 | 3509.81 | 0000164637,041509,M | 005050 | 186703 | Labor
[72 empty] | 2009 | 5 | 936 | 108 | 50 | 3 | 040 | 2556.3 | 0000166447,043009,M | 005050 | 185855 | Labor
[72 empty] | 2009 | 5 | 936 | 108 | 52 | 3 | 000 | 8746.5 | 119085,022609,DMM | 005050 | 178312 | Labor
[72 empty] | 2009 | 5 | 936 | 108 | 52 | 3 | 000 | 8746.5 | 119183,022809,DMM | 005050 | 178313 | Labor
[72 empty] | 2009 | 5 | 936 | 108 | 52 | 3 | 000 | 2487.06 | 119376,032709,DMM | 005050 | 182924 | Labor
[72 empty] | 2009 | 5 | 936 | 108 | 52 | 3 | 000 | 4747.12 | 119559,040409,KAG | 005050 | 177422 | Labor
[72 empty] | 2009 | 5 | 936 | 108 | 52 | 3 | 000 | 15495.28 | 119625,041609,DMM | 005050 | 184248 | Labor
[72 empty] | 2009 | 5 | 936 | 108 | 52 | 3 | 000 | 6699.99 | 119626,041609,DMM | 005050 | 184252 | Labor
[72 empty] | 2009 | 5 | 936 | 108 | 52 | 3 | 000 | 18000 | 119711,042409,DMM | 005050 | 184249 | Labor
[72 empty] | 2009 | 5 | 936 | 108 | 52 | 3 | 000 | 10 | 119807,043009,DMM | 005050 | 185440 | Labor
[72 empty] | 2009 | 5 | 936 | 108 | 55 | 3 | 000 | -8523.66 | BACK CHARGES | 005050 | 177658 | Labor
[72 empty] | 2009 | 5 | 936 | 108 | 50 | 7 | 000 | 614.59 | 066306211,032609,DM | 005050 | 178483 | Materials
[72 empty] | 2009 | 5 | 936 | 108 | 50 | 7 | 000 | -50 | 2064526-45 | 005050 | 182499 | Materials
[72 empty] | 2009 | 5 | 936 | 108 | 50 | 7 | 000 | 50 | 2064526-45 | 005050 | 185957 | Materials
[72 empty] | 2009 | 6 | 936 | 108 | 50 | 3 | 000 | 1123.5 | F64989,060409,MRS | 005050 | 193756 | Labor
[72 empty] | 2009 | 6 | 936 | 108 | 50 | 3 | 000 | 1123.5 | F65012,060909,MRS | 005050 | 196550 | Labor
[72 empty] | 2009 | 6 | 936 | 108 | 50 | 3 | 000 | 1064.75 | 120057,051509,DMM | 005050 | 192577 | Labor
[72 empty] | 2009 | 6 | 936 | 108 | 50 | 3 | 000 | 6177.08 | 120094,052209,DMM | 005050 | 192216 | Labor
[72 empty] | 2009 | 6 | 936 | 108 | 50 | 3 | 000 | 408.48 | 120111,052909,KMC | 005050 | 191965 | Labor
[72 empty] | 2009 | 6 | 936 | 108 | 50 | 3 | 000 | 42179.58 | 130090601,032609,MR | 005050 | 192209 | Labor
[72 empty] | 2009 | 6 | 936 | 108 | 50 | 3 | 000 | 7253.02 | 30394,012809,KMC | 005050 | 190820 | Labor
[72 empty] | 2009 | 6 | 936 | 108 | 50 | 3 | 000 | 14885.09 | 30394,040309,KMC | 005050 | 190820 | Labor
[72 empty] | 2009 | 6 | 936 | 108 | 50 | 3 | 000 | 12355.2 | 312429,051509,KMC | 005050 | 190816 | Labor
[72 empty] | 2009 | 6 | 936 | 108 | 50 | 3 | 000 | 4841.92 | 81900238,051009,MFL | 005050 | 187952 | Labor
[72 empty] | 2009 | 6 | 936 | 108 | 50 | 3 | 000 | 6813.6 | 81900246,051709,KMC | 005050 | 192132 | Labor
[72 empty] | 2009 | 6 | 936 | 108 | 50 | 3 | 000 | 5555.64 | 81900251,052409,MRS | 005050 | 193791 | Labor
[72 empty] | 2009 | 6 | 936 | 108 | 50 | 3 | 000 | 2195.08 | 81900262,060709,MRS | 005050 | 195936 | Labor
[72 empty] | 2009 | 6 | 936 | 108 | 50 | 3 | 040 | 1362.93 | 0000170001,053109,M | 005050 | 196466 | Labor
[72 empty] | 2009 | 6 | 936 | 108 | 52 | 3 | 000 | 942.14 | 119927,051109,DMM | 005050 | 190015 | Labor
[72 empty] | 2009 | 6 | 936 | 108 | 52 | 3 | 000 | 3123.75 | 120111,052909,KMC | 005050 | 191965 | Labor
[72 empty] | 2009 | 6 | 936 | 108 | 50 | 7 | 000 | 1726.95 | IV677533,060109,MRS | 005050 | 191506 | Materials
[72 empty] | 2009 | 6 | 936 | 108 | 50 | 7 | 000 | 535.32 | IV678956,061109,MRS | 005050 | 196203 | Materials
[72 empty] | 2009 | 6 | 936 | 108 | 50 | 7 | 000 | 979.96 | 066941011,060409,MR | 005050 | 193957 | Materials
[72 empty] | 2009 | 6 | 936 | 108 | 50 | 7 | 000 | 1028.1 | 110620130,060409,KM | 005050 | 193726 | Materials
[72 empty] | 2009 | 7 | 936 | 108 | 50 | 3 | 000 | 1287 | 130091102,071309,MR | 005050 | 205970 | Labor
[72 empty] | 2009 | 7 | 936 | 108 | 50 | 3 | 000 | 5669.57 | 130091201,071309,MR | 005050 | 205972 | Labor
[72 empty] | 2009 | 7 | 936 | 108 | 50 | 3 | 000 | 5732.38 | 81900268,061409,MRS | 005050 | 200041 | Labor
[72 empty] | 2009 | 7 | 936 | 108 | 50 | 3 | 000 | 2661.44 | 81900281,062109,MRS | 005050 | 200049 | Labor
[72 empty] | 2009 | 7 | 936 | 108 | 50 | 3 | 000 | 4433.6 | 81900285,062809,MRS | 005050 | 200045 | Labor
[72 empty] | 2009 | 7 | 936 | 108 | 50 | 3 | 000 | 1710.13 | 81900294,070509,MRS | 005050 | 203146 | Labor
[72 empty] | 2009 | 7 | 936 | 108 | 50 | 3 | 000 | 2742.03 | 81900300,071209,MRS | 005050 | 205933 | Labor
[72 empty] | 2009 | 7 | 936 | 108 | 50 | 7 | 000 | 535.45 | IV680876,062909,MRS | 005050 | 202781 | Materials
[72 empty] | 2009 | 7 | 936 | 108 | 50 | 7 | 000 | 244.99 | 067227811,070609,MR | 005050 | 202768 | Materials
[72 empty] | 2009 | 7 | 936 | 108 | 50 | 7 | 000 | 395.9 | 39868,062409,KMC | 005050 | 206635 | Materials
[72 empty] | 2009 | 7 | 936 | 108 | 50 | 7 | 000 | 395.9 | 39887,062509,KMC | 005050 | 206634 | Materials
[72 empty] | 2009 | 7 | 936 | 108 | 50 | 7 | 000 | 791.8 | 40023,070609,KMC | 005050 | 206632 | Materials
[72 empty] | 2009 | 8 | 936 | 108 | 50 | 3 | 000 | 332.8 | 338402,081409,MRS | 005050 | 216592 | Labor
[72 empty] | 2009 | 8 | 936 | 108 | 50 | 3 | 000 | 582 | 81900311,072609,MRS | 005050 | 209553 | Labor
[72 empty] | 2009 | 8 | 936 | 108 | 50 | 3 | 000 | 899.1 | 81900317,080209,MRS | 005050 | 213339 | Labor
[72 empty] | 2009 | 8 | 936 | 108 | 50 | 3 | 000 | 799.2 | 81900324,080909,MRS | 005050 | 218219 | Labor
[72 empty] | 2009 | 8 | 936 | 108 | 50 | 3 | 040 | 1169.32 | 0000173359,063009,M | 005050 | 208563 | Labor
[72 empty] | 2009 | 8 | 936 | 108 | 50 | 7 | 000 | 57.06 | ACCOUNTS PAYABLE | 005050 | 208919 | Materials
[72 empty] | 2009 | 8 | 936 | 108 | 50 | 15 | 000 | 33 | ACCOUNTS PAYABLE | 005050 | 217642 | Materials
[72 empty] | 2009 | 9 | 936 | 108 | 50 | 3 | 000 | 636.65 | F65516,091009,CLF | 005050 | 228835 | Labor
[72 empty] | 2009 | 9 | 936 | 108 | 50 | 3 | 000 | 1685.25 | F65553,091809,CLF | 005050 | 228837 | Labor
[72 empty] | 2009 | 9 | 936 | 108 | 50 | 3 | 000 | 4992 | 345869,091109,CLF | 005050 | 227451 | Labor
[72 empty] | 2009 | 9 | 936 | 108 | 50 | 3 | 000 | 926.63 | 81900331,081609,CLF | 005050 | 221377 | Labor
[72 empty] | 2009 | 9 | 936 | 108 | 50 | 3 | 000 | 3406.14 | 81900336,082309,CLF | 005050 | 221373 | Labor
[72 empty] | 2009 | 9 | 936 | 108 | 50 | 3 | 000 | 3807.24 | 81900341,082809,CLF | 005050 | 223959 | Labor
[72 empty] | 2009 | 9 | 936 | 108 | 50 | 3 | 000 | 6778.09 | 81900348,090409,CLF | 005050 | 224755 | Labor
[72 empty] | 2009 | 9 | 936 | 108 | 50 | 3 | 000 | 8066.37 | 81900352,091109,CLF | 005050 | 226969 | Labor
[72 empty] | 2009 | 9 | 936 | 108 | 50 | 3 | 040 | 911.52 | 0000176741,073109,M | 005050 | 223563 | Labor
[72 empty] | 2009 | 9 | 936 | 108 | 50 | 3 | 040 | 1000 | 0000180083,083109,C | 005050 | 224839 | Labor
[72 empty] | 2009 | 9 | 936 | 108 | 56 | 3 | 000 | 9938.01 | 81900348,090409,CLF | 005050 | 224755 | Labor
[72 empty] | 2009 | 9 | 936 | 108 | 56 | 3 | 000 | 11257.62 | 81900352,091109,CLF | 005050 | 226969 | Labor
[72 empty] | 2009 | 9 | 936 | 108 | 50 | 7 | 000 | 906.03 | 067840711,090309,CL | 005050 | 224364 | Materials
[72 empty] | 2009 | 9 | 936 | 108 | 50 | 7 | 000 | 736.87 | 067840712,091609,CL | 005050 | 228729 | Materials
[72 empty] | 2009 | 9 | 936 | 108 | 50 | 7 | 000 | 173.78 | 110119476,090209,CL | 005050 | 223817 | Materials
[72 empty] | 2009 | 9 | 936 | 108 | 50 | 7 | 000 | 861.35 | 110151267,091109,CL | 005050 | 225660 | Materials
[72 empty] | 2009 | 9 | 936 | 108 | 50 | 7 | 000 | 1088.6 | 539199,091509,CLF | 005050 | 228749 | Materials
[72 empty] | 2009 | 9 | 936 | 108 | 56 | 7 | 000 | 695.12 | 110119476,090209,CL | 005050 | 223817 | Materials
[72 empty] | 2009 | 10 | 936 | 108 | 50 | 3 | 000 | 105 | INV.#121249 09/29/0 | 005050 | 233493 | Labor
[72 empty] | 2009 | 10 | 936 | 108 | 50 | 3 | 000 | 13561.5 | 121177,091809,KMC | 005050 | 230070 | Labor
[72 empty] | 2009 | 10 | 936 | 108 | 50 | 3 | 000 | 12809.34 | 121239,092509,CLF | 005050 | 235763 | Labor
[72 empty] | 2009 | 10 | 936 | 108 | 50 | 3 | 000 | 15277.92 | 121329,100209,CLF | 005050 | 235984 | Labor
[72 empty] | 2009 | 10 | 936 | 108 | 50 | 3 | 000 | 1783.8 | 121355,100909,CLF | 005050 | 235982 | Labor
[72 empty] | 2009 | 10 | 936 | 108 | 50 | 3 | 000 | 2740.08 | 121356,100909,CLF | 005050 | 235983 | Labor
[72 empty] | 2009 | 10 | 936 | 108 | 50 | 3 | 000 | 17468.06 | 121394,100909,CLF | 005050 | 239261 | Labor
[72 empty] | 2009 | 10 | 936 | 108 | 50 | 3 | 000 | 6656 | 352759,100909,CLF | 005050 | 235937 | Labor
[72 empty] | 2009 | 10 | 936 | 108 | 50 | 3 | 000 | 3077.32 | 4229676301,100709,C | 005050 | 234153 | Labor
[72 empty] | 2009 | 10 | 936 | 108 | 50 | 3 | 000 | 548.96 | 4258682202,101509,C | 005050 | 238958 | Labor
[72 empty] | 2009 | 10 | 936 | 108 | 50 | 3 | 000 | 6081.94 | 81900357,091809,CLF | 005050 | 232559 | Labor
[72 empty] | 2009 | 10 | 936 | 108 | 50 | 3 | 000 | 8052.76 | 81900362,092709,CLF | 005050 | 232562 | Labor
[72 empty] | 2009 | 10 | 936 | 108 | 50 | 3 | 000 | 9166.5 | 81900367,100409,CLF | 005050 | 239259 | Labor
[72 empty] | 2009 | 10 | 936 | 108 | 50 | 3 | 000 | 11749.72 | 81900372,101109,CLF | 005050 | 239258 | Labor
[72 empty] | 2009 | 10 | 936 | 108 | 50 | 3 | 000 | 1763.75 | 82266,092109,CLF | 005050 | 234079 | Labor
[72 empty] | 2009 | 10 | 936 | 108 | 50 | 3 | 000 | 1153.25 | 82266A,093009,CLF | 005050 | 234079 | Labor
[72 empty] | 2009 | 10 | 936 | 108 | 56 | 3 | 000 | 676.32 | 121239,092509,CLF | 005050 | 235763 | Labor
[72 empty] | 2009 | 10 | 936 | 108 | 56 | 3 | 000 | 1385.36 | 4223923901,100109,C | 005050 | 232301 | Labor
[72 empty] | 2009 | 10 | 936 | 108 | 56 | 3 | 000 | 13880 | 4226132201,100609,C | 005050 | 233334 | Labor
[72 empty] | 2009 | 10 | 936 | 108 | 56 | 3 | 000 | 41.04 | 4226132202,101409,C | 005050 | 238957 | Labor
[72 empty] | 2009 | 10 | 936 | 108 | 56 | 3 | 000 | 709.41 | 4229021301,100709,C | 005050 | 234148 | Labor
[72 empty] | 2009 | 10 | 936 | 108 | 56 | 3 | 000 | 11209.24 | 81900357,091809,CLF | 005050 | 232559 | Labor
[72 empty] | 2009 | 10 | 936 | 108 | 56 | 3 | 000 | 12434.1 | 81900362,092709,CLF | 005050 | 232562 | Labor
[72 empty] | 2009 | 10 | 936 | 108 | 56 | 3 | 000 | 2603.1 | 81900367,100409,CLF | 005050 | 239259 | Labor
[72 empty] | 2009 | 10 | 936 | 108 | 56 | 3 | 000 | 11382.92 | 81900372,101109,CLF | 005050 | 239258 | Labor
[72 empty] | 2009 | 10 | 936 | 108 | 50 | 7 | 000 | 1151.78 | INV.#692039 10/07/0 | 005050 | 237594 | Materials
[72 empty] | 2009 | 10 | 936 | 108 | 50 | 7 | 000 | 1114.75 | TPAIV69066,092409,K | 005050 | 229958 | Materials
[72 empty] | 2009 | 10 | 936 | 108 | 50 | 7 | 000 | 996.64 | 068220911,100809,CL | 005050 | 236277 | Materials
[72 empty] | 2009 | 10 | 936 | 108 | 50 | 7 | 000 | 916.12 | 068220912,101409,CL | 005050 | 239326 | Materials
[72 empty] | 2009 | 10 | 936 | 108 | 50 | 7 | 000 | 861.35 | 110206009,092509,CL | 005050 | 232402 | Materials
[72 empty] | 2009 | 10 | 936 | 108 | 50 | 7 | 000 | 170.65 | 110211211,092809,CL | 005050 | 232401 | Materials
[72 empty] | 2009 | 10 | 936 | 108 | 50 | 7 | 000 | 160.5 | 110224275,093009,CL | 005050 | 234403 | Materials
[72 empty] | 2009 | 10 | 936 | 108 | 50 | 7 | 000 | 861.35 | 110313111,100909,CL | 005050 | 239301 | Materials
[72 empty] | 2009 | 10 | 936 | 108 | 50 | 7 | 000 | 911.22 | 121413,101509,CLF | 005050 | 239262 | Materials
[72 empty] | 2009 | 10 | 936 | 108 | 50 | 7 | 000 | 34 | 41544,092909,CLF | 005050 | 231622 | Materials
[72 empty] | 2009 | 11 | 936 | 108 | 50 | 3 | 000 | 16697.85 | 121456,101609,CLF | 005050 | 242277 | Labor
[72 empty] | 2009 | 11 | 936 | 108 | 50 | 3 | 000 | 19999.99 | 121460,102109,CLF | 005050 | 241262 | Labor
[72 empty] | 2009 | 11 | 936 | 108 | 50 | 3 | 000 | 20633.99 | 121539,102309,CLF | 005050 | 242278 | Labor
[72 empty] | 2009 | 11 | 936 | 108 | 50 | 3 | 000 | 20947.4 | 121629,103009,CLF | 005050 | 246462 | Labor
[72 empty] | 2009 | 11 | 936 | 108 | 50 | 3 | 000 | 5775 | 121681,103109,CLF | 005050 | 243848 | Labor
[72 empty] | 2009 | 11 | 936 | 108 | 50 | 3 | 000 | 17560.56 | 121847,111409,CLF | 005050 | 247928 | Labor
[72 empty] | 2009 | 11 | 936 | 108 | 50 | 3 | 000 | 6656 | 360937,110609,CLF | 005050 | 247676 | Labor
[72 empty] | 2009 | 11 | 936 | 108 | 50 | 3 | 000 | 28.71 | 4229676302,102309,C | 005050 | 242171 | Labor
[72 empty] | 2009 | 11 | 936 | 108 | 50 | 3 | 000 | 3177.32 | 4229676303,110509,C | 005050 | 244378 | Labor
[72 empty] | 2009 | 11 | 936 | 108 | 50 | 3 | 000 | 16789.01 | 53445,102109,CLF | 005050 | 243436 | Labor
[72 empty] | 2009 | 11 | 936 | 108 | 50 | 3 | 000 | 8479.53 | 81900377,101609,CLF | 005050 | 242301 | Labor
[72 empty] | 2009 | 11 | 936 | 108 | 50 | 3 | 000 | 9864.63 | 81900382,102309,CLF | 005050 | 243754 | Labor
[72 empty] | 2009 | 11 | 936 | 108 | 50 | 3 | 000 | 9154.96 | 81900388,103009,CLF | 005050 | 245531 | Labor
[72 empty] | 2009 | 11 | 936 | 108 | 50 | 3 | 000 | 11268.28 | 81900392,110809,CLF | 005050 | 247942 | Labor
[72 empty] | 2009 | 11 | 936 | 108 | 50 | 3 | 040 | 1744.07 | 0000183465,093009,C | 005050 | 245828 | Labor
[72 empty] | 2009 | 11 | 936 | 108 | 50 | 3 | 040 | 4813.24 | 186839,103109,CLF | 005050 | 246423 | Labor
[72 empty] | 2009 | 11 | 936 | 108 | 56 | 3 | 000 | 437.16 | 121847,111409,CLF | 005050 | 247928 | Labor
[72 empty] | 2009 | 11 | 936 | 108 | 56 | 3 | 000 | 1335.36 | 4223923902,102909,C | 005050 | 240734 | Labor
[72 empty] | 2009 | 11 | 936 | 108 | 56 | 3 | 000 | 1121.82 | 4223923903,111309,C | 005050 | 247455 | Labor
[72 empty] | 2009 | 11 | 936 | 108 | 56 | 3 | 000 | 7078.53 | 4226132203,102309,C | 005050 | 242170 | Labor
[72 empty] | 2009 | 11 | 936 | 108 | 56 | 3 | 000 | 6940 | 4226132204,110309,C | 005050 | 244369 | Labor
[72 empty] | 2009 | 11 | 936 | 108 | 56 | 3 | 000 | 709.41 | 4229021302,110409,C | 005050 | 244372 | Labor
[72 empty] | 2009 | 11 | 936 | 108 | 56 | 3 | 000 | 404.09 | 4229021303,111309,C | 005050 | 247454 | Labor
[72 empty] | 2009 | 11 | 936 | 108 | 56 | 3 | 000 | 10064.94 | 81900377,101609,CLF | 005050 | 242301 | Labor
[72 empty] | 2009 | 11 | 936 | 108 | 56 | 3 | 000 | 11793.02 | 81900382,102309,CLF | 005050 | 243754 | Labor
[72 empty] | 2009 | 11 | 936 | 108 | 56 | 3 | 000 | 11123.23 | 81900388,103009,CLF | 005050 | 245531 | Labor
[72 empty] | 2009 | 11 | 936 | 108 | 56 | 3 | 000 | 9941.51 | 81900392,110809,CLF | 005050 | 247942 | Labor
[72 empty] | 2009 | 11 | 936 | 108 | 50 | 7 | 000 | 2617.43 | 121657,103109,CLF | 005050 | 244897 | Materials
[72 empty] | 2009 | 11 | 936 | 108 | 50 | 7 | 000 | 1115.28 | 695228,110409,CLF | 005050 | 245234 | Materials
[72 empty] | 2009 | 12 | 936 | 108 | 50 | 3 | 000 | 332.25 | 121173,092209,CLF | 005050 | 254741 | Labor
[72 empty] | 2009 | 12 | 936 | 108 | 50 | 3 | 000 | 17068.19 | 121926,112009,CLF | 005050 | 251855 | Labor
[72 empty] | 2009 | 12 | 936 | 108 | 50 | 3 | 000 | 1048.96 | 122021,112509,CLF | 005050 | 255327 | Labor
[72 empty] | 2009 | 12 | 936 | 108 | 50 | 3 | 000 | 25100 | 122040,113009,CLF | 005050 | 255325 | Labor
[72 empty] | 2009 | 12 | 936 | 108 | 50 | 3 | 000 | 7865.96 | 122041,113009,CLF | 005050 | 258883 | Labor
[72 empty] | 2009 | 12 | 936 | 108 | 50 | 3 | 000 | 28500.7 | 122168,120609,CLF | 005050 | 255326 | Labor
[72 empty] | 2009 | 12 | 936 | 108 | 50 | 3 | 000 | 25100 | 122182,121109,CLF | 005050 | 255324 | Labor
[72 empty] | 2009 | 12 | 936 | 108 | 50 | 3 | 000 | 5775 | 122183,121109,CLF | 005050 | 255323 | Labor
[72 empty] | 2009 | 12 | 936 | 108 | 50 | 3 | 000 | 1251.9 | 122234,121509,CLF | 005050 | 258886 | Labor
[72 empty] | 2009 | 12 | 936 | 108 | 50 | 3 | 000 | 3052.15 | 122237,121609,CLF | 005050 | 258884 | Labor
[72 empty] | 2009 | 12 | 936 | 108 | 50 | 3 | 000 | 38418.5 | 122312,122009,CLF | 005050 | 259206 | Labor
[72 empty] | 2009 | 12 | 936 | 108 | 50 | 3 | 000 | 5657.6 | 369657,121109,CLF | 005050 | 258413 | Labor
[72 empty] | 2009 | 12 | 936 | 108 | 50 | 3 | 000 | 2247 | 65753,102109,CLF | 005050 | 250688 | Labor
[72 empty] | 2009 | 12 | 936 | 108 | 50 | 3 | 000 | 5052.34 | 81900398,111509,CLF | 005050 | 252097 | Labor
[72 empty] | 2009 | 12 | 936 | 108 | 50 | 3 | 000 | 2948.07 | 81900408,112209,CLF | 005050 | 252098 | Labor
[72 empty] | 2009 | 12 | 936 | 108 | 50 | 3 | 000 | 5279.9 | 81900410,112509,CLF | 005050 | 257215 | Labor
[72 empty] | 2009 | 12 | 936 | 108 | 50 | 3 | 000 | 9409.45 | 81900414,120609,CLF | 005050 | 257218 | Labor
[72 empty] | 2009 | 12 | 936 | 108 | 50 | 3 | 000 | 1335.06 | 81900420,121309,CLF | 005050 | 259647 | Labor
[72 empty] | 2009 | 12 | 936 | 108 | 50 | 3 | 040 | 2216.96 | 0000188131,111509,C | 005050 | 253165 | Labor
[72 empty] | 2009 | 12 | 936 | 108 | 50 | 3 | 040 | 2136.5 | 0000190225,113009,C | 005050 | 259510 | Labor
[72 empty] | 2009 | 12 | 936 | 108 | 50 | 3 | 300 | -25100 | ACCOUNTS PAYABLE | 005050 | 259897 | Labor
[72 empty] | 2009 | 12 | 936 | 108 | 56 | 3 | 000 | 756.08 | 121134,091109,CLF | 005050 | 254740 | Labor
[72 empty] | 2009 | 12 | 936 | 108 | 56 | 3 | 000 | 7060.42 | 4226132205,120209,C | 005050 | 253409 | Labor
[72 empty] | 2009 | 12 | 936 | 108 | 56 | 3 | 000 | 629.85 | 81900398,111509,CLF | 005050 | 252097 | Labor
[72 empty] | 2009 | 12 | 936 | 108 | 56 | 3 | 000 | 2261.73 | 81900410,112509,CLF | 005050 | 257215 | Labor
[72 empty] | 2009 | 12 | 936 | 108 | 50 | 7 | 000 | 80.91 | INV.#42171 11/02/09 | 005050 | 251911 | Materials
[72 empty] | 2009 | 12 | 936 | 108 | 50 | 7 | 000 | 826.03 | 41686,100609,CLF | 005050 | 251910 | Materials
[72 empty] | 2009 | 12 | 936 | 108 | 50 | 7 | 000 | 791.8 | 41798,101209,CLF | 005050 | 251909 | Materials
[72 empty] | 2009 | 12 | 936 | 108 | 50 | 7 | 000 | 610.85 | 42256,110609,CLF | 005050 | 251907 | Materials
[72 empty] | 2010 | 1 | 936 | 108 | 50 | 3 | 000 | 32643.88 | 122235,121309,CLF | 005050 | 266722 | Labor
[72 empty] | 2010 | 1 | 936 | 108 | 50 | 3 | 000 | 1147.48 | 122248,121209,CLF | 005050 | 264902 | Labor
[72 empty] | 2010 | 1 | 936 | 108 | 50 | 3 | 000 | 16360.86 | 122416,122309,CLF | 005050 | 264903 | Labor
[72 empty] | 2010 | 1 | 936 | 108 | 50 | 3 | 000 | 308.96 | 122446A,123009,CLF | 005050 | 262259 | Labor
[72 empty] | 2010 | 1 | 936 | 108 | 50 | 3 | 000 | 625.96 | 122446B,123009,CLF | 005050 | 262259 | Labor
[72 empty] | 2010 | 1 | 936 | 108 | 50 | 3 | 000 | 25077.64 | 122554,123109,CLF | 005050 | 266020 | Labor
[72 empty] | 2010 | 1 | 936 | 108 | 50 | 3 | 000 | 56.4 | 122608,011310,CLF | 005050 | 266723 | Labor
[72 empty] | 2010 | 1 | 936 | 108 | 50 | 3 | 000 | 4068.61 | 122618,010810,CLF | 005050 | 266724 | Labor
[72 empty] | 2010 | 1 | 936 | 108 | 50 | 3 | 000 | 9222.14 | 81900427,121909,CLF | 005050 | 262739 | Labor
[72 empty] | 2010 | 1 | 936 | 108 | 50 | 3 | 000 | 7235.94 | 81900434,122309,CLF | 005050 | 264778 | Labor
[72 empty] | 2010 | 1 | 936 | 108 | 50 | 3 | 000 | 14546.34 | 81900440,123109,CLF | 005050 | 266822 | Labor
[72 empty] | 2010 | 1 | 936 | 108 | 50 | 3 | 040 | 3367.44 | 0000191511,121509,K | 005050 | 260148 | Labor
[72 empty] | 2010 | 1 | 936 | 108 | 56 | 3 | 000 | 1156.28 | 81900427,121909,CLF | 005050 | 262739 | Labor
[72 empty] | 2010 | 1 | 936 | 108 | 56 | 3 | 000 | 2514.42 | 81900434,122309,CLF | 005050 | 264778 | Labor
[72 empty] | 2010 | 1 | 936 | 108 | 56 | 3 | 000 | 730.98 | 81900440,123109,CLF | 005050 | 266822 | Labor
[72 empty] | 2010 | 1 | 936 | 108 | 50 | 7 | 000 | 1364.74 | TPAIV70145,010710,C | 005050 | 265615 | Materials
[72 empty] | 2010 | 1 | 936 | 108 | 50 | 7 | 000 | 912.07 | 069185111,010710,CL | 005050 | 265507 | Materials
[72 empty] | 2010 | 1 | 936 | 108 | 50 | 7 | 000 | 1679.07 | 119153401,010710,CL | 005050 | 266244 | Materials
[72 empty] | 2010 | 1 | 936 | 108 | 50 | 7 | 000 | 791.8 | 42663,120209,CLF | 005050 | 265941 | Materials
[72 empty] | 2010 | 1 | 936 | 108 | 50 | 39 | 000 | 167.2 | INV.#81900432 12/29 | 005050 | 262727 | Materials
[72 empty] | 2010 | 2 | 936 | 108 | 50 | 3 | 000 | 2247 | F66195,011910,CLF | 005050 | 268612 | Labor
[72 empty] | 2010 | 2 | 936 | 108 | 50 | 3 | 000 | 23630.02 | 121764,110609,CLF | 005050 | 272869 | Labor
[72 empty] | 2010 | 2 | 936 | 108 | 50 | 3 | 000 | 4671.22 | 122677,011710,CLF | 005050 | 271829 | Labor
[72 empty] | 2010 | 2 | 936 | 108 | 50 | 3 | 000 | 3456.74 | 122723,012710,CLF | 005050 | 271830 | Labor
[72 empty] | 2010 | 2 | 936 | 108 | 50 | 3 | 000 | 336.86 | 122730,012710,CLF | 005050 | 271838 | Labor
[72 empty] | 2010 | 2 | 936 | 108 | 50 | 3 | 000 | 2659.92 | 122731,012210,CLF | 005050 | 271831 | Labor
[72 empty] | 2010 | 2 | 936 | 108 | 50 | 3 | 000 | 3184.32 | 4338024302,020510,C | 005050 | 274373 | Labor
[72 empty] | 2010 | 2 | 936 | 108 | 50 | 3 | 000 | 11297.02 | 81900448,010810,CLF | 005050 | 272701 | Labor
[72 empty] | 2010 | 2 | 936 | 108 | 50 | 3 | 000 | 9639.23 | 81900453A,011510,CL | 005050 | 272702 | Labor
[72 empty] | 2010 | 2 | 936 | 108 | 50 | 3 | 000 | 7417.69 | 81900459,012210,CLF | 005050 | 272711 | Labor
[72 empty] | 2010 | 2 | 936 | 108 | 50 | 3 | 000 | 11103.88 | 81900466,013110,CLF | 005050 | 275045 | Labor
[72 empty] | 2010 | 2 | 936 | 108 | 50 | 3 | 000 | 7941.34 | 81900473,020710,CLF | 005050 | 275043 | Labor
[72 empty] | 2010 | 2 | 936 | 108 | 50 | 3 | 040 | 14927.91 | 000193595B,123109,C | 005050 | 269000 | Labor
[72 empty] | 2010 | 2 | 936 | 108 | 50 | 3 | 040 | 393.47 | 000194877B,011510,C | 005050 | 268996 | Labor
[72 empty] | 2010 | 2 | 936 | 108 | 50 | 7 | 000 | 64.4 | INV.#069272411 01/1 | 005050 | 268586 | Materials
[72 empty] | 2010 | 2 | 936 | 108 | 50 | 7 | 000 | 68.43 | INV.#069272412 01/1 | 005050 | 268585 | Materials
[72 empty] | 2010 | 2 | 936 | 108 | 50 | 7 | 000 | 28.17 | INV.#069272413 01/2 | 005050 | 274405 | Materials
[72 empty] | 2010 | 2 | 936 | 108 | 50 | 7 | 000 | 142.57 | 43162,021010,CLF | 005050 | 275318 | Materials
[72 empty] | 2010 | 3 | 936 | 108 | 50 | 3 | 000 | 5852.78 | 1227941,012910,CLF | 005050 | 281951 | Labor
[72 empty] | 2010 | 3 | 936 | 108 | 50 | 3 | 000 | 5653.71 | 122877,020510,KAG | 005050 | 278805 | Labor
[72 empty] | 2010 | 3 | 936 | 108 | 50 | 3 | 000 | 1747.32 | 122882,021210,TAD | 005050 | 287302 | Labor
[72 empty] | 2010 | 3 | 936 | 108 | 50 | 3 | 000 | 4675.86 | 122920,021410,MFL | 005050 | 280059 | Labor
[72 empty] | 2010 | 3 | 936 | 108 | 50 | 3 | 000 | 12000 | 122963,022310,CLF | 005050 | 277364 | Labor
[72 empty] | 2010 | 3 | 936 | 108 | 50 | 3 | 000 | 5514.2 | 1229971,021910,CLF | 005050 | 281952 | Labor
[72 empty] | 2010 | 3 | 936 | 108 | 50 | 3 | 000 | 950 | 123023,022610,CLF | 005050 | 281154 | Labor
[72 empty] | 2010 | 3 | 936 | 108 | 50 | 3 | 000 | 1930.85 | 123134,030610,CLF | 005050 | 287371 | Labor
[72 empty] | 2010 | 3 | 936 | 108 | 50 | 3 | 000 | 9830.44 | 81900481,021210,CLF | 005050 | 278827 | Labor
[72 empty] | 2010 | 3 | 936 | 108 | 50 | 3 | 000 | 8003.89 | 81900489,021910,CLF | 005050 | 283598 | Labor
[72 empty] | 2010 | 3 | 936 | 108 | 50 | 3 | 000 | 4519.67 | 81900498,022610,CLF | 005050 | 283599 | Labor
[72 empty] | 2010 | 3 | 936 | 108 | 50 | 3 | 000 | 1560 | 82829,020410,CLF | 005050 | 282251 | Labor
[72 empty] | 2010 | 3 | 936 | 108 | 50 | 3 | 000 | 1800.1 | 82829A,022810,CLF | 005050 | 282251 | Labor
[72 empty] | 2010 | 3 | 936 | 108 | 50 | 3 | 040 | 2870.66 | 0000200354,022810,C | 005050 | 281562 | Labor
[72 empty] | 2010 | 3 | 936 | 108 | 50 | 3 | 040 | 4036.58 | 0000201688,031510,C | 005050 | 288152 | Labor
[72 empty] | 2010 | 3 | 936 | 108 | 50 | 3 | 040 | 2049.58 | 000196980A,013110,C | 005050 | 281557 | Labor
[72 empty] | 2010 | 3 | 936 | 108 | 50 | 7 | 000 | 179.25 | 069521511,021210,CL | 005050 | 277793 | Materials
[72 empty] | 2010 | 3 | 936 | 108 | 50 | 7 | 000 | 200.73 | 3316762301,022310,C | 005050 | 281167 | Materials
[72 empty] | 2010 | 3 | 936 | 108 | 50 | 7 | 000 | 68.01 | 43740,020510,CLF | 005050 | 281207 | Materials
[72 empty] | 2010 | 3 | 936 | 108 | 50 | 7 | 000 | 1522.61 | 43867,021110,CLF | 005050 | 281209 | Materials
[72 empty] | 2010 | 4 | 936 | 108 | 50 | 3 | 000 | 637.76 | 123196,031210,CLF | 005050 | 292532 | Labor
[72 empty] | 2010 | 4 | 936 | 108 | 50 | 3 | 000 | 205.98 | 123371,033110,KMC | 005050 | 294839 | Labor
[72 empty] | 2010 | 4 | 936 | 108 | 50 | 3 | 000 | 4003.32 | 123487,040910,KMC | 005050 | 298465 | Labor
[72 empty] | 2010 | 4 | 936 | 108 | 50 | 3 | 000 | 6606.08 | 390321,031210,KMC | 005050 | 296944 | Labor
[72 empty] | 2010 | 4 | 936 | 108 | 50 | 3 | 000 | 31833.79 | 40828501,021910,KMC | 005050 | 293811 | Labor
[72 empty] | 2010 | 4 | 936 | 108 | 50 | 3 | 000 | 619.5 | 52474,031810,KMC | 005050 | 294141 | Labor
[72 empty] | 2010 | 4 | 936 | 108 | 50 | 3 | 000 | 319.5 | 52492,032210,KMC | 005050 | 295013 | Labor
[72 empty] | 2010 | 4 | 936 | 108 | 50 | 3 | 000 | 728.68 | 52533,032910,KMC | 005050 | 297675 | Labor
[72 empty] | 2010 | 4 | 936 | 108 | 50 | 3 | 000 | 1978.16 | 81900507,030710,CLF | 005050 | 290654 | Labor
[72 empty] | 2010 | 4 | 936 | 108 | 50 | 3 | 000 | 2738.48 | 81900515,031410,CLF | 005050 | 290653 | Labor
[72 empty] | 2010 | 4 | 936 | 108 | 50 | 3 | 000 | 7992.86 | 81900522,032110,CLF | 005050 | 295632 | Labor
[72 empty] | 2010 | 4 | 936 | 108 | 50 | 3 | 000 | 3384.03 | 81900528,032710,CLF | 005050 | 295658 | Labor
[72 empty] | 2010 | 4 | 936 | 108 | 50 | 3 | 000 | 9550.71 | 81900536,040110,CLF | 005050 | 298834 | Labor
[72 empty] | 2010 | 4 | 936 | 108 | 50 | 3 | 000 | 8073.51 | 81900541,041010,CLF | 005050 | 298842 | Labor
[72 empty] | 2010 | 4 | 936 | 108 | 50 | 3 | 040 | 2508.73 | 000203768A,033110,C | 005050 | 293109 | Labor
[72 empty] | 2010 | 4 | 936 | 108 | 50 | 3 | 070 | 2192.96 | 81900541,041010,CLF | 005050 | 298842 | Labor
[72 empty] | 2010 | 4 | 936 | 108 | 50 | 7 | 000 | 96.09 | 060049111A,032410,C | 005050 | 289404 | Materials
[72 empty] | 2010 | 4 | 936 | 108 | 50 | 7 | 000 | 96.09 | 060049112,040110,CL | 005050 | 294162 | Materials
[72 empty] | 2010 | 4 | 936 | 108 | 50 | 7 | 000 | 465.73 | 123258,032410,KMC | 005050 | 292500 | Materials
[72 empty] | 2010 | 5 | 936 | 108 | 50 | 3 | 000 | 3486.58 | 123584,041510,KMC | 005050 | 300034 | Labor
[72 empty] | 2010 | 5 | 936 | 108 | 50 | 3 | 000 | 5310.29 | 123612,042310,KMC | 005050 | 300035 | Labor
[72 empty] | 2010 | 5 | 936 | 108 | 50 | 3 | 000 | 6993.36 | 123680,043010,KMC | 005050 | 308450 | Labor
[72 empty] | 2010 | 5 | 936 | 108 | 50 | 3 | 000 | 5445.82 | 123787,050710,KMC | 005050 | 309358 | Labor
[72 empty] | 2010 | 5 | 936 | 108 | 50 | 3 | 000 | 2412.8 | 396063,040910,KSS | 005050 | 300798 | Labor
[72 empty] | 2010 | 5 | 936 | 108 | 50 | 3 | 000 | 600.88 | 52547,040510,KMC | 005050 | 300498 | Labor
[72 empty] | 2010 | 5 | 936 | 108 | 50 | 3 | 000 | 511.2 | 52755,050710,KMC | 005050 | 305875 | Labor
[72 empty] | 2010 | 5 | 936 | 108 | 50 | 3 | 000 | 1349.18 | 81900548,041510,CLF | 005050 | 303856 | Labor
[72 empty] | 2010 | 5 | 936 | 108 | 50 | 3 | 000 | 7201 | 81900554,042310,CLF | 005050 | 303860 | Labor
[72 empty] | 2010 | 5 | 936 | 108 | 50 | 3 | 000 | 10910.71 | 81900562,043010,CLF | 005050 | 309829 | Labor
[72 empty] | 2010 | 5 | 936 | 108 | 50 | 3 | 000 | 13685.15 | 81900867,050710,CLF | 005050 | 309832 | Labor
[72 empty] | 2010 | 5 | 936 | 108 | 50 | 3 | 040 | 1293.03 | 0000207104,043010,C | 005050 | 305496 | Labor
[72 empty] | 2010 | 5 | 936 | 108 | 50 | 3 | 040 | 227.7 | 000208371A,051510,C | 005050 | 308672 | Labor
[72 empty] | 2010 | 5 | 936 | 108 | 50 | 7 | 000 | 823.07 | 060390911,042910,CL | 005050 | 302753 | Materials
[72 empty] | 2010 | 5 | 936 | 108 | 50 | 7 | 000 | 23.07 | 119521901,031910,KM | 005050 | 302686 | Materials
[72 empty] | 2010 | 5 | 936 | 108 | 50 | 7 | 000 | 171.64 | 119804601,051710,KM | 005050 | 308655 | Materials
[72 empty] | 2010 | 5 | 936 | 108 | 50 | 7 | 000 | 484.24 | 123719 | 005050 | 308451 | Materials
[72 empty] | 2010 | 5 | 936 | 108 | 50 | 7 | 000 | 758.05 | 714028,042610,CLF | 005050 | 300552 | Materials
[72 empty] | 2010 | 5 | 936 | 108 | 50 | 7 | 000 | 1463.22 | 715766,051010,CLF | 005050 | 305074 | Materials
[72 empty] | 2010 | 6 | 936 | 108 | 50 | 3 | 000 | 2665.87 | 123868,051410,KMC | 005050 | 310717 | Labor
[72 empty] | 2010 | 6 | 936 | 108 | 50 | 3 | 000 | 120.18 | 123905,052010,KMC | 005050 | 313011 | Labor
[72 empty] | 2010 | 6 | 936 | 108 | 50 | 3 | 000 | 5227.82 | 123951,052110,KMC | 005050 | 314431 | Labor
[72 empty] | 2010 | 6 | 936 | 108 | 50 | 3 | 000 | 1803.39 | 123994,052810,KMC | 005050 | 314432 | Labor
[72 empty] | 2010 | 6 | 936 | 108 | 50 | 3 | 000 | 3347.65 | 124106,060410,KMC | 005050 | 318053 | Labor
[72 empty] | 2010 | 6 | 936 | 108 | 50 | 3 | 000 | 514.94 | 1241711,061610,KMC | 005050 | 319103 | Labor
[72 empty] | 2010 | 6 | 936 | 108 | 50 | 3 | 000 | 42 | 1241712,061610,KMC | 005050 | 319103 | Labor
[72 empty] | 2010 | 6 | 936 | 108 | 50 | 3 | 000 | 2086.5 | 200578,060910,CLF | 005050 | 314790 | Labor
[72 empty] | 2010 | 6 | 936 | 108 | 50 | 3 | 000 | 5408 | 404083,051410,KSS | 005050 | 318961 | Labor
[72 empty] | 2010 | 6 | 936 | 108 | 50 | 3 | 000 | 255.6 | 52794,051010,KMC | 005050 | 310917 | Labor
[72 empty] | 2010 | 6 | 936 | 108 | 50 | 3 | 000 | 9600 | 5398,052110,KMC | 005050 | 313864 | Labor
[72 empty] | 2010 | 6 | 936 | 108 | 50 | 3 | 000 | 9600 | 5399,052410,KMC | 005050 | 313863 | Labor
[72 empty] | 2010 | 6 | 936 | 108 | 50 | 3 | 000 | 26420.67 | 81900573,051410,CLF | 005050 | 313070 | Labor
[72 empty] | 2010 | 6 | 936 | 108 | 50 | 3 | 000 | 31744.15 | 81900581,052210,CLF | 005050 | 314265 | Labor
[72 empty] | 2010 | 6 | 936 | 108 | 50 | 3 | 000 | 23747.67 | 81900588,052810,KMC | 005050 | 318271 | Labor
[72 empty] | 2010 | 6 | 936 | 108 | 50 | 3 | 000 | 42956.24 | 81900594,060610,KMC | 005050 | 318777 | Labor
[72 empty] | 2010 | 6 | 936 | 108 | 50 | 3 | 040 | 1120.53 | 000211711A,061510,C | 005050 | 318429 | Labor
[72 empty] | 2010 | 6 | 936 | 108 | 50 | 7 | 000 | 115.11 | S22389731,061010,KM | 005050 | 318276 | Materials
[72 empty] | 2010 | 6 | 936 | 108 | 50 | 7 | 000 | 411.95 | 060945411,061410,KM | 005050 | 317496 | Materials
[72 empty] | 2010 | 6 | 936 | 108 | 50 | 7 | 000 | 885.43 | 110730057,061110,KM | 005050 | 317902 | Materials
[72 empty] | 2010 | 6 | 936 | 108 | 50 | 7 | 000 | 885.43 | 110730058,061110,KM | 005050 | 317901 | Materials
[72 empty] | 2010 | 6 | 936 | 108 | 50 | 7 | 000 | 885.43 | 110748444,061610,KM | 005050 | 317899 | Materials
[72 empty] | 2010 | 6 | 936 | 108 | 50 | 7 | 000 | 885.43 | 110748446,061610,KM | 005050 | 317900 | Materials
[72 empty] | 2010 | 6 | 936 | 108 | 50 | 7 | 000 | 696.99 | 119878601,052110,CL | 005050 | 312424 | Materials
[72 empty] | 2010 | 6 | 936 | 108 | 50 | 7 | 000 | 104.66 | 119878602,052710,CL | 005050 | 312427 | Materials
[72 empty] | 2010 | 6 | 936 | 108 | 50 | 7 | 000 | 205.98 | 124171,061610,KMC | 005050 | 319103 | Materials
[72 empty] | 2010 | 6 | 936 | 108 | 50 | 7 | 000 | 341.45 | 717154,052110,CLF | 005050 | 312453 | Materials
[72 empty] | 2010 | 6 | 936 | 108 | 50 | 7 | 000 | 1089.04 | 717302,052410,CLF | 005050 | 312452 | Materials
[72 empty] | 2010 | 7 | 936 | 108 | 50 | 3 | 000 | 3174.96 | 124176,061110,CLF | 005050 | 325499 | Labor
[72 empty] | 2010 | 7 | 936 | 108 | 50 | 3 | 000 | 5354.95 | 124227,061810,CLF | 005050 | 325500 | Labor
[72 empty] | 2010 | 7 | 936 | 108 | 50 | 3 | 000 | 6578.73 | 124247,062710,CLF | 005050 | 325501 | Labor
[72 empty] | 2010 | 7 | 936 | 108 | 50 | 3 | 000 | 10057.02 | 124423,070910,KMC | 005050 | 329573 | Labor
[72 empty] | 2010 | 7 | 936 | 108 | 50 | 3 | 000 | 8996.29 | 124494,071610,KMC | 005050 | 329520 | Labor
[72 empty] | 2010 | 7 | 936 | 108 | 50 | 3 | 000 | 1926 | 201179,062310,CLF | 005050 | 325711 | Labor
[72 empty] | 2010 | 7 | 936 | 108 | 50 | 3 | 000 | 2163.2 | 410188,061110,MFL | 005050 | 327408 | Labor
[72 empty] | 2010 | 7 | 936 | 108 | 50 | 3 | 000 | 9640.42 | 416445,070910,CLF | 005050 | 324904 | Labor
[72 empty] | 2010 | 7 | 936 | 108 | 50 | 3 | 000 | 3184.32 | 4462309901,063010,C | 005050 | 324627 | Labor
[72 empty] | 2010 | 7 | 936 | 108 | 50 | 3 | 000 | 6041.12 | 4468285301,070610,C | 005050 | 325170 | Labor
[72 empty] | 2010 | 7 | 936 | 108 | 50 | 3 | 000 | 44079.77 | 81900601,061310,CLF | 005050 | 321506 | Labor
[72 empty] | 2010 | 7 | 936 | 108 | 50 | 3 | 000 | 51653.38 | 81900607,062010,CLF | 005050 | 321508 | Labor
[72 empty] | 2010 | 7 | 936 | 108 | 50 | 3 | 000 | 60614.97 | 81900613,062710,CLF | 005050 | 325325 | Labor
[72 empty] | 2010 | 7 | 936 | 108 | 50 | 3 | 000 | 48150.31 | 81900618,070210,CLF | 005050 | 325326 | Labor
[72 empty] | 2010 | 7 | 936 | 108 | 50 | 3 | 040 | 2202.84 | 0002150431,071510,K | 005050 | 329418 | Labor
[72 empty] | 2010 | 7 | 936 | 108 | 50 | 7 | 000 | 1124.42 | S22353362,071610,KM | 005050 | 329598 | Materials
[72 empty] | 2010 | 7 | 936 | 108 | 50 | 7 | 000 | 184.38 | 061277111,071310,CL | 005050 | 329079 | Materials
[72 empty] | 2010 | 7 | 936 | 108 | 50 | 7 | 000 | 885.43 | 110760502,061810,KM | 005050 | 320200 | Materials
[72 empty] | 2010 | 7 | 936 | 108 | 50 | 7 | 000 | 1770.85 | 110766157,062110,KM | 005050 | 320199 | Materials
[72 empty] | 2010 | 7 | 936 | 108 | 50 | 7 | 000 | 1770.85 | 110766158,062110,KM | 005050 | 320198 | Materials
[72 empty] | 2010 | 7 | 936 | 108 | 50 | 7 | 000 | 1770.85 | 110784344,062110,KM | 005050 | 320196 | Materials
[72 empty] | 2010 | 7 | 936 | 108 | 50 | 7 | 000 | 1770.85 | 110784346,062410,KM | 005050 | 320197 | Materials
[72 empty] | 2010 | 7 | 936 | 108 | 50 | 7 | 000 | 1770.85 | 110810863,063010,CL | 005050 | 325535 | Materials
[72 empty] | 2010 | 7 | 936 | 108 | 50 | 7 | 000 | 1770.85 | 110810865,063010,CL | 005050 | 325534 | Materials
[72 empty] | 2010 | 7 | 936 | 108 | 50 | 7 | 000 | 656.12 | 110878402,070210,CL | 005050 | 325532 | Materials
[72 empty] | 2010 | 7 | 936 | 108 | 50 | 7 | 000 | 839.74 | 110883239,070610,CL | 005050 | 325533 | Materials
[72 empty] | 2010 | 7 | 936 | 108 | 50 | 7 | 000 | 1770.85 | 110888919,070710,CL | 005050 | 325537 | Materials
[72 empty] | 2010 | 7 | 936 | 108 | 50 | 7 | 000 | 1770.85 | 110888921,070710,CL | 005050 | 325536 | Materials
[72 empty] | 2010 | 7 | 936 | 108 | 50 | 7 | 000 | 1385.4 | 124326A,063010,CLF | 005050 | 325502 | Materials
[72 empty] | 2010 | 7 | 936 | 108 | 50 | 7 | 000 | 1846.07 | 124326B,063010,CLF | 005050 | 325502 | Materials
[72 empty] | 2010 | 7 | 936 | 108 | 50 | 7 | 000 | 1632.97 | 124465,072010,KMC | 005050 | 329574 | Materials
[72 empty] | 2010 | 7 | 936 | 108 | 50 | 7 | 000 | 915.39 | 124516,072310,KMC | 005050 | 329593 | Materials
[72 empty] | 2010 | 7 | 936 | 108 | 50 | 7 | 000 | 9.49 | 1903266727,062410,C | 005050 | 326413 | Materials
[72 empty] | 2010 | 7 | 936 | 108 | 50 | 7 | 000 | 3931.02 | 2235336001,070910,C | 005050 | 328415 | Materials
[72 empty] | 2010 | 7 | 936 | 108 | 50 | 7 | 000 | 802.63 | 2241237001,062210,C | 005050 | 327768 | Materials
[72 empty] | 2010 | 7 | 936 | 108 | 50 | 7 | 000 | 59.34 | 2241237003,062810,C | 005050 | 327767 | Materials
[72 empty] | 2010 | 7 | 936 | 108 | 50 | 7 | 000 | 5030.16 | 43158,070710,CLF | 005050 | 329371 | Materials
[72 empty] | 2010 | 7 | 936 | 108 | 50 | 7 | 000 | 4310.84 | 43158A,070710,CLF | 005050 | 329371 | Materials
[72 empty] | 2010 | 8 | 936 | 108 | 50 | 3 | 000 | 7568.06 | 124370,070210,KMC | 005050 | 332480 | Labor
[72 empty] | 2010 | 8 | 936 | 108 | 50 | 3 | 000 | 12479.93 | 124560,072310,KMC | 005050 | 332479 | Labor
[72 empty] | 2010 | 8 | 936 | 108 | 50 | 3 | 000 | 11659.71 | 124646,073010,KMC | 005050 | 335998 | Labor
[72 empty] | 2010 | 8 | 936 | 108 | 50 | 3 | 000 | 484.78 | 124653,073010,KMC | 005050 | 335999 | Labor
[72 empty] | 2010 | 8 | 936 | 108 | 50 | 3 | 000 | 2281.79 | 1246531,073010,KMC | 005050 | 335999 | Labor
[72 empty] | 2010 | 8 | 936 | 108 | 50 | 3 | 000 | 1926 | 202551,072810,CLF | 005050 | 332211 | Labor
[72 empty] | 2010 | 8 | 936 | 108 | 50 | 3 | 000 | 6000 | 202921A,073110,CLF | 005050 | 334986 | Labor
[72 empty] | 2010 | 8 | 936 | 108 | 50 | 3 | 000 | 6000 | 202921B,073110,CLF | 005050 | 334986 | Labor
[72 empty] | 2010 | 8 | 936 | 108 | 50 | 3 | 000 | 6000 | 202921C,073110,CLF | 005050 | 334986 | Labor
[72 empty] | 2010 | 8 | 936 | 108 | 50 | 3 | 000 | 6000 | 202921D,073110,CLF | 005050 | 334986 | Labor
[72 empty] | 2010 | 8 | 936 | 108 | 50 | 3 | 000 | 4875 | 202921E,073110,CLF | 005050 | 334986 | Labor
[72 empty] | 2010 | 8 | 936 | 108 | 50 | 3 | 000 | 14941 | 31858,072610,CLF | 005050 | 330127 | Labor
[72 empty] | 2010 | 8 | 936 | 108 | 50 | 3 | 000 | 719 | 31901,081610,CLF | 005050 | 336380 | Labor
[72 empty] | 2010 | 8 | 936 | 108 | 50 | 3 | 000 | 9984 | 422182,080610,CLF | 005050 | 337892 | Labor
[72 empty] | 2010 | 8 | 936 | 108 | 50 | 3 | 000 | 4887.76 | 4461304102,062910,C | 005050 | 334975 | Labor
[72 empty] | 2010 | 8 | 936 | 108 | 50 | 3 | 000 | 3673.31 | 4461304103,072710,C | 005050 | 332208 | Labor
[72 empty] | 2010 | 8 | 936 | 108 | 50 | 3 | 000 | 2023.37 | 4462309902,072810,C | 005050 | 334977 | Labor
[72 empty] | 2010 | 8 | 936 | 108 | 50 | 3 | 000 | 4046.74 | 4468285302,080310,C | 005050 | 335254 | Labor
[72 empty] | 2010 | 8 | 936 | 108 | 50 | 3 | 000 | 1465.9 | 4473233701,071210,C | 005050 | 336377 | Labor
[72 empty] | 2010 | 8 | 936 | 108 | 50 | 3 | 000 | 1412.4 | 4473233702,080910,C | 005050 | 336378 | Labor
[72 empty] | 2010 | 8 | 936 | 108 | 50 | 3 | 000 | 4682.11 | 4488903202,072710,C | 005050 | 332213 | Labor
[72 empty] | 2010 | 8 | 936 | 108 | 50 | 3 | 000 | 722.25 | 4488903203,080310,C | 005050 | 334976 | Labor
[72 empty] | 2010 | 8 | 936 | 108 | 50 | 3 | 000 | 1358.9 | 4505416401,081210,K | 005050 | 339159 | Labor
[72 empty] | 2010 | 8 | 936 | 108 | 50 | 3 | 000 | 3295.58 | 4513361801,081310,K | 005050 | 339157 | Labor
[72 empty] | 2010 | 8 | 936 | 108 | 50 | 3 | 000 | 587.32 | 53165,070910,KMC | 005050 | 332720 | Labor
[72 empty] | 2010 | 8 | 936 | 108 | 50 | 3 | 000 | 1189.36 | 53191,071610,KMC | 005050 | 332718 | Labor
[72 empty] | 2010 | 8 | 936 | 108 | 50 | 3 | 000 | 751.2 | 53264,073010,KMC | 005050 | 338640 | Labor
[72 empty] | 2010 | 8 | 936 | 108 | 50 | 3 | 000 | 2900 | 5452,072010,KMC | 005050 | 335929 | Labor
[72 empty] | 2010 | 8 | 936 | 108 | 50 | 3 | 000 | 48658.39 | 81300650,080810,CLF | 005050 | 338763 | Labor
[72 empty] | 2010 | 8 | 936 | 108 | 50 | 3 | 000 | 44280.72 | 81900629,071810,CLF | 005050 | 332430 | Labor
[72 empty] | 2010 | 8 | 936 | 108 | 50 | 3 | 000 | 46926.46 | 81900634,072510,CLF | 005050 | 335873 | Labor
[72 empty] | 2010 | 8 | 936 | 108 | 50 | 3 | 000 | 49402.37 | 81900646,080110,CLF | 005050 | 335875 | Labor
[72 empty] | 2010 | 8 | 936 | 108 | 50 | 3 | 000 | 5472 | 83350,073110,CLF | 005050 | 335250 | Labor
[72 empty] | 2010 | 8 | 936 | 108 | 50 | 3 | 000 | 1083.5 | 83355,071910,CLF | 005050 | 335640 | Labor
[72 empty] | 2010 | 8 | 936 | 108 | 50 | 3 | 000 | 5787.13 | 83355A,073110,CLF | 005050 | 335640 | Labor
[72 empty] | 2010 | 8 | 936 | 108 | 50 | 3 | 000 | 1011 | 83357,071510,CLF | 005050 | 335642 | Labor
[72 empty] | 2010 | 8 | 936 | 108 | 50 | 3 | 000 | 4143.13 | 83357A,073110,CLF | 005050 | 335642 | Labor
[72 empty] | 2010 | 8 | 936 | 108 | 50 | 3 | 040 | 1559.45 | 000217117A,073110,C | 005050 | 335635 | Labor
[72 empty] | 2010 | 8 | 936 | 108 | 50 | 7 | 000 | 62.92 | ACCOUNTS PAYABLE | 005050 | 338084 | Materials
[72 empty] | 2010 | 8 | 936 | 108 | 50 | 7 | 000 | 1161.65 | S22353364,080210,KM | 005050 | 335965 | Materials
[72 empty] | 2010 | 8 | 936 | 108 | 50 | 7 | 000 | 265.03 | 061612411,081210,CL | 005050 | 337659 | Materials
[72 empty] | 2010 | 8 | 936 | 108 | 50 | 7 | 000 | 1686.32 | 1148653-01 | 005050 | 335504 | Materials
[72 empty] | 2010 | 8 | 936 | 108 | 50 | 7 | 000 | 8375.24 | 1148653-02 | 005050 | 335506 | Materials
[72 empty] | 2010 | 8 | 936 | 108 | 50 | 7 | 000 | 8405.34 | 1148654-01 | 005050 | 335505 | Materials
[72 empty] | 2010 | 8 | 936 | 108 | 50 | 7 | 000 | 43.94 | 159628,061110,KMC | 005050 | 329916 | Materials
[72 empty] | 2010 | 8 | 936 | 108 | 50 | 65 | 000 | 99.96 | ACCOUNTS PAYABLE | 005050 | 330500 | Materials
[72 empty] | 2010 | 9 | 936 | 108 | 50 | 3 | 000 | 170.01 | ACCOUNTS PAYABLE | 005050 | 342750 | Labor
[72 empty] | 2010 | 9 | 936 | 108 | 50 | 3 | 000 | 343.47 | S26399,082710,CLF | 005050 | 344091 | Labor
[72 empty] | 2010 | 9 | 936 | 108 | 50 | 3 | 000 | 153675 | 1,073110,CLF | 005050 | 349143 | Labor
[72 empty] | 2010 | 9 | 936 | 108 | 50 | 3 | 000 | 6530.65 | 124681,080610,KMC | 005050 | 342056 | Labor
[72 empty] | 2010 | 9 | 936 | 108 | 50 | 3 | 000 | 8739.25 | 124747,081310,KMC | 005050 | 342055 | Labor
[72 empty] | 2010 | 9 | 936 | 108 | 50 | 3 | 000 | 9634.65 | 124794,082010,KMC | 005050 | 342054 | Labor
[72 empty] | 2010 | 9 | 936 | 108 | 50 | 3 | 000 | 11844.44 | 124808,082710,CLF | 005050 | 348136 | Labor
[72 empty] | 2010 | 9 | 936 | 108 | 50 | 3 | 000 | 1204.61 | 124889,083110,CLF | 005050 | 348133 | Labor
[72 empty] | 2010 | 9 | 936 | 108 | 50 | 3 | 000 | 2682.75 | 124890,083110,CLF | 005050 | 348134 | Labor
[72 empty] | 2010 | 9 | 936 | 108 | 50 | 3 | 000 | 126 | 124892,083110,CLF | 005050 | 348132 | Labor
[72 empty] | 2010 | 9 | 936 | 108 | 50 | 3 | 000 | 11132.66 | 124954,090310,CLF | 005050 | 348138 | Labor
[72 empty] | 2010 | 9 | 936 | 108 | 50 | 3 | 000 | 49920 | 202922,073110,CLF | 005050 | 348882 | Labor
[72 empty] | 2010 | 9 | 936 | 108 | 50 | 3 | 000 | 973.5 | 202987,080610,CLF | 005050 | 340955 | Labor
[72 empty] | 2010 | 9 | 936 | 108 | 50 | 3 | 000 | 23370 | 203506,081910,CLF | 005050 | 340884 | Labor
[72 empty] | 2010 | 9 | 936 | 108 | 50 | 3 | 000 | 1926 | 203711,082610,CLF | 005050 | 340885 | Labor
[72 empty] | 2010 | 9 | 936 | 108 | 50 | 3 | 000 | 6000 | 203724A,082610,CLF | 005050 | 346592 | Labor
[72 empty] | 2010 | 9 | 936 | 108 | 50 | 3 | 000 | 6000 | 203724B,082610,CLF | 005050 | 346592 | Labor
[72 empty] | 2010 | 9 | 936 | 108 | 50 | 3 | 000 | 6000 | 203724C,082610,CLF | 005050 | 346592 | Labor
[72 empty] | 2010 | 9 | 936 | 108 | 50 | 3 | 000 | 4050 | 203724D,082610,CLF | 005050 | 346592 | Labor
[72 empty] | 2010 | 9 | 936 | 108 | 50 | 3 | 000 | 1678.12 | 203882,082710,CLF | 005050 | 340956 | Labor
[72 empty] | 2010 | 9 | 936 | 108 | 50 | 3 | 000 | 294.23 | 204411,091310,CLF | 005050 | 346107 | Labor
[72 empty] | 2010 | 9 | 936 | 108 | 50 | 3 | 000 | 1289.89 | 204412,091310,CLF | 005050 | 346106 | Labor
[72 empty] | 2010 | 9 | 936 | 108 | 50 | 3 | 000 | 2287.13 | 204418,091310,CLF | 005050 | 346105 | Labor
[72 empty] | 2010 | 9 | 936 | 108 | 50 | 3 | 000 | 23370 | 204455,091510,CLF | 005050 | 346589 | Labor
[72 empty] | 2010 | 9 | 936 | 108 | 50 | 3 | 000 | 6522.88 | 430529,091010,CLF | 005050 | 346109 | Labor
[72 empty] | 2010 | 9 | 936 | 108 | 50 | 3 | 000 | 3673.31 | 4461304104,082410,C | 005050 | 340879 | Labor
[72 empty] | 2010 | 9 | 936 | 108 | 50 | 3 | 000 | 2023.37 | 4462309903,082510,C | 005050 | 340881 | Labor
[72 empty] | 2010 | 9 | 936 | 108 | 50 | 3 | 000 | 4046.74 | 4468285303,083110,C | 005050 | 342955 | Labor
[72 empty] | 2010 | 9 | 936 | 108 | 50 | 3 | 000 | 1412.4 | 4473233703,090610,C | 005050 | 346068 | Labor
[72 empty] | 2010 | 9 | 936 | 108 | 50 | 3 | 000 | 3210 | 4488903204,081810,C | 005050 | 341861 | Labor
[72 empty] | 2010 | 9 | 936 | 108 | 50 | 3 | 000 | 366.56 | 53219,072010,CLF | 005050 | 344716 | Labor
[72 empty] | 2010 | 9 | 936 | 108 | 50 | 3 | 000 | 751.2 | 53317,080310,CLF | 005050 | 347273 | Labor
[72 empty] | 2010 | 9 | 936 | 108 | 50 | 3 | 000 | 18750 | 5488,081110,CLF | 005050 | 345212 | Labor
[72 empty] | 2010 | 9 | 936 | 108 | 50 | 3 | 000 | 47297.35 | 81900624B,070910,CL | 005050 | 344612 | Labor
[72 empty] | 2010 | 9 | 936 | 108 | 50 | 3 | 000 | 54624.6 | 81900655,081310,CLF | 005050 | 347408 | Labor
[72 empty] | 2010 | 9 | 936 | 108 | 50 | 3 | 000 | 61442.79 | 81900662,082210,CLF | 005050 | 347405 | Labor
[72 empty] | 2010 | 9 | 936 | 108 | 50 | 3 | 000 | 62335.31 | 81900666,082710,CLF | 005050 | 347409 | Labor
[72 empty] | 2010 | 9 | 936 | 108 | 50 | 3 | 000 | 64284.25 | 81900671,090310,CLF | 005050 | 347406 | Labor
[72 empty] | 2010 | 9 | 936 | 108 | 50 | 3 | 000 | 4600 | 83398,081610,CLF | 005050 | 340907 | Labor
[72 empty] | 2010 | 9 | 936 | 108 | 50 | 3 | 040 | 2057.7 | 0000213779,063010,C | 005050 | 344269 | Labor
[72 empty] | 2010 | 9 | 936 | 108 | 50 | 3 | 040 | 656.92 | 000218397B,081510,C | 005050 | 341849 | Labor
[72 empty] | 2010 | 9 | 936 | 108 | 50 | 3 | 040 | 2427 | 000220479A,083110,C | 005050 | 345100 | Labor
[72 empty] | 2010 | 9 | 936 | 108 | 50 | 7 | 000 | 164.61 | INV.#061639811 08/1 | 005050 | 340656 | Materials
[72 empty] | 2010 | 9 | 936 | 108 | 50 | 7 | 000 | 373.59 | INV.#061722111 08/2 | 005050 | 340654 | Materials
[72 empty] | 2010 | 9 | 936 | 108 | 50 | 7 | 000 | 94.81 | 061736511,082610,CL | 005050 | 344167 | Materials
[72 empty] | 2010 | 9 | 936 | 108 | 50 | 7 | 000 | 1811.45 | 061742411,082510,CL | 005050 | 344166 | Materials
[72 empty] | 2010 | 9 | 936 | 108 | 50 | 7 | 000 | 84.05 | 061742422,083110,CL | 005050 | 345150 | Materials
[72 empty] | 2010 | 9 | 936 | 108 | 50 | 7 | 000 | 112.91 | 061816311,083010,CL | 005050 | 344169 | Materials
[72 empty] | 2010 | 9 | 936 | 108 | 50 | 7 | 000 | 1093.34 | 061836811,083110,CL | 005050 | 345152 | Materials
[72 empty] | 2010 | 9 | 936 | 108 | 50 | 7 | 000 | 168.11 | 061836812,083110,CL | 005050 | 345151 | Materials
[72 empty] | 2010 | 9 | 936 | 108 | 50 | 7 | 000 | 178.22 | 061903811,090710,CL | 005050 | 347308 | Materials
[72 empty] | 2010 | 9 | 936 | 108 | 50 | 7 | 000 | 1082.75 | 061910911,090810,CL | 005050 | 347317 | Materials
[72 empty] | 2010 | 9 | 936 | 108 | 50 | 7 | 000 | 1049.67 | 110120515 | 005050 | 349190 | Materials
[72 empty] | 2010 | 9 | 936 | 108 | 50 | 7 | 000 | 1414.65 | 110157115 | 005050 | 349191 | Materials
[72 empty] | 2010 | 9 | 936 | 108 | 50 | 7 | 000 | 367.38 | 110169245 | 005050 | 349192 | Materials
[72 empty] | 2010 | 9 | 936 | 108 | 50 | 7 | 000 | 2951.06 | 115225901,082310,KM | 005050 | 341940 | Materials
[72 empty] | 2010 | 9 | 936 | 108 | 50 | 7 | 000 | 6779.32 | 115225902,082710,CL | 005050 | 347341 | Materials
[72 empty] | 2010 | 9 | 936 | 108 | 50 | 7 | 000 | 67.41 | 124894A,083110,CLF | 005050 | 344775 | Materials
[72 empty] | 2010 | 9 | 936 | 108 | 50 | 7 | 000 | 3251.15 | 124894B,083110,CLF | 005050 | 344775 | Materials
[72 empty] | 2010 | 9 | 936 | 108 | 50 | 7 | 000 | 3668.92 | 124929,090310,CLF | 005050 | 348130 | Materials
[72 empty] | 2010 | 9 | 936 | 108 | 50 | 7 | 000 | 6001.34 | 2235336005,082710,C | 005050 | 346959 | Materials
[72 empty] | 2010 | 9 | 936 | 108 | 50 | 7 | 000 | 126.74 | 2235336006,083010,C | 005050 | 346955 | Materials
[72 empty] | 2010 | 9 | 936 | 108 | 50 | 7 | 000 | 33.15 | 2235336007,090910,C | 005050 | 346961 | Materials
[72 empty] | 2010 | 10 | 936 | 108 | 50 | 3 | 000 | 275 | INV.#1881786RD 09/2 | 005050 | 350489 | Labor
[72 empty] | 2010 | 10 | 936 | 108 | 50 | 3 | 000 | 10405.56 | 125079,091710,KMC | 005050 | 352766 | Labor
[72 empty] | 2010 | 10 | 936 | 108 | 50 | 3 | 000 | 7259.36 | 125111,092410,KMC | 005050 | 352859 | Labor
[72 empty] | 2010 | 10 | 936 | 108 | 50 | 3 | 000 | 105 | 125198,092910,KMC | 005050 | 352633 | Labor
[72 empty] | 2010 | 10 | 936 | 108 | 50 | 3 | 000 | 11123.56 | 125254,100110,KMC | 005050 | 358330 | Labor
[72 empty] | 2010 | 10 | 936 | 108 | 50 | 3 | 000 | 2932.87 | 125262,100710,KMC | 005050 | 358328 | Labor
[72 empty] | 2010 | 10 | 936 | 108 | 50 | 3 | 000 | 239.95 | 1886697RD | 005050 | 357307 | Labor
[72 empty] | 2010 | 10 | 936 | 108 | 50 | 3 | 000 | 96862.5 | 2,090110,CLF | 005050 | 352169 | Labor
[72 empty] | 2010 | 10 | 936 | 108 | 50 | 3 | 000 | 1926 | 204762,092210,CLF | 005050 | 350485 | Labor
[72 empty] | 2010 | 10 | 936 | 108 | 50 | 3 | 000 | 6000 | 204771A,092210,CLF | 005050 | 350487 | Labor
[72 empty] | 2010 | 10 | 936 | 108 | 50 | 3 | 000 | 6000 | 204771B,092210,CLF | 005050 | 350487 | Labor
[72 empty] | 2010 | 10 | 936 | 108 | 50 | 3 | 000 | 6000 | 204771C,092210,CLF | 005050 | 350487 | Labor
[72 empty] | 2010 | 10 | 936 | 108 | 50 | 3 | 000 | 4050 | 204771D,092210,CLF | 005050 | 350487 | Labor
[72 empty] | 2010 | 10 | 936 | 108 | 50 | 3 | 000 | 1123.5 | 205344,093010,CLF | 005050 | 352273 | Labor
[72 empty] | 2010 | 10 | 936 | 108 | 50 | 3 | 000 | 909.5 | 205540,100810,CLF | 005050 | 355293 | Labor
[72 empty] | 2010 | 10 | 936 | 108 | 50 | 3 | 000 | 335.62 | 205612,101110,CLF | 005050 | 355296 | Labor
[72 empty] | 2010 | 10 | 936 | 108 | 50 | 3 | 000 | 23370 | 205650,101310,CLF | 005050 | 354976 | Labor
[72 empty] | 2010 | 10 | 936 | 108 | 50 | 3 | 000 | 35 | 205777,101410,KMC | 005050 | 356762 | Labor
[72 empty] | 2010 | 10 | 936 | 108 | 50 | 3 | 000 | 84645 | 3,093010,CLF | 005050 | 358443 | Labor
[72 empty] | 2010 | 10 | 936 | 108 | 50 | 3 | 000 | 3673.31 | 4461304105,092110,C | 005050 | 350470 | Labor
[72 empty] | 2010 | 10 | 936 | 108 | 50 | 3 | 000 | 2023.37 | 4462309904,092210,C | 005050 | 350477 | Labor
[72 empty] | 2010 | 10 | 936 | 108 | 50 | 3 | 000 | 4046.74 | 4468285304,092810,C | 005050 | 350481 | Labor
[72 empty] | 2010 | 10 | 936 | 108 | 50 | 3 | 000 | 1412.4 | 4473233704,100410,C | 005050 | 355287 | Labor
[72 empty] | 2010 | 10 | 936 | 108 | 50 | 3 | 000 | 1366.39 | 4570671701,092310,C | 005050 | 350466 | Labor
[72 empty] | 2010 | 10 | 936 | 108 | 50 | 3 | 000 | 224.7 | 4576733901,092810,C | 005050 | 350480 | Labor
[72 empty] | 2010 | 10 | 936 | 108 | 50 | 3 | 000 | 62489.34 | 81900675,091010,CLF | 005050 | 350589 | Labor
[72 empty] | 2010 | 10 | 936 | 108 | 50 | 3 | 000 | 61528.22 | 81900680,091910,CLF | 005050 | 350588 | Labor
[72 empty] | 2010 | 10 | 936 | 108 | 50 | 3 | 000 | 63415.02 | 81900685,092610,CLF | 005050 | 352500 | Labor
[72 empty] | 2010 | 10 | 936 | 108 | 50 | 3 | 000 | 2800 | 81900689,092610,CLF | 005050 | 357954 | Labor
[72 empty] | 2010 | 10 | 936 | 108 | 50 | 3 | 000 | 66037.69 | 81900691,100110,CLF | 005050 | 357958 | Labor
[72 empty] | 2010 | 10 | 936 | 108 | 50 | 3 | 000 | 66189.94 | 81900695,101010,CLF | 005050 | 357964 | Labor
[72 empty] | 2010 | 10 | 936 | 108 | 50 | 3 | 040 | 2361.95 | 000224037B,093010,C | 005050 | 355272 | Labor
[72 empty] | 2010 | 10 | 936 | 108 | 50 | 7 | 000 | 641.6 | SP38010271,100410,K | 005050 | 358450 | Materials
[72 empty] | 2010 | 10 | 936 | 108 | 50 | 7 | 000 | 2661.96 | 00601482,091010,CXG | 005050 | 356452 | Materials
[72 empty] | 2010 | 10 | 936 | 108 | 50 | 7 | 000 | 105.28 | 06167113,091510,CLF | 005050 | 350146 | Materials
[72 empty] | 2010 | 10 | 936 | 108 | 50 | 7 | 000 | 56.04 | 061929412,091410,CL | 005050 | 350143 | Materials
[72 empty] | 2010 | 10 | 936 | 108 | 50 | 7 | 000 | 2262.41 | 110301510 | 005050 | 356663 | Materials
[72 empty] | 2010 | 10 | 936 | 108 | 50 | 7 | 000 | 3405.97 | 110307479 | 005050 | 356662 | Materials
[72 empty] | 2010 | 10 | 936 | 108 | 50 | 7 | 000 | 206.49 | 110307482 | 005050 | 356659 | Materials
[72 empty] | 2010 | 10 | 936 | 108 | 50 | 7 | 000 | 7920 | 110332012,092210,KM | 005050 | 351692 | Materials
[72 empty] | 2010 | 10 | 936 | 108 | 50 | 7 | 000 | 7435 | 110332014,092210,KM | 005050 | 351691 | Materials
[72 empty] | 2010 | 10 | 936 | 108 | 50 | 7 | 000 | 419.87 | 110338292 | 005050 | 356660 | Materials
[72 empty] | 2010 | 10 | 936 | 108 | 50 | 7 | 000 | 335.53 | 110338295 | 005050 | 356658 | Materials
[72 empty] | 2010 | 10 | 936 | 108 | 50 | 7 | 000 | 419.87 | 110350976 | 005050 | 356657 | Materials
[72 empty] | 2010 | 10 | 936 | 108 | 50 | 7 | 000 | 839.74 | 1103640*9 | 005050 | 356664 | Materials
[72 empty] | 2010 | 10 | 936 | 108 | 50 | 7 | 000 | 1049.67 | 110444985 | 005050 | 356661 | Materials
[72 empty] | 2010 | 10 | 936 | 108 | 50 | 7 | 000 | 8402.8 | 115226001,082710,KM | 005050 | 355150 | Materials
[72 empty] | 2010 | 10 | 936 | 108 | 50 | 7 | 000 | 2336.02 | 125039,091610,KMC | 005050 | 352764 | Materials
[72 empty] | 2010 | 10 | 936 | 108 | 50 | 7 | 000 | 1849.47 | 300424800,091410,KS | 005050 | 351702 | Materials
[72 empty] | 2010 | 10 | 936 | 108 | 50 | 7 | 000 | 44.94 | 47682,092410,KMC | 005050 | 358473 | Materials
[72 empty] | 2010 | 11 | 936 | 108 | 50 | 3 | 000 | 5473.65 | INV#177888 - BAYSID | 005050 | 361881 | Labor
[72 empty] | 2010 | 11 | 936 | 108 | 50 | 3 | 000 | 1952.75 | 110480612,111110,MM | 005050 | 367208 | Labor
[72 empty] | 2010 | 11 | 936 | 108 | 50 | 3 | 000 | 419.98 | 110480614,101310,KM | 005050 | 365886 | Labor
[72 empty] | 2010 | 11 | 936 | 108 | 50 | 3 | 000 | 419.98 | 110480636,111110,MM | 005050 | 367206 | Labor
[72 empty] | 2010 | 11 | 936 | 108 | 50 | 3 | 000 | 1952.75 | 110480637,101310,KM | 005050 | 365885 | Labor
[72 empty] | 2010 | 11 | 936 | 108 | 50 | 3 | 000 | 1945.29 | 110504815,101910,KM | 005050 | 365887 | Labor
[72 empty] | 2010 | 11 | 936 | 108 | 50 | 3 | 000 | 1517.29 | 110504817,101910,KM | 005050 | 363460 | Labor
[72 empty] | 2010 | 11 | 936 | 108 | 50 | 3 | 000 | 7025.14 | 125023,091010,KMC | 005050 | 364782 | Labor
[72 empty] | 2010 | 11 | 936 | 108 | 50 | 3 | 000 | 12339 | 125360,101510,KMC | 005050 | 364783 | Labor
[72 empty] | 2010 | 11 | 936 | 108 | 50 | 3 | 000 | 3230.48 | 125522,103110,MMH | 005050 | 368502 | Labor
[72 empty] | 2010 | 11 | 936 | 108 | 50 | 3 | 000 | 1878.53 | 130100601,103110,MM | 005050 | 368721 | Labor
[72 empty] | 2010 | 11 | 936 | 108 | 50 | 3 | 000 | 273.2 | 16756,101410,KMC | 005050 | 366052 | Labor
[72 empty] | 2010 | 11 | 936 | 108 | 50 | 3 | 000 | 8744.6 | 16757,102110,MMH | 005050 | 366053 | Labor
[72 empty] | 2010 | 11 | 936 | 108 | 50 | 3 | 000 | 1284 | 1887381RD | 005050 | 361793 | Labor
[72 empty] | 2010 | 11 | 936 | 108 | 50 | 3 | 000 | 2287.13 | 205795,101410,KMC | 005050 | 361783 | Labor
[72 empty] | 2010 | 11 | 936 | 108 | 50 | 3 | 000 | 1066.23 | 206304,102710,KMC | 005050 | 362836 | Labor
[72 empty] | 2010 | 11 | 936 | 108 | 50 | 3 | 000 | 32475 | 206367,102810,KMC | 005050 | 365690 | Labor
[72 empty] | 2010 | 11 | 936 | 108 | 50 | 3 | 000 | 6000 | 206440,102910,MMH | 005050 | 368926 | Labor
[72 empty] | 2010 | 11 | 936 | 108 | 50 | 3 | 000 | 2165 | 2064401,102910,MMH | 005050 | 368926 | Labor
[72 empty] | 2010 | 11 | 936 | 108 | 50 | 3 | 000 | 23370 | 206857,111010,MMH | 005050 | 368746 | Labor
[72 empty] | 2010 | 11 | 936 | 108 | 50 | 3 | 000 | 794.03 | 207074,111210,MMH | 005050 | 368744 | Labor
[72 empty] | 2010 | 11 | 936 | 108 | 50 | 3 | 000 | 3673.31 | 446130416,101910,KM | 005050 | 361776 | Labor
[72 empty] | 2010 | 11 | 936 | 108 | 50 | 3 | 000 | 2860.32 | 44613047,111210,MMH | 005050 | 368821 | Labor
[72 empty] | 2010 | 11 | 936 | 108 | 50 | 3 | 000 | 1177 | 4462309900,102010,K | 005050 | 362832 | Labor
[72 empty] | 2010 | 11 | 936 | 108 | 50 | 3 | 000 | 1177 | 446230996,111210,MM | 005050 | 368825 | Labor
[72 empty] | 2010 | 11 | 936 | 108 | 50 | 3 | 000 | 2407.5 | 446828536,111210,MM | 005050 | 368824 | Labor
[72 empty] | 2010 | 11 | 936 | 108 | 50 | 3 | 000 | 2788.42 | 456961521,110210,KM | 005050 | 365529 | Labor
[72 empty] | 2010 | 11 | 936 | 108 | 50 | 3 | 000 | 1144.9 | 458030512,102510,MM | 005050 | 366717 | Labor
[72 empty] | 2010 | 11 | 936 | 108 | 50 | 3 | 000 | 486.85 | 458030513,102910,MM | 005050 | 366713 | Labor
[72 empty] | 2010 | 11 | 936 | 108 | 50 | 3 | 000 | 1091.4 | 4593769200,102510,K | 005050 | 362833 | Labor
[72 empty] | 2010 | 11 | 936 | 108 | 50 | 3 | 000 | 2835.5 | 459603663,110810,MM | 005050 | 368822 | Labor
[72 empty] | 2010 | 11 | 936 | 108 | 50 | 3 | 000 | 802.5 | 459603664,111210,MM | 005050 | 368823 | Labor
[72 empty] | 2010 | 11 | 936 | 108 | 50 | 3 | 000 | 190192.5 | 7900174,010110,MMH | 005050 | 368223 | Labor
[72 empty] | 2010 | 11 | 936 | 108 | 50 | 3 | 000 | 2354 | 8002238,102610,KMC | 005050 | 362831 | Labor
[72 empty] | 2010 | 11 | 936 | 108 | 50 | 3 | 000 | 64177.63 | 81900700,101710,KMC | 005050 | 363559 | Labor
[72 empty] | 2010 | 11 | 936 | 108 | 50 | 3 | 000 | 56870.09 | 819007051,102410,KM | 005050 | 368096 | Labor
[72 empty] | 2010 | 11 | 936 | 108 | 50 | 3 | 000 | 58445.29 | 81900710,103110,MMH | 005050 | 367367 | Labor
[72 empty] | 2010 | 11 | 936 | 108 | 50 | 3 | 000 | 52878.17 | 81900721,110710,KMC | 005050 | 368097 | Labor
[72 empty] | 2010 | 11 | 936 | 108 | 50 | 3 | 040 | 1806.31 | 0000225119,101510,M | 005050 | 368325 | Labor
[72 empty] | 2010 | 11 | 936 | 108 | 50 | 3 | 040 | 4626.89 | 0000227209,103110,M | 005050 | 368331 | Labor
[72 empty] | 2010 | 11 | 936 | 108 | 50 | 7 | 000 | 194.74 | 06-26356-11 | 005050 | 367291 | Materials
[72 empty] | 2010 | 11 | 936 | 108 | 50 | 7 | 000 | 183.61 | 0621527-11 | 005050 | 365841 | Materials
[72 empty] | 2010 | 11 | 936 | 108 | 50 | 7 | 000 | 100.67 | 0623968-11 | 005050 | 362649 | Materials
[72 empty] | 2010 | 11 | 936 | 108 | 50 | 7 | 000 | 67.11 | 062396812 | 005050 | 362647 | Materials
[72 empty] | 2010 | 11 | 936 | 108 | 50 | 7 | 000 | 1849.28 | 110480579 | 005050 | 365884 | Materials
[72 empty] | 2010 | 11 | 936 | 108 | 50 | 7 | 000 | 2551.95 | 110486788,101410,KM | 005050 | 365889 | Materials
[72 empty] | 2010 | 11 | 936 | 108 | 50 | 7 | 000 | 305.85 | 110511120 | 005050 | 362025 | Materials
[72 empty] | 2010 | 11 | 936 | 108 | 50 | 7 | 000 | 8662 | 110517067,102110,KM | 005050 | 365893 | Materials
[72 empty] | 2010 | 11 | 936 | 108 | 50 | 7 | 000 | 5948.9 | 110517068,102110,KM | 005050 | 365888 | Materials
[72 empty] | 2010 | 11 | 936 | 108 | 50 | 7 | 000 | 95.66 | 110628615 | 005050 | 368713 | Materials
[72 empty] | 2010 | 11 | 936 | 108 | 50 | 7 | 000 | 1169.81 | 125334,101510,KMC | 005050 | 368178 | Materials
[72 empty] | 2010 | 11 | 936 | 108 | 50 | 7 | 000 | 593.85 | 19788,100510,MMH | 005050 | 369351 | Materials
[72 empty] | 2010 | 11 | 936 | 108 | 50 | 7 | 000 | 593.85 | 19789,100510,MMH | 005050 | 369350 | Materials
[72 empty] | 2010 | 11 | 936 | 108 | 50 | 7 | 100 | 10968 | 100 PR TELEPHONE CA | 005050 | 361962 | Materials
[72 empty] | 2010 | 12 | 936 | 108 | 50 | 3 | 000 | -20009 | ACCOUNTS PAYABLE | 005050 | 374431 | Labor
[72 empty] | 2010 | 12 | 936 | 108 | 50 | 3 | 000 | 10917.86 | 125317,100810,MMH | 005050 | 372398 | Labor
[72 empty] | 2010 | 12 | 936 | 108 | 50 | 3 | 000 | 16323.12 | 125415,102210,MMH | 005050 | 372399 | Labor
[72 empty] | 2010 | 12 | 936 | 108 | 50 | 3 | 000 | 8940.86 | 125474,102910,MMH | 005050 | 372400 | Labor
[72 empty] | 2010 | 12 | 936 | 108 | 50 | 3 | 000 | 1195.8 | 125621,110510,MMH | 005050 | 372401 | Labor
[72 empty] | 2010 | 12 | 936 | 108 | 50 | 3 | 000 | 5662.55 | 125665,111210,MMH | 005050 | 372412 | Labor
[72 empty] | 2010 | 12 | 936 | 108 | 50 | 3 | 000 | 3564.06 | 125694 | 005050 | 378279 | Labor
[72 empty] | 2010 | 12 | 936 | 108 | 50 | 3 | 000 | 491.84 | 1256944 | 005050 | 378279 | Labor
[72 empty] | 2010 | 12 | 936 | 108 | 50 | 3 | 000 | 2258.12 | 125724,111910,MMH | 005050 | 372785 | Labor
[72 empty] | 2010 | 12 | 936 | 108 | 50 | 3 | 000 | 4951.29 | 125792,112810,KMC | 005050 | 376504 | Labor
[72 empty] | 2010 | 12 | 936 | 108 | 50 | 3 | 000 | 38.49 | 125795 | 005050 | 376500 | Labor
[72 empty] | 2010 | 12 | 936 | 108 | 50 | 3 | 000 | 23543.42 | 125918,120310,MMH | 005050 | 376484 | Labor
[72 empty] | 2010 | 12 | 936 | 108 | 50 | 3 | 000 | 4000 | 126026 | 005050 | 378892 | Labor
[72 empty] | 2010 | 12 | 936 | 108 | 50 | 3 | 000 | 600 | 206368 | 005050 | 378644 | Labor
[72 empty] | 2010 | 12 | 936 | 108 | 50 | 3 | 000 | 1278.65 | 458961523,113010,KM | 005050 | 373224 | Labor
[72 empty] | 2010 | 12 | 936 | 108 | 50 | 3 | 000 | 406.6 | 458961524,120210,KM | 005050 | 374434 | Labor
[72 empty] | 2010 | 12 | 936 | 108 | 50 | 3 | 000 | 2021.84 | 54017,111210,KMC | 005050 | 374245 | Labor
[72 empty] | 2010 | 12 | 936 | 108 | 50 | 3 | 000 | 220725 | 790017,120110,KMC | 005050 | 378320 | Labor
[72 empty] | 2010 | 12 | 936 | 108 | 50 | 3 | 000 | 910 | 81900717,103110,MMH | 005050 | 372605 | Labor
[72 empty] | 2010 | 12 | 936 | 108 | 50 | 3 | 000 | 52447.94 | 81900728,111410,MMH | 005050 | 372606 | Labor
[72 empty] | 2010 | 12 | 936 | 108 | 50 | 3 | 000 | 2822.16 | 81900735,112110,KMC | 005050 | 376940 | Labor
[72 empty] | 2010 | 12 | 936 | 108 | 50 | 3 | 000 | 250 | 81900741,112110,KMC | 005050 | 373166 | Labor
[72 empty] | 2010 | 12 | 936 | 108 | 50 | 3 | 000 | 4501.21 | 81900742,112810,KMC | 005050 | 373163 | Labor
[72 empty] | 2010 | 12 | 936 | 108 | 50 | 3 | 000 | 7746.81 | 81900748,120510,KMC | 005050 | 376432 | Labor
[72 empty] | 2010 | 12 | 936 | 108 | 50 | 3 | 000 | 7483 | 81900754,121210,MMH | 005050 | 376438 | Labor
[72 empty] | 2010 | 12 | 936 | 108 | 50 | 3 | 040 | 1099.34 | 0000228461,111510,M | 005050 | 370679 | Labor
[72 empty] | 2010 | 12 | 936 | 108 | 50 | 3 | 040 | 3299.33 | 0000230546,113010,K | 005050 | 374633 | Labor
[72 empty] | 2010 | 12 | 936 | 108 | 50 | 3 | 040 | 1246.41 | 0000231803,121510,M | 005050 | 378714 | Labor
[72 empty] | 2010 | 12 | 936 | 108 | 50 | 3 | 040 | 2904.56 | 125521 | 005050 | 373421 | Labor
[72 empty] | 2010 | 12 | 936 | 108 | 50 | 7 | 000 | 1555.56 | 1010625,121710,MMH | 005050 | 378225 | Materials
[72 empty] | 2010 | 12 | 936 | 108 | 50 | 7 | 000 | 6117.82 | 125694,112310,MMH | 005050 | 378279 | Materials
[72 empty] | 2010 | 12 | 936 | 108 | 50 | 7 | 000 | 2926.67 | 1256941,112310,MMH | 005050 | 378279 | Materials
[72 empty] | 2010 | 12 | 936 | 108 | 50 | 7 | 000 | 3405.99 | 125934,121010,KMC | 005050 | 376506 | Materials
[72 empty] | 2010 | 12 | 936 | 108 | 50 | 7 | 000 | 4000 | 126025 | 005050 | 378893 | Materials
[72 empty] | 2010 | 12 | 936 | 108 | 50 | 7 | 000 | 50 | 45896152-002 | 005050 | 372129 | Materials
[72 empty] | 2007 | 3 | 961 | 108 | 50 | 3 | 000 | 10387.72 | 35006,022807,KMC | 005050 | 917397 | Labor
[72 empty] | 2007 | 5 | 961 | 108 | 50 | 3 | 040 | 2169.42 | 081879,043007,MRS | 005050 | 937568 | Labor
[72 empty] | 2007 | 6 | 961 | 108 | 50 | 3 | 040 | 3059.08 | 085777,053107,MRS | 005050 | 949278 | Labor
[72 empty] | 2007 | 7 | 961 | 108 | 50 | 3 | 000 | 3959 | 0702021,063007,MRS | 005050 | 959748 | Labor
[72 empty] | 2007 | 7 | 961 | 108 | 50 | 3 | 040 | 1394.74 | 089439,063007,MRS | 005050 | 958928 | Labor
[72 empty] | 2007 | 8 | 961 | 108 | 50 | 3 | 040 | 2004.35 | 093045,073107,MRS | 005050 | 967983 | Labor
[72 empty] | 2007 | 8 | 961 | 108 | 50 | 7 | 000 | 686.19 | 16313154,103105,KMC | 005050 | 965998 | Materials
[72 empty] | 2007 | 8 | 961 | 108 | 50 | 7 | 000 | 723.05 | 16336794,113005,KMC | 005050 | 966002 | Materials
[72 empty] | 2007 | 8 | 961 | 108 | 50 | 7 | 000 | 686.19 | 16359394,123105,KMC | 005050 | 966001 | Materials
[72 empty] | 2007 | 8 | 961 | 108 | 50 | 7 | 000 | 677.68 | 16381724,013106,KMC | 005050 | 966000 | Materials
[72 empty] | 2007 | 8 | 961 | 108 | 50 | 7 | 000 | 727.12 | 16405364,022806,KMC | 005050 | 965999 | Materials
[72 empty] | 2007 | 8 | 961 | 108 | 50 | 7 | 000 | 731.56 | 16427844,033106,KMC | 005050 | 966003 | Materials
[72 empty] | 2007 | 8 | 961 | 108 | 50 | 7 | 000 | 739.64 | 1675410,063007,KMC | 005050 | 966056 | Materials
[72 empty] | 2007 | 9 | 961 | 108 | 50 | 3 | 040 | 1817.98 | 096781,083107,MRS | 005050 | 979389 | Labor
[72 empty] | 2007 | 9 | 961 | 108 | 56 | 3 | 000 | 6125 | 531,053107,MRS | 005050 | 974953 | Labor
[72 empty] | 2007 | 10 | 961 | 108 | 50 | 3 | 000 | 2040.85 | 0708001,093007,MRS | 005050 | 988756 | Labor
[72 empty] | 2007 | 10 | 961 | 108 | 50 | 3 | 000 | 900 | 369451,101707,KMC | 005050 | 991716 | Labor
[72 empty] | 2007 | 10 | 961 | 108 | 50 | 3 | 001 | 1257.25 | BS DDEMO 159551 10/ | 005050 | 990998 | Labor
[72 empty] | 2007 | 10 | 961 | 108 | 50 | 3 | 001 | 221.28 | BS DEMO 159678 10/1 | 005050 | 990997 | Labor
[72 empty] | 2007 | 10 | 961 | 108 | 50 | 3 | 001 | 1257.25 | BS 159425 9/29 | 005050 | 990999 | Labor
[72 empty] | 2007 | 10 | 961 | 108 | 50 | 3 | 040 | 1278.69 | 100295,093007,MRS | 005050 | 987544 | Labor
[72 empty] | 2007 | 11 | 961 | 108 | 50 | 3 | 040 | 2160.02 | 103998,103107,MRS | 005050 | 998015 | Labor
[72 empty] | 2007 | 11 | 961 | 108 | 50 | 7 | 000 | 327.17 | 105149301,101107,KM | 005050 | 998832 | Materials
[72 empty] | 2007 | 11 | 961 | 108 | 50 | 7 | 000 | 1141.7 | 105180901,101507,KM | 005050 | 998833 | Materials
[72 empty] | 2007 | 11 | 961 | 108 | 50 | 7 | 000 | 294.98 | 105351401,103007,KM | 005050 | 998831 | Materials
[72 empty] | 2007 | 11 | 961 | 108 | 50 | 7 | 000 | 738.5 | 105361501,103107,KM | 005050 | 998830 | Materials
[72 empty] | 2007 | 11 | 961 | 108 | 50 | 7 | 000 | 469.73 | 168367741,103107,KM | 005050 | 000586 | Materials
[72 empty] | 2007 | 12 | 961 | 108 | 50 | 3 | 040 | 3693.95 | 107690,113007,MRS | 005050 | 010224 | Labor
[72 empty] | 2007 | 12 | 961 | 108 | 50 | 7 | 000 | 236.76 | 105642001,112807,KM | 005050 | 007866 | Materials
[72 empty] | 2007 | 12 | 961 | 108 | 50 | 7 | 000 | 432.44 | 105652201,112807,KM | 005050 | 007865 | Materials
[72 empty] | 2008 | 1 | 961 | 108 | 50 | 3 | 000 | 1206.96 | BS OUTAGE 161074 12 | 005050 | 019610 | Labor
[72 empty] | 2008 | 1 | 961 | 108 | 50 | 3 | 000 | 2185 | 37600 | 005050 | 021554 | Labor
[72 empty] | 2008 | 1 | 961 | 108 | 50 | 3 | 040 | 4756.11 | 111297,123107,MRS | 005050 | 019018 | Labor
[72 empty] | 2008 | 3 | 961 | 108 | 50 | 7 | 000 | 244.57 | 106456401,021208,KM | 005050 | 038396 | Materials
[72 empty] | 2008 | 3 | 961 | 108 | 50 | 7 | 000 | 406.34 | 106537001,021908,KM | 005050 | 038408 | Materials
[72 empty] | 2008 | 3 | 961 | 108 | 50 | 7 | 000 | 296.7 | 10654801,022808,KMC | 005050 | 038394 | Materials
[72 empty] | 2008 | 7 | 961 | 108 | 50 | 3 | 000 | 6879.67 | BAYSIDE -164446 7/3 | 005050 | 077742 | Labor
[72 empty] | 2008 | 8 | 961 | 108 | 50 | 3 | 000 | 4465.75 | INV#164956 - RMG SV | 005050 | 088356 | Labor
[72 empty] | 2008 | 12 | 961 | 108 | 50 | 30 | 000 | 1451.8 | ACCOUNTS PAYABLE | 005050 | 130985 | Labor
[72 empty] | 2009 | 1 | 961 | 108 | 50 | 30 | 000 | 1281 | ACCOUNTS PAYABLE | 005050 | 136938 | Labor
[72 empty] | 2009 | 1 | 961 | 108 | 50 | 30 | 000 | 854 | ACCOUNTS PAYABLE | 005050 | 136958 | Labor
[72 empty] | 2009 | 1 | 961 | 108 | 50 | 30 | 000 | 1708 | ACCOUNTS PAYABLE | 005050 | 136964 | Labor
[72 empty] | 2009 | 2 | 961 | 108 | 50 | 3 | 000 | 321 | 16134081 | 005050 | 154164 | Labor
[72 empty] | 2009 | 12 | 961 | 108 | 50 | 7 | 000 | 1340.78 | 193293/11132009/SLB | 005050 | 248460 | Materials
[72 empty] | 2010 | 6 | 961 | 108 | 50 | 7 | 000 | 5766 | 44537978 05/24/1 | 005050 | 317837 | Materials
[72 empty] | 2010 | 7 | 961 | 108 | 50 | 3 | 000 | 28457.77 | 0106011,063010,CLF | 005050 | 324785 | Labor
[72 empty] | 2010 | 7 | 961 | 108 | 50 | 7 | 000 | 5296.5 | 0215690 06/29/1 | 005050 | 321845 | Materials
[72 empty] | 2010 | 8 | 961 | 108 | 50 | 7 | 000 | 13.25 | P31129 08/17/10 | 005050 | 339514 | Materials
[72 empty] | 2010 | 8 | 961 | 108 | 50 | 7 | 000 | 1687.28 | 110084144 | 005050 | 338622 | Materials
[72 empty] | 2010 | 8 | 961 | 108 | 50 | 7 | 000 | 405.33 | 644872 08/09/10 | 005050 | 337648 | Materials
[72 empty] | 2010 | 9 | 961 | 108 | 50 | 3 | 000 | 2327.38 | INV#176905 - BAYSID | 005050 | 341645 | Labor
[72 empty] | 2010 | 9 | 961 | 108 | 50 | 3 | 000 | 5947.74 | INV#176906 - BAYSID | 005050 | 341647 | Labor
[72 empty] | 2010 | 9 | 961 | 108 | 50 | 7 | 000 | 30396.62 | 10WX6253844 08/25 | 005050 | 344650 | Materials
[72 empty] | 2010 | 9 | 961 | 108 | 50 | 7 | 000 | 199.07 | 110102066 | 005050 | 340559 | Materials
[72 empty] | 2010 | 9 | 961 | 108 | 50 | 7 | 000 | 123.11 | 203745 08/26/10 | 005050 | 341600 | Materials
[72 empty] | 2010 | 9 | 961 | 108 | 50 | 7 | 000 | 413.11 | 645280 08/24/10 | 005050 | 344465 | Materials
[72 empty] | 2010 | 9 | 961 | 108 | 50 | 7 | 000 | 58.21 | 645443 08/27/10 | 005050 | 344461 | Materials
[72 empty] | 2010 | 9 | 961 | 108 | 50 | 7 | 000 | 419.29 | 645448 09/10/10 | 005050 | 347376 | Materials
[72 empty] | 2010 | 10 | 961 | 108 | 50 | 3 | 000 | 31.22 | INV#177343 - GANNON | 005050 | 351429 | Labor
[72 empty] | 2010 | 10 | 961 | 108 | 50 | 3 | 000 | 5689.15 | INV#177345 - GATE # | 005050 | 351430 | Labor
[72 empty] | 2010 | 10 | 961 | 108 | 50 | 7 | 000 | 19.98 | 205780 10/14/10 | 005050 | 358913 | Materials
[72 empty] | 2010 | 10 | 961 | 108 | 50 | 7 | 000 | 113.36 | 205781 10/14/10 | 005050 | 358918 | Materials
[72 empty] | 2010 | 10 | 961 | 108 | 50 | 7 | 000 | 383.15 | 645999 09/29/10 | 005050 | 355057 | Materials
[72 empty] | 2010 | 10 | 961 | 108 | 50 | 7 | 000 | 393.85 | 646491 10/07/10 | 005050 | 358774 | Materials
[72 empty] | 2010 | 10 | 961 | 108 | 50 | 7 | 000 | 159.43 | 86346 10/04/10 | 005050 | 352658 | Materials
[72 empty] | 2010 | 10 | 961 | 108 | 50 | 7 | 004 | 2000 | ACCOUNTS PAYABLE | 005050 | 353448 | Materials
[72 empty] | 2010 | 12 | 961 | 108 | 50 | 3 | 000 | 5796.9 | INV#178337 - GATE 9 | 005050 | 370275 | Labor
[72 empty] | 2010 | 12 | 961 | 108 | 50 | 3 | 000 | 2144.21 | INV#178338 - BAYSID | 005050 | 370273 | Labor
[72 empty] | 2010 | 12 | 961 | 108 | 50 | 3 | 000 | 487.88 | INV#5786 - AR 15 TR | 005050 | 370272 | Labor
[72 empty] | 2010 | 12 | 961 | 108 | 50 | 3 | 000 | 2562.21 | 10704 | 005050 | 374288 | Labor
[72 empty] | 2010 | 12 | 961 | 108 | 50 | 7 | 000 | 1392.55 | 062993911 | 005050 | 375775 | Materials
[72 empty] | 2010 | 12 | 961 | 108 | 50 | 7 | 000 | 436.36 | 644649 12/09/10 | 005050 | 377164 | Materials
[72 empty] | 2007 | 5 | 967 | 108 | 50 | 3 | 190 | 349.6 | 112380,042907,LAH | 005050 | 939850 | Labor
[72 empty] | 2007 | 10 | 967 | 108 | 50 | 3 | 190 | 2241.62 | 900003805A,070807,M | 005050 | 989397 | Labor
[72 empty] | 2007 | 11 | 967 | 108 | 50 | 3 | 190 | 6406.4 | 9000003321,051307,M | 005050 | 992345 | Labor
[72 empty] | 2008 | 6 | 967 | 108 | 50 | 3 | 010 | 245.64 | 47885,060708,KSW | 005050 | 073556 | Labor
[72 empty] | 2008 | 7 | 967 | 108 | 50 | 3 | 010 | 1597.24 | 9000009061,040608,D | 005050 | 074026 | Labor
[72 empty] | 2008 | 7 | 967 | 108 | 50 | 3 | 010 | 4846.08 | 9000009200,042008,D | 005050 | 074023 | Labor
[72 empty] | 2008 | 8 | 967 | 108 | 50 | 3 | 000 | 432.91 | 900001196A,071308,D | 005050 | 089057 | Labor
[72 empty] | 2008 | 8 | 967 | 108 | 50 | 3 | 000 | 677.07 | 9000012070,072008,D | 005050 | 091302 | Labor
[72 empty] | 2008 | 8 | 967 | 108 | 50 | 3 | 010 | 2119.67 | 9000011387,062208,D | 005050 | 089968 | Labor
[72 empty] | 2008 | 8 | 967 | 108 | 50 | 3 | 010 | 2794.52 | 9000011510,062908,D | 005050 | 086487 | Labor
[72 empty] | 2008 | 8 | 967 | 108 | 50 | 3 | 010 | 2292.03 | 9000011630,070608,D | 005050 | 091310 | Labor
[72 empty] | 2008 | 8 | 967 | 108 | 50 | 3 | 010 | 784.1 | 900001196A,071308,D | 005050 | 089057 | Labor
[72 empty] | 2008 | 8 | 967 | 108 | 50 | 3 | 010 | 1087.11 | 9000012070,072008,D | 005050 | 091302 | Labor
[72 empty] | 2008 | 11 | 967 | 108 | 50 | 3 | 000 | 608.88 | 81900012,092108,DMM | 005050 | 118057 | Labor
[72 empty] | 2008 | 11 | 967 | 108 | 50 | 3 | 010 | 2964.5 | 81900031,101908,DMM | 005050 | 122696 | Labor
[72 empty] | 2008 | 11 | 967 | 108 | 50 | 7 | 000 | 397.27 | INVOICE: ARINV-1093 | 005050 | 122052 | Materials
[72 empty] | 2008 | 11 | 967 | 108 | 50 | 7 | 000 | 91.65 | 2106309002,101408,D | 005050 | 123052 | Materials
[72 empty] | 2008 | 11 | 967 | 108 | 50 | 7 | 000 | 91.65 | 2106309003,101408,D | 005050 | 122806 | Materials
[72 empty] | 2008 | 11 | 967 | 108 | 50 | 7 | 010 | 541.22 | 064926311,102008,DM | 005050 | 120075 | Materials
[72 empty] | 2008 | 11 | 967 | 108 | 50 | 7 | 010 | 841.46 | 1458,102408,DMM | 005050 | 118882 | Materials
[72 empty] | 2008 | 12 | 967 | 108 | 50 | 3 | 010 | 159.44 | 117854,102408,DMM | 005050 | 125340 | Labor
[72 empty] | 2008 | 12 | 967 | 108 | 50 | 3 | 010 | 2177 | 118027,110708,DMM | 005050 | 125341 | Labor
[72 empty] | 2008 | 12 | 967 | 108 | 50 | 3 | 010 | 601.48 | 118131,111408,LJA | 005050 | 127246 | Labor
[72 empty] | 2008 | 12 | 967 | 108 | 50 | 3 | 010 | 675.51 | 49121,102408,DMM | 005050 | 125066 | Labor
[72 empty] | 2008 | 12 | 967 | 108 | 50 | 3 | 010 | 1235.49 | 49149,103108,DMM | 005050 | 125063 | Labor
[72 empty] | 2008 | 12 | 967 | 108 | 50 | 3 | 010 | 3269.73 | 81900027,101208,DMM | 005050 | 125617 | Labor
[72 empty] | 2008 | 12 | 967 | 108 | 50 | 3 | 010 | 2040.36 | 81900050,110908,LJA | 005050 | 135554 | Labor
[72 empty] | 2008 | 12 | 967 | 108 | 54 | 3 | 000 | 375.24 | 81900050,110908,LJA | 005050 | 135554 | Labor
[72 empty] | 2009 | 1 | 967 | 108 | 50 | 3 | 000 | 675.5 | 81900058,112308,LJA | 005050 | 143347 | Labor
[72 empty] | 2009 | 1 | 967 | 108 | 50 | 3 | 010 | 333.8 | 8100085,121408,LJA | 005050 | 142317 | Labor
[72 empty] | 2009 | 1 | 967 | 108 | 50 | 3 | 010 | 1830.06 | 81900054,111608,LJA | 005050 | 137047 | Labor
[72 empty] | 2009 | 1 | 967 | 108 | 50 | 3 | 010 | 1168.88 | 81900058,112308,LJA | 005050 | 143347 | Labor
[72 empty] | 2009 | 1 | 967 | 108 | 54 | 3 | 000 | 90.55 | 81900054,111608,LJA | 005050 | 137047 | Labor
[72 empty] | 2009 | 1 | 967 | 108 | 50 | 7 | 000 | 105.59 | 2120260001,122308,L | 005050 | 141679 | Materials
[72 empty] | 2009 | 2 | 967 | 108 | 50 | 3 | 000 | 1001.12 | 81900114,011109,LJA | 005050 | 149644 | Labor
[72 empty] | 2009 | 3 | 967 | 108 | 50 | 3 | 000 | 329.6 | 81900096,122808,DMM | 005050 | 156140 | Labor
[72 empty] | 2009 | 3 | 967 | 108 | 50 | 3 | 010 | 3626.41 | 81900109,010409,DMM | 005050 | 156129 | Labor
[72 empty] | 2009 | 4 | 967 | 108 | 50 | 3 | 000 | 99.46 | 13632,021909,KAG | 005050 | 175284 | Labor
[72 empty] | 2009 | 4 | 967 | 108 | 50 | 3 | 000 | 12 | 13632,031109,KAG | 005050 | 175284 | Labor
[72 empty] | 2009 | 4 | 967 | 108 | 50 | 3 | 010 | 1861.6 | 81900145,020809,MFL | 005050 | 171538 | Labor
[72 empty] | 2009 | 4 | 967 | 108 | 50 | 3 | 010 | 3088.32 | 81900153A,021509,LJ | 005050 | 168006 | Labor
[72 empty] | 2009 | 4 | 967 | 108 | 50 | 3 | 010 | 2253.97 | 81900175,030809,MFL | 005050 | 176344 | Labor
[72 empty] | 2009 | 4 | 967 | 108 | 50 | 3 | 010 | 553.44 | 81900189,032209,MFL | 005050 | 174050 | Labor
[72 empty] | 2009 | 5 | 967 | 108 | 50 | 3 | 010 | 993.2 | 81900182,031509,MFL | 005050 | 181090 | Labor
[72 empty] | 2009 | 6 | 967 | 108 | 50 | 3 | 000 | 5940 | 130090701,053109,MR | 005050 | 193795 | Labor
[72 empty] | 2009 | 6 | 967 | 108 | 50 | 3 | 010 | 1792.16 | 81900246,051709,KMC | 005050 | 192132 | Labor
[72 empty] | 2009 | 11 | 967 | 108 | 50 | 3 | 000 | 665.8 | 81900377,101609,CLF | 005050 | 242301 | Labor
[72 empty] | 2009 | 11 | 967 | 108 | 50 | 3 | 000 | 1086.21 | 81900382,102309,CLF | 005050 | 243754 | Labor
[72 empty] | 2009 | 11 | 967 | 108 | 50 | 3 | 000 | 2414.15 | 81900388,103009,CLF | 005050 | 245531 | Labor
[72 empty] | 2009 | 11 | 967 | 108 | 50 | 3 | 000 | 1231.12 | 81900392,110809,CLF | 005050 | 247942 | Labor
[72 empty] | 2010 | 3 | 967 | 108 | 50 | 7 | 000 | 694.88 | TPAIV70855,031010,K | 005050 | 287981 | Materials
[72 empty] | 2010 | 3 | 967 | 108 | 50 | 7 | 000 | 98.12 | 155600,031710,KMC | 005050 | 288288 | Materials
[72 empty] | 2010 | 4 | 967 | 108 | 50 | 3 | 000 | 2464.99 | 81900522,032110,CLF | 005050 | 295632 | Labor
[72 empty] | 2010 | 4 | 967 | 108 | 50 | 3 | 000 | 4263.31 | 81900536,040110,CLF | 005050 | 298834 | Labor
[72 empty] | 2010 | 4 | 967 | 108 | 50 | 3 | 000 | 6996.21 | 81900541,041010,CLF | 005050 | 298842 | Labor
[72 empty] | 2010 | 5 | 967 | 108 | 50 | 3 | 000 | 2117.64 | 81900548,041510,CLF | 005050 | 303856 | Labor
[72 empty] | 2010 | 5 | 967 | 108 | 50 | 3 | 000 | 3267.53 | 81900554,042310,CLF | 005050 | 303860 | Labor
[72 empty] | 2010 | 5 | 967 | 108 | 50 | 3 | 000 | 530.56 | 81900867,050710,CLF | 005050 | 309832 | Labor
[72 empty] | 2010 | 5 | 967 | 108 | 50 | 3 | 100 | 2037.5 | 81900867,050710,CLF | 005050 | 309832 | Labor
[72 empty] | 2010 | 5 | 967 | 108 | 50 | 7 | 100 | 1646.13 | 060429311,042910,CL | 005050 | 302752 | Materials
[72 empty] | 2010 | 6 | 967 | 108 | 50 | 3 | 000 | 1531.14 | 81900581,052210,CLF | 005050 | 314265 | Labor
[72 empty] | 2010 | 6 | 967 | 108 | 50 | 3 | 000 | 714.56 | 81900588,052810,KMC | 005050 | 318271 | Labor
[72 empty] | 2010 | 6 | 967 | 108 | 50 | 7 | 000 | 203.3 | S22333331,051810,KM | 005050 | 310724 | Materials
[72 empty] | 2010 | 6 | 967 | 108 | 50 | 7 | 000 | 45.4 | S22333332,051810,KM | 005050 | 310736 | Materials
[72 empty] | 2010 | 6 | 967 | 108 | 50 | 7 | 000 | 180.73 | S22333333,052110,KM | 005050 | 313059 | Materials
[72 empty] | 2010 | 6 | 967 | 108 | 50 | 7 | 100 | 14.38 | ACCOUNTS PAYABLE | 005050 | 315151 | Materials
[72 empty] | 2010 | 7 | 967 | 108 | 50 | 3 | 000 | 231.54 | 81900601,061310,CLF | 005050 | 321506 | Labor
[72 empty] | 2010 | 11 | 967 | 108 | 50 | 3 | 000 | 1469.5 | 819007051,102410,KM | 005050 | 368096 | Labor
[72 empty] | 2010 | 12 | 967 | 108 | 50 | 3 | 000 | 346 | 81900742,112810,KMC | 005050 | 373163 | Labor
[72 empty] | 2010 | 12 | 967 | 108 | 50 | 3 | 001 | 1858.12 | 81900735,112110,KMC | 005050 | 376940 | Labor
[72 empty] | 2010 | 12 | 967 | 108 | 50 | 3 | 010 | 1543.06 | 81900728,111410,MMH | 005050 | 372606 | Labor
[72 empty] | 2010 | 12 | 967 | 108 | 50 | 7 | 010 | 73.02 | 22393961,112410,KMC | 005050 | 373534 | Materials
[72 empty] | 2010 | 12 | 967 | 108 | 50 | 7 | 010 | 313.05 | 22393962,112410,KMC | 005050 | 373540 | Materials
[72 empty] | 2010 | 12 | 967 | 108 | 50 | 7 | 010 | 169.42 | 22508961,112410,KMC | 005050 | 373538 | Materials
[72 empty] | 2010 | 12 | 967 | 108 | 50 | 7 | 010 | 27.25 | 22508962,112910,KMC | 005050 | 373537 | Materials
[72 empty] | 2010 | 12 | 967 | 108 | 50 | 7 | 010 | 40.33 | 22508963,113010,KMC | 005050 | 373536 | Materials
[72 empty] | 2009 | 8 | 970 | 108 | 50 | 39 | 100 | 47.08 | ACCOUNTS PAYABLE | 005050 | 209835 | Materials
[72 empty] | 2010 | 5 | 970 | 108 | 50 | 39 | 000 | 17 | ACCOUNTS PAYABLE | 005050 | 297960 | Materials
[72 empty] | 2010 | 7 | 970 | 108 | 50 | 39 | 000 | 8.5 | ACCOUNTS PAYABLE | 005050 | 326298 | Materials
[72 empty] | 2010 | 8 | 970 | 108 | 50 | 39 | 000 | 21.75 | ACCOUNTS PAYABLE | 005050 | 335546 | Materials
[72 empty] | 2010 | 9 | 970 | 108 | 50 | 39 | 000 | 73.5 | ACCOUNTS PAYABLE | 005050 | 340347 | Materials
[72 empty] | 2010 | 11 | 970 | 108 | 50 | 39 | 000 | 21 | ACCOUNTS PAYABLE | 005050 | 356006 | Materials
[72 empty] | 2010 | 11 | 970 | 108 | 50 | 39 | 000 | 8.5 | ACCOUNTS PAYABLE | 005050 | 356023 | Materials
[72 empty] | 2010 | 12 | 970 | 108 | 50 | 39 | 000 | 17.5 | ACCOUNTS PAYABLE | 005050 | 368082 | Materials
[72 empty] | 2010 | 12 | 970 | 108 | 50 | 39 | 000 | 63 | ACCOUNTS PAYABLE | 005050 | 374417 | Materials
[72 empty] | 2007 | 4 | 971 | 108 | 53 | 39 | 100 | 57.14 | ACCOUNTS PAYABLE | 005050 | 927035 | Materials
[72 empty] | 2007 | 5 | 971 | 108 | 50 | 39 | 439 | 256.08 | ACCOUNTS PAYABLE | 005050 | 932190 | Materials
[72 empty] | 2007 | 7 | 971 | 108 | 53 | 39 | 100 | 76.19 | ACCOUNTS PAYABLE | 005050 | 951648 | Materials
[72 empty] | 2007 | 7 | 971 | 108 | 53 | 39 | 100 | 85.71 | ACCOUNTS PAYABLE | 005050 | 953651 | Materials
[72 empty] | 2007 | 8 | 971 | 108 | 50 | 39 | 001 | 29.37 | ACCOUNTS PAYABLE | 005050 | 963845 | Materials
[72 empty] | 2007 | 11 | 971 | 108 | 53 | 39 | 100 | 95.24 | ACCOUNTS PAYABLE | 005050 | 997326 | Materials
[72 empty] | 2008 | 3 | 971 | 108 | 56 | 7 | 000 | 187.1 | ACCOUNTS PAYABLE | 005050 | 039196 | Materials
[72 empty] | 2008 | 4 | 971 | 108 | 54 | 39 | 000 | 162.11 | ACCOUNTS PAYABLE | 005050 | 041520 | Materials
[72 empty] | 2008 | 4 | 971 | 108 | 54 | 39 | 000 | 140.5 | ACCOUNTS PAYABLE | 005050 | 041521 | Materials
[72 empty] | 2008 | 5 | 971 | 108 | 54 | 39 | 000 | 8.59 | ACCOUNTS PAYABLE | 005050 | 052906 | Materials
[72 empty] | 2008 | 6 | 971 | 108 | 50 | 30 | 000 | 3696 | ACCOUNTS PAYABLE | 005050 | 065308 | Labor
[72 empty] | 2008 | 6 | 971 | 108 | 50 | 30 | 000 | 313.6 | ACCOUNTS PAYABLE | 005050 | 067481 | Labor
[72 empty] | 2008 | 6 | 971 | 108 | 50 | 30 | 000 | 375.2 | ACCOUNTS PAYABLE | 005050 | 067482 | Labor
[72 empty] | 2008 | 6 | 971 | 108 | 50 | 30 | 000 | 548.8 | ACCOUNTS PAYABLE | 005050 | 067484 | Labor
[72 empty] | 2008 | 6 | 971 | 108 | 50 | 30 | 000 | 224 | ACCOUNTS PAYABLE | 005050 | 067495 | Labor
[72 empty] | 2008 | 6 | 971 | 108 | 50 | 30 | 000 | 336 | ACCOUNTS PAYABLE | 005050 | 067498 | Labor
[72 empty] | 2008 | 6 | 971 | 108 | 50 | 30 | 000 | 134.4 | ACCOUNTS PAYABLE | 005050 | 067499 | Labor
[72 empty] | 2008 | 6 | 971 | 108 | 50 | 30 | 000 | 425.6 | ACCOUNTS PAYABLE | 005050 | 067501 | Labor
[72 empty] | 2008 | 6 | 971 | 108 | 50 | 30 | 000 | 392 | ACCOUNTS PAYABLE | 005050 | 067503 | Labor
[72 empty] | 2008 | 6 | 971 | 108 | 50 | 30 | 000 | 425.6 | ACCOUNTS PAYABLE | 005050 | 070507 | Labor
[72 empty] | 2008 | 6 | 971 | 108 | 50 | 30 | 000 | 537.6 | ACCOUNTS PAYABLE | 005050 | 070508 | Labor
[72 empty] | 2008 | 7 | 971 | 108 | 51 | 15 | 000 | 26.03 | ACCOUNTS PAYABLE | 005050 | 072055 | Materials
[72 empty] | 2008 | 7 | 971 | 108 | 51 | 39 | 000 | 69.21 | ACCOUNTS PAYABLE | 005050 | 072055 | Materials
[72 empty] | 2008 | 7 | 971 | 108 | 54 | 39 | 000 | 86.46 | ACCOUNTS PAYABLE | 005050 | 071974 | Materials
[72 empty] | 2008 | 8 | 971 | 108 | 54 | 39 | 000 | 38.62 | ACCOUNTS PAYABLE | 005050 | 086424 | Materials
[72 empty] | 2008 | 9 | 971 | 108 | 50 | 15 | 000 | 21.97 | ACCOUNTS PAYABLE | 005050 | 096320 | Materials
[72 empty] | 2008 | 9 | 971 | 108 | 51 | 15 | 000 | 19.46 | ACCOUNTS PAYABLE | 005050 | 096320 | Materials
[72 empty] | 2008 | 9 | 971 | 108 | 50 | 39 | 000 | 120.19 | ACCOUNTS PAYABLE | 005050 | 096331 | Materials
[72 empty] | 2008 | 9 | 971 | 108 | 50 | 39 | 000 | 12.29 | ACCOUNTS PAYABLE | 005050 | 099380 | Materials
[72 empty] | 2008 | 9 | 971 | 108 | 51 | 39 | 000 | 44.11 | ACCOUNTS PAYABLE | 005050 | 096320 | Materials
[72 empty] | 2008 | 12 | 971 | 108 | 50 | 15 | 000 | 18.02 | ACCOUNTS PAYABLE | 005050 | 128791 | Materials
[72 empty] | 2008 | 12 | 971 | 108 | 50 | 39 | 000 | 123.99 | ACCOUNTS PAYABLE | 005050 | 128791 | Materials
[72 empty] | 2008 | 12 | 971 | 108 | 54 | 39 | 000 | 62.6 | ACCOUNTS PAYABLE | 005050 | 129078 | Materials
[72 empty] | 2008 | 12 | 971 | 108 | 54 | 39 | 000 | 100.16 | ACCOUNTS PAYABLE | 005050 | 129079 | Materials
[72 empty] | 2009 | 2 | 971 | 108 | 50 | 39 | 000 | 106.7 | ACCOUNTS PAYABLE | 005050 | 146560 | Materials
[72 empty] | 2009 | 2 | 971 | 108 | 50 | 39 | 000 | 11.17 | ACCOUNTS PAYABLE | 005050 | 151831 | Materials
[72 empty] | 2009 | 4 | 971 | 108 | 50 | 39 | 000 | 80.85 | ACCOUNTS PAYABLE | 005050 | 167828 | Materials
[72 empty] | 2009 | 4 | 971 | 108 | 54 | 39 | 000 | 94.16 | ACCOUNTS PAYABLE | 005050 | 172256 | Materials
[72 empty] | 2009 | 6 | 971 | 108 | 50 | 39 | 000 | 46.2 | ACCOUNTS PAYABLE | 005050 | 191936 | Materials
[72 empty] | 2009 | 8 | 971 | 108 | 54 | 39 | 000 | 23.95 | ACCOUNTS PAYABLE | 005050 | 214603 | Materials
[72 empty] | 2009 | 10 | 971 | 108 | 54 | 39 | 000 | 12.1 | ACCOUNTS PAYABLE | 005050 | 233998 | Materials
[72 empty] | 2010 | 3 | 971 | 108 | 50 | 39 | 000 | 22 | ACCOUNTS PAYABLE | 005050 | 277961 | Materials
[72 empty] | 2007 | 7 | 972 | 108 | 53 | 39 | 000 | 23.52 | ACCOUNTS PAYABLE | 005050 | 951810 | Materials
[72 empty] | 2009 | 1 | 972 | 108 | 50 | 39 | 001 | 13.14 | ACCOUNTS PAYABLE | 005050 | 141344 | Materials
[72 empty] | 2009 | 2 | 972 | 108 | 50 | 10 | 000 | 96.3 | ACCOUNTS PAYABLE | 005050 | 154401 | Materials
[72 empty] | 2010 | 6 | 972 | 108 | 54 | 39 | 000 | 53.5 | ACCOUNTS PAYABLE | 005050 | 309250 | Materials
[72 empty] | 2007 | 5 | 973 | 108 | 50 | 3 | 000 | 5000 | 517654R8A,031207,DM | 005050 | 937745 | Labor
[72 empty] | 2007 | 7 | 973 | 108 | 50 | 39 | 000 | 16.49 | ACCOUNTS PAYABLE | 005050 | 953692 | Materials
[72 empty] | 2007 | 7 | 973 | 108 | 53 | 39 | 000 | 12.61 | ACCOUNTS PAYABLE | 005050 | 951810 | Materials
[72 empty] | 2007 | 12 | 973 | 108 | 50 | 39 | 000 | 16.49 | ACCOUNTS PAYABLE | 005050 | 002050 | Materials
[72 empty] | 2007 | 12 | 973 | 108 | 56 | 39 | 000 | 16.5 | ACCOUNTS PAYABLE | 005050 | 002070 | Materials
[72 empty] | 2007 | 12 | 973 | 108 | 56 | 39 | 000 | 3.88 | ACCOUNTS PAYABLE | 005050 | 002071 | Materials
[72 empty] | 2008 | 4 | 973 | 108 | 50 | 39 | 000 | 39.39 | ACCOUNTS PAYABLE | 005050 | 041550 | Materials
[72 empty] | 2008 | 5 | 973 | 108 | 50 | 39 | 000 | 44.95 | ACCOUNTS PAYABLE | 005050 | 058150 | Materials
[72 empty] | 2008 | 7 | 973 | 108 | 51 | 39 | 000 | 8.59 | ACCOUNTS PAYABLE | 005050 | 081656 | Materials
[72 empty] | 2009 | 1 | 973 | 108 | 50 | 39 | 000 | 89.51 | ACCOUNTS PAYABLE | 005050 | 137611 | Materials
[72 empty] | 2010 | 5 | 530 | 108 | 50 | 1 | 936 | 20.17 | OPERATING S/T REDIST | 005059 | 005059 | Labor
[72 empty] | 2010 | 6 | 530 | 108 | 50 | 1 | 936 | 89.83 | OPERATING S/T REDIST | 005059 | 005059 | Labor
[72 empty] | 2007 | 4 | 914 | 108 | 55 | 1 | 000 | 39.06 | OPERATING S/T REDIST | 005059 | 005059 | Labor
[72 empty] | 2009 | 11 | 923 | 108 | 50 | 1 | 000 | 69.03 | OPERATING S/T REDIST | 005059 | 005059 | Labor
[72 empty] | 2010 | 5 | 923 | 108 | 50 | 1 | 000 | 40.05 | OPERATING S/T REDIST | 005059 | 005059 | Labor
[72 empty] | 2010 | 6 | 923 | 108 | 50 | 1 | 000 | 14.7 | OPERATING S/T REDIST | 005059 | 005059 | Labor
[72 empty] | 2010 | 7 | 923 | 108 | 50 | 1 | 000 | 108.89 | OPERATING S/T REDIST | 005059 | 005059 | Labor
[72 empty] | 2010 | 8 | 923 | 108 | 50 | 1 | 000 | 29.02 | OPERATING S/T REDIST | 005059 | 005059 | Labor
[72 empty] | 2010 | 9 | 923 | 108 | 50 | 1 | 000 | 68.42 | OPERATING S/T REDIST | 005059 | 005059 | Labor
[72 empty] | 2010 | 10 | 923 | 108 | 50 | 1 | 000 | 4.87 | OPERATING S/T REDIST | 005059 | 005059 | Labor
[72 empty] | 2010 | 12 | 923 | 108 | 50 | 1 | 000 | 261.99 | OPERATING S/T REDIST | 005059 | 005059 | Labor
[72 empty] | 2008 | 3 | 934 | 108 | 50 | 1 | 000 | 215.96 | OPERATING S/T REDIST | 005059 | 005059 | Labor
[72 empty] | 2008 | 3 | 934 | 108 | 51 | 1 | 000 | 287.94 | OPERATING S/T REDIST | 005059 | 005059 | Labor
[72 empty] | 2008 | 4 | 934 | 108 | 50 | 1 | 000 | 117.08 | OPERATING S/T REDIST | 005059 | 005059 | Labor
[72 empty] | 2008 | 4 | 934 | 108 | 51 | 1 | 000 | 117.08 | OPERATING S/T REDIST | 005059 | 005059 | Labor
[72 empty] | 2008 | 5 | 934 | 108 | 50 | 1 | 000 | 317.79 | OPERATING S/T REDIST | 005059 | 005059 | Labor
[72 empty] | 2008 | 5 | 934 | 108 | 51 | 1 | 000 | 317.79 | OPERATING S/T REDIST | 005059 | 005059 | Labor
[72 empty] | 2008 | 6 | 934 | 108 | 50 | 1 | 000 | 124.81 | OPERATING S/T REDIST | 005059 | 005059 | Labor
[72 empty] | 2008 | 6 | 934 | 108 | 51 | 1 | 000 | 124.81 | OPERATING S/T REDIST | 005059 | 005059 | Labor
[72 empty] | 2008 | 7 | 934 | 108 | 50 | 1 | 000 | 386.58 | OPERATING S/T REDIST | 005059 | 005059 | Labor
[72 empty] | 2008 | 7 | 934 | 108 | 51 | 1 | 000 | 386.58 | OPERATING S/T REDIST | 005059 | 005059 | Labor
[72 empty] | 2008 | 8 | 934 | 108 | 50 | 1 | 000 | 780.53 | OPERATING S/T REDIST | 005059 | 005059 | Labor
[72 empty] | 2008 | 8 | 934 | 108 | 51 | 1 | 000 | 780.53 | OPERATING S/T REDIST | 005059 | 005059 | Labor
[72 empty] | 2008 | 9 | 934 | 108 | 50 | 1 | 000 | 180.37 | OPERATING S/T REDIST | 005059 | 005059 | Labor
[72 empty] | 2008 | 9 | 934 | 108 | 51 | 1 | 000 | 180.37 | OPERATING S/T REDIST | 005059 | 005059 | Labor
[72 empty] | 2008 | 10 | 961 | 108 | 50 | 1 | 000 | 201.19 | OPERATING S/T REDIST | 005059 | 005059 | Labor
[72 empty] | 2008 | 11 | 961 | 108 | 50 | 1 | 000 | 787.62 | OPERATING S/T REDIST | 005059 | 005059 | Labor
[72 empty] | 2008 | 12 | 961 | 108 | 50 | 1 | 000 | 480.71 | OPERATING S/T REDIST | 005059 | 005059 | Labor
[72 empty] | 2010 | 2 | 465 | 108 | 50 | 2 | 000 | 3.03 | OFFICE S/T REDIST | 005060 | 005060 | Labor
[72 empty] | 2010 | 3 | 465 | 108 | 50 | 2 | 000 | 33.17 | OFFICE S/T REDIST | 005060 | 005060 | Labor
[72 empty] | 2010 | 4 | 465 | 108 | 50 | 2 | 000 | 18.96 | OFFICE S/T REDIST | 005060 | 005060 | Labor
[72 empty] | 2010 | 5 | 465 | 108 | 50 | 2 | 000 | 64.98 | OFFICE S/T REDIST | 005060 | 005060 | Labor
[72 empty] | 2010 | 6 | 465 | 108 | 50 | 2 | 000 | 16.39 | OFFICE S/T REDIST | 005060 | 005060 | Labor
[72 empty] | 2010 | 11 | 465 | 108 | 50 | 2 | 000 | 2.92 | OFFICE S/T REDIST | 005060 | 005060 | Labor
[72 empty] | 2010 | 5 | 926 | 108 | 50 | 2 | 000 | -0.75 | OFFICE S/T REDIST | 005060 | 005060 | Labor
[72 empty] | 2010 | 6 | 926 | 108 | 50 | 2 | 000 | 13.56 | OFFICE S/T REDIST | 005060 | 005060 | Labor
[72 empty] | 2010 | 9 | 926 | 108 | 50 | 2 | 000 | 30.7 | OFFICE S/T REDIST | 005060 | 005060 | Labor
[72 empty] | 2010 | 10 | 926 | 108 | 50 | 2 | 000 | 98.68 | OFFICE S/T REDIST | 005060 | 005060 | Labor
[72 empty] | 2010 | 11 | 926 | 108 | 50 | 2 | 000 | 31.63 | OFFICE S/T REDIST | 005060 | 005060 | Labor
[72 empty] | 2010 | 12 | 926 | 108 | 50 | 2 | 000 | 17.26 | OFFICE S/T REDIST | 005060 | 005060 | Labor
[72 empty] | 2007 | 12 | 928 | 108 | 50 | 2 | 000 | 19 | CO-OP S/T REDIST | 005060 | 005060 | Labor
[72 empty] | 2008 | 1 | 928 | 108 | 50 | 2 | 000 | 45.78 | CO-OP S/T REDIST | 005060 | 005060 | Labor
[72 empty] | 2008 | 2 | 928 | 108 | 50 | 2 | 000 | 26.35 | OFFICE S/T REDIST | 005060 | 005060 | Labor
[72 empty] | 2008 | 3 | 928 | 108 | 50 | 2 | 000 | 39.43 | CO-OP S/T REDIST | 005060 | 005060 | Labor
[72 empty] | 2008 | 5 | 928 | 108 | 50 | 2 | 000 | 4.22 | CO-OP S/T REDIST | 005060 | 005060 | Labor
[72 empty] | 2008 | 6 | 928 | 108 | 51 | 2 | 000 | 5.45 | CO-OP S/T REDIST | 005060 | 005060 | Labor
[72 empty] | 2008 | 6 | 928 | 108 | 52 | 2 | 000 | 6.06 | CO-OP S/T REDIST | 005060 | 005060 | Labor
[72 empty] | 2008 | 6 | 928 | 108 | 53 | 2 | 000 | 5.45 | CO-OP S/T REDIST | 005060 | 005060 | Labor
[72 empty] | 2008 | 6 | 928 | 108 | 54 | 2 | 000 | 9.09 | CO-OP S/T REDIST | 005060 | 005060 | Labor
[72 empty] | 2008 | 6 | 928 | 108 | 55 | 2 | 000 | 3.64 | CO-OP S/T REDIST | 005060 | 005060 | Labor
[72 empty] | 2008 | 6 | 928 | 108 | 56 | 2 | 000 | 4.24 | CO-OP S/T REDIST | 005060 | 005060 | Labor
[72 empty] | 2008 | 7 | 928 | 108 | 50 | 2 | 000 | 12.03 | CO-OP S/T REDIST | 005060 | 005060 | Labor
[72 empty] | 2008 | 7 | 928 | 108 | 53 | 2 | 000 | 4.01 | CO-OP S/T REDIST | 005060 | 005060 | Labor
[72 empty] | 2008 | 7 | 928 | 108 | 54 | 2 | 000 | 4.68 | CO-OP S/T REDIST | 005060 | 005060 | Labor
[72 empty] | 2008 | 7 | 928 | 108 | 55 | 2 | 000 | 9.35 | CO-OP S/T REDIST | 005060 | 005060 | Labor
[72 empty] | 2008 | 7 | 928 | 108 | 56 | 2 | 000 | 7.35 | CO-OP S/T REDIST | 005060 | 005060 | Labor
[72 empty] | 2008 | 8 | 928 | 108 | 50 | 2 | 000 | 2.68 | CO-OP S/T REDIST | 005060 | 005060 | Labor
[72 empty] | 2008 | 8 | 928 | 108 | 54 | 2 | 000 | 21.4 | CO-OP S/T REDIST | 005060 | 005060 | Labor
[72 empty] | 2008 | 8 | 928 | 108 | 55 | 2 | 000 | 8.03 | CO-OP S/T REDIST | 005060 | 005060 | Labor
[72 empty] | 2008 | 8 | 928 | 108 | 56 | 2 | 000 | 9.36 | CO-OP S/T REDIST | 005060 | 005060 | Labor
[72 empty] | 2008 | 9 | 928 | 108 | 54 | 2 | 000 | 9.7 | CO-OP S/T REDIST | 005060 | 005060 | Labor
[72 empty] | 2008 | 9 | 928 | 108 | 55 | 2 | 000 | 19.39 | CO-OP S/T REDIST | 005060 | 005060 | Labor
[72 empty] | 2008 | 10 | 928 | 108 | 50 | 2 | 000 | 13.38 | CO-OP S/T REDIST | 005060 | 005060 | Labor
[72 empty] | 2008 | 10 | 928 | 108 | 54 | 2 | 000 | 13.38 | CO-OP S/T REDIST | 005060 | 005060 | Labor
[72 empty] | 2008 | 10 | 928 | 108 | 55 | 2 | 000 | 6.69 | CO-OP S/T REDIST | 005060 | 005060 | Labor
[72 empty] | 2008 | 11 | 928 | 108 | 50 | 2 | 000 | 17.97 | CO-OP S/T REDIST | 005060 | 005060 | Labor
[72 empty] | 2008 | 11 | 928 | 108 | 54 | 2 | 000 | 3.08 | CO-OP S/T REDIST | 005060 | 005060 | Labor
[72 empty] | 2008 | 11 | 928 | 108 | 55 | 2 | 000 | 14.46 | CO-OP S/T REDIST | 005060 | 005060 | Labor
[72 empty] | 2008 | 12 | 928 | 108 | 54 | 2 | 000 | 59.11 | CO-OP S/T REDIST | 005060 | 005060 | Labor
[72 empty] | 2009 | 1 | 928 | 108 | 50 | 2 | 000 | 48.16 | CO-OP S/T REDIST | 005060 | 005060 | Labor
[72 empty] | 2009 | 1 | 928 | 108 | 54 | 2 | 000 | 13.22 | CO-OP S/T REDIST | 005060 | 005060 | Labor
[72 empty] | 2009 | 2 | 928 | 108 | 50 | 2 | 000 | 5.02 | CO-OP S/T REDIST | 005060 | 005060 | Labor
[72 empty] | 2009 | 3 | 928 | 108 | 50 | 2 | 000 | 3.66 | CO-OP S/T REDIST | 005060 | 005060 | Labor
[72 empty] | 2009 | 4 | 928 | 108 | 50 | 2 | 000 | 10.94 | CO-OP S/T REDIST | 005060 | 005060 | Labor
[72 empty] | 2009 | 9 | 928 | 108 | 50 | 2 | 000 | 6.96 | PART-TIME S/T REDIST | 005060 | 005060 | Labor
[72 empty] | 2010 | 1 | 970 | 108 | 50 | 2 | 000 | 2.06 | CO-OP S/T REDIST | 005060 | 005060 | Labor
[72 empty] | 2010 | 6 | 970 | 108 | 50 | 2 | 000 | 1.09 | CO-OP S/T REDIST | 005060 | 005060 | Labor
[72 empty] | 2008 | 9 | 971 | 108 | 51 | 2 | 000 | 33.36 | CO-OP S/T REDIST | 005060 | 005060 | Labor
[72 empty] | 2007 | 7 | 972 | 108 | 50 | 2 | 000 | 5.68 | OFFICE S/T REDIST | 005060 | 005060 | Labor
[72 empty] | 2007 | 8 | 972 | 108 | 50 | 2 | 000 | 7.75 | OFFICE S/T REDIST | 005060 | 005060 | Labor
[72 empty] | 2008 | 5 | 972 | 108 | 50 | 2 | 000 | 55.59 | OFFICE S/T REDIST | 005060 | 005060 | Labor
[72 empty] | 2008 | 5 | 972 | 108 | 51 | 2 | 000 | 13.9 | OFFICE S/T REDIST | 005060 | 005060 | Labor
[72 empty] | 2008 | 6 | 972 | 108 | 50 | 2 | 000 | 37.87 | OFFICE S/T REDIST | 005060 | 005060 | Labor
[72 empty] | 2008 | 7 | 972 | 108 | 50 | 2 | 000 | 16 | OFFICE S/T REDIST | 005060 | 005060 | Labor
[72 empty] | 2009 | 1 | 972 | 108 | 50 | 2 | 000 | 18.18 | OFFICE S/T REDIST | 005060 | 005060 | Labor
[72 empty] | 2009 | 3 | 972 | 108 | 50 | 2 | 000 | 24.1 | OFFICE S/T REDIST | 005060 | 005060 | Labor
[72 empty] | 2009 | 5 | 972 | 108 | 50 | 2 | 000 | 2.29 | OFFICE S/T REDIST | 005060 | 005060 | Labor
[72 empty] | 2007 | 3 | 973 | 108 | 51 | 2 | 000 | 22.48 | CO-OP S/T REDIST | 005060 | 005060 | Labor
[72 empty] | 2007 | 4 | 973 | 108 | 50 | 2 | 000 | 19.55 | CO-OP S/T REDIST | 005060 | 005060 | Labor
[72 empty] | 2007 | 5 | 973 | 108 | 50 | 2 | 000 | 138.47 | OFFICE S/T REDIST | 005060 | 005060 | Labor
[72 empty] | 2007 | 6 | 973 | 108 | 56 | 2 | 000 | 16.84 | CO-OP S/T REDIST | 005060 | 005060 | Labor
[72 empty] | 2007 | 7 | 973 | 108 | 56 | 2 | 000 | 20.7 | CO-OP S/T REDIST | 005060 | 005060 | Labor
[72 empty] | 2007 | 12 | 936 | 108 | 50 | 40 | 000 | -7200 | 071681 01 | 005065 | 006501 | Salvage
[72 empty] | 2007 | 12 | 936 | 108 | 50 | 40 | 000 | -10998.23 | 071682 01 | 005065 | 006501 | Salvage
[72 empty] | 2010 | 6 | 936 | 108 | 50 | 40 | 000 | -23534.85 | 078843 01 | 005065 | 006501 | Salvage
[72 empty] | 2010 | 7 | 936 | 108 | 50 | 40 | 000 | -29507.35 | 078916 01 | 005065 | 006501 | Salvage
[72 empty] | 2010 | 7 | 936 | 108 | 50 | 40 | 000 | -8484.72 | 078943 01 | 005065 | 006501 | Salvage
[72 empty] | 2010 | 7 | 936 | 108 | 50 | 40 | 000 | -22033.51 | 079020 01 | 005065 | 006501 | Salvage
[72 empty] | 2010 | 7 | 936 | 108 | 50 | 40 | 000 | -42674.24 | 079042 01 | 005065 | 006501 | Salvage
[72 empty] | 2010 | 7 | 936 | 108 | 50 | 40 | 000 | -5815.44 | 079082 01 | 005065 | 006501 | Salvage
[72 empty] | 2007 | 3 | 961 | 108 | 50 | 40 | 000 | -5329.38 | 069096 01 | 005065 | 006501 | Salvage
[72 empty] | 2007 | 3 | 961 | 108 | 50 | 40 | 000 | -4435.3 | 069097 01 | 005065 | 006501 | Salvage
[72 empty] | 2007 | 3 | 961 | 108 | 51 | 40 | 000 | -117875 | 069290 01 | 005065 | 006501 | Salvage
[72 empty] | 2007 | 3 | 961 | 108 | 52 | 40 | 000 | -117875 | 069290 01 | 005065 | 006501 | Salvage
[72 empty] | 2007 | 3 | 961 | 108 | 53 | 40 | 000 | -117875 | 069290 01 | 005065 | 006501 | Salvage
[72 empty] | 2007 | 3 | 961 | 108 | 54 | 40 | 000 | -117875 | 069290 01 | 005065 | 006501 | Salvage
[72 empty] | 2007 | 5 | 961 | 108 | 50 | 40 | 000 | -1475 | 069651 01 | 005065 | 006501 | Salvage
[72 empty] | 2007 | 6 | 961 | 108 | 50 | 40 | 000 | -6933.89 | 070148 01 | 005065 | 006501 | Salvage
[72 empty] | 2007 | 6 | 961 | 108 | 50 | 40 | 000 | -412.34 | 070150 01 | 005065 | 006501 | Salvage
[72 empty] | 2008 | 2 | 961 | 108 | 50 | 40 | 000 | -16856.09 | 071992 01 | 005065 | 006501 | Salvage
[72 empty] | 2008 | 3 | 961 | 108 | 50 | 40 | 000 | -65000 | 072444 01 | 005065 | 006501 | Salvage
[72 empty] | 2008 | 4 | 961 | 108 | 50 | 40 | 000 | -26073.57 | 072547 01 | 005065 | 006501 | Salvage
[72 empty] | 2008 | 4 | 961 | 108 | 50 | 40 | 000 | -8984.92 | 072548 01 | 005065 | 006501 | Salvage
[72 empty] | 2008 | 4 | 961 | 108 | 50 | 40 | 000 | -1926.91 | 072585 01 | 005065 | 006501 | Salvage
[72 empty] | 2008 | 6 | 961 | 108 | 50 | 40 | 000 | -6888.56 | 073081 01 | 005065 | 006501 | Salvage
[72 empty] | 2008 | 6 | 961 | 108 | 50 | 40 | 000 | -21651.23 | 073278 01 | 005065 | 006501 | Salvage
[72 empty] | 2008 | 7 | 961 | 108 | 50 | 40 | 000 | -1726.77 | 073563 01 | 005065 | 006501 | Salvage
[72 empty] | 2008 | 8 | 961 | 108 | 50 | 40 | 000 | -13856.1 | 073689 01 | 005065 | 006501 | Salvage
[72 empty] | 2008 | 8 | 961 | 108 | 50 | 40 | 000 | -3500 | 073702 01 | 005065 | 006501 | Salvage
[72 empty] | 2008 | 8 | 961 | 108 | 50 | 40 | 000 | -23817.12 | 073787 01 | 005065 | 006501 | Salvage
[72 empty] | 2008 | 9 | 961 | 108 | 50 | 40 | 000 | -15446.86 | 073888 01 | 005065 | 006501 | Salvage
[72 empty] | 2008 | 9 | 961 | 108 | 50 | 40 | 000 | -5000 | 073954 01 | 005065 | 006501 | Salvage
[72 empty] | 2008 | 10 | 961 | 108 | 50 | 40 | 000 | -14657.51 | 074305 01 | 005065 | 006501 | Salvage
[72 empty] | 2008 | 11 | 961 | 108 | 50 | 40 | 000 | -1640.65 | 074391 01 | 005065 | 006501 | Salvage
[72 empty] | 2008 | 12 | 961 | 108 | 50 | 40 | 000 | -8000 | 071785 01 | 005065 | 006501 | Salvage
[72 empty] | 2008 | 12 | 961 | 108 | 50 | 40 | 000 | -1425.47 | 074614 01 | 005065 | 006501 | Salvage
[72 empty] | 2009 | 2 | 961 | 108 | 50 | 40 | 000 | -555.19 | 075211 01 | 005065 | 006501 | Salvage
[72 empty] | 2009 | 3 | 961 | 108 | 50 | 40 | 000 | -10166.94 | 075441 01 | 005065 | 006501 | Salvage
[72 empty] | 2009 | 3 | 961 | 108 | 50 | 40 | 000 | -756.76 | 075460 01 | 005065 | 006501 | Salvage
[72 empty] | 2009 | 5 | 961 | 108 | 50 | 40 | 000 | -11625.92 | 075910 01 | 005065 | 006501 | Salvage
[72 empty] | 2009 | 6 | 961 | 108 | 50 | 40 | 000 | -1248.74 | 076010 01 | 005065 | 006501 | Salvage
[72 empty] | 2009 | 9 | 961 | 108 | 50 | 40 | 000 | -5852.27 | 076855 01 | 005065 | 006501 | Salvage
[72 empty] | 2009 | 10 | 961 | 108 | 50 | 40 | 000 | -5143.13 | 077010 01 | 005065 | 006501 | Salvage
[72 empty] | 2009 | 10 | 961 | 108 | 50 | 40 | 000 | -525.3 | 077074 01 | 005065 | 006501 | Salvage
[72 empty] | 2009 | 10 | 961 | 108 | 50 | 40 | 000 | -6849.76 | 077097 01 | 005065 | 006501 | Salvage
[72 empty] | 2009 | 12 | 961 | 108 | 50 | 40 | 000 | -10283.01 | 077425 01 | 005065 | 006501 | Salvage
[72 empty] | 2010 | 1 | 961 | 108 | 50 | 40 | 000 | -4096.88 | 077668 01 | 005065 | 006501 | Salvage
[72 empty] | 2010 | 1 | 961 | 108 | 50 | 40 | 000 | -40374.72 | 077777 01 | 005065 | 006501 | Salvage
[72 empty] | 2010 | 2 | 961 | 108 | 50 | 40 | 000 | -4071.44 | 077908 01 | 005065 | 006501 | Salvage
[72 empty] | 2010 | 3 | 961 | 108 | 50 | 40 | 000 | -41381.12 | 078006 01 | 005065 | 006501 | Salvage
[72 empty] | 2010 | 3 | 961 | 108 | 50 | 40 | 000 | -7508.48 | 078123 01 | 005065 | 006501 | Salvage
[72 empty] | 2010 | 4 | 961 | 108 | 50 | 40 | 000 | -7781.55 | 078300 01 | 005065 | 006501 | Salvage
[72 empty] | 2010 | 5 | 961 | 108 | 50 | 40 | 000 | -3150.24 | 078613 01 | 005065 | 006501 | Salvage
[72 empty] | 2010 | 5 | 961 | 108 | 50 | 40 | 000 | -16998.96 | 078619 01 | 005065 | 006501 | Salvage
[72 empty] | 2010 | 8 | 961 | 108 | 50 | 40 | 001 | -39444.35 | 079166 01 | 005065 | 006501 | Salvage
[72 empty] | 2010 | 8 | 961 | 108 | 50 | 40 | 001 | -40730.89 | 079273 01 | 005065 | 006501 | Salvage
[72 empty] | 2010 | 8 | 961 | 108 | 50 | 40 | 001 | -44043.29 | 079288 01 | 005065 | 006501 | Salvage
[72 empty] | 2010 | 9 | 961 | 108 | 50 | 40 | 000 | -1453.05 | 079474 01 | 005065 | 006501 | Salvage
[72 empty] | 2010 | 9 | 961 | 108 | 50 | 40 | 000 | -2192.15 | 079554 01 | 005065 | 006501 | Salvage
[72 empty] | 2010 | 9 | 961 | 108 | 50 | 40 | 001 | -41038.24 | 079496 01 | 005065 | 006501 | Salvage
[72 empty] | 2010 | 9 | 961 | 108 | 50 | 40 | 001 | -33870.89 | 079497 01 | 005065 | 006501 | Salvage
[72 empty] | 2010 | 9 | 961 | 108 | 50 | 40 | 001 | -27921.62 | 079505 01 | 005065 | 006501 | Salvage
[72 empty] | 2010 | 10 | 961 | 108 | 50 | 40 | 000 | -56453.61 | 079579 01 | 005065 | 006501 | Salvage
[72 empty] | 2010 | 10 | 961 | 108 | 50 | 40 | 000 | -9865.4 | 079652 01 | 005065 | 006501 | Salvage
[72 empty] | 2010 | 10 | 961 | 108 | 50 | 40 | 000 | -23540.81 | 079699 01 | 005065 | 006501 | Salvage
[72 empty] | 2010 | 10 | 961 | 108 | 50 | 40 | 000 | -13805.78 | 079752 01 | 005065 | 006501 | Salvage
[72 empty] | 2010 | 10 | 961 | 108 | 50 | 40 | 000 | -19046.34 | 079770 01 | 005065 | 006501 | Salvage
[72 empty] | 2010 | 10 | 961 | 108 | 50 | 40 | 000 | -4040.01 | 079812 01 | 005065 | 006501 | Salvage
[72 empty] | 2010 | 10 | 961 | 108 | 50 | 40 | 000 | -18303.02 | 079842 01 | 005065 | 006501 | Salvage
[72 empty] | 2010 | 10 | 961 | 108 | 50 | 40 | 000 | -14087.65 | 079859 01 | 005065 | 006501 | Salvage
[72 empty] | 2010 | 11 | 961 | 108 | 50 | 40 | 000 | -20559.74 | 079937 01 | 005065 | 006501 | Salvage
[72 empty] | 2010 | 11 | 961 | 108 | 50 | 40 | 000 | -5901.22 | 079974 01 | 005065 | 006501 | Salvage
[72 empty] | 2010 | 12 | 961 | 108 | 50 | 40 | 000 | -8345.46 | 080136 01 | 005065 | 006501 | Salvage
[72 empty] | 2008 | 1 | 981 | 108 | 50 | 40 | 000 | -8000 | 071785 01 | 005065 | 006501 | Salvage
[72 empty] | 2008 | 12 | 981 | 108 | 50 | 40 | 000 | 8000 | 071785 01 | 005065 | 006501 | Salvage
[72 empty] | 2010 | 1 | 104 | 108 | 50 | 0 | 000 | 7.26 | SUPERVISORY S/T REDIST | 005069 | 005069 | Labor
[72 empty] | 2010 | 2 | 104 | 108 | 50 | 0 | 000 | 0.02 | SUPERVISORY S/T REDIST | 005069 | 005069 | Labor
[72 empty] | 2010 | 6 | 104 | 108 | 50 | 0 | 000 | 9.98 | SUPERVISORY S/T REDIST | 005069 | 005069 | Labor
[72 empty] | 2010 | 9 | 104 | 108 | 50 | 0 | 000 | 17.69 | SUPERVISORY S/T REDIST | 005069 | 005069 | Labor
[72 empty] | 2010 | 2 | 465 | 108 | 50 | 0 | 000 | 11.37 | SUPERVISORY S/T REDIST | 005069 | 005069 | Labor
[72 empty] | 2010 | 3 | 465 | 108 | 50 | 0 | 000 | 61.01 | SUPERVISORY S/T REDIST | 005069 | 005069 | Labor
[72 empty] | 2010 | 4 | 465 | 108 | 50 | 0 | 000 | 188.84 | SUPERVISORY S/T REDIST | 005069 | 005069 | Labor
[72 empty] | 2010 | 5 | 465 | 108 | 50 | 0 | 000 | 102.14 | SUPERVISORY S/T REDIST | 005069 | 005069 | Labor
[72 empty] | 2010 | 6 | 465 | 108 | 50 | 0 | 000 | 83.52 | SUPERVISORY S/T REDIST | 005069 | 005069 | Labor
[72 empty] | 2010 | 7 | 465 | 108 | 50 | 0 | 000 | 7.25 | SUPERVISORY S/T REDIST | 005069 | 005069 | Labor
[72 empty] | 2010 | 8 | 465 | 108 | 50 | 0 | 000 | 34.28 | SUPERVISORY S/T REDIST | 005069 | 005069 | Labor
[72 empty] | 2010 | 9 | 465 | 108 | 50 | 0 | 000 | 4.97 | SUPERVISORY S/T REDIST | 005069 | 005069 | Labor
[72 empty] | 2010 | 10 | 465 | 108 | 50 | 0 | 000 | 11.41 | SUPERVISORY S/T REDIST | 005069 | 005069 | Labor
[72 empty] | 2010 | 11 | 465 | 108 | 50 | 0 | 000 | 45.09 | SUPERVISORY S/T REDIST | 005069 | 005069 | Labor
[72 empty] | 2008 | 7 | 917 | 108 | 50 | 0 | 000 | 44.61 | SUPERVISORY S/T REDIST | 005069 | 005069 | Labor
[72 empty] | 2010 | 12 | 926 | 108 | 50 | 0 | 000 | 88.02 | SUPERVISORY S/T REDIST | 005069 | 005069 | Labor
[72 empty] | 2007 | 8 | 928 | 108 | 50 | 0 | 000 | 52.94 | SUPERVISORY S/T REDIST | 005069 | 005069 | Labor
[72 empty] | 2007 | 9 | 928 | 108 | 50 | 0 | 000 | 126.68 | SUPERVISORY S/T REDIST | 005069 | 005069 | Labor
[72 empty] | 2007 | 10 | 928 | 108 | 50 | 0 | 000 | 135.7 | SUPERVISORY S/T REDIST | 005069 | 005069 | Labor
[72 empty] | 2007 | 11 | 928 | 108 | 50 | 0 | 000 | 247.28 | SUPERVISORY S/T REDIST | 005069 | 005069 | Labor
[72 empty] | 2007 | 12 | 928 | 108 | 50 | 0 | 000 | 311.79 | SUPERVISORY S/T REDIST | 005069 | 005069 | Labor
[72 empty] | 2008 | 1 | 928 | 108 | 50 | 0 | 000 | 732.53 | SUPERVISORY S/T REDIST | 005069 | 005069 | Labor
[72 empty] | 2008 | 1 | 928 | 108 | 56 | 0 | 000 | 118.15 | SUPERVISORY S/T REDIST | 005069 | 005069 | Labor
[72 empty] | 2008 | 2 | 928 | 108 | 50 | 0 | 000 | 98.74 | SUPERVISORY S/T REDIST | 005069 | 005069 | Labor
[72 empty] | 2008 | 3 | 928 | 108 | 50 | 0 | 000 | 418.23 | SUPERVISORY S/T REDIST | 005069 | 005069 | Labor
[72 empty] | 2008 | 4 | 928 | 108 | 50 | 0 | 000 | 131.55 | SUPERVISORY S/T REDIST | 005069 | 005069 | Labor
[72 empty] | 2008 | 5 | 928 | 108 | 50 | 0 | 000 | 359.74 | SUPERVISORY S/T REDIST | 005069 | 005069 | Labor
[72 empty] | 2008 | 6 | 928 | 108 | 50 | 0 | 000 | 487.77 | SUPERVISORY S/T REDIST | 005069 | 005069 | Labor
[72 empty] | 2008 | 7 | 928 | 108 | 50 | 0 | 000 | 329.5 | SUPERVISORY S/T REDIST | 005069 | 005069 | Labor
[72 empty] | 2008 | 8 | 928 | 108 | 50 | 0 | 000 | 120.43 | SUPERVISORY S/T REDIST | 005069 | 005069 | Labor
[72 empty] | 2008 | 9 | 928 | 108 | 50 | 0 | 000 | 65.55 | SUPERVISORY S/T REDIST | 005069 | 005069 | Labor
[72 empty] | 2008 | 9 | 928 | 108 | 56 | 0 | 000 | 108.78 | SUPERVISORY S/T REDIST | 005069 | 005069 | Labor
[72 empty] | 2008 | 10 | 928 | 108 | 50 | 0 | 000 | 210.96 | SUPERVISORY S/T REDIST | 005069 | 005069 | Labor
[72 empty] | 2008 | 11 | 928 | 108 | 50 | 0 | 000 | 323.32 | SUPERVISORY S/T REDIST | 005069 | 005069 | Labor
[72 empty] | 2008 | 12 | 928 | 108 | 50 | 0 | 000 | 227.9 | SUPERVISORY S/T REDIST | 005069 | 005069 | Labor
[72 empty] | 2009 | 1 | 928 | 108 | 50 | 0 | 000 | 546.22 | SUPERVISORY S/T REDIST | 005069 | 005069 | Labor
[72 empty] | 2009 | 2 | 928 | 108 | 50 | 0 | 000 | 118.22 | SUPERVISORY S/T REDIST | 005069 | 005069 | Labor
[72 empty] | 2009 | 2 | 928 | 108 | 56 | 0 | 000 | 14.49 | SUPERVISORY S/T REDIST | 005069 | 005069 | Labor
[72 empty] | 2009 | 3 | 928 | 108 | 50 | 0 | 000 | 64.4 | SUPERVISORY S/T REDIST | 005069 | 005069 | Labor
[72 empty] | 2009 | 4 | 928 | 108 | 50 | 0 | 000 | 137.54 | SUPERVISORY S/T REDIST | 005069 | 005069 | Labor
[72 empty] | 2009 | 5 | 928 | 108 | 50 | 0 | 000 | 9.01 | SUPERVISORY S/T REDIST | 005069 | 005069 | Labor
[72 empty] | 2009 | 6 | 928 | 108 | 50 | 0 | 000 | 36.59 | SUPERVISORY S/T REDIST | 005069 | 005069 | Labor
[72 empty] | 2009 | 7 | 928 | 108 | 50 | 0 | 000 | 16.75 | SUPERVISORY S/T REDIST | 005069 | 005069 | Labor
[72 empty] | 2009 | 9 | 928 | 108 | 50 | 0 | 000 | 32.83 | SUPERVISORY S/T REDIST | 005069 | 005069 | Labor
[72 empty] | 2007 | 3 | 961 | 108 | 50 | 0 | 000 | 178.44 | SUPERVISORY S/T REDIST | 005069 | 005069 | Labor
[72 empty] | 2007 | 4 | 961 | 108 | 50 | 0 | 000 | 361.48 | SUPERVISORY S/T REDIST | 005069 | 005069 | Labor
[72 empty] | 2007 | 5 | 961 | 108 | 50 | 0 | 000 | 124.57 | SUPERVISORY S/T REDIST | 005069 | 005069 | Labor
[72 empty] | 2007 | 6 | 961 | 108 | 50 | 0 | 000 | 287.21 | SUPERVISORY S/T REDIST | 005069 | 005069 | Labor
[72 empty] | 2007 | 7 | 961 | 108 | 50 | 0 | 000 | 331.41 | SUPERVISORY S/T REDIST | 005069 | 005069 | Labor
[72 empty] | 2007 | 8 | 961 | 108 | 50 | 0 | 000 | 1226.14 | SUPERVISORY S/T REDIST | 005069 | 005069 | Labor
[72 empty] | 2007 | 9 | 961 | 108 | 50 | 0 | 000 | 456.23 | SUPERVISORY S/T REDIST | 005069 | 005069 | Labor
[72 empty] | 2007 | 10 | 961 | 108 | 50 | 0 | 000 | 242.82 | SUPERVISORY S/T REDIST | 005069 | 005069 | Labor
[72 empty] | 2007 | 11 | 961 | 108 | 50 | 0 | 000 | 703.78 | SUPERVISORY S/T REDIST | 005069 | 005069 | Labor
[72 empty] | 2007 | 12 | 961 | 108 | 50 | 0 | 000 | 1671.69 | SUPERVISORY S/T REDIST | 005069 | 005069 | Labor
[72 empty] | 2008 | 1 | 961 | 108 | 50 | 0 | 000 | 2180.3 | SUPERVISORY S/T REDIST | 005069 | 005069 | Labor
[72 empty] | 2008 | 2 | 961 | 108 | 50 | 0 | 000 | 252.15 | SUPERVISORY S/T REDIST | 005069 | 005069 | Labor
[72 empty] | 2008 | 3 | 961 | 108 | 50 | 0 | 000 | 1038.23 | SUPERVISORY S/T REDIST | 005069 | 005069 | Labor
[72 empty] | 2008 | 4 | 961 | 108 | 50 | 0 | 000 | 501.5 | SUPERVISORY S/T REDIST | 005069 | 005069 | Labor
[72 empty] | 2008 | 5 | 961 | 108 | 50 | 0 | 000 | 1175.22 | SUPERVISORY S/T REDIST | 005069 | 005069 | Labor
[72 empty] | 2008 | 6 | 961 | 108 | 50 | 0 | 000 | 711.44 | SUPERVISORY S/T REDIST | 005069 | 005069 | Labor
[72 empty] | 2008 | 7 | 961 | 108 | 50 | 0 | 000 | 1038.65 | SUPERVISORY S/T REDIST | 005069 | 005069 | Labor
[72 empty] | 2008 | 8 | 961 | 108 | 50 | 0 | 000 | 612.44 | SUPERVISORY S/T REDIST | 005069 | 005069 | Labor
[72 empty] | 2008 | 9 | 961 | 108 | 50 | 0 | 000 | 878.3 | SUPERVISORY S/T REDIST | 005069 | 005069 | Labor
[72 empty] | 2008 | 10 | 961 | 108 | 50 | 0 | 000 | 251.45 | SUPERVISORY S/T REDIST | 005069 | 005069 | Labor
[72 empty] | 2008 | 11 | 961 | 108 | 50 | 0 | 000 | 493.48 | SUPERVISORY S/T REDIST | 005069 | 005069 | Labor
[72 empty] | 2008 | 12 | 961 | 108 | 50 | 0 | 000 | 834.04 | SUPERVISORY S/T REDIST | 005069 | 005069 | Labor
[72 empty] | 2009 | 1 | 961 | 108 | 50 | 0 | 000 | 1137.67 | SUPERVISORY S/T REDIST | 005069 | 005069 | Labor
[72 empty] | 2009 | 2 | 961 | 108 | 50 | 0 | 000 | 209.13 | SUPERVISORY S/T REDIST | 005069 | 005069 | Labor
[72 empty] | 2009 | 3 | 961 | 108 | 50 | 0 | 000 | 121.74 | SUPERVISORY S/T REDIST | 005069 | 005069 | Labor
[72 empty] | 2009 | 4 | 961 | 108 | 50 | 0 | 000 | 426.5 | SUPERVISORY S/T REDIST | 005069 | 005069 | Labor
[72 empty] | 2009 | 5 | 961 | 108 | 50 | 0 | 000 | 208.68 | SUPERVISORY S/T REDIST | 005069 | 005069 | Labor
[72 empty] | 2009 | 6 | 961 | 108 | 50 | 0 | 000 | 289.09 | SUPERVISORY S/T REDIST | 005069 | 005069 | Labor
[72 empty] | 2009 | 7 | 961 | 108 | 50 | 0 | 000 | 468.77 | SUPERVISORY S/T REDIST | 005069 | 005069 | Labor
[72 empty] | 2009 | 8 | 961 | 108 | 50 | 0 | 000 | 412.07 | SUPERVISORY S/T REDIST | 005069 | 005069 | Labor
[72 empty] | 2009 | 9 | 961 | 108 | 50 | 0 | 000 | 254.49 | SUPERVISORY S/T REDIST | 005069 | 005069 | Labor
[72 empty] | 2009 | 10 | 961 | 108 | 50 | 0 | 000 | 217.31 | SUPERVISORY S/T REDIST | 005069 | 005069 | Labor
[72 empty] | 2009 | 11 | 961 | 108 | 50 | 0 | 000 | 75.52 | SUPERVISORY S/T REDIST | 005069 | 005069 | Labor
[72 empty] | 2009 | 12 | 961 | 108 | 50 | 0 | 000 | 301.36 | SUPERVISORY S/T REDIST | 005069 | 005069 | Labor
[72 empty] | 2010 | 1 | 961 | 108 | 50 | 0 | 000 | 232.67 | SUPERVISORY S/T REDIST | 005069 | 005069 | Labor
[72 empty] | 2010 | 2 | 961 | 108 | 50 | 0 | 000 | 188.03 | SUPERVISORY S/T REDIST | 005069 | 005069 | Labor
[72 empty] | 2010 | 3 | 961 | 108 | 50 | 0 | 000 | 211.98 | SUPERVISORY S/T REDIST | 005069 | 005069 | Labor
[72 empty] | 2010 | 4 | 961 | 108 | 50 | 0 | 000 | 720.08 | SUPERVISORY S/T REDIST | 005069 | 005069 | Labor
[72 empty] | 2010 | 5 | 961 | 108 | 50 | 0 | 000 | 133.51 | SUPERVISORY S/T REDIST | 005069 | 005069 | Labor
[72 empty] | 2010 | 6 | 961 | 108 | 50 | 0 | 000 | 338.85 | SUPERVISORY S/T REDIST | 005069 | 005069 | Labor
[72 empty] | 2010 | 7 | 961 | 108 | 50 | 0 | 000 | 389.11 | SUPERVISORY S/T REDIST | 005069 | 005069 | Labor
[72 empty] | 2010 | 8 | 961 | 108 | 50 | 0 | 000 | 436.4 | SUPERVISORY S/T REDIST | 005069 | 005069 | Labor
[72 empty] | 2010 | 9 | 961 | 108 | 50 | 0 | 000 | 343.34 | SUPERVISORY S/T REDIST | 005069 | 005069 | Labor
[72 empty] | 2010 | 10 | 961 | 108 | 50 | 0 | 000 | 273.73 | SUPERVISORY S/T REDIST | 005069 | 005069 | Labor
[72 empty] | 2010 | 11 | 961 | 108 | 50 | 0 | 000 | 484.83 | SUPERVISORY S/T REDIST | 005069 | 005069 | Labor
[72 empty] | 2010 | 12 | 961 | 108 | 50 | 0 | 000 | 1112.37 | SUPERVISORY S/T REDIST | 005069 | 005069 | Labor
[72 empty] | 2007 | 4 | 970 | 108 | 52 | 0 | 000 | 82.15 | SUPERVISORY S/T REDIST | 005069 | 005069 | Labor
[72 empty] | 2007 | 4 | 970 | 108 | 53 | 0 | 000 | 82.15 | SUPERVISORY S/T REDIST | 005069 | 005069 | Labor
[72 empty] | 2007 | 4 | 970 | 108 | 54 | 0 | 000 | 82.15 | SUPERVISORY S/T REDIST | 005069 | 005069 | Labor
[72 empty] | 2007 | 4 | 970 | 108 | 55 | 0 | 000 | 79.87 | SUPERVISORY S/T REDIST | 005069 | 005069 | Labor
[72 empty] | 2007 | 5 | 970 | 108 | 52 | 0 | 000 | 57.55 | SUPERVISORY S/T REDIST | 005069 | 005069 | Labor
[72 empty] | 2007 | 5 | 970 | 108 | 53 | 0 | 000 | 57.55 | SUPERVISORY S/T REDIST | 005069 | 005069 | Labor
[72 empty] | 2007 | 5 | 970 | 108 | 54 | 0 | 000 | 57.55 | SUPERVISORY S/T REDIST | 005069 | 005069 | Labor
[72 empty] | 2007 | 5 | 970 | 108 | 55 | 0 | 000 | 57.55 | SUPERVISORY S/T REDIST | 005069 | 005069 | Labor
[72 empty] | 2007 | 6 | 970 | 108 | 52 | 0 | 000 | 40.27 | SUPERVISORY S/T REDIST | 005069 | 005069 | Labor
[72 empty] | 2007 | 6 | 970 | 108 | 53 | 0 | 000 | 40.28 | SUPERVISORY S/T REDIST | 005069 | 005069 | Labor
[72 empty] | 2007 | 6 | 970 | 108 | 54 | 0 | 000 | 40.28 | SUPERVISORY S/T REDIST | 005069 | 005069 | Labor
[72 empty] | 2007 | 6 | 970 | 108 | 55 | 0 | 000 | 40.28 | SUPERVISORY S/T REDIST | 005069 | 005069 | Labor
[72 empty] | 2007 | 7 | 970 | 108 | 52 | 0 | 000 | 53.88 | SUPERVISORY S/T REDIST | 005069 | 005069 | Labor
[72 empty] | 2007 | 7 | 970 | 108 | 53 | 0 | 000 | 53.88 | SUPERVISORY S/T REDIST | 005069 | 005069 | Labor
[72 empty] | 2007 | 7 | 970 | 108 | 54 | 0 | 000 | 53.88 | SUPERVISORY S/T REDIST | 005069 | 005069 | Labor
[72 empty] | 2007 | 8 | 970 | 108 | 52 | 0 | 000 | 132.45 | SUPERVISORY S/T REDIST | 005069 | 005069 | Labor
[72 empty] | 2007 | 8 | 970 | 108 | 53 | 0 | 000 | 132.45 | SUPERVISORY S/T REDIST | 005069 | 005069 | Labor
[72 empty] | 2007 | 8 | 970 | 108 | 54 | 0 | 000 | 132.45 | SUPERVISORY S/T REDIST | 005069 | 005069 | Labor
[72 empty] | 2009 | 4 | 970 | 108 | 50 | 0 | 000 | 135.65 | SUPERVISORY S/T REDIST | 005069 | 005069 | Labor
[72 empty] | 2009 | 4 | 970 | 108 | 51 | 0 | 000 | 164.72 | SUPERVISORY S/T REDIST | 005069 | 005069 | Labor
[72 empty] | 2009 | 7 | 970 | 108 | 50 | 0 | 000 | 297.39 | SUPERVISORY S/T REDIST | 005069 | 005069 | Labor
[72 empty] | 2009 | 9 | 970 | 108 | 50 | 0 | 000 | 1.84 | SUPERVISORY S/T REDIST | 005069 | 005069 | Labor
[72 empty] | 2009 | 10 | 970 | 108 | 50 | 0 | 000 | 48.74 | SUPERVISORY S/T REDIST | 005069 | 005069 | Labor
[72 empty] | 2009 | 11 | 970 | 108 | 50 | 0 | 000 | 25.77 | SUPERVISORY S/T REDIST | 005069 | 005069 | Labor
[72 empty] | 2009 | 12 | 970 | 108 | 50 | 0 | 000 | 13.38 | SUPERVISORY S/T REDIST | 005069 | 005069 | Labor
[72 empty] | 2010 | 4 | 970 | 108 | 50 | 0 | 000 | 43.02 | SUPERVISORY S/T REDIST | 005069 | 005069 | Labor
[72 empty] | 2010 | 5 | 970 | 108 | 50 | 0 | 000 | 50.98 | SUPERVISORY S/T REDIST | 005069 | 005069 | Labor
[72 empty] | 2010 | 6 | 970 | 108 | 50 | 0 | 000 | 29.68 | SUPERVISORY S/T REDIST | 005069 | 005069 | Labor
[72 empty] | 2010 | 7 | 970 | 108 | 50 | 0 | 000 | 106.68 | SUPERVISORY S/T REDIST | 005069 | 005069 | Labor
[72 empty] | 2010 | 8 | 970 | 108 | 50 | 0 | 000 | 93.29 | SUPERVISORY S/T REDIST | 005069 | 005069 | Labor
[72 empty] | 2010 | 9 | 970 | 108 | 50 | 0 | 000 | 105.31 | SUPERVISORY S/T REDIST | 005069 | 005069 | Labor
[72 empty] | 2010 | 10 | 970 | 108 | 50 | 0 | 000 | 22.09 | SUPERVISORY S/T REDIST | 005069 | 005069 | Labor
[72 empty] | 2010 | 11 | 970 | 108 | 50 | 0 | 000 | 34.48 | SUPERVISORY S/T REDIST | 005069 | 005069 | Labor
[72 empty] | 2010 | 12 | 970 | 108 | 50 | 0 | 000 | 176.58 | SUPERVISORY S/T REDIST | 005069 | 005069 | Labor
[72 empty] | 2007 | 2 | 971 | 108 | 51 | 0 | 000 | 26.06 | SUPERVISORY S/T REDIST | 005069 | 005069 | Labor
[72 empty] | 2007 | 2 | 971 | 108 | 52 | 0 | 000 | 17.86 | SUPERVISORY S/T REDIST | 005069 | 005069 | Labor
[72 empty] | 2007 | 2 | 971 | 108 | 53 | 0 | 000 | 4.1 | SUPERVISORY S/T REDIST | 005069 | 005069 | Labor
[72 empty] | 2007 | 2 | 971 | 108 | 54 | 0 | 000 | 4.1 | SUPERVISORY S/T REDIST | 005069 | 005069 | Labor
[72 empty] | 2007 | 3 | 971 | 108 | 51 | 0 | 000 | 41.61 | SUPERVISORY S/T REDIST | 005069 | 005069 | Labor
[72 empty] | 2007 | 3 | 971 | 108 | 52 | 0 | 000 | 54.01 | SUPERVISORY S/T REDIST | 005069 | 005069 | Labor
[72 empty] | 2007 | 3 | 971 | 108 | 53 | 0 | 000 | 207.23 | SUPERVISORY S/T REDIST | 005069 | 005069 | Labor
[72 empty] | 2007 | 3 | 971 | 108 | 54 | 0 | 000 | 170.03 | SUPERVISORY S/T REDIST | 005069 | 005069 | Labor
[72 empty] | 2007 | 4 | 971 | 108 | 53 | 0 | 000 | 319.5 | SUPERVISORY S/T REDIST | 005069 | 005069 | Labor
[72 empty] | 2007 | 4 | 971 | 108 | 54 | 0 | 000 | 294.37 | SUPERVISORY S/T REDIST | 005069 | 005069 | Labor
[72 empty] | 2007 | 5 | 971 | 108 | 53 | 0 | 000 | 562.94 | SUPERVISORY S/T REDIST | 005069 | 005069 | Labor
[72 empty] | 2007 | 5 | 971 | 108 | 54 | 0 | 000 | 486.01 | SUPERVISORY S/T REDIST | 005069 | 005069 | Labor
[72 empty] | 2007 | 6 | 971 | 108 | 53 | 0 | 000 | 956.24 | SUPERVISORY S/T REDIST | 005069 | 005069 | Labor
[72 empty] | 2007 | 6 | 971 | 108 | 54 | 0 | 000 | 391.34 | SUPERVISORY S/T REDIST | 005069 | 005069 | Labor
[72 empty] | 2007 | 7 | 971 | 108 | 51 | 0 | 000 | 73.3 | SUPERVISORY S/T REDIST | 005069 | 005069 | Labor
[72 empty] | 2007 | 7 | 971 | 108 | 52 | 0 | 000 | 73.3 | SUPERVISORY S/T REDIST | 005069 | 005069 | Labor
[72 empty] | 2007 | 7 | 971 | 108 | 53 | 0 | 000 | 1178.6 | SUPERVISORY S/T REDIST | 005069 | 005069 | Labor
[72 empty] | 2007 | 7 | 971 | 108 | 54 | 0 | 000 | 958.71 | SUPERVISORY S/T REDIST | 005069 | 005069 | Labor
[72 empty] | 2007 | 8 | 971 | 108 | 51 | 0 | 000 | 20.7 | SUPERVISORY S/T REDIST | 005069 | 005069 | Labor
[72 empty] | 2007 | 8 | 971 | 108 | 52 | 0 | 000 | 13.65 | SUPERVISORY S/T REDIST | 005069 | 005069 | Labor
[72 empty] | 2007 | 8 | 971 | 108 | 53 | 0 | 000 | 523.4 | SUPERVISORY S/T REDIST | 005069 | 005069 | Labor
[72 empty] | 2007 | 8 | 971 | 108 | 54 | 0 | 000 | 457.97 | SUPERVISORY S/T REDIST | 005069 | 005069 | Labor
[72 empty] | 2007 | 9 | 971 | 108 | 51 | 0 | 000 | 66.34 | SUPERVISORY S/T REDIST | 005069 | 005069 | Labor
[72 empty] | 2007 | 9 | 971 | 108 | 52 | 0 | 000 | 115.8 | SUPERVISORY S/T REDIST | 005069 | 005069 | Labor
[72 empty] | 2007 | 9 | 971 | 108 | 53 | 0 | 000 | 378.37 | SUPERVISORY S/T REDIST | 005069 | 005069 | Labor
[72 empty] | 2007 | 9 | 971 | 108 | 54 | 0 | 000 | 234.23 | SUPERVISORY S/T REDIST | 005069 | 005069 | Labor
[72 empty] | 2007 | 9 | 971 | 108 | 55 | 0 | 000 | 8.45 | SUPERVISORY S/T REDIST | 005069 | 005069 | Labor
[72 empty] | 2007 | 10 | 971 | 108 | 51 | 0 | 000 | 14.92 | SUPERVISORY S/T REDIST | 005069 | 005069 | Labor
[72 empty] | 2007 | 10 | 971 | 108 | 52 | 0 | 000 | 11.55 | SUPERVISORY S/T REDIST | 005069 | 005069 | Labor
[72 empty] | 2007 | 10 | 971 | 108 | 53 | 0 | 000 | 168.78 | SUPERVISORY S/T REDIST | 005069 | 005069 | Labor
[72 empty] | 2007 | 10 | 971 | 108 | 54 | 0 | 000 | 122.24 | SUPERVISORY S/T REDIST | 005069 | 005069 | Labor
[72 empty] | 2007 | 10 | 971 | 108 | 55 | 0 | 000 | 3.37 | SUPERVISORY S/T REDIST | 005069 | 005069 | Labor
[72 empty] | 2007 | 11 | 971 | 108 | 51 | 0 | 000 | 36.81 | SUPERVISORY S/T REDIST | 005069 | 005069 | Labor
[72 empty] | 2007 | 11 | 971 | 108 | 52 | 0 | 000 | 140.13 | SUPERVISORY S/T REDIST | 005069 | 005069 | Labor
[72 empty] | 2007 | 11 | 971 | 108 | 53 | 0 | 000 | 80.91 | SUPERVISORY S/T REDIST | 005069 | 005069 | Labor
[72 empty] | 2007 | 11 | 971 | 108 | 54 | 0 | 000 | 72.44 | SUPERVISORY S/T REDIST | 005069 | 005069 | Labor
[72 empty] | 2007 | 11 | 971 | 108 | 55 | 0 | 000 | 36.22 | SUPERVISORY S/T REDIST | 005069 | 005069 | Labor
[72 empty] | 2007 | 12 | 971 | 108 | 51 | 0 | 000 | 341.99 | SUPERVISORY S/T REDIST | 005069 | 005069 | Labor
[72 empty] | 2007 | 12 | 971 | 108 | 52 | 0 | 000 | 498.04 | SUPERVISORY S/T REDIST | 005069 | 005069 | Labor
[72 empty] | 2007 | 12 | 971 | 108 | 53 | 0 | 000 | 306.71 | SUPERVISORY S/T REDIST | 005069 | 005069 | Labor
[72 empty] | 2007 | 12 | 971 | 108 | 54 | 0 | 000 | 176.44 | SUPERVISORY S/T REDIST | 005069 | 005069 | Labor
[72 empty] | 2007 | 12 | 971 | 108 | 55 | 0 | 000 | 98.83 | SUPERVISORY S/T REDIST | 005069 | 005069 | Labor
[72 empty] | 2007 | 12 | 971 | 108 | 56 | 0 | 000 | 60.07 | SUPERVISORY S/T REDIST | 005069 | 005069 | Labor
[72 empty] | 2008 | 1 | 971 | 108 | 50 | 0 | 000 | 833.17 | SUPERVISORY S/T REDIST | 005069 | 005069 | Labor
[72 empty] | 2008 | 1 | 971 | 108 | 51 | 0 | 000 | 643.41 | SUPERVISORY S/T REDIST | 005069 | 005069 | Labor
[72 empty] | 2008 | 1 | 971 | 108 | 52 | 0 | 000 | 176.83 | SUPERVISORY S/T REDIST | 005069 | 005069 | Labor
[72 empty] | 2008 | 1 | 971 | 108 | 53 | 0 | 000 | 440.63 | SUPERVISORY S/T REDIST | 005069 | 005069 | Labor
[72 empty] | 2008 | 1 | 971 | 108 | 54 | 0 | 000 | 316.78 | SUPERVISORY S/T REDIST | 005069 | 005069 | Labor
[72 empty] | 2008 | 1 | 971 | 108 | 55 | 0 | 000 | 180.89 | SUPERVISORY S/T REDIST | 005069 | 005069 | Labor
[72 empty] | 2008 | 1 | 971 | 108 | 56 | 0 | 000 | 56.94 | SUPERVISORY S/T REDIST | 005069 | 005069 | Labor
[72 empty] | 2008 | 2 | 971 | 108 | 50 | 0 | 000 | 162.82 | SUPERVISORY S/T REDIST | 005069 | 005069 | Labor
[72 empty] | 2008 | 2 | 971 | 108 | 52 | 0 | 000 | 6.9 | SUPERVISORY S/T REDIST | 005069 | 005069 | Labor
[72 empty] | 2008 | 2 | 971 | 108 | 53 | 0 | 000 | 10.89 | SUPERVISORY S/T REDIST | 005069 | 005069 | Labor
[72 empty] | 2008 | 2 | 971 | 108 | 54 | 0 | 000 | 10.89 | SUPERVISORY S/T REDIST | 005069 | 005069 | Labor
[72 empty] | 2008 | 2 | 971 | 108 | 55 | 0 | 000 | 2.18 | SUPERVISORY S/T REDIST | 005069 | 005069 | Labor
[72 empty] | 2008 | 3 | 971 | 108 | 50 | 0 | 000 | 712.56 | SUPERVISORY S/T REDIST | 005069 | 005069 | Labor
[72 empty] | 2008 | 3 | 971 | 108 | 51 | 0 | 000 | 126.39 | SUPERVISORY S/T REDIST | 005069 | 005069 | Labor
[72 empty] | 2008 | 3 | 971 | 108 | 52 | 0 | 000 | 135.93 | SUPERVISORY S/T REDIST | 005069 | 005069 | Labor
[72 empty] | 2008 | 3 | 971 | 108 | 53 | 0 | 000 | 114.39 | SUPERVISORY S/T REDIST | 005069 | 005069 | Labor
[72 empty] | 2008 | 3 | 971 | 108 | 54 | 0 | 000 | 95.33 | SUPERVISORY S/T REDIST | 005069 | 005069 | Labor
[72 empty] | 2008 | 3 | 971 | 108 | 55 | 0 | 000 | 76.26 | SUPERVISORY S/T REDIST | 005069 | 005069 | Labor
[72 empty] | 2008 | 4 | 971 | 108 | 50 | 0 | 000 | 347.99 | SUPERVISORY S/T REDIST | 005069 | 005069 | Labor
[72 empty] | 2008 | 4 | 971 | 108 | 51 | 0 | 000 | 281.73 | SUPERVISORY S/T REDIST | 005069 | 005069 | Labor
[72 empty] | 2008 | 4 | 971 | 108 | 52 | 0 | 000 | 272.17 | SUPERVISORY S/T REDIST | 005069 | 005069 | Labor
[72 empty] | 2008 | 4 | 971 | 108 | 53 | 0 | 000 | 73.87 | SUPERVISORY S/T REDIST | 005069 | 005069 | Labor
[72 empty] | 2008 | 4 | 971 | 108 | 54 | 0 | 000 | 39.9 | SUPERVISORY S/T REDIST | 005069 | 005069 | Labor
[72 empty] | 2008 | 4 | 971 | 108 | 55 | 0 | 000 | 81.24 | SUPERVISORY S/T REDIST | 005069 | 005069 | Labor
[72 empty] | 2008 | 5 | 971 | 108 | 50 | 0 | 000 | 521.85 | SUPERVISORY S/T REDIST | 005069 | 005069 | Labor
[72 empty] | 2008 | 5 | 971 | 108 | 51 | 0 | 000 | 272.61 | SUPERVISORY S/T REDIST | 005069 | 005069 | Labor
[72 empty] | 2008 | 5 | 971 | 108 | 52 | 0 | 000 | 605.69 | SUPERVISORY S/T REDIST | 005069 | 005069 | Labor
[72 empty] | 2008 | 5 | 971 | 108 | 53 | 0 | 000 | 456.74 | SUPERVISORY S/T REDIST | 005069 | 005069 | Labor
[72 empty] | 2008 | 5 | 971 | 108 | 54 | 0 | 000 | 89.36 | SUPERVISORY S/T REDIST | 005069 | 005069 | Labor
[72 empty] | 2008 | 5 | 971 | 108 | 55 | 0 | 000 | 146.41 | SUPERVISORY S/T REDIST | 005069 | 005069 | Labor
[72 empty] | 2008 | 6 | 971 | 108 | 50 | 0 | 000 | 462.27 | SUPERVISORY S/T REDIST | 005069 | 005069 | Labor
[72 empty] | 2008 | 6 | 971 | 108 | 51 | 0 | 000 | 116.8 | SUPERVISORY S/T REDIST | 005069 | 005069 | Labor
[72 empty] | 2008 | 6 | 971 | 108 | 52 | 0 | 000 | 562.45 | SUPERVISORY S/T REDIST | 005069 | 005069 | Labor
[72 empty] | 2008 | 6 | 971 | 108 | 53 | 0 | 000 | 562.46 | SUPERVISORY S/T REDIST | 005069 | 005069 | Labor
[72 empty] | 2008 | 6 | 971 | 108 | 54 | 0 | 000 | 95.99 | SUPERVISORY S/T REDIST | 005069 | 005069 | Labor
[72 empty] | 2008 | 6 | 971 | 108 | 55 | 0 | 000 | 136.4 | SUPERVISORY S/T REDIST | 005069 | 005069 | Labor
[72 empty] | 2008 | 6 | 971 | 108 | 56 | 0 | 000 | 58.4 | SUPERVISORY S/T REDIST | 005069 | 005069 | Labor
[72 empty] | 2008 | 7 | 971 | 108 | 50 | 0 | 000 | 749.08 | SUPERVISORY S/T REDIST | 005069 | 005069 | Labor
[72 empty] | 2008 | 7 | 971 | 108 | 51 | 0 | 000 | 42.95 | SUPERVISORY S/T REDIST | 005069 | 005069 | Labor
[72 empty] | 2008 | 7 | 971 | 108 | 52 | 0 | 000 | 299.73 | SUPERVISORY S/T REDIST | 005069 | 005069 | Labor
[72 empty] | 2008 | 7 | 971 | 108 | 53 | 0 | 000 | 299.74 | SUPERVISORY S/T REDIST | 005069 | 005069 | Labor
[72 empty] | 2008 | 7 | 971 | 108 | 54 | 0 | 000 | 218.98 | SUPERVISORY S/T REDIST | 005069 | 005069 | Labor
[72 empty] | 2008 | 7 | 971 | 108 | 55 | 0 | 000 | 428.6 | SUPERVISORY S/T REDIST | 005069 | 005069 | Labor
[72 empty] | 2008 | 7 | 971 | 108 | 56 | 0 | 000 | 85.91 | SUPERVISORY S/T REDIST | 005069 | 005069 | Labor
[72 empty] | 2008 | 8 | 971 | 108 | 50 | 0 | 000 | 233.8 | SUPERVISORY S/T REDIST | 005069 | 005069 | Labor
[72 empty] | 2008 | 8 | 971 | 108 | 51 | 0 | 000 | 39.52 | SUPERVISORY S/T REDIST | 005069 | 005069 | Labor
[72 empty] | 2008 | 8 | 971 | 108 | 52 | 0 | 000 | 66.39 | SUPERVISORY S/T REDIST | 005069 | 005069 | Labor
[72 empty] | 2008 | 8 | 971 | 108 | 53 | 0 | 000 | 66.39 | SUPERVISORY S/T REDIST | 005069 | 005069 | Labor
[72 empty] | 2008 | 8 | 971 | 108 | 54 | 0 | 000 | 79.23 | SUPERVISORY S/T REDIST | 005069 | 005069 | Labor
[72 empty] | 2008 | 8 | 971 | 108 | 55 | 0 | 000 | 79.23 | SUPERVISORY S/T REDIST | 005069 | 005069 | Labor
[72 empty] | 2008 | 9 | 971 | 108 | 50 | 0 | 000 | 634.78 | SUPERVISORY S/T REDIST | 005069 | 005069 | Labor
[72 empty] | 2008 | 9 | 971 | 108 | 51 | 0 | 000 | 200.73 | SUPERVISORY S/T REDIST | 005069 | 005069 | Labor
[72 empty] | 2008 | 9 | 971 | 108 | 52 | 0 | 000 | 236.12 | SUPERVISORY S/T REDIST | 005069 | 005069 | Labor
[72 empty] | 2008 | 9 | 971 | 108 | 53 | 0 | 000 | 236.12 | SUPERVISORY S/T REDIST | 005069 | 005069 | Labor
[72 empty] | 2008 | 9 | 971 | 108 | 54 | 0 | 000 | 236.12 | SUPERVISORY S/T REDIST | 005069 | 005069 | Labor
[72 empty] | 2008 | 9 | 971 | 108 | 55 | 0 | 000 | 179.03 | SUPERVISORY S/T REDIST | 005069 | 005069 | Labor
[72 empty] | 2008 | 10 | 971 | 108 | 50 | 0 | 000 | 515.45 | SUPERVISORY S/T REDIST | 005069 | 005069 | Labor
[72 empty] | 2008 | 10 | 971 | 108 | 52 | 0 | 000 | 113.67 | SUPERVISORY S/T REDIST | 005069 | 005069 | Labor
[72 empty] | 2008 | 10 | 971 | 108 | 53 | 0 | 000 | 43.99 | SUPERVISORY S/T REDIST | 005069 | 005069 | Labor
[72 empty] | 2008 | 10 | 971 | 108 | 54 | 0 | 000 | 43.99 | SUPERVISORY S/T REDIST | 005069 | 005069 | Labor
[72 empty] | 2008 | 10 | 971 | 108 | 55 | 0 | 000 | 91.51 | SUPERVISORY S/T REDIST | 005069 | 005069 | Labor
[72 empty] | 2008 | 11 | 971 | 108 | 50 | 0 | 000 | 508.39 | SUPERVISORY S/T REDIST | 005069 | 005069 | Labor
[72 empty] | 2008 | 11 | 971 | 108 | 51 | 0 | 000 | 68.26 | SUPERVISORY S/T REDIST | 005069 | 005069 | Labor
[72 empty] | 2008 | 11 | 971 | 108 | 52 | 0 | 000 | 34.18 | SUPERVISORY S/T REDIST | 005069 | 005069 | Labor
[72 empty] | 2008 | 11 | 971 | 108 | 53 | 0 | 000 | 34.18 | SUPERVISORY S/T REDIST | 005069 | 005069 | Labor
[72 empty] | 2008 | 11 | 971 | 108 | 54 | 0 | 000 | 86.98 | SUPERVISORY S/T REDIST | 005069 | 005069 | Labor
[72 empty] | 2008 | 11 | 971 | 108 | 55 | 0 | 000 | 150.85 | SUPERVISORY S/T REDIST | 005069 | 005069 | Labor
[72 empty] | 2008 | 11 | 971 | 108 | 56 | 0 | 000 | 31.94 | SUPERVISORY S/T REDIST | 005069 | 005069 | Labor
[72 empty] | 2008 | 12 | 971 | 108 | 50 | 0 | 000 | 1395.42 | SUPERVISORY S/T REDIST | 005069 | 005069 | Labor
[72 empty] | 2008 | 12 | 971 | 108 | 51 | 0 | 000 | 39.82 | SUPERVISORY S/T REDIST | 005069 | 005069 | Labor
[72 empty] | 2008 | 12 | 971 | 108 | 54 | 0 | 000 | 183.56 | SUPERVISORY S/T REDIST | 005069 | 005069 | Labor
[72 empty] | 2008 | 12 | 971 | 108 | 55 | 0 | 000 | 183.56 | SUPERVISORY S/T REDIST | 005069 | 005069 | Labor
[72 empty] | 2009 | 1 | 971 | 108 | 50 | 0 | 000 | 2411.26 | SUPERVISORY S/T REDIST | 005069 | 005069 | Labor
[72 empty] | 2009 | 1 | 971 | 108 | 52 | 0 | 000 | 75.14 | SUPERVISORY S/T REDIST | 005069 | 005069 | Labor
[72 empty] | 2009 | 1 | 971 | 108 | 53 | 0 | 000 | 75.14 | SUPERVISORY S/T REDIST | 005069 | 005069 | Labor
[72 empty] | 2009 | 2 | 971 | 108 | 50 | 0 | 000 | 427.01 | SUPERVISORY S/T REDIST | 005069 | 005069 | Labor
[72 empty] | 2009 | 2 | 971 | 108 | 52 | 0 | 000 | 55.32 | SUPERVISORY S/T REDIST | 005069 | 005069 | Labor
[72 empty] | 2009 | 3 | 971 | 108 | 50 | 0 | 000 | 313.46 | SUPERVISORY S/T REDIST | 005069 | 005069 | Labor
[72 empty] | 2009 | 3 | 971 | 108 | 52 | 0 | 000 | 42.14 | SUPERVISORY S/T REDIST | 005069 | 005069 | Labor
[72 empty] | 2009 | 3 | 971 | 108 | 53 | 0 | 000 | 42.14 | SUPERVISORY S/T REDIST | 005069 | 005069 | Labor
[72 empty] | 2009 | 4 | 971 | 108 | 50 | 0 | 000 | 659.49 | SUPERVISORY S/T REDIST | 005069 | 005069 | Labor
[72 empty] | 2009 | 4 | 971 | 108 | 51 | 0 | 000 | 20.66 | SUPERVISORY S/T REDIST | 005069 | 005069 | Labor
[72 empty] | 2009 | 4 | 971 | 108 | 53 | 0 | 000 | 74.43 | SUPERVISORY S/T REDIST | 005069 | 005069 | Labor
[72 empty] | 2009 | 4 | 971 | 108 | 54 | 0 | 000 | 74.43 | SUPERVISORY S/T REDIST | 005069 | 005069 | Labor
[72 empty] | 2009 | 4 | 971 | 108 | 56 | 0 | 000 | 20.66 | SUPERVISORY S/T REDIST | 005069 | 005069 | Labor
[72 empty] | 2009 | 5 | 971 | 108 | 50 | 0 | 000 | 389.04 | SUPERVISORY S/T REDIST | 005069 | 005069 | Labor
[72 empty] | 2009 | 5 | 971 | 108 | 56 | 0 | 000 | 77.06 | SUPERVISORY S/T REDIST | 005069 | 005069 | Labor
[72 empty] | 2009 | 6 | 971 | 108 | 50 | 0 | 000 | 514.73 | SUPERVISORY S/T REDIST | 005069 | 005069 | Labor
[72 empty] | 2009 | 7 | 971 | 108 | 50 | 0 | 000 | 632.55 | SUPERVISORY S/T REDIST | 005069 | 005069 | Labor
[72 empty] | 2009 | 7 | 971 | 108 | 51 | 0 | 000 | 12.81 | SUPERVISORY S/T REDIST | 005069 | 005069 | Labor
[72 empty] | 2009 | 8 | 971 | 108 | 50 | 0 | 000 | 336.18 | SUPERVISORY S/T REDIST | 005069 | 005069 | Labor
[72 empty] | 2009 | 9 | 971 | 108 | 50 | 0 | 000 | 435.39 | SUPERVISORY S/T REDIST | 005069 | 005069 | Labor
[72 empty] | 2009 | 9 | 971 | 108 | 56 | 0 | 000 | 67.2 | SUPERVISORY S/T REDIST | 005069 | 005069 | Labor
[72 empty] | 2009 | 10 | 971 | 108 | 50 | 0 | 000 | 511.43 | SUPERVISORY S/T REDIST | 005069 | 005069 | Labor
[72 empty] | 2009 | 10 | 971 | 108 | 53 | 0 | 000 | 38.03 | SUPERVISORY S/T REDIST | 005069 | 005069 | Labor
[72 empty] | 2009 | 10 | 971 | 108 | 56 | 0 | 000 | 402.95 | SUPERVISORY S/T REDIST | 005069 | 005069 | Labor
[72 empty] | 2009 | 11 | 971 | 108 | 50 | 0 | 000 | 41.46 | SUPERVISORY S/T REDIST | 005069 | 005069 | Labor
[72 empty] | 2009 | 11 | 971 | 108 | 56 | 0 | 000 | 132.27 | SUPERVISORY S/T REDIST | 005069 | 005069 | Labor
[72 empty] | 2009 | 12 | 971 | 108 | 53 | 0 | 000 | 138.9 | SUPERVISORY S/T REDIST | 005069 | 005069 | Labor
[72 empty] | 2009 | 12 | 971 | 108 | 56 | 0 | 000 | 97.23 | SUPERVISORY S/T REDIST | 005069 | 005069 | Labor
[72 empty] | 2010 | 1 | 971 | 108 | 53 | 0 | 000 | 164.31 | SUPERVISORY S/T REDIST | 005069 | 005069 | Labor
[72 empty] | 2010 | 2 | 971 | 108 | 50 | 0 | 000 | 15.22 | SUPERVISORY S/T REDIST | 005069 | 005069 | Labor
[72 empty] | 2010 | 2 | 971 | 108 | 53 | 0 | 000 | 38.18 | SUPERVISORY S/T REDIST | 005069 | 005069 | Labor
[72 empty] | 2010 | 3 | 971 | 108 | 50 | 0 | 000 | 17.9 | SUPERVISORY S/T REDIST | 005069 | 005069 | Labor
[72 empty] | 2010 | 3 | 971 | 108 | 53 | 0 | 000 | 45.29 | SUPERVISORY S/T REDIST | 005069 | 005069 | Labor
[72 empty] | 2010 | 4 | 971 | 108 | 50 | 0 | 000 | 110.4 | SUPERVISORY S/T REDIST | 005069 | 005069 | Labor
[72 empty] | 2010 | 4 | 971 | 108 | 53 | 0 | 000 | 80.92 | SUPERVISORY S/T REDIST | 005069 | 005069 | Labor
[72 empty] | 2010 | 4 | 971 | 108 | 56 | 0 | 000 | 115.6 | SUPERVISORY S/T REDIST | 005069 | 005069 | Labor
[72 empty] | 2010 | 5 | 971 | 108 | 50 | 0 | 000 | 154.98 | SUPERVISORY S/T REDIST | 005069 | 005069 | Labor
[72 empty] | 2010 | 5 | 971 | 108 | 54 | 0 | 000 | 88.91 | SUPERVISORY S/T REDIST | 005069 | 005069 | Labor
[72 empty] | 2010 | 5 | 971 | 108 | 56 | 0 | 000 | 355.66 | SUPERVISORY S/T REDIST | 005069 | 005069 | Labor
[72 empty] | 2010 | 6 | 971 | 108 | 50 | 0 | 000 | 66.51 | SUPERVISORY S/T REDIST | 005069 | 005069 | Labor
[72 empty] | 2010 | 6 | 971 | 108 | 51 | 0 | 000 | 68.22 | SUPERVISORY S/T REDIST | 005069 | 005069 | Labor
[72 empty] | 2010 | 6 | 971 | 108 | 54 | 0 | 000 | 18.62 | SUPERVISORY S/T REDIST | 005069 | 005069 | Labor
[72 empty] | 2010 | 6 | 971 | 108 | 56 | 0 | 000 | 37.23 | SUPERVISORY S/T REDIST | 005069 | 005069 | Labor
[72 empty] | 2010 | 7 | 971 | 108 | 50 | 0 | 000 | 1906.02 | SUPERVISORY S/T REDIST | 005069 | 005069 | Labor
[72 empty] | 2010 | 7 | 971 | 108 | 51 | 0 | 000 | 1546.91 | SUPERVISORY S/T REDIST | 005069 | 005069 | Labor
[72 empty] | 2010 | 7 | 971 | 108 | 52 | 0 | 000 | 1305.64 | SUPERVISORY S/T REDIST | 005069 | 005069 | Labor
[72 empty] | 2010 | 7 | 971 | 108 | 54 | 0 | 000 | 646.39 | SUPERVISORY S/T REDIST | 005069 | 005069 | Labor
[72 empty] | 2010 | 7 | 971 | 108 | 56 | 0 | 000 | 623.22 | SUPERVISORY S/T REDIST | 005069 | 005069 | Labor
[72 empty] | 2010 | 8 | 971 | 108 | 50 | 0 | 000 | 696.28 | SUPERVISORY S/T REDIST | 005069 | 005069 | Labor
[72 empty] | 2010 | 8 | 971 | 108 | 51 | 0 | 000 | 495.25 | SUPERVISORY S/T REDIST | 005069 | 005069 | Labor
[72 empty] | 2010 | 8 | 971 | 108 | 52 | 0 | 000 | 298.35 | SUPERVISORY S/T REDIST | 005069 | 005069 | Labor
[72 empty] | 2010 | 8 | 971 | 108 | 56 | 0 | 000 | 323.14 | SUPERVISORY S/T REDIST | 005069 | 005069 | Labor
[72 empty] | 2010 | 9 | 971 | 108 | 50 | 0 | 000 | 1926.28 | SUPERVISORY S/T REDIST | 005069 | 005069 | Labor
[72 empty] | 2010 | 9 | 971 | 108 | 56 | 0 | 000 | 1284.21 | SUPERVISORY S/T REDIST | 005069 | 005069 | Labor
[72 empty] | 2010 | 10 | 971 | 108 | 50 | 0 | 000 | 177.22 | SUPERVISORY S/T REDIST | 005069 | 005069 | Labor
[72 empty] | 2010 | 10 | 971 | 108 | 51 | 0 | 000 | 220.37 | SUPERVISORY S/T REDIST | 005069 | 005069 | Labor
[72 empty] | 2010 | 10 | 971 | 108 | 52 | 0 | 000 | 66.78 | SUPERVISORY S/T REDIST | 005069 | 005069 | Labor
[72 empty] | 2010 | 10 | 971 | 108 | 56 | 0 | 000 | 52.65 | SUPERVISORY S/T REDIST | 005069 | 005069 | Labor
[72 empty] | 2010 | 11 | 971 | 108 | 50 | 0 | 000 | 605.25 | SUPERVISORY S/T REDIST | 005069 | 005069 | Labor
[72 empty] | 2010 | 11 | 971 | 108 | 51 | 0 | 000 | 568.23 | SUPERVISORY S/T REDIST | 005069 | 005069 | Labor
[72 empty] | 2010 | 11 | 971 | 108 | 52 | 0 | 000 | 174.22 | SUPERVISORY S/T REDIST | 005069 | 005069 | Labor
[72 empty] | 2010 | 11 | 971 | 108 | 56 | 0 | 000 | 65.46 | SUPERVISORY S/T REDIST | 005069 | 005069 | Labor
[72 empty] | 2010 | 12 | 971 | 108 | 50 | 0 | 000 | 2509.93 | SUPERVISORY S/T REDIST | 005069 | 005069 | Labor
[72 empty] | 2010 | 12 | 971 | 108 | 51 | 0 | 000 | 1719.12 | SUPERVISORY S/T REDIST | 005069 | 005069 | Labor
[72 empty] | 2010 | 12 | 971 | 108 | 52 | 0 | 000 | 200.72 | SUPERVISORY S/T REDIST | 005069 | 005069 | Labor
[72 empty] | 2010 | 12 | 971 | 108 | 56 | 0 | 000 | 239.35 | SUPERVISORY S/T REDIST | 005069 | 005069 | Labor
[72 empty] | 2007 | 3 | 972 | 108 | 50 | 0 | 000 | 11.82 | SUPERVISORY S/T REDIST | 005069 | 005069 | Labor
[72 empty] | 2007 | 3 | 972 | 108 | 51 | 0 | 000 | 11.82 | SUPERVISORY S/T REDIST | 005069 | 005069 | Labor
[72 empty] | 2007 | 3 | 972 | 108 | 52 | 0 | 000 | 11.82 | SUPERVISORY S/T REDIST | 005069 | 005069 | Labor
[72 empty] | 2007 | 3 | 972 | 108 | 53 | 0 | 000 | 11.82 | SUPERVISORY S/T REDIST | 005069 | 005069 | Labor
[72 empty] | 2007 | 4 | 972 | 108 | 51 | 0 | 000 | 12.13 | SUPERVISORY S/T REDIST | 005069 | 005069 | Labor
[72 empty] | 2007 | 4 | 972 | 108 | 52 | 0 | 000 | 12.13 | SUPERVISORY S/T REDIST | 005069 | 005069 | Labor
[72 empty] | 2007 | 5 | 972 | 108 | 53 | 0 | 000 | 6.12 | SUPERVISORY S/T REDIST | 005069 | 005069 | Labor
[72 empty] | 2007 | 5 | 972 | 108 | 54 | 0 | 000 | 6.12 | SUPERVISORY S/T REDIST | 005069 | 005069 | Labor
[72 empty] | 2007 | 6 | 972 | 108 | 51 | 0 | 000 | 10.47 | SUPERVISORY S/T REDIST | 005069 | 005069 | Labor
[72 empty] | 2007 | 7 | 972 | 108 | 53 | 0 | 000 | 16.8 | SUPERVISORY S/T REDIST | 005069 | 005069 | Labor
[72 empty] | 2007 | 7 | 972 | 108 | 54 | 0 | 000 | 16.8 | SUPERVISORY S/T REDIST | 005069 | 005069 | Labor
[72 empty] | 2007 | 8 | 972 | 108 | 52 | 0 | 000 | 56.02 | SUPERVISORY S/T REDIST | 005069 | 005069 | Labor
[72 empty] | 2007 | 8 | 972 | 108 | 53 | 0 | 000 | 56.03 | SUPERVISORY S/T REDIST | 005069 | 005069 | Labor
[72 empty] | 2007 | 8 | 972 | 108 | 54 | 0 | 000 | 56.03 | SUPERVISORY S/T REDIST | 005069 | 005069 | Labor
[72 empty] | 2007 | 9 | 972 | 108 | 52 | 0 | 000 | 87.87 | SUPERVISORY S/T REDIST | 005069 | 005069 | Labor
[72 empty] | 2007 | 9 | 972 | 108 | 53 | 0 | 000 | 87.87 | SUPERVISORY S/T REDIST | 005069 | 005069 | Labor
[72 empty] | 2007 | 9 | 972 | 108 | 54 | 0 | 000 | 87.87 | SUPERVISORY S/T REDIST | 005069 | 005069 | Labor
[72 empty] | 2007 | 10 | 972 | 108 | 52 | 0 | 000 | 81.03 | SUPERVISORY S/T REDIST | 005069 | 005069 | Labor
[72 empty] | 2007 | 10 | 972 | 108 | 53 | 0 | 000 | 81.03 | SUPERVISORY S/T REDIST | 005069 | 005069 | Labor
[72 empty] | 2007 | 10 | 972 | 108 | 54 | 0 | 000 | 81.03 | SUPERVISORY S/T REDIST | 005069 | 005069 | Labor
[72 empty] | 2007 | 11 | 972 | 108 | 52 | 0 | 000 | 167.86 | SUPERVISORY S/T REDIST | 005069 | 005069 | Labor
[72 empty] | 2007 | 11 | 972 | 108 | 53 | 0 | 000 | 167.86 | SUPERVISORY S/T REDIST | 005069 | 005069 | Labor
[72 empty] | 2007 | 11 | 972 | 108 | 54 | 0 | 000 | 167.86 | SUPERVISORY S/T REDIST | 005069 | 005069 | Labor
[72 empty] | 2007 | 12 | 972 | 108 | 52 | 0 | 000 | 86.36 | SUPERVISORY S/T REDIST | 005069 | 005069 | Labor
[72 empty] | 2007 | 12 | 972 | 108 | 53 | 0 | 000 | 86.36 | SUPERVISORY S/T REDIST | 005069 | 005069 | Labor
[72 empty] | 2007 | 12 | 972 | 108 | 54 | 0 | 000 | 86.36 | SUPERVISORY S/T REDIST | 005069 | 005069 | Labor
[72 empty] | 2008 | 1 | 972 | 108 | 52 | 0 | 000 | 179.69 | SUPERVISORY S/T REDIST | 005069 | 005069 | Labor
[72 empty] | 2008 | 1 | 972 | 108 | 53 | 0 | 000 | 179.68 | SUPERVISORY S/T REDIST | 005069 | 005069 | Labor
[72 empty] | 2008 | 1 | 972 | 108 | 54 | 0 | 000 | 179.68 | SUPERVISORY S/T REDIST | 005069 | 005069 | Labor
[72 empty] | 2009 | 3 | 972 | 108 | 51 | 0 | 000 | 67.62 | SUPERVISORY S/T REDIST | 005069 | 005069 | Labor
[72 empty] | 2009 | 4 | 972 | 108 | 51 | 0 | 000 | 203.43 | SUPERVISORY S/T REDIST | 005069 | 005069 | Labor
[72 empty] | 2009 | 7 | 972 | 108 | 50 | 0 | 000 | 138.02 | SUPERVISORY S/T REDIST | 005069 | 005069 | Labor
[72 empty] | 2009 | 8 | 972 | 108 | 50 | 0 | 000 | 72.53 | SUPERVISORY S/T REDIST | 005069 | 005069 | Labor
[72 empty] | 2009 | 9 | 972 | 108 | 50 | 0 | 000 | 39.81 | SUPERVISORY S/T REDIST | 005069 | 005069 | Labor
[72 empty] | 2009 | 10 | 972 | 108 | 50 | 0 | 000 | 130.72 | SUPERVISORY S/T REDIST | 005069 | 005069 | Labor
[72 empty] | 2009 | 11 | 972 | 108 | 50 | 0 | 000 | 89.32 | SUPERVISORY S/T REDIST | 005069 | 005069 | Labor
[72 empty] | 2009 | 12 | 972 | 108 | 50 | 0 | 000 | 149.04 | SUPERVISORY S/T REDIST | 005069 | 005069 | Labor
[72 empty] | 2010 | 1 | 972 | 108 | 50 | 0 | 000 | 51.64 | SUPERVISORY S/T REDIST | 005069 | 005069 | Labor
[72 empty] | 2010 | 2 | 972 | 108 | 50 | 0 | 000 | 42.63 | SUPERVISORY S/T REDIST | 005069 | 005069 | Labor
[72 empty] | 2010 | 3 | 972 | 108 | 50 | 0 | 000 | 29.97 | SUPERVISORY S/T REDIST | 005069 | 005069 | Labor
[72 empty] | 2010 | 4 | 972 | 108 | 50 | 0 | 000 | 54.87 | SUPERVISORY S/T REDIST | 005069 | 005069 | Labor
[72 empty] | 2010 | 5 | 972 | 108 | 50 | 0 | 000 | 34.63 | SUPERVISORY S/T REDIST | 005069 | 005069 | Labor
[72 empty] | 2010 | 6 | 972 | 108 | 50 | 0 | 000 | 46.3 | SUPERVISORY S/T REDIST | 005069 | 005069 | Labor
[72 empty] | 2010 | 7 | 972 | 108 | 50 | 0 | 000 | 94.96 | SUPERVISORY S/T REDIST | 005069 | 005069 | Labor
[72 empty] | 2010 | 7 | 972 | 108 | 51 | 0 | 000 | 387.22 | SUPERVISORY S/T REDIST | 005069 | 005069 | Labor
[72 empty] | 2010 | 7 | 972 | 108 | 52 | 0 | 000 | 258.15 | SUPERVISORY S/T REDIST | 005069 | 005069 | Labor
[72 empty] | 2010 | 8 | 972 | 108 | 51 | 0 | 000 | 182.37 | SUPERVISORY S/T REDIST | 005069 | 005069 | Labor
[72 empty] | 2010 | 8 | 972 | 108 | 52 | 0 | 000 | 182.37 | SUPERVISORY S/T REDIST | 005069 | 005069 | Labor
[72 empty] | 2010 | 9 | 972 | 108 | 50 | 0 | 000 | 85.52 | SUPERVISORY S/T REDIST | 005069 | 005069 | Labor
[72 empty] | 2010 | 9 | 972 | 108 | 51 | 0 | 000 | 174.78 | SUPERVISORY S/T REDIST | 005069 | 005069 | Labor
[72 empty] | 2010 | 9 | 972 | 108 | 52 | 0 | 000 | 48.34 | SUPERVISORY S/T REDIST | 005069 | 005069 | Labor
[72 empty] | 2010 | 9 | 972 | 108 | 54 | 0 | 000 | 8.23 | SUPERVISORY S/T REDIST | 005069 | 005069 | Labor
[72 empty] | 2010 | 9 | 972 | 108 | 55 | 0 | 000 | 8.23 | SUPERVISORY S/T REDIST | 005069 | 005069 | Labor
[72 empty] | 2010 | 9 | 972 | 108 | 56 | 0 | 000 | 41.13 | SUPERVISORY S/T REDIST | 005069 | 005069 | Labor
[72 empty] | 2010 | 10 | 972 | 108 | 50 | 0 | 000 | 30.45 | SUPERVISORY S/T REDIST | 005069 | 005069 | Labor
[72 empty] | 2010 | 10 | 972 | 108 | 51 | 0 | 000 | 6.49 | SUPERVISORY S/T REDIST | 005069 | 005069 | Labor
[72 empty] | 2010 | 10 | 972 | 108 | 52 | 0 | 000 | 6.49 | SUPERVISORY S/T REDIST | 005069 | 005069 | Labor
[72 empty] | 2010 | 10 | 972 | 108 | 56 | 0 | 000 | 5.12 | SUPERVISORY S/T REDIST | 005069 | 005069 | Labor
[72 empty] | 2007 | 3 | 973 | 108 | 51 | 0 | 000 | 5.91 | SUPERVISORY S/T REDIST | 005069 | 005069 | Labor
[72 empty] | 2007 | 4 | 973 | 108 | 50 | 0 | 000 | 8.96 | SUPERVISORY S/T REDIST | 005069 | 005069 | Labor
[72 empty] | 2007 | 5 | 973 | 108 | 50 | 0 | 000 | 46.46 | SUPERVISORY S/T REDIST | 005069 | 005069 | Labor
[72 empty] | 2007 | 6 | 973 | 108 | 50 | 0 | 000 | 95.39 | SUPERVISORY S/T REDIST | 005069 | 005069 | Labor
[72 empty] | 2007 | 7 | 973 | 108 | 50 | 0 | 000 | 280.75 | SUPERVISORY S/T REDIST | 005069 | 005069 | Labor
[72 empty] | 2007 | 8 | 973 | 108 | 50 | 0 | 000 | 66 | SUPERVISORY S/T REDIST | 005069 | 005069 | Labor
[72 empty] | 2009 | 9 | 992 | 108 | 50 | 0 | 000 | 48.21 | SUPERVISORY S/T REDIST | 005069 | 005069 | Labor
[72 empty] | 2009 | 10 | 992 | 108 | 50 | 0 | 000 | 955.85 | SUPERVISORY S/T REDIST | 005069 | 005069 | Labor
[72 empty] | 2009 | 11 | 992 | 108 | 50 | 0 | 000 | 135.73 | SUPERVISORY S/T REDIST | 005069 | 005069 | Labor
[72 empty] | 2009 | 12 | 992 | 108 | 50 | 0 | 000 | 902.98 | SUPERVISORY S/T REDIST | 005069 | 005069 | Labor
[72 empty] | 2010 | 1 | 992 | 108 | 50 | 0 | 000 | 756.41 | SUPERVISORY S/T REDIST | 005069 | 005069 | Labor
[72 empty] | 2010 | 2 | 992 | 108 | 50 | 0 | 000 | 100.95 | SUPERVISORY S/T REDIST | 005069 | 005069 | Labor
[72 empty] | 2010 | 3 | 992 | 108 | 50 | 0 | 000 | 150.17 | SUPERVISORY S/T REDIST | 005069 | 005069 | Labor
[72 empty] | 2010 | 4 | 992 | 108 | 50 | 0 | 000 | 485.74 | SUPERVISORY S/T REDIST | 005069 | 005069 | Labor
[72 empty] | 2010 | 5 | 992 | 108 | 50 | 0 | 000 | 658.76 | SUPERVISORY S/T REDIST | 005069 | 005069 | Labor
[72 empty] | 2010 | 6 | 992 | 108 | 50 | 0 | 000 | 220.53 | SUPERVISORY S/T REDIST | 005069 | 005069 | Labor
[72 empty] | 2010 | 7 | 992 | 108 | 50 | 0 | 000 | 632.17 | SUPERVISORY S/T REDIST | 005069 | 005069 | Labor
[72 empty] | 2010 | 8 | 992 | 108 | 50 | 0 | 000 | 550.5 | SUPERVISORY S/T REDIST | 005069 | 005069 | Labor
[72 empty] | 2010 | 9 | 992 | 108 | 50 | 0 | 000 | 229.92 | SUPERVISORY S/T REDIST | 005069 | 005069 | Labor
[72 empty] | 2010 | 10 | 992 | 108 | 50 | 0 | 000 | 221.14 | SUPERVISORY S/T REDIST | 005069 | 005069 | Labor
[72 empty] | 2010 | 11 | 992 | 108 | 50 | 0 | 000 | 460.09 | SUPERVISORY S/T REDIST | 005069 | 005069 | Labor
[72 empty] | 2010 | 12 | 992 | 108 | 50 | 0 | 000 | 1672.52 | SUPERVISORY S/T REDIST | 005069 | 005069 | Labor
[72 empty] | 2009 | 1 | 922 | 108 | 50 | 6 | 000 | 13.72 | 16310 CLEAR 00.4293 | 005092 | 005092 | Materials
[72 empty] | 2007 | 3 | 936 | 108 | 53 | 6 | 000 | 12.15 | 16310 CLEAR 00.5031 | 005092 | 005092 | Materials
[72 empty] | 2007 | 3 | 936 | 108 | 54 | 6 | 000 | 60.46 | 16310 CLEAR 00.5031 | 005092 | 005092 | Materials
[72 empty] | 2007 | 4 | 936 | 108 | 54 | 6 | 000 | 1183.77 | 16310 CLEAR 00.5832 | 005092 | 005092 | Materials
[72 empty] | 2007 | 4 | 936 | 108 | 56 | 6 | 000 | 19.75 | 16310 CLEAR 00.5832 | 005092 | 005092 | Materials
[72 empty] | 2007 | 7 | 936 | 108 | 50 | 6 | 000 | 862.07 | 16310 CLEAR 00.4250 | 005092 | 005092 | Materials
[72 empty] | 2007 | 7 | 936 | 108 | 51 | 6 | 000 | 394.25 | 16310 CLEAR 00.4250 | 005092 | 005092 | Materials
[72 empty] | 2007 | 7 | 936 | 108 | 56 | 6 | 000 | 0 | 16310 CLEAR 00.4250 | 005092 | 005092 | Materials
[72 empty] | 2007 | 8 | 936 | 108 | 50 | 6 | 000 | 63.71 | 16310 CLEAR 00.3239 | 005092 | 005092 | Materials
[72 empty] | 2007 | 8 | 936 | 108 | 53 | 6 | 000 | 7.59 | 16310 CLEAR 00.3239 | 005092 | 005092 | Materials
[72 empty] | 2007 | 9 | 936 | 108 | 50 | 6 | 000 | 363.51 | 16310 CLEAR 00.3371 | 005092 | 005092 | Materials
[72 empty] | 2007 | 10 | 936 | 108 | 50 | 6 | 000 | 157.68 | 16310 CLEAR 00.3229 | 005092 | 005092 | Materials
[72 empty] | 2007 | 11 | 936 | 108 | 50 | 6 | 000 | 0 | 16310 CLEAR 00.1896 | 005092 | 005092 | Materials
[72 empty] | 2007 | 11 | 936 | 108 | 50 | 6 | 100 | 3.82 | 16310 CLEAR 00.1896 | 005092 | 005092 | Materials
[72 empty] | 2007 | 11 | 936 | 108 | 51 | 6 | 000 | 387.53 | 16310 CLEAR 00.1896 | 005092 | 005092 | Materials
[72 empty] | 2007 | 11 | 936 | 108 | 56 | 6 | 000 | 285.1 | 16310 CLEAR 00.1896 | 005092 | 005092 | Materials
[72 empty] | 2007 | 12 | 936 | 108 | 50 | 6 | 000 | 38.4 | 16310 CLEAR 00.5093 | 005092 | 005092 | Materials
[72 empty] | 2007 | 12 | 936 | 108 | 51 | 6 | 000 | 688.75 | 16310 CLEAR 00.5093 | 005092 | 005092 | Materials
[72 empty] | 2007 | 12 | 936 | 108 | 55 | 6 | 100 | 250.76 | 16310 CLEAR 00.5093 | 005092 | 005092 | Materials
[72 empty] | 2007 | 12 | 936 | 108 | 56 | 6 | 000 | 1003.57 | 16310 CLEAR 00.5093 | 005092 | 005092 | Materials
[72 empty] | 2008 | 1 | 936 | 108 | 54 | 6 | 000 | 915.4 | 16310 CLEAR 00.4381 | 005092 | 005092 | Materials
[72 empty] | 2008 | 2 | 936 | 108 | 54 | 6 | 000 | 4.52 | 16310 CLEAR 00.4516 | 005092 | 005092 | Materials
[72 empty] | 2008 | 3 | 936 | 108 | 53 | 6 | 000 | 0 | 16310 CLEAR 00.2924 | 005092 | 005092 | Materials
[72 empty] | 2008 | 3 | 936 | 108 | 54 | 6 | 000 | 2.27 | 16310 CLEAR 00.2924 | 005092 | 005092 | Materials
[72 empty] | 2008 | 3 | 936 | 108 | 55 | 6 | 000 | 0 | 16310 CLEAR 00.2924 | 005092 | 005092 | Materials
[72 empty] | 2008 | 5 | 936 | 108 | 50 | 6 | 000 | 51.8 | 16310 CLEAR 00.4633 | 005092 | 005092 | Materials
[72 empty] | 2008 | 5 | 936 | 108 | 56 | 6 | 000 | 46.91 | 16310 CLEAR 00.4633 | 005092 | 005092 | Materials
[72 empty] | 2008 | 6 | 936 | 108 | 50 | 6 | 000 | 437.8 | 16310 CLEAR 00.5543 | 005092 | 005092 | Materials
[72 empty] | 2008 | 6 | 936 | 108 | 54 | 6 | 000 | 43.21 | 16310 CLEAR 00.5543 | 005092 | 005092 | Materials
[72 empty] | 2008 | 7 | 936 | 108 | 50 | 6 | 000 | 691.41 | 16310 CLEAR 00.4995 | 005092 | 005092 | Materials
[72 empty] | 2008 | 8 | 936 | 108 | 50 | 6 | 000 | 1124.57 | 16310 CLEAR 00.7310 | 005092 | 005092 | Materials
[72 empty] | 2008 | 9 | 936 | 108 | 50 | 6 | 000 | 23.45 | 16310 CLEAR 00.2032 | 005092 | 005092 | Materials
[72 empty] | 2008 | 9 | 936 | 108 | 51 | 6 | 000 | 300.31 | 16310 CLEAR 00.2032 | 005092 | 005092 | Materials
[72 empty] | 2008 | 10 | 936 | 108 | 50 | 6 | 000 | 551.15 | 16310 CLEAR 00.3358 | 005092 | 005092 | Materials
[72 empty] | 2008 | 10 | 936 | 108 | 52 | 6 | 000 | 1324 | 16310 CLEAR 00.3358 | 005092 | 005092 | Materials
[72 empty] | 2008 | 11 | 936 | 108 | 50 | 6 | 000 | 194.35 | 16310 CLEAR 00.6883 | 005092 | 005092 | Materials
[72 empty] | 2008 | 11 | 936 | 108 | 52 | 6 | 000 | 256.34 | 16310 CLEAR 00.6883 | 005092 | 005092 | Materials
[72 empty] | 2008 | 11 | 936 | 108 | 54 | 6 | 000 | 77.05 | 16310 CLEAR 00.6883 | 005092 | 005092 | Materials
[72 empty] | 2008 | 12 | 936 | 108 | 50 | 6 | 000 | 28.64 | 16310 CLEAR 00.3289 | 005092 | 005092 | Materials
[72 empty] | 2008 | 12 | 936 | 108 | 52 | 6 | 000 | 1007.66 | 16310 CLEAR 00.3289 | 005092 | 005092 | Materials
[72 empty] | 2009 | 1 | 936 | 108 | 50 | 6 | 000 | 49.71 | 16310 CLEAR 00.4293 | 005092 | 005092 | Materials
[72 empty] | 2009 | 1 | 936 | 108 | 52 | 6 | 000 | 133.52 | 16310 CLEAR 00.4293 | 005092 | 005092 | Materials
[72 empty] | 2009 | 2 | 936 | 108 | 52 | 6 | 000 | 2569.82 | 16310 CLEAR 00.6193 | 005092 | 005092 | Materials
[72 empty] | 2009 | 3 | 936 | 108 | 50 | 6 | 000 | 76.45 | 16310 CLEAR 00.4441 | 005092 | 005092 | Materials
[72 empty] | 2009 | 3 | 936 | 108 | 52 | 6 | 000 | 1436.54 | 16310 CLEAR 00.4441 | 005092 | 005092 | Materials
[72 empty] | 2009 | 7 | 936 | 108 | 50 | 6 | 000 | 235.6 | 16310 CLEAR 00.4832 | 005092 | 005092 | Materials
[72 empty] | 2009 | 9 | 936 | 108 | 50 | 6 | 000 | 599.03 | 16310 CLEAR 00.3192 | 005092 | 005092 | Materials
[72 empty] | 2009 | 10 | 936 | 108 | 50 | 6 | 000 | 386.63 | 16310 CLEAR 00.1973 | 005092 | 005092 | Materials
[72 empty] | 2009 | 10 | 936 | 108 | 56 | 6 | 000 | 5.24 | 16310 CLEAR 00.1973 | 005092 | 005092 | Materials
[72 empty] | 2009 | 11 | 936 | 108 | 50 | 6 | 000 | 1440.89 | 16310 CLEAR 00.4416 | 005092 | 005092 | Materials
[72 empty] | 2009 | 12 | 936 | 108 | 50 | 6 | 000 | 1344.05 | 16310 CLEAR 00.1431 | 005092 | 005092 | Materials
[72 empty] | 2010 | 1 | 936 | 108 | 50 | 6 | 000 | 497.47 | 16310 CLEAR 00.2853 | 005092 | 005092 | Materials
[72 empty] | 2010 | 3 | 936 | 108 | 50 | 6 | 000 | 212.43 | 16310 CLEAR 00.2600 | 005092 | 005092 | Materials
[72 empty] | 2010 | 5 | 936 | 108 | 50 | 6 | 000 | 515.38 | 16310 CLEAR 00.1811 | 005092 | 005092 | Materials
[72 empty] | 2010 | 6 | 936 | 108 | 50 | 6 | 000 | 256.71 | 16310 CLEAR 00.5049 | 005092 | 005092 | Materials
[72 empty] | 2010 | 7 | 936 | 108 | 50 | 6 | 000 | 1280.6 | 16310 CLEAR 00.5775 | 005092 | 005092 | Materials
[72 empty] | 2010 | 8 | 936 | 108 | 50 | 6 | 000 | 1.33 | 16310 CLEAR 00.3942 | 005092 | 005092 | Materials
[72 empty] | 2010 | 9 | 936 | 108 | 50 | 6 | 000 | 44.2 | 16310 CLEAR 00.5223 | 005092 | 005092 | Materials
[72 empty] | 2010 | 10 | 936 | 108 | 50 | 6 | 000 | 2114.61 | 16310 CLEAR 00.7183 | 005092 | 005092 | Materials
[72 empty] | 2010 | 11 | 936 | 108 | 50 | 6 | 000 | 3967.37 | 16310 CLEAR 00.2475 | 005092 | 005092 | Materials
[72 empty] | 2010 | 12 | 936 | 108 | 50 | 6 | 000 | 1888.59 | 16310 CLEAR 00.6231 | 005092 | 005092 | Materials
[72 empty] | 2007 | 6 | 961 | 108 | 54 | 40 | 000 | 20954.82 | 16310 CLEAR 00.4322 | 005092 | 005092 | Salvage
[72 empty] | 2007 | 7 | 961 | 108 | 54 | 40 | 000 | 266.93 | 16310 CLEAR 00.4250 | 005092 | 005092 | Salvage
[72 empty] | 2010 | 8 | 961 | 108 | 50 | 6 | 000 | 38.83 | 16310 CLEAR 00.3942 | 005092 | 005092 | Materials
[72 empty] | 2007 | 4 | 967 | 108 | 54 | 6 | 000 | 221 | 16310 CLEAR 00.5832 | 005092 | 005092 | Materials
[72 empty] | 2007 | 11 | 967 | 108 | 50 | 6 | 100 | 205.53 | 16310 CLEAR 00.1896 | 005092 | 005092 | Materials
[72 empty] | 2007 | 11 | 967 | 108 | 55 | 6 | 100 | 184.16 | 16310 CLEAR 00.1896 | 005092 | 005092 | Materials
[72 empty] | 2007 | 12 | 967 | 108 | 55 | 6 | 100 | 27.58 | 16310 CLEAR 00.5093 | 005092 | 005092 | Materials
[72 empty] | 2008 | 2 | 967 | 108 | 50 | 6 | 000 | 119.68 | 16310 CLEAR 00.4516 | 005092 | 005092 | Materials
[72 empty] | 2008 | 12 | 967 | 108 | 50 | 6 | 010 | 271.23 | 16310 CLEAR 00.3289 | 005092 | 005092 | Materials
[72 empty] | 2010 | 3 | 967 | 108 | 50 | 6 | 000 | 50.16 | 16310 CLEAR 00.2600 | 005092 | 005092 | Materials
[72 empty] | 2010 | 4 | 967 | 108 | 50 | 6 | 000 | 2.85 | 16310 CLEAR 00.4152 | 005092 | 005092 | Materials
[72 empty] | 2010 | 5 | 967 | 108 | 50 | 6 | 000 | 106.81 | 16310 CLEAR 00.1811 | 005092 | 005092 | Materials
[72 empty] | 2010 | 6 | 967 | 108 | 50 | 6 | 000 | 54.54 | 16310 CLEAR 00.5049 | 005092 | 005092 | Materials
[72 empty] | 2010 | 7 | 967 | 108 | 50 | 6 | 000 | 2268.06 | 16310 CLEAR 00.5775 | 005092 | 005092 | Materials
[72 empty] | 2010 | 8 | 967 | 108 | 50 | 6 | 000 | 275.98 | 16310 CLEAR 00.3942 | 005092 | 005092 | Materials
[72 empty] | 2010 | 9 | 967 | 108 | 50 | 6 | 000 | 83.39 | 16310 CLEAR 00.5223 | 005092 | 005092 | Materials
[72 empty] | 2010 | 11 | 967 | 108 | 50 | 6 | 010 | 405.89 | 16310 CLEAR 00.2475 | 005092 | 005092 | Materials
[72 empty] | 2010 | 12 | 967 | 108 | 50 | 6 | 010 | 19.59 | 16310 CLEAR 00.6231 | 005092 | 005092 | Materials
[72 empty] | 2010 | 12 | 971 | 108 | 50 | 6 | 000 | 0 | 16310 CLEAR 00.6231 | 005092 | 005092 | Materials
[72 empty] | 2009 | 1 | 922 | 108 | 50 | 6 | 000 | 1.63 | 16311 CLEAR 00.1201 | 005093 | 005093 | Materials
[72 empty] | 2007 | 3 | 936 | 108 | 53 | 6 | 000 | 7.44 | 16311 CLEAR 00.3080 | 005093 | 005093 | Materials
[72 empty] | 2007 | 3 | 936 | 108 | 54 | 6 | 000 | 0 | 16311 CLEAR 00.3080 | 005093 | 005093 | Materials
[72 empty] | 2007 | 4 | 936 | 108 | 54 | 6 | 000 | 0 | 16311 CLEAR 00.2418 | 005093 | 005093 | Materials
[72 empty] | 2007 | 4 | 936 | 108 | 56 | 6 | 000 | 0 | 16311 CLEAR 00.2418 | 005093 | 005093 | Materials
[72 empty] | 2007 | 7 | 936 | 108 | 50 | 6 | 000 | 0 | 16311 CLEAR 00.2642 | 005093 | 005093 | Materials
[72 empty] | 2007 | 7 | 936 | 108 | 51 | 6 | 000 | 0 | 16311 CLEAR 00.2642 | 005093 | 005093 | Materials
[72 empty] | 2007 | 7 | 936 | 108 | 56 | 6 | 000 | 131.88 | 16311 CLEAR 00.2642 | 005093 | 005093 | Materials
[72 empty] | 2007 | 8 | 936 | 108 | 50 | 6 | 000 | 61.78 | 16311 CLEAR 00.2085 | 005093 | 005093 | Materials
[72 empty] | 2007 | 8 | 936 | 108 | 53 | 6 | 000 | 7.54 | 16311 CLEAR 00.2085 | 005093 | 005093 | Materials
[72 empty] | 2007 | 9 | 936 | 108 | 50 | 6 | 000 | 20.48 | 16311 CLEAR 00.3328 | 005093 | 005093 | Materials
[72 empty] | 2007 | 10 | 936 | 108 | 50 | 6 | 000 | 278.51 | 16311 CLEAR 00.3265 | 005093 | 005093 | Materials
[72 empty] | 2007 | 11 | 936 | 108 | 50 | 6 | 000 | 15.04 | 16311 CLEAR 00.4088 | 005093 | 005093 | Materials
[72 empty] | 2007 | 11 | 936 | 108 | 50 | 6 | 100 | 42.27 | 16311 CLEAR 00.4088 | 005093 | 005093 | Materials
[72 empty] | 2007 | 11 | 936 | 108 | 51 | 6 | 000 | 843.49 | 16311 CLEAR 00.4088 | 005093 | 005093 | Materials
[72 empty] | 2007 | 11 | 936 | 108 | 56 | 6 | 000 | 0 | 16311 CLEAR 00.4088 | 005093 | 005093 | Materials
[72 empty] | 2007 | 12 | 936 | 108 | 50 | 6 | 000 | 0 | 16311 CLEAR 00.3295 | 005093 | 005093 | Materials
[72 empty] | 2007 | 12 | 936 | 108 | 51 | 6 | 000 | 0 | 16311 CLEAR 00.3295 | 005093 | 005093 | Materials
[72 empty] | 2007 | 12 | 936 | 108 | 55 | 6 | 100 | 0 | 16311 CLEAR 00.3295 | 005093 | 005093 | Materials
[72 empty] | 2007 | 12 | 936 | 108 | 56 | 6 | 000 | 0 | 16311 CLEAR 00.3295 | 005093 | 005093 | Materials
[72 empty] | 2008 | 1 | 936 | 108 | 54 | 6 | 000 | 0 | 16311 CLEAR 00.1792 | 005093 | 005093 | Materials
[72 empty] | 2008 | 2 | 936 | 108 | 54 | 6 | 000 | 0 | 16311 CLEAR 00.1808 | 005093 | 005093 | Materials
[72 empty] | 2008 | 3 | 936 | 108 | 53 | 6 | 000 | 77.37 | 16311 CLEAR 00.2495 | 005093 | 005093 | Materials
[72 empty] | 2008 | 3 | 936 | 108 | 54 | 6 | 000 | 0 | 16311 CLEAR 00.2495 | 005093 | 005093 | Materials
[72 empty] | 2008 | 3 | 936 | 108 | 55 | 6 | 000 | 516.45 | 16311 CLEAR 00.2495 | 005093 | 005093 | Materials
[72 empty] | 2008 | 5 | 936 | 108 | 50 | 6 | 000 | 0 | 16311 CLEAR 00.1835 | 005093 | 005093 | Materials
[72 empty] | 2008 | 5 | 936 | 108 | 56 | 6 | 000 | 0 | 16311 CLEAR 00.1835 | 005093 | 005093 | Materials
[72 empty] | 2008 | 6 | 936 | 108 | 50 | 6 | 000 | 0 | 16311 CLEAR 00.2045 | 005093 | 005093 | Materials
[72 empty] | 2008 | 6 | 936 | 108 | 54 | 6 | 000 | 0 | 16311 CLEAR 00.2045 | 005093 | 005093 | Materials
[72 empty] | 2008 | 7 | 936 | 108 | 50 | 6 | 000 | 39.33 | 16311 CLEAR 00.2798 | 005093 | 005093 | Materials
[72 empty] | 2008 | 8 | 936 | 108 | 50 | 6 | 000 | 87.55 | 16311 CLEAR 00.2266 | 005093 | 005093 | Materials
[72 empty] | 2008 | 9 | 936 | 108 | 50 | 6 | 000 | 0 | 16311 CLEAR 00.1578 | 005093 | 005093 | Materials
[72 empty] | 2008 | 9 | 936 | 108 | 51 | 6 | 000 | 0 | 16311 CLEAR 00.1578 | 005093 | 005093 | Materials
[72 empty] | 2008 | 10 | 936 | 108 | 50 | 6 | 000 | 73.8 | 16311 CLEAR 00.1880 | 005093 | 005093 | Materials
[72 empty] | 2008 | 10 | 936 | 108 | 52 | 6 | 000 | 0 | 16311 CLEAR 00.1880 | 005093 | 005093 | Materials
[72 empty] | 2008 | 11 | 936 | 108 | 50 | 6 | 000 | 0 | 16311 CLEAR 00.1848 | 005093 | 005093 | Materials
[72 empty] | 2008 | 11 | 936 | 108 | 52 | 6 | 000 | 0 | 16311 CLEAR 00.1848 | 005093 | 005093 | Materials
[72 empty] | 2008 | 11 | 936 | 108 | 54 | 6 | 000 | 0 | 16311 CLEAR 00.1848 | 005093 | 005093 | Materials
[72 empty] | 2008 | 12 | 936 | 108 | 50 | 6 | 000 | 0 | 16311 CLEAR 00.2762 | 005093 | 005093 | Materials
[72 empty] | 2008 | 12 | 936 | 108 | 52 | 6 | 000 | 0 | 16311 CLEAR 00.2762 | 005093 | 005093 | Materials
[72 empty] | 2009 | 1 | 936 | 108 | 50 | 6 | 000 | 0 | 16311 CLEAR 00.1201 | 005093 | 005093 | Materials
[72 empty] | 2009 | 1 | 936 | 108 | 52 | 6 | 000 | 0 | 16311 CLEAR 00.1201 | 005093 | 005093 | Materials
[72 empty] | 2009 | 2 | 936 | 108 | 52 | 6 | 000 | 7.06 | 16311 CLEAR 00.1584 | 005093 | 005093 | Materials
[72 empty] | 2009 | 3 | 936 | 108 | 50 | 6 | 000 | 34.76 | 16311 CLEAR 00.2144 | 005093 | 005093 | Materials
[72 empty] | 2009 | 3 | 936 | 108 | 52 | 6 | 000 | 0 | 16311 CLEAR 00.2144 | 005093 | 005093 | Materials
[72 empty] | 2009 | 7 | 936 | 108 | 50 | 6 | 000 | 0 | 16311 CLEAR 00.2452 | 005093 | 005093 | Materials
[72 empty] | 2009 | 9 | 936 | 108 | 50 | 6 | 000 | 0 | 16311 CLEAR 00.2071 | 005093 | 005093 | Materials
[72 empty] | 2009 | 10 | 936 | 108 | 50 | 6 | 000 | 43.84 | 16311 CLEAR 00.1628 | 005093 | 005093 | Materials
[72 empty] | 2009 | 10 | 936 | 108 | 56 | 6 | 000 | 0 | 16311 CLEAR 00.1628 | 005093 | 005093 | Materials
[72 empty] | 2009 | 11 | 936 | 108 | 50 | 6 | 000 | 0 | 16311 CLEAR 00.2793 | 005093 | 005093 | Materials
[72 empty] | 2009 | 12 | 936 | 108 | 50 | 6 | 000 | 0 | 16311 CLEAR 00.0352 | 005093 | 005093 | Materials
[72 empty] | 2010 | 1 | 936 | 108 | 50 | 6 | 000 | 53.38 | 16311 CLEAR 00.3130 | 005093 | 005093 | Materials
[72 empty] | 2010 | 3 | 936 | 108 | 50 | 6 | 000 | 31.03 | 16311 CLEAR 00.1200 | 005093 | 005093 | Materials
[72 empty] | 2010 | 5 | 936 | 108 | 50 | 6 | 000 | 0 | 16311 CLEAR 00.2529 | 005093 | 005093 | Materials
[72 empty] | 2010 | 6 | 936 | 108 | 50 | 6 | 000 | 50.12 | 16311 CLEAR 00.2019 | 005093 | 005093 | Materials
[72 empty] | 2010 | 7 | 936 | 108 | 50 | 6 | 000 | 0 | 16311 CLEAR 00.1987 | 005093 | 005093 | Materials
[72 empty] | 2010 | 8 | 936 | 108 | 50 | 6 | 000 | 0 | 16311 CLEAR 00.1574 | 005093 | 005093 | Materials
[72 empty] | 2010 | 9 | 936 | 108 | 50 | 6 | 000 | 3.24 | 16311 CLEAR 00.1981 | 005093 | 005093 | Materials
[72 empty] | 2010 | 10 | 936 | 108 | 50 | 6 | 000 | 63.06 | 16311 CLEAR 00.2610 | 005093 | 005093 | Materials
[72 empty] | 2010 | 11 | 936 | 108 | 50 | 6 | 000 | 0 | 16311 CLEAR 00.3141 | 005093 | 005093 | Materials
[72 empty] | 2010 | 12 | 936 | 108 | 50 | 6 | 000 | 0 | 16311 CLEAR 00.4691 | 005093 | 005093 | Materials
[72 empty] | 2007 | 6 | 961 | 108 | 54 | 40 | 000 | 0 | 16311 CLEAR 00.2218 | 005093 | 005093 | Salvage
[72 empty] | 2007 | 7 | 961 | 108 | 54 | 40 | 000 | 0 | 16311 CLEAR 00.2642 | 005093 | 005093 | Salvage
[72 empty] | 2010 | 8 | 961 | 108 | 50 | 6 | 000 | 0 | 16311 CLEAR 00.1574 | 005093 | 005093 | Materials
[72 empty] | 2007 | 4 | 967 | 108 | 54 | 6 | 000 | 51.72 | 16311 CLEAR 00.2418 | 005093 | 005093 | Materials
[72 empty] | 2007 | 11 | 967 | 108 | 50 | 6 | 100 | 0 | 16311 CLEAR 00.4088 | 005093 | 005093 | Materials
[72 empty] | 2007 | 11 | 967 | 108 | 55 | 6 | 100 | 0 | 16311 CLEAR 00.4088 | 005093 | 005093 | Materials
[72 empty] | 2007 | 12 | 967 | 108 | 55 | 6 | 100 | 0 | 16311 CLEAR 00.3295 | 005093 | 005093 | Materials
[72 empty] | 2008 | 2 | 967 | 108 | 50 | 6 | 000 | 11.75 | 16311 CLEAR 00.1808 | 005093 | 005093 | Materials
[72 empty] | 2008 | 12 | 967 | 108 | 50 | 6 | 010 | 0 | 16311 CLEAR 00.2762 | 005093 | 005093 | Materials
[72 empty] | 2010 | 3 | 967 | 108 | 50 | 6 | 000 | 0 | 16311 CLEAR 00.1200 | 005093 | 005093 | Materials
[72 empty] | 2010 | 4 | 967 | 108 | 50 | 6 | 000 | 0 | 16311 CLEAR 00.1762 | 005093 | 005093 | Materials
[72 empty] | 2010 | 5 | 967 | 108 | 50 | 6 | 000 | 0 | 16311 CLEAR 00.2529 | 005093 | 005093 | Materials
[72 empty] | 2010 | 6 | 967 | 108 | 50 | 6 | 000 | 0 | 16311 CLEAR 00.2019 | 005093 | 005093 | Materials
[72 empty] | 2010 | 7 | 967 | 108 | 50 | 6 | 000 | 0 | 16311 CLEAR 00.1987 | 005093 | 005093 | Materials
[72 empty] | 2010 | 8 | 967 | 108 | 50 | 6 | 000 | 0 | 16311 CLEAR 00.1574 | 005093 | 005093 | Materials
[72 empty] | 2010 | 9 | 967 | 108 | 50 | 6 | 000 | 0 | 16311 CLEAR 00.1981 | 005093 | 005093 | Materials
[72 empty] | 2010 | 11 | 967 | 108 | 50 | 6 | 010 | 0 | 16311 CLEAR 00.3141 | 005093 | 005093 | Materials
[72 empty] | 2010 | 12 | 967 | 108 | 50 | 6 | 010 | 0 | 16311 CLEAR 00.4691 | 005093 | 005093 | Materials
[72 empty] | 2010 | 12 | 971 | 108 | 50 | 6 | 000 | 55.02 | 16311 CLEAR 00.4691 | 005093 | 005093 | Materials
[72 empty] | 2009 | 1 | 922 | 108 | 50 | 6 | 000 | 0 | 16312 CLEAR 00.0279 | 005094 | 005094 | Materials
[72 empty] | 2007 | 3 | 936 | 108 | 53 | 6 | 000 | 0 | 16312 CLEAR 00.0849 | 005094 | 005094 | Materials
[72 empty] | 2007 | 3 | 936 | 108 | 54 | 6 | 000 | 0 | 16312 CLEAR 00.0849 | 005094 | 005094 | Materials
[72 empty] | 2007 | 4 | 936 | 108 | 54 | 6 | 000 | 0 | 16312 CLEAR 00.0639 | 005094 | 005094 | Materials
[72 empty] | 2007 | 4 | 936 | 108 | 56 | 6 | 000 | 0 | 16312 CLEAR 00.0639 | 005094 | 005094 | Materials
[72 empty] | 2007 | 7 | 936 | 108 | 50 | 6 | 000 | 0 | 16312 CLEAR 00.1120 | 005094 | 005094 | Materials
[72 empty] | 2007 | 7 | 936 | 108 | 51 | 6 | 000 | 0 | 16312 CLEAR 00.1120 | 005094 | 005094 | Materials
[72 empty] | 2007 | 7 | 936 | 108 | 56 | 6 | 000 | 0 | 16312 CLEAR 00.1120 | 005094 | 005094 | Materials
[72 empty] | 2007 | 8 | 936 | 108 | 50 | 6 | 000 | 0 | 16312 CLEAR 00.0600 | 005094 | 005094 | Materials
[72 empty] | 2007 | 8 | 936 | 108 | 53 | 6 | 000 | 0 | 16312 CLEAR 00.0600 | 005094 | 005094 | Materials
[72 empty] | 2007 | 9 | 936 | 108 | 50 | 6 | 000 | 0 | 16312 CLEAR 00.0998 | 005094 | 005094 | Materials
[72 empty] | 2007 | 10 | 936 | 108 | 50 | 6 | 000 | 0 | 16312 CLEAR 00.0470 | 005094 | 005094 | Materials
[72 empty] | 2007 | 11 | 936 | 108 | 50 | 6 | 000 | 0 | 16312 CLEAR 00.0772 | 005094 | 005094 | Materials
[72 empty] | 2007 | 11 | 936 | 108 | 50 | 6 | 100 | 0 | 16312 CLEAR 00.0772 | 005094 | 005094 | Materials
[72 empty] | 2007 | 11 | 936 | 108 | 51 | 6 | 000 | 0 | 16312 CLEAR 00.0772 | 005094 | 005094 | Materials
[72 empty] | 2007 | 11 | 936 | 108 | 56 | 6 | 000 | 0 | 16312 CLEAR 00.0772 | 005094 | 005094 | Materials
[72 empty] | 2007 | 12 | 936 | 108 | 50 | 6 | 000 | 0 | 16312 CLEAR 00.1871 | 005094 | 005094 | Materials
[72 empty] | 2007 | 12 | 936 | 108 | 51 | 6 | 000 | 0 | 16312 CLEAR 00.1871 | 005094 | 005094 | Materials
[72 empty] | 2007 | 12 | 936 | 108 | 55 | 6 | 100 | 0 | 16312 CLEAR 00.1871 | 005094 | 005094 | Materials
[72 empty] | 2007 | 12 | 936 | 108 | 56 | 6 | 000 | 0 | 16312 CLEAR 00.1871 | 005094 | 005094 | Materials
[72 empty] | 2008 | 1 | 936 | 108 | 54 | 6 | 000 | 0 | 16312 CLEAR 00.0649 | 005094 | 005094 | Materials
[72 empty] | 2008 | 2 | 936 | 108 | 54 | 6 | 000 | 0 | 16312 CLEAR 00.0583 | 005094 | 005094 | Materials
[72 empty] | 2008 | 3 | 936 | 108 | 53 | 6 | 000 | 0 | 16312 CLEAR 00.0394 | 005094 | 005094 | Materials
[72 empty] | 2008 | 3 | 936 | 108 | 54 | 6 | 000 | 0 | 16312 CLEAR 00.0394 | 005094 | 005094 | Materials
[72 empty] | 2008 | 3 | 936 | 108 | 55 | 6 | 000 | 0 | 16312 CLEAR 00.0394 | 005094 | 005094 | Materials
[72 empty] | 2008 | 5 | 936 | 108 | 50 | 6 | 000 | 0 | 16312 CLEAR 00.0565 | 005094 | 005094 | Materials
[72 empty] | 2008 | 5 | 936 | 108 | 56 | 6 | 000 | 0 | 16312 CLEAR 00.0565 | 005094 | 005094 | Materials
[72 empty] | 2008 | 6 | 936 | 108 | 50 | 6 | 000 | 0 | 16312 CLEAR 00.1054 | 005094 | 005094 | Materials
[72 empty] | 2008 | 6 | 936 | 108 | 54 | 6 | 000 | 0 | 16312 CLEAR 00.1054 | 005094 | 005094 | Materials
[72 empty] | 2008 | 7 | 936 | 108 | 50 | 6 | 000 | 0 | 16312 CLEAR 00.0234 | 005094 | 005094 | Materials
[72 empty] | 2008 | 8 | 936 | 108 | 50 | 6 | 000 | 0 | 16312 CLEAR 00.1681 | 005094 | 005094 | Materials
[72 empty] | 2008 | 9 | 936 | 108 | 50 | 6 | 000 | 0 | 16312 CLEAR 00.0362 | 005094 | 005094 | Materials
[72 empty] | 2008 | 9 | 936 | 108 | 51 | 6 | 000 | 0 | 16312 CLEAR 00.0362 | 005094 | 005094 | Materials
[72 empty] | 2008 | 10 | 936 | 108 | 50 | 6 | 000 | 0 | 16312 CLEAR 00.0535 | 005094 | 005094 | Materials
[72 empty] | 2008 | 10 | 936 | 108 | 52 | 6 | 000 | 0 | 16312 CLEAR 00.0535 | 005094 | 005094 | Materials
[72 empty] | 2008 | 11 | 936 | 108 | 50 | 6 | 000 | 0 | 16312 CLEAR 00.0331 | 005094 | 005094 | Materials
[72 empty] | 2008 | 11 | 936 | 108 | 52 | 6 | 000 | 0 | 16312 CLEAR 00.0331 | 005094 | 005094 | Materials
[72 empty] | 2008 | 11 | 936 | 108 | 54 | 6 | 000 | 0 | 16312 CLEAR 00.0331 | 005094 | 005094 | Materials
[72 empty] | 2008 | 12 | 936 | 108 | 50 | 6 | 000 | 0 | 16312 CLEAR 00.0436 | 005094 | 005094 | Materials
[72 empty] | 2008 | 12 | 936 | 108 | 52 | 6 | 000 | 0 | 16312 CLEAR 00.0436 | 005094 | 005094 | Materials
[72 empty] | 2009 | 1 | 936 | 108 | 50 | 6 | 000 | 0 | 16312 CLEAR 00.0279 | 005094 | 005094 | Materials
[72 empty] | 2009 | 1 | 936 | 108 | 52 | 6 | 000 | 0 | 16312 CLEAR 00.0279 | 005094 | 005094 | Materials
[72 empty] | 2009 | 2 | 936 | 108 | 52 | 6 | 000 | 0 | 16312 CLEAR 00.0054 | 005094 | 005094 | Materials
[72 empty] | 2009 | 3 | 936 | 108 | 50 | 6 | 000 | 0 | 16312 CLEAR 00.0110 | 005094 | 005094 | Materials
[72 empty] | 2009 | 3 | 936 | 108 | 52 | 6 | 000 | 0 | 16312 CLEAR 00.0110 | 005094 | 005094 | Materials
[72 empty] | 2009 | 7 | 936 | 108 | 50 | 6 | 000 | 0 | 16312 CLEAR 00.0308 | 005094 | 005094 | Materials
[72 empty] | 2009 | 9 | 936 | 108 | 50 | 6 | 000 | 0 | 16312 CLEAR 00.0273 | 005094 | 005094 | Materials
[72 empty] | 2009 | 10 | 936 | 108 | 50 | 6 | 000 | 0 | 16312 CLEAR 00.0285 | 005094 | 005094 | Materials
[72 empty] | 2009 | 10 | 936 | 108 | 56 | 6 | 000 | 0 | 16312 CLEAR 00.0285 | 005094 | 005094 | Materials
[72 empty] | 2009 | 11 | 936 | 108 | 50 | 6 | 000 | 0 | 16312 CLEAR 00.0221 | 005094 | 005094 | Materials
[72 empty] | 2009 | 12 | 936 | 108 | 50 | 6 | 000 | 0 | 16312 CLEAR 00.0047 | 005094 | 005094 | Materials
[72 empty] | 2010 | 1 | 936 | 108 | 50 | 6 | 000 | 0 | 16312 CLEAR 00.1721 | 005094 | 005094 | Materials
[72 empty] | 2010 | 3 | 936 | 108 | 50 | 6 | 000 | 0 | 16312 CLEAR 00.0567 | 005094 | 005094 | Materials
[72 empty] | 2010 | 5 | 936 | 108 | 50 | 6 | 000 | 0 | 16312 CLEAR 00.0866 | 005094 | 005094 | Materials
[72 empty] | 2010 | 6 | 936 | 108 | 50 | 6 | 000 | 0 | 16312 CLEAR 00.0558 | 005094 | 005094 | Materials
[72 empty] | 2010 | 7 | 936 | 108 | 50 | 6 | 000 | 0 | 16312 CLEAR 00.0885 | 005094 | 005094 | Materials
[72 empty] | 2010 | 8 | 936 | 108 | 50 | 6 | 000 | 0 | 16312 CLEAR 00.1111 | 005094 | 005094 | Materials
[72 empty] | 2010 | 9 | 936 | 108 | 50 | 6 | 000 | 0 | 16312 CLEAR 00.1047 | 005094 | 005094 | Materials
[72 empty] | 2010 | 10 | 936 | 108 | 50 | 6 | 000 | 0 | 16312 CLEAR 00.2525 | 005094 | 005094 | Materials
[72 empty] | 2010 | 11 | 936 | 108 | 50 | 6 | 000 | 0 | 16312 CLEAR 00.0385 | 005094 | 005094 | Materials
[72 empty] | 2010 | 12 | 936 | 108 | 50 | 6 | 000 | 0 | 16312 CLEAR 00.1001 | 005094 | 005094 | Materials
[72 empty] | 2007 | 6 | 961 | 108 | 54 | 40 | 000 | 0 | 16312 CLEAR 00.0946 | 005094 | 005094 | Salvage
[72 empty] | 2007 | 7 | 961 | 108 | 54 | 40 | 000 | 0 | 16312 CLEAR 00.1120 | 005094 | 005094 | Salvage
[72 empty] | 2010 | 8 | 961 | 108 | 50 | 6 | 000 | 0 | 16312 CLEAR 00.1111 | 005094 | 005094 | Materials
[72 empty] | 2007 | 4 | 967 | 108 | 54 | 6 | 000 | 0 | 16312 CLEAR 00.0639 | 005094 | 005094 | Materials
[72 empty] | 2007 | 11 | 967 | 108 | 50 | 6 | 100 | 0 | 16312 CLEAR 00.0772 | 005094 | 005094 | Materials
[72 empty] | 2007 | 11 | 967 | 108 | 55 | 6 | 100 | 0 | 16312 CLEAR 00.0772 | 005094 | 005094 | Materials
[72 empty] | 2007 | 12 | 967 | 108 | 55 | 6 | 100 | 0 | 16312 CLEAR 00.1871 | 005094 | 005094 | Materials
[72 empty] | 2008 | 2 | 967 | 108 | 50 | 6 | 000 | 0 | 16312 CLEAR 00.0583 | 005094 | 005094 | Materials
[72 empty] | 2008 | 12 | 967 | 108 | 50 | 6 | 010 | 0 | 16312 CLEAR 00.0436 | 005094 | 005094 | Materials
[72 empty] | 2010 | 3 | 967 | 108 | 50 | 6 | 000 | 0 | 16312 CLEAR 00.0567 | 005094 | 005094 | Materials
[72 empty] | 2010 | 4 | 967 | 108 | 50 | 6 | 000 | 0 | 16312 CLEAR 00.0815 | 005094 | 005094 | Materials
[72 empty] | 2010 | 5 | 967 | 108 | 50 | 6 | 000 | 0 | 16312 CLEAR 00.0866 | 005094 | 005094 | Materials
[72 empty] | 2010 | 6 | 967 | 108 | 50 | 6 | 000 | 0 | 16312 CLEAR 00.0558 | 005094 | 005094 | Materials
[72 empty] | 2010 | 7 | 967 | 108 | 50 | 6 | 000 | 0 | 16312 CLEAR 00.0885 | 005094 | 005094 | Materials
[72 empty] | 2010 | 8 | 967 | 108 | 50 | 6 | 000 | 0 | 16312 CLEAR 00.1111 | 005094 | 005094 | Materials
[72 empty] | 2010 | 9 | 967 | 108 | 50 | 6 | 000 | 0 | 16312 CLEAR 00.1047 | 005094 | 005094 | Materials
[72 empty] | 2010 | 11 | 967 | 108 | 50 | 6 | 010 | 0 | 16312 CLEAR 00.0385 | 005094 | 005094 | Materials
[72 empty] | 2010 | 12 | 967 | 108 | 50 | 6 | 010 | 0 | 16312 CLEAR 00.1001 | 005094 | 005094 | Materials
[72 empty] | 2010 | 12 | 971 | 108 | 50 | 6 | 000 | 0 | 16312 CLEAR 00.1001 | 005094 | 005094 | Materials
[72 empty] | 2009 | 11 | 923 | 108 | 50 | 1 | 000 | 45.18 | O/T OPER PAY DISTR | 005100 | 005100 | Labor
[72 empty] | 2010 | 10 | 923 | 108 | 50 | 1 | 000 | 198.14 | O/T OPER PAY DISTR | 005100 | 005100 | Labor
[72 empty] | 2010 | 12 | 923 | 108 | 50 | 1 | 000 | 23.04 | O/T OPER PAY DISTR | 005100 | 005100 | Labor
[72 empty] | 2010 | 5 | 530 | 108 | 50 | 71 | 936 | 27.14 | S/T A/L FRINGE OPER | 005101 | 005101 | Labor
[72 empty] | 2010 | 6 | 530 | 108 | 50 | 71 | 936 | 97.09 | S/T A/L FRINGE OPER | 005101 | 005101 | Labor
[72 empty] | 2007 | 4 | 914 | 108 | 55 | 71 | 000 | 55.68 | S/T A/L FRINGE OPER | 005101 | 005101 | Labor
[72 empty] | 2007 | 7 | 914 | 108 | 55 | 71 | 000 | -0.01 | S/T A/L FRINGE OPER | 005101 | 005101 | Labor
[72 empty] | 2009 | 11 | 923 | 108 | 50 | 71 | 000 | 201.43 | S/T A/L FRINGE OPER | 005101 | 005101 | Labor
[72 empty] | 2010 | 5 | 923 | 108 | 50 | 71 | 000 | 143.63 | S/T A/L FRINGE OPER | 005101 | 005101 | Labor
[72 empty] | 2010 | 6 | 923 | 108 | 50 | 71 | 000 | 40.61 | S/T A/L FRINGE OPER | 005101 | 005101 | Labor
[72 empty] | 2010 | 7 | 923 | 108 | 50 | 71 | 000 | 233.99 | S/T A/L FRINGE OPER | 005101 | 005101 | Labor
[72 empty] | 2010 | 8 | 923 | 108 | 50 | 71 | 000 | 81.07 | S/T A/L FRINGE OPER | 005101 | 005101 | Labor
[72 empty] | 2010 | 9 | 923 | 108 | 50 | 71 | 000 | 189.43 | S/T A/L FRINGE OPER | 005101 | 005101 | Labor
[72 empty] | 2010 | 10 | 923 | 108 | 50 | 71 | 000 | 42.71 | S/T A/L FRINGE OPER | 005101 | 005101 | Labor
[72 empty] | 2010 | 12 | 923 | 108 | 50 | 71 | 000 | 327.19 | S/T A/L FRINGE OPER | 005101 | 005101 | Labor
[72 empty] | 2008 | 3 | 934 | 108 | 50 | 71 | 000 | 370.21 | S/T A/L FRINGE OPER | 005101 | 005101 | Labor
[72 empty] | 2008 | 3 | 934 | 108 | 51 | 71 | 000 | 493.61 | S/T A/L FRINGE OPER | 005101 | 005101 | Labor
[72 empty] | 2008 | 4 | 934 | 108 | 50 | 71 | 000 | 702.48 | S/T A/L FRINGE OPER | 005101 | 005101 | Labor
[72 empty] | 2008 | 4 | 934 | 108 | 51 | 71 | 000 | 702.48 | S/T A/L FRINGE OPER | 005101 | 005101 | Labor
[72 empty] | 2008 | 5 | 934 | 108 | 50 | 71 | 000 | 762.69 | S/T A/L FRINGE OPER | 005101 | 005101 | Labor
[72 empty] | 2008 | 5 | 934 | 108 | 51 | 71 | 000 | 762.69 | S/T A/L FRINGE OPER | 005101 | 005101 | Labor
[72 empty] | 2008 | 6 | 934 | 108 | 50 | 71 | 000 | 704.8 | S/T A/L FRINGE OPER | 005101 | 005101 | Labor
[72 empty] | 2008 | 6 | 934 | 108 | 51 | 71 | 000 | 704.8 | S/T A/L FRINGE OPER | 005101 | 005101 | Labor
[72 empty] | 2008 | 7 | 934 | 108 | 50 | 71 | 000 | 994.07 | S/T A/L FRINGE OPER | 005101 | 005101 | Labor
[72 empty] | 2008 | 7 | 934 | 108 | 51 | 71 | 000 | 994.07 | S/T A/L FRINGE OPER | 005101 | 005101 | Labor
[72 empty] | 2008 | 8 | 934 | 108 | 50 | 71 | 000 | 936.64 | S/T A/L FRINGE OPER | 005101 | 005101 | Labor
[72 empty] | 2008 | 8 | 934 | 108 | 51 | 71 | 000 | 936.64 | S/T A/L FRINGE OPER | 005101 | 005101 | Labor
[72 empty] | 2008 | 9 | 934 | 108 | 50 | 71 | 000 | 721.47 | S/T A/L FRINGE OPER | 005101 | 005101 | Labor
[72 empty] | 2008 | 9 | 934 | 108 | 51 | 71 | 000 | 721.47 | S/T A/L FRINGE OPER | 005101 | 005101 | Labor
[72 empty] | 2008 | 10 | 934 | 108 | 50 | 71 | 000 | 245.87 | S/T A/L FRINGE OPER | 005101 | 005101 | Labor
[72 empty] | 2008 | 10 | 934 | 108 | 51 | 71 | 000 | 245.87 | S/T A/L FRINGE OPER | 005101 | 005101 | Labor
[72 empty] | 2008 | 10 | 961 | 108 | 50 | 71 | 000 | 481.85 | S/T A/L FRINGE OPER | 005101 | 005101 | Labor
[72 empty] | 2008 | 11 | 961 | 108 | 50 | 71 | 000 | 1641.25 | S/T A/L FRINGE OPER | 005101 | 005101 | Labor
[72 empty] | 2008 | 12 | 961 | 108 | 50 | 71 | 000 | 495.45 | S/T A/L FRINGE OPER | 005101 | 005101 | Labor
[72 empty] | 2009 | 11 | 923 | 108 | 50 | 71 | 000 | 13.55 | O/T A/L FRINGE OPER | 005102 | 005102 | Labor
[72 empty] | 2010 | 10 | 923 | 108 | 50 | 71 | 000 | 75.29 | O/T A/L FRINGE OPER | 005102 | 005102 | Labor
[72 empty] | 2010 | 12 | 923 | 108 | 50 | 71 | 000 | 8.76 | O/T A/L FRINGE OPER | 005102 | 005102 | Labor
[72 empty] | 2008 | 2 | 928 | 108 | 50 | 2 | 000 | 41.29 | O/T OFF PAY DISTR | 005105 | 005105 | Labor
[72 empty] | 2007 | 7 | 972 | 108 | 50 | 2 | 000 | 23.96 | O/T OFF PAY DISTR | 005105 | 005105 | Labor
[72 empty] | 2010 | 5 | 530 | 108 | 50 | 71 | 936 | 1.43 | OPER PERFORM SHARING | 005107 | 005107 | Labor
[72 empty] | 2010 | 6 | 530 | 108 | 50 | 71 | 936 | 5.11 | OPER PERFORM SHARING | 005107 | 005107 | Labor
[72 empty] | 2007 | 4 | 914 | 108 | 55 | 71 | 000 | 10.44 | OPER SUCCESS SHARING | 005107 | 005107 | Labor
[72 empty] | 2009 | 11 | 923 | 108 | 50 | 71 | 000 | 43 | OPER SUCCESS SHARING | 005107 | 005107 | Labor
[72 empty] | 2010 | 5 | 923 | 108 | 50 | 71 | 000 | 7.56 | OPER PERFORM SHARING | 005107 | 005107 | Labor
[72 empty] | 2010 | 6 | 923 | 108 | 50 | 71 | 000 | 2.14 | OPER PERFORM SHARING | 005107 | 005107 | Labor
[72 empty] | 2010 | 7 | 923 | 108 | 50 | 71 | 000 | 12.32 | OPER PERFORM SHARING | 005107 | 005107 | Labor
[72 empty] | 2010 | 8 | 923 | 108 | 50 | 71 | 000 | 4.27 | OPER PERFORM SHARING | 005107 | 005107 | Labor
[72 empty] | 2010 | 9 | 923 | 108 | 50 | 71 | 000 | 9.97 | OPER PERFORM SHARING | 005107 | 005107 | Labor
[72 empty] | 2010 | 10 | 923 | 108 | 50 | 71 | 000 | 6.21 | OPER PERFORM SHARING | 005107 | 005107 | Labor
[72 empty] | 2010 | 12 | 923 | 108 | 50 | 71 | 000 | 17.68 | OPER PERFORM SHARING | 005107 | 005107 | Labor
[72 empty] | 2008 | 3 | 934 | 108 | 50 | 71 | 000 | 74.04 | OPER SUCCESS SHARING | 005107 | 005107 | Labor
[72 empty] | 2008 | 3 | 934 | 108 | 51 | 71 | 000 | 98.72 | OPER SUCCESS SHARING | 005107 | 005107 | Labor
[72 empty] | 2008 | 4 | 934 | 108 | 50 | 71 | 000 | 140.5 | OPER SUCCESS SHARING | 005107 | 005107 | Labor
[72 empty] | 2008 | 4 | 934 | 108 | 51 | 71 | 000 | 140.5 | OPER SUCCESS SHARING | 005107 | 005107 | Labor
[72 empty] | 2008 | 5 | 934 | 108 | 50 | 71 | 000 | 152.54 | OPER SUCCESS SHARING | 005107 | 005107 | Labor
[72 empty] | 2008 | 5 | 934 | 108 | 51 | 71 | 000 | 152.54 | OPER SUCCESS SHARING | 005107 | 005107 | Labor
[72 empty] | 2008 | 6 | 934 | 108 | 50 | 71 | 000 | 140.96 | OPER SUCCESS SHARING | 005107 | 005107 | Labor
[72 empty] | 2008 | 6 | 934 | 108 | 51 | 71 | 000 | 140.96 | OPER SUCCESS SHARING | 005107 | 005107 | Labor
[72 empty] | 2008 | 7 | 934 | 108 | 50 | 71 | 000 | 198.81 | OPER SUCCESS SHARING | 005107 | 005107 | Labor
[72 empty] | 2008 | 7 | 934 | 108 | 51 | 71 | 000 | 198.81 | OPER SUCCESS SHARING | 005107 | 005107 | Labor
[72 empty] | 2008 | 8 | 934 | 108 | 50 | 71 | 000 | 187.33 | OPER SUCCESS SHARING | 005107 | 005107 | Labor
[72 empty] | 2008 | 8 | 934 | 108 | 51 | 71 | 000 | 187.33 | OPER SUCCESS SHARING | 005107 | 005107 | Labor
[72 empty] | 2008 | 9 | 934 | 108 | 50 | 71 | 000 | 144.29 | OPER SUCCESS SHARING | 005107 | 005107 | Labor
[72 empty] | 2008 | 9 | 934 | 108 | 51 | 71 | 000 | 144.29 | OPER SUCCESS SHARING | 005107 | 005107 | Labor
[72 empty] | 2008 | 10 | 934 | 108 | 50 | 71 | 000 | 49.17 | OPER SUCCESS SHARING | 005107 | 005107 | Labor
[72 empty] | 2008 | 10 | 934 | 108 | 51 | 71 | 000 | 49.17 | OPER SUCCESS SHARING | 005107 | 005107 | Labor
[72 empty] | 2008 | 10 | 961 | 108 | 50 | 71 | 000 | 96.37 | OPER SUCCESS SHARING | 005107 | 005107 | Labor
[72 empty] | 2008 | 11 | 961 | 108 | 50 | 71 | 000 | 328.25 | OPER SUCCESS SHARING | 005107 | 005107 | Labor
[72 empty] | 2008 | 12 | 961 | 108 | 50 | 71 | 000 | 99.09 | OPER SUCCESS SHARING | 005107 | 005107 | Labor
[72 empty] | 2009 | 7 | 970 | 108 | 50 | 0 | 000 | 501.6 | O/T SUPV PAY DISTR | 005110 | 005110 | Labor
[72 empty] | 2007 | 3 | 971 | 108 | 53 | 0 | 000 | 272.76 | O/T SUPV PAY DISTR | 005110 | 005110 | Labor
[72 empty] | 2007 | 3 | 971 | 108 | 54 | 0 | 000 | 181.84 | O/T SUPV PAY DISTR | 005110 | 005110 | Labor
[72 empty] | 2007 | 3 | 971 | 108 | 55 | 0 | 000 | 181.84 | O/T SUPV PAY DISTR | 005110 | 005110 | Labor
[72 empty] | 2007 | 4 | 971 | 108 | 53 | 0 | 000 | 68.19 | O/T SUPV PAY DISTR | 005110 | 005110 | Labor
[72 empty] | 2007 | 4 | 971 | 108 | 54 | 0 | 000 | 90.92 | O/T SUPV PAY DISTR | 005110 | 005110 | Labor
[72 empty] | 2007 | 5 | 971 | 108 | 53 | 0 | 000 | 706.9 | O/T SUPV PAY DISTR | 005110 | 005110 | Labor
[72 empty] | 2007 | 5 | 971 | 108 | 54 | 0 | 000 | 621.66 | O/T SUPV PAY DISTR | 005110 | 005110 | Labor
[72 empty] | 2007 | 6 | 971 | 108 | 53 | 0 | 000 | 1307.68 | O/T SUPV PAY DISTR | 005110 | 005110 | Labor
[72 empty] | 2007 | 6 | 971 | 108 | 54 | 0 | 000 | 95.46 | O/T SUPV PAY DISTR | 005110 | 005110 | Labor
[72 empty] | 2007 | 7 | 971 | 108 | 52 | 0 | 000 | 95.46 | O/T SUPV PAY DISTR | 005110 | 005110 | Labor
[72 empty] | 2007 | 7 | 971 | 108 | 53 | 0 | 000 | 453.45 | O/T SUPV PAY DISTR | 005110 | 005110 | Labor
[72 empty] | 2007 | 7 | 971 | 108 | 54 | 0 | 000 | 525.06 | O/T SUPV PAY DISTR | 005110 | 005110 | Labor
[72 empty] | 2007 | 8 | 971 | 108 | 53 | 0 | 000 | 859.18 | O/T SUPV PAY DISTR | 005110 | 005110 | Labor
[72 empty] | 2007 | 8 | 971 | 108 | 54 | 0 | 000 | 620.52 | O/T SUPV PAY DISTR | 005110 | 005110 | Labor
[72 empty] | 2007 | 9 | 971 | 108 | 51 | 0 | 000 | 95.46 | O/T SUPV PAY DISTR | 005110 | 005110 | Labor
[72 empty] | 2007 | 9 | 971 | 108 | 52 | 0 | 000 | 453.45 | O/T SUPV PAY DISTR | 005110 | 005110 | Labor
[72 empty] | 2007 | 9 | 971 | 108 | 53 | 0 | 000 | 71.6 | O/T SUPV PAY DISTR | 005110 | 005110 | Labor
[72 empty] | 2007 | 9 | 971 | 108 | 54 | 0 | 000 | 429.59 | O/T SUPV PAY DISTR | 005110 | 005110 | Labor
[72 empty] | 2007 | 10 | 971 | 108 | 51 | 0 | 000 | 95.46 | O/T SUPV PAY DISTR | 005110 | 005110 | Labor
[72 empty] | 2007 | 10 | 971 | 108 | 52 | 0 | 000 | 95.46 | O/T SUPV PAY DISTR | 005110 | 005110 | Labor
[72 empty] | 2007 | 10 | 971 | 108 | 53 | 0 | 000 | 262.53 | O/T SUPV PAY DISTR | 005110 | 005110 | Labor
[72 empty] | 2007 | 10 | 971 | 108 | 54 | 0 | 000 | 334.13 | O/T SUPV PAY DISTR | 005110 | 005110 | Labor
[72 empty] | 2007 | 11 | 971 | 108 | 51 | 0 | 000 | 143.2 | O/T SUPV PAY DISTR | 005110 | 005110 | Labor
[72 empty] | 2007 | 11 | 971 | 108 | 52 | 0 | 000 | 143.2 | O/T SUPV PAY DISTR | 005110 | 005110 | Labor
[72 empty] | 2007 | 11 | 971 | 108 | 54 | 0 | 000 | 95.46 | O/T SUPV PAY DISTR | 005110 | 005110 | Labor
[72 empty] | 2007 | 11 | 971 | 108 | 55 | 0 | 000 | 95.46 | O/T SUPV PAY DISTR | 005110 | 005110 | Labor
[72 empty] | 2007 | 12 | 971 | 108 | 51 | 0 | 000 | 190.93 | O/T SUPV PAY DISTR | 005110 | 005110 | Labor
[72 empty] | 2007 | 12 | 971 | 108 | 52 | 0 | 000 | 859.18 | O/T SUPV PAY DISTR | 005110 | 005110 | Labor
[72 empty] | 2007 | 12 | 971 | 108 | 53 | 0 | 000 | 314.1 | O/T SUPV PAY DISTR | 005110 | 005110 | Labor
[72 empty] | 2007 | 12 | 971 | 108 | 54 | 0 | 000 | 143.2 | O/T SUPV PAY DISTR | 005110 | 005110 | Labor
[72 empty] | 2007 | 12 | 971 | 108 | 55 | 0 | 000 | 71.6 | O/T SUPV PAY DISTR | 005110 | 005110 | Labor
[72 empty] | 2007 | 12 | 971 | 108 | 56 | 0 | 000 | 95.46 | O/T SUPV PAY DISTR | 005110 | 005110 | Labor
[72 empty] | 2008 | 1 | 971 | 108 | 50 | 0 | 000 | 1095.71 | O/T SUPV PAY DISTR | 005110 | 005110 | Labor
[72 empty] | 2008 | 1 | 971 | 108 | 51 | 0 | 000 | 59.23 | O/T SUPV PAY DISTR | 005110 | 005110 | Labor
[72 empty] | 2008 | 1 | 971 | 108 | 54 | 0 | 000 | 735.34 | O/T SUPV PAY DISTR | 005110 | 005110 | Labor
[72 empty] | 2008 | 2 | 971 | 108 | 50 | 0 | 000 | 1628.76 | O/T SUPV PAY DISTR | 005110 | 005110 | Labor
[72 empty] | 2008 | 2 | 971 | 108 | 54 | 0 | 000 | 380.33 | O/T SUPV PAY DISTR | 005110 | 005110 | Labor
[72 empty] | 2008 | 3 | 971 | 108 | 50 | 0 | 000 | 2191.42 | O/T SUPV PAY DISTR | 005110 | 005110 | Labor
[72 empty] | 2008 | 3 | 971 | 108 | 54 | 0 | 000 | 316.94 | O/T SUPV PAY DISTR | 005110 | 005110 | Labor
[72 empty] | 2008 | 4 | 971 | 108 | 50 | 0 | 000 | 1599.14 | O/T SUPV PAY DISTR | 005110 | 005110 | Labor
[72 empty] | 2008 | 4 | 971 | 108 | 51 | 0 | 000 | 714.08 | O/T SUPV PAY DISTR | 005110 | 005110 | Labor
[72 empty] | 2008 | 4 | 971 | 108 | 52 | 0 | 000 | 196.99 | O/T SUPV PAY DISTR | 005110 | 005110 | Labor
[72 empty] | 2008 | 4 | 971 | 108 | 53 | 0 | 000 | 147.74 | O/T SUPV PAY DISTR | 005110 | 005110 | Labor
[72 empty] | 2008 | 4 | 971 | 108 | 55 | 0 | 000 | 196.99 | O/T SUPV PAY DISTR | 005110 | 005110 | Labor
[72 empty] | 2008 | 5 | 971 | 108 | 50 | 0 | 000 | 473.82 | O/T SUPV PAY DISTR | 005110 | 005110 | Labor
[72 empty] | 2008 | 5 | 971 | 108 | 51 | 0 | 000 | 73.87 | O/T SUPV PAY DISTR | 005110 | 005110 | Labor
[72 empty] | 2008 | 5 | 971 | 108 | 52 | 0 | 000 | 98.49 | O/T SUPV PAY DISTR | 005110 | 005110 | Labor
[72 empty] | 2008 | 5 | 971 | 108 | 53 | 0 | 000 | 114.17 | O/T SUPV PAY DISTR | 005110 | 005110 | Labor
[72 empty] | 2008 | 6 | 971 | 108 | 50 | 0 | 000 | 1715.02 | O/T SUPV PAY DISTR | 005110 | 005110 | Labor
[72 empty] | 2008 | 6 | 971 | 108 | 51 | 0 | 000 | 98.49 | O/T SUPV PAY DISTR | 005110 | 005110 | Labor
[72 empty] | 2008 | 6 | 971 | 108 | 52 | 0 | 000 | 1063.77 | O/T SUPV PAY DISTR | 005110 | 005110 | Labor
[72 empty] | 2008 | 6 | 971 | 108 | 53 | 0 | 000 | 630.38 | O/T SUPV PAY DISTR | 005110 | 005110 | Labor
[72 empty] | 2008 | 7 | 971 | 108 | 50 | 0 | 000 | 918.03 | O/T SUPV PAY DISTR | 005110 | 005110 | Labor
[72 empty] | 2008 | 7 | 971 | 108 | 51 | 0 | 000 | 98.49 | O/T SUPV PAY DISTR | 005110 | 005110 | Labor
[72 empty] | 2008 | 7 | 971 | 108 | 55 | 0 | 000 | 522.74 | O/T SUPV PAY DISTR | 005110 | 005110 | Labor
[72 empty] | 2008 | 7 | 971 | 108 | 56 | 0 | 000 | 295.48 | O/T SUPV PAY DISTR | 005110 | 005110 | Labor
[72 empty] | 2008 | 8 | 971 | 108 | 50 | 0 | 000 | 1125.33 | O/T SUPV PAY DISTR | 005110 | 005110 | Labor
[72 empty] | 2008 | 9 | 971 | 108 | 50 | 0 | 000 | 236.91 | O/T SUPV PAY DISTR | 005110 | 005110 | Labor
[72 empty] | 2008 | 9 | 971 | 108 | 51 | 0 | 000 | 533.05 | O/T SUPV PAY DISTR | 005110 | 005110 | Labor
[72 empty] | 2008 | 9 | 971 | 108 | 55 | 0 | 000 | 1386.78 | O/T SUPV PAY DISTR | 005110 | 005110 | Labor
[72 empty] | 2008 | 10 | 971 | 108 | 55 | 0 | 000 | 947.64 | O/T SUPV PAY DISTR | 005110 | 005110 | Labor
[72 empty] | 2008 | 10 | 971 | 108 | 56 | 0 | 000 | 858.8 | O/T SUPV PAY DISTR | 005110 | 005110 | Labor
[72 empty] | 2008 | 11 | 971 | 108 | 50 | 0 | 000 | 918.03 | O/T SUPV PAY DISTR | 005110 | 005110 | Labor
[72 empty] | 2008 | 11 | 971 | 108 | 55 | 0 | 000 | 740.35 | O/T SUPV PAY DISTR | 005110 | 005110 | Labor
[72 empty] | 2008 | 11 | 971 | 108 | 56 | 0 | 000 | 88.84 | O/T SUPV PAY DISTR | 005110 | 005110 | Labor
[72 empty] | 2008 | 12 | 971 | 108 | 50 | 0 | 000 | 503.43 | O/T SUPV PAY DISTR | 005110 | 005110 | Labor
[72 empty] | 2008 | 12 | 971 | 108 | 56 | 0 | 000 | 1006.87 | O/T SUPV PAY DISTR | 005110 | 005110 | Labor
[72 empty] | 2009 | 1 | 971 | 108 | 50 | 0 | 000 | 812.23 | O/T SUPV PAY DISTR | 005110 | 005110 | Labor
[72 empty] | 2009 | 1 | 971 | 108 | 55 | 0 | 000 | 451.24 | O/T SUPV PAY DISTR | 005110 | 005110 | Labor
[72 empty] | 2009 | 1 | 971 | 108 | 56 | 0 | 000 | 691.9 | O/T SUPV PAY DISTR | 005110 | 005110 | Labor
[72 empty] | 2009 | 2 | 971 | 108 | 50 | 0 | 000 | 1266.56 | O/T SUPV PAY DISTR | 005110 | 005110 | Labor
[72 empty] | 2009 | 3 | 971 | 108 | 50 | 0 | 000 | 1113.05 | O/T SUPV PAY DISTR | 005110 | 005110 | Labor
[72 empty] | 2009 | 4 | 971 | 108 | 50 | 0 | 000 | 30.08 | O/T SUPV PAY DISTR | 005110 | 005110 | Labor
[72 empty] | 2009 | 5 | 971 | 108 | 50 | 0 | 000 | 90.25 | O/T SUPV PAY DISTR | 005110 | 005110 | Labor
[72 empty] | 2009 | 6 | 971 | 108 | 50 | 0 | 000 | 233.24 | O/T SUPV PAY DISTR | 005110 | 005110 | Labor
[72 empty] | 2009 | 8 | 971 | 108 | 50 | 0 | 000 | 150.41 | O/T SUPV PAY DISTR | 005110 | 005110 | Labor
[72 empty] | 2009 | 9 | 971 | 108 | 56 | 0 | 000 | 631.73 | O/T SUPV PAY DISTR | 005110 | 005110 | Labor
[72 empty] | 2009 | 10 | 971 | 108 | 56 | 0 | 000 | 1465.41 | O/T SUPV PAY DISTR | 005110 | 005110 | Labor
[72 empty] | 2009 | 11 | 971 | 108 | 53 | 0 | 000 | 301.03 | O/T SUPV PAY DISTR | 005110 | 005110 | Labor
[72 empty] | 2009 | 11 | 971 | 108 | 56 | 0 | 000 | 1022.81 | O/T SUPV PAY DISTR | 005110 | 005110 | Labor
[72 empty] | 2009 | 12 | 971 | 108 | 53 | 0 | 000 | 421.16 | O/T SUPV PAY DISTR | 005110 | 005110 | Labor
[72 empty] | 2010 | 2 | 971 | 108 | 53 | 0 | 000 | 617.89 | O/T SUPV PAY DISTR | 005110 | 005110 | Labor
[72 empty] | 2010 | 3 | 971 | 108 | 50 | 0 | 000 | 205.7 | O/T SUPV PAY DISTR | 005110 | 005110 | Labor
[72 empty] | 2010 | 3 | 971 | 108 | 53 | 0 | 000 | 1575.61 | O/T SUPV PAY DISTR | 005110 | 005110 | Labor
[72 empty] | 2010 | 4 | 971 | 108 | 53 | 0 | 000 | 926.83 | O/T SUPV PAY DISTR | 005110 | 005110 | Labor
[72 empty] | 2010 | 4 | 971 | 108 | 56 | 0 | 000 | 710.57 | O/T SUPV PAY DISTR | 005110 | 005110 | Labor
[72 empty] | 2010 | 5 | 971 | 108 | 51 | 0 | 000 | 92.68 | O/T SUPV PAY DISTR | 005110 | 005110 | Labor
[72 empty] | 2010 | 5 | 971 | 108 | 54 | 0 | 000 | 92.68 | O/T SUPV PAY DISTR | 005110 | 005110 | Labor
[72 empty] | 2010 | 5 | 971 | 108 | 56 | 0 | 000 | 1359.35 | O/T SUPV PAY DISTR | 005110 | 005110 | Labor
[72 empty] | 2010 | 6 | 971 | 108 | 51 | 0 | 000 | 1161.04 | O/T SUPV PAY DISTR | 005110 | 005110 | Labor
[72 empty] | 2010 | 7 | 971 | 108 | 50 | 0 | 000 | 1344.25 | O/T SUPV PAY DISTR | 005110 | 005110 | Labor
[72 empty] | 2010 | 7 | 971 | 108 | 51 | 0 | 000 | 477.96 | O/T SUPV PAY DISTR | 005110 | 005110 | Labor
[72 empty] | 2010 | 7 | 971 | 108 | 52 | 0 | 000 | 657.19 | O/T SUPV PAY DISTR | 005110 | 005110 | Labor
[72 empty] | 2010 | 7 | 971 | 108 | 54 | 0 | 000 | 238.98 | O/T SUPV PAY DISTR | 005110 | 005110 | Labor
[72 empty] | 2010 | 8 | 971 | 108 | 50 | 0 | 000 | 866.3 | O/T SUPV PAY DISTR | 005110 | 005110 | Labor
[72 empty] | 2010 | 8 | 971 | 108 | 51 | 0 | 000 | 1193.26 | O/T SUPV PAY DISTR | 005110 | 005110 | Labor
[72 empty] | 2010 | 8 | 971 | 108 | 56 | 0 | 000 | 238.98 | O/T SUPV PAY DISTR | 005110 | 005110 | Labor
[72 empty] | 2010 | 10 | 971 | 108 | 51 | 0 | 000 | 597.45 | O/T SUPV PAY DISTR | 005110 | 005110 | Labor
[72 empty] | 2010 | 10 | 971 | 108 | 52 | 0 | 000 | 477.95 | O/T SUPV PAY DISTR | 005110 | 005110 | Labor
[72 empty] | 2010 | 11 | 971 | 108 | 51 | 0 | 000 | 657.19 | O/T SUPV PAY DISTR | 005110 | 005110 | Labor
[72 empty] | 2010 | 11 | 971 | 108 | 52 | 0 | 000 | 507.83 | O/T SUPV PAY DISTR | 005110 | 005110 | Labor
[72 empty] | 2010 | 12 | 971 | 108 | 50 | 0 | 000 | 367.29 | O/T SUPV PAY DISTR | 005110 | 005110 | Labor
[72 empty] | 2010 | 9 | 972 | 108 | 50 | 0 | 000 | 611.75 | O/T SUPV PAY DISTR | 005110 | 005110 | Labor
[72 empty] | 2010 | 9 | 972 | 108 | 51 | 0 | 000 | 746.81 | O/T SUPV PAY DISTR | 005110 | 005110 | Labor
[72 empty] | 2010 | 9 | 972 | 108 | 56 | 0 | 000 | 119.49 | O/T SUPV PAY DISTR | 005110 | 005110 | Labor
[72 empty] | 2010 | 10 | 972 | 108 | 50 | 0 | 000 | 123.58 | O/T SUPV PAY DISTR | 005110 | 005110 | Labor
[72 empty] | 2010 | 10 | 972 | 108 | 51 | 0 | 000 | 179.23 | O/T SUPV PAY DISTR | 005110 | 005110 | Labor
[72 empty] | 2010 | 10 | 972 | 108 | 52 | 0 | 000 | 119.49 | O/T SUPV PAY DISTR | 005110 | 005110 | Labor
[72 empty] | 2010 | 2 | 465 | 108 | 50 | 72 | 000 | 29.96 | S/T A/L FRINGE OFF | 005111 | 005111 | Labor
[72 empty] | 2010 | 3 | 465 | 108 | 50 | 72 | 000 | 63.02 | S/T A/L FRINGE OFF | 005111 | 005111 | Labor
[72 empty] | 2010 | 4 | 465 | 108 | 50 | 72 | 000 | 144.04 | S/T A/L FRINGE OFF | 005111 | 005111 | Labor
[72 empty] | 2010 | 5 | 465 | 108 | 50 | 72 | 000 | 82.31 | S/T A/L FRINGE OFF | 005111 | 005111 | Labor
[72 empty] | 2010 | 6 | 465 | 108 | 50 | 72 | 000 | 121.46 | S/T A/L FRINGE OFF | 005111 | 005111 | Labor
[72 empty] | 2010 | 10 | 465 | 108 | 50 | 72 | 000 | 43.21 | S/T A/L FRINGE OFF | 005111 | 005111 | Labor
[72 empty] | 2010 | 11 | 465 | 108 | 50 | 72 | 000 | 44.32 | S/T A/L FRINGE OFF | 005111 | 005111 | Labor
[72 empty] | 2010 | 5 | 926 | 108 | 50 | 72 | 000 | 5.73 | S/T A/L FRINGE OFF | 005111 | 005111 | Labor
[72 empty] | 2010 | 6 | 926 | 108 | 50 | 72 | 000 | 17.18 | S/T A/L FRINGE OFF | 005111 | 005111 | Labor
[72 empty] | 2010 | 9 | 926 | 108 | 50 | 72 | 000 | 77.78 | S/T A/L FRINGE OFF | 005111 | 005111 | Labor
[72 empty] | 2010 | 10 | 926 | 108 | 50 | 72 | 000 | 127.66 | S/T A/L FRINGE OFF | 005111 | 005111 | Labor
[72 empty] | 2010 | 11 | 926 | 108 | 50 | 72 | 000 | 120.21 | S/T A/L FRINGE OFF | 005111 | 005111 | Labor
[72 empty] | 2010 | 12 | 926 | 108 | 50 | 72 | 000 | 24.59 | S/T A/L FRINGE OFF | 005111 | 005111 | Labor
[72 empty] | 2008 | 2 | 928 | 108 | 50 | 72 | 000 | 338.2 | S/T A/L FRINGE OFF | 005111 | 005111 | Labor
[72 empty] | 2007 | 7 | 972 | 108 | 50 | 72 | 000 | 12.04 | S/T A/L FRINGE OFF | 005111 | 005111 | Labor
[72 empty] | 2007 | 8 | 972 | 108 | 50 | 72 | 000 | 22.92 | S/T A/L FRINGE OFF | 005111 | 005111 | Labor
[72 empty] | 2008 | 5 | 972 | 108 | 50 | 72 | 000 | 103.78 | S/T A/L FRINGE OFF | 005111 | 005111 | Labor
[72 empty] | 2008 | 5 | 972 | 108 | 51 | 72 | 000 | 25.95 | S/T A/L FRINGE OFF | 005111 | 005111 | Labor
[72 empty] | 2008 | 6 | 972 | 108 | 50 | 72 | 000 | 54.92 | S/T A/L FRINGE OFF | 005111 | 005111 | Labor
[72 empty] | 2008 | 7 | 972 | 108 | 50 | 72 | 000 | 26.58 | S/T A/L FRINGE OFF | 005111 | 005111 | Labor
[72 empty] | 2009 | 1 | 972 | 108 | 50 | 72 | 000 | 25.9 | S/T A/L FRINGE OFF | 005111 | 005111 | Labor
[72 empty] | 2009 | 3 | 972 | 108 | 50 | 72 | 000 | 89.01 | S/T A/L FRINGE OFF | 005111 | 005111 | Labor
[72 empty] | 2009 | 5 | 972 | 108 | 50 | 72 | 000 | 5.8 | S/T A/L FRINGE OFF | 005111 | 005111 | Labor
[72 empty] | 2007 | 5 | 973 | 108 | 50 | 72 | 000 | 288.76 | S/T A/L FRINGE OFF | 005111 | 005111 | Labor
[72 empty] | 2008 | 2 | 928 | 108 | 50 | 72 | 000 | 12.39 | O/T A/L FRINGE OFF | 005112 | 005112 | Labor
[72 empty] | 2007 | 7 | 972 | 108 | 50 | 72 | 000 | 7.67 | O/T A/L FRINGE OFF | 005112 | 005112 | Labor
[72 empty] | 2010 | 2 | 465 | 108 | 50 | 72 | 000 | 1.58 | OFF SUCCESS SHARING | 005117 | 005117 | Labor
[72 empty] | 2010 | 3 | 465 | 108 | 50 | 72 | 000 | 3.32 | OFF PERFORM SHARING | 005117 | 005117 | Labor
[72 empty] | 2010 | 4 | 465 | 108 | 50 | 72 | 000 | 7.58 | OFF PERFORM SHARING | 005117 | 005117 | Labor
[72 empty] | 2010 | 5 | 465 | 108 | 50 | 72 | 000 | 4.33 | OFF PERFORM SHARING | 005117 | 005117 | Labor
[72 empty] | 2010 | 6 | 465 | 108 | 50 | 72 | 000 | 6.39 | OFF PERFORM SHARING | 005117 | 005117 | Labor
[72 empty] | 2010 | 10 | 465 | 108 | 50 | 72 | 000 | 2.27 | OFF PERFORM SHARING | 005117 | 005117 | Labor
[72 empty] | 2010 | 11 | 465 | 108 | 50 | 72 | 000 | 2.33 | OFF PERFORM SHARING | 005117 | 005117 | Labor
[72 empty] | 2010 | 5 | 926 | 108 | 50 | 72 | 000 | 0.3 | OFF PERFORM SHARING | 005117 | 005117 | Labor
[72 empty] | 2010 | 6 | 926 | 108 | 50 | 72 | 000 | 0.9 | OFF PERFORM SHARING | 005117 | 005117 | Labor
[72 empty] | 2010 | 9 | 926 | 108 | 50 | 72 | 000 | 4.09 | OFF PERFORM SHARING | 005117 | 005117 | Labor
[72 empty] | 2010 | 10 | 926 | 108 | 50 | 72 | 000 | 6.72 | OFF PERFORM SHARING | 005117 | 005117 | Labor
[72 empty] | 2010 | 11 | 926 | 108 | 50 | 72 | 000 | 6.33 | OFF PERFORM SHARING | 005117 | 005117 | Labor
[72 empty] | 2010 | 12 | 926 | 108 | 50 | 72 | 000 | 1.29 | OFF PERFORM SHARING | 005117 | 005117 | Labor
[72 empty] | 2008 | 2 | 928 | 108 | 50 | 72 | 000 | 70.12 | OFF SUCCESS SHARING | 005117 | 005117 | Labor
[72 empty] | 2007 | 7 | 972 | 108 | 50 | 72 | 000 | 3.7 | OFF SUCCESS SHARING | 005117 | 005117 | Labor
[72 empty] | 2007 | 8 | 972 | 108 | 50 | 72 | 000 | 4.3 | OFF SUCCESS SHARING | 005117 | 005117 | Labor
[72 empty] | 2008 | 5 | 972 | 108 | 50 | 72 | 000 | 20.76 | OFF SUCCESS SHARING | 005117 | 005117 | Labor
[72 empty] | 2008 | 5 | 972 | 108 | 51 | 72 | 000 | 5.19 | OFF SUCCESS SHARING | 005117 | 005117 | Labor
[72 empty] | 2008 | 6 | 972 | 108 | 50 | 72 | 000 | 10.98 | OFF SUCCESS SHARING | 005117 | 005117 | Labor
[72 empty] | 2008 | 7 | 972 | 108 | 50 | 72 | 000 | 5.32 | OFF SUCCESS SHARING | 005117 | 005117 | Labor
[72 empty] | 2009 | 1 | 972 | 108 | 50 | 72 | 000 | 5.18 | OFF SUCCESS SHARING | 005117 | 005117 | Labor
[72 empty] | 2009 | 3 | 972 | 108 | 50 | 72 | 000 | 17.8 | OFF SUCCESS SHARING | 005117 | 005117 | Labor
[72 empty] | 2009 | 5 | 972 | 108 | 50 | 72 | 000 | 1.16 | OFF SUCCESS SHARING | 005117 | 005117 | Labor
[72 empty] | 2007 | 5 | 973 | 108 | 50 | 72 | 000 | 54.14 | OFF SUCCESS SHARING | 005117 | 005117 | Labor
[72 empty] | 2010 | 1 | 104 | 108 | 50 | 70 | 000 | 26.14 | S/T A/L FRINGE SUPV | 005121 | 005121 | Labor
[72 empty] | 2010 | 2 | 104 | 108 | 50 | 70 | 000 | 0.82 | S/T A/L FRINGE SUPV | 005121 | 005121 | Labor
[72 empty] | 2010 | 5 | 104 | 108 | 50 | 70 | 000 | 96.81 | S/T A/L FRINGE SUPV | 005121 | 005121 | Labor
[72 empty] | 2010 | 6 | 104 | 108 | 50 | 70 | 000 | 149 | S/T A/L FRINGE SUPV | 005121 | 005121 | Labor
[72 empty] | 2010 | 9 | 104 | 108 | 50 | 70 | 000 | 176.14 | S/T A/L FRINGE SUPV | 005121 | 005121 | Labor
[72 empty] | 2010 | 2 | 465 | 108 | 50 | 70 | 000 | 188.46 | S/T A/L FRINGE SUPV | 005121 | 005121 | Labor
[72 empty] | 2010 | 3 | 465 | 108 | 50 | 70 | 000 | 222.66 | S/T A/L FRINGE SUPV | 005121 | 005121 | Labor
[72 empty] | 2010 | 4 | 465 | 108 | 50 | 70 | 000 | 455.4 | S/T A/L FRINGE SUPV | 005121 | 005121 | Labor
[72 empty] | 2010 | 5 | 465 | 108 | 50 | 70 | 000 | 315.03 | S/T A/L FRINGE SUPV | 005121 | 005121 | Labor
[72 empty] | 2010 | 6 | 465 | 108 | 50 | 70 | 000 | 307.96 | S/T A/L FRINGE SUPV | 005121 | 005121 | Labor
[72 empty] | 2010 | 7 | 465 | 108 | 50 | 70 | 000 | 18.1 | S/T A/L FRINGE SUPV | 005121 | 005121 | Labor
[72 empty] | 2010 | 8 | 465 | 108 | 50 | 70 | 000 | 105.1 | S/T A/L FRINGE SUPV | 005121 | 005121 | Labor
[72 empty] | 2010 | 9 | 465 | 108 | 50 | 70 | 000 | 17.23 | S/T A/L FRINGE SUPV | 005121 | 005121 | Labor
[72 empty] | 2010 | 10 | 465 | 108 | 50 | 70 | 000 | 35.03 | S/T A/L FRINGE SUPV | 005121 | 005121 | Labor
[72 empty] | 2010 | 11 | 465 | 108 | 50 | 70 | 000 | 159.64 | S/T A/L FRINGE SUPV | 005121 | 005121 | Labor
[72 empty] | 2008 | 7 | 917 | 108 | 50 | 70 | 000 | 55.94 | S/T A/L FRINGE SUPV | 005121 | 005121 | Labor
[72 empty] | 2010 | 12 | 926 | 108 | 50 | 70 | 000 | 178.66 | S/T A/L FRINGE SUPV | 005121 | 005121 | Labor
[72 empty] | 2007 | 8 | 928 | 108 | 50 | 70 | 000 | 130.31 | S/T A/L FRINGE SUPV | 005121 | 005121 | Labor
[72 empty] | 2007 | 9 | 928 | 108 | 50 | 70 | 000 | 286.68 | S/T A/L FRINGE SUPV | 005121 | 005121 | Labor
[72 empty] | 2007 | 10 | 928 | 108 | 50 | 70 | 000 | 445.08 | S/T A/L FRINGE SUPV | 005121 | 005121 | Labor
[72 empty] | 2007 | 11 | 928 | 108 | 50 | 70 | 000 | 641.31 | S/T A/L FRINGE SUPV | 005121 | 005121 | Labor
[72 empty] | 2007 | 12 | 928 | 108 | 50 | 70 | 000 | 570.97 | S/T A/L FRINGE SUPV | 005121 | 005121 | Labor
[72 empty] | 2008 | 1 | 928 | 108 | 50 | 70 | 000 | 1041.62 | S/T A/L FRINGE SUPV | 005121 | 005121 | Labor
[72 empty] | 2008 | 1 | 928 | 108 | 56 | 70 | 000 | 168.01 | S/T A/L FRINGE SUPV | 005121 | 005121 | Labor
[72 empty] | 2008 | 2 | 928 | 108 | 50 | 70 | 000 | 852.51 | S/T A/L FRINGE SUPV | 005121 | 005121 | Labor
[72 empty] | 2008 | 3 | 928 | 108 | 50 | 70 | 000 | 863.71 | S/T A/L FRINGE SUPV | 005121 | 005121 | Labor
[72 empty] | 2008 | 4 | 928 | 108 | 50 | 70 | 000 | 1154.4 | S/T A/L FRINGE SUPV | 005121 | 005121 | Labor
[72 empty] | 2008 | 5 | 928 | 108 | 50 | 70 | 000 | 928.22 | S/T A/L FRINGE SUPV | 005121 | 005121 | Labor
[72 empty] | 2008 | 6 | 928 | 108 | 50 | 70 | 000 | 982.1 | S/T A/L FRINGE SUPV | 005121 | 005121 | Labor
[72 empty] | 2008 | 7 | 928 | 108 | 50 | 70 | 000 | 872.74 | S/T A/L FRINGE SUPV | 005121 | 005121 | Labor
[72 empty] | 2008 | 8 | 928 | 108 | 50 | 70 | 000 | 531.19 | S/T A/L FRINGE SUPV | 005121 | 005121 | Labor
[72 empty] | 2008 | 9 | 928 | 108 | 50 | 70 | 000 | 113.53 | S/T A/L FRINGE SUPV | 005121 | 005121 | Labor
[72 empty] | 2008 | 9 | 928 | 108 | 56 | 70 | 000 | 188.39 | S/T A/L FRINGE SUPV | 005121 | 005121 | Labor
[72 empty] | 2008 | 10 | 928 | 108 | 50 | 70 | 000 | 782.24 | S/T A/L FRINGE SUPV | 005121 | 005121 | Labor
[72 empty] | 2008 | 11 | 928 | 108 | 50 | 70 | 000 | 828.46 | S/T A/L FRINGE SUPV | 005121 | 005121 | Labor
[72 empty] | 2008 | 12 | 928 | 108 | 50 | 70 | 000 | 306.52 | S/T A/L FRINGE SUPV | 005121 | 005121 | Labor
[72 empty] | 2009 | 1 | 928 | 108 | 50 | 70 | 000 | 730.27 | S/T A/L FRINGE SUPV | 005121 | 005121 | Labor
[72 empty] | 2009 | 2 | 928 | 108 | 50 | 70 | 000 | 685.34 | S/T A/L FRINGE SUPV | 005121 | 005121 | Labor
[72 empty] | 2009 | 2 | 928 | 108 | 56 | 70 | 000 | 84.01 | S/T A/L FRINGE SUPV | 005121 | 005121 | Labor
[72 empty] | 2009 | 3 | 928 | 108 | 50 | 70 | 000 | 408.33 | S/T A/L FRINGE SUPV | 005121 | 005121 | Labor
[72 empty] | 2009 | 4 | 928 | 108 | 50 | 70 | 000 | 358.7 | S/T A/L FRINGE SUPV | 005121 | 005121 | Labor
[72 empty] | 2009 | 5 | 928 | 108 | 50 | 70 | 000 | 23.62 | S/T A/L FRINGE SUPV | 005121 | 005121 | Labor
[72 empty] | 2009 | 6 | 928 | 108 | 50 | 70 | 000 | 52.8 | S/T A/L FRINGE SUPV | 005121 | 005121 | Labor
[72 empty] | 2009 | 7 | 928 | 108 | 50 | 70 | 000 | 25.94 | S/T A/L FRINGE SUPV | 005121 | 005121 | Labor
[72 empty] | 2009 | 9 | 928 | 108 | 50 | 70 | 000 | 51.68 | S/T A/L FRINGE SUPV | 005121 | 005121 | Labor
[72 empty] | 2007 | 3 | 961 | 108 | 50 | 70 | 000 | 628.49 | S/T A/L FRINGE SUPV | 005121 | 005121 | Labor
[72 empty] | 2007 | 4 | 961 | 108 | 50 | 70 | 000 | 787.05 | S/T A/L FRINGE SUPV | 005121 | 005121 | Labor
[72 empty] | 2007 | 5 | 961 | 108 | 50 | 70 | 000 | 382.69 | S/T A/L FRINGE SUPV | 005121 | 005121 | Labor
[72 empty] | 2007 | 6 | 961 | 108 | 50 | 70 | 000 | 549.01 | S/T A/L FRINGE SUPV | 005121 | 005121 | Labor
[72 empty] | 2007 | 7 | 961 | 108 | 50 | 70 | 000 | 563.16 | S/T A/L FRINGE SUPV | 005121 | 005121 | Labor
[72 empty] | 2007 | 8 | 961 | 108 | 50 | 70 | 000 | 2061.85 | S/T A/L FRINGE SUPV | 005121 | 005121 | Labor
[72 empty] | 2007 | 9 | 961 | 108 | 50 | 70 | 000 | 1412.93 | S/T A/L FRINGE SUPV | 005121 | 005121 | Labor
[72 empty] | 2007 | 10 | 961 | 108 | 50 | 70 | 000 | 1752.13 | S/T A/L FRINGE SUPV | 005121 | 005121 | Labor
[72 empty] | 2007 | 11 | 961 | 108 | 50 | 70 | 000 | 2145.99 | S/T A/L FRINGE SUPV | 005121 | 005121 | Labor
[72 empty] | 2007 | 12 | 961 | 108 | 50 | 70 | 000 | 2161.89 | S/T A/L FRINGE SUPV | 005121 | 005121 | Labor
[72 empty] | 2008 | 1 | 961 | 108 | 50 | 70 | 000 | 2757.45 | S/T A/L FRINGE SUPV | 005121 | 005121 | Labor
[72 empty] | 2008 | 2 | 961 | 108 | 50 | 70 | 000 | 1816.69 | S/T A/L FRINGE SUPV | 005121 | 005121 | Labor
[72 empty] | 2008 | 3 | 961 | 108 | 50 | 70 | 000 | 1802.19 | S/T A/L FRINGE SUPV | 005121 | 005121 | Labor
[72 empty] | 2008 | 4 | 961 | 108 | 50 | 70 | 000 | 1875.82 | S/T A/L FRINGE SUPV | 005121 | 005121 | Labor
[72 empty] | 2008 | 5 | 961 | 108 | 50 | 70 | 000 | 1771.81 | S/T A/L FRINGE SUPV | 005121 | 005121 | Labor
[72 empty] | 2008 | 6 | 961 | 108 | 50 | 70 | 000 | 1534.61 | S/T A/L FRINGE SUPV | 005121 | 005121 | Labor
[72 empty] | 2008 | 7 | 961 | 108 | 50 | 70 | 000 | 2044.02 | S/T A/L FRINGE SUPV | 005121 | 005121 | Labor
[72 empty] | 2008 | 8 | 961 | 108 | 50 | 70 | 000 | 1452.99 | S/T A/L FRINGE SUPV | 005121 | 005121 | Labor
[72 empty] | 2008 | 9 | 961 | 108 | 50 | 70 | 000 | 1809.55 | S/T A/L FRINGE SUPV | 005121 | 005121 | Labor
[72 empty] | 2008 | 10 | 961 | 108 | 50 | 70 | 000 | 816.55 | S/T A/L FRINGE SUPV | 005121 | 005121 | Labor
[72 empty] | 2008 | 11 | 961 | 108 | 50 | 70 | 000 | 892.85 | S/T A/L FRINGE SUPV | 005121 | 005121 | Labor
[72 empty] | 2008 | 12 | 961 | 108 | 50 | 70 | 000 | 1071.84 | S/T A/L FRINGE SUPV | 005121 | 005121 | Labor
[72 empty] | 2009 | 1 | 961 | 108 | 50 | 70 | 000 | 1263.45 | S/T A/L FRINGE SUPV | 005121 | 005121 | Labor
[72 empty] | 2009 | 2 | 961 | 108 | 50 | 70 | 000 | 810.27 | S/T A/L FRINGE SUPV | 005121 | 005121 | Labor
[72 empty] | 2009 | 3 | 961 | 108 | 50 | 70 | 000 | 768.37 | S/T A/L FRINGE SUPV | 005121 | 005121 | Labor
[72 empty] | 2009 | 4 | 961 | 108 | 50 | 70 | 000 | 826.49 | S/T A/L FRINGE SUPV | 005121 | 005121 | Labor
[72 empty] | 2009 | 5 | 961 | 108 | 50 | 70 | 000 | 652.72 | S/T A/L FRINGE SUPV | 005121 | 005121 | Labor
[72 empty] | 2009 | 6 | 961 | 108 | 50 | 70 | 000 | 661.46 | S/T A/L FRINGE SUPV | 005121 | 005121 | Labor
[72 empty] | 2009 | 7 | 961 | 108 | 50 | 70 | 000 | 860.56 | S/T A/L FRINGE SUPV | 005121 | 005121 | Labor
[72 empty] | 2009 | 8 | 961 | 108 | 50 | 70 | 000 | 805.41 | S/T A/L FRINGE SUPV | 005121 | 005121 | Labor
[72 empty] | 2009 | 9 | 961 | 108 | 50 | 70 | 000 | 552.77 | S/T A/L FRINGE SUPV | 005121 | 005121 | Labor
[72 empty] | 2009 | 10 | 961 | 108 | 50 | 70 | 000 | 357.98 | S/T A/L FRINGE SUPV | 005121 | 005121 | Labor
[72 empty] | 2009 | 11 | 961 | 108 | 50 | 70 | 000 | 359.17 | S/T A/L FRINGE SUPV | 005121 | 005121 | Labor
[72 empty] | 2009 | 12 | 961 | 108 | 50 | 70 | 000 | 382.17 | S/T A/L FRINGE SUPV | 005121 | 005121 | Labor
[72 empty] | 2010 | 1 | 961 | 108 | 50 | 70 | 000 | 460.36 | S/T A/L FRINGE SUPV | 005121 | 005121 | Labor
[72 empty] | 2010 | 2 | 961 | 108 | 50 | 70 | 000 | 643.48 | S/T A/L FRINGE SUPV | 005121 | 005121 | Labor
[72 empty] | 2010 | 3 | 961 | 108 | 50 | 70 | 000 | 867.53 | S/T A/L FRINGE SUPV | 005121 | 005121 | Labor
[72 empty] | 2010 | 4 | 961 | 108 | 50 | 70 | 000 | 1047.93 | S/T A/L FRINGE SUPV | 005121 | 005121 | Labor
[72 empty] | 2010 | 5 | 961 | 108 | 50 | 70 | 000 | 767.99 | S/T A/L FRINGE SUPV | 005121 | 005121 | Labor
[72 empty] | 2010 | 6 | 961 | 108 | 50 | 70 | 000 | 966.72 | S/T A/L FRINGE SUPV | 005121 | 005121 | Labor
[72 empty] | 2010 | 7 | 961 | 108 | 50 | 70 | 000 | 1360.89 | S/T A/L FRINGE SUPV | 005121 | 005121 | Labor
[72 empty] | 2010 | 8 | 961 | 108 | 50 | 70 | 000 | 1169.27 | S/T A/L FRINGE SUPV | 005121 | 005121 | Labor
[72 empty] | 2010 | 9 | 961 | 108 | 50 | 70 | 000 | 1199.25 | S/T A/L FRINGE SUPV | 005121 | 005121 | Labor
[72 empty] | 2010 | 10 | 961 | 108 | 50 | 70 | 000 | 993.32 | S/T A/L FRINGE SUPV | 005121 | 005121 | Labor
[72 empty] | 2010 | 11 | 961 | 108 | 50 | 70 | 000 | 1033.3 | S/T A/L FRINGE SUPV | 005121 | 005121 | Labor
[72 empty] | 2010 | 12 | 961 | 108 | 50 | 70 | 000 | 1291.88 | S/T A/L FRINGE SUPV | 005121 | 005121 | Labor
[72 empty] | 2007 | 4 | 970 | 108 | 52 | 70 | 000 | 284.43 | S/T A/L FRINGE SUPV | 005121 | 005121 | Labor
[72 empty] | 2007 | 4 | 970 | 108 | 53 | 70 | 000 | 284.43 | S/T A/L FRINGE SUPV | 005121 | 005121 | Labor
[72 empty] | 2007 | 4 | 970 | 108 | 54 | 70 | 000 | 284.43 | S/T A/L FRINGE SUPV | 005121 | 005121 | Labor
[72 empty] | 2007 | 4 | 970 | 108 | 55 | 70 | 000 | 276.52 | S/T A/L FRINGE SUPV | 005121 | 005121 | Labor
[72 empty] | 2007 | 5 | 970 | 108 | 52 | 70 | 000 | 290.9 | S/T A/L FRINGE SUPV | 005121 | 005121 | Labor
[72 empty] | 2007 | 5 | 970 | 108 | 53 | 70 | 000 | 290.9 | S/T A/L FRINGE SUPV | 005121 | 005121 | Labor
[72 empty] | 2007 | 5 | 970 | 108 | 54 | 70 | 000 | 290.9 | S/T A/L FRINGE SUPV | 005121 | 005121 | Labor
[72 empty] | 2007 | 5 | 970 | 108 | 55 | 70 | 000 | 290.9 | S/T A/L FRINGE SUPV | 005121 | 005121 | Labor
[72 empty] | 2007 | 6 | 970 | 108 | 52 | 70 | 000 | 127.61 | S/T A/L FRINGE SUPV | 005121 | 005121 | Labor
[72 empty] | 2007 | 6 | 970 | 108 | 53 | 70 | 000 | 127.62 | S/T A/L FRINGE SUPV | 005121 | 005121 | Labor
[72 empty] | 2007 | 6 | 970 | 108 | 54 | 70 | 000 | 127.62 | S/T A/L FRINGE SUPV | 005121 | 005121 | Labor
[72 empty] | 2007 | 6 | 970 | 108 | 55 | 70 | 000 | 127.62 | S/T A/L FRINGE SUPV | 005121 | 005121 | Labor
[72 empty] | 2007 | 7 | 970 | 108 | 52 | 70 | 000 | 88.95 | S/T A/L FRINGE SUPV | 005121 | 005121 | Labor
[72 empty] | 2007 | 7 | 970 | 108 | 53 | 70 | 000 | 88.95 | S/T A/L FRINGE SUPV | 005121 | 005121 | Labor
[72 empty] | 2007 | 7 | 970 | 108 | 54 | 70 | 000 | 88.95 | S/T A/L FRINGE SUPV | 005121 | 005121 | Labor
[72 empty] | 2007 | 8 | 970 | 108 | 52 | 70 | 000 | 356.08 | S/T A/L FRINGE SUPV | 005121 | 005121 | Labor
[72 empty] | 2007 | 8 | 970 | 108 | 53 | 70 | 000 | 356.08 | S/T A/L FRINGE SUPV | 005121 | 005121 | Labor
[72 empty] | 2007 | 8 | 970 | 108 | 54 | 70 | 000 | 356.08 | S/T A/L FRINGE SUPV | 005121 | 005121 | Labor
[72 empty] | 2009 | 4 | 970 | 108 | 50 | 70 | 000 | 391.82 | S/T A/L FRINGE SUPV | 005121 | 005121 | Labor
[72 empty] | 2009 | 4 | 970 | 108 | 51 | 70 | 000 | 475.78 | S/T A/L FRINGE SUPV | 005121 | 005121 | Labor
[72 empty] | 2009 | 7 | 970 | 108 | 50 | 70 | 000 | 503.04 | S/T A/L FRINGE SUPV | 005121 | 005121 | Labor
[72 empty] | 2009 | 9 | 970 | 108 | 50 | 70 | 000 | 11.01 | S/T A/L FRINGE SUPV | 005121 | 005121 | Labor
[72 empty] | 2009 | 10 | 970 | 108 | 50 | 70 | 000 | 108.73 | S/T A/L FRINGE SUPV | 005121 | 005121 | Labor
[72 empty] | 2009 | 11 | 970 | 108 | 50 | 70 | 000 | 70.47 | S/T A/L FRINGE SUPV | 005121 | 005121 | Labor
[72 empty] | 2009 | 12 | 970 | 108 | 50 | 70 | 000 | 14.47 | S/T A/L FRINGE SUPV | 005121 | 005121 | Labor
[72 empty] | 2010 | 4 | 970 | 108 | 50 | 70 | 000 | 125.82 | S/T A/L FRINGE SUPV | 005121 | 005121 | Labor
[72 empty] | 2010 | 5 | 970 | 108 | 50 | 70 | 000 | 238.31 | S/T A/L FRINGE SUPV | 005121 | 005121 | Labor
[72 empty] | 2010 | 6 | 970 | 108 | 50 | 70 | 000 | 148.12 | S/T A/L FRINGE SUPV | 005121 | 005121 | Labor
[72 empty] | 2010 | 7 | 970 | 108 | 50 | 70 | 000 | 232.11 | S/T A/L FRINGE SUPV | 005121 | 005121 | Labor
[72 empty] | 2010 | 8 | 970 | 108 | 50 | 70 | 000 | 254.39 | S/T A/L FRINGE SUPV | 005121 | 005121 | Labor
[72 empty] | 2010 | 9 | 970 | 108 | 50 | 70 | 000 | 258.96 | S/T A/L FRINGE SUPV | 005121 | 005121 | Labor
[72 empty] | 2010 | 10 | 970 | 108 | 50 | 70 | 000 | 104.18 | S/T A/L FRINGE SUPV | 005121 | 005121 | Labor
[72 empty] | 2010 | 11 | 970 | 108 | 50 | 70 | 000 | 177.31 | S/T A/L FRINGE SUPV | 005121 | 005121 | Labor
[72 empty] | 2010 | 12 | 970 | 108 | 50 | 70 | 000 | 287.06 | S/T A/L FRINGE SUPV | 005121 | 005121 | Labor
[72 empty] | 2007 | 2 | 971 | 108 | 51 | 70 | 000 | 501.38 | S/T A/L FRINGE SUPV | 005121 | 005121 | Labor
[72 empty] | 2007 | 2 | 971 | 108 | 52 | 70 | 000 | 343.57 | S/T A/L FRINGE SUPV | 005121 | 005121 | Labor
[72 empty] | 2007 | 2 | 971 | 108 | 53 | 70 | 000 | 78.9 | S/T A/L FRINGE SUPV | 005121 | 005121 | Labor
[72 empty] | 2007 | 2 | 971 | 108 | 54 | 70 | 000 | 78.9 | S/T A/L FRINGE SUPV | 005121 | 005121 | Labor
[72 empty] | 2007 | 3 | 971 | 108 | 51 | 70 | 000 | 273.59 | S/T A/L FRINGE SUPV | 005121 | 005121 | Labor
[72 empty] | 2007 | 3 | 971 | 108 | 52 | 70 | 000 | 355.14 | S/T A/L FRINGE SUPV | 005121 | 005121 | Labor
[72 empty] | 2007 | 3 | 971 | 108 | 53 | 70 | 000 | 1362.71 | S/T A/L FRINGE SUPV | 005121 | 005121 | Labor
[72 empty] | 2007 | 3 | 971 | 108 | 54 | 70 | 000 | 1118.06 | S/T A/L FRINGE SUPV | 005121 | 005121 | Labor
[72 empty] | 2007 | 4 | 971 | 108 | 53 | 70 | 000 | 1088.29 | S/T A/L FRINGE SUPV | 005121 | 005121 | Labor
[72 empty] | 2007 | 4 | 971 | 108 | 54 | 70 | 000 | 1002.67 | S/T A/L FRINGE SUPV | 005121 | 005121 | Labor
[72 empty] | 2007 | 5 | 971 | 108 | 53 | 70 | 000 | 1315.74 | S/T A/L FRINGE SUPV | 005121 | 005121 | Labor
[72 empty] | 2007 | 5 | 971 | 108 | 54 | 70 | 000 | 1135.94 | S/T A/L FRINGE SUPV | 005121 | 005121 | Labor
[72 empty] | 2007 | 6 | 971 | 108 | 53 | 70 | 000 | 2143.25 | S/T A/L FRINGE SUPV | 005121 | 005121 | Labor
[72 empty] | 2007 | 6 | 971 | 108 | 54 | 70 | 000 | 877.13 | S/T A/L FRINGE SUPV | 005121 | 005121 | Labor
[72 empty] | 2007 | 7 | 971 | 108 | 51 | 70 | 000 | 104.92 | S/T A/L FRINGE SUPV | 005121 | 005121 | Labor
[72 empty] | 2007 | 7 | 971 | 108 | 52 | 70 | 000 | 104.92 | S/T A/L FRINGE SUPV | 005121 | 005121 | Labor
[72 empty] | 2007 | 7 | 971 | 108 | 53 | 70 | 000 | 1686.99 | S/T A/L FRINGE SUPV | 005121 | 005121 | Labor
[72 empty] | 2007 | 7 | 971 | 108 | 54 | 70 | 000 | 1372.24 | S/T A/L FRINGE SUPV | 005121 | 005121 | Labor
[72 empty] | 2007 | 8 | 971 | 108 | 51 | 70 | 000 | 88.09 | S/T A/L FRINGE SUPV | 005121 | 005121 | Labor
[72 empty] | 2007 | 8 | 971 | 108 | 52 | 70 | 000 | 58.11 | S/T A/L FRINGE SUPV | 005121 | 005121 | Labor
[72 empty] | 2007 | 8 | 971 | 108 | 53 | 70 | 000 | 2227.8 | S/T A/L FRINGE SUPV | 005121 | 005121 | Labor
[72 empty] | 2007 | 8 | 971 | 108 | 54 | 70 | 000 | 1949.32 | S/T A/L FRINGE SUPV | 005121 | 005121 | Labor
[72 empty] | 2007 | 9 | 971 | 108 | 51 | 70 | 000 | 207.92 | S/T A/L FRINGE SUPV | 005121 | 005121 | Labor
[72 empty] | 2007 | 9 | 971 | 108 | 52 | 70 | 000 | 362.91 | S/T A/L FRINGE SUPV | 005121 | 005121 | Labor
[72 empty] | 2007 | 9 | 971 | 108 | 53 | 70 | 000 | 1185.82 | S/T A/L FRINGE SUPV | 005121 | 005121 | Labor
[72 empty] | 2007 | 9 | 971 | 108 | 54 | 70 | 000 | 734.08 | S/T A/L FRINGE SUPV | 005121 | 005121 | Labor
[72 empty] | 2007 | 9 | 971 | 108 | 55 | 70 | 000 | 26.47 | S/T A/L FRINGE SUPV | 005121 | 005121 | Labor
[72 empty] | 2007 | 10 | 971 | 108 | 51 | 70 | 000 | 110.01 | S/T A/L FRINGE SUPV | 005121 | 005121 | Labor
[72 empty] | 2007 | 10 | 971 | 108 | 52 | 70 | 000 | 85.16 | S/T A/L FRINGE SUPV | 005121 | 005121 | Labor
[72 empty] | 2007 | 10 | 971 | 108 | 53 | 70 | 000 | 1244.05 | S/T A/L FRINGE SUPV | 005121 | 005121 | Labor
[72 empty] | 2007 | 10 | 971 | 108 | 54 | 70 | 000 | 901.03 | S/T A/L FRINGE SUPV | 005121 | 005121 | Labor
[72 empty] | 2007 | 10 | 971 | 108 | 55 | 70 | 000 | 24.85 | S/T A/L FRINGE SUPV | 005121 | 005121 | Labor
[72 empty] | 2007 | 11 | 971 | 108 | 51 | 70 | 000 | 174.71 | S/T A/L FRINGE SUPV | 005121 | 005121 | Labor
[72 empty] | 2007 | 11 | 971 | 108 | 52 | 70 | 000 | 665.01 | S/T A/L FRINGE SUPV | 005121 | 005121 | Labor
[72 empty] | 2007 | 11 | 971 | 108 | 53 | 70 | 000 | 383.97 | S/T A/L FRINGE SUPV | 005121 | 005121 | Labor
[72 empty] | 2007 | 11 | 971 | 108 | 54 | 70 | 000 | 343.76 | S/T A/L FRINGE SUPV | 005121 | 005121 | Labor
[72 empty] | 2007 | 11 | 971 | 108 | 55 | 70 | 000 | 171.88 | S/T A/L FRINGE SUPV | 005121 | 005121 | Labor
[72 empty] | 2007 | 12 | 971 | 108 | 51 | 70 | 000 | 573.18 | S/T A/L FRINGE SUPV | 005121 | 005121 | Labor
[72 empty] | 2007 | 12 | 971 | 108 | 52 | 70 | 000 | 834.72 | S/T A/L FRINGE SUPV | 005121 | 005121 | Labor
[72 empty] | 2007 | 12 | 971 | 108 | 53 | 70 | 000 | 514.04 | S/T A/L FRINGE SUPV | 005121 | 005121 | Labor
[72 empty] | 2007 | 12 | 971 | 108 | 54 | 70 | 000 | 295.71 | S/T A/L FRINGE SUPV | 005121 | 005121 | Labor
[72 empty] | 2007 | 12 | 971 | 108 | 55 | 70 | 000 | 165.64 | S/T A/L FRINGE SUPV | 005121 | 005121 | Labor
[72 empty] | 2007 | 12 | 971 | 108 | 56 | 70 | 000 | 100.68 | S/T A/L FRINGE SUPV | 005121 | 005121 | Labor
[72 empty] | 2008 | 1 | 971 | 108 | 50 | 70 | 000 | 1326.05 | S/T A/L FRINGE SUPV | 005121 | 005121 | Labor
[72 empty] | 2008 | 1 | 971 | 108 | 51 | 70 | 000 | 1024.03 | S/T A/L FRINGE SUPV | 005121 | 005121 | Labor
[72 empty] | 2008 | 1 | 971 | 108 | 52 | 70 | 000 | 281.44 | S/T A/L FRINGE SUPV | 005121 | 005121 | Labor
[72 empty] | 2008 | 1 | 971 | 108 | 53 | 70 | 000 | 701.3 | S/T A/L FRINGE SUPV | 005121 | 005121 | Labor
[72 empty] | 2008 | 1 | 971 | 108 | 54 | 70 | 000 | 504.18 | S/T A/L FRINGE SUPV | 005121 | 005121 | Labor
[72 empty] | 2008 | 1 | 971 | 108 | 55 | 70 | 000 | 287.9 | S/T A/L FRINGE SUPV | 005121 | 005121 | Labor
[72 empty] | 2008 | 1 | 971 | 108 | 56 | 70 | 000 | 90.62 | S/T A/L FRINGE SUPV | 005121 | 005121 | Labor
[72 empty] | 2008 | 2 | 971 | 108 | 50 | 70 | 000 | 1944.13 | S/T A/L FRINGE SUPV | 005121 | 005121 | Labor
[72 empty] | 2008 | 2 | 971 | 108 | 52 | 70 | 000 | 82.35 | S/T A/L FRINGE SUPV | 005121 | 005121 | Labor
[72 empty] | 2008 | 2 | 971 | 108 | 53 | 70 | 000 | 130.04 | S/T A/L FRINGE SUPV | 005121 | 005121 | Labor
[72 empty] | 2008 | 2 | 971 | 108 | 54 | 70 | 000 | 130.04 | S/T A/L FRINGE SUPV | 005121 | 005121 | Labor
[72 empty] | 2008 | 2 | 971 | 108 | 55 | 70 | 000 | 26.01 | S/T A/L FRINGE SUPV | 005121 | 005121 | Labor
[72 empty] | 2008 | 3 | 971 | 108 | 50 | 70 | 000 | 2109.05 | S/T A/L FRINGE SUPV | 005121 | 005121 | Labor
[72 empty] | 2008 | 3 | 971 | 108 | 51 | 70 | 000 | 374.08 | S/T A/L FRINGE SUPV | 005121 | 005121 | Labor
[72 empty] | 2008 | 3 | 971 | 108 | 52 | 70 | 000 | 402.33 | S/T A/L FRINGE SUPV | 005121 | 005121 | Labor
[72 empty] | 2008 | 3 | 971 | 108 | 53 | 70 | 000 | 338.58 | S/T A/L FRINGE SUPV | 005121 | 005121 | Labor
[72 empty] | 2008 | 3 | 971 | 108 | 54 | 70 | 000 | 282.15 | S/T A/L FRINGE SUPV | 005121 | 005121 | Labor
[72 empty] | 2008 | 3 | 971 | 108 | 55 | 70 | 000 | 225.72 | S/T A/L FRINGE SUPV | 005121 | 005121 | Labor
[72 empty] | 2008 | 4 | 971 | 108 | 50 | 70 | 000 | 1431.09 | S/T A/L FRINGE SUPV | 005121 | 005121 | Labor
[72 empty] | 2008 | 4 | 971 | 108 | 51 | 70 | 000 | 1158.61 | S/T A/L FRINGE SUPV | 005121 | 005121 | Labor
[72 empty] | 2008 | 4 | 971 | 108 | 52 | 70 | 000 | 1119.29 | S/T A/L FRINGE SUPV | 005121 | 005121 | Labor
[72 empty] | 2008 | 4 | 971 | 108 | 53 | 70 | 000 | 303.8 | S/T A/L FRINGE SUPV | 005121 | 005121 | Labor
[72 empty] | 2008 | 4 | 971 | 108 | 54 | 70 | 000 | 164.1 | S/T A/L FRINGE SUPV | 005121 | 005121 | Labor
[72 empty] | 2008 | 4 | 971 | 108 | 55 | 70 | 000 | 334.09 | S/T A/L FRINGE SUPV | 005121 | 005121 | Labor
[72 empty] | 2008 | 5 | 971 | 108 | 50 | 70 | 000 | 1341.11 | S/T A/L FRINGE SUPV | 005121 | 005121 | Labor
[72 empty] | 2008 | 5 | 971 | 108 | 51 | 70 | 000 | 700.57 | S/T A/L FRINGE SUPV | 005121 | 005121 | Labor
[72 empty] | 2008 | 5 | 971 | 108 | 52 | 70 | 000 | 1556.56 | S/T A/L FRINGE SUPV | 005121 | 005121 | Labor
[72 empty] | 2008 | 5 | 971 | 108 | 53 | 70 | 000 | 1173.78 | S/T A/L FRINGE SUPV | 005121 | 005121 | Labor
[72 empty] | 2008 | 5 | 971 | 108 | 54 | 70 | 000 | 229.65 | S/T A/L FRINGE SUPV | 005121 | 005121 | Labor
[72 empty] | 2008 | 5 | 971 | 108 | 55 | 70 | 000 | 376.27 | S/T A/L FRINGE SUPV | 005121 | 005121 | Labor
[72 empty] | 2008 | 6 | 971 | 108 | 50 | 70 | 000 | 762.37 | S/T A/L FRINGE SUPV | 005121 | 005121 | Labor
[72 empty] | 2008 | 6 | 971 | 108 | 51 | 70 | 000 | 192.63 | S/T A/L FRINGE SUPV | 005121 | 005121 | Labor
[72 empty] | 2008 | 6 | 971 | 108 | 52 | 70 | 000 | 927.59 | S/T A/L FRINGE SUPV | 005121 | 005121 | Labor
[72 empty] | 2008 | 6 | 971 | 108 | 53 | 70 | 000 | 927.6 | S/T A/L FRINGE SUPV | 005121 | 005121 | Labor
[72 empty] | 2008 | 6 | 971 | 108 | 54 | 70 | 000 | 158.3 | S/T A/L FRINGE SUPV | 005121 | 005121 | Labor
[72 empty] | 2008 | 6 | 971 | 108 | 55 | 70 | 000 | 224.96 | S/T A/L FRINGE SUPV | 005121 | 005121 | Labor
[72 empty] | 2008 | 6 | 971 | 108 | 56 | 70 | 000 | 96.32 | S/T A/L FRINGE SUPV | 005121 | 005121 | Labor
[72 empty] | 2008 | 7 | 971 | 108 | 50 | 70 | 000 | 1598.8 | S/T A/L FRINGE SUPV | 005121 | 005121 | Labor
[72 empty] | 2008 | 7 | 971 | 108 | 51 | 70 | 000 | 91.68 | S/T A/L FRINGE SUPV | 005121 | 005121 | Labor
[72 empty] | 2008 | 7 | 971 | 108 | 52 | 70 | 000 | 639.74 | S/T A/L FRINGE SUPV | 005121 | 005121 | Labor
[72 empty] | 2008 | 7 | 971 | 108 | 53 | 70 | 000 | 639.75 | S/T A/L FRINGE SUPV | 005121 | 005121 | Labor
[72 empty] | 2008 | 7 | 971 | 108 | 54 | 70 | 000 | 467.39 | S/T A/L FRINGE SUPV | 005121 | 005121 | Labor
[72 empty] | 2008 | 7 | 971 | 108 | 55 | 70 | 000 | 914.8 | S/T A/L FRINGE SUPV | 005121 | 005121 | Labor
[72 empty] | 2008 | 7 | 971 | 108 | 56 | 70 | 000 | 183.36 | S/T A/L FRINGE SUPV | 005121 | 005121 | Labor
[72 empty] | 2008 | 8 | 971 | 108 | 50 | 70 | 000 | 994.09 | S/T A/L FRINGE SUPV | 005121 | 005121 | Labor
[72 empty] | 2008 | 8 | 971 | 108 | 51 | 70 | 000 | 168.03 | S/T A/L FRINGE SUPV | 005121 | 005121 | Labor
[72 empty] | 2008 | 8 | 971 | 108 | 52 | 70 | 000 | 282.3 | S/T A/L FRINGE SUPV | 005121 | 005121 | Labor
[72 empty] | 2008 | 8 | 971 | 108 | 53 | 70 | 000 | 282.3 | S/T A/L FRINGE SUPV | 005121 | 005121 | Labor
[72 empty] | 2008 | 8 | 971 | 108 | 54 | 70 | 000 | 336.86 | S/T A/L FRINGE SUPV | 005121 | 005121 | Labor
[72 empty] | 2008 | 8 | 971 | 108 | 55 | 70 | 000 | 336.86 | S/T A/L FRINGE SUPV | 005121 | 005121 | Labor
[72 empty] | 2008 | 9 | 971 | 108 | 50 | 70 | 000 | 1232.84 | S/T A/L FRINGE SUPV | 005121 | 005121 | Labor
[72 empty] | 2008 | 9 | 971 | 108 | 51 | 70 | 000 | 389.85 | S/T A/L FRINGE SUPV | 005121 | 005121 | Labor
[72 empty] | 2008 | 9 | 971 | 108 | 52 | 70 | 000 | 458.59 | S/T A/L FRINGE SUPV | 005121 | 005121 | Labor
[72 empty] | 2008 | 9 | 971 | 108 | 53 | 70 | 000 | 458.59 | S/T A/L FRINGE SUPV | 005121 | 005121 | Labor
[72 empty] | 2008 | 9 | 971 | 108 | 54 | 70 | 000 | 458.59 | S/T A/L FRINGE SUPV | 005121 | 005121 | Labor
[72 empty] | 2008 | 9 | 971 | 108 | 55 | 70 | 000 | 347.71 | S/T A/L FRINGE SUPV | 005121 | 005121 | Labor
[72 empty] | 2008 | 10 | 971 | 108 | 50 | 70 | 000 | 2311.25 | S/T A/L FRINGE SUPV | 005121 | 005121 | Labor
[72 empty] | 2008 | 10 | 971 | 108 | 52 | 70 | 000 | 509.7 | S/T A/L FRINGE SUPV | 005121 | 005121 | Labor
[72 empty] | 2008 | 10 | 971 | 108 | 53 | 70 | 000 | 197.23 | S/T A/L FRINGE SUPV | 005121 | 005121 | Labor
[72 empty] | 2008 | 10 | 971 | 108 | 54 | 70 | 000 | 197.23 | S/T A/L FRINGE SUPV | 005121 | 005121 | Labor
[72 empty] | 2008 | 10 | 971 | 108 | 55 | 70 | 000 | 410.34 | S/T A/L FRINGE SUPV | 005121 | 005121 | Labor
[72 empty] | 2008 | 11 | 971 | 108 | 50 | 70 | 000 | 1661.07 | S/T A/L FRINGE SUPV | 005121 | 005121 | Labor
[72 empty] | 2008 | 11 | 971 | 108 | 51 | 70 | 000 | 223.03 | S/T A/L FRINGE SUPV | 005121 | 005121 | Labor
[72 empty] | 2008 | 11 | 971 | 108 | 52 | 70 | 000 | 111.68 | S/T A/L FRINGE SUPV | 005121 | 005121 | Labor
[72 empty] | 2008 | 11 | 971 | 108 | 53 | 70 | 000 | 111.68 | S/T A/L FRINGE SUPV | 005121 | 005121 | Labor
[72 empty] | 2008 | 11 | 971 | 108 | 54 | 70 | 000 | 284.19 | S/T A/L FRINGE SUPV | 005121 | 005121 | Labor
[72 empty] | 2008 | 11 | 971 | 108 | 55 | 70 | 000 | 492.89 | S/T A/L FRINGE SUPV | 005121 | 005121 | Labor
[72 empty] | 2008 | 11 | 971 | 108 | 56 | 70 | 000 | 104.35 | S/T A/L FRINGE SUPV | 005121 | 005121 | Labor
[72 empty] | 2008 | 12 | 971 | 108 | 50 | 70 | 000 | 2042.85 | S/T A/L FRINGE SUPV | 005121 | 005121 | Labor
[72 empty] | 2008 | 12 | 971 | 108 | 51 | 70 | 000 | 58.3 | S/T A/L FRINGE SUPV | 005121 | 005121 | Labor
[72 empty] | 2008 | 12 | 971 | 108 | 54 | 70 | 000 | 268.73 | S/T A/L FRINGE SUPV | 005121 | 005121 | Labor
[72 empty] | 2008 | 12 | 971 | 108 | 55 | 70 | 000 | 268.73 | S/T A/L FRINGE SUPV | 005121 | 005121 | Labor
[72 empty] | 2009 | 1 | 971 | 108 | 50 | 70 | 000 | 3350.59 | S/T A/L FRINGE SUPV | 005121 | 005121 | Labor
[72 empty] | 2009 | 1 | 971 | 108 | 52 | 70 | 000 | 104.41 | S/T A/L FRINGE SUPV | 005121 | 005121 | Labor
[72 empty] | 2009 | 1 | 971 | 108 | 53 | 70 | 000 | 104.41 | S/T A/L FRINGE SUPV | 005121 | 005121 | Labor
[72 empty] | 2009 | 2 | 971 | 108 | 50 | 70 | 000 | 1980.95 | S/T A/L FRINGE SUPV | 005121 | 005121 | Labor
[72 empty] | 2009 | 2 | 971 | 108 | 52 | 70 | 000 | 256.62 | S/T A/L FRINGE SUPV | 005121 | 005121 | Labor
[72 empty] | 2009 | 3 | 971 | 108 | 50 | 70 | 000 | 2255.76 | S/T A/L FRINGE SUPV | 005121 | 005121 | Labor
[72 empty] | 2009 | 3 | 971 | 108 | 52 | 70 | 000 | 303.25 | S/T A/L FRINGE SUPV | 005121 | 005121 | Labor
[72 empty] | 2009 | 3 | 971 | 108 | 53 | 70 | 000 | 303.25 | S/T A/L FRINGE SUPV | 005121 | 005121 | Labor
[72 empty] | 2009 | 4 | 971 | 108 | 50 | 70 | 000 | 1853.64 | S/T A/L FRINGE SUPV | 005121 | 005121 | Labor
[72 empty] | 2009 | 4 | 971 | 108 | 51 | 70 | 000 | 58.06 | S/T A/L FRINGE SUPV | 005121 | 005121 | Labor
[72 empty] | 2009 | 4 | 971 | 108 | 53 | 70 | 000 | 209.21 | S/T A/L FRINGE SUPV | 005121 | 005121 | Labor
[72 empty] | 2009 | 4 | 971 | 108 | 54 | 70 | 000 | 209.21 | S/T A/L FRINGE SUPV | 005121 | 005121 | Labor
[72 empty] | 2009 | 4 | 971 | 108 | 56 | 70 | 000 | 58.06 | S/T A/L FRINGE SUPV | 005121 | 005121 | Labor
[72 empty] | 2009 | 5 | 971 | 108 | 50 | 70 | 000 | 1246.33 | S/T A/L FRINGE SUPV | 005121 | 005121 | Labor
[72 empty] | 2009 | 5 | 971 | 108 | 56 | 70 | 000 | 246.86 | S/T A/L FRINGE SUPV | 005121 | 005121 | Labor
[72 empty] | 2009 | 6 | 971 | 108 | 50 | 70 | 000 | 1058.48 | S/T A/L FRINGE SUPV | 005121 | 005121 | Labor
[72 empty] | 2009 | 7 | 971 | 108 | 50 | 70 | 000 | 1335.41 | S/T A/L FRINGE SUPV | 005121 | 005121 | Labor
[72 empty] | 2009 | 7 | 971 | 108 | 51 | 70 | 000 | 27.05 | S/T A/L FRINGE SUPV | 005121 | 005121 | Labor
[72 empty] | 2009 | 8 | 971 | 108 | 50 | 70 | 000 | 822.83 | S/T A/L FRINGE SUPV | 005121 | 005121 | Labor
[72 empty] | 2009 | 9 | 971 | 108 | 50 | 70 | 000 | 832.26 | S/T A/L FRINGE SUPV | 005121 | 005121 | Labor
[72 empty] | 2009 | 9 | 971 | 108 | 56 | 70 | 000 | 128.46 | S/T A/L FRINGE SUPV | 005121 | 005121 | Labor
[72 empty] | 2009 | 10 | 971 | 108 | 50 | 70 | 000 | 777.41 | S/T A/L FRINGE SUPV | 005121 | 005121 | Labor
[72 empty] | 2009 | 10 | 971 | 108 | 53 | 70 | 000 | 57.82 | S/T A/L FRINGE SUPV | 005121 | 005121 | Labor
[72 empty] | 2009 | 10 | 971 | 108 | 56 | 70 | 000 | 612.51 | S/T A/L FRINGE SUPV | 005121 | 005121 | Labor
[72 empty] | 2009 | 11 | 971 | 108 | 50 | 70 | 000 | 265.17 | S/T A/L FRINGE SUPV | 005121 | 005121 | Labor
[72 empty] | 2009 | 11 | 971 | 108 | 56 | 70 | 000 | 845.93 | S/T A/L FRINGE SUPV | 005121 | 005121 | Labor
[72 empty] | 2009 | 12 | 971 | 108 | 53 | 70 | 000 | 522.99 | S/T A/L FRINGE SUPV | 005121 | 005121 | Labor
[72 empty] | 2009 | 12 | 971 | 108 | 56 | 70 | 000 | 366.09 | S/T A/L FRINGE SUPV | 005121 | 005121 | Labor
[72 empty] | 2010 | 1 | 971 | 108 | 53 | 70 | 000 | 651.29 | S/T A/L FRINGE SUPV | 005121 | 005121 | Labor
[72 empty] | 2010 | 2 | 971 | 108 | 50 | 70 | 000 | 180.56 | S/T A/L FRINGE SUPV | 005121 | 005121 | Labor
[72 empty] | 2010 | 2 | 971 | 108 | 53 | 70 | 000 | 452.79 | S/T A/L FRINGE SUPV | 005121 | 005121 | Labor
[72 empty] | 2010 | 3 | 971 | 108 | 50 | 70 | 000 | 254.33 | S/T A/L FRINGE SUPV | 005121 | 005121 | Labor
[72 empty] | 2010 | 3 | 971 | 108 | 53 | 70 | 000 | 643.33 | S/T A/L FRINGE SUPV | 005121 | 005121 | Labor
[72 empty] | 2010 | 4 | 971 | 108 | 50 | 70 | 000 | 340.94 | S/T A/L FRINGE SUPV | 005121 | 005121 | Labor
[72 empty] | 2010 | 4 | 971 | 108 | 53 | 70 | 000 | 249.9 | S/T A/L FRINGE SUPV | 005121 | 005121 | Labor
[72 empty] | 2010 | 4 | 971 | 108 | 56 | 70 | 000 | 356.99 | S/T A/L FRINGE SUPV | 005121 | 005121 | Labor
[72 empty] | 2010 | 5 | 971 | 108 | 50 | 70 | 000 | 331.72 | S/T A/L FRINGE SUPV | 005121 | 005121 | Labor
[72 empty] | 2010 | 5 | 971 | 108 | 54 | 70 | 000 | 190.32 | S/T A/L FRINGE SUPV | 005121 | 005121 | Labor
[72 empty] | 2010 | 5 | 971 | 108 | 56 | 70 | 000 | 761.28 | S/T A/L FRINGE SUPV | 005121 | 005121 | Labor
[72 empty] | 2010 | 6 | 971 | 108 | 50 | 70 | 000 | 1087.8 | S/T A/L FRINGE SUPV | 005121 | 005121 | Labor
[72 empty] | 2010 | 6 | 971 | 108 | 51 | 70 | 000 | 1115.66 | S/T A/L FRINGE SUPV | 005121 | 005121 | Labor
[72 empty] | 2010 | 6 | 971 | 108 | 54 | 70 | 000 | 304.48 | S/T A/L FRINGE SUPV | 005121 | 005121 | Labor
[72 empty] | 2010 | 6 | 971 | 108 | 56 | 70 | 000 | 608.97 | S/T A/L FRINGE SUPV | 005121 | 005121 | Labor
[72 empty] | 2010 | 7 | 971 | 108 | 50 | 70 | 000 | 2447.69 | S/T A/L FRINGE SUPV | 005121 | 005121 | Labor
[72 empty] | 2010 | 7 | 971 | 108 | 51 | 70 | 000 | 1986.53 | S/T A/L FRINGE SUPV | 005121 | 005121 | Labor
[72 empty] | 2010 | 7 | 971 | 108 | 52 | 70 | 000 | 1676.69 | S/T A/L FRINGE SUPV | 005121 | 005121 | Labor
[72 empty] | 2010 | 7 | 971 | 108 | 54 | 70 | 000 | 830.09 | S/T A/L FRINGE SUPV | 005121 | 005121 | Labor
[72 empty] | 2010 | 7 | 971 | 108 | 56 | 70 | 000 | 800.33 | S/T A/L FRINGE SUPV | 005121 | 005121 | Labor
[72 empty] | 2010 | 8 | 971 | 108 | 50 | 70 | 000 | 2298.58 | S/T A/L FRINGE SUPV | 005121 | 005121 | Labor
[72 empty] | 2010 | 8 | 971 | 108 | 51 | 70 | 000 | 1634.94 | S/T A/L FRINGE SUPV | 005121 | 005121 | Labor
[72 empty] | 2010 | 8 | 971 | 108 | 52 | 70 | 000 | 984.92 | S/T A/L FRINGE SUPV | 005121 | 005121 | Labor
[72 empty] | 2010 | 8 | 971 | 108 | 56 | 70 | 000 | 1066.76 | S/T A/L FRINGE SUPV | 005121 | 005121 | Labor
[72 empty] | 2010 | 9 | 971 | 108 | 50 | 70 | 000 | 919.82 | S/T A/L FRINGE SUPV | 005121 | 005121 | Labor
[72 empty] | 2010 | 9 | 971 | 108 | 56 | 70 | 000 | 613.23 | S/T A/L FRINGE SUPV | 005121 | 005121 | Labor
[72 empty] | 2010 | 10 | 971 | 108 | 50 | 70 | 000 | 1289.95 | S/T A/L FRINGE SUPV | 005121 | 005121 | Labor
[72 empty] | 2010 | 10 | 971 | 108 | 51 | 70 | 000 | 1604.03 | S/T A/L FRINGE SUPV | 005121 | 005121 | Labor
[72 empty] | 2010 | 10 | 971 | 108 | 52 | 70 | 000 | 486.06 | S/T A/L FRINGE SUPV | 005121 | 005121 | Labor
[72 empty] | 2010 | 10 | 971 | 108 | 56 | 70 | 000 | 383.25 | S/T A/L FRINGE SUPV | 005121 | 005121 | Labor
[72 empty] | 2010 | 11 | 971 | 108 | 50 | 70 | 000 | 2469.05 | S/T A/L FRINGE SUPV | 005121 | 005121 | Labor
[72 empty] | 2010 | 11 | 971 | 108 | 51 | 70 | 000 | 2318.03 | S/T A/L FRINGE SUPV | 005121 | 005121 | Labor
[72 empty] | 2010 | 11 | 971 | 108 | 52 | 70 | 000 | 710.71 | S/T A/L FRINGE SUPV | 005121 | 005121 | Labor
[72 empty] | 2010 | 11 | 971 | 108 | 56 | 70 | 000 | 267.04 | S/T A/L FRINGE SUPV | 005121 | 005121 | Labor
[72 empty] | 2010 | 12 | 971 | 108 | 50 | 70 | 000 | 3334.48 | S/T A/L FRINGE SUPV | 005121 | 005121 | Labor
[72 empty] | 2010 | 12 | 971 | 108 | 51 | 70 | 000 | 2283.88 | S/T A/L FRINGE SUPV | 005121 | 005121 | Labor
[72 empty] | 2010 | 12 | 971 | 108 | 52 | 70 | 000 | 266.67 | S/T A/L FRINGE SUPV | 005121 | 005121 | Labor
[72 empty] | 2010 | 12 | 971 | 108 | 56 | 70 | 000 | 317.98 | S/T A/L FRINGE SUPV | 005121 | 005121 | Labor
[72 empty] | 2007 | 3 | 972 | 108 | 50 | 70 | 000 | 51.31 | S/T A/L FRINGE SUPV | 005121 | 005121 | Labor
[72 empty] | 2007 | 3 | 972 | 108 | 51 | 70 | 000 | 51.32 | S/T A/L FRINGE SUPV | 005121 | 005121 | Labor
[72 empty] | 2007 | 3 | 972 | 108 | 52 | 70 | 000 | 51.32 | S/T A/L FRINGE SUPV | 005121 | 005121 | Labor
[72 empty] | 2007 | 3 | 972 | 108 | 53 | 70 | 000 | 51.32 | S/T A/L FRINGE SUPV | 005121 | 005121 | Labor
[72 empty] | 2007 | 4 | 972 | 108 | 51 | 70 | 000 | 33.59 | S/T A/L FRINGE SUPV | 005121 | 005121 | Labor
[72 empty] | 2007 | 4 | 972 | 108 | 52 | 70 | 000 | 33.59 | S/T A/L FRINGE SUPV | 005121 | 005121 | Labor
[72 empty] | 2007 | 5 | 972 | 108 | 53 | 70 | 000 | 31.67 | S/T A/L FRINGE SUPV | 005121 | 005121 | Labor
[72 empty] | 2007 | 5 | 972 | 108 | 54 | 70 | 000 | 31.67 | S/T A/L FRINGE SUPV | 005121 | 005121 | Labor
[72 empty] | 2007 | 6 | 972 | 108 | 51 | 70 | 000 | 27.12 | S/T A/L FRINGE SUPV | 005121 | 005121 | Labor
[72 empty] | 2007 | 7 | 972 | 108 | 53 | 70 | 000 | 29.15 | S/T A/L FRINGE SUPV | 005121 | 005121 | Labor
[72 empty] | 2007 | 7 | 972 | 108 | 54 | 70 | 000 | 29.15 | S/T A/L FRINGE SUPV | 005121 | 005121 | Labor
[72 empty] | 2007 | 8 | 972 | 108 | 52 | 70 | 000 | 161.33 | S/T A/L FRINGE SUPV | 005121 | 005121 | Labor
[72 empty] | 2007 | 8 | 972 | 108 | 53 | 70 | 000 | 161.34 | S/T A/L FRINGE SUPV | 005121 | 005121 | Labor
[72 empty] | 2007 | 8 | 972 | 108 | 54 | 70 | 000 | 161.34 | S/T A/L FRINGE SUPV | 005121 | 005121 | Labor
[72 empty] | 2007 | 9 | 972 | 108 | 52 | 70 | 000 | 286.25 | S/T A/L FRINGE SUPV | 005121 | 005121 | Labor
[72 empty] | 2007 | 9 | 972 | 108 | 53 | 70 | 000 | 286.26 | S/T A/L FRINGE SUPV | 005121 | 005121 | Labor
[72 empty] | 2007 | 9 | 972 | 108 | 54 | 70 | 000 | 286.26 | S/T A/L FRINGE SUPV | 005121 | 005121 | Labor
[72 empty] | 2007 | 10 | 972 | 108 | 52 | 70 | 000 | 348.19 | S/T A/L FRINGE SUPV | 005121 | 005121 | Labor
[72 empty] | 2007 | 10 | 972 | 108 | 53 | 70 | 000 | 348.19 | S/T A/L FRINGE SUPV | 005121 | 005121 | Labor
[72 empty] | 2007 | 10 | 972 | 108 | 54 | 70 | 000 | 348.19 | S/T A/L FRINGE SUPV | 005121 | 005121 | Labor
[72 empty] | 2007 | 11 | 972 | 108 | 52 | 70 | 000 | 440.1 | S/T A/L FRINGE SUPV | 005121 | 005121 | Labor
[72 empty] | 2007 | 11 | 972 | 108 | 53 | 70 | 000 | 440.1 | S/T A/L FRINGE SUPV | 005121 | 005121 | Labor
[72 empty] | 2007 | 11 | 972 | 108 | 54 | 70 | 000 | 440.1 | S/T A/L FRINGE SUPV | 005121 | 005121 | Labor
[72 empty] | 2007 | 12 | 972 | 108 | 52 | 70 | 000 | 168.87 | S/T A/L FRINGE SUPV | 005121 | 005121 | Labor
[72 empty] | 2007 | 12 | 972 | 108 | 53 | 70 | 000 | 168.86 | S/T A/L FRINGE SUPV | 005121 | 005121 | Labor
[72 empty] | 2007 | 12 | 972 | 108 | 54 | 70 | 000 | 168.86 | S/T A/L FRINGE SUPV | 005121 | 005121 | Labor
[72 empty] | 2008 | 1 | 972 | 108 | 52 | 70 | 000 | 213.08 | S/T A/L FRINGE SUPV | 005121 | 005121 | Labor
[72 empty] | 2008 | 1 | 972 | 108 | 53 | 70 | 000 | 213.07 | S/T A/L FRINGE SUPV | 005121 | 005121 | Labor
[72 empty] | 2008 | 1 | 972 | 108 | 54 | 70 | 000 | 213.07 | S/T A/L FRINGE SUPV | 005121 | 005121 | Labor
[72 empty] | 2009 | 3 | 972 | 108 | 51 | 70 | 000 | 303.5 | S/T A/L FRINGE SUPV | 005121 | 005121 | Labor
[72 empty] | 2009 | 4 | 972 | 108 | 51 | 70 | 000 | 570.8 | S/T A/L FRINGE SUPV | 005121 | 005121 | Labor
[72 empty] | 2009 | 7 | 972 | 108 | 50 | 70 | 000 | 156.67 | S/T A/L FRINGE SUPV | 005121 | 005121 | Labor
[72 empty] | 2009 | 8 | 972 | 108 | 50 | 70 | 000 | 118.83 | S/T A/L FRINGE SUPV | 005121 | 005121 | Labor
[72 empty] | 2009 | 9 | 972 | 108 | 50 | 70 | 000 | 121.15 | S/T A/L FRINGE SUPV | 005121 | 005121 | Labor
[72 empty] | 2009 | 10 | 972 | 108 | 50 | 70 | 000 | 258.22 | S/T A/L FRINGE SUPV | 005121 | 005121 | Labor
[72 empty] | 2009 | 11 | 972 | 108 | 50 | 70 | 000 | 173 | S/T A/L FRINGE SUPV | 005121 | 005121 | Labor
[72 empty] | 2009 | 12 | 972 | 108 | 50 | 70 | 000 | 166.05 | S/T A/L FRINGE SUPV | 005121 | 005121 | Labor
[72 empty] | 2010 | 1 | 972 | 108 | 50 | 70 | 000 | 169.45 | S/T A/L FRINGE SUPV | 005121 | 005121 | Labor
[72 empty] | 2010 | 2 | 972 | 108 | 50 | 70 | 000 | 167.56 | S/T A/L FRINGE SUPV | 005121 | 005121 | Labor
[72 empty] | 2010 | 3 | 972 | 108 | 50 | 70 | 000 | 122.91 | S/T A/L FRINGE SUPV | 005121 | 005121 | Labor
[72 empty] | 2010 | 4 | 972 | 108 | 50 | 70 | 000 | 156.28 | S/T A/L FRINGE SUPV | 005121 | 005121 | Labor
[72 empty] | 2010 | 5 | 972 | 108 | 50 | 70 | 000 | 132.65 | S/T A/L FRINGE SUPV | 005121 | 005121 | Labor
[72 empty] | 2010 | 6 | 972 | 108 | 50 | 70 | 000 | 160.99 | S/T A/L FRINGE SUPV | 005121 | 005121 | Labor
[72 empty] | 2010 | 7 | 972 | 108 | 50 | 70 | 000 | 235.23 | S/T A/L FRINGE SUPV | 005121 | 005121 | Labor
[72 empty] | 2010 | 7 | 972 | 108 | 51 | 70 | 000 | 959.17 | S/T A/L FRINGE SUPV | 005121 | 005121 | Labor
[72 empty] | 2010 | 7 | 972 | 108 | 52 | 70 | 000 | 639.45 | S/T A/L FRINGE SUPV | 005121 | 005121 | Labor
[72 empty] | 2010 | 8 | 972 | 108 | 51 | 70 | 000 | 339.98 | S/T A/L FRINGE SUPV | 005121 | 005121 | Labor
[72 empty] | 2010 | 8 | 972 | 108 | 52 | 70 | 000 | 339.98 | S/T A/L FRINGE SUPV | 005121 | 005121 | Labor
[72 empty] | 2010 | 9 | 972 | 108 | 50 | 70 | 000 | 1385.84 | S/T A/L FRINGE SUPV | 005121 | 005121 | Labor
[72 empty] | 2010 | 9 | 972 | 108 | 51 | 70 | 000 | 2832.2 | S/T A/L FRINGE SUPV | 005121 | 005121 | Labor
[72 empty] | 2010 | 9 | 972 | 108 | 52 | 70 | 000 | 783.41 | S/T A/L FRINGE SUPV | 005121 | 005121 | Labor
[72 empty] | 2010 | 9 | 972 | 108 | 54 | 70 | 000 | 133.41 | S/T A/L FRINGE SUPV | 005121 | 005121 | Labor
[72 empty] | 2010 | 9 | 972 | 108 | 55 | 70 | 000 | 133.41 | S/T A/L FRINGE SUPV | 005121 | 005121 | Labor
[72 empty] | 2010 | 9 | 972 | 108 | 56 | 70 | 000 | 666.44 | S/T A/L FRINGE SUPV | 005121 | 005121 | Labor
[72 empty] | 2010 | 10 | 972 | 108 | 50 | 70 | 000 | 732.16 | S/T A/L FRINGE SUPV | 005121 | 005121 | Labor
[72 empty] | 2010 | 10 | 972 | 108 | 51 | 70 | 000 | 156.03 | S/T A/L FRINGE SUPV | 005121 | 005121 | Labor
[72 empty] | 2010 | 10 | 972 | 108 | 52 | 70 | 000 | 156.03 | S/T A/L FRINGE SUPV | 005121 | 005121 | Labor
[72 empty] | 2010 | 10 | 972 | 108 | 56 | 70 | 000 | 123.03 | S/T A/L FRINGE SUPV | 005121 | 005121 | Labor
[72 empty] | 2007 | 3 | 973 | 108 | 51 | 70 | 000 | 29.6 | S/T A/L FRINGE SUPV | 005121 | 005121 | Labor
[72 empty] | 2007 | 4 | 973 | 108 | 50 | 70 | 000 | 31.21 | S/T A/L FRINGE SUPV | 005121 | 005121 | Labor
[72 empty] | 2007 | 5 | 973 | 108 | 50 | 70 | 000 | 411.65 | S/T A/L FRINGE SUPV | 005121 | 005121 | Labor
[72 empty] | 2007 | 6 | 973 | 108 | 50 | 70 | 000 | 344.9 | S/T A/L FRINGE SUPV | 005121 | 005121 | Labor
[72 empty] | 2007 | 7 | 973 | 108 | 50 | 70 | 000 | 445.06 | S/T A/L FRINGE SUPV | 005121 | 005121 | Labor
[72 empty] | 2007 | 8 | 973 | 108 | 50 | 70 | 000 | 390.87 | S/T A/L FRINGE SUPV | 005121 | 005121 | Labor
[72 empty] | 2009 | 9 | 992 | 108 | 50 | 70 | 000 | 241.84 | S/T A/L FRINGE SUPV | 005121 | 005121 | Labor
[72 empty] | 2009 | 10 | 992 | 108 | 50 | 70 | 000 | 741.51 | S/T A/L FRINGE SUPV | 005121 | 005121 | Labor
[72 empty] | 2009 | 11 | 992 | 108 | 50 | 70 | 000 | 495.47 | S/T A/L FRINGE SUPV | 005121 | 005121 | Labor
[72 empty] | 2009 | 12 | 992 | 108 | 50 | 70 | 000 | 711.44 | S/T A/L FRINGE SUPV | 005121 | 005121 | Labor
[72 empty] | 2010 | 1 | 992 | 108 | 50 | 70 | 000 | 932.76 | S/T A/L FRINGE SUPV | 005121 | 005121 | Labor
[72 empty] | 2010 | 2 | 992 | 108 | 50 | 70 | 000 | 1061.28 | S/T A/L FRINGE SUPV | 005121 | 005121 | Labor
[72 empty] | 2010 | 3 | 992 | 108 | 50 | 70 | 000 | 971.96 | S/T A/L FRINGE SUPV | 005121 | 005121 | Labor
[72 empty] | 2010 | 4 | 992 | 108 | 50 | 70 | 000 | 1223.26 | S/T A/L FRINGE SUPV | 005121 | 005121 | Labor
[72 empty] | 2010 | 5 | 992 | 108 | 50 | 70 | 000 | 1210.01 | S/T A/L FRINGE SUPV | 005121 | 005121 | Labor
[72 empty] | 2010 | 6 | 992 | 108 | 50 | 70 | 000 | 906.43 | S/T A/L FRINGE SUPV | 005121 | 005121 | Labor
[72 empty] | 2010 | 7 | 992 | 108 | 50 | 70 | 000 | 1832.82 | S/T A/L FRINGE SUPV | 005121 | 005121 | Labor
[72 empty] | 2010 | 8 | 992 | 108 | 50 | 70 | 000 | 1305.92 | S/T A/L FRINGE SUPV | 005121 | 005121 | Labor
[72 empty] | 2010 | 9 | 992 | 108 | 50 | 70 | 000 | 1300.01 | S/T A/L FRINGE SUPV | 005121 | 005121 | Labor
[72 empty] | 2010 | 10 | 992 | 108 | 50 | 70 | 000 | 1552.31 | S/T A/L FRINGE SUPV | 005121 | 005121 | Labor
[72 empty] | 2010 | 11 | 992 | 108 | 50 | 70 | 000 | 1556.23 | S/T A/L FRINGE SUPV | 005121 | 005121 | Labor
[72 empty] | 2010 | 12 | 992 | 108 | 50 | 70 | 000 | 2470.36 | S/T A/L FRINGE SUPV | 005121 | 005121 | Labor
[72 empty] | 2009 | 7 | 970 | 108 | 50 | 70 | 000 | 150.48 | O/T A/L FRINGE SUPV | 005122 | 005122 | Labor
[72 empty] | 2007 | 3 | 971 | 108 | 53 | 70 | 000 | 87.28 | O/T A/L FRINGE SUPV | 005122 | 005122 | Labor
[72 empty] | 2007 | 3 | 971 | 108 | 54 | 70 | 000 | 58.19 | O/T A/L FRINGE SUPV | 005122 | 005122 | Labor
[72 empty] | 2007 | 3 | 971 | 108 | 55 | 70 | 000 | 58.19 | O/T A/L FRINGE SUPV | 005122 | 005122 | Labor
[72 empty] | 2007 | 4 | 971 | 108 | 53 | 70 | 000 | 21.82 | O/T A/L FRINGE SUPV | 005122 | 005122 | Labor
[72 empty] | 2007 | 4 | 971 | 108 | 54 | 70 | 000 | 29.09 | O/T A/L FRINGE SUPV | 005122 | 005122 | Labor
[72 empty] | 2007 | 5 | 971 | 108 | 53 | 70 | 000 | 226.21 | O/T A/L FRINGE SUPV | 005122 | 005122 | Labor
[72 empty] | 2007 | 5 | 971 | 108 | 54 | 70 | 000 | 198.93 | O/T A/L FRINGE SUPV | 005122 | 005122 | Labor
[72 empty] | 2007 | 6 | 971 | 108 | 53 | 70 | 000 | 418.46 | O/T A/L FRINGE SUPV | 005122 | 005122 | Labor
[72 empty] | 2007 | 6 | 971 | 108 | 54 | 70 | 000 | 30.55 | O/T A/L FRINGE SUPV | 005122 | 005122 | Labor
[72 empty] | 2007 | 7 | 971 | 108 | 52 | 70 | 000 | 30.55 | O/T A/L FRINGE SUPV | 005122 | 005122 | Labor
[72 empty] | 2007 | 7 | 971 | 108 | 53 | 70 | 000 | 145.1 | O/T A/L FRINGE SUPV | 005122 | 005122 | Labor
[72 empty] | 2007 | 7 | 971 | 108 | 54 | 70 | 000 | 168.02 | O/T A/L FRINGE SUPV | 005122 | 005122 | Labor
[72 empty] | 2007 | 8 | 971 | 108 | 53 | 70 | 000 | 274.94 | O/T A/L FRINGE SUPV | 005122 | 005122 | Labor
[72 empty] | 2007 | 8 | 971 | 108 | 54 | 70 | 000 | 198.57 | O/T A/L FRINGE SUPV | 005122 | 005122 | Labor
[72 empty] | 2007 | 9 | 971 | 108 | 51 | 70 | 000 | 30.55 | O/T A/L FRINGE SUPV | 005122 | 005122 | Labor
[72 empty] | 2007 | 9 | 971 | 108 | 52 | 70 | 000 | 145.1 | O/T A/L FRINGE SUPV | 005122 | 005122 | Labor
[72 empty] | 2007 | 9 | 971 | 108 | 53 | 70 | 000 | 22.91 | O/T A/L FRINGE SUPV | 005122 | 005122 | Labor
[72 empty] | 2007 | 9 | 971 | 108 | 54 | 70 | 000 | 137.47 | O/T A/L FRINGE SUPV | 005122 | 005122 | Labor
[72 empty] | 2007 | 10 | 971 | 108 | 51 | 70 | 000 | 30.55 | O/T A/L FRINGE SUPV | 005122 | 005122 | Labor
[72 empty] | 2007 | 10 | 971 | 108 | 52 | 70 | 000 | 30.55 | O/T A/L FRINGE SUPV | 005122 | 005122 | Labor
[72 empty] | 2007 | 10 | 971 | 108 | 53 | 70 | 000 | 84.01 | O/T A/L FRINGE SUPV | 005122 | 005122 | Labor
[72 empty] | 2007 | 10 | 971 | 108 | 54 | 70 | 000 | 106.92 | O/T A/L FRINGE SUPV | 005122 | 005122 | Labor
[72 empty] | 2007 | 11 | 971 | 108 | 51 | 70 | 000 | 45.82 | O/T A/L FRINGE SUPV | 005122 | 005122 | Labor
[72 empty] | 2007 | 11 | 971 | 108 | 52 | 70 | 000 | 45.82 | O/T A/L FRINGE SUPV | 005122 | 005122 | Labor
[72 empty] | 2007 | 11 | 971 | 108 | 54 | 70 | 000 | 30.55 | O/T A/L FRINGE SUPV | 005122 | 005122 | Labor
[72 empty] | 2007 | 11 | 971 | 108 | 55 | 70 | 000 | 30.55 | O/T A/L FRINGE SUPV | 005122 | 005122 | Labor
[72 empty] | 2007 | 12 | 971 | 108 | 51 | 70 | 000 | 61.1 | O/T A/L FRINGE SUPV | 005122 | 005122 | Labor
[72 empty] | 2007 | 12 | 971 | 108 | 52 | 70 | 000 | 274.94 | O/T A/L FRINGE SUPV | 005122 | 005122 | Labor
[72 empty] | 2007 | 12 | 971 | 108 | 53 | 70 | 000 | 100.51 | O/T A/L FRINGE SUPV | 005122 | 005122 | Labor
[72 empty] | 2007 | 12 | 971 | 108 | 54 | 70 | 000 | 45.82 | O/T A/L FRINGE SUPV | 005122 | 005122 | Labor
[72 empty] | 2007 | 12 | 971 | 108 | 55 | 70 | 000 | 22.91 | O/T A/L FRINGE SUPV | 005122 | 005122 | Labor
[72 empty] | 2007 | 12 | 971 | 108 | 56 | 70 | 000 | 30.55 | O/T A/L FRINGE SUPV | 005122 | 005122 | Labor
[72 empty] | 2008 | 1 | 971 | 108 | 50 | 70 | 000 | 328.71 | O/T A/L FRINGE SUPV | 005122 | 005122 | Labor
[72 empty] | 2008 | 1 | 971 | 108 | 51 | 70 | 000 | 17.77 | O/T A/L FRINGE SUPV | 005122 | 005122 | Labor
[72 empty] | 2008 | 1 | 971 | 108 | 54 | 70 | 000 | 220.6 | O/T A/L FRINGE SUPV | 005122 | 005122 | Labor
[72 empty] | 2008 | 2 | 971 | 108 | 50 | 70 | 000 | 488.63 | O/T A/L FRINGE SUPV | 005122 | 005122 | Labor
[72 empty] | 2008 | 2 | 971 | 108 | 54 | 70 | 000 | 114.1 | O/T A/L FRINGE SUPV | 005122 | 005122 | Labor
[72 empty] | 2008 | 3 | 971 | 108 | 50 | 70 | 000 | 657.43 | O/T A/L FRINGE SUPV | 005122 | 005122 | Labor
[72 empty] | 2008 | 3 | 971 | 108 | 54 | 70 | 000 | 95.08 | O/T A/L FRINGE SUPV | 005122 | 005122 | Labor
[72 empty] | 2008 | 4 | 971 | 108 | 50 | 70 | 000 | 479.74 | O/T A/L FRINGE SUPV | 005122 | 005122 | Labor
[72 empty] | 2008 | 4 | 971 | 108 | 51 | 70 | 000 | 214.22 | O/T A/L FRINGE SUPV | 005122 | 005122 | Labor
[72 empty] | 2008 | 4 | 971 | 108 | 52 | 70 | 000 | 59.1 | O/T A/L FRINGE SUPV | 005122 | 005122 | Labor
[72 empty] | 2008 | 4 | 971 | 108 | 53 | 70 | 000 | 44.32 | O/T A/L FRINGE SUPV | 005122 | 005122 | Labor
[72 empty] | 2008 | 4 | 971 | 108 | 55 | 70 | 000 | 59.1 | O/T A/L FRINGE SUPV | 005122 | 005122 | Labor
[72 empty] | 2008 | 5 | 971 | 108 | 50 | 70 | 000 | 142.15 | O/T A/L FRINGE SUPV | 005122 | 005122 | Labor
[72 empty] | 2008 | 5 | 971 | 108 | 51 | 70 | 000 | 22.16 | O/T A/L FRINGE SUPV | 005122 | 005122 | Labor
[72 empty] | 2008 | 5 | 971 | 108 | 52 | 70 | 000 | 29.55 | O/T A/L FRINGE SUPV | 005122 | 005122 | Labor
[72 empty] | 2008 | 5 | 971 | 108 | 53 | 70 | 000 | 34.25 | O/T A/L FRINGE SUPV | 005122 | 005122 | Labor
[72 empty] | 2008 | 6 | 971 | 108 | 50 | 70 | 000 | 514.51 | O/T A/L FRINGE SUPV | 005122 | 005122 | Labor
[72 empty] | 2008 | 6 | 971 | 108 | 51 | 70 | 000 | 29.55 | O/T A/L FRINGE SUPV | 005122 | 005122 | Labor
[72 empty] | 2008 | 6 | 971 | 108 | 52 | 70 | 000 | 319.13 | O/T A/L FRINGE SUPV | 005122 | 005122 | Labor
[72 empty] | 2008 | 6 | 971 | 108 | 53 | 70 | 000 | 189.11 | O/T A/L FRINGE SUPV | 005122 | 005122 | Labor
[72 empty] | 2008 | 7 | 971 | 108 | 50 | 70 | 000 | 275.41 | O/T A/L FRINGE SUPV | 005122 | 005122 | Labor
[72 empty] | 2008 | 7 | 971 | 108 | 51 | 70 | 000 | 29.55 | O/T A/L FRINGE SUPV | 005122 | 005122 | Labor
[72 empty] | 2008 | 7 | 971 | 108 | 55 | 70 | 000 | 156.82 | O/T A/L FRINGE SUPV | 005122 | 005122 | Labor
[72 empty] | 2008 | 7 | 971 | 108 | 56 | 70 | 000 | 88.64 | O/T A/L FRINGE SUPV | 005122 | 005122 | Labor
[72 empty] | 2008 | 8 | 971 | 108 | 50 | 70 | 000 | 337.6 | O/T A/L FRINGE SUPV | 005122 | 005122 | Labor
[72 empty] | 2008 | 9 | 971 | 108 | 50 | 70 | 000 | 71.07 | O/T A/L FRINGE SUPV | 005122 | 005122 | Labor
[72 empty] | 2008 | 9 | 971 | 108 | 51 | 70 | 000 | 159.92 | O/T A/L FRINGE SUPV | 005122 | 005122 | Labor
[72 empty] | 2008 | 9 | 971 | 108 | 55 | 70 | 000 | 416.03 | O/T A/L FRINGE SUPV | 005122 | 005122 | Labor
[72 empty] | 2008 | 10 | 971 | 108 | 55 | 70 | 000 | 284.29 | O/T A/L FRINGE SUPV | 005122 | 005122 | Labor
[72 empty] | 2008 | 10 | 971 | 108 | 56 | 70 | 000 | 257.64 | O/T A/L FRINGE SUPV | 005122 | 005122 | Labor
[72 empty] | 2008 | 11 | 971 | 108 | 50 | 70 | 000 | 275.41 | O/T A/L FRINGE SUPV | 005122 | 005122 | Labor
[72 empty] | 2008 | 11 | 971 | 108 | 55 | 70 | 000 | 222.11 | O/T A/L FRINGE SUPV | 005122 | 005122 | Labor
[72 empty] | 2008 | 11 | 971 | 108 | 56 | 70 | 000 | 26.65 | O/T A/L FRINGE SUPV | 005122 | 005122 | Labor
[72 empty] | 2008 | 12 | 971 | 108 | 50 | 70 | 000 | 151.03 | O/T A/L FRINGE SUPV | 005122 | 005122 | Labor
[72 empty] | 2008 | 12 | 971 | 108 | 56 | 70 | 000 | 302.06 | O/T A/L FRINGE SUPV | 005122 | 005122 | Labor
[72 empty] | 2009 | 1 | 971 | 108 | 50 | 70 | 000 | 243.67 | O/T A/L FRINGE SUPV | 005122 | 005122 | Labor
[72 empty] | 2009 | 1 | 971 | 108 | 55 | 70 | 000 | 135.37 | O/T A/L FRINGE SUPV | 005122 | 005122 | Labor
[72 empty] | 2009 | 1 | 971 | 108 | 56 | 70 | 000 | 207.57 | O/T A/L FRINGE SUPV | 005122 | 005122 | Labor
[72 empty] | 2009 | 2 | 971 | 108 | 50 | 70 | 000 | 379.97 | O/T A/L FRINGE SUPV | 005122 | 005122 | Labor
[72 empty] | 2009 | 3 | 971 | 108 | 50 | 70 | 000 | 333.92 | O/T A/L FRINGE SUPV | 005122 | 005122 | Labor
[72 empty] | 2009 | 4 | 971 | 108 | 50 | 70 | 000 | 9.02 | O/T A/L FRINGE SUPV | 005122 | 005122 | Labor
[72 empty] | 2009 | 5 | 971 | 108 | 50 | 70 | 000 | 27.08 | O/T A/L FRINGE SUPV | 005122 | 005122 | Labor
[72 empty] | 2009 | 6 | 971 | 108 | 50 | 70 | 000 | 69.97 | O/T A/L FRINGE SUPV | 005122 | 005122 | Labor
[72 empty] | 2009 | 8 | 971 | 108 | 50 | 70 | 000 | 45.12 | O/T A/L FRINGE SUPV | 005122 | 005122 | Labor
[72 empty] | 2009 | 9 | 971 | 108 | 56 | 70 | 000 | 189.52 | O/T A/L FRINGE SUPV | 005122 | 005122 | Labor
[72 empty] | 2009 | 10 | 971 | 108 | 56 | 70 | 000 | 439.62 | O/T A/L FRINGE SUPV | 005122 | 005122 | Labor
[72 empty] | 2009 | 11 | 971 | 108 | 53 | 70 | 000 | 90.31 | O/T A/L FRINGE SUPV | 005122 | 005122 | Labor
[72 empty] | 2009 | 11 | 971 | 108 | 56 | 70 | 000 | 306.84 | O/T A/L FRINGE SUPV | 005122 | 005122 | Labor
[72 empty] | 2009 | 12 | 971 | 108 | 53 | 70 | 000 | 126.35 | O/T A/L FRINGE SUPV | 005122 | 005122 | Labor
[72 empty] | 2010 | 2 | 971 | 108 | 53 | 70 | 000 | 234.8 | O/T A/L FRINGE SUPV | 005122 | 005122 | Labor
[72 empty] | 2010 | 3 | 971 | 108 | 50 | 70 | 000 | 78.17 | O/T A/L FRINGE SUPV | 005122 | 005122 | Labor
[72 empty] | 2010 | 3 | 971 | 108 | 53 | 70 | 000 | 598.73 | O/T A/L FRINGE SUPV | 005122 | 005122 | Labor
[72 empty] | 2010 | 4 | 971 | 108 | 53 | 70 | 000 | 352.2 | O/T A/L FRINGE SUPV | 005122 | 005122 | Labor
[72 empty] | 2010 | 4 | 971 | 108 | 56 | 70 | 000 | 270.02 | O/T A/L FRINGE SUPV | 005122 | 005122 | Labor
[72 empty] | 2010 | 5 | 971 | 108 | 51 | 70 | 000 | 35.22 | O/T A/L FRINGE SUPV | 005122 | 005122 | Labor
[72 empty] | 2010 | 5 | 971 | 108 | 54 | 70 | 000 | 35.22 | O/T A/L FRINGE SUPV | 005122 | 005122 | Labor
[72 empty] | 2010 | 5 | 971 | 108 | 56 | 70 | 000 | 516.55 | O/T A/L FRINGE SUPV | 005122 | 005122 | Labor
[72 empty] | 2010 | 6 | 971 | 108 | 51 | 70 | 000 | 441.2 | O/T A/L FRINGE SUPV | 005122 | 005122 | Labor
[72 empty] | 2010 | 7 | 971 | 108 | 50 | 70 | 000 | 510.82 | O/T A/L FRINGE SUPV | 005122 | 005122 | Labor
[72 empty] | 2010 | 7 | 971 | 108 | 51 | 70 | 000 | 181.62 | O/T A/L FRINGE SUPV | 005122 | 005122 | Labor
[72 empty] | 2010 | 7 | 971 | 108 | 52 | 70 | 000 | 249.73 | O/T A/L FRINGE SUPV | 005122 | 005122 | Labor
[72 empty] | 2010 | 7 | 971 | 108 | 54 | 70 | 000 | 90.81 | O/T A/L FRINGE SUPV | 005122 | 005122 | Labor
[72 empty] | 2010 | 8 | 971 | 108 | 50 | 70 | 000 | 329.19 | O/T A/L FRINGE SUPV | 005122 | 005122 | Labor
[72 empty] | 2010 | 8 | 971 | 108 | 51 | 70 | 000 | 453.44 | O/T A/L FRINGE SUPV | 005122 | 005122 | Labor
[72 empty] | 2010 | 8 | 971 | 108 | 56 | 70 | 000 | 90.81 | O/T A/L FRINGE SUPV | 005122 | 005122 | Labor
[72 empty] | 2010 | 10 | 971 | 108 | 51 | 70 | 000 | 227.03 | O/T A/L FRINGE SUPV | 005122 | 005122 | Labor
[72 empty] | 2010 | 10 | 971 | 108 | 52 | 70 | 000 | 181.62 | O/T A/L FRINGE SUPV | 005122 | 005122 | Labor
[72 empty] | 2010 | 11 | 971 | 108 | 51 | 70 | 000 | 249.73 | O/T A/L FRINGE SUPV | 005122 | 005122 | Labor
[72 empty] | 2010 | 11 | 971 | 108 | 52 | 70 | 000 | 192.98 | O/T A/L FRINGE SUPV | 005122 | 005122 | Labor
[72 empty] | 2010 | 12 | 971 | 108 | 50 | 70 | 000 | 139.57 | O/T A/L FRINGE SUPV | 005122 | 005122 | Labor
[72 empty] | 2010 | 9 | 972 | 108 | 50 | 70 | 000 | 232.47 | O/T A/L FRINGE SUPV | 005122 | 005122 | Labor
[72 empty] | 2010 | 9 | 972 | 108 | 51 | 70 | 000 | 283.79 | O/T A/L FRINGE SUPV | 005122 | 005122 | Labor
[72 empty] | 2010 | 9 | 972 | 108 | 56 | 70 | 000 | 45.41 | O/T A/L FRINGE SUPV | 005122 | 005122 | Labor
[72 empty] | 2010 | 10 | 972 | 108 | 50 | 70 | 000 | 46.96 | O/T A/L FRINGE SUPV | 005122 | 005122 | Labor
[72 empty] | 2010 | 10 | 972 | 108 | 51 | 70 | 000 | 68.11 | O/T A/L FRINGE SUPV | 005122 | 005122 | Labor
[72 empty] | 2010 | 10 | 972 | 108 | 52 | 70 | 000 | 45.41 | O/T A/L FRINGE SUPV | 005122 | 005122 | Labor
[72 empty] | 2010 | 1 | 104 | 108 | 50 | 70 | 000 | 1.38 | SUPV SUCCESS SHARING | 005127 | 005127 | Labor
[72 empty] | 2010 | 2 | 104 | 108 | 50 | 70 | 000 | 0.04 | SUPV SUCCESS SHARING | 005127 | 005127 | Labor
[72 empty] | 2010 | 5 | 104 | 108 | 50 | 70 | 000 | 5.1 | SUPV PERFORM SHARING | 005127 | 005127 | Labor
[72 empty] | 2010 | 6 | 104 | 108 | 50 | 70 | 000 | 7.84 | SUPV PERFORM SHARING | 005127 | 005127 | Labor
[72 empty] | 2010 | 9 | 104 | 108 | 50 | 70 | 000 | 9.27 | SUPV PERFORM SHARING | 005127 | 005127 | Labor
[72 empty] | 2010 | 2 | 465 | 108 | 50 | 70 | 000 | 9.92 | SUPV SUCCESS SHARING | 005127 | 005127 | Labor
[72 empty] | 2010 | 3 | 465 | 108 | 50 | 70 | 000 | 11.72 | SUPV PERFORM SHARING | 005127 | 005127 | Labor
[72 empty] | 2010 | 4 | 465 | 108 | 50 | 70 | 000 | 23.97 | SUPV PERFORM SHARING | 005127 | 005127 | Labor
[72 empty] | 2010 | 5 | 465 | 108 | 50 | 70 | 000 | 16.58 | SUPV PERFORM SHARING | 005127 | 005127 | Labor
[72 empty] | 2010 | 6 | 465 | 108 | 50 | 70 | 000 | 16.21 | SUPV PERFORM SHARING | 005127 | 005127 | Labor
[72 empty] | 2010 | 7 | 465 | 108 | 50 | 70 | 000 | 0.95 | SUPV PERFORM SHARING | 005127 | 005127 | Labor
[72 empty] | 2010 | 8 | 465 | 108 | 50 | 70 | 000 | 5.53 | SUPV PERFORM SHARING | 005127 | 005127 | Labor
[72 empty] | 2010 | 9 | 465 | 108 | 50 | 70 | 000 | 0.91 | SUPV PERFORM SHARING | 005127 | 005127 | Labor
[72 empty] | 2010 | 10 | 465 | 108 | 50 | 70 | 000 | 1.84 | SUPV PERFORM SHARING | 005127 | 005127 | Labor
[72 empty] | 2010 | 11 | 465 | 108 | 50 | 70 | 000 | 8.4 | SUPV PERFORM SHARING | 005127 | 005127 | Labor
[72 empty] | 2008 | 7 | 917 | 108 | 50 | 70 | 000 | 11.19 | SUPV SUCCESS SHARING | 005127 | 005127 | Labor
[72 empty] | 2010 | 12 | 926 | 108 | 50 | 70 | 000 | 9.4 | SUPV PERFORM SHARING | 005127 | 005127 | Labor
[72 empty] | 2007 | 8 | 928 | 108 | 50 | 70 | 000 | 24.43 | SUPV SUCCESS SHARING | 005127 | 005127 | Labor
[72 empty] | 2007 | 9 | 928 | 108 | 50 | 70 | 000 | 53.75 | SUPV SUCCESS SHARING | 005127 | 005127 | Labor
[72 empty] | 2007 | 10 | 928 | 108 | 50 | 70 | 000 | 83.45 | SUPV SUCCESS SHARING | 005127 | 005127 | Labor
[72 empty] | 2007 | 11 | 928 | 108 | 50 | 70 | 000 | 120.25 | SUPV SUCCESS SHARING | 005127 | 005127 | Labor
[72 empty] | 2007 | 12 | 928 | 108 | 50 | 70 | 000 | 107.06 | SUPV SUCCESS SHARING | 005127 | 005127 | Labor
[72 empty] | 2008 | 1 | 928 | 108 | 50 | 70 | 000 | 208.32 | SUPV SUCCESS SHARING | 005127 | 005127 | Labor
[72 empty] | 2008 | 1 | 928 | 108 | 56 | 70 | 000 | 33.6 | SUPV SUCCESS SHARING | 005127 | 005127 | Labor
[72 empty] | 2008 | 2 | 928 | 108 | 50 | 70 | 000 | 170.5 | SUPV SUCCESS SHARING | 005127 | 005127 | Labor
[72 empty] | 2008 | 3 | 928 | 108 | 50 | 70 | 000 | 172.74 | SUPV SUCCESS SHARING | 005127 | 005127 | Labor
[72 empty] | 2008 | 4 | 928 | 108 | 50 | 70 | 000 | 230.88 | SUPV SUCCESS SHARING | 005127 | 005127 | Labor
[72 empty] | 2008 | 5 | 928 | 108 | 50 | 70 | 000 | 185.64 | SUPV SUCCESS SHARING | 005127 | 005127 | Labor
[72 empty] | 2008 | 6 | 928 | 108 | 50 | 70 | 000 | 196.42 | SUPV SUCCESS SHARING | 005127 | 005127 | Labor
[72 empty] | 2008 | 7 | 928 | 108 | 50 | 70 | 000 | 174.55 | SUPV SUCCESS SHARING | 005127 | 005127 | Labor
[72 empty] | 2008 | 8 | 928 | 108 | 50 | 70 | 000 | 106.24 | SUPV SUCCESS SHARING | 005127 | 005127 | Labor
[72 empty] | 2008 | 9 | 928 | 108 | 50 | 70 | 000 | 22.71 | SUPV SUCCESS SHARING | 005127 | 005127 | Labor
[72 empty] | 2008 | 9 | 928 | 108 | 56 | 70 | 000 | 37.68 | SUPV SUCCESS SHARING | 005127 | 005127 | Labor
[72 empty] | 2008 | 10 | 928 | 108 | 50 | 70 | 000 | 156.45 | SUPV SUCCESS SHARING | 005127 | 005127 | Labor
[72 empty] | 2008 | 11 | 928 | 108 | 50 | 70 | 000 | 165.69 | SUPV SUCCESS SHARING | 005127 | 005127 | Labor
[72 empty] | 2008 | 12 | 928 | 108 | 50 | 70 | 000 | 61.3 | SUPV SUCCESS SHARING | 005127 | 005127 | Labor
[72 empty] | 2009 | 1 | 928 | 108 | 50 | 70 | 000 | 146.05 | SUPV SUCCESS SHARING | 005127 | 005127 | Labor
[72 empty] | 2009 | 2 | 928 | 108 | 50 | 70 | 000 | 137.07 | SUPV SUCCESS SHARING | 005127 | 005127 | Labor
[72 empty] | 2009 | 2 | 928 | 108 | 56 | 70 | 000 | 16.8 | SUPV SUCCESS SHARING | 005127 | 005127 | Labor
[72 empty] | 2009 | 3 | 928 | 108 | 50 | 70 | 000 | 81.67 | SUPV SUCCESS SHARING | 005127 | 005127 | Labor
[72 empty] | 2009 | 4 | 928 | 108 | 50 | 70 | 000 | 71.74 | SUPV SUCCESS SHARING | 005127 | 005127 | Labor
[72 empty] | 2009 | 5 | 928 | 108 | 50 | 70 | 000 | 4.72 | SUPV SUCCESS SHARING | 005127 | 005127 | Labor
[72 empty] | 2009 | 6 | 928 | 108 | 50 | 70 | 000 | 10.56 | SUPV SUCCESS SHARING | 005127 | 005127 | Labor
[72 empty] | 2009 | 7 | 928 | 108 | 50 | 70 | 000 | 5.19 | SUPV SUCCESS SHARING | 005127 | 005127 | Labor
[72 empty] | 2009 | 9 | 928 | 108 | 50 | 70 | 000 | 10.34 | SUPV SUCCESS SHARING | 005127 | 005127 | Labor
[72 empty] | 2007 | 3 | 961 | 108 | 50 | 70 | 000 | 117.84 | SUPV SUCCESS SHARING | 005127 | 005127 | Labor
[72 empty] | 2007 | 4 | 961 | 108 | 50 | 70 | 000 | 147.57 | SUPV SUCCESS SHARING | 005127 | 005127 | Labor
[72 empty] | 2007 | 5 | 961 | 108 | 50 | 70 | 000 | 71.76 | SUPV SUCCESS SHARING | 005127 | 005127 | Labor
[72 empty] | 2007 | 6 | 961 | 108 | 50 | 70 | 000 | 102.94 | SUPV SUCCESS SHARING | 005127 | 005127 | Labor
[72 empty] | 2007 | 7 | 961 | 108 | 50 | 70 | 000 | 105.59 | SUPV SUCCESS SHARING | 005127 | 005127 | Labor
[72 empty] | 2007 | 8 | 961 | 108 | 50 | 70 | 000 | 386.6 | SUPV SUCCESS SHARING | 005127 | 005127 | Labor
[72 empty] | 2007 | 9 | 961 | 108 | 50 | 70 | 000 | 264.93 | SUPV SUCCESS SHARING | 005127 | 005127 | Labor
[72 empty] | 2007 | 10 | 961 | 108 | 50 | 70 | 000 | 328.52 | SUPV SUCCESS SHARING | 005127 | 005127 | Labor
[72 empty] | 2007 | 11 | 961 | 108 | 50 | 70 | 000 | 402.37 | SUPV SUCCESS SHARING | 005127 | 005127 | Labor
[72 empty] | 2007 | 12 | 961 | 108 | 50 | 70 | 000 | 405.35 | SUPV SUCCESS SHARING | 005127 | 005127 | Labor
[72 empty] | 2008 | 1 | 961 | 108 | 50 | 70 | 000 | 551.49 | SUPV SUCCESS SHARING | 005127 | 005127 | Labor
[72 empty] | 2008 | 2 | 961 | 108 | 50 | 70 | 000 | 363.34 | SUPV SUCCESS SHARING | 005127 | 005127 | Labor
[72 empty] | 2008 | 3 | 961 | 108 | 50 | 70 | 000 | 360.44 | SUPV SUCCESS SHARING | 005127 | 005127 | Labor
[72 empty] | 2008 | 4 | 961 | 108 | 50 | 70 | 000 | 375.16 | SUPV SUCCESS SHARING | 005127 | 005127 | Labor
[72 empty] | 2008 | 5 | 961 | 108 | 50 | 70 | 000 | 354.36 | SUPV SUCCESS SHARING | 005127 | 005127 | Labor
[72 empty] | 2008 | 6 | 961 | 108 | 50 | 70 | 000 | 306.92 | SUPV SUCCESS SHARING | 005127 | 005127 | Labor
[72 empty] | 2008 | 7 | 961 | 108 | 50 | 70 | 000 | 408.8 | SUPV SUCCESS SHARING | 005127 | 005127 | Labor
[72 empty] | 2008 | 8 | 961 | 108 | 50 | 70 | 000 | 290.6 | SUPV SUCCESS SHARING | 005127 | 005127 | Labor
[72 empty] | 2008 | 9 | 961 | 108 | 50 | 70 | 000 | 361.91 | SUPV SUCCESS SHARING | 005127 | 005127 | Labor
[72 empty] | 2008 | 10 | 961 | 108 | 50 | 70 | 000 | 163.31 | SUPV SUCCESS SHARING | 005127 | 005127 | Labor
[72 empty] | 2008 | 11 | 961 | 108 | 50 | 70 | 000 | 178.57 | SUPV SUCCESS SHARING | 005127 | 005127 | Labor
[72 empty] | 2008 | 12 | 961 | 108 | 50 | 70 | 000 | 214.37 | SUPV SUCCESS SHARING | 005127 | 005127 | Labor
[72 empty] | 2009 | 1 | 961 | 108 | 50 | 70 | 000 | 252.69 | SUPV SUCCESS SHARING | 005127 | 005127 | Labor
[72 empty] | 2009 | 2 | 961 | 108 | 50 | 70 | 000 | 162.05 | SUPV SUCCESS SHARING | 005127 | 005127 | Labor
[72 empty] | 2009 | 3 | 961 | 108 | 50 | 70 | 000 | 153.67 | SUPV SUCCESS SHARING | 005127 | 005127 | Labor
[72 empty] | 2009 | 4 | 961 | 108 | 50 | 70 | 000 | 165.3 | SUPV SUCCESS SHARING | 005127 | 005127 | Labor
[72 empty] | 2009 | 5 | 961 | 108 | 50 | 70 | 000 | 130.54 | SUPV SUCCESS SHARING | 005127 | 005127 | Labor
[72 empty] | 2009 | 6 | 961 | 108 | 50 | 70 | 000 | 132.29 | SUPV SUCCESS SHARING | 005127 | 005127 | Labor
[72 empty] | 2009 | 7 | 961 | 108 | 50 | 70 | 000 | 172.11 | SUPV SUCCESS SHARING | 005127 | 005127 | Labor
[72 empty] | 2009 | 8 | 961 | 108 | 50 | 70 | 000 | 161.08 | SUPV SUCCESS SHARING | 005127 | 005127 | Labor
[72 empty] | 2009 | 9 | 961 | 108 | 50 | 70 | 000 | 110.55 | SUPV SUCCESS SHARING | 005127 | 005127 | Labor
[72 empty] | 2009 | 10 | 961 | 108 | 50 | 70 | 000 | 71.6 | SUPV SUCCESS SHARING | 005127 | 005127 | Labor
[72 empty] | 2009 | 11 | 961 | 108 | 50 | 70 | 000 | 71.83 | SUPV SUCCESS SHARING | 005127 | 005127 | Labor
[72 empty] | 2009 | 12 | 961 | 108 | 50 | 70 | 000 | 76.43 | SUPV SUCCESS SHARING | 005127 | 005127 | Labor
[72 empty] | 2010 | 1 | 961 | 108 | 50 | 70 | 000 | 24.23 | SUPV SUCCESS SHARING | 005127 | 005127 | Labor
[72 empty] | 2010 | 2 | 961 | 108 | 50 | 70 | 000 | 33.87 | SUPV SUCCESS SHARING | 005127 | 005127 | Labor
[72 empty] | 2010 | 3 | 961 | 108 | 50 | 70 | 000 | 45.66 | SUPV PERFORM SHARING | 005127 | 005127 | Labor
[72 empty] | 2010 | 4 | 961 | 108 | 50 | 70 | 000 | 55.15 | SUPV PERFORM SHARING | 005127 | 005127 | Labor
[72 empty] | 2010 | 5 | 961 | 108 | 50 | 70 | 000 | 40.42 | SUPV PERFORM SHARING | 005127 | 005127 | Labor
[72 empty] | 2010 | 6 | 961 | 108 | 50 | 70 | 000 | 50.88 | SUPV PERFORM SHARING | 005127 | 005127 | Labor
[72 empty] | 2010 | 7 | 961 | 108 | 50 | 70 | 000 | 71.63 | SUPV PERFORM SHARING | 005127 | 005127 | Labor
[72 empty] | 2010 | 8 | 961 | 108 | 50 | 70 | 000 | 61.54 | SUPV PERFORM SHARING | 005127 | 005127 | Labor
[72 empty] | 2010 | 9 | 961 | 108 | 50 | 70 | 000 | 63.12 | SUPV PERFORM SHARING | 005127 | 005127 | Labor
[72 empty] | 2010 | 10 | 961 | 108 | 50 | 70 | 000 | 52.28 | SUPV PERFORM SHARING | 005127 | 005127 | Labor
[72 empty] | 2010 | 11 | 961 | 108 | 50 | 70 | 000 | 54.38 | SUPV PERFORM SHARING | 005127 | 005127 | Labor
[72 empty] | 2010 | 12 | 961 | 108 | 50 | 70 | 000 | 67.99 | SUPV PERFORM SHARING | 005127 | 005127 | Labor
[72 empty] | 2007 | 4 | 970 | 108 | 52 | 70 | 000 | 53.33 | SUPV SUCCESS SHARING | 005127 | 005127 | Labor
[72 empty] | 2007 | 4 | 970 | 108 | 53 | 70 | 000 | 53.33 | SUPV SUCCESS SHARING | 005127 | 005127 | Labor
[72 empty] | 2007 | 4 | 970 | 108 | 54 | 70 | 000 | 53.33 | SUPV SUCCESS SHARING | 005127 | 005127 | Labor
[72 empty] | 2007 | 4 | 970 | 108 | 55 | 70 | 000 | 51.85 | SUPV SUCCESS SHARING | 005127 | 005127 | Labor
[72 empty] | 2007 | 5 | 970 | 108 | 52 | 70 | 000 | 54.54 | SUPV SUCCESS SHARING | 005127 | 005127 | Labor
[72 empty] | 2007 | 5 | 970 | 108 | 53 | 70 | 000 | 54.54 | SUPV SUCCESS SHARING | 005127 | 005127 | Labor
[72 empty] | 2007 | 5 | 970 | 108 | 54 | 70 | 000 | 54.54 | SUPV SUCCESS SHARING | 005127 | 005127 | Labor
[72 empty] | 2007 | 5 | 970 | 108 | 55 | 70 | 000 | 54.54 | SUPV SUCCESS SHARING | 005127 | 005127 | Labor
[72 empty] | 2007 | 6 | 970 | 108 | 52 | 70 | 000 | 23.93 | SUPV SUCCESS SHARING | 005127 | 005127 | Labor
[72 empty] | 2007 | 6 | 970 | 108 | 53 | 70 | 000 | 23.93 | SUPV SUCCESS SHARING | 005127 | 005127 | Labor
[72 empty] | 2007 | 6 | 970 | 108 | 54 | 70 | 000 | 23.93 | SUPV SUCCESS SHARING | 005127 | 005127 | Labor
[72 empty] | 2007 | 6 | 970 | 108 | 55 | 70 | 000 | 23.93 | SUPV SUCCESS SHARING | 005127 | 005127 | Labor
[72 empty] | 2007 | 7 | 970 | 108 | 52 | 70 | 000 | 16.68 | SUPV SUCCESS SHARING | 005127 | 005127 | Labor
[72 empty] | 2007 | 7 | 970 | 108 | 53 | 70 | 000 | 16.68 | SUPV SUCCESS SHARING | 005127 | 005127 | Labor
[72 empty] | 2007 | 7 | 970 | 108 | 54 | 70 | 000 | 16.68 | SUPV SUCCESS SHARING | 005127 | 005127 | Labor
[72 empty] | 2007 | 8 | 970 | 108 | 52 | 70 | 000 | 66.76 | SUPV SUCCESS SHARING | 005127 | 005127 | Labor
[72 empty] | 2007 | 8 | 970 | 108 | 53 | 70 | 000 | 66.76 | SUPV SUCCESS SHARING | 005127 | 005127 | Labor
[72 empty] | 2007 | 8 | 970 | 108 | 54 | 70 | 000 | 66.76 | SUPV SUCCESS SHARING | 005127 | 005127 | Labor
[72 empty] | 2009 | 4 | 970 | 108 | 50 | 70 | 000 | 78.36 | SUPV SUCCESS SHARING | 005127 | 005127 | Labor
[72 empty] | 2009 | 4 | 970 | 108 | 51 | 70 | 000 | 95.16 | SUPV SUCCESS SHARING | 005127 | 005127 | Labor
[72 empty] | 2009 | 7 | 970 | 108 | 50 | 70 | 000 | 130.71 | SUPV SUCCESS SHARING | 005127 | 005127 | Labor
[72 empty] | 2009 | 9 | 970 | 108 | 50 | 70 | 000 | 2.2 | SUPV SUCCESS SHARING | 005127 | 005127 | Labor
[72 empty] | 2009 | 10 | 970 | 108 | 50 | 70 | 000 | 21.75 | SUPV SUCCESS SHARING | 005127 | 005127 | Labor
[72 empty] | 2009 | 11 | 970 | 108 | 50 | 70 | 000 | 14.09 | SUPV SUCCESS SHARING | 005127 | 005127 | Labor
[72 empty] | 2009 | 12 | 970 | 108 | 50 | 70 | 000 | 2.89 | SUPV SUCCESS SHARING | 005127 | 005127 | Labor
[72 empty] | 2010 | 4 | 970 | 108 | 50 | 70 | 000 | 6.62 | SUPV PERFORM SHARING | 005127 | 005127 | Labor
[72 empty] | 2010 | 5 | 970 | 108 | 50 | 70 | 000 | 12.54 | SUPV PERFORM SHARING | 005127 | 005127 | Labor
[72 empty] | 2010 | 6 | 970 | 108 | 50 | 70 | 000 | 7.8 | SUPV PERFORM SHARING | 005127 | 005127 | Labor
[72 empty] | 2010 | 7 | 970 | 108 | 50 | 70 | 000 | 12.22 | SUPV PERFORM SHARING | 005127 | 005127 | Labor
[72 empty] | 2010 | 8 | 970 | 108 | 50 | 70 | 000 | 13.39 | SUPV PERFORM SHARING | 005127 | 005127 | Labor
[72 empty] | 2010 | 9 | 970 | 108 | 50 | 70 | 000 | 13.63 | SUPV PERFORM SHARING | 005127 | 005127 | Labor
[72 empty] | 2010 | 10 | 970 | 108 | 50 | 70 | 000 | 5.48 | SUPV PERFORM SHARING | 005127 | 005127 | Labor
[72 empty] | 2010 | 11 | 970 | 108 | 50 | 70 | 000 | 9.33 | SUPV PERFORM SHARING | 005127 | 005127 | Labor
[72 empty] | 2010 | 12 | 970 | 108 | 50 | 70 | 000 | 15.11 | SUPV PERFORM SHARING | 005127 | 005127 | Labor
[72 empty] | 2007 | 2 | 971 | 108 | 51 | 70 | 000 | 94.01 | SUPV SUCCESS SHARING | 005127 | 005127 | Labor
[72 empty] | 2007 | 2 | 971 | 108 | 52 | 70 | 000 | 64.42 | SUPV SUCCESS SHARING | 005127 | 005127 | Labor
[72 empty] | 2007 | 2 | 971 | 108 | 53 | 70 | 000 | 14.79 | SUPV SUCCESS SHARING | 005127 | 005127 | Labor
[72 empty] | 2007 | 2 | 971 | 108 | 54 | 70 | 000 | 14.79 | SUPV SUCCESS SHARING | 005127 | 005127 | Labor
[72 empty] | 2007 | 3 | 971 | 108 | 51 | 70 | 000 | 51.3 | SUPV SUCCESS SHARING | 005127 | 005127 | Labor
[72 empty] | 2007 | 3 | 971 | 108 | 52 | 70 | 000 | 66.59 | SUPV SUCCESS SHARING | 005127 | 005127 | Labor
[72 empty] | 2007 | 3 | 971 | 108 | 53 | 70 | 000 | 271.88 | SUPV SUCCESS SHARING | 005127 | 005127 | Labor
[72 empty] | 2007 | 3 | 971 | 108 | 54 | 70 | 000 | 220.55 | SUPV SUCCESS SHARING | 005127 | 005127 | Labor
[72 empty] | 2007 | 3 | 971 | 108 | 55 | 70 | 000 | 10.91 | SUPV SUCCESS SHARING | 005127 | 005127 | Labor
[72 empty] | 2007 | 4 | 971 | 108 | 53 | 70 | 000 | 208.14 | SUPV SUCCESS SHARING | 005127 | 005127 | Labor
[72 empty] | 2007 | 4 | 971 | 108 | 54 | 70 | 000 | 193.46 | SUPV SUCCESS SHARING | 005127 | 005127 | Labor
[72 empty] | 2007 | 5 | 971 | 108 | 53 | 70 | 000 | 289.11 | SUPV SUCCESS SHARING | 005127 | 005127 | Labor
[72 empty] | 2007 | 5 | 971 | 108 | 54 | 70 | 000 | 250.29 | SUPV SUCCESS SHARING | 005127 | 005127 | Labor
[72 empty] | 2007 | 6 | 971 | 108 | 53 | 70 | 000 | 480.32 | SUPV SUCCESS SHARING | 005127 | 005127 | Labor
[72 empty] | 2007 | 6 | 971 | 108 | 54 | 70 | 000 | 170.19 | SUPV SUCCESS SHARING | 005127 | 005127 | Labor
[72 empty] | 2007 | 7 | 971 | 108 | 51 | 70 | 000 | 19.67 | SUPV SUCCESS SHARING | 005127 | 005127 | Labor
[72 empty] | 2007 | 7 | 971 | 108 | 52 | 70 | 000 | 25.4 | SUPV SUCCESS SHARING | 005127 | 005127 | Labor
[72 empty] | 2007 | 7 | 971 | 108 | 53 | 70 | 000 | 343.52 | SUPV SUCCESS SHARING | 005127 | 005127 | Labor
[72 empty] | 2007 | 7 | 971 | 108 | 54 | 70 | 000 | 288.8 | SUPV SUCCESS SHARING | 005127 | 005127 | Labor
[72 empty] | 2007 | 8 | 971 | 108 | 51 | 70 | 000 | 16.52 | SUPV SUCCESS SHARING | 005127 | 005127 | Labor
[72 empty] | 2007 | 8 | 971 | 108 | 52 | 70 | 000 | 10.9 | SUPV SUCCESS SHARING | 005127 | 005127 | Labor
[72 empty] | 2007 | 8 | 971 | 108 | 53 | 70 | 000 | 469.26 | SUPV SUCCESS SHARING | 005127 | 005127 | Labor
[72 empty] | 2007 | 8 | 971 | 108 | 54 | 70 | 000 | 402.73 | SUPV SUCCESS SHARING | 005127 | 005127 | Labor
[72 empty] | 2007 | 9 | 971 | 108 | 51 | 70 | 000 | 44.72 | SUPV SUCCESS SHARING | 005127 | 005127 | Labor
[72 empty] | 2007 | 9 | 971 | 108 | 52 | 70 | 000 | 95.26 | SUPV SUCCESS SHARING | 005127 | 005127 | Labor
[72 empty] | 2007 | 9 | 971 | 108 | 53 | 70 | 000 | 226.64 | SUPV SUCCESS SHARING | 005127 | 005127 | Labor
[72 empty] | 2007 | 9 | 971 | 108 | 54 | 70 | 000 | 163.42 | SUPV SUCCESS SHARING | 005127 | 005127 | Labor
[72 empty] | 2007 | 9 | 971 | 108 | 55 | 70 | 000 | 4.96 | SUPV SUCCESS SHARING | 005127 | 005127 | Labor
[72 empty] | 2007 | 10 | 971 | 108 | 51 | 70 | 000 | 26.36 | SUPV SUCCESS SHARING | 005127 | 005127 | Labor
[72 empty] | 2007 | 10 | 971 | 108 | 52 | 70 | 000 | 21.7 | SUPV SUCCESS SHARING | 005127 | 005127 | Labor
[72 empty] | 2007 | 10 | 971 | 108 | 53 | 70 | 000 | 249.01 | SUPV SUCCESS SHARING | 005127 | 005127 | Labor
[72 empty] | 2007 | 10 | 971 | 108 | 54 | 70 | 000 | 188.99 | SUPV SUCCESS SHARING | 005127 | 005127 | Labor
[72 empty] | 2007 | 10 | 971 | 108 | 55 | 70 | 000 | 4.66 | SUPV SUCCESS SHARING | 005127 | 005127 | Labor
[72 empty] | 2007 | 11 | 971 | 108 | 51 | 70 | 000 | 41.35 | SUPV SUCCESS SHARING | 005127 | 005127 | Labor
[72 empty] | 2007 | 11 | 971 | 108 | 52 | 70 | 000 | 133.28 | SUPV SUCCESS SHARING | 005127 | 005127 | Labor
[72 empty] | 2007 | 11 | 971 | 108 | 53 | 70 | 000 | 71.99 | SUPV SUCCESS SHARING | 005127 | 005127 | Labor
[72 empty] | 2007 | 11 | 971 | 108 | 54 | 70 | 000 | 70.19 | SUPV SUCCESS SHARING | 005127 | 005127 | Labor
[72 empty] | 2007 | 11 | 971 | 108 | 55 | 70 | 000 | 37.96 | SUPV SUCCESS SHARING | 005127 | 005127 | Labor
[72 empty] | 2007 | 12 | 971 | 108 | 51 | 70 | 000 | 118.93 | SUPV SUCCESS SHARING | 005127 | 005127 | Labor
[72 empty] | 2007 | 12 | 971 | 108 | 52 | 70 | 000 | 208.06 | SUPV SUCCESS SHARING | 005127 | 005127 | Labor
[72 empty] | 2007 | 12 | 971 | 108 | 53 | 70 | 000 | 115.23 | SUPV SUCCESS SHARING | 005127 | 005127 | Labor
[72 empty] | 2007 | 12 | 971 | 108 | 54 | 70 | 000 | 64.04 | SUPV SUCCESS SHARING | 005127 | 005127 | Labor
[72 empty] | 2007 | 12 | 971 | 108 | 55 | 70 | 000 | 35.36 | SUPV SUCCESS SHARING | 005127 | 005127 | Labor
[72 empty] | 2007 | 12 | 971 | 108 | 56 | 70 | 000 | 24.61 | SUPV SUCCESS SHARING | 005127 | 005127 | Labor
[72 empty] | 2008 | 1 | 971 | 108 | 50 | 70 | 000 | 330.95 | SUPV SUCCESS SHARING | 005127 | 005127 | Labor
[72 empty] | 2008 | 1 | 971 | 108 | 51 | 70 | 000 | 208.36 | SUPV SUCCESS SHARING | 005127 | 005127 | Labor
[72 empty] | 2008 | 1 | 971 | 108 | 52 | 70 | 000 | 56.29 | SUPV SUCCESS SHARING | 005127 | 005127 | Labor
[72 empty] | 2008 | 1 | 971 | 108 | 53 | 70 | 000 | 140.26 | SUPV SUCCESS SHARING | 005127 | 005127 | Labor
[72 empty] | 2008 | 1 | 971 | 108 | 54 | 70 | 000 | 144.96 | SUPV SUCCESS SHARING | 005127 | 005127 | Labor
[72 empty] | 2008 | 1 | 971 | 108 | 55 | 70 | 000 | 57.58 | SUPV SUCCESS SHARING | 005127 | 005127 | Labor
[72 empty] | 2008 | 1 | 971 | 108 | 56 | 70 | 000 | 18.12 | SUPV SUCCESS SHARING | 005127 | 005127 | Labor
[72 empty] | 2008 | 2 | 971 | 108 | 50 | 70 | 000 | 486.56 | SUPV SUCCESS SHARING | 005127 | 005127 | Labor
[72 empty] | 2008 | 2 | 971 | 108 | 52 | 70 | 000 | 16.47 | SUPV SUCCESS SHARING | 005127 | 005127 | Labor
[72 empty] | 2008 | 2 | 971 | 108 | 53 | 70 | 000 | 26.01 | SUPV SUCCESS SHARING | 005127 | 005127 | Labor
[72 empty] | 2008 | 2 | 971 | 108 | 54 | 70 | 000 | 48.83 | SUPV SUCCESS SHARING | 005127 | 005127 | Labor
[72 empty] | 2008 | 2 | 971 | 108 | 55 | 70 | 000 | 5.2 | SUPV SUCCESS SHARING | 005127 | 005127 | Labor
[72 empty] | 2008 | 3 | 971 | 108 | 50 | 70 | 000 | 553.3 | SUPV SUCCESS SHARING | 005127 | 005127 | Labor
[72 empty] | 2008 | 3 | 971 | 108 | 51 | 70 | 000 | 74.82 | SUPV SUCCESS SHARING | 005127 | 005127 | Labor
[72 empty] | 2008 | 3 | 971 | 108 | 52 | 70 | 000 | 80.47 | SUPV SUCCESS SHARING | 005127 | 005127 | Labor
[72 empty] | 2008 | 3 | 971 | 108 | 53 | 70 | 000 | 67.72 | SUPV SUCCESS SHARING | 005127 | 005127 | Labor
[72 empty] | 2008 | 3 | 971 | 108 | 54 | 70 | 000 | 75.45 | SUPV SUCCESS SHARING | 005127 | 005127 | Labor
[72 empty] | 2008 | 3 | 971 | 108 | 55 | 70 | 000 | 45.14 | SUPV SUCCESS SHARING | 005127 | 005127 | Labor
[72 empty] | 2008 | 4 | 971 | 108 | 50 | 70 | 000 | 382.17 | SUPV SUCCESS SHARING | 005127 | 005127 | Labor
[72 empty] | 2008 | 4 | 971 | 108 | 51 | 70 | 000 | 274.56 | SUPV SUCCESS SHARING | 005127 | 005127 | Labor
[72 empty] | 2008 | 4 | 971 | 108 | 52 | 70 | 000 | 235.68 | SUPV SUCCESS SHARING | 005127 | 005127 | Labor
[72 empty] | 2008 | 4 | 971 | 108 | 53 | 70 | 000 | 69.62 | SUPV SUCCESS SHARING | 005127 | 005127 | Labor
[72 empty] | 2008 | 4 | 971 | 108 | 54 | 70 | 000 | 32.82 | SUPV SUCCESS SHARING | 005127 | 005127 | Labor
[72 empty] | 2008 | 4 | 971 | 108 | 55 | 70 | 000 | 78.64 | SUPV SUCCESS SHARING | 005127 | 005127 | Labor
[72 empty] | 2008 | 5 | 971 | 108 | 50 | 70 | 000 | 296.65 | SUPV SUCCESS SHARING | 005127 | 005127 | Labor
[72 empty] | 2008 | 5 | 971 | 108 | 51 | 70 | 000 | 144.54 | SUPV SUCCESS SHARING | 005127 | 005127 | Labor
[72 empty] | 2008 | 5 | 971 | 108 | 52 | 70 | 000 | 317.22 | SUPV SUCCESS SHARING | 005127 | 005127 | Labor
[72 empty] | 2008 | 5 | 971 | 108 | 53 | 70 | 000 | 241.61 | SUPV SUCCESS SHARING | 005127 | 005127 | Labor
[72 empty] | 2008 | 5 | 971 | 108 | 54 | 70 | 000 | 45.93 | SUPV SUCCESS SHARING | 005127 | 005127 | Labor
[72 empty] | 2008 | 5 | 971 | 108 | 55 | 70 | 000 | 75.25 | SUPV SUCCESS SHARING | 005127 | 005127 | Labor
[72 empty] | 2008 | 6 | 971 | 108 | 50 | 70 | 000 | 255.37 | SUPV SUCCESS SHARING | 005127 | 005127 | Labor
[72 empty] | 2008 | 6 | 971 | 108 | 51 | 70 | 000 | 44.44 | SUPV SUCCESS SHARING | 005127 | 005127 | Labor
[72 empty] | 2008 | 6 | 971 | 108 | 52 | 70 | 000 | 249.35 | SUPV SUCCESS SHARING | 005127 | 005127 | Labor
[72 empty] | 2008 | 6 | 971 | 108 | 53 | 70 | 000 | 223.34 | SUPV SUCCESS SHARING | 005127 | 005127 | Labor
[72 empty] | 2008 | 6 | 971 | 108 | 54 | 70 | 000 | 31.66 | SUPV SUCCESS SHARING | 005127 | 005127 | Labor
[72 empty] | 2008 | 6 | 971 | 108 | 55 | 70 | 000 | 44.99 | SUPV SUCCESS SHARING | 005127 | 005127 | Labor
[72 empty] | 2008 | 6 | 971 | 108 | 56 | 70 | 000 | 19.26 | SUPV SUCCESS SHARING | 005127 | 005127 | Labor
[72 empty] | 2008 | 7 | 971 | 108 | 50 | 70 | 000 | 374.84 | SUPV SUCCESS SHARING | 005127 | 005127 | Labor
[72 empty] | 2008 | 7 | 971 | 108 | 51 | 70 | 000 | 24.25 | SUPV SUCCESS SHARING | 005127 | 005127 | Labor
[72 empty] | 2008 | 7 | 971 | 108 | 52 | 70 | 000 | 127.95 | SUPV SUCCESS SHARING | 005127 | 005127 | Labor
[72 empty] | 2008 | 7 | 971 | 108 | 53 | 70 | 000 | 127.95 | SUPV SUCCESS SHARING | 005127 | 005127 | Labor
[72 empty] | 2008 | 7 | 971 | 108 | 54 | 70 | 000 | 93.48 | SUPV SUCCESS SHARING | 005127 | 005127 | Labor
[72 empty] | 2008 | 7 | 971 | 108 | 55 | 70 | 000 | 214.32 | SUPV SUCCESS SHARING | 005127 | 005127 | Labor
[72 empty] | 2008 | 7 | 971 | 108 | 56 | 70 | 000 | 54.4 | SUPV SUCCESS SHARING | 005127 | 005127 | Labor
[72 empty] | 2008 | 8 | 971 | 108 | 50 | 70 | 000 | 266.34 | SUPV SUCCESS SHARING | 005127 | 005127 | Labor
[72 empty] | 2008 | 8 | 971 | 108 | 51 | 70 | 000 | 33.61 | SUPV SUCCESS SHARING | 005127 | 005127 | Labor
[72 empty] | 2008 | 8 | 971 | 108 | 52 | 70 | 000 | 56.46 | SUPV SUCCESS SHARING | 005127 | 005127 | Labor
[72 empty] | 2008 | 8 | 971 | 108 | 53 | 70 | 000 | 56.46 | SUPV SUCCESS SHARING | 005127 | 005127 | Labor
[72 empty] | 2008 | 8 | 971 | 108 | 54 | 70 | 000 | 67.37 | SUPV SUCCESS SHARING | 005127 | 005127 | Labor
[72 empty] | 2008 | 8 | 971 | 108 | 55 | 70 | 000 | 67.37 | SUPV SUCCESS SHARING | 005127 | 005127 | Labor
[72 empty] | 2008 | 9 | 971 | 108 | 50 | 70 | 000 | 260.78 | SUPV SUCCESS SHARING | 005127 | 005127 | Labor
[72 empty] | 2008 | 9 | 971 | 108 | 51 | 70 | 000 | 109.95 | SUPV SUCCESS SHARING | 005127 | 005127 | Labor
[72 empty] | 2008 | 9 | 971 | 108 | 52 | 70 | 000 | 91.72 | SUPV SUCCESS SHARING | 005127 | 005127 | Labor
[72 empty] | 2008 | 9 | 971 | 108 | 53 | 70 | 000 | 91.72 | SUPV SUCCESS SHARING | 005127 | 005127 | Labor
[72 empty] | 2008 | 9 | 971 | 108 | 54 | 70 | 000 | 91.72 | SUPV SUCCESS SHARING | 005127 | 005127 | Labor
[72 empty] | 2008 | 9 | 971 | 108 | 55 | 70 | 000 | 152.75 | SUPV SUCCESS SHARING | 005127 | 005127 | Labor
[72 empty] | 2008 | 10 | 971 | 108 | 50 | 70 | 000 | 462.25 | SUPV SUCCESS SHARING | 005127 | 005127 | Labor
[72 empty] | 2008 | 10 | 971 | 108 | 52 | 70 | 000 | 101.94 | SUPV SUCCESS SHARING | 005127 | 005127 | Labor
[72 empty] | 2008 | 10 | 971 | 108 | 53 | 70 | 000 | 39.45 | SUPV SUCCESS SHARING | 005127 | 005127 | Labor
[72 empty] | 2008 | 10 | 971 | 108 | 54 | 70 | 000 | 39.45 | SUPV SUCCESS SHARING | 005127 | 005127 | Labor
[72 empty] | 2008 | 10 | 971 | 108 | 55 | 70 | 000 | 138.93 | SUPV SUCCESS SHARING | 005127 | 005127 | Labor
[72 empty] | 2008 | 10 | 971 | 108 | 56 | 70 | 000 | 51.53 | SUPV SUCCESS SHARING | 005127 | 005127 | Labor
[72 empty] | 2008 | 11 | 971 | 108 | 50 | 70 | 000 | 387.29 | SUPV SUCCESS SHARING | 005127 | 005127 | Labor
[72 empty] | 2008 | 11 | 971 | 108 | 51 | 70 | 000 | 44.61 | SUPV SUCCESS SHARING | 005127 | 005127 | Labor
[72 empty] | 2008 | 11 | 971 | 108 | 52 | 70 | 000 | 22.34 | SUPV SUCCESS SHARING | 005127 | 005127 | Labor
[72 empty] | 2008 | 11 | 971 | 108 | 53 | 70 | 000 | 22.34 | SUPV SUCCESS SHARING | 005127 | 005127 | Labor
[72 empty] | 2008 | 11 | 971 | 108 | 54 | 70 | 000 | 56.84 | SUPV SUCCESS SHARING | 005127 | 005127 | Labor
[72 empty] | 2008 | 11 | 971 | 108 | 55 | 70 | 000 | 143 | SUPV SUCCESS SHARING | 005127 | 005127 | Labor
[72 empty] | 2008 | 11 | 971 | 108 | 56 | 70 | 000 | 26.2 | SUPV SUCCESS SHARING | 005127 | 005127 | Labor
[72 empty] | 2008 | 12 | 971 | 108 | 50 | 70 | 000 | 438.78 | SUPV SUCCESS SHARING | 005127 | 005127 | Labor
[72 empty] | 2008 | 12 | 971 | 108 | 51 | 70 | 000 | 11.66 | SUPV SUCCESS SHARING | 005127 | 005127 | Labor
[72 empty] | 2008 | 12 | 971 | 108 | 54 | 70 | 000 | 53.75 | SUPV SUCCESS SHARING | 005127 | 005127 | Labor
[72 empty] | 2008 | 12 | 971 | 108 | 55 | 70 | 000 | 53.75 | SUPV SUCCESS SHARING | 005127 | 005127 | Labor
[72 empty] | 2008 | 12 | 971 | 108 | 56 | 70 | 000 | 60.41 | SUPV SUCCESS SHARING | 005127 | 005127 | Labor
[72 empty] | 2009 | 1 | 971 | 108 | 50 | 70 | 000 | 718.85 | SUPV SUCCESS SHARING | 005127 | 005127 | Labor
[72 empty] | 2009 | 1 | 971 | 108 | 52 | 70 | 000 | 20.88 | SUPV SUCCESS SHARING | 005127 | 005127 | Labor
[72 empty] | 2009 | 1 | 971 | 108 | 53 | 70 | 000 | 20.88 | SUPV SUCCESS SHARING | 005127 | 005127 | Labor
[72 empty] | 2009 | 1 | 971 | 108 | 55 | 70 | 000 | 27.07 | SUPV SUCCESS SHARING | 005127 | 005127 | Labor
[72 empty] | 2009 | 1 | 971 | 108 | 56 | 70 | 000 | 41.51 | SUPV SUCCESS SHARING | 005127 | 005127 | Labor
[72 empty] | 2009 | 2 | 971 | 108 | 50 | 70 | 000 | 472.18 | SUPV SUCCESS SHARING | 005127 | 005127 | Labor
[72 empty] | 2009 | 2 | 971 | 108 | 52 | 70 | 000 | 51.32 | SUPV SUCCESS SHARING | 005127 | 005127 | Labor
[72 empty] | 2009 | 3 | 971 | 108 | 50 | 70 | 000 | 517.93 | SUPV SUCCESS SHARING | 005127 | 005127 | Labor
[72 empty] | 2009 | 3 | 971 | 108 | 52 | 70 | 000 | 60.65 | SUPV SUCCESS SHARING | 005127 | 005127 | Labor
[72 empty] | 2009 | 3 | 971 | 108 | 53 | 70 | 000 | 60.65 | SUPV SUCCESS SHARING | 005127 | 005127 | Labor
[72 empty] | 2009 | 4 | 971 | 108 | 50 | 70 | 000 | 372.53 | SUPV SUCCESS SHARING | 005127 | 005127 | Labor
[72 empty] | 2009 | 4 | 971 | 108 | 51 | 70 | 000 | 11.61 | SUPV SUCCESS SHARING | 005127 | 005127 | Labor
[72 empty] | 2009 | 4 | 971 | 108 | 53 | 70 | 000 | 41.84 | SUPV SUCCESS SHARING | 005127 | 005127 | Labor
[72 empty] | 2009 | 4 | 971 | 108 | 54 | 70 | 000 | 41.84 | SUPV SUCCESS SHARING | 005127 | 005127 | Labor
[72 empty] | 2009 | 4 | 971 | 108 | 56 | 70 | 000 | 11.61 | SUPV SUCCESS SHARING | 005127 | 005127 | Labor
[72 empty] | 2009 | 5 | 971 | 108 | 50 | 70 | 000 | 254.69 | SUPV SUCCESS SHARING | 005127 | 005127 | Labor
[72 empty] | 2009 | 5 | 971 | 108 | 56 | 70 | 000 | 49.37 | SUPV SUCCESS SHARING | 005127 | 005127 | Labor
[72 empty] | 2009 | 6 | 971 | 108 | 50 | 70 | 000 | 225.69 | SUPV SUCCESS SHARING | 005127 | 005127 | Labor
[72 empty] | 2009 | 7 | 971 | 108 | 50 | 70 | 000 | 267.08 | SUPV SUCCESS SHARING | 005127 | 005127 | Labor
[72 empty] | 2009 | 7 | 971 | 108 | 51 | 70 | 000 | 5.41 | SUPV SUCCESS SHARING | 005127 | 005127 | Labor
[72 empty] | 2009 | 8 | 971 | 108 | 50 | 70 | 000 | 173.59 | SUPV SUCCESS SHARING | 005127 | 005127 | Labor
[72 empty] | 2009 | 9 | 971 | 108 | 50 | 70 | 000 | 166.45 | SUPV SUCCESS SHARING | 005127 | 005127 | Labor
[72 empty] | 2009 | 9 | 971 | 108 | 56 | 70 | 000 | 63.59 | SUPV SUCCESS SHARING | 005127 | 005127 | Labor
[72 empty] | 2009 | 10 | 971 | 108 | 50 | 70 | 000 | 155.48 | SUPV SUCCESS SHARING | 005127 | 005127 | Labor
[72 empty] | 2009 | 10 | 971 | 108 | 53 | 70 | 000 | 11.56 | SUPV SUCCESS SHARING | 005127 | 005127 | Labor
[72 empty] | 2009 | 10 | 971 | 108 | 56 | 70 | 000 | 210.42 | SUPV SUCCESS SHARING | 005127 | 005127 | Labor
[72 empty] | 2009 | 11 | 971 | 108 | 50 | 70 | 000 | 53.03 | SUPV SUCCESS SHARING | 005127 | 005127 | Labor
[72 empty] | 2009 | 11 | 971 | 108 | 53 | 70 | 000 | 18.06 | SUPV SUCCESS SHARING | 005127 | 005127 | Labor
[72 empty] | 2009 | 11 | 971 | 108 | 56 | 70 | 000 | 230.56 | SUPV SUCCESS SHARING | 005127 | 005127 | Labor
[72 empty] | 2009 | 12 | 971 | 108 | 53 | 70 | 000 | 129.87 | SUPV SUCCESS SHARING | 005127 | 005127 | Labor
[72 empty] | 2009 | 12 | 971 | 108 | 56 | 70 | 000 | 73.22 | SUPV SUCCESS SHARING | 005127 | 005127 | Labor
[72 empty] | 2010 | 1 | 971 | 108 | 53 | 70 | 000 | 34.28 | SUPV SUCCESS SHARING | 005127 | 005127 | Labor
[72 empty] | 2010 | 2 | 971 | 108 | 50 | 70 | 000 | 9.5 | SUPV SUCCESS SHARING | 005127 | 005127 | Labor
[72 empty] | 2010 | 2 | 971 | 108 | 53 | 70 | 000 | 36.19 | SUPV SUCCESS SHARING | 005127 | 005127 | Labor
[72 empty] | 2010 | 3 | 971 | 108 | 50 | 70 | 000 | 17.5 | SUPV PERFORM SHARING | 005127 | 005127 | Labor
[72 empty] | 2010 | 3 | 971 | 108 | 53 | 70 | 000 | 65.37 | SUPV PERFORM SHARING | 005127 | 005127 | Labor
[72 empty] | 2010 | 4 | 971 | 108 | 50 | 70 | 000 | 17.94 | SUPV PERFORM SHARING | 005127 | 005127 | Labor
[72 empty] | 2010 | 4 | 971 | 108 | 53 | 70 | 000 | 31.69 | SUPV PERFORM SHARING | 005127 | 005127 | Labor
[72 empty] | 2010 | 4 | 971 | 108 | 56 | 70 | 000 | 33 | SUPV PERFORM SHARING | 005127 | 005127 | Labor
[72 empty] | 2010 | 5 | 971 | 108 | 50 | 70 | 000 | 17.46 | SUPV PERFORM SHARING | 005127 | 005127 | Labor
[72 empty] | 2010 | 5 | 971 | 108 | 51 | 70 | 000 | 1.85 | SUPV PERFORM SHARING | 005127 | 005127 | Labor
[72 empty] | 2010 | 5 | 971 | 108 | 54 | 70 | 000 | 11.87 | SUPV PERFORM SHARING | 005127 | 005127 | Labor
[72 empty] | 2010 | 5 | 971 | 108 | 56 | 70 | 000 | 67.26 | SUPV PERFORM SHARING | 005127 | 005127 | Labor
[72 empty] | 2010 | 6 | 971 | 108 | 50 | 70 | 000 | 57.25 | SUPV PERFORM SHARING | 005127 | 005127 | Labor
[72 empty] | 2010 | 6 | 971 | 108 | 51 | 70 | 000 | 81.94 | SUPV PERFORM SHARING | 005127 | 005127 | Labor
[72 empty] | 2010 | 6 | 971 | 108 | 54 | 70 | 000 | 16.03 | SUPV PERFORM SHARING | 005127 | 005127 | Labor
[72 empty] | 2010 | 6 | 971 | 108 | 56 | 70 | 000 | 32.05 | SUPV PERFORM SHARING | 005127 | 005127 | Labor
[72 empty] | 2010 | 7 | 971 | 108 | 50 | 70 | 000 | 155.72 | SUPV PERFORM SHARING | 005127 | 005127 | Labor
[72 empty] | 2010 | 7 | 971 | 108 | 51 | 70 | 000 | 114.11 | SUPV PERFORM SHARING | 005127 | 005127 | Labor
[72 empty] | 2010 | 7 | 971 | 108 | 52 | 70 | 000 | 101.39 | SUPV PERFORM SHARING | 005127 | 005127 | Labor
[72 empty] | 2010 | 7 | 971 | 108 | 54 | 70 | 000 | 48.47 | SUPV PERFORM SHARING | 005127 | 005127 | Labor
[72 empty] | 2010 | 7 | 971 | 108 | 56 | 70 | 000 | 42.12 | SUPV PERFORM SHARING | 005127 | 005127 | Labor
[72 empty] | 2010 | 8 | 971 | 108 | 50 | 70 | 000 | 138.31 | SUPV PERFORM SHARING | 005127 | 005127 | Labor
[72 empty] | 2010 | 8 | 971 | 108 | 51 | 70 | 000 | 109.92 | SUPV PERFORM SHARING | 005127 | 005127 | Labor
[72 empty] | 2010 | 8 | 971 | 108 | 52 | 70 | 000 | 51.84 | SUPV PERFORM SHARING | 005127 | 005127 | Labor
[72 empty] | 2010 | 8 | 971 | 108 | 56 | 70 | 000 | 60.93 | SUPV PERFORM SHARING | 005127 | 005127 | Labor
[72 empty] | 2010 | 9 | 971 | 108 | 50 | 70 | 000 | 48.41 | SUPV PERFORM SHARING | 005127 | 005127 | Labor
[72 empty] | 2010 | 9 | 971 | 108 | 56 | 70 | 000 | 32.28 | SUPV PERFORM SHARING | 005127 | 005127 | Labor
[72 empty] | 2010 | 10 | 971 | 108 | 50 | 70 | 000 | 67.89 | SUPV PERFORM SHARING | 005127 | 005127 | Labor
[72 empty] | 2010 | 10 | 971 | 108 | 51 | 70 | 000 | 96.37 | SUPV PERFORM SHARING | 005127 | 005127 | Labor
[72 empty] | 2010 | 10 | 971 | 108 | 52 | 70 | 000 | 35.14 | SUPV PERFORM SHARING | 005127 | 005127 | Labor
[72 empty] | 2010 | 10 | 971 | 108 | 56 | 70 | 000 | 20.17 | SUPV PERFORM SHARING | 005127 | 005127 | Labor
[72 empty] | 2010 | 11 | 971 | 108 | 50 | 70 | 000 | 129.95 | SUPV PERFORM SHARING | 005127 | 005127 | Labor
[72 empty] | 2010 | 11 | 971 | 108 | 51 | 70 | 000 | 135.14 | SUPV PERFORM SHARING | 005127 | 005127 | Labor
[72 empty] | 2010 | 11 | 971 | 108 | 52 | 70 | 000 | 47.57 | SUPV PERFORM SHARING | 005127 | 005127 | Labor
[72 empty] | 2010 | 11 | 971 | 108 | 56 | 70 | 000 | 14.05 | SUPV PERFORM SHARING | 005127 | 005127 | Labor
[72 empty] | 2010 | 12 | 971 | 108 | 50 | 70 | 000 | 182.85 | SUPV PERFORM SHARING | 005127 | 005127 | Labor
[72 empty] | 2010 | 12 | 971 | 108 | 51 | 70 | 000 | 120.2 | SUPV PERFORM SHARING | 005127 | 005127 | Labor
[72 empty] | 2010 | 12 | 971 | 108 | 52 | 70 | 000 | 14.04 | SUPV PERFORM SHARING | 005127 | 005127 | Labor
[72 empty] | 2010 | 12 | 971 | 108 | 56 | 70 | 000 | 16.74 | SUPV PERFORM SHARING | 005127 | 005127 | Labor
[72 empty] | 2007 | 3 | 972 | 108 | 50 | 70 | 000 | 9.62 | SUPV SUCCESS SHARING | 005127 | 005127 | Labor
[72 empty] | 2007 | 3 | 972 | 108 | 51 | 70 | 000 | 9.62 | SUPV SUCCESS SHARING | 005127 | 005127 | Labor
[72 empty] | 2007 | 3 | 972 | 108 | 52 | 70 | 000 | 9.62 | SUPV SUCCESS SHARING | 005127 | 005127 | Labor
[72 empty] | 2007 | 3 | 972 | 108 | 53 | 70 | 000 | 9.62 | SUPV SUCCESS SHARING | 005127 | 005127 | Labor
[72 empty] | 2007 | 4 | 972 | 108 | 51 | 70 | 000 | 6.3 | SUPV SUCCESS SHARING | 005127 | 005127 | Labor
[72 empty] | 2007 | 4 | 972 | 108 | 52 | 70 | 000 | 6.3 | SUPV SUCCESS SHARING | 005127 | 005127 | Labor
[72 empty] | 2007 | 5 | 972 | 108 | 53 | 70 | 000 | 5.94 | SUPV SUCCESS SHARING | 005127 | 005127 | Labor
[72 empty] | 2007 | 5 | 972 | 108 | 54 | 70 | 000 | 5.94 | SUPV SUCCESS SHARING | 005127 | 005127 | Labor
[72 empty] | 2007 | 6 | 972 | 108 | 51 | 70 | 000 | 5.09 | SUPV SUCCESS SHARING | 005127 | 005127 | Labor
[72 empty] | 2007 | 7 | 972 | 108 | 53 | 70 | 000 | 5.46 | SUPV SUCCESS SHARING | 005127 | 005127 | Labor
[72 empty] | 2007 | 7 | 972 | 108 | 54 | 70 | 000 | 5.46 | SUPV SUCCESS SHARING | 005127 | 005127 | Labor
[72 empty] | 2007 | 8 | 972 | 108 | 52 | 70 | 000 | 30.25 | SUPV SUCCESS SHARING | 005127 | 005127 | Labor
[72 empty] | 2007 | 8 | 972 | 108 | 53 | 70 | 000 | 30.25 | SUPV SUCCESS SHARING | 005127 | 005127 | Labor
[72 empty] | 2007 | 8 | 972 | 108 | 54 | 70 | 000 | 30.25 | SUPV SUCCESS SHARING | 005127 | 005127 | Labor
[72 empty] | 2007 | 9 | 972 | 108 | 52 | 70 | 000 | 53.67 | SUPV SUCCESS SHARING | 005127 | 005127 | Labor
[72 empty] | 2007 | 9 | 972 | 108 | 53 | 70 | 000 | 53.67 | SUPV SUCCESS SHARING | 005127 | 005127 | Labor
[72 empty] | 2007 | 9 | 972 | 108 | 54 | 70 | 000 | 53.67 | SUPV SUCCESS SHARING | 005127 | 005127 | Labor
[72 empty] | 2007 | 10 | 972 | 108 | 52 | 70 | 000 | 65.29 | SUPV SUCCESS SHARING | 005127 | 005127 | Labor
[72 empty] | 2007 | 10 | 972 | 108 | 53 | 70 | 000 | 65.29 | SUPV SUCCESS SHARING | 005127 | 005127 | Labor
[72 empty] | 2007 | 10 | 972 | 108 | 54 | 70 | 000 | 65.29 | SUPV SUCCESS SHARING | 005127 | 005127 | Labor
[72 empty] | 2007 | 11 | 972 | 108 | 52 | 70 | 000 | 82.52 | SUPV SUCCESS SHARING | 005127 | 005127 | Labor
[72 empty] | 2007 | 11 | 972 | 108 | 53 | 70 | 000 | 82.52 | SUPV SUCCESS SHARING | 005127 | 005127 | Labor
[72 empty] | 2007 | 11 | 972 | 108 | 54 | 70 | 000 | 82.52 | SUPV SUCCESS SHARING | 005127 | 005127 | Labor
[72 empty] | 2007 | 12 | 972 | 108 | 52 | 70 | 000 | 31.66 | SUPV SUCCESS SHARING | 005127 | 005127 | Labor
[72 empty] | 2007 | 12 | 972 | 108 | 53 | 70 | 000 | 31.66 | SUPV SUCCESS SHARING | 005127 | 005127 | Labor
[72 empty] | 2007 | 12 | 972 | 108 | 54 | 70 | 000 | 31.66 | SUPV SUCCESS SHARING | 005127 | 005127 | Labor
[72 empty] | 2008 | 1 | 972 | 108 | 52 | 70 | 000 | 42.62 | SUPV SUCCESS SHARING | 005127 | 005127 | Labor
[72 empty] | 2008 | 1 | 972 | 108 | 53 | 70 | 000 | 42.61 | SUPV SUCCESS SHARING | 005127 | 005127 | Labor
[72 empty] | 2008 | 1 | 972 | 108 | 54 | 70 | 000 | 42.61 | SUPV SUCCESS SHARING | 005127 | 005127 | Labor
[72 empty] | 2009 | 3 | 972 | 108 | 51 | 70 | 000 | 60.7 | SUPV SUCCESS SHARING | 005127 | 005127 | Labor
[72 empty] | 2009 | 4 | 972 | 108 | 51 | 70 | 000 | 114.16 | SUPV SUCCESS SHARING | 005127 | 005127 | Labor
[72 empty] | 2009 | 7 | 972 | 108 | 50 | 70 | 000 | 31.33 | SUPV SUCCESS SHARING | 005127 | 005127 | Labor
[72 empty] | 2009 | 8 | 972 | 108 | 50 | 70 | 000 | 23.77 | SUPV SUCCESS SHARING | 005127 | 005127 | Labor
[72 empty] | 2009 | 9 | 972 | 108 | 50 | 70 | 000 | 24.23 | SUPV SUCCESS SHARING | 005127 | 005127 | Labor
[72 empty] | 2009 | 10 | 972 | 108 | 50 | 70 | 000 | 51.64 | SUPV SUCCESS SHARING | 005127 | 005127 | Labor
[72 empty] | 2009 | 11 | 972 | 108 | 50 | 70 | 000 | 34.6 | SUPV SUCCESS SHARING | 005127 | 005127 | Labor
[72 empty] | 2009 | 12 | 972 | 108 | 50 | 70 | 000 | 33.21 | SUPV SUCCESS SHARING | 005127 | 005127 | Labor
[72 empty] | 2010 | 1 | 972 | 108 | 50 | 70 | 000 | 8.92 | SUPV SUCCESS SHARING | 005127 | 005127 | Labor
[72 empty] | 2010 | 2 | 972 | 108 | 50 | 70 | 000 | 8.82 | SUPV SUCCESS SHARING | 005127 | 005127 | Labor
[72 empty] | 2010 | 3 | 972 | 108 | 50 | 70 | 000 | 6.47 | SUPV PERFORM SHARING | 005127 | 005127 | Labor
[72 empty] | 2010 | 4 | 972 | 108 | 50 | 70 | 000 | 8.23 | SUPV PERFORM SHARING | 005127 | 005127 | Labor
[72 empty] | 2010 | 5 | 972 | 108 | 50 | 70 | 000 | 6.98 | SUPV PERFORM SHARING | 005127 | 005127 | Labor
[72 empty] | 2010 | 6 | 972 | 108 | 50 | 70 | 000 | 8.47 | SUPV PERFORM SHARING | 005127 | 005127 | Labor
[72 empty] | 2010 | 7 | 972 | 108 | 50 | 70 | 000 | 12.38 | SUPV PERFORM SHARING | 005127 | 005127 | Labor
[72 empty] | 2010 | 7 | 972 | 108 | 51 | 70 | 000 | 50.48 | SUPV PERFORM SHARING | 005127 | 005127 | Labor
[72 empty] | 2010 | 7 | 972 | 108 | 52 | 70 | 000 | 33.66 | SUPV PERFORM SHARING | 005127 | 005127 | Labor
[72 empty] | 2010 | 8 | 972 | 108 | 51 | 70 | 000 | 17.89 | SUPV PERFORM SHARING | 005127 | 005127 | Labor
[72 empty] | 2010 | 8 | 972 | 108 | 52 | 70 | 000 | 17.89 | SUPV PERFORM SHARING | 005127 | 005127 | Labor
[72 empty] | 2010 | 9 | 972 | 108 | 50 | 70 | 000 | 85.18 | SUPV PERFORM SHARING | 005127 | 005127 | Labor
[72 empty] | 2010 | 9 | 972 | 108 | 51 | 70 | 000 | 164 | SUPV PERFORM SHARING | 005127 | 005127 | Labor
[72 empty] | 2010 | 9 | 972 | 108 | 52 | 70 | 000 | 41.23 | SUPV PERFORM SHARING | 005127 | 005127 | Labor
[72 empty] | 2010 | 9 | 972 | 108 | 54 | 70 | 000 | 7.02 | SUPV PERFORM SHARING | 005127 | 005127 | Labor
[72 empty] | 2010 | 9 | 972 | 108 | 55 | 70 | 000 | 7.02 | SUPV PERFORM SHARING | 005127 | 005127 | Labor
[72 empty] | 2010 | 9 | 972 | 108 | 56 | 70 | 000 | 37.47 | SUPV PERFORM SHARING | 005127 | 005127 | Labor
[72 empty] | 2010 | 10 | 972 | 108 | 50 | 70 | 000 | 41 | SUPV PERFORM SHARING | 005127 | 005127 | Labor
[72 empty] | 2010 | 10 | 972 | 108 | 51 | 70 | 000 | 11.79 | SUPV PERFORM SHARING | 005127 | 005127 | Labor
[72 empty] | 2010 | 10 | 972 | 108 | 52 | 70 | 000 | 10.6 | SUPV PERFORM SHARING | 005127 | 005127 | Labor
[72 empty] | 2010 | 10 | 972 | 108 | 56 | 70 | 000 | 6.48 | SUPV PERFORM SHARING | 005127 | 005127 | Labor
[72 empty] | 2007 | 3 | 973 | 108 | 51 | 70 | 000 | 5.55 | SUPV SUCCESS SHARING | 005127 | 005127 | Labor
[72 empty] | 2007 | 4 | 973 | 108 | 50 | 70 | 000 | 5.85 | SUPV SUCCESS SHARING | 005127 | 005127 | Labor
[72 empty] | 2007 | 5 | 973 | 108 | 50 | 70 | 000 | 77.18 | SUPV SUCCESS SHARING | 005127 | 005127 | Labor
[72 empty] | 2007 | 6 | 973 | 108 | 50 | 70 | 000 | 64.67 | SUPV SUCCESS SHARING | 005127 | 005127 | Labor
[72 empty] | 2007 | 7 | 973 | 108 | 50 | 70 | 000 | 83.45 | SUPV SUCCESS SHARING | 005127 | 005127 | Labor
[72 empty] | 2007 | 8 | 973 | 108 | 50 | 70 | 000 | 73.29 | SUPV SUCCESS SHARING | 005127 | 005127 | Labor
[72 empty] | 2009 | 9 | 992 | 108 | 50 | 70 | 000 | 48.37 | SUPV SUCCESS SHARING | 005127 | 005127 | Labor
[72 empty] | 2009 | 10 | 992 | 108 | 50 | 70 | 000 | 148.3 | SUPV SUCCESS SHARING | 005127 | 005127 | Labor
[72 empty] | 2009 | 11 | 992 | 108 | 50 | 70 | 000 | 99.09 | SUPV SUCCESS SHARING | 005127 | 005127 | Labor
[72 empty] | 2009 | 12 | 992 | 108 | 50 | 70 | 000 | 142.29 | SUPV SUCCESS SHARING | 005127 | 005127 | Labor
[72 empty] | 2010 | 1 | 992 | 108 | 50 | 70 | 000 | 49.09 | SUPV SUCCESS SHARING | 005127 | 005127 | Labor
[72 empty] | 2010 | 2 | 992 | 108 | 50 | 70 | 000 | 55.86 | SUPV SUCCESS SHARING | 005127 | 005127 | Labor
[72 empty] | 2010 | 3 | 992 | 108 | 50 | 70 | 000 | 51.16 | SUPV PERFORM SHARING | 005127 | 005127 | Labor
[72 empty] | 2010 | 4 | 992 | 108 | 50 | 70 | 000 | 64.38 | SUPV PERFORM SHARING | 005127 | 005127 | Labor
[72 empty] | 2010 | 5 | 992 | 108 | 50 | 70 | 000 | 63.68 | SUPV PERFORM SHARING | 005127 | 005127 | Labor
[72 empty] | 2010 | 6 | 992 | 108 | 50 | 70 | 000 | 47.71 | SUPV PERFORM SHARING | 005127 | 005127 | Labor
[72 empty] | 2010 | 7 | 992 | 108 | 50 | 70 | 000 | 96.46 | SUPV PERFORM SHARING | 005127 | 005127 | Labor
[72 empty] | 2010 | 8 | 992 | 108 | 50 | 70 | 000 | 68.73 | SUPV PERFORM SHARING | 005127 | 005127 | Labor
[72 empty] | 2010 | 9 | 992 | 108 | 50 | 70 | 000 | 68.42 | SUPV PERFORM SHARING | 005127 | 005127 | Labor
[72 empty] | 2010 | 10 | 992 | 108 | 50 | 70 | 000 | 81.7 | SUPV PERFORM SHARING | 005127 | 005127 | Labor
[72 empty] | 2010 | 11 | 992 | 108 | 50 | 70 | 000 | 81.91 | SUPV PERFORM SHARING | 005127 | 005127 | Labor
[72 empty] | 2010 | 12 | 992 | 108 | 50 | 70 | 000 | 130.02 | SUPV PERFORM SHARING | 005127 | 005127 | Labor
[72 empty] | 2009 | 9 | 928 | 108 | 50 | 72 | 000 | 25.49 | S/T A/L FRINGE P-TME | 005131 | 005131 | Labor
[72 empty] | 2009 | 10 | 970 | 108 | 50 | 72 | 000 | 9.36 | S/T A/L FRINGE P-TME | 005131 | 005131 | Labor
[72 empty] | 2009 | 11 | 970 | 108 | 50 | 72 | 000 | 37.44 | S/T A/L FRINGE P-TME | 005131 | 005131 | Labor
[72 empty] | 2009 | 9 | 928 | 108 | 50 | 72 | 000 | 5.1 | PRT/TM SUCCESS SHARING | 005137 | 005137 | Labor
[72 empty] | 2009 | 10 | 970 | 108 | 50 | 72 | 000 | 1.87 | PRT/TM SUCCESS SHARING | 005137 | 005137 | Labor
[72 empty] | 2009 | 11 | 970 | 108 | 50 | 72 | 000 | 7.49 | PRT/TM SUCCESS SHARING | 005137 | 005137 | Labor
[72 empty] | 2007 | 8 | 928 | 108 | 56 | 72 | 000 | 15.36 | S/T A/L FRINGE CO-OP | 005141 | 005141 | Labor
[72 empty] | 2007 | 10 | 928 | 108 | 50 | 72 | 000 | 46.08 | S/T A/L FRINGE CO-OP | 005141 | 005141 | Labor
[72 empty] | 2007 | 11 | 928 | 108 | 56 | 72 | 000 | 5.44 | S/T A/L FRINGE CO-OP | 005141 | 005141 | Labor
[72 empty] | 2007 | 12 | 928 | 108 | 50 | 72 | 000 | 36.8 | S/T A/L FRINGE CO-OP | 005141 | 005141 | Labor
[72 empty] | 2008 | 1 | 928 | 108 | 50 | 72 | 000 | 128.93 | S/T A/L FRINGE CO-OP | 005141 | 005141 | Labor
[72 empty] | 2008 | 2 | 928 | 108 | 50 | 72 | 000 | 62.4 | S/T A/L FRINGE CO-OP | 005141 | 005141 | Labor
[72 empty] | 2008 | 3 | 928 | 108 | 50 | 72 | 000 | 136.63 | S/T A/L FRINGE CO-OP | 005141 | 005141 | Labor
[72 empty] | 2008 | 4 | 928 | 108 | 50 | 72 | 000 | 321.6 | S/T A/L FRINGE CO-OP | 005141 | 005141 | Labor
[72 empty] | 2008 | 5 | 928 | 108 | 50 | 72 | 000 | 102.07 | S/T A/L FRINGE CO-OP | 005141 | 005141 | Labor
[72 empty] | 2008 | 6 | 928 | 108 | 51 | 72 | 000 | 44.84 | S/T A/L FRINGE CO-OP | 005141 | 005141 | Labor
[72 empty] | 2008 | 6 | 928 | 108 | 52 | 72 | 000 | 49.82 | S/T A/L FRINGE CO-OP | 005141 | 005141 | Labor
[72 empty] | 2008 | 6 | 928 | 108 | 53 | 72 | 000 | 44.84 | S/T A/L FRINGE CO-OP | 005141 | 005141 | Labor
[72 empty] | 2008 | 6 | 928 | 108 | 54 | 72 | 000 | 74.73 | S/T A/L FRINGE CO-OP | 005141 | 005141 | Labor
[72 empty] | 2008 | 6 | 928 | 108 | 55 | 72 | 000 | 29.89 | S/T A/L FRINGE CO-OP | 005141 | 005141 | Labor
[72 empty] | 2008 | 6 | 928 | 108 | 56 | 72 | 000 | 34.87 | S/T A/L FRINGE CO-OP | 005141 | 005141 | Labor
[72 empty] | 2008 | 7 | 928 | 108 | 50 | 72 | 000 | 90.01 | S/T A/L FRINGE CO-OP | 005141 | 005141 | Labor
[72 empty] | 2008 | 7 | 928 | 108 | 53 | 72 | 000 | 30 | S/T A/L FRINGE CO-OP | 005141 | 005141 | Labor
[72 empty] | 2008 | 7 | 928 | 108 | 54 | 72 | 000 | 35 | S/T A/L FRINGE CO-OP | 005141 | 005141 | Labor
[72 empty] | 2008 | 7 | 928 | 108 | 55 | 72 | 000 | 70.01 | S/T A/L FRINGE CO-OP | 005141 | 005141 | Labor
[72 empty] | 2008 | 7 | 928 | 108 | 56 | 72 | 000 | 55.01 | S/T A/L FRINGE CO-OP | 005141 | 005141 | Labor
[72 empty] | 2008 | 8 | 928 | 108 | 50 | 72 | 000 | 10.4 | S/T A/L FRINGE CO-OP | 005141 | 005141 | Labor
[72 empty] | 2008 | 8 | 928 | 108 | 54 | 72 | 000 | 83.22 | S/T A/L FRINGE CO-OP | 005141 | 005141 | Labor
[72 empty] | 2008 | 8 | 928 | 108 | 55 | 72 | 000 | 31.21 | S/T A/L FRINGE CO-OP | 005141 | 005141 | Labor
[72 empty] | 2008 | 8 | 928 | 108 | 56 | 72 | 000 | 36.41 | S/T A/L FRINGE CO-OP | 005141 | 005141 | Labor
[72 empty] | 2008 | 9 | 928 | 108 | 54 | 72 | 000 | 41.31 | S/T A/L FRINGE CO-OP | 005141 | 005141 | Labor
[72 empty] | 2008 | 9 | 928 | 108 | 55 | 72 | 000 | 82.62 | S/T A/L FRINGE CO-OP | 005141 | 005141 | Labor
[72 empty] | 2008 | 10 | 928 | 108 | 50 | 72 | 000 | 80.81 | S/T A/L FRINGE CO-OP | 005141 | 005141 | Labor
[72 empty] | 2008 | 10 | 928 | 108 | 54 | 72 | 000 | 80.81 | S/T A/L FRINGE CO-OP | 005141 | 005141 | Labor
[72 empty] | 2008 | 10 | 928 | 108 | 55 | 72 | 000 | 40.41 | S/T A/L FRINGE CO-OP | 005141 | 005141 | Labor
[72 empty] | 2008 | 11 | 928 | 108 | 50 | 72 | 000 | 229.79 | S/T A/L FRINGE CO-OP | 005141 | 005141 | Labor
[72 empty] | 2008 | 11 | 928 | 108 | 54 | 72 | 000 | 39.32 | S/T A/L FRINGE CO-OP | 005141 | 005141 | Labor
[72 empty] | 2008 | 11 | 928 | 108 | 55 | 72 | 000 | 184.94 | S/T A/L FRINGE CO-OP | 005141 | 005141 | Labor
[72 empty] | 2008 | 12 | 928 | 108 | 54 | 72 | 000 | 132.93 | S/T A/L FRINGE CO-OP | 005141 | 005141 | Labor
[72 empty] | 2009 | 1 | 928 | 108 | 50 | 72 | 000 | 154.37 | S/T A/L FRINGE CO-OP | 005141 | 005141 | Labor
[72 empty] | 2009 | 1 | 928 | 108 | 54 | 72 | 000 | 42.37 | S/T A/L FRINGE CO-OP | 005141 | 005141 | Labor
[72 empty] | 2009 | 2 | 928 | 108 | 50 | 72 | 000 | 72.07 | S/T A/L FRINGE CO-OP | 005141 | 005141 | Labor
[72 empty] | 2009 | 3 | 928 | 108 | 50 | 72 | 000 | 81.74 | S/T A/L FRINGE CO-OP | 005141 | 005141 | Labor
[72 empty] | 2009 | 4 | 928 | 108 | 50 | 72 | 000 | 53.68 | S/T A/L FRINGE CO-OP | 005141 | 005141 | Labor
[72 empty] | 2010 | 1 | 970 | 108 | 50 | 72 | 000 | 12.64 | S/T A/L FRINGE CO-OP | 005141 | 005141 | Labor
[72 empty] | 2010 | 6 | 970 | 108 | 50 | 72 | 000 | 13.18 | S/T A/L FRINGE CO-OP | 005141 | 005141 | Labor
[72 empty] | 2008 | 9 | 971 | 108 | 51 | 72 | 000 | 181.61 | S/T A/L FRINGE CO-OP | 005141 | 005141 | Labor
[72 empty] | 2010 | 1 | 971 | 108 | 50 | 72 | 000 | 13.53 | S/T A/L FRINGE CO-OP | 005141 | 005141 | Labor
[72 empty] | 2007 | 3 | 973 | 108 | 51 | 72 | 000 | 81.43 | S/T A/L FRINGE CO-OP | 005141 | 005141 | Labor
[72 empty] | 2007 | 4 | 973 | 108 | 50 | 72 | 000 | 100.98 | S/T A/L FRINGE CO-OP | 005141 | 005141 | Labor
[72 empty] | 2007 | 6 | 973 | 108 | 56 | 72 | 000 | 107.79 | S/T A/L FRINGE CO-OP | 005141 | 005141 | Labor
[72 empty] | 2007 | 7 | 973 | 108 | 56 | 72 | 000 | 124.38 | S/T A/L FRINGE CO-OP | 005141 | 005141 | Labor
[72 empty] | 2010 | 8 | 961 | 108 | 50 | 7 | 000 | 8146.67 | 6 CHG | 058007 | 058007 | Materials
[72 empty] | 2010 | 9 | 936 | 108 | 50 | 3 | 000 | 2106.86 | 6 | 058010 | 058010 | Labor
[72 empty] | 2010 | 9 | 961 | 108 | 50 | 3 | 000 | 3922.22 | 6 | 058010 | 058010 | Labor
[72 empty] | 2007 | 1 | 961 | 108 | 51 | 40 | 000 | -117875 | TRC PAYMENT | 058018 | 058018 | Salvage
[72 empty] | 2007 | 1 | 961 | 108 | 52 | 40 | 000 | -117875 | TRC PAYMENT | 058018 | 058018 | Salvage
[72 empty] | 2007 | 1 | 961 | 108 | 53 | 40 | 000 | -117875 | TRC PAYMENT | 058018 | 058018 | Salvage
[72 empty] | 2007 | 1 | 961 | 108 | 54 | 40 | 000 | -117875 | TRC PAYMENT | 058018 | 058018 | Salvage
[72 empty] | 2008 | 6 | 961 | 108 | 50 | 3 | 010 | 11323.73 | PAYROLL RECLASS | 058026 | 058026 | Labor
[72 empty] | 2008 | 6 | 961 | 108 | 50 | 3 | 150 | 5952.1 | PAYROLL RECLASS | 058026 | 058026 | Labor
[72 empty] | 2009 | 1 | 922 | 108 | 50 | 3 | 000 | 1151.37 | DESCRIPTION - JE90010 | 090010 | 090010 | Labor
[72 empty] | 2007 | 12 | 928 | 108 | 50 | 39 | 000 | 16.98 | MP EXP | 090010 | 090010 | Materials
[72 empty] | 2008 | 12 | 928 | 108 | 50 | 39 | 820 | 77.81 | EMP EXP | 090010 | 090010 | Materials
[72 empty] | 2007 | 2 | 936 | 108 | 53 | 3 | 000 | 83820.03 | DESCRIPTION - JE90010 | 090010 | 090010 | Labor
[72 empty] | 2007 | 2 | 936 | 108 | 54 | 3 | 000 | 34344.24 | DESCRIPTION - JE90010 | 090010 | 090010 | Labor
[72 empty] | 2007 | 3 | 936 | 108 | 50 | 3 | 000 | 129.6 | DESCRIPTION - JE90010 | 090010 | 090010 | Labor
[72 empty] | 2007 | 3 | 936 | 108 | 52 | 3 | 000 | 23980 | DESCRIPTION - JE90010 | 090010 | 090010 | Labor
[72 empty] | 2007 | 3 | 936 | 108 | 53 | 3 | 000 | 29905.76 | DESCRIPTION - JE90010 | 090010 | 090010 | Labor
[72 empty] | 2007 | 3 | 936 | 108 | 54 | 3 | 000 | 53982.28 | DESCRIPTION - JE90010 | 090010 | 090010 | Labor
[72 empty] | 2007 | 4 | 936 | 108 | 50 | 3 | 000 | 12911.57 | DESCRIPTION - JE90010 | 090010 | 090010 | Labor
[72 empty] | 2007 | 4 | 936 | 108 | 51 | 3 | 000 | 1051.26 | DESCRIPTION - JE90010 | 090010 | 090010 | Labor
[72 empty] | 2007 | 4 | 936 | 108 | 52 | 3 | 000 | 1110.14 | DESCRIPTION - JE90010 | 090010 | 090010 | Labor
[72 empty] | 2007 | 4 | 936 | 108 | 53 | 3 | 000 | 69486.61 | DESCRIPTION - JE90010 | 090010 | 090010 | Labor
[72 empty] | 2007 | 4 | 936 | 108 | 54 | 3 | 000 | 104076.23 | DESCRIPTION - JE90010 | 090010 | 090010 | Labor
[72 empty] | 2007 | 4 | 936 | 108 | 56 | 3 | 000 | 15272.15 | DESCRIPTION - JE90010 | 090010 | 090010 | Labor
[72 empty] | 2007 | 5 | 936 | 108 | 50 | 3 | 000 | 39055.63 | DESCRIPTION - JE90010 | 090010 | 090010 | Labor
[72 empty] | 2007 | 5 | 936 | 108 | 51 | 3 | 000 | 1051.26 | DESCRIPTION - JE90010 | 090010 | 090010 | Labor
[72 empty] | 2007 | 5 | 936 | 108 | 52 | 3 | 000 | 1110.14 | DESCRIPTION - JE90010 | 090010 | 090010 | Labor
[72 empty] | 2007 | 5 | 936 | 108 | 54 | 3 | 000 | 2222.47 | DESCRIPTION - JE90010 | 090010 | 090010 | Labor
[72 empty] | 2007 | 5 | 936 | 108 | 56 | 3 | 000 | 24507.12 | DESCRIPTION - JE90010 | 090010 | 090010 | Labor
[72 empty] | 2007 | 6 | 936 | 108 | 50 | 3 | 000 | 23856.26 | DESCRIPTION - JE90010 | 090010 | 090010 | Labor
[72 empty] | 2007 | 6 | 936 | 108 | 51 | 3 | 000 | 448.64 | DESCRIPTION - JE90010 | 090010 | 090010 | Labor
[72 empty] | 2007 | 6 | 936 | 108 | 52 | 3 | 000 | 225.69 | DESCRIPTION - JE90010 | 090010 | 090010 | Labor
[72 empty] | 2007 | 6 | 936 | 108 | 53 | 3 | 000 | 29976 | DESCRIPTION - JE90010 | 090010 | 090010 | Labor
[72 empty] | 2007 | 6 | 936 | 108 | 54 | 3 | 000 | 24288.97 | DESCRIPTION - JE90010 | 090010 | 090010 | Labor
[72 empty] | 2007 | 6 | 936 | 108 | 56 | 3 | 000 | 25153.26 | DESCRIPTION - JE90010 | 090010 | 090010 | Labor
[72 empty] | 2007 | 6 | 936 | 108 | 56 | 3 | 000 | 6125 | GANON AP ACR- JE90010 | 090010 | 090010 | Labor
[72 empty] | 2007 | 7 | 936 | 108 | 50 | 3 | 000 | 72510.99 | DESCRIPTION - JE90010 | 090010 | 090010 | Labor
[72 empty] | 2007 | 7 | 936 | 108 | 50 | 3 | 190 | 15940.68 | DESCRIPTION - JE90010 | 090010 | 090010 | Labor
[72 empty] | 2007 | 7 | 936 | 108 | 51 | 3 | 000 | 3164.33 | DESCRIPTION - JE90010 | 090010 | 090010 | Labor
[72 empty] | 2007 | 7 | 936 | 108 | 53 | 3 | 000 | 4650.23 | DESCRIPTION - JE90010 | 090010 | 090010 | Labor
[72 empty] | 2007 | 7 | 936 | 108 | 54 | 3 | 000 | 82704.3 | DESCRIPTION - JE90010 | 090010 | 090010 | Labor
[72 empty] | 2007 | 7 | 936 | 108 | 56 | 3 | 000 | 12318.65 | DESCRIPTION - JE90010 | 090010 | 090010 | Labor
[72 empty] | 2007 | 8 | 936 | 108 | 50 | 3 | 000 | 11804.61 | DESCRIPTION - JE90010 | 090010 | 090010 | Labor
[72 empty] | 2007 | 8 | 936 | 108 | 50 | 3 | 190 | 9614.3 | DESCRIPTION - JE90010 | 090010 | 090010 | Labor
[72 empty] | 2007 | 8 | 936 | 108 | 51 | 3 | 000 | 3164.33 | DESCRIPTION - JE90010 | 090010 | 090010 | Labor
[72 empty] | 2007 | 8 | 936 | 108 | 53 | 3 | 000 | 27596.59 | DESCRIPTION - JE90010 | 090010 | 090010 | Labor
[72 empty] | 2007 | 8 | 936 | 108 | 54 | 3 | 000 | 36788 | DESCRIPTION - JE90010 | 090010 | 090010 | Labor
[72 empty] | 2007 | 8 | 936 | 108 | 56 | 3 | 000 | 32851.24 | DESCRIPTION - JE90010 | 090010 | 090010 | Labor
[72 empty] | 2007 | 9 | 936 | 108 | 50 | 3 | 000 | 22063.32 | DESCRIPTION - JE90010 | 090010 | 090010 | Labor
[72 empty] | 2007 | 9 | 936 | 108 | 50 | 3 | 190 | 8648.02 | DESCRIPTION - JE90010 | 090010 | 090010 | Labor
[72 empty] | 2007 | 9 | 936 | 108 | 53 | 3 | 000 | 94489.73 | DESCRIPTION - JE90010 | 090010 | 090010 | Labor
[72 empty] | 2007 | 9 | 936 | 108 | 54 | 3 | 000 | 116785.5 | DESCRIPTION - JE90010 | 090010 | 090010 | Labor
[72 empty] | 2007 | 9 | 936 | 108 | 56 | 3 | 000 | 21794.29 | DESCRIPTION - JE90010 | 090010 | 090010 | Labor
[72 empty] | 2007 | 10 | 936 | 108 | 50 | 3 | 000 | 18503.66 | DESCRIPTION - JE90010 | 090010 | 090010 | Labor
[72 empty] | 2007 | 10 | 936 | 108 | 53 | 3 | 000 | 62640.58 | DESCRIPTION - JE90010 | 090010 | 090010 | Labor
[72 empty] | 2007 | 10 | 936 | 108 | 54 | 3 | 000 | 99428.58 | DESCRIPTION - JE90010 | 090010 | 090010 | Labor
[72 empty] | 2007 | 10 | 936 | 108 | 56 | 3 | 000 | 706.05 | DESCRIPTION - JE90010 | 090010 | 090010 | Labor
[72 empty] | 2007 | 11 | 936 | 108 | 50 | 3 | 000 | 24380.77 | DESCRIPTION - JE90010 | 090010 | 090010 | Labor
[72 empty] | 2007 | 11 | 936 | 108 | 50 | 3 | 001 | 1263.4 | DESCRIPTION - JE90010 | 090010 | 090010 | Labor
[72 empty] | 2007 | 11 | 936 | 108 | 50 | 3 | 100 | 29864.33 | DESCRIPTION - JE90010 | 090010 | 090010 | Labor
[72 empty] | 2007 | 11 | 936 | 108 | 51 | 3 | 000 | 28596.08 | DESCRIPTION - JE90010 | 090010 | 090010 | Labor
[72 empty] | 2007 | 11 | 936 | 108 | 52 | 3 | 000 | 1960.2 | DESCRIPTION - JE90010 | 090010 | 090010 | Labor
[72 empty] | 2007 | 11 | 936 | 108 | 54 | 3 | 000 | 45000 | DESCRIPTION - JE90010 | 090010 | 090010 | Labor
[72 empty] | 2007 | 11 | 936 | 108 | 55 | 3 | 100 | 6973.16 | DESCRIPTION - JE90010 | 090010 | 090010 | Labor
[72 empty] | 2007 | 11 | 936 | 108 | 56 | 3 | 000 | 54081.69 | DESCRIPTION - JE90010 | 090010 | 090010 | Labor
[72 empty] | 2007 | 11 | 936 | 108 | 56 | 3 | 000 | 62602 | GANON AP ACR- JE90010 | 090010 | 090010 | Labor
[72 empty] | 2007 | 12 | 936 | 108 | 50 | 3 | 000 | 98807.44 | DESCRIPTION - JE90010 | 090010 | 090010 | Labor
[72 empty] | 2007 | 12 | 936 | 108 | 50 | 3 | 001 | 1263.4 | DESCRIPTION - JE90010 | 090010 | 090010 | Labor
[72 empty] | 2007 | 12 | 936 | 108 | 50 | 3 | 040 | 11978.6 | GANON AP ACR- JE90010 | 090010 | 090010 | Labor
[72 empty] | 2007 | 12 | 936 | 108 | 51 | 3 | 000 | 136710.84 | DESCRIPTION - JE90010 | 090010 | 090010 | Labor
[72 empty] | 2007 | 12 | 936 | 108 | 52 | 3 | 000 | 1960.2 | DESCRIPTION - JE90010 | 090010 | 090010 | Labor
[72 empty] | 2007 | 12 | 936 | 108 | 55 | 3 | 001 | 18815.49 | DESCRIPTION - JE90010 | 090010 | 090010 | Labor
[72 empty] | 2007 | 12 | 936 | 108 | 55 | 3 | 100 | 50057.55 | DESCRIPTION - JE90010 | 090010 | 090010 | Labor
[72 empty] | 2007 | 12 | 936 | 108 | 56 | 3 | 000 | 51356.6 | DESCRIPTION - JE90010 | 090010 | 090010 | Labor
[72 empty] | 2007 | 12 | 936 | 108 | 56 | 3 | 001 | 62602 | DESCRIPTION - JE90010 | 090010 | 090010 | Labor
[72 empty] | 2007 | 12 | 936 | 108 | 51 | 7 | 000 | 4099.93 | DESCRIPTION - JE90010 | 090010 | 090010 | Materials
[72 empty] | 2008 | 1 | 936 | 108 | 50 | 3 | 000 | 5853.14 | DESCRIPTION - JE90010 | 090010 | 090010 | Labor
[72 empty] | 2008 | 1 | 936 | 108 | 51 | 3 | 000 | 19209.4 | DESCRIPTION - JE90010 | 090010 | 090010 | Labor
[72 empty] | 2008 | 1 | 936 | 108 | 54 | 3 | 000 | 96194.64 | DESCRIPTION - JE90010 | 090010 | 090010 | Labor
[72 empty] | 2008 | 1 | 936 | 108 | 55 | 3 | 100 | 1973.52 | DESCRIPTION - JE90010 | 090010 | 090010 | Labor
[72 empty] | 2008 | 1 | 936 | 108 | 56 | 3 | 000 | 15220.05 | DESCRIPTION - JE90010 | 090010 | 090010 | Labor
[72 empty] | 2008 | 2 | 936 | 108 | 50 | 3 | 000 | 104261.8 | DESCRIPTION - JE90010 | 090010 | 090010 | Labor
[72 empty] | 2008 | 2 | 936 | 108 | 50 | 3 | 000 | 313.17 | GANON AP ACR- JE90010 | 090010 | 090010 | Labor
[72 empty] | 2008 | 2 | 936 | 108 | 51 | 3 | 000 | 1700 | DESCRIPTION - JE90010 | 090010 | 090010 | Labor
[72 empty] | 2008 | 2 | 936 | 108 | 52 | 3 | 000 | 50000 | DESCRIPTION - JE90010 | 090010 | 090010 | Labor
[72 empty] | 2008 | 2 | 936 | 108 | 53 | 3 | 000 | 50000 | DESCRIPTION - JE90010 | 090010 | 090010 | Labor
[72 empty] | 2008 | 2 | 936 | 108 | 54 | 3 | 000 | 146478.78 | DESCRIPTION - JE90010 | 090010 | 090010 | Labor
[72 empty] | 2008 | 2 | 936 | 108 | 55 | 3 | 000 | 57179 | DESCRIPTION - JE90010 | 090010 | 090010 | Labor
[72 empty] | 2008 | 2 | 936 | 108 | 55 | 3 | 100 | 1973.52 | DESCRIPTION - JE90010 | 090010 | 090010 | Labor
[72 empty] | 2008 | 2 | 936 | 108 | 56 | 3 | 000 | 514.54 | DESCRIPTION - JE90010 | 090010 | 090010 | Labor
[72 empty] | 2008 | 2 | 936 | 108 | 50 | 7 | 000 | 221.19 | GANON AP ACR- JE90010 | 090010 | 090010 | Materials
[72 empty] | 2008 | 3 | 936 | 108 | 50 | 3 | 000 | 215246.07 | DESCRIPTION - JE90010 | 090010 | 090010 | Labor
[72 empty] | 2008 | 3 | 936 | 108 | 52 | 3 | 000 | 150000 | DESCRIPTION - JE90010 | 090010 | 090010 | Labor
[72 empty] | 2008 | 3 | 936 | 108 | 53 | 3 | 000 | 180000 | DESCRIPTION - JE90010 | 090010 | 090010 | Labor
[72 empty] | 2008 | 3 | 936 | 108 | 54 | 3 | 000 | 344835.56 | DESCRIPTION - JE90010 | 090010 | 090010 | Labor
[72 empty] | 2008 | 3 | 936 | 108 | 55 | 3 | 000 | 150000 | DESCRIPTION - JE90010 | 090010 | 090010 | Labor
[72 empty] | 2008 | 3 | 936 | 108 | 55 | 3 | 100 | 1973.52 | DESCRIPTION - JE90010 | 090010 | 090010 | Labor
[72 empty] | 2008 | 3 | 936 | 108 | 56 | 3 | 000 | 4938.31 | DESCRIPTION - JE90010 | 090010 | 090010 | Labor
[72 empty] | 2008 | 3 | 936 | 108 | 53 | 7 | 000 | 2095.38 | DESCRIPTION - JE90010 | 090010 | 090010 | Materials
[72 empty] | 2008 | 4 | 936 | 108 | 50 | 3 | 000 | 124281.17 | DESCRIPTION - JE90010 | 090010 | 090010 | Labor
[72 empty] | 2008 | 4 | 936 | 108 | 50 | 3 | 040 | 3905.38 | GANON AP ACR- JE90010 | 090010 | 090010 | Labor
[72 empty] | 2008 | 4 | 936 | 108 | 51 | 3 | 000 | 93188 | DESCRIPTION - JE90010 | 090010 | 090010 | Labor
[72 empty] | 2008 | 4 | 936 | 108 | 52 | 3 | 000 | 113188 | DESCRIPTION - JE90010 | 090010 | 090010 | Labor
[72 empty] | 2008 | 4 | 936 | 108 | 53 | 3 | 000 | 105261.94 | DESCRIPTION - JE90010 | 090010 | 090010 | Labor
[72 empty] | 2008 | 4 | 936 | 108 | 54 | 3 | 000 | 120096.22 | DESCRIPTION - JE90010 | 090010 | 090010 | Labor
[72 empty] | 2008 | 4 | 936 | 108 | 55 | 3 | 000 | 20000 | DESCRIPTION - JE90010 | 090010 | 090010 | Labor
[72 empty] | 2008 | 4 | 936 | 108 | 56 | 3 | 000 | 22511.58 | DESCRIPTION - JE90010 | 090010 | 090010 | Labor
[72 empty] | 2008 | 5 | 936 | 108 | 50 | 3 | 000 | 72079.62 | DESCRIPTION - JE90010 | 090010 | 090010 | Labor
[72 empty] | 2008 | 5 | 936 | 108 | 51 | 3 | 000 | 93602 | DESCRIPTION - JE90010 | 090010 | 090010 | Labor
[72 empty] | 2008 | 5 | 936 | 108 | 52 | 3 | 000 | 118602 | DESCRIPTION - JE90010 | 090010 | 090010 | Labor
[72 empty] | 2008 | 5 | 936 | 108 | 53 | 3 | 000 | 40928.77 | DESCRIPTION - JE90010 | 090010 | 090010 | Labor
[72 empty] | 2008 | 5 | 936 | 108 | 54 | 3 | 000 | 82898.76 | DESCRIPTION - JE90010 | 090010 | 090010 | Labor
[72 empty] | 2008 | 5 | 936 | 108 | 55 | 3 | 000 | 50000 | DESCRIPTION - JE90010 | 090010 | 090010 | Labor
[72 empty] | 2008 | 5 | 936 | 108 | 56 | 3 | 000 | 52063.72 | DESCRIPTION - JE90010 | 090010 | 090010 | Labor
[72 empty] | 2008 | 6 | 936 | 108 | 50 | 3 | 000 | 86390.58 | DESCRIPTION - JE90010 | 090010 | 090010 | Labor
[72 empty] | 2008 | 6 | 936 | 108 | 50 | 3 | 040 | 4000 | DESCRIPTION - JE90010 | 090010 | 090010 | Labor
[72 empty] | 2008 | 6 | 936 | 108 | 51 | 3 | 000 | 78500 | DESCRIPTION - JE90010 | 090010 | 090010 | Labor
[72 empty] | 2008 | 6 | 936 | 108 | 52 | 3 | 000 | 162765.91 | DESCRIPTION - JE90010 | 090010 | 090010 | Labor
[72 empty] | 2008 | 6 | 936 | 108 | 53 | 3 | 000 | 77861.81 | DESCRIPTION - JE90010 | 090010 | 090010 | Labor
[72 empty] | 2008 | 6 | 936 | 108 | 54 | 3 | 000 | 141406.4 | DESCRIPTION - JE90010 | 090010 | 090010 | Labor
[72 empty] | 2008 | 6 | 936 | 108 | 55 | 3 | 000 | 111459.15 | DESCRIPTION - JE90010 | 090010 | 090010 | Labor
[72 empty] | 2008 | 6 | 936 | 108 | 56 | 3 | 000 | 26873.39 | DESCRIPTION - JE90010 | 090010 | 090010 | Labor
[72 empty] | 2008 | 6 | 936 | 108 | 50 | 7 | 000 | 6500 | DESCRIPTION - JE90010 | 090010 | 090010 | Materials
[72 empty] | 2008 | 6 | 936 | 108 | 56 | 7 | 000 | 3300 | DESCRIPTION - JE90010 | 090010 | 090010 | Materials
[72 empty] | 2008 | 7 | 936 | 108 | 50 | 3 | 000 | 135301.37 | DESCRIPTION - JE90010 | 090010 | 090010 | Labor
[72 empty] | 2008 | 7 | 936 | 108 | 50 | 3 | 040 | 2000 | DESCRIPTION - JE90010 | 090010 | 090010 | Labor
[72 empty] | 2008 | 7 | 936 | 108 | 51 | 3 | 000 | 7500 | DESCRIPTION - JE90010 | 090010 | 090010 | Labor
[72 empty] | 2008 | 7 | 936 | 108 | 52 | 3 | 000 | 25221 | DESCRIPTION - JE90010 | 090010 | 090010 | Labor
[72 empty] | 2008 | 7 | 936 | 108 | 53 | 3 | 000 | 19125 | DESCRIPTION - JE90010 | 090010 | 090010 | Labor
[72 empty] | 2008 | 7 | 936 | 108 | 54 | 3 | 000 | 54124.42 | DESCRIPTION - JE90010 | 090010 | 090010 | Labor
[72 empty] | 2008 | 7 | 936 | 108 | 55 | 3 | 000 | 174155 | DESCRIPTION - JE90010 | 090010 | 090010 | Labor
[72 empty] | 2008 | 7 | 936 | 108 | 56 | 3 | 000 | 3413.22 | DESCRIPTION - JE90010 | 090010 | 090010 | Labor
[72 empty] | 2008 | 7 | 936 | 108 | 56 | 7 | 000 | 2200 | DESCRIPTION - JE90010 | 090010 | 090010 | Materials
[72 empty] | 2008 | 8 | 936 | 108 | 50 | 3 | 000 | 181439.9 | DESCRIPTION - JE90010 | 090010 | 090010 | Labor
[72 empty] | 2008 | 8 | 936 | 108 | 50 | 3 | 040 | 2000 | DESCRIPTION - JE90010 | 090010 | 090010 | Labor
[72 empty] | 2008 | 8 | 936 | 108 | 51 | 3 | 000 | 19463 | DESCRIPTION - JE90010 | 090010 | 090010 | Labor
[72 empty] | 2008 | 8 | 936 | 108 | 52 | 3 | 000 | 37184 | DESCRIPTION - JE90010 | 090010 | 090010 | Labor
[72 empty] | 2008 | 8 | 936 | 108 | 53 | 3 | 000 | 44825 | DESCRIPTION - JE90010 | 090010 | 090010 | Labor
[72 empty] | 2008 | 8 | 936 | 108 | 54 | 3 | 000 | 73003.62 | DESCRIPTION - JE90010 | 090010 | 090010 | Labor
[72 empty] | 2008 | 8 | 936 | 108 | 55 | 3 | 000 | 99980 | DESCRIPTION - JE90010 | 090010 | 090010 | Labor
[72 empty] | 2008 | 8 | 936 | 108 | 56 | 3 | 000 | 25976.63 | DESCRIPTION - JE90010 | 090010 | 090010 | Labor
[72 empty] | 2008 | 8 | 936 | 108 | 56 | 7 | 000 | 2200 | DESCRIPTION - JE90010 | 090010 | 090010 | Materials
[72 empty] | 2008 | 9 | 936 | 108 | 50 | 3 | 000 | 284436.43 | DESCRIPTION - JE90010 | 090010 | 090010 | Labor
[72 empty] | 2008 | 9 | 936 | 108 | 50 | 3 | 040 | 2000 | DESCRIPTION - JE90010 | 090010 | 090010 | Labor
[72 empty] | 2008 | 9 | 936 | 108 | 50 | 3 | 040 | 3565.3 | GANON AP ACR- JE90010 | 090010 | 090010 | Labor
[72 empty] | 2008 | 9 | 936 | 108 | 53 | 3 | 000 | 28067 | DESCRIPTION - JE90010 | 090010 | 090010 | Labor
[72 empty] | 2008 | 9 | 936 | 108 | 54 | 3 | 000 | 51572.96 | DESCRIPTION - JE90010 | 090010 | 090010 | Labor
[72 empty] | 2008 | 9 | 936 | 108 | 55 | 3 | 000 | 61254.95 | DESCRIPTION - JE90010 | 090010 | 090010 | Labor
[72 empty] | 2008 | 9 | 936 | 108 | 56 | 3 | 000 | 28065.67 | DESCRIPTION - JE90010 | 090010 | 090010 | Labor
[72 empty] | 2008 | 9 | 936 | 108 | 50 | 7 | 000 | 13767.17 | DESCRIPTION - JE90010 | 090010 | 090010 | Materials
[72 empty] | 2008 | 9 | 936 | 108 | 56 | 7 | 000 | 2200 | DESCRIPTION - JE90010 | 090010 | 090010 | Materials
[72 empty] | 2008 | 10 | 936 | 108 | 50 | 3 | 000 | 340736.55 | DESCRIPTION - JE90010 | 090010 | 090010 | Labor
[72 empty] | 2008 | 10 | 936 | 108 | 50 | 3 | 010 | 5531.41 | DESCRIPTION - JE90010 | 090010 | 090010 | Labor
[72 empty] | 2008 | 10 | 936 | 108 | 50 | 3 | 040 | 2000 | DESCRIPTION - JE90010 | 090010 | 090010 | Labor
[72 empty] | 2008 | 10 | 936 | 108 | 50 | 3 | 040 | 4025.98 | GANON AP ACR- JE90010 | 090010 | 090010 | Labor
[72 empty] | 2008 | 10 | 936 | 108 | 52 | 3 | 000 | 53671.24 | DESCRIPTION - JE90010 | 090010 | 090010 | Labor
[72 empty] | 2008 | 10 | 936 | 108 | 53 | 3 | 000 | 15000 | DESCRIPTION - JE90010 | 090010 | 090010 | Labor
[72 empty] | 2008 | 10 | 936 | 108 | 54 | 3 | 000 | 17684.25 | DESCRIPTION - JE90010 | 090010 | 090010 | Labor
[72 empty] | 2008 | 10 | 936 | 108 | 55 | 3 | 000 | 25000 | DESCRIPTION - JE90010 | 090010 | 090010 | Labor
[72 empty] | 2008 | 10 | 936 | 108 | 56 | 3 | 000 | 30000 | DESCRIPTION - JE90010 | 090010 | 090010 | Labor
[72 empty] | 2008 | 10 | 936 | 108 | 50 | 7 | 000 | 1335.07 | DESCRIPTION - JE90010 | 090010 | 090010 | Materials
[72 empty] | 2008 | 10 | 936 | 108 | 56 | 7 | 000 | 2200 | DESCRIPTION - JE90010 | 090010 | 090010 | Materials
[72 empty] | 2008 | 11 | 936 | 108 | 50 | 3 | 000 | 401881.1 | DESCRIPTION - JE90010 | 090010 | 090010 | Labor
[72 empty] | 2008 | 11 | 936 | 108 | 50 | 3 | 010 | 4147.81 | DESCRIPTION - JE90010 | 090010 | 090010 | Labor
[72 empty] | 2008 | 11 | 936 | 108 | 50 | 3 | 040 | 10181.55 | DESCRIPTION - JE90010 | 090010 | 090010 | Labor
[72 empty] | 2008 | 11 | 936 | 108 | 50 | 3 | 040 | 8181.55 | GANON AP ACR- JE90010 | 090010 | 090010 | Labor
[72 empty] | 2008 | 11 | 936 | 108 | 52 | 3 | 000 | 111872.31 | DESCRIPTION - JE90010 | 090010 | 090010 | Labor
[72 empty] | 2008 | 11 | 936 | 108 | 53 | 3 | 000 | 8653 | DESCRIPTION - JE90010 | 090010 | 090010 | Labor
[72 empty] | 2008 | 11 | 936 | 108 | 54 | 3 | 000 | 12414.27 | DESCRIPTION - JE90010 | 090010 | 090010 | Labor
[72 empty] | 2008 | 11 | 936 | 108 | 55 | 3 | 000 | 10940 | DESCRIPTION - JE90010 | 090010 | 090010 | Labor
[72 empty] | 2008 | 11 | 936 | 108 | 56 | 3 | 000 | 15520 | DESCRIPTION - JE90010 | 090010 | 090010 | Labor
[72 empty] | 2008 | 11 | 936 | 108 | 50 | 7 | 000 | 798.91 | DESCRIPTION - JE90010 | 090010 | 090010 | Materials
[72 empty] | 2008 | 11 | 936 | 108 | 56 | 7 | 000 | 2200 | DESCRIPTION - JE90010 | 090010 | 090010 | Materials
[72 empty] | 2008 | 12 | 936 | 108 | 50 | 3 | 000 | 271807.27 | DESCRIPTION - JE90010 | 090010 | 090010 | Labor
[72 empty] | 2008 | 12 | 936 | 108 | 50 | 3 | 040 | 2000 | DESCRIPTION - JE90010 | 090010 | 090010 | Labor
[72 empty] | 2008 | 12 | 936 | 108 | 52 | 3 | 000 | 166334.4 | DESCRIPTION - JE90010 | 090010 | 090010 | Labor
[72 empty] | 2008 | 12 | 936 | 108 | 53 | 3 | 000 | 8653 | DESCRIPTION - JE90010 | 090010 | 090010 | Labor
[72 empty] | 2008 | 12 | 936 | 108 | 54 | 3 | 000 | 8653 | DESCRIPTION - JE90010 | 090010 | 090010 | Labor
[72 empty] | 2008 | 12 | 936 | 108 | 55 | 3 | 000 | 10940 | DESCRIPTION - JE90010 | 090010 | 090010 | Labor
[72 empty] | 2008 | 12 | 936 | 108 | 56 | 3 | 000 | 15520 | DESCRIPTION - JE90010 | 090010 | 090010 | Labor
[72 empty] | 2008 | 12 | 936 | 108 | 56 | 7 | 000 | 2200 | DESCRIPTION - JE90010 | 090010 | 090010 | Materials
[72 empty] | 2009 | 1 | 936 | 108 | 50 | 3 | 000 | 212495.7 | DESCRIPTION - JE90010 | 090010 | 090010 | Labor
[72 empty] | 2009 | 1 | 936 | 108 | 50 | 3 | 040 | 4000 | DESCRIPTION - JE90010 | 090010 | 090010 | Labor
[72 empty] | 2009 | 1 | 936 | 108 | 52 | 3 | 000 | 112318.76 | DESCRIPTION - JE90010 | 090010 | 090010 | Labor
[72 empty] | 2009 | 1 | 936 | 108 | 53 | 3 | 000 | 15153 | DESCRIPTION - JE90010 | 090010 | 090010 | Labor
[72 empty] | 2009 | 1 | 936 | 108 | 54 | 3 | 000 | 8653 | DESCRIPTION - JE90010 | 090010 | 090010 | Labor
[72 empty] | 2009 | 1 | 936 | 108 | 55 | 3 | 000 | 10940 | DESCRIPTION - JE90010 | 090010 | 090010 | Labor
[72 empty] | 2009 | 1 | 936 | 108 | 56 | 3 | 000 | 15520 | DESCRIPTION - JE90010 | 090010 | 090010 | Labor
[72 empty] | 2009 | 1 | 936 | 108 | 52 | 7 | 000 | 7051 | DESCRIPTION - JE90010 | 090010 | 090010 | Materials
[72 empty] | 2009 | 1 | 936 | 108 | 56 | 7 | 000 | 2200 | DESCRIPTION - JE90010 | 090010 | 090010 | Materials
[72 empty] | 2009 | 2 | 936 | 108 | 50 | 3 | 000 | 224319.69 | DESCRIPTION - JE90010 | 090010 | 090010 | Labor
[72 empty] | 2009 | 2 | 936 | 108 | 50 | 3 | 040 | 3272.61 | DESCRIPTION - JE90010 | 090010 | 090010 | Labor
[72 empty] | 2009 | 2 | 936 | 108 | 51 | 3 | 000 | 919.2 | DESCRIPTION - JE90010 | 090010 | 090010 | Labor
[72 empty] | 2009 | 2 | 936 | 108 | 52 | 3 | 000 | 56767.67 | DESCRIPTION - JE90010 | 090010 | 090010 | Labor
[72 empty] | 2009 | 2 | 936 | 108 | 53 | 3 | 000 | 11500 | DESCRIPTION - JE90010 | 090010 | 090010 | Labor
[72 empty] | 2009 | 2 | 936 | 108 | 55 | 3 | 000 | 10940 | DESCRIPTION - JE90010 | 090010 | 090010 | Labor
[72 empty] | 2009 | 2 | 936 | 108 | 56 | 3 | 000 | 15520 | DESCRIPTION - JE90010 | 090010 | 090010 | Labor
[72 empty] | 2009 | 2 | 936 | 108 | 52 | 7 | 000 | 7051 | DESCRIPTION - JE90010 | 090010 | 090010 | Materials
[72 empty] | 2009 | 2 | 936 | 108 | 56 | 7 | 000 | 2200 | DESCRIPTION - JE90010 | 090010 | 090010 | Materials
[72 empty] | 2009 | 3 | 936 | 108 | 50 | 3 | 000 | 184661.28 | DESCRIPTION - JE90010 | 090010 | 090010 | Labor
[72 empty] | 2009 | 3 | 936 | 108 | 50 | 3 | 040 | 1377.96 | GANON AP ACR- JE90010 | 090010 | 090010 | Labor
[72 empty] | 2009 | 3 | 936 | 108 | 52 | 3 | 000 | 39203.17 | DESCRIPTION - JE90010 | 090010 | 090010 | Labor
[72 empty] | 2009 | 3 | 936 | 108 | 53 | 3 | 000 | 5000 | DESCRIPTION - JE90010 | 090010 | 090010 | Labor
[72 empty] | 2009 | 3 | 936 | 108 | 55 | 3 | 000 | 10940 | DESCRIPTION - JE90010 | 090010 | 090010 | Labor
[72 empty] | 2009 | 3 | 936 | 108 | 56 | 3 | 000 | 15520 | DESCRIPTION - JE90010 | 090010 | 090010 | Labor
[72 empty] | 2009 | 3 | 936 | 108 | 52 | 7 | 000 | 7051 | DESCRIPTION - JE90010 | 090010 | 090010 | Materials
[72 empty] | 2009 | 3 | 936 | 108 | 56 | 7 | 000 | 2200 | DESCRIPTION - JE90010 | 090010 | 090010 | Materials
[72 empty] | 2009 | 4 | 936 | 108 | 50 | 3 | 000 | 72868.78 | DESCRIPTION - JE90010 | 090010 | 090010 | Labor
[72 empty] | 2009 | 4 | 936 | 108 | 50 | 3 | 040 | 7000 | DESCRIPTION - JE90010 | 090010 | 090010 | Labor
[72 empty] | 2009 | 4 | 936 | 108 | 52 | 3 | 000 | 24903.33 | DESCRIPTION - JE90010 | 090010 | 090010 | Labor
[72 empty] | 2009 | 4 | 936 | 108 | 52 | 7 | 000 | 7051 | DESCRIPTION - JE90010 | 090010 | 090010 | Materials
[72 empty] | 2009 | 4 | 936 | 108 | 56 | 7 | 000 | 2200 | DESCRIPTION - JE90010 | 090010 | 090010 | Materials
[72 empty] | 2009 | 5 | 936 | 108 | 50 | 3 | 000 | 96279.81 | DESCRIPTION - JE90010 | 090010 | 090010 | Labor
[72 empty] | 2009 | 5 | 936 | 108 | 50 | 3 | 040 | 933.89 | DESCRIPTION - JE90010 | 090010 | 090010 | Labor
[72 empty] | 2009 | 6 | 936 | 108 | 50 | 3 | 000 | 12860.32 | GANON AP ACR- JE90010 | 090010 | 090010 | Labor
[72 empty] | 2009 | 7 | 936 | 108 | 50 | 3 | 000 | 2858.62 | GANON AP ACR- JE90010 | 090010 | 090010 | Labor
[72 empty] | 2009 | 7 | 936 | 108 | 50 | 3 | 040 | 1169.32 | GANON AP ACR- JE90010 | 090010 | 090010 | Labor
[72 empty] | 2009 | 9 | 936 | 108 | 50 | 7 | 000 | 1114.75 | GANON AP ACR- JE90010 | 090010 | 090010 | Materials
[72 empty] | 2009 | 10 | 936 | 108 | 50 | 3 | 000 | 119778.58 | GANON AP ACR- JE90010 | 090010 | 090010 | Labor
[72 empty] | 2009 | 10 | 936 | 108 | 50 | 3 | 040 | 1744.07 | GANON AP ACR- JE90010 | 090010 | 090010 | Labor
[72 empty] | 2009 | 10 | 936 | 108 | 56 | 3 | 000 | 32981.19 | GANON AP ACR- JE90010 | 090010 | 090010 | Labor
[72 empty] | 2009 | 11 | 936 | 108 | 50 | 3 | 000 | 60471.58 | GANON AP ACR- JE90010 | 090010 | 090010 | Labor
[72 empty] | 2009 | 11 | 936 | 108 | 50 | 3 | 040 | 1000 | GANON AP ACR- JE90010 | 090010 | 090010 | Labor
[72 empty] | 2009 | 12 | 936 | 108 | 50 | 3 | 000 | 230957.81 | GANON AP ACR- JE90010 | 090010 | 090010 | Labor
[72 empty] | 2009 | 12 | 936 | 108 | 50 | 3 | 040 | 3367.44 | GANON AP ACR- JE90010 | 090010 | 090010 | Labor
[72 empty] | 2010 | 1 | 936 | 108 | 50 | 3 | 000 | 88866.45 | GANON AP ACR- JE90010 | 090010 | 090010 | Labor
[72 empty] | 2010 | 1 | 936 | 108 | 50 | 7 | 000 | 124.14 | GANON AP ACR- JE90010 | 090010 | 090010 | Materials
[72 empty] | 2010 | 2 | 936 | 108 | 50 | 7 | 000 | 167.52 | GANON AP ACR- JE90010 | 090010 | 090010 | Materials
[72 empty] | 2010 | 3 | 936 | 108 | 50 | 7 | 000 | 89.8 | GANON AP ACR- JE90010 | 090010 | 090010 | Materials
[72 empty] | 2010 | 4 | 936 | 108 | 50 | 3 | 000 | 35447.12 | GANON AP ACR- JE90010 | 090010 | 090010 | Labor
[72 empty] | 2010 | 4 | 936 | 108 | 50 | 7 | 000 | 730.12 | GANON AP ACR- JE90010 | 090010 | 090010 | Materials
[72 empty] | 2010 | 6 | 936 | 108 | 50 | 3 | 000 | 308715.22 | GANON AP ACR- JE90010 | 090010 | 090010 | Labor
[72 empty] | 2010 | 6 | 936 | 108 | 50 | 7 | 000 | 7447.5 | GANON AP ACR- JE90010 | 090010 | 090010 | Materials
[72 empty] | 2010 | 7 | 936 | 108 | 50 | 3 | 000 | 182507.57 | GANON AP ACR- JE90010 | 090010 | 090010 | Labor
[72 empty] | 2010 | 7 | 936 | 108 | 50 | 7 | 000 | 7923.47 | GANON AP ACR- JE90010 | 090010 | 090010 | Materials
[72 empty] | 2010 | 8 | 936 | 108 | 50 | 3 | 000 | 440290.78 | GANON AP ACR- JE90010 | 090010 | 090010 | Labor
[72 empty] | 2010 | 9 | 936 | 108 | 50 | 3 | 000 | 315150.86 | GANON AP ACR- JE90010 | 090010 | 090010 | Labor
[72 empty] | 2010 | 9 | 936 | 108 | 50 | 7 | 000 | 8031.06 | GANON AP ACR- JE90010 | 090010 | 090010 | Materials
[72 empty] | 2010 | 10 | 936 | 108 | 50 | 7 | 100 | 36398.6 | GANON AP ACR- JE90010 | 090010 | 090010 | Materials
[72 empty] | 2010 | 11 | 936 | 108 | 50 | 3 | 000 | 390861.95 | GANON AP ACR- JE90010 | 090010 | 090010 | Labor
[72 empty] | 2010 | 11 | 936 | 108 | 50 | 7 | 000 | 7882.4 | GANON AP ACR- JE90010 | 090010 | 090010 | Materials
[72 empty] | 2010 | 12 | 936 | 108 | 50 | 3 | 000 | 590393.73 | GANON AP ACR- JE90010 | 090010 | 090010 | Labor
[72 empty] | 2010 | 12 | 936 | 108 | 50 | 7 | 000 | 10198.1 | GANON AP ACR- JE90010 | 090010 | 090010 | Materials
[72 empty] | 2007 | 8 | 961 | 108 | 56 | 3 | 000 | 6125 | GANON AP ACR- JE90010 | 090010 | 090010 | Labor
[72 empty] | 2008 | 3 | 961 | 108 | 50 | 3 | 040 | 2000 | GANON AP ACR- JE90010 | 090010 | 090010 | Labor
[72 empty] | 2008 | 12 | 961 | 108 | 51 | 3 | 000 | 80811 | GANON AP ACR- JE90010 | 090010 | 090010 | Labor
[72 empty] | 2008 | 12 | 961 | 108 | 52 | 3 | 000 | 117490 | GANON AP ACR- JE90010 | 090010 | 090010 | Labor
[72 empty] | 2008 | 12 | 961 | 108 | 55 | 3 | 000 | 31448 | GANON AP ACR- JE90010 | 090010 | 090010 | Labor
[72 empty] | 2010 | 2 | 961 | 108 | 50 | 3 | 000 | 48610.49 | GANON AP ACR- JE90010 | 090010 | 090010 | Labor
[72 empty] | 2010 | 8 | 961 | 108 | 50 | 7 | 000 | 3447.04 | GANON AP ACR- JE90010 | 090010 | 090010 | Materials
[72 empty] | 2010 | 9 | 961 | 108 | 50 | 7 | 000 | 15349.44 | GANON AP ACR- JE90010 | 090010 | 090010 | Materials
[72 empty] | 2007 | 3 | 967 | 108 | 50 | 3 | 000 | 7911.26 | DESCRIPTION - JE90010 | 090010 | 090010 | Labor
[72 empty] | 2007 | 3 | 967 | 108 | 54 | 3 | 000 | 6300.65 | DESCRIPTION - JE90010 | 090010 | 090010 | Labor
[72 empty] | 2007 | 4 | 967 | 108 | 50 | 3 | 190 | 349.6 | DESCRIPTION - JE90010 | 090010 | 090010 | Labor
[72 empty] | 2007 | 4 | 967 | 108 | 54 | 3 | 000 | 207.28 | DESCRIPTION - JE90010 | 090010 | 090010 | Labor
[72 empty] | 2007 | 6 | 967 | 108 | 50 | 3 | 000 | 2348.68 | DESCRIPTION - JE90010 | 090010 | 090010 | Labor
[72 empty] | 2007 | 10 | 967 | 108 | 50 | 3 | 190 | 6406.4 | DESCRIPTION - JE90010 | 090010 | 090010 | Labor
[72 empty] | 2007 | 11 | 967 | 108 | 50 | 3 | 000 | 21437.29 | DESCRIPTION - JE90010 | 090010 | 090010 | Labor
[72 empty] | 2007 | 11 | 967 | 108 | 50 | 3 | 100 | 2908.28 | DESCRIPTION - JE90010 | 090010 | 090010 | Labor
[72 empty] | 2007 | 11 | 967 | 108 | 55 | 3 | 100 | 10788.06 | DESCRIPTION - JE90010 | 090010 | 090010 | Labor
[72 empty] | 2007 | 11 | 967 | 108 | 56 | 3 | 000 | 45191.14 | DESCRIPTION - JE90010 | 090010 | 090010 | Labor
[72 empty] | 2007 | 12 | 967 | 108 | 50 | 3 | 000 | 8609.75 | DESCRIPTION - JE90010 | 090010 | 090010 | Labor
[72 empty] | 2007 | 12 | 967 | 108 | 50 | 3 | 100 | 2908.28 | DESCRIPTION - JE90010 | 090010 | 090010 | Labor
[72 empty] | 2007 | 12 | 967 | 108 | 55 | 3 | 100 | 9875.37 | DESCRIPTION - JE90010 | 090010 | 090010 | Labor
[72 empty] | 2007 | 12 | 967 | 108 | 56 | 3 | 000 | 3010.5 | DESCRIPTION - JE90010 | 090010 | 090010 | Labor
[72 empty] | 2008 | 1 | 967 | 108 | 50 | 3 | 000 | 13959.86 | DESCRIPTION - JE90010 | 090010 | 090010 | Labor
[72 empty] | 2008 | 6 | 967 | 108 | 50 | 3 | 010 | 11960.25 | DESCRIPTION - JE90010 | 090010 | 090010 | Labor
[72 empty] | 2008 | 7 | 967 | 108 | 50 | 3 | 000 | 1109.98 | DESCRIPTION - JE90010 | 090010 | 090010 | Labor
[72 empty] | 2008 | 7 | 967 | 108 | 50 | 3 | 010 | 9077.43 | DESCRIPTION - JE90010 | 090010 | 090010 | Labor
[72 empty] | 2008 | 9 | 967 | 108 | 50 | 3 | 000 | 608.88 | DESCRIPTION - JE90010 | 090010 | 090010 | Labor
[72 empty] | 2008 | 10 | 967 | 108 | 50 | 3 | 000 | 608.88 | DESCRIPTION - JE90010 | 090010 | 090010 | Labor
[72 empty] | 2008 | 10 | 967 | 108 | 50 | 3 | 010 | 7224.83 | DESCRIPTION - JE90010 | 090010 | 090010 | Labor
[72 empty] | 2008 | 11 | 967 | 108 | 50 | 3 | 000 | 675.5 | DESCRIPTION - JE90010 | 090010 | 090010 | Labor
[72 empty] | 2008 | 11 | 967 | 108 | 50 | 3 | 010 | 12078.11 | DESCRIPTION - JE90010 | 090010 | 090010 | Labor
[72 empty] | 2008 | 11 | 967 | 108 | 54 | 3 | 000 | 465.79 | DESCRIPTION - JE90010 | 090010 | 090010 | Labor
[72 empty] | 2008 | 12 | 967 | 108 | 50 | 3 | 000 | 675.5 | DESCRIPTION - JE90010 | 090010 | 090010 | Labor
[72 empty] | 2008 | 12 | 967 | 108 | 50 | 3 | 010 | 6959.15 | DESCRIPTION - JE90010 | 090010 | 090010 | Labor
[72 empty] | 2008 | 12 | 967 | 108 | 54 | 3 | 000 | 90.55 | DESCRIPTION - JE90010 | 090010 | 090010 | Labor
[72 empty] | 2009 | 1 | 967 | 108 | 50 | 3 | 000 | 1001.12 | DESCRIPTION - JE90010 | 090010 | 090010 | Labor
[72 empty] | 2009 | 1 | 967 | 108 | 50 | 3 | 010 | 3626.41 | DESCRIPTION - JE90010 | 090010 | 090010 | Labor
[72 empty] | 2009 | 2 | 967 | 108 | 50 | 3 | 010 | 8576.33 | DESCRIPTION - JE90010 | 090010 | 090010 | Labor
[72 empty] | 2009 | 3 | 967 | 108 | 50 | 3 | 010 | 8750.53 | DESCRIPTION - JE90010 | 090010 | 090010 | Labor
[72 empty] | 2009 | 4 | 967 | 108 | 50 | 3 | 000 | 6000 | DESCRIPTION - JE90010 | 090010 | 090010 | Labor
[72 empty] | 2009 | 4 | 967 | 108 | 50 | 3 | 010 | 993.2 | DESCRIPTION - JE90010 | 090010 | 090010 | Labor
[72 empty] | 2009 | 5 | 967 | 108 | 50 | 3 | 000 | 6000 | DESCRIPTION - JE90010 | 090010 | 090010 | Labor
[72 empty] | 2009 | 5 | 967 | 108 | 50 | 3 | 010 | 1792.16 | DESCRIPTION - JE90010 | 090010 | 090010 | Labor
[72 empty] | 2010 | 3 | 967 | 108 | 50 | 3 | 000 | 60687.37 | GANON AP ACR- JE90010 | 090010 | 090010 | Labor
[72 empty] | 2010 | 4 | 967 | 108 | 50 | 3 | 000 | 5385.17 | GANON AP ACR- JE90010 | 090010 | 090010 | Labor
[72 empty] | 2010 | 5 | 967 | 108 | 50 | 3 | 000 | 93832.99 | GANON AP ACR- JE90010 | 090010 | 090010 | Labor
[72 empty] | 2010 | 5 | 967 | 108 | 50 | 7 | 000 | 521.52 | GANON AP ACR- JE90010 | 090010 | 090010 | Materials
[72 empty] | 2010 | 10 | 967 | 108 | 50 | 3 | 000 | 440248.27 | GANON AP ACR- JE90010 | 090010 | 090010 | Labor
[72 empty] | 2007 | 12 | 936 | 108 | 56 | 3 | 001 | 22078.19 | 007958 TIC600 | 090033 | 090033 | Labor
[72 empty] | 2007 | 12 | 936 | 108 | 56 | 3 | 001 | 20102.45 | 007959 TIC600 | 090033 | 090033 | Labor
[72 empty] | 2008 | 7 | 936 | 108 | 50 | 7 | 000 | -403.19 | 080204 TAM069 | 090033 | 090033 | Materials
[72 empty] | 2009 | 2 | 922 | 108 | 50 | 3 | 000 | -1151.37 | REV-RIPTION - JE90010 | 090110 | 090110 | Labor
[72 empty] | 2008 | 1 | 928 | 108 | 50 | 39 | 000 | -16.98 | REV-XP | 090110 | 090110 | Materials
[72 empty] | 2009 | 1 | 928 | 108 | 50 | 39 | 820 | -77.81 | REV- EXP | 090110 | 090110 | Materials
[72 empty] | 2007 | 3 | 936 | 108 | 53 | 3 | 000 | -83820.03 | REV-RIPTION - JE90010 | 090110 | 090110 | Labor
[72 empty] | 2007 | 3 | 936 | 108 | 54 | 3 | 000 | -34344.24 | REV-RIPTION - JE90010 | 090110 | 090110 | Labor
[72 empty] | 2007 | 4 | 936 | 108 | 50 | 3 | 000 | -129.6 | REV-RIPTION - JE90010 | 090110 | 090110 | Labor
[72 empty] | 2007 | 4 | 936 | 108 | 52 | 3 | 000 | -23980 | REV-RIPTION - JE90010 | 090110 | 090110 | Labor
[72 empty] | 2007 | 4 | 936 | 108 | 53 | 3 | 000 | -29905.76 | REV-RIPTION - JE90010 | 090110 | 090110 | Labor
[72 empty] | 2007 | 4 | 936 | 108 | 54 | 3 | 000 | -53982.28 | REV-RIPTION - JE90010 | 090110 | 090110 | Labor
[72 empty] | 2007 | 5 | 936 | 108 | 50 | 3 | 000 | -12911.57 | REV-RIPTION - JE90010 | 090110 | 090110 | Labor
[72 empty] | 2007 | 5 | 936 | 108 | 51 | 3 | 000 | -1051.26 | REV-RIPTION - JE90010 | 090110 | 090110 | Labor
[72 empty] | 2007 | 5 | 936 | 108 | 52 | 3 | 000 | -1110.14 | REV-RIPTION - JE90010 | 090110 | 090110 | Labor
[72 empty] | 2007 | 5 | 936 | 108 | 53 | 3 | 000 | -69486.61 | REV-RIPTION - JE90010 | 090110 | 090110 | Labor
[72 empty] | 2007 | 5 | 936 | 108 | 54 | 3 | 000 | -104076.23 | REV-RIPTION - JE90010 | 090110 | 090110 | Labor
[72 empty] | 2007 | 5 | 936 | 108 | 56 | 3 | 000 | -15272.15 | REV-RIPTION - JE90010 | 090110 | 090110 | Labor
[72 empty] | 2007 | 6 | 936 | 108 | 50 | 3 | 000 | -39055.63 | REV-RIPTION - JE90010 | 090110 | 090110 | Labor
[72 empty] | 2007 | 6 | 936 | 108 | 51 | 3 | 000 | -1051.26 | REV-RIPTION - JE90010 | 090110 | 090110 | Labor
[72 empty] | 2007 | 6 | 936 | 108 | 52 | 3 | 000 | -1110.14 | REV-RIPTION - JE90010 | 090110 | 090110 | Labor
[72 empty] | 2007 | 6 | 936 | 108 | 54 | 3 | 000 | -2222.47 | REV-RIPTION - JE90010 | 090110 | 090110 | Labor
[72 empty] | 2007 | 6 | 936 | 108 | 56 | 3 | 000 | -24507.12 | REV-RIPTION - JE90010 | 090110 | 090110 | Labor
[72 empty] | 2007 | 7 | 936 | 108 | 50 | 3 | 000 | -23856.26 | REV-RIPTION - JE90010 | 090110 | 090110 | Labor
[72 empty] | 2007 | 7 | 936 | 108 | 51 | 3 | 000 | -448.64 | REV-RIPTION - JE90010 | 090110 | 090110 | Labor
[72 empty] | 2007 | 7 | 936 | 108 | 52 | 3 | 000 | -225.69 | REV-RIPTION - JE90010 | 090110 | 090110 | Labor
[72 empty] | 2007 | 7 | 936 | 108 | 53 | 3 | 000 | -29976 | REV-RIPTION - JE90010 | 090110 | 090110 | Labor
[72 empty] | 2007 | 7 | 936 | 108 | 54 | 3 | 000 | -24288.97 | REV-RIPTION - JE90010 | 090110 | 090110 | Labor
[72 empty] | 2007 | 7 | 936 | 108 | 56 | 3 | 000 | -6125 | REV-N AP ACR- JE90010 | 090110 | 090110 | Labor
[72 empty] | 2007 | 7 | 936 | 108 | 56 | 3 | 000 | -25153.26 | REV-RIPTION - JE90010 | 090110 | 090110 | Labor
[72 empty] | 2007 | 8 | 936 | 108 | 50 | 3 | 000 | -72510.99 | REV-RIPTION - JE90010 | 090110 | 090110 | Labor
[72 empty] | 2007 | 8 | 936 | 108 | 50 | 3 | 190 | -15940.68 | REV-RIPTION - JE90010 | 090110 | 090110 | Labor
[72 empty] | 2007 | 8 | 936 | 108 | 51 | 3 | 000 | -3164.33 | REV-RIPTION - JE90010 | 090110 | 090110 | Labor
[72 empty] | 2007 | 8 | 936 | 108 | 53 | 3 | 000 | -4650.23 | REV-RIPTION - JE90010 | 090110 | 090110 | Labor
[72 empty] | 2007 | 8 | 936 | 108 | 54 | 3 | 000 | -82704.3 | REV-RIPTION - JE90010 | 090110 | 090110 | Labor
[72 empty] | 2007 | 8 | 936 | 108 | 56 | 3 | 000 | -12318.65 | REV-RIPTION - JE90010 | 090110 | 090110 | Labor
[72 empty] | 2007 | 9 | 936 | 108 | 50 | 3 | 000 | -11804.61 | REV-RIPTION - JE90010 | 090110 | 090110 | Labor
[72 empty] | 2007 | 9 | 936 | 108 | 50 | 3 | 190 | -9614.3 | REV-RIPTION - JE90010 | 090110 | 090110 | Labor
[72 empty] | 2007 | 9 | 936 | 108 | 51 | 3 | 000 | -3164.33 | REV-RIPTION - JE90010 | 090110 | 090110 | Labor
[72 empty] | 2007 | 9 | 936 | 108 | 53 | 3 | 000 | -27596.59 | REV-RIPTION - JE90010 | 090110 | 090110 | Labor
[72 empty] | 2007 | 9 | 936 | 108 | 54 | 3 | 000 | -36788 | REV-RIPTION - JE90010 | 090110 | 090110 | Labor
[72 empty] | 2007 | 9 | 936 | 108 | 56 | 3 | 000 | -32851.24 | REV-RIPTION - JE90010 | 090110 | 090110 | Labor
[72 empty] | 2007 | 10 | 936 | 108 | 50 | 3 | 000 | -22063.32 | REV-RIPTION - JE90010 | 090110 | 090110 | Labor
[72 empty] | 2007 | 10 | 936 | 108 | 50 | 3 | 190 | -8648.02 | REV-RIPTION - JE90010 | 090110 | 090110 | Labor
[72 empty] | 2007 | 10 | 936 | 108 | 53 | 3 | 000 | -94489.73 | REV-RIPTION - JE90010 | 090110 | 090110 | Labor
[72 empty] | 2007 | 10 | 936 | 108 | 54 | 3 | 000 | -116785.5 | REV-RIPTION - JE90010 | 090110 | 090110 | Labor
[72 empty] | 2007 | 10 | 936 | 108 | 56 | 3 | 000 | -21794.29 | REV-RIPTION - JE90010 | 090110 | 090110 | Labor
[72 empty] | 2007 | 11 | 936 | 108 | 50 | 3 | 000 | -18503.66 | REV-RIPTION - JE90010 | 090110 | 090110 | Labor
[72 empty] | 2007 | 11 | 936 | 108 | 53 | 3 | 000 | -62640.58 | REV-RIPTION - JE90010 | 090110 | 090110 | Labor
[72 empty] | 2007 | 11 | 936 | 108 | 54 | 3 | 000 | -99428.58 | REV-RIPTION - JE90010 | 090110 | 090110 | Labor
[72 empty] | 2007 | 11 | 936 | 108 | 56 | 3 | 000 | -706.05 | REV-RIPTION - JE90010 | 090110 | 090110 | Labor
[72 empty] | 2007 | 12 | 936 | 108 | 50 | 3 | 000 | -24380.77 | REV-RIPTION - JE90010 | 090110 | 090110 | Labor
[72 empty] | 2007 | 12 | 936 | 108 | 50 | 3 | 001 | -1263.4 | REV-RIPTION - JE90010 | 090110 | 090110 | Labor
[72 empty] | 2007 | 12 | 936 | 108 | 50 | 3 | 100 | -29864.33 | REV-RIPTION - JE90010 | 090110 | 090110 | Labor
[72 empty] | 2007 | 12 | 936 | 108 | 51 | 3 | 000 | -28596.08 | REV-RIPTION - JE90010 | 090110 | 090110 | Labor
[72 empty] | 2007 | 12 | 936 | 108 | 52 | 3 | 000 | -1960.2 | REV-RIPTION - JE90010 | 090110 | 090110 | Labor
[72 empty] | 2007 | 12 | 936 | 108 | 54 | 3 | 000 | -45000 | REV-RIPTION - JE90010 | 090110 | 090110 | Labor
[72 empty] | 2007 | 12 | 936 | 108 | 55 | 3 | 100 | -6973.16 | REV-RIPTION - JE90010 | 090110 | 090110 | Labor
[72 empty] | 2007 | 12 | 936 | 108 | 56 | 3 | 000 | -62602 | REV-N AP ACR- JE90010 | 090110 | 090110 | Labor
[72 empty] | 2007 | 12 | 936 | 108 | 56 | 3 | 000 | -54081.69 | REV-RIPTION - JE90010 | 090110 | 090110 | Labor
[72 empty] | 2008 | 1 | 936 | 108 | 50 | 3 | 000 | -98807.44 | REV-RIPTION - JE90010 | 090110 | 090110 | Labor
[72 empty] | 2008 | 1 | 936 | 108 | 50 | 3 | 001 | -1263.4 | REV-RIPTION - JE90010 | 090110 | 090110 | Labor
[72 empty] | 2008 | 1 | 936 | 108 | 50 | 3 | 040 | -11978.6 | REV-N AP ACR- JE90010 | 090110 | 090110 | Labor
[72 empty] | 2008 | 1 | 936 | 108 | 51 | 3 | 000 | -136710.84 | REV-RIPTION - JE90010 | 090110 | 090110 | Labor
[72 empty] | 2008 | 1 | 936 | 108 | 52 | 3 | 000 | -1960.2 | REV-RIPTION - JE90010 | 090110 | 090110 | Labor
[72 empty] | 2008 | 1 | 936 | 108 | 55 | 3 | 001 | -18815.49 | REV-RIPTION - JE90010 | 090110 | 090110 | Labor
[72 empty] | 2008 | 1 | 936 | 108 | 55 | 3 | 100 | -50057.55 | REV-RIPTION - JE90010 | 090110 | 090110 | Labor
[72 empty] | 2008 | 1 | 936 | 108 | 56 | 3 | 000 | -51356.6 | REV-RIPTION - JE90010 | 090110 | 090110 | Labor
[72 empty] | 2008 | 1 | 936 | 108 | 56 | 3 | 001 | -62602 | REV-RIPTION - JE90010 | 090110 | 090110 | Labor
[72 empty] | 2008 | 1 | 936 | 108 | 51 | 7 | 000 | -4099.93 | REV-RIPTION - JE90010 | 090110 | 090110 | Materials
[72 empty] | 2008 | 2 | 936 | 108 | 50 | 3 | 000 | -5853.14 | REV-RIPTION - JE90010 | 090110 | 090110 | Labor
[72 empty] | 2008 | 2 | 936 | 108 | 51 | 3 | 000 | -19209.4 | REV-RIPTION - JE90010 | 090110 | 090110 | Labor
[72 empty] | 2008 | 2 | 936 | 108 | 54 | 3 | 000 | -96194.64 | REV-RIPTION - JE90010 | 090110 | 090110 | Labor
[72 empty] | 2008 | 2 | 936 | 108 | 55 | 3 | 100 | -1973.52 | REV-RIPTION - JE90010 | 090110 | 090110 | Labor
[72 empty] | 2008 | 2 | 936 | 108 | 56 | 3 | 000 | -15220.05 | REV-RIPTION - JE90010 | 090110 | 090110 | Labor
[72 empty] | 2008 | 3 | 936 | 108 | 50 | 3 | 000 | -313.17 | REV-N AP ACR- JE90010 | 090110 | 090110 | Labor
[72 empty] | 2008 | 3 | 936 | 108 | 50 | 3 | 000 | -104261.8 | REV-RIPTION - JE90010 | 090110 | 090110 | Labor
[72 empty] | 2008 | 3 | 936 | 108 | 51 | 3 | 000 | -1700 | REV-RIPTION - JE90010 | 090110 | 090110 | Labor
[72 empty] | 2008 | 3 | 936 | 108 | 52 | 3 | 000 | -50000 | REV-RIPTION - JE90010 | 090110 | 090110 | Labor
[72 empty] | 2008 | 3 | 936 | 108 | 53 | 3 | 000 | -50000 | REV-RIPTION - JE90010 | 090110 | 090110 | Labor
[72 empty] | 2008 | 3 | 936 | 108 | 54 | 3 | 000 | -146478.78 | REV-RIPTION - JE90010 | 090110 | 090110 | Labor
[72 empty] | 2008 | 3 | 936 | 108 | 55 | 3 | 000 | -57179 | REV-RIPTION - JE90010 | 090110 | 090110 | Labor
[72 empty] | 2008 | 3 | 936 | 108 | 55 | 3 | 100 | -1973.52 | REV-RIPTION - JE90010 | 090110 | 090110 | Labor
[72 empty] | 2008 | 3 | 936 | 108 | 56 | 3 | 000 | -514.54 | REV-RIPTION - JE90010 | 090110 | 090110 | Labor
[72 empty] | 2008 | 3 | 936 | 108 | 50 | 7 | 000 | -221.19 | REV-N AP ACR- JE90010 | 090110 | 090110 | Materials
[72 empty] | 2008 | 4 | 936 | 108 | 50 | 3 | 000 | -215246.07 | REV-RIPTION - JE90010 | 090110 | 090110 | Labor
[72 empty] | 2008 | 4 | 936 | 108 | 52 | 3 | 000 | -150000 | REV-RIPTION - JE90010 | 090110 | 090110 | Labor
[72 empty] | 2008 | 4 | 936 | 108 | 53 | 3 | 000 | -180000 | REV-RIPTION - JE90010 | 090110 | 090110 | Labor
[72 empty] | 2008 | 4 | 936 | 108 | 54 | 3 | 000 | -344835.56 | REV-RIPTION - JE90010 | 090110 | 090110 | Labor
[72 empty] | 2008 | 4 | 936 | 108 | 55 | 3 | 000 | -150000 | REV-RIPTION - JE90010 | 090110 | 090110 | Labor
[72 empty] | 2008 | 4 | 936 | 108 | 55 | 3 | 100 | -1973.52 | REV-RIPTION - JE90010 | 090110 | 090110 | Labor
[72 empty] | 2008 | 4 | 936 | 108 | 56 | 3 | 000 | -4938.31 | REV-RIPTION - JE90010 | 090110 | 090110 | Labor
[72 empty] | 2008 | 4 | 936 | 108 | 53 | 7 | 000 | -2095.38 | REV-RIPTION - JE90010 | 090110 | 090110 | Materials
[72 empty] | 2008 | 5 | 936 | 108 | 50 | 3 | 000 | -124281.17 | REV-RIPTION - JE90010 | 090110 | 090110 | Labor
[72 empty] | 2008 | 5 | 936 | 108 | 50 | 3 | 040 | -3905.38 | REV-N AP ACR- JE90010 | 090110 | 090110 | Labor
[72 empty] | 2008 | 5 | 936 | 108 | 51 | 3 | 000 | -93188 | REV-RIPTION - JE90010 | 090110 | 090110 | Labor
[72 empty] | 2008 | 5 | 936 | 108 | 52 | 3 | 000 | -113188 | REV-RIPTION - JE90010 | 090110 | 090110 | Labor
[72 empty] | 2008 | 5 | 936 | 108 | 53 | 3 | 000 | -105261.94 | REV-RIPTION - JE90010 | 090110 | 090110 | Labor
[72 empty] | 2008 | 5 | 936 | 108 | 54 | 3 | 000 | -120096.22 | REV-RIPTION - JE90010 | 090110 | 090110 | Labor
[72 empty] | 2008 | 5 | 936 | 108 | 55 | 3 | 000 | -20000 | REV-RIPTION - JE90010 | 090110 | 090110 | Labor
[72 empty] | 2008 | 5 | 936 | 108 | 56 | 3 | 000 | -22511.58 | REV-RIPTION - JE90010 | 090110 | 090110 | Labor
[72 empty] | 2008 | 6 | 936 | 108 | 50 | 3 | 000 | -72079.62 | REV-RIPTION - JE90010 | 090110 | 090110 | Labor
[72 empty] | 2008 | 6 | 936 | 108 | 51 | 3 | 000 | -93602 | REV-RIPTION - JE90010 | 090110 | 090110 | Labor
[72 empty] | 2008 | 6 | 936 | 108 | 52 | 3 | 000 | -118602 | REV-RIPTION - JE90010 | 090110 | 090110 | Labor
[72 empty] | 2008 | 6 | 936 | 108 | 53 | 3 | 000 | -40928.77 | REV-RIPTION - JE90010 | 090110 | 090110 | Labor
[72 empty] | 2008 | 6 | 936 | 108 | 54 | 3 | 000 | -82898.76 | REV-RIPTION - JE90010 | 090110 | 090110 | Labor
[72 empty] | 2008 | 6 | 936 | 108 | 55 | 3 | 000 | -50000 | REV-RIPTION - JE90010 | 090110 | 090110 | Labor
[72 empty] | 2008 | 6 | 936 | 108 | 56 | 3 | 000 | -52063.72 | REV-RIPTION - JE90010 | 090110 | 090110 | Labor
[72 empty] | 2008 | 7 | 936 | 108 | 50 | 3 | 000 | -86390.58 | REV-RIPTION - JE90010 | 090110 | 090110 | Labor
[72 empty] | 2008 | 7 | 936 | 108 | 50 | 3 | 040 | -4000 | REV-RIPTION - JE90010 | 090110 | 090110 | Labor
[72 empty] | 2008 | 7 | 936 | 108 | 51 | 3 | 000 | -78500 | REV-RIPTION - JE90010 | 090110 | 090110 | Labor
[72 empty] | 2008 | 7 | 936 | 108 | 52 | 3 | 000 | -162765.91 | REV-RIPTION - JE90010 | 090110 | 090110 | Labor
[72 empty] | 2008 | 7 | 936 | 108 | 53 | 3 | 000 | -77861.81 | REV-RIPTION - JE90010 | 090110 | 090110 | Labor
[72 empty] | 2008 | 7 | 936 | 108 | 54 | 3 | 000 | -141406.4 | REV-RIPTION - JE90010 | 090110 | 090110 | Labor
[72 empty] | 2008 | 7 | 936 | 108 | 55 | 3 | 000 | -111459.15 | REV-RIPTION - JE90010 | 090110 | 090110 | Labor
[72 empty] | 2008 | 7 | 936 | 108 | 56 | 3 | 000 | -26873.39 | REV-RIPTION - JE90010 | 090110 | 090110 | Labor
[72 empty] | 2008 | 7 | 936 | 108 | 50 | 7 | 000 | -6500 | REV-RIPTION - JE90010 | 090110 | 090110 | Materials
[72 empty] | 2008 | 7 | 936 | 108 | 56 | 7 | 000 | -3300 | REV-RIPTION - JE90010 | 090110 | 090110 | Materials
[72 empty] | 2008 | 8 | 936 | 108 | 50 | 3 | 000 | -135301.37 | REV-RIPTION - JE90010 | 090110 | 090110 | Labor
[72 empty] | 2008 | 8 | 936 | 108 | 50 | 3 | 040 | -2000 | REV-RIPTION - JE90010 | 090110 | 090110 | Labor
[72 empty] | 2008 | 8 | 936 | 108 | 51 | 3 | 000 | -7500 | REV-RIPTION - JE90010 | 090110 | 090110 | Labor
[72 empty] | 2008 | 8 | 936 | 108 | 52 | 3 | 000 | -25221 | REV-RIPTION - JE90010 | 090110 | 090110 | Labor
[72 empty] | 2008 | 8 | 936 | 108 | 53 | 3 | 000 | -19125 | REV-RIPTION - JE90010 | 090110 | 090110 | Labor
[72 empty] | 2008 | 8 | 936 | 108 | 54 | 3 | 000 | -54124.42 | REV-RIPTION - JE90010 | 090110 | 090110 | Labor
[72 empty] | 2008 | 8 | 936 | 108 | 55 | 3 | 000 | -174155 | REV-RIPTION - JE90010 | 090110 | 090110 | Labor
[72 empty] | 2008 | 8 | 936 | 108 | 56 | 3 | 000 | -3413.22 | REV-RIPTION - JE90010 | 090110 | 090110 | Labor
[72 empty] | 2008 | 8 | 936 | 108 | 56 | 7 | 000 | -2200 | REV-RIPTION - JE90010 | 090110 | 090110 | Materials
[72 empty] | 2008 | 9 | 936 | 108 | 50 | 3 | 000 | -181439.9 | REV-RIPTION - JE90010 | 090110 | 090110 | Labor
[72 empty] | 2008 | 9 | 936 | 108 | 50 | 3 | 040 | -2000 | REV-RIPTION - JE90010 | 090110 | 090110 | Labor
[72 empty] | 2008 | 9 | 936 | 108 | 51 | 3 | 000 | -19463 | REV-RIPTION - JE90010 | 090110 | 090110 | Labor
[72 empty] | 2008 | 9 | 936 | 108 | 52 | 3 | 000 | -37184 | REV-RIPTION - JE90010 | 090110 | 090110 | Labor
[72 empty] | 2008 | 9 | 936 | 108 | 53 | 3 | 000 | -44825 | REV-RIPTION - JE90010 | 090110 | 090110 | Labor
[72 empty] | 2008 | 9 | 936 | 108 | 54 | 3 | 000 | -73003.62 | REV-RIPTION - JE90010 | 090110 | 090110 | Labor
[72 empty] | 2008 | 9 | 936 | 108 | 55 | 3 | 000 | -99980 | REV-RIPTION - JE90010 | 090110 | 090110 | Labor
[72 empty] | 2008 | 9 | 936 | 108 | 56 | 3 | 000 | -25976.63 | REV-RIPTION - JE90010 | 090110 | 090110 | Labor
[72 empty] | 2008 | 9 | 936 | 108 | 56 | 7 | 000 | -2200 | REV-RIPTION - JE90010 | 090110 | 090110 | Materials
[72 empty] | 2008 | 10 | 936 | 108 | 50 | 3 | 000 | -284436.43 | REV-RIPTION - JE90010 | 090110 | 090110 | Labor
[72 empty] | 2008 | 10 | 936 | 108 | 50 | 3 | 040 | -3565.3 | REV-N AP ACR- JE90010 | 090110 | 090110 | Labor
[72 empty] | 2008 | 10 | 936 | 108 | 50 | 3 | 040 | -2000 | REV-RIPTION - JE90010 | 090110 | 090110 | Labor
[72 empty] | 2008 | 10 | 936 | 108 | 53 | 3 | 000 | -28067 | REV-RIPTION - JE90010 | 090110 | 090110 | Labor
[72 empty] | 2008 | 10 | 936 | 108 | 54 | 3 | 000 | -51572.96 | REV-RIPTION - JE90010 | 090110 | 090110 | Labor
[72 empty] | 2008 | 10 | 936 | 108 | 55 | 3 | 000 | -61254.95 | REV-RIPTION - JE90010 | 090110 | 090110 | Labor
[72 empty] | 2008 | 10 | 936 | 108 | 56 | 3 | 000 | -28065.67 | REV-RIPTION - JE90010 | 090110 | 090110 | Labor
[72 empty] | 2008 | 10 | 936 | 108 | 50 | 7 | 000 | -13767.17 | REV-RIPTION - JE90010 | 090110 | 090110 | Materials
[72 empty] | 2008 | 10 | 936 | 108 | 56 | 7 | 000 | -2200 | REV-RIPTION - JE90010 | 090110 | 090110 | Materials
[72 empty] | 2008 | 11 | 936 | 108 | 50 | 3 | 000 | -340736.55 | REV-RIPTION - JE90010 | 090110 | 090110 | Labor
[72 empty] | 2008 | 11 | 936 | 108 | 50 | 3 | 010 | -5531.41 | REV-RIPTION - JE90010 | 090110 | 090110 | Labor
[72 empty] | 2008 | 11 | 936 | 108 | 50 | 3 | 040 | -4025.98 | REV-N AP ACR- JE90010 | 090110 | 090110 | Labor
[72 empty] | 2008 | 11 | 936 | 108 | 50 | 3 | 040 | -2000 | REV-RIPTION - JE90010 | 090110 | 090110 | Labor
[72 empty] | 2008 | 11 | 936 | 108 | 52 | 3 | 000 | -53671.24 | REV-RIPTION - JE90010 | 090110 | 090110 | Labor
[72 empty] | 2008 | 11 | 936 | 108 | 53 | 3 | 000 | -15000 | REV-RIPTION - JE90010 | 090110 | 090110 | Labor
[72 empty] | 2008 | 11 | 936 | 108 | 54 | 3 | 000 | -17684.25 | REV-RIPTION - JE90010 | 090110 | 090110 | Labor
[72 empty] | 2008 | 11 | 936 | 108 | 55 | 3 | 000 | -25000 | REV-RIPTION - JE90010 | 090110 | 090110 | Labor
[72 empty] | 2008 | 11 | 936 | 108 | 56 | 3 | 000 | -30000 | REV-RIPTION - JE90010 | 090110 | 090110 | Labor
[72 empty] | 2008 | 11 | 936 | 108 | 50 | 7 | 000 | -1335.07 | REV-RIPTION - JE90010 | 090110 | 090110 | Materials
[72 empty] | 2008 | 11 | 936 | 108 | 56 | 7 | 000 | -2200 | REV-RIPTION - JE90010 | 090110 | 090110 | Materials
[72 empty] | 2008 | 12 | 936 | 108 | 50 | 3 | 000 | -401881.1 | REV-RIPTION - JE90010 | 090110 | 090110 | Labor
[72 empty] | 2008 | 12 | 936 | 108 | 50 | 3 | 010 | -4147.81 | REV-RIPTION - JE90010 | 090110 | 090110 | Labor
[72 empty] | 2008 | 12 | 936 | 108 | 50 | 3 | 040 | -8181.55 | REV-N AP ACR- JE90010 | 090110 | 090110 | Labor
[72 empty] | 2008 | 12 | 936 | 108 | 50 | 3 | 040 | -10181.55 | REV-RIPTION - JE90010 | 090110 | 090110 | Labor
[72 empty] | 2008 | 12 | 936 | 108 | 52 | 3 | 000 | -111872.31 | REV-RIPTION - JE90010 | 090110 | 090110 | Labor
[72 empty] | 2008 | 12 | 936 | 108 | 53 | 3 | 000 | -8653 | REV-RIPTION - JE90010 | 090110 | 090110 | Labor
[72 empty] | 2008 | 12 | 936 | 108 | 54 | 3 | 000 | -12414.27 | REV-RIPTION - JE90010 | 090110 | 090110 | Labor
[72 empty] | 2008 | 12 | 936 | 108 | 55 | 3 | 000 | -10940 | REV-RIPTION - JE90010 | 090110 | 090110 | Labor
[72 empty] | 2008 | 12 | 936 | 108 | 56 | 3 | 000 | -15520 | REV-RIPTION - JE90010 | 090110 | 090110 | Labor
[72 empty] | 2008 | 12 | 936 | 108 | 50 | 7 | 000 | -798.91 | REV-RIPTION - JE90010 | 090110 | 090110 | Materials
[72 empty] | 2008 | 12 | 936 | 108 | 56 | 7 | 000 | -2200 | REV-RIPTION - JE90010 | 090110 | 090110 | Materials
[72 empty] | 2009 | 1 | 936 | 108 | 50 | 3 | 000 | -271807.27 | REV-RIPTION - JE90010 | 090110 | 090110 | Labor
[72 empty] | 2009 | 1 | 936 | 108 | 50 | 3 | 040 | -2000 | REV-RIPTION - JE90010 | 090110 | 090110 | Labor
[72 empty] | 2009 | 1 | 936 | 108 | 52 | 3 | 000 | -166334.4 | REV-RIPTION - JE90010 | 090110 | 090110 | Labor
[72 empty] | 2009 | 1 | 936 | 108 | 53 | 3 | 000 | -8653 | REV-RIPTION - JE90010 | 090110 | 090110 | Labor
[72 empty] | 2009 | 1 | 936 | 108 | 54 | 3 | 000 | -8653 | REV-RIPTION - JE90010 | 090110 | 090110 | Labor
[72 empty] | 2009 | 1 | 936 | 108 | 55 | 3 | 000 | -10940 | REV-RIPTION - JE90010 | 090110 | 090110 | Labor
[72 empty] | 2009 | 1 | 936 | 108 | 56 | 3 | 000 | -15520 | REV-RIPTION - JE90010 | 090110 | 090110 | Labor
[72 empty] | 2009 | 1 | 936 | 108 | 56 | 7 | 000 | -2200 | REV-RIPTION - JE90010 | 090110 | 090110 | Materials
[72 empty] | 2009 | 2 | 936 | 108 | 50 | 3 | 000 | -212495.7 | REV-RIPTION - JE90010 | 090110 | 090110 | Labor
[72 empty] | 2009 | 2 | 936 | 108 | 50 | 3 | 040 | -4000 | REV-RIPTION - JE90010 | 090110 | 090110 | Labor
[72 empty] | 2009 | 2 | 936 | 108 | 52 | 3 | 000 | -112318.76 | REV-RIPTION - JE90010 | 090110 | 090110 | Labor
[72 empty] | 2009 | 2 | 936 | 108 | 53 | 3 | 000 | -15153 | REV-RIPTION - JE90010 | 090110 | 090110 | Labor
[72 empty] | 2009 | 2 | 936 | 108 | 54 | 3 | 000 | -8653 | REV-RIPTION - JE90010 | 090110 | 090110 | Labor
[72 empty] | 2009 | 2 | 936 | 108 | 55 | 3 | 000 | -10940 | REV-RIPTION - JE90010 | 090110 | 090110 | Labor
[72 empty] | 2009 | 2 | 936 | 108 | 56 | 3 | 000 | -15520 | REV-RIPTION - JE90010 | 090110 | 090110 | Labor
[72 empty] | 2009 | 2 | 936 | 108 | 52 | 7 | 000 | -7051 | REV-RIPTION - JE90010 | 090110 | 090110 | Materials
[72 empty] | 2009 | 2 | 936 | 108 | 56 | 7 | 000 | -2200 | REV-RIPTION - JE90010 | 090110 | 090110 | Materials
[72 empty] | 2009 | 3 | 936 | 108 | 50 | 3 | 000 | -224319.69 | REV-RIPTION - JE90010 | 090110 | 090110 | Labor
[72 empty] | 2009 | 3 | 936 | 108 | 50 | 3 | 040 | -3272.61 | REV-RIPTION - JE90010 | 090110 | 090110 | Labor
[72 empty] | 2009 | 3 | 936 | 108 | 51 | 3 | 000 | -919.2 | REV-RIPTION - JE90010 | 090110 | 090110 | Labor
[72 empty] | 2009 | 3 | 936 | 108 | 52 | 3 | 000 | -56767.67 | REV-RIPTION - JE90010 | 090110 | 090110 | Labor
[72 empty] | 2009 | 3 | 936 | 108 | 53 | 3 | 000 | -11500 | REV-RIPTION - JE90010 | 090110 | 090110 | Labor
[72 empty] | 2009 | 3 | 936 | 108 | 55 | 3 | 000 | -10940 | REV-RIPTION - JE90010 | 090110 | 090110 | Labor
[72 empty] | 2009 | 3 | 936 | 108 | 56 | 3 | 000 | -15520 | REV-RIPTION - JE90010 | 090110 | 090110 | Labor
[72 empty] | 2009 | 3 | 936 | 108 | 52 | 7 | 000 | -7051 | REV-RIPTION - JE90010 | 090110 | 090110 | Materials
[72 empty] | 2009 | 3 | 936 | 108 | 56 | 7 | 000 | -2200 | REV-RIPTION - JE90010 | 090110 | 090110 | Materials
[72 empty] | 2009 | 4 | 936 | 108 | 50 | 3 | 000 | -184661.28 | REV-RIPTION - JE90010 | 090110 | 090110 | Labor
[72 empty] | 2009 | 4 | 936 | 108 | 50 | 3 | 040 | -1377.96 | REV-N AP ACR- JE90010 | 090110 | 090110 | Labor
[72 empty] | 2009 | 4 | 936 | 108 | 52 | 3 | 000 | -39203.17 | REV-RIPTION - JE90010 | 090110 | 090110 | Labor
[72 empty] | 2009 | 4 | 936 | 108 | 53 | 3 | 000 | -5000 | REV-RIPTION - JE90010 | 090110 | 090110 | Labor
[72 empty] | 2009 | 4 | 936 | 108 | 55 | 3 | 000 | -10940 | REV-RIPTION - JE90010 | 090110 | 090110 | Labor
[72 empty] | 2009 | 4 | 936 | 108 | 56 | 3 | 000 | -15520 | REV-RIPTION - JE90010 | 090110 | 090110 | Labor
[72 empty] | 2009 | 4 | 936 | 108 | 52 | 7 | 000 | -7051 | REV-RIPTION - JE90010 | 090110 | 090110 | Materials
[72 empty] | 2009 | 4 | 936 | 108 | 56 | 7 | 000 | -2200 | REV-RIPTION - JE90010 | 090110 | 090110 | Materials
[72 empty] | 2009 | 5 | 936 | 108 | 50 | 3 | 000 | -72868.78 | REV-RIPTION - JE90010 | 090110 | 090110 | Labor
[72 empty] | 2009 | 5 | 936 | 108 | 50 | 3 | 040 | -7000 | REV-RIPTION - JE90010 | 090110 | 090110 | Labor
[72 empty] | 2009 | 5 | 936 | 108 | 52 | 3 | 000 | -24903.33 | REV-RIPTION - JE90010 | 090110 | 090110 | Labor
[72 empty] | 2009 | 5 | 936 | 108 | 52 | 7 | 000 | -7051 | REV-RIPTION - JE90010 | 090110 | 090110 | Materials
[72 empty] | 2009 | 5 | 936 | 108 | 56 | 7 | 000 | -2200 | REV-RIPTION - JE90010 | 090110 | 090110 | Materials
[72 empty] | 2009 | 6 | 936 | 108 | 50 | 3 | 000 | -96279.81 | REV-RIPTION - JE90010 | 090110 | 090110 | Labor
[72 empty] | 2009 | 6 | 936 | 108 | 50 | 3 | 040 | -933.89 | REV-RIPTION - JE90010 | 090110 | 090110 | Labor
[72 empty] | 2009 | 7 | 936 | 108 | 50 | 3 | 000 | -12860.32 | REV-N AP ACR- JE90010 | 090110 | 090110 | Labor
[72 empty] | 2009 | 8 | 936 | 108 | 50 | 3 | 000 | -2858.62 | REV-N AP ACR- JE90010 | 090110 | 090110 | Labor
[72 empty] | 2009 | 8 | 936 | 108 | 50 | 3 | 040 | -1169.32 | REV-N AP ACR- JE90010 | 090110 | 090110 | Labor
[72 empty] | 2009 | 10 | 936 | 108 | 50 | 7 | 000 | -1114.75 | REV-N AP ACR- JE90010 | 090110 | 090110 | Materials
[72 empty] | 2009 | 11 | 936 | 108 | 50 | 3 | 000 | -119778.58 | REV-N AP ACR- JE90010 | 090110 | 090110 | Labor
[72 empty] | 2009 | 11 | 936 | 108 | 50 | 3 | 040 | -1744.07 | REV-N AP ACR- JE90010 | 090110 | 090110 | Labor
[72 empty] | 2009 | 11 | 936 | 108 | 56 | 3 | 000 | -32981.19 | REV-N AP ACR- JE90010 | 090110 | 090110 | Labor
[72 empty] | 2009 | 12 | 936 | 108 | 50 | 3 | 000 | -60471.58 | REV-N AP ACR- JE90010 | 090110 | 090110 | Labor
[72 empty] | 2009 | 12 | 936 | 108 | 50 | 3 | 040 | -1000 | REV-N AP ACR- JE90010 | 090110 | 090110 | Labor
[72 empty] | 2010 | 1 | 936 | 108 | 50 | 3 | 000 | -230957.81 | REV-N AP ACR- JE90010 | 090110 | 090110 | Labor
[72 empty] | 2010 | 1 | 936 | 108 | 50 | 3 | 040 | -3367.44 | REV-N AP ACR- JE90010 | 090110 | 090110 | Labor
[72 empty] | 2010 | 2 | 936 | 108 | 50 | 3 | 000 | -88866.45 | REV-N AP ACR- JE90010 | 090110 | 090110 | Labor
[72 empty] | 2010 | 2 | 936 | 108 | 50 | 7 | 000 | -124.14 | REV-N AP ACR- JE90010 | 090110 | 090110 | Materials
[72 empty] | 2010 | 3 | 936 | 108 | 50 | 7 | 000 | -167.52 | REV-N AP ACR- JE90010 | 090110 | 090110 | Materials
[72 empty] | 2010 | 4 | 936 | 108 | 50 | 7 | 000 | -89.8 | REV-N AP ACR- JE90010 | 090110 | 090110 | Materials
[72 empty] | 2010 | 5 | 936 | 108 | 50 | 3 | 000 | -35447.12 | REV-N AP ACR- JE90010 | 090110 | 090110 | Labor
[72 empty] | 2010 | 5 | 936 | 108 | 50 | 7 | 000 | -730.12 | REV-N AP ACR- JE90010 | 090110 | 090110 | Materials
[72 empty] | 2010 | 7 | 936 | 108 | 50 | 3 | 000 | -308715.22 | REV-N AP ACR- JE90010 | 090110 | 090110 | Labor
[72 empty] | 2010 | 7 | 936 | 108 | 50 | 7 | 000 | -7447.5 | REV-N AP ACR- JE90010 | 090110 | 090110 | Materials
[72 empty] | 2010 | 8 | 936 | 108 | 50 | 3 | 000 | -182507.57 | REV-N AP ACR- JE90010 | 090110 | 090110 | Labor
[72 empty] | 2010 | 8 | 936 | 108 | 50 | 7 | 000 | -7923.47 | REV-N AP ACR- JE90010 | 090110 | 090110 | Materials
[72 empty] | 2010 | 9 | 936 | 108 | 50 | 3 | 000 | -440290.78 | REV-N AP ACR- JE90010 | 090110 | 090110 | Labor
[72 empty] | 2010 | 10 | 936 | 108 | 50 | 3 | 000 | -315150.86 | REV-N AP ACR- JE90010 | 090110 | 090110 | Labor
[72 empty] | 2010 | 10 | 936 | 108 | 50 | 7 | 000 | -8031.06 | REV-N AP ACR- JE90010 | 090110 | 090110 | Materials
[72 empty] | 2010 | 11 | 936 | 108 | 50 | 7 | 100 | -36398.6 | REV-N AP ACR- JE90010 | 090110 | 090110 | Materials
[72 empty] | 2010 | 12 | 936 | 108 | 50 | 3 | 000 | -390861.95 | REV-N AP ACR- JE90010 | 090110 | 090110 | Labor
[72 empty] | 2010 | 12 | 936 | 108 | 50 | 7 | 000 | -7882.4 | REV-N AP ACR- JE90010 | 090110 | 090110 | Materials
[72 empty] | 2007 | 9 | 961 | 108 | 56 | 3 | 000 | -6125 | REV-N AP ACR- JE90010 | 090110 | 090110 | Labor
[72 empty] | 2008 | 4 | 961 | 108 | 50 | 3 | 040 | -2000 | REV-N AP ACR- JE90010 | 090110 | 090110 | Labor
[72 empty] | 2009 | 1 | 961 | 108 | 51 | 3 | 000 | -80811 | REV-N AP ACR- JE90010 | 090110 | 090110 | Labor
[72 empty] | 2009 | 1 | 961 | 108 | 52 | 3 | 000 | -117490 | REV-N AP ACR- JE90010 | 090110 | 090110 | Labor
[72 empty] | 2009 | 1 | 961 | 108 | 55 | 3 | 000 | -31448 | REV-N AP ACR- JE90010 | 090110 | 090110 | Labor
[72 empty] | 2010 | 3 | 961 | 108 | 50 | 3 | 000 | -48610.49 | REV-N AP ACR- JE90010 | 090110 | 090110 | Labor
[72 empty] | 2010 | 9 | 961 | 108 | 50 | 7 | 000 | -3447.04 | REV-N AP ACR- JE90010 | 090110 | 090110 | Materials
[72 empty] | 2010 | 10 | 961 | 108 | 50 | 7 | 000 | -15349.44 | REV-N AP ACR- JE90010 | 090110 | 090110 | Materials
[72 empty] | 2007 | 4 | 967 | 108 | 50 | 3 | 000 | -7911.26 | REV-RIPTION - JE90010 | 090110 | 090110 | Labor
[72 empty] | 2007 | 4 | 967 | 108 | 54 | 3 | 000 | -6300.65 | REV-RIPTION - JE90010 | 090110 | 090110 | Labor
[72 empty] | 2007 | 5 | 967 | 108 | 50 | 3 | 190 | -349.6 | REV-RIPTION - JE90010 | 090110 | 090110 | Labor
[72 empty] | 2007 | 5 | 967 | 108 | 54 | 3 | 000 | -207.28 | REV-RIPTION - JE90010 | 090110 | 090110 | Labor
[72 empty] | 2007 | 7 | 967 | 108 | 50 | 3 | 000 | -2348.68 | REV-RIPTION - JE90010 | 090110 | 090110 | Labor
[72 empty] | 2007 | 11 | 967 | 108 | 50 | 3 | 190 | -6406.4 | REV-RIPTION - JE90010 | 090110 | 090110 | Labor
[72 empty] | 2007 | 12 | 967 | 108 | 50 | 3 | 000 | -21437.29 | REV-RIPTION - JE90010 | 090110 | 090110 | Labor
[72 empty] | 2007 | 12 | 967 | 108 | 50 | 3 | 100 | -2908.28 | REV-RIPTION - JE90010 | 090110 | 090110 | Labor
[72 empty] | 2007 | 12 | 967 | 108 | 55 | 3 | 100 | -10788.06 | REV-RIPTION - JE90010 | 090110 | 090110 | Labor
[72 empty] | 2007 | 12 | 967 | 108 | 56 | 3 | 000 | -45191.14 | REV-RIPTION - JE90010 | 090110 | 090110 | Labor
[72 empty] | 2008 | 1 | 967 | 108 | 50 | 3 | 000 | -8609.75 | REV-RIPTION - JE90010 | 090110 | 090110 | Labor
[72 empty] | 2008 | 1 | 967 | 108 | 50 | 3 | 100 | -2908.28 | REV-RIPTION - JE90010 | 090110 | 090110 | Labor
[72 empty] | 2008 | 1 | 967 | 108 | 55 | 3 | 100 | -9875.37 | REV-RIPTION - JE90010 | 090110 | 090110 | Labor
[72 empty] | 2008 | 1 | 967 | 108 | 56 | 3 | 000 | -3010.5 | REV-RIPTION - JE90010 | 090110 | 090110 | Labor
[72 empty] | 2008 | 2 | 967 | 108 | 50 | 3 | 000 | -13959.86 | REV-RIPTION - JE90010 | 090110 | 090110 | Labor
[72 empty] | 2008 | 7 | 967 | 108 | 50 | 3 | 010 | -11960.25 | REV-RIPTION - JE90010 | 090110 | 090110 | Labor
[72 empty] | 2008 | 8 | 967 | 108 | 50 | 3 | 000 | -1109.98 | REV-RIPTION - JE90010 | 090110 | 090110 | Labor
[72 empty] | 2008 | 8 | 967 | 108 | 50 | 3 | 010 | -9077.43 | REV-RIPTION - JE90010 | 090110 | 090110 | Labor
[72 empty] | 2008 | 10 | 967 | 108 | 50 | 3 | 000 | -608.88 | REV-RIPTION - JE90010 | 090110 | 090110 | Labor
[72 empty] | 2008 | 11 | 967 | 108 | 50 | 3 | 000 | -608.88 | REV-RIPTION - JE90010 | 090110 | 090110 | Labor
[72 empty] | 2008 | 11 | 967 | 108 | 50 | 3 | 010 | -7224.83 | REV-RIPTION - JE90010 | 090110 | 090110 | Labor
[72 empty] | 2008 | 12 | 967 | 108 | 50 | 3 | 000 | -675.5 | REV-RIPTION - JE90010 | 090110 | 090110 | Labor
[72 empty] | 2008 | 12 | 967 | 108 | 50 | 3 | 010 | -12078.11 | REV-RIPTION - JE90010 | 090110 | 090110 | Labor
[72 empty] | 2008 | 12 | 967 | 108 | 54 | 3 | 000 | -465.79 | REV-RIPTION - JE90010 | 090110 | 090110 | Labor
[72 empty] | 2009 | 1 | 967 | 108 | 50 | 3 | 000 | -675.5 | REV-RIPTION - JE90010 | 090110 | 090110 | Labor
[72 empty] | 2009 | 1 | 967 | 108 | 50 | 3 | 010 | -6959.15 | REV-RIPTION - JE90010 | 090110 | 090110 | Labor
[72 empty] | 2009 | 1 | 967 | 108 | 54 | 3 | 000 | -90.55 | REV-RIPTION - JE90010 | 090110 | 090110 | Labor
[72 empty] | 2009 | 2 | 967 | 108 | 50 | 3 | 000 | -1001.12 | REV-RIPTION - JE90010 | 090110 | 090110 | Labor
[72 empty] | 2009 | 2 | 967 | 108 | 50 | 3 | 010 | -3626.41 | REV-RIPTION - JE90010 | 090110 | 090110 | Labor
[72 empty] | 2009 | 3 | 967 | 108 | 50 | 3 | 010 | -8576.33 | REV-RIPTION - JE90010 | 090110 | 090110 | Labor
[72 empty] | 2009 | 4 | 967 | 108 | 50 | 3 | 010 | -8750.53 | REV-RIPTION - JE90010 | 090110 | 090110 | Labor
[72 empty] | 2009 | 5 | 967 | 108 | 50 | 3 | 000 | -6000 | REV-RIPTION - JE90010 | 090110 | 090110 | Labor
[72 empty] | 2009 | 5 | 967 | 108 | 50 | 3 | 010 | -993.2 | REV-RIPTION - JE90010 | 090110 | 090110 | Labor
[72 empty] | 2009 | 6 | 967 | 108 | 50 | 3 | 000 | -6000 | REV-RIPTION - JE90010 | 090110 | 090110 | Labor
[72 empty] | 2009 | 6 | 967 | 108 | 50 | 3 | 010 | -1792.16 | REV-RIPTION - JE90010 | 090110 | 090110 | Labor
[72 empty] | 2010 | 4 | 967 | 108 | 50 | 3 | 000 | -60687.37 | REV-N AP ACR- JE90010 | 090110 | 090110 | Labor
[72 empty] | 2010 | 5 | 967 | 108 | 50 | 3 | 000 | -5385.17 | REV-N AP ACR- JE90010 | 090110 | 090110 | Labor
[72 empty] | 2010 | 6 | 967 | 108 | 50 | 3 | 000 | -93832.99 | REV-N AP ACR- JE90010 | 090110 | 090110 | Labor
[72 empty] | 2010 | 6 | 967 | 108 | 50 | 7 | 000 | -521.52 | REV-N AP ACR- JE90010 | 090110 | 090110 | Materials
[72 empty] | 2010 | 11 | 967 | 108 | 50 | 3 | 000 | -440248.27 | REV-N AP ACR- JE90010 | 090110 | 090110 | Labor
[72 empty] | 2010 | 5 | 936 | 108 | 50 | 7 | 000 | 522.1 | E.S. VEHICLE RECLASS | 090118 | 090118 | Materials
[72 empty] | 2010 | 6 | 936 | 108 | 50 | 7 | 000 | 522.1 | E.S. VEHICLE RECLASS | 090118 | 090118 | Materials
[72 empty] | 2010 | 7 | 936 | 108 | 50 | 7 | 000 | 522.1 | E.S. VEHICLE RECLASS | 090118 | 090118 | Materials
[72 empty] | 2010 | 8 | 936 | 108 | 50 | 7 | 000 | 6753.5 | E.S. VEHICLE RECLASS | 090118 | 090118 | Materials
[72 empty] | 2010 | 9 | 936 | 108 | 50 | 7 | 000 | 2887.68 | E.S. VEHICLE RECLASS | 090118 | 090118 | Materials
[72 empty] | 2010 | 10 | 936 | 108 | 50 | 7 | 000 | 3756.6 | E.S. VEHICLE RECLASS | 090118 | 090118 | Materials
[72 empty] | 2010 | 11 | 936 | 108 | 50 | 7 | 000 | 1728.06 | E.S. VEHICLE RECLASS | 090118 | 090118 | Materials
[72 empty] | 2009 | 3 | 971 | 108 | 50 | 41 | 000 | 11.11 | DEF DEBIT TO CAPITAL | 093904 | 093904 | Materials
[72 empty] | 2007 | 12 | 144 | 108 | 50 | 3 | 000 | 58081.85 | TRFR COMPL COR DISM | 090070 | 090070 | Labor
[72 empty] | 2007 | 12 | 144 | 108 | 50 | 3 | 000 | -130227.42 | TRFR COMPL SALV DISM | 090070 | 090070 | Labor
[72 empty] | 2008 | 10 | 140 | 108 | 50 | 3 | 000 | 111593.87 | RECLS PROCEEDS & CHGS | 093908 | 093908 | Labor

## 2012 Rate Change (hidden)
| Old | True-up | New |  | New
2012-01-01 | 111415.5 | -12574.3333 |  |  | 98841.1667
2012-02-01 | 111415.5 | -12574.3333 |  | YTD April | 98841.1667 | YTD April
2012-03-01 | 0 | 98841.1667 |  | Depr Run | 98841.1667 | Depr Run
2012-04-01 |  |  | 98841.1667 | 395364.6667 | 98841.1667 | 395364.6667
2012-05-01 |  |  | 98841.1667 |  | 98841.1667
2012-06-01 |  |  | 98841.1667 |  | 98841.1667
2012-07-01 |  |  | 98841.1667 |  | 98841.1667
2012-08-01 |  |  | 98841.1667 |  | 98841.1667
2012-09-01 |  |  | 98841.1667 |  | 98841.1667
2012-10-01 |  |  | 98841.1667 |  | 98841.1667
2012-11-01 |  |  | 98841.1667 |  | 98841.1667
2012-12-01 |  |  | 98841.1667 |  | 98841.1667
| 222831 | 73692.5 | 889570.5 |  | 1186094
0
1186094
0

## 2012 PAA Dismantling (hidden)
Dismantlement Accruals
Attachment C
PLANT | CURRENT ACCRUAL | COMPANY PROPOSED ACCRUAL | COMPANY PROPOSED CHANGE IN ACCRUAL | STAFF RECOMMENDED ACCRUAL* | STAFF RECOMMENDED CHANGE IN ACCRUAL
| (01/01/2007) | (01/01/2012) |  | (01/01/2012)
| $ | $ | $ | $ | $
Bayside Common | 47476 | 128849 | 81373 | 130996 | 83520
Bayside Unit #1 CT & PB | 68925 | 69755 | 830 | 74301 | 5376
Gannon Unit #5 Turbine | 8180 | 0 | -8180 | 0 | -8180
Bayside Unit #2 CT & PB | 91555 | 95037 | 3482 | 101744 | 10189
Gannon Unit #6 Turbine | 9781 | 0 | -9781 | 0 | -9781
Bayside CT's 3-6 | 0 | 19235 | 19235 | 20438 | 20438
Total Bayside Power Station | 225917 | 312876 | 86959 | 327479 | 101562
Big Bend Common | 150035 | 669456 | 519421 | 698900 | 548865
Big Bend Unit #1 Turbine & Coal | 118595 | 91598 | -26997 | 91195 | -27400
Big Bend Unit #2 Turbine & Coal | 152438 | 88552 | -63886 | 89603 | -62835
Big Bend Unit #3 Turbine & Coal | 158925 | 103406 | -55519 | 106214 | -52711
Big Bend Unit #4 Turbine & Coal | 105539 | 92556 | -12983 | 102098 | -3441
Big Bend Unit #1 & #2 FGD | 76961 | 0 | -76961 | 0 | -76961
Big Bend Unit #3 & #4 FGD | 76959 | 0 | -76959 | 0 | -76959
Big Bend CT’s | 25185 | 6024 | -19161 | 6339 | -18846
Total Big Bend Power Station | 864637 | 1051592 | 186955 | 1094349 | 229712
Polk Common & Gasifier | 113229 | -297594 | -410823 | -283233 | -396462
Polk Unit #1 Power Block | -12868 | -3105 | 9763 | -2690 | 10178
Polk Unit #2 Power Block | 26584 | -11922 | -38506 | -11439 | -38023
Polk Unit #3 Power Block | 28882 | -6263 | -35145 | -5680 | -34562
Polk Unit #4 Power Block | 0 | -844 | -844 | 24 | 24
Polk Unit #5 Power Block | 0 | -844 | -844 | 24 | 24
Total Polk Power Station | 155827 | -318884 | -474711 | -303042 | -458869
City of Tampa | 13173 | 7364 | -5809 | 7356 | -5817
Phillips Station | 77432 | 64972 | -12460 | 59952 | -17480
Total Dismantlement Accrual | 1336986 | 1117920 | -219066 | 1186094 | -150892
| 0 | 0 | 0 | 0 | 0
| 111415.5 | 93160 |  | 98841.1667

## 2012 FPSC Accruals
| Tampa Electric Company | [6 empty] | Tampa Electric Company
| Summary of Dismantling Accruals | [6 empty] | Summary of Dismantling Accruals
| FPSC Accrual | [6 empty] | Comparison to Prior Filing |  | COMPANY | COMPANY
| Effective January 1, 2012 | [6 empty] | Nov 2011 Inflation Index | CURRENT | PROPOSED | PROPOSED
|  |  | MATERIALS & | [5 empty] | ACCRUAL | ACCRUAL | CHANGE IN
Status | PLANT | LABOR | EQUIPMENT | DISPOSAL | SALVAGE | TOTAL | Status | PLANT | (01/01/2007) | (01/01/2012 | ACCRUAL
S | Bayside Common | 18509 | 31158 | 89985 | -8656 | 130996 | S | Bayside Common | 47476 | 130996 | 83520
S | Bayside Unit #1 (3xGT - HSRG - ST) | 167502 | 110033 | 42364 | -245598 | 74301 | S | Bayside Unit #1 (3xGT - HSRG - ST) | 77105 | 74301 | -2804
S | Bayside Unit #2 (4xGT - HSRG - ST) | 219386 | 147862 | 41722 | -307226 | 101744 | S | Bayside Unit #2 (4xGT - HSRG - ST) | 101336 | 101744 | 408
S | Bayside GT's 3-6 | 26360 | 18357 | 8718 | -32997 | 20438 | S | Bayside GT's 3-6 | 0 | 20438 | 20438
| Total Bayside Power Station | 431757 | 307410 | 182789 | -594477 | 327479 |  | Total Bayside Power Station | 225917 | 327479 | 101562
S | Big Bend Common | 35609 | 101318 | 689024 | -127051 | 698900 | S | Big Bend Common | 150035 | 698900 | 548865
S | Big Bend Unit #4 | 99046 | 74378 | 34602 | -105928 | 102098 | S | Big Bend Unit #4 | 144019 | 102098 | -41921
S | Big Bend GT 4 | 7037 | 4901 | 2650 | -8249 | 6339 | S | Big Bend GT 4 | 25185 | 6339 | -18846
| Big Bend GT's 5-6 | 0 | 0 | 0 | 0 | 0 |  |  | 0 | 0 | 0
| Total Big Bend Power Station | 141692 | 180597 | 726276 | -241228 | 807337 |  | Total Big Bend Power Station | 319239 | 807337 | 488098
S | Polk Common | 19159 | 28389 | 31 | -330812 | -283233 | S | Polk Common | 113229 | -283233 | -396462
S | Polk Unit #1 (Gasifier - GT - HRSG - ST) | 8297 | 7779 | 105 | -18871 | -2690 | S | Polk Unit #1 (Gasifier - GT - HRSG - ST) | -12868 | -2690 | 10178
S | Polk Unit #2 | 10576 | 15042 | 240 | -37297 | -11439 | S | Polk Unit #2 | 26584 | -11439 | -38023
S | Polk Unit #3 | 16457 | 14323 | 186 | -36646 | -5680 | S | Polk Unit #3 | 28882 | -5680 | -34562
S | Polk Unit #4 | 19782 | 13812 | 223 | -33793 | 24 | S | Polk Unit #4 | 0 | 0 | 0 | These did not subtotal into the approval order correctly
S | Polk Unit #5 | 19782 | 13812 | 223 | -33793 | 24 | S | Polk Unit #5 | 0 | 0 | 0
| Polk 2-5 (4xGT - HRSG - ST) | 0 | 0 | 0 | 0 | 0 |  | Polk 2-5 (4xGT - HRSG - ST) | 0 | 0 | 0
| Total Polk Power Station | 54489 | 65533 | 562 | -423626 | -303042 |  | Total Polk Power Station | 155827 | -303042 | -458869
| Solar Sites | [6 empty] | Solar Sites
| Tampa International Airport Solar | 0 | 0 | 0 | 0 | 0 |  | Tampa International Airport Solar | 0 | 0 | 0
| Big Bend Solar | 0 | 0 | 0 | 0 | 0 |  | Big Bend Solar | 0 | 0 | 0
| Legoland Way Solar | 0 | 0 | 0 | 0 | 0 |  | Legoland Way Solar | 0 | 0 | 0
| Balm Solar | 0 | 0 | 0 | 0 | 0 |  | Balm Solar | 0 | 0 | 0
| Bonnie Mine Solar | 0 | 0 | 0 | 0 | 0 |  | Bonnie Mine Solar | 0 | 0 | 0
| Grange Hall Solar | 0 | 0 | 0 | 0 | 0 |  | Grange Hall Solar | 0 | 0 | 0
| Lake Hancock Solar | 0 | 0 | 0 | 0 | 0 |  | Lake Hancock Solar | 0 | 0 | 0
| Lithia Solar | 0 | 0 | 0 | 0 | 0 |  | Lithia Solar | 0 | 0 | 0
| Little Manatee River Solar | 0 | 0 | 0 | 0 | 0 |  | Little Manatee River Solar | 0 | 0 | 0
| Payne Creek Solar | 0 | 0 | 0 | 0 | 0 |  | Payne Creek Solar | 0 | 0 | 0
| Peace Creek Solar | 0 | 0 | 0 | 0 | 0 |  | Peace Creek Solar | 0 | 0 | 0
| Wimauma Solar | 0 | 0 | 0 | 0 | 0 |  | Wimauma Solar | 0 | 0 | 0
| Total Solar Sites | 0 | 0 | 0 | 0 | 0 |  | Total Solar Sites | 0 | 0 | 0
| Summary of Surviving Assets | 627938 | 553540 | 909627 | -1259331 | 831774 |  | Summary of Surviving Assets | 700983 | 831774 | 130791
S | Big Bend Unit #1 | 54803 | 70497 | 29604 | -63709 | 91195 | S | Big Bend Unit #1 | 157075 | 91195 | -65880
S | Big Bend Unit #2 | 69144 | 74261 | 23819 | -77621 | 89603 | S | Big Bend Unit #2 | 190919 | 89603 | -101316
S | Big Bend Unit #3 | 91751 | 76030 | 25857 | -87424 | 106214 | S | Big Bend Unit #3 | 197404 | 106214 | -91190
R | City of Tampa | 2670 | 3560 | 1843 | -717 | 7356 | R | City of Tampa | 13173 | 7356 | -5817
R | Phillips Station | 14331 | 43501 | 27020 | -24900 | 59952 | R | Phillips Station | 77432 | 59952 | -17480
R | Gannon Power Station | 0 | 0 | 0 | 0 | 0 | R | Gannon Power Station | 0 | 0 | 0
| Summary of Retired Assets | 232699 | 267849 | 108143 | -254371 | 354320 |  | Summary of Retired Assets | 636003 | 354320 | -281683
| Total Dismantlement Accrual | 860637 | 821389 | 1017770 | -1513702 | 1186094 |  | Total Dismantlement Accrual | 1336986 | 1186094 | -150892
| Check Figures | 860637 | 821389 | 1017770 | -1513702 | 1186094 |  | Check Figures | 1336986 | 1186094 | -150892
| Variance | 0 | 0 | 0 | 0 | 0 |  | Variance | 0 | 0 | 0

## Legacy 2012 (hidden)
GL_YR | GL_MTH | FERC | PNT | RSRC | SumOfTRNS_AMT | JE_NO | Sum of SumOfTRNS_AMT
2012 | 1 | 108 | 50 | 3 | -206594.82 | 090110 | RSRC | Total
2012 | 2 | 108 | 50 | 3 | -555402.17 | 090110 | 0 | 142119.04 | Labor | Labor | 202622.91
2012 | 3 | 108 | 50 | 3 | -92815.82 | 090110 | 2 | 2242.13 | Labor | Contractor | 1231391.77
2012 | 4 | 108 | 50 | 3 | -443701.6 | 090110 | 3 | 1231391.77 | Contractor | Mats | 90451.11
2012 | 5 | 108 | 50 | 3 | -388830.75 | 090110 | 6 | 44517.92 | Mats | Salvage | -374089.53
2012 | 6 | 108 | 50 | 3 | -292247.7 | 090110 | 7 | 45933.19 | Mats | Total | 1150376.26
2012 | 2 | 108 | 50 | 7 | -47.85 | 090110 | 30 | 369.26 | Labor
2012 | 3 | 108 | 50 | 7 | -12663 | 090110 | 39 | 148.69 | Labor
2012 | 5 | 108 | 50 | 7 | -1258 | 090110 | 40 | -374089.53 | Salvage
2012 | 1 | 108 | 50 | 99 | 0 | 090070 | 70 | 56849.06 | Labor
2012 | 2 | 108 | 50 | 99 | 0 | 090070 | 72 | 894.73 | Labor
2012 | 3 | 108 | 50 | 99 | 0 | 090070 | 99 | 0
2012 | 4 | 108 | 50 | 99 | 0 | 090070 | (blank)
2012 | 5 | 108 | 50 | 99 | 0 | 090070 | Grand Total | 1150376.26
2012 | 6 | 108 | 50 | 99 | 0 | 090070
2012 | 1 | 108 | 50 | 3 | 26671.7 | 090010
2012 | 2 | 108 | 50 | 3 | 92815.82 | 090010
2012 | 3 | 108 | 50 | 3 | 443701.6 | 090010
2012 | 4 | 108 | 50 | 3 | 388830.75 | 090010
2012 | 5 | 108 | 50 | 3 | 292247.7 | 090010
2012 | 6 | 108 | 50 | 3 | 268653.74 | 090010
2012 | 2 | 108 | 50 | 7 | 12663 | 090010
2012 | 4 | 108 | 50 | 7 | 1258 | 090010
2012 | 4 | 108 | 50 | 6 | -66000 | 058003
2012 | 5 | 108 | 50 | 72 | 77.21 | 005141
2012 | 1 | 108 | 50 | 70 | 394.6 | 005127
2012 | 2 | 108 | 50 | 70 | 437.55 | 005127
2012 | 3 | 108 | 50 | 70 | 386.3 | 005127
2012 | 4 | 108 | 50 | 70 | 372.13 | 005127
2012 | 5 | 108 | 50 | 70 | 446.3 | 005127
2012 | 6 | 108 | 50 | 70 | 683.3 | 005127
2012 | 1 | 108 | 50 | 70 | 1009.7 | 005122
2012 | 2 | 108 | 50 | 70 | 1080.94 | 005122
2012 | 3 | 108 | 50 | 70 | 745.03 | 005122
2012 | 4 | 108 | 50 | 70 | 1026.51 | 005122
2012 | 5 | 108 | 50 | 70 | 1264.59 | 005122
2012 | 6 | 108 | 50 | 70 | 1817.88 | 005122
2012 | 1 | 108 | 50 | 70 | 6487.81 | 005121
2012 | 2 | 108 | 50 | 70 | 7232.53 | 005121
2012 | 3 | 108 | 50 | 70 | 6594.64 | 005121
2012 | 4 | 108 | 50 | 70 | 6043.8 | 005121
2012 | 5 | 108 | 50 | 70 | 7214.95 | 005121
2012 | 6 | 108 | 50 | 70 | 11164.65 | 005121
2012 | 1 | 108 | 50 | 72 | 12.77 | 005117
2012 | 2 | 108 | 50 | 72 | 10.42 | 005117
2012 | 3 | 108 | 50 | 72 | 9.72 | 005117
2012 | 4 | 108 | 50 | 72 | 7.96 | 005117
2012 | 1 | 108 | 50 | 72 | 242.74 | 005111
2012 | 2 | 108 | 50 | 72 | 197.92 | 005111
2012 | 3 | 108 | 50 | 72 | 184.8 | 005111
2012 | 4 | 108 | 50 | 72 | 151.27 | 005111
2012 | 1 | 108 | 50 | 0 | 2657.1 | 005110
2012 | 2 | 108 | 50 | 0 | 2844.58 | 005110
2012 | 3 | 108 | 50 | 0 | 1960.61 | 005110
2012 | 4 | 108 | 50 | 0 | 2701.34 | 005110
2012 | 5 | 108 | 50 | 0 | 3327.87 | 005110
2012 | 6 | 108 | 50 | 0 | 4783.89 | 005110
2012 | 1 | 108 | 50 | 6 | 0 | 005094
2012 | 2 | 108 | 50 | 6 | 0 | 005094
2012 | 3 | 108 | 50 | 6 | 0 | 005094
2012 | 4 | 108 | 50 | 6 | 0 | 005094
2012 | 5 | 108 | 50 | 6 | 0 | 005094
2012 | 6 | 108 | 50 | 6 | 0 | 005094
2012 | 1 | 108 | 50 | 6 | 22.69 | 005093
2012 | 2 | 108 | 50 | 6 | 545.14 | 005093
2012 | 3 | 108 | 50 | 6 | 138.53 | 005093
2012 | 4 | 108 | 50 | 6 | 0 | 005093
2012 | 5 | 108 | 50 | 6 | 0 | 005093
2012 | 6 | 108 | 50 | 6 | 0 | 005093
2012 | 1 | 108 | 50 | 6 | 1424.15 | 005092
2012 | 2 | 108 | 50 | 6 | 4353.29 | 005092
2012 | 3 | 108 | 50 | 6 | 12430.89 | 005092
2012 | 4 | 108 | 50 | 6 | 884.75 | 005092
2012 | 5 | 108 | 50 | 6 | 12.45 | 005092
2012 | 6 | 108 | 50 | 6 | 1243.56 | 005092
2012 | 1 | 108 | 50 | 0 | 4098.48 | 005069
2012 | 2 | 108 | 50 | 0 | 977.55 | 005069
2012 | 3 | 108 | 50 | 0 | 1519.6 | 005069
2012 | 4 | 108 | 50 | 0 | 2144.02 | 005069
2012 | 5 | 108 | 50 | 0 | 1085.2 | 005069
2012 | 6 | 108 | 50 | 0 | 4580.62 | 005069
2012 | 1 | 108 | 50 | 3 | -6649.5 | 005065
2012 | 1 | 108 | 50 | 40 | -196861.59 | 005065
2012 | 2 | 108 | 50 | 40 | -141181.31 | 005065
2012 | 3 | 108 | 50 | 40 | -10219.63 | 005065
2012 | 6 | 108 | 50 | 40 | -25827 | 005065
2012 | 1 | 108 | 50 | 2 | 86.82 | 005060
2012 | 2 | 108 | 50 | 2 | 31.8 | 005060
2012 | 3 | 108 | 50 | 2 | 123.21 | 005060
2012 | 4 | 108 | 50 | 2 | 29.28 | 005060
2012 | 5 | 108 | 50 | 2 | 1.58 | 005060
2012 | 1 | 108 | 50 | 3 | 118297.37 | 005050
2012 | 2 | 108 | 50 | 3 | 91381.07 | 005050
2012 | 3 | 108 | 50 | 3 | 181889.47 | 005050
2012 | 4 | 108 | 50 | 3 | 108958.8 | 005050
2012 | 5 | 108 | 50 | 3 | 658399.55 | 005050
2012 | 6 | 108 | 50 | 3 | 288005.17 | 005050
2012 | 1 | 108 | 50 | 7 | 20000 | 005050
2012 | 2 | 108 | 50 | 7 | 6450.76 | 005050
2012 | 3 | 108 | 50 | 7 | 15048.48 | 005050
2012 | 5 | 108 | 50 | 7 | 3082.24 | 005050
2012 | 6 | 108 | 50 | 7 | 1399.56 | 005050
2012 | 1 | 108 | 50 | 30 | 330.4 | 005050
2012 | 2 | 108 | 50 | 30 | 38.86 | 005050
2012 | 3 | 108 | 50 | 39 | 28.31 | 005050
2012 | 4 | 108 | 50 | 39 | 18.87 | 005050
2012 | 5 | 108 | 50 | 39 | 28.31 | 005050
2012 | 6 | 108 | 50 | 39 | 63.76 | 005050
2012 | 2 | 108 | 50 | 6 | 1.64 | 005021
2012 | 5 | 108 | 50 | 6 | 0.2 | 005021
2012 | 1 | 108 | 50 | 0 | 12974.7 | 005019
2012 | 2 | 108 | 50 | 0 | 18056.33 | 005019
2012 | 3 | 108 | 50 | 0 | 15834.71 | 005019
2012 | 4 | 108 | 50 | 0 | 13760.69 | 005019
2012 | 5 | 108 | 50 | 0 | 17901.51 | 005019
2012 | 6 | 108 | 50 | 0 | 24800.03 | 005019
2012 | 1 | 108 | 50 | 0 | -323.14 | 005018
2012 | 2 | 108 | 50 | 0 | -2900.95 | 005018
2012 | 3 | 108 | 50 | 0 | -3928.18 | 005018
2012 | 4 | 108 | 50 | 0 | -5549.85 | 005018
2012 | 5 | 108 | 50 | 0 | -6729.04 | 005018
2012 | 6 | 108 | 50 | 0 | -10411.95 | 005018
2012 | 1 | 108 | 50 | 70 | -122.8 | 005018
2012 | 2 | 108 | 50 | 70 | -1102.36 | 005018
2012 | 3 | 108 | 50 | 70 | -1492.71 | 005018
2012 | 4 | 108 | 50 | 70 | -2108.96 | 005018
2012 | 5 | 108 | 50 | 70 | -2557.03 | 005018
2012 | 6 | 108 | 50 | 70 | -3956.54 | 005018
2012 | 1 | 108 | 50 | 0 | 2900.95 | 005017
2012 | 2 | 108 | 50 | 0 | 3928.18 | 005017
2012 | 3 | 108 | 50 | 0 | 5549.85 | 005017
2012 | 4 | 108 | 50 | 0 | 6729.04 | 005017
2012 | 5 | 108 | 50 | 0 | 10411.95 | 005017
2012 | 6 | 108 | 50 | 0 | 820.6 | 005017
2012 | 1 | 108 | 50 | 70 | 1102.36 | 005017
2012 | 2 | 108 | 50 | 70 | 1492.71 | 005017
2012 | 3 | 108 | 50 | 70 | 2108.96 | 005017
2012 | 4 | 108 | 50 | 70 | 2557.03 | 005017
2012 | 5 | 108 | 50 | 70 | 3956.54 | 005017
2012 | 6 | 108 | 50 | 70 | 311.84 | 005017
2012 | 2 | 108 | 50 | 2 | -204.89 | 005016
2012 | 3 | 108 | 50 | 2 | -186 | 005016
2012 | 4 | 108 | 50 | 2 | -225.78 | 005016
2012 | 5 | 108 | 50 | 2 | -213.26 | 005016
2012 | 6 | 108 | 50 | 2 | -130.57 | 005016
2012 | 2 | 108 | 50 | 72 | -77.86 | 005016
2012 | 3 | 108 | 50 | 72 | -70.68 | 005016
2012 | 4 | 108 | 50 | 72 | -85.79 | 005016
2012 | 5 | 108 | 50 | 72 | -81.04 | 005016
2012 | 6 | 108 | 50 | 72 | -49.62 | 005016
2012 | 1 | 108 | 50 | 2 | 204.89 | 005015
2012 | 2 | 108 | 50 | 2 | 186 | 005015
2012 | 3 | 108 | 50 | 2 | 225.78 | 005015
2012 | 4 | 108 | 50 | 2 | 213.26 | 005015
2012 | 5 | 108 | 50 | 2 | 130.57 | 005015
2012 | 1 | 108 | 50 | 72 | 77.86 | 005015
2012 | 2 | 108 | 50 | 72 | 70.68 | 005015
2012 | 3 | 108 | 50 | 72 | 85.79 | 005015
2012 | 4 | 108 | 50 | 72 | 81.04 | 005015
2012 | 5 | 108 | 50 | 72 | 49.62 | 005015
2012 | 1 | 108 | 50 | 2 | 551.98 | 005010
2012 | 2 | 108 | 50 | 2 | 489.03 | 005010
2012 | 3 | 108 | 50 | 2 | 363.13 | 005010
2012 | 4 | 108 | 50 | 2 | 368.81 | 005010
2012 | 5 | 108 | 50 | 2 | 201.6 | 005010
2012 | 1 | 108 | 50 | 6 | 0 | 005004
2012 | 2 | 108 | 50 | 6 | 55.47 | 005004
2012 | 3 | 108 | 50 | 6 | 0 | 005004
2012 | 4 | 108 | 50 | 6 | 0 | 005004
2012 | 5 | 108 | 50 | 6 | 0 | 005004
2012 | 6 | 108 | 50 | 6 | 0 | 005004
2012 | 1 | 108 | 50 | 6 | 43.62 | 005002
2012 | 2 | 108 | 50 | 6 | 71.26 | 005002
2012 | 3 | 108 | 50 | 6 | 613.56 | 005002
2012 | 4 | 108 | 50 | 6 | 45.91 | 005002
2012 | 1 | 108 | 50 | 6 | 10448.59 | 005001
2012 | 2 | 108 | 50 | 6 | 38549.48 | 005001
2012 | 3 | 108 | 50 | 6 | 61006.49 | 005001
2012 | 4 | 108 | 50 | 6 | -21731.98 | 005001
2012 | 5 | 108 | 50 | 6 | 69.67 | 005001
2012 | 6 | 108 | 50 | 6 | 288.56 | 005001
2012 | 1 | 108 | 51 | 3 | -4355.86 | 090110
2012 | 1 | 108 | 51 | 99 | 0 | 090070
2012 | 2 | 108 | 51 | 99 | 0 | 090070
2012 | 3 | 108 | 51 | 99 | 0 | 090070
2012 | 4 | 108 | 51 | 99 | 0 | 090070
2012 | 5 | 108 | 51 | 99 | 0 | 090070
2012 | 1 | 108 | 51 | 70 | 50.23 | 005127
2012 | 2 | 108 | 51 | 70 | 12.85 | 005127
2012 | 3 | 108 | 51 | 70 | 8.88 | 005127
2012 | 4 | 108 | 51 | 70 | 9.27 | 005127
2012 | 1 | 108 | 51 | 70 | 248.83 | 005122
2012 | 1 | 108 | 51 | 70 | 705.5 | 005121
2012 | 2 | 108 | 51 | 70 | 244.15 | 005121
2012 | 3 | 108 | 51 | 70 | 168.64 | 005121
2012 | 4 | 108 | 51 | 70 | 176.22 | 005121
2012 | 4 | 108 | 51 | 72 | 0.93 | 005117
2012 | 4 | 108 | 51 | 72 | 17.59 | 005111
2012 | 1 | 108 | 51 | 0 | 654.81 | 005110
2012 | 1 | 108 | 51 | 0 | 459.27 | 005069
2012 | 2 | 108 | 51 | 0 | 29.23 | 005069
2012 | 3 | 108 | 51 | 0 | 34.95 | 005069
2012 | 4 | 108 | 51 | 0 | 54.88 | 005069
2012 | 4 | 108 | 51 | 2 | 3.4 | 005060
2012 | 1 | 108 | 51 | 3 | 7401.62 | 005050
2012 | 1 | 108 | 51 | 0 | 1397.31 | 005019
2012 | 2 | 108 | 51 | 0 | 613.27 | 005019
2012 | 3 | 108 | 51 | 0 | 408.85 | 005019
2012 | 4 | 108 | 51 | 0 | 408.85 | 005019
2012 | 1 | 108 | 51 | 0 | -341.68 | 005018
2012 | 2 | 108 | 51 | 0 | -381.9 | 005018
2012 | 3 | 108 | 51 | 0 | -114.64 | 005018
2012 | 4 | 108 | 51 | 0 | -126.5 | 005018
2012 | 5 | 108 | 51 | 0 | -165.01 | 005018
2012 | 1 | 108 | 51 | 70 | -129.84 | 005018
2012 | 2 | 108 | 51 | 70 | -145.12 | 005018
2012 | 3 | 108 | 51 | 70 | -43.56 | 005018
2012 | 4 | 108 | 51 | 70 | -48.07 | 005018
2012 | 5 | 108 | 51 | 70 | -62.7 | 005018
2012 | 1 | 108 | 51 | 0 | 381.9 | 005017
2012 | 2 | 108 | 51 | 0 | 114.64 | 005017
2012 | 3 | 108 | 51 | 0 | 126.5 | 005017
2012 | 4 | 108 | 51 | 0 | 165.01 | 005017
2012 | 1 | 108 | 51 | 70 | 145.12 | 005017
2012 | 2 | 108 | 51 | 70 | 43.56 | 005017
2012 | 3 | 108 | 51 | 70 | 48.07 | 005017
2012 | 4 | 108 | 51 | 70 | 62.7 | 005017
2012 | 1 | 108 | 51 | 2 | -51.35 | 005016
2012 | 5 | 108 | 51 | 2 | -24.79 | 005016
2012 | 1 | 108 | 51 | 72 | -19.51 | 005016
2012 | 5 | 108 | 51 | 72 | -9.42 | 005016
2012 | 4 | 108 | 51 | 2 | 24.79 | 005015
2012 | 4 | 108 | 51 | 72 | 9.42 | 005015
2012 | 4 | 108 | 51 | 2 | 42.88 | 005010
2012 | 1 | 108 | 52 | 3 | -4566.08 | 090110
2012 | 1 | 108 | 52 | 99 | 0 | 090070
2012 | 2 | 108 | 52 | 99 | 0 | 090070
2012 | 1 | 108 | 52 | 70 | 8.93 | 005127
2012 | 1 | 108 | 52 | 70 | 169.76 | 005121
2012 | 1 | 108 | 52 | 0 | 109.43 | 005069
2012 | 1 | 108 | 52 | 3 | 8212.39 | 005050
2012 | 1 | 108 | 52 | 0 | 337.31 | 005019
2012 | 1 | 108 | 52 | 0 | -44.26 | 005018
2012 | 2 | 108 | 52 | 0 | -62.35 | 005018
2012 | 1 | 108 | 52 | 70 | -16.82 | 005018
2012 | 2 | 108 | 52 | 70 | -23.69 | 005018
2012 | 1 | 108 | 52 | 0 | 62.35 | 005017
2012 | 1 | 108 | 52 | 70 | 23.69 | 005017
2012 | 1 | 108 | 52 | 2 | -15.44 | 005016
2012 | 1 | 108 | 52 | 72 | -5.87 | 005016
2012 | 1 | 108 | 53 | 3 | -6462.78 | 090110
2012 | 1 | 108 | 53 | 99 | 0 | 090070
2012 | 2 | 108 | 53 | 99 | 0 | 090070
2012 | 3 | 108 | 53 | 99 | 0 | 090070
2012 | 1 | 108 | 53 | 70 | 18.42 | 005127
2012 | 1 | 108 | 53 | 70 | 180.25 | 005122
2012 | 1 | 108 | 53 | 70 | 169.76 | 005121
2012 | 1 | 108 | 53 | 0 | 474.34 | 005110
2012 | 1 | 108 | 53 | 0 | 109.43 | 005069
2012 | 1 | 108 | 53 | 3 | 105228.42 | 005050
2012 | 2 | 108 | 53 | 3 | 22911 | 005050
2012 | 3 | 108 | 53 | 3 | 139234.24 | 005050
2012 | 1 | 108 | 53 | 0 | 337.31 | 005019
2012 | 1 | 108 | 53 | 0 | -122.53 | 005018
2012 | 2 | 108 | 53 | 0 | -150.03 | 005018
2012 | 1 | 108 | 53 | 70 | -46.56 | 005018
2012 | 2 | 108 | 53 | 70 | -57.01 | 005018
2012 | 1 | 108 | 53 | 0 | 150.03 | 005017
2012 | 1 | 108 | 53 | 70 | 57.01 | 005017
2012 | 1 | 108 | 53 | 2 | -15.44 | 005016
2012 | 1 | 108 | 53 | 72 | -5.87 | 005016
2012 | 1 | 108 | 54 | 3 | -1039148 | 090110
2012 | 3 | 108 | 54 | 3 | -281054.3 | 090110
2012 | 1 | 108 | 54 | 99 | 0 | 090070
2012 | 2 | 108 | 54 | 99 | 0 | 090070
2012 | 3 | 108 | 54 | 99 | 0 | 090070
2012 | 4 | 108 | 54 | 99 | 0 | 090070
2012 | 5 | 108 | 54 | 99 | 0 | 090070
2012 | 2 | 108 | 54 | 3 | 281054.3 | 090010
2012 | 1 | 108 | 54 | 70 | 12.23 | 005127
2012 | 1 | 108 | 54 | 70 | 232.46 | 005121
2012 | 4 | 108 | 54 | 72 | 0.93 | 005117
2012 | 4 | 108 | 54 | 72 | 17.59 | 005111
2012 | 1 | 108 | 54 | 0 | 151.2 | 005069
2012 | 4 | 108 | 54 | 2 | 3.4 | 005060
2012 | 1 | 108 | 54 | 3 | 636988.09 | 005050
2012 | 2 | 108 | 54 | 3 | 264125.79 | 005050
2012 | 3 | 108 | 54 | 3 | 128212.56 | 005050
2012 | 1 | 108 | 54 | 39 | 9.44 | 005050
2012 | 1 | 108 | 54 | 0 | 460.53 | 005019
2012 | 1 | 108 | 54 | 0 | -77.86 | 005018
2012 | 2 | 108 | 54 | 0 | -85.9 | 005018
2012 | 1 | 108 | 54 | 70 | -29.59 | 005018
2012 | 2 | 108 | 54 | 70 | -32.64 | 005018
2012 | 1 | 108 | 54 | 0 | 85.9 | 005017
2012 | 1 | 108 | 54 | 70 | 32.64 | 005017
2012 | 1 | 108 | 54 | 2 | -15.44 | 005016
2012 | 5 | 108 | 54 | 2 | -24.79 | 005016
2012 | 1 | 108 | 54 | 72 | -5.87 | 005016
2012 | 5 | 108 | 54 | 72 | -9.42 | 005016
2012 | 4 | 108 | 54 | 2 | 24.79 | 005015
2012 | 4 | 108 | 54 | 72 | 9.42 | 005015
2012 | 4 | 108 | 54 | 2 | 42.88 | 005010
2012 | 1 | 108 | 55 | 99 | 0 | 090070
2012 | 2 | 108 | 55 | 99 | 0 | 090070
2012 | 1 | 108 | 55 | 70 | 3.16 | 005127
2012 | 1 | 108 | 55 | 70 | 60.08 | 005122
2012 | 1 | 108 | 55 | 0 | 158.11 | 005110
2012 | 2 | 108 | 55 | 0 | -29.22 | 005018
2012 | 2 | 108 | 55 | 70 | -11.1 | 005018
2012 | 1 | 108 | 55 | 0 | 29.22 | 005017
2012 | 1 | 108 | 55 | 70 | 11.1 | 005017

## COR + Salvage 2012-2019 (hidden)
Company | Fp Number | Fp Description | Fp Work Order Type | Wo Number | Wo Description | Company | Cost Element | Cost Element Description | Work Order Number | Order Number | Account | Month Number | GL Journal Category | Amount | Type | System | Sum of Amount | System |  |  | Comp | Gl Post Mo Yr | Gl Je Code | Work Order | Activity Code | Gl Account | Utility Account Description | Sub Account | Long Description | Posting Quantity | Posting Amount | Ret Unit | In Service Year | Asset Location | Ldg Asset Id | Retire Method | Misc Description | Cost Of Removal | Salvage Cash | Salvage Returns | Gain Loss | gain loss reversal | Reserve | reserve credits | Subledger Indicator | Pend Trans | Description | Special Flag | Books Schema | Bus Segment | Func Class | Property Group | ferc activity code | disposition code | User Id | Time Stamp
2201 | NEW-02314 | Dismantling Gannon | FP-ES-Dismantling Capital | 10850-2008 | Dismantling Gannon Common | 2201 |  |  | 10850-2008 |  | 1080000 | 201201 | 090110 | -206594.82 | Legacy | Legacy | Cost Element Description | Legacy | SAP | Grand Total | Tampa Electric | 2012-01-01 | AUTOUNIT | 10850-2008 | URET | 10100 | 108 Dismantling | None | Dismantling GN CM | 0 | 0 | Dismantling GN CM | 2012-01-01 | GANNON COMMON | 25056129 | Specific |  | -525129.34 | 196861.59 | 0 | 0 |  |  | 0 | None | 27781502 | Work Order Addition | -6 | all | TEC Electric | Electric Dismantling | Dismantling | Retirement |  | PWRPLANT | 2012-02-06
2201 | NEW-02964 | Dismantling Gannon Unit 1 | FP-ES-Dismantling Capital | 10851-2008 | Dismantling Gannon Unit 1 | 2201 |  |  | 10850-2008 |  | 1080000 | 201201 | 090070 | 0 | Legacy | Legacy |  | 1524465.79 |  | 1524465.79 | Tampa Electric | 2012-01-01 | AUTOUNIT | 10851-2008 | URET | 10100 | 108 Dismantling | None | Dismantling GN 1 | 0 | 0 | Dismantling GN 1 | 2012-01-01 | GANNON UNIT 1 | 25056096 | Specific |  | -6546.35 | 0 | 0 | 0 |  |  | 0 | None | 27781503 | Work Order Addition | -6 | all | TEC Electric | Electric Dismantling | Dismantling | Retirement |  | PWRPLANT | 2012-02-06
2201 | NEW-02965 | Dismantling Gannon Unit 2 | FP-ES-Dismantling Capital | 10852-2008 | Dismantling Gannon Unit 2 | 2201 |  |  | 10850-2008 |  | 1080000 | 201201 | 090010 | 26671.7 | Legacy | Legacy | A&G Allocation |  | 167851.47 | 167851.47 | Tampa Electric | 2012-01-01 | AUTOUNIT | 10852-2008 | URET | 10100 | 108 Dismantling | None | Dismantling GN 2 | 0 | 0 | Dismantling GN 2 | 2012-01-01 | GANNON UNIT 2 | 25056114 | Specific |  | -4275.39 | 0 | 0 | 0 |  |  | 0 | None | 27781504 | Work Order Addition | -6 | all | TEC Electric | Electric Dismantling | Dismantling | Retirement |  | PWRPLANT | 2012-02-06
2201 | NEW-02966 | Dismantling Gannon Unit 3 | FP-ES-Dismantling Capital | 10853-2008 | Dismantling Gannon Unit 3 | 2201 |  |  | 10850-2008 |  | 1080000 | 201201 | 005127 | 394.6 | Legacy | Legacy | Assessed Fleet Charges |  | 8205.16 | 8205.16 | Tampa Electric | 2012-01-01 | AUTOUNIT | 10853-2008 | URET | 10100 | 108 Dismantling | None | Dismantling GN 3 | 0 | 0 | Dismantling GN 3 | 2012-01-01 | GANNON UNIT 3 | 25056117 | Specific |  | -100071.79 | 0 | 0 | 0 |  |  | 0 | None | 27781505 | Work Order Addition | -6 | all | TEC Electric | Electric Dismantling | Dismantling | Retirement |  | PWRPLANT | 2012-02-06
2201 | NEW-02967 | Dismantling Gannon Unit 4 | FP-ES-Dismantling Capital | 10854-2008 | Dismantling Gannon Unit 4 | 2201 |  |  | 10850-2008 |  | 1080000 | 201201 | 005122 | 1009.7 | Legacy | Legacy | Assessed Self Help Charges |  | 817.82 | 817.82 | Tampa Electric | 2012-01-01 | AUTOUNIT | 10854-2008 | URET | 10100 | 108 Dismantling | None | Dismantling GN 4 | 0 | 0 | Dismantling GN 4 | 2012-01-01 | GANNON UNIT 4 | 25056120 | Specific |  | 401304.27 | 0 | 0 | 0 |  |  | 0 | None | 27781506 | Work Order Addition | -6 | all | TEC Electric | Electric Dismantling | Dismantling | Retirement |  | PWRPLANT | 2012-02-06
2201 | NEW-02968 | Dismantling Gannon Unit 5 | FP-ES-Dismantling Capital | 10855-2008 | Dismantling Gannon Unit 5 | 2201 |  |  | 10850-2008 |  | 1080000 | 201201 | 005121 | 6487.81 | Legacy | Legacy | Assessed Small Tools Clearing Charges |  | 107.95 | 107.95 | Tampa Electric | 2012-01-01 | AUTOUNIT | 10855-2008 | URET | 10100 | 108 Dismantling | None | Dismantling GN 5 | 0 | 0 | Dismantling GN 5 | 2012-01-01 | GANNON UNIT 5 | 25056123 | Specific |  | -261.67 | 0 | 0 | 0 |  |  | 0 | None | 27781507 | Work Order Addition | -6 | all | TEC Electric | Electric Dismantling | Dismantling | Retirement |  | PWRPLANT | 2012-02-06
2201 | NEW-02314 | Dismantling Gannon | FP-ES-Dismantling Capital | A2341873 | GN 1 Dismantlement Activities 2012 | 2201 |  |  | 10850-2008 |  | 1080000 | 201201 | 005117 | 12.77 | Legacy | Legacy | Assessed Stores Clearing Charges |  | 3324.72 | 3324.72 | Tampa Electric | 2012-02-01 | AUTOUNIT | 10850-2008 | URET | 10100 | 108 Dismantling | None | Dismantling GN CM | 0 | 0 | Dismantling GN CM | 2012-02-01 | GANNON COMMON | 25056129 | Specific |  | 275774.07 | 141181.31 | 0 | 0 |  |  | 0 | None | 27879203 | Work Order Addition | -6 | all | TEC Electric | Electric Dismantling | Dismantling | Retirement |  | PWRPLANT | 2012-03-06
2201 | NEW-02314 | Dismantling Gannon | FP-ES-Dismantling Capital | A2341875 | GN 3 Dismantlement Activities 2012 | 2201 |  |  | 10850-2008 |  | 1080000 | 201201 | 005111 | 242.74 | Legacy | Legacy | Contractor Services |  | 10336997.81 | 10336997.81 | Tampa Electric | 2012-02-01 | AUTOUNIT | 10851-2008 | URET | 10100 | 108 Dismantling | None | Dismantling GN 1 | 0 | 0 | Dismantling GN 1 | 2012-02-01 | GANNON UNIT 1 | 25056096 | Specific |  | -530.68 | 0 | 0 | 0 |  |  | 0 | None | 27879204 | Work Order Addition | -6 | all | TEC Electric | Electric Dismantling | Dismantling | Retirement |  | PWRPLANT | 2012-03-06
2201 | NEW-02314 | Dismantling Gannon | FP-ES-Dismantling Capital | A2341876 | GN 4 Dismantlement Activities 2012 | 2201 |  |  | 10850-2008 |  | 1080000 | 201201 | 005110 | 2657.1 | Legacy | Legacy | Empl Exp - Meals & Entertainment 100% De |  | 297.17 | 297.17 | Tampa Electric | 2012-02-01 | AUTOUNIT | 10852-2008 | URET | 10100 | 108 Dismantling | None | Dismantling GN 2 | 0 | 0 | Dismantling GN 2 | 2012-02-01 | GANNON UNIT 2 | 25056114 | Specific |  | 86.04 | 0 | 0 | 0 |  |  | 0 | None | 27879205 | Work Order Addition | -6 | all | TEC Electric | Electric Dismantling | Dismantling | Retirement |  | PWRPLANT | 2012-03-06
2201 | NEW-02314 | Dismantling Gannon | FP-ES-Dismantling Capital | A2341877 | GN 5 Dismantlement Activities 2012 | 2201 |  |  | 10850-2008 |  | 1080000 | 201201 | 005094 | 0 | Legacy | Legacy | Empl Exp - Meals & Entertainment 50% Ded |  | 1440.76 | 1440.76 | Tampa Electric | 2012-02-01 | AUTOUNIT | 10853-2008 | URET | 10100 | 108 Dismantling | None | Dismantling GN 3 | 0 | 0 | Dismantling GN 3 | 2012-02-01 | GANNON UNIT 3 | 25056117 | Specific |  | -22703.96 | 0 | 0 | 0 |  |  | 0 | None | 27879206 | Work Order Addition | -6 | all | TEC Electric | Electric Dismantling | Dismantling | Retirement |  | PWRPLANT | 2012-03-06
2201 | NEW-02314 | Dismantling Gannon | FP-ES-Dismantling Capital | A2341879 | GN Common Dismantlement Activities | 2201 |  |  | 10850-2008 |  | 1080000 | 201201 | 005093 | 22.69 | Legacy | Legacy | Empl Exp - Mileage |  | 4526.02 | 4526.02 | Tampa Electric | 2012-02-01 | AUTOUNIT | 10854-2008 | URET | 10100 | 108 Dismantling | None | Dismantling GN 4 | 0 | 0 | Dismantling GN 4 | 2012-02-01 | GANNON UNIT 4 | 25056120 | Specific |  | -545061.55 | 0 | 0 | 0 |  |  | 0 | None | 27879207 | Work Order Addition | -6 | all | TEC Electric | Electric Dismantling | Dismantling | Retirement |  | PWRPLANT | 2012-03-06
2201 | NEW-02314 | Dismantling Gannon | FP-ES-Dismantling Capital | A2384622 | GN DEMO SALVAGE only | 2201 |  |  | 10850-2008 |  | 1080000 | 201201 | 005092 | 1424.15 | Legacy | Legacy | Empl Exp - Miscellaneous Expense |  | 32.04 | 32.04 | Tampa Electric | 2012-02-01 | AUTOUNIT | 10855-2008 | URET | 10100 | 108 Dismantling | None | Dismantling GN 5 | 0 | 0 | Dismantling GN 5 | 2012-02-01 | GANNON UNIT 5 | 25056123 | Specific |  | 40.32 | 0 | 0 | 0 |  |  | 0 | None | 27879208 | Work Order Addition | -6 | all | TEC Electric | Electric Dismantling | Dismantling | Retirement |  | PWRPLANT | 2012-03-06
2201 | NEW-02314 | Dismantling Gannon | FP-ES-Dismantling Capital | A2408990 | GN Common Dismantlement Activities | 2201 |  |  | 10850-2008 |  | 1080000 | 201201 | 005069 | 4098.48 | Legacy | Legacy | Labor Expense Reclass |  | 864.47 | 864.47 | Tampa Electric | 2012-03-01 | AUTOUNIT | 10850-2008 | URET | 10100 | 108 Dismantling | None | Dismantling GN CM | 0 | 0 | Dismantling GN CM | 2012-03-01 | GANNON COMMON | 25056129 | Specific |  | -639393.07 | 10219.63 | 0 | 0 |  |  | 0 | None | 28054331 | Work Order Addition | -6 | all | TEC Electric | Electric Dismantling | Dismantling | Retirement |  | PWRPLANT | 2012-04-04
2201 | NEW-02314 | Dismantling Gannon | FP-ES-Dismantling Capital | A2431955 | Gannon Dismantlement - Bayside Mana | 2201 |  |  | 10850-2008 |  | 1080000 | 201201 | 005065 | -6649.5 | Legacy | Legacy | Mat & Supp - Furniture & Computer/Office |  | 15455.19 | 15455.19 | Tampa Electric | 2012-03-01 | AUTOUNIT | 10851-2008 | URET | 10100 | 108 Dismantling | None | Dismantling GN 1 | 0 | 0 | Dismantling GN 1 | 2012-03-01 | GANNON UNIT 1 | 25056096 | Specific |  | -637.69 | 0 | 0 | 0 |  |  | 0 | None | 28054332 | Work Order Addition | -6 | all | TEC Electric | Electric Dismantling | Dismantling | Retirement |  | PWRPLANT | 2012-04-04
2201 | NEW-02314 | Dismantling Gannon | FP-ES-Dismantling Capital | A2453294 | GN Common Dismantlement Activities | 2201 |  |  | 10850-2008 |  | 1080000 | 201201 | 005060 | 86.82 | Legacy | Legacy | Mat & Supp - General and Office Supplies |  | 1650.42 | 1650.42 | Tampa Electric | 2012-03-01 | AUTOUNIT | 10853-2008 | URET | 10100 | 108 Dismantling | None | Dismantling GN 3 | 0 | 0 | Dismantling GN 3 | 2012-03-01 | GANNON UNIT 3 | 25056117 | Specific |  | -139234.24 | 0 | 0 | 0 |  |  | 0 | None | 28054333 | Work Order Addition | -6 | all | TEC Electric | Electric Dismantling | Dismantling | Retirement |  | PWRPLANT | 2012-04-04
2201 | NEW-02314 | Dismantling Gannon | FP-ES-Dismantling Capital | A2453296 | GN 5 Dismantlement Activities 2014 | 2201 |  |  | 10850-2008 |  | 1080000 | 201201 | 005050 | 138627.77 | Legacy | Legacy | Mat & Supp - Inventory Issue |  | 7237.4 | 7237.4 | Tampa Electric | 2012-03-01 | AUTOUNIT | 10854-2008 | URET | 10100 | 108 Dismantling | None | Dismantling GN 4 | 0 | 0 | Dismantling GN 4 | 2012-03-01 | GANNON UNIT 4 | 25056120 | Specific |  | 152841.74 | 0 | 0 | 0 |  |  | 0 | None | 28054334 | Work Order Addition | -6 | all | TEC Electric | Electric Dismantling | Dismantling | Retirement |  | PWRPLANT | 2012-04-04
2201 | NEW-02314 | Dismantling Gannon | FP-ES-Dismantling Capital | A2467431 | GN 6 Dismantlement Activities 2014 | 2201 |  |  | 10850-2008 |  | 1080000 | 201201 | 005019 | 12974.7 | Legacy | Legacy | Mat & Supp - Lubricants |  | 10000 | 10000 | Tampa Electric | 2012-04-01 | AUTOUNIT | 10850-2008 | URET | 10100 | 108 Dismantling | None | Dismantling GN CM | 0 | 0 | Dismantling GN CM | 2012-04-01 | GANNON COMMON | 25056129 | Specific |  | 3220.7 | 0 | 0 | 0 |  |  | 0 | None | 28193504 | Work Order Addition | -6 | all | TEC Electric | Electric Dismantling | Dismantling | Retirement |  | PWRPLANT | 2012-05-04
2201 | NEW-02314 | Dismantling Gannon | FP-ES-Dismantling Capital | A2528073 | GN 5 Dismantlement Activities 2015 | 2201 |  |  | 10850-2008 |  | 1080000 | 201201 | 005018 | -445.94 | Legacy | Legacy | Mat & Supp - Operations Consumables |  | 396828.61 | 396828.61 | Tampa Electric | 2012-04-01 | AUTOUNIT | 10851-2008 | URET | 10100 | 108 Dismantling | None | Dismantling GN 1 | 0 | 0 | Dismantling GN 1 | 2012-04-01 | GANNON UNIT 1 | 25056096 | Specific |  | -801.37 | 0 | 0 | 0 |  |  | 0 | None | 28193505 | Work Order Addition | -6 | all | TEC Electric | Electric Dismantling | Dismantling | Retirement |  | PWRPLANT | 2012-05-04
2201 | NEW-02314 | Dismantling Gannon | FP-ES-Dismantling Capital | A2528075 | GN 6 Dismantlement Activities 2015 | 2201 |  |  | 10850-2008 |  | 1080000 | 201201 | 005017 | 4003.31 | Legacy | Legacy | Mat & Supp - Outside Material Purchases |  | 155310.19 | 155310.19 | Tampa Electric | 2012-04-01 | AUTOUNIT | 10854-2008 | URET | 10100 | 108 Dismantling | None | Dismantling GN 4 | 0 | 0 | Dismantling GN 4 | 2012-04-01 | GANNON UNIT 4 | 25056120 | Specific |  | -99.01 | 0 | 0 | 0 |  |  | 0 | None | 28193506 | Work Order Addition | -6 | all | TEC Electric | Electric Dismantling | Dismantling | Retirement |  | PWRPLANT | 2012-05-04
2201 | NEW-02314 | Dismantling Gannon | FP-ES-Dismantling Capital | A2528076 | GN Common Dismantlement Activities | 2201 |  |  | 10850-2008 |  | 1080000 | 201201 | 005015 | 282.75 | Legacy | Legacy | Miscellaneous Billing Exp General |  | -3000 | -3000 | Tampa Electric | 2012-05-01 | AUTOUNIT | 10850-2008 | URET | 10100 | 108 Dismantling | None | Dismantling GN CM | 0 | 0 | Dismantling GN CM | 2012-05-01 | GANNON COMMON | 25056129 | Specific |  | -600240.49 | 0 | 0 | 0 |  |  | 0 | None | 28290933 | Work Order Addition | -6 | all | TEC Electric | Electric Dismantling | Dismantling | Retirement |  | PWRPLANT | 2012-06-06
2201 | NEW-02314 | Dismantling Gannon | FP-ES-Dismantling Capital | A2551876 | Coalfield Diesel Tank Dismantlement | 2201 |  |  | 10850-2008 |  | 1080000 | 201201 | 005010 | 551.98 | Legacy | Legacy | Miscellaneous Billing Exp Material Sales |  | -11322.06 | -11322.06 | Tampa Electric | 2012-05-01 | AUTOUNIT | 10851-2008 | URET | 10100 | 108 Dismantling | None | Dismantling GN 1 | 0 | 0 | Dismantling GN 1 | 2012-05-01 | GANNON UNIT 1 | 25056096 | Specific |  | 261.92 | 0 | 0 | 0 |  |  | 0 | None | 28290934 | Work Order Addition | -6 | all | TEC Electric | Electric Dismantling | Dismantling | Retirement |  | PWRPLANT | 2012-06-06
2201 | NEW-02314 | Dismantling Gannon | FP-ES-Dismantling Capital | A2582282 | Gannon Common Dismantlement Activit | 2201 |  |  | 10850-2008 |  | 1080000 | 201201 | 005004 | 0 | Legacy | Legacy | Other Operational Expense - Miscellaneou |  | 855.36 | 855.36 | Tampa Electric | 2012-05-01 | AUTOUNIT | 10854-2008 | URET | 10100 | 108 Dismantling | None | Dismantling GN 4 | 0 | 0 | Dismantling GN 4 | 2012-05-01 | GANNON UNIT 4 | 25056120 | Specific |  | 34.21 | 0 | 0 | 0 |  |  | 0 | None | 28290935 | Work Order Addition | -6 | all | TEC Electric | Electric Dismantling | Dismantling | Retirement |  | PWRPLANT | 2012-06-06
2201 | NEW-02314 | Dismantling Gannon | FP-ES-Dismantling Capital | A2582286 | Gannon 6 Dismantlement Activiites 2 | 2201 |  |  | 10850-2008 |  | 1080000 | 201201 | 005002 | 43.62 | Legacy | Legacy | Other Operational Expense Reclass |  | 83.1 | 83.1 | Tampa Electric | 2012-06-01 | AUTOUNIT | 10850-2008 | URET | 10100 | 108 Dismantling | None | Dismantling GN CM | 0 | 0 | Dismantling GN CM | 2012-06-01 | GANNON COMMON | 25056129 | Specific |  | -301820.78 | 25827 | 0 | 0 |  |  | 0 | None | 28399484 | Work Order Addition | -6 | all | TEC Electric | Electric Dismantling | Dismantling | Retirement |  | PWRPLANT | 2012-07-04
2201 | NEW-02314 | Dismantling Gannon | FP-ES-Dismantling Capital | A2582287 | Gannon 5 Dismantlement Activities 2 | 2201 |  |  | 10850-2008 |  | 1080000 | 201201 | 005001 | 10448.59 | Legacy | Legacy | Outside Services Expense Reclass |  | 1576.05 | 1576.05 | Tampa Electric | 2012-07-01 | AUTOUNIT | 10850-2008 | URET | 1010000 | 108 Dismantling | None | Dismantling GN CM | 0 | 0 | Dismantling GN CM | 2012-07-01 | GANNON COMMON |  | Specific |  | -308504.96 | 0 | 0 | 0 |  |  | 0 | None | 29280931 | Work Order Addition | -6 | all | TEC Electric | Electric Dismantling | Dismantling | Retirement |  | PWRPLANT | 2012-08-09
2201 | NEW-02314 | Dismantling Gannon | FP-ES-Dismantling Capital | A2585754 | GN 1-4 Circ Tunnel (Screen Well Dis | 2201 |  |  | 10851-2008 |  | 1080000 | 201201 | 090110 | -4355.86 | Legacy | Legacy | Permitting |  | 400 | 400 | Tampa Electric | 2012-09-01 | AUTOUNIT | 10850-2008 | URET | 1010000 | 108 Dismantling | None | Dismantling GN CM | 0 | 0 | Dismantling GN CM | 2012-09-01 | GANNON COMMON |  | Specific |  | 308349.01 | 0 | 0 | 0 |  |  | 0 | None | 32237723 | Work Order Addition | -6 | all | TEC Electric | Electric Dismantling | Dismantling | Retirement |  | PWRPLANT | 2012-09-17
2201 | NEW-02314 | Dismantling Gannon | FP-ES-Dismantling Capital | A2585773 | GN Dismantle No.2 Dem. & Waste Neut | 2201 |  |  | 10851-2008 |  | 1080000 | 201201 | 090070 | 0 | Legacy | Legacy | Re-Stock Salvage | -374089.53 |  | -374089.53 | Tampa Electric | 2012-09-01 | AUTOUNIT | 10850-2008 | URET | 1010000 | 108 Dismantling | None | Dismantling GN CM | 0 | 0 | Dismantling GN CM | 2012-09-01 | GANNON COMMON |  | Specific |  | -40456.92 | 0 | 0 | 0 |  |  | 0 | None | 33024831 | Work Order Addition | -6 | all | TEC Electric | Electric Dismantling | Dismantling | Retirement |  | PWRPLANT | 2012-10-04
2201 | NEW-02314 | Dismantling Gannon | FP-ES-Dismantling Capital | A2617446 | Gannon Dismantlement - Blanket Time | 2201 |  |  | 10851-2008 |  | 1080000 | 201201 | 005127 | 50.23 | Legacy | Legacy | Security Services |  | 309333.21 | 309333.21 | Tampa Electric | 2012-09-01 | AUTOUNIT | 10850-2008 | URET | 1010000 | 108 Dismantling | None | Dismantling GN CM | 0 | 0 | Dismantling GN CM | 2012-09-01 | GANNON COMMON |  | Specific |  | -13004.67 | 0 | 0 | 0 |  |  | 0 | None | 33024832 | Work Order Addition | -6 | all | TEC Electric | Electric Dismantling | Dismantling | Retirement |  | PWRPLANT | 2012-10-04
[6 empty] | 2201 |  |  | 10851-2008 |  | 1080000 | 201201 | 005122 | 248.83 | Legacy | Legacy | Self Help Allocation |  | 1.34 | 1.34 | Tampa Electric | 2012-11-01 | AUTOUNIT | 10850-2008 | URET | 1010000 | 108 Dismantling | None | Dismantling GN CM | 0 | 0 | Dismantling GN CM | 2012-11-01 | GANNON COMMON |  | Specific |  | -59800.36 | 0 | 0 | 0 |  |  | 0 | None | 34362975 | Work Order Addition | -10 | all | TEC Electric | Electric Dismantling | Dismantling | Retirement |  | PWRPLANT | 2012-12-02
[6 empty] | 2201 |  |  | 10851-2008 |  | 1080000 | 201201 | 005121 | 705.5 | Legacy | Legacy | SLR Overtime Blended Labor |  | 145598.71 | 145598.71 | Tampa Electric | 2012-12-01 | AUTOUNIT | 10850-2008 | URET | 1010000 | 108 Dismantling | None | Dismantling GN CM | 0 | 0 | Dismantling GN CM | 2012-12-01 | GANNON COMMON |  | Specific |  | -95355.72 | 0 | 0 | 0 |  |  | 0 | None | 36123147 | Work Order Addition | -10 | all | TEC Electric | Electric Dismantling | Dismantling | Retirement |  | PWRPLANT | 2012-12-07
10850-2008,10851-2008,10852-2008,10853-2008,10854-2008,10855-2008,A2341873,A2341875,A2341876,A2341877,A2341879,A2384622,A2408990,A2431955,A2453294,A2453296,A2467431,A2528073,A2528075,A2528076,A2551876,A2582282,A2582286,A2582287,A2585754,A2585773,A2617446 | [5 empty] | 2201 |  |  | 10851-2008 |  | 1080000 | 201201 | 005110 | 654.81 | Legacy | Legacy | SLR Straight Time Blended Labor |  | 1680805.79 | 1680805.79 | Tampa Electric | 2012-12-01 | AUTOUNIT | 10850-2008 | URET | 1010000 | 108 Dismantling | None | Dismantling GN CM | 0 | 0 | Dismantling GN CM | 2012-12-01 | GANNON COMMON |  | Specific |  | -105917.89 | 0 | 0 | 0 |  |  | 0 | None | 36730602 | Work Order Addition | -6 | all | TEC Electric | Electric Dismantling | Dismantling | Retirement |  | PWRPLANT | 2013-01-05
[6 empty] | 2201 |  |  | 10851-2008 |  | 1080000 | 201201 | 005069 | 459.27 | Legacy | Legacy | Stores Allocation |  | 1.76 | 1.76 | Tampa Electric | 2013-02-01 | AUTOUNIT | 10850-2008 | URET | 1010000 | 108 Dismantling | None | Dismantling GN CM | 0 | 0 | Dismantling GN CM | 2012-12-01 | GANNON COMMON |  | Specific |  | -317977.95 | 0 | 0 | 0 |  |  | 0 | None | 38370353 | Work Order Addition | -11 | all | TEC Electric | Electric Dismantling | Dismantling | Retirement |  | PWRPLANT | 2013-03-07
[6 empty] | 2201 |  |  | 10851-2008 |  | 1080000 | 201201 | 005050 | 7401.62 | Legacy | Legacy | Utilities - Telecom |  | 4698 | 4698 | Tampa Electric | 2013-02-01 | AUTOUNIT | A2341873 | URET | 1010000 | 108 Dismantling | None | Dismantling GN 1 | 0 | 0 | Dismantling GN 1 | 2012-12-01 | GANNON UNIT 1 |  | Specific |  | -13983.92 | 0 | 0 | 0 |  |  | 0 | None | 38370400 | Work Order Addition | -11 | all | TEC Electric | Electric Dismantling | Dismantling | Retirement |  | PWRPLANT | 2013-03-07
10850-2008,10851-2008,10852-2008,10853-2008,10854-2008,10855-2008,A2341873,A2341875,A2341876,A2341877,A2341879,A2384622,A2408990,A2431955,A2453294,A2453296,A2467431,A2528073,A2528075,A2528076,A2551876,A2582282,A2582286,A2582287,A2585754,A2585773,A2617446 | [5 empty] | 2201 |  |  | 10851-2008 |  | 1080000 | 201201 | 005019 | 1397.31 | Legacy | Legacy | Utilities - Water |  | 274980.55 | 274980.55 | Tampa Electric | 2013-02-01 | AUTOUNIT | A2341873 | URET | 1010000 | 108 Dismantling | None | Dismantling GN 1 | 0 | 0 | Dismantling GN 1 | 2012-12-01 | GANNON UNIT 1 |  | Specific |  | -715.9 | 0 | 0 | 0 |  |  | 0 | None | 38370390 | Work Order Addition | -11 | all | TEC Electric | Electric Dismantling | Dismantling | Retirement |  | PWRPLANT | 2013-03-07
[6 empty] | 2201 |  |  | 10851-2008 |  | 1080000 | 201201 | 005018 | -471.52 | Legacy | Legacy | Grand Total | 1150376.26 | 13514959.01 | 14665335.27 | Tampa Electric | 2013-02-01 | AUTOUNIT | A2341873 | URET | 1010000 | 108 Dismantling | None | Dismantling GN 1 | 0 | 0 | Dismantling GN 1 | 2012-12-01 | GANNON UNIT 1 |  | Specific |  | -804.67 | 0 | 0 | 0 |  |  | 0 | None | 38370391 | Work Order Addition | -11 | all | TEC Electric | Electric Dismantling | Dismantling | Retirement |  | PWRPLANT | 2013-03-07
[6 empty] | 2201 |  |  | 10851-2008 |  | 1080000 | 201201 | 005017 | 527.02 | Legacy | Legacy |  |  |  |  | Tampa Electric | 2013-02-01 | AUTOUNIT | A2341873 | URET | 1010000 | 108 Dismantling | None | Dismantling GN 1 | 0 | 0 | Dismantling GN 1 | 2012-12-01 | GANNON UNIT 1 |  | Specific |  | -477.26 | 0 | 0 | 0 |  |  | 0 | None | 38370399 | Work Order Addition | -11 | all | TEC Electric | Electric Dismantling | Dismantling | Retirement |  | PWRPLANT | 2013-03-07
[6 empty] | 2201 |  |  | 10851-2008 |  | 1080000 | 201201 | 005016 | -70.86 | Legacy | Legacy |  |  |  |  | Tampa Electric | 2013-02-01 | AUTOUNIT | A2341873 | URET | 1010000 | 108 Dismantling | None | Dismantling GN 1 | 0 | 0 | Dismantling GN 1 | 2012-12-01 | GANNON UNIT 1 |  | Specific |  | -34220.05 | 0 | 0 | 0 |  |  | 0 | None | 38370409 | Work Order Addition | -11 | all | TEC Electric | Electric Dismantling | Dismantling | Retirement |  | PWRPLANT | 2013-03-07
[6 empty] | 2201 |  |  | 10852-2008 |  | 1080000 | 201201 | 090110 | -4566.08 | Legacy | Legacy |  |  |  |  | Tampa Electric | 2013-02-01 | AUTOUNIT | A2341873 | URET | 1010000 | 108 Dismantling | None | Dismantling GN 1 | 0 | 0 | Dismantling GN 1 | 2012-12-01 | GANNON UNIT 1 |  | Specific |  | -1603.61 | 0 | 0 | 0 |  |  | 0 | None | 38370413 | Work Order Addition | -11 | all | TEC Electric | Electric Dismantling | Dismantling | Retirement |  | PWRPLANT | 2013-03-07
[6 empty] | 2201 |  |  | 10852-2008 |  | 1080000 | 201201 | 090070 | 0 | Legacy | Legacy | Sum of Amount | System |  |  | Tampa Electric | 2013-02-01 | AUTOUNIT | A2341873 | URET | 1010000 | 108 Dismantling | None | Dismantling GN 1 | 0 | 0 | Dismantling GN 1 | 2012-12-01 | GANNON UNIT 1 |  | Specific |  | -30654.86 | 0 | 0 | 0 |  |  | 0 | None | 38370417 | Work Order Addition | -11 | all | TEC Electric | Electric Dismantling | Dismantling | Retirement |  | PWRPLANT | 2013-03-07
[6 empty] | 2201 |  |  | 10852-2008 |  | 1080000 | 201201 | 005127 | 8.93 | Legacy | Legacy | Type | Legacy | SAP | Grand Total | Tampa Electric | 2013-02-01 | AUTOUNIT | A2341875 | URET | 1010000 | 108 Dismantling | None | Dismantling GN 3 | 0 | 0 | Dismantling GN 3 | 2012-12-01 | GANNON UNIT 3 |  | Specific |  | -10325.5 | 0 | 0 | 0 |  |  | 0 | None | 38370443 | Work Order Addition | -11 | all | TEC Electric | Electric Dismantling | Dismantling | Retirement |  | PWRPLANT | 2013-03-07
[6 empty] | 2201 |  |  | 10852-2008 |  | 1080000 | 201201 | 005121 | 169.76 | Legacy | Legacy | Contractor |  | 10336997.81 | 10336997.81 | Tampa Electric | 2013-02-01 | AUTOUNIT | A2341876 | URET | 1010000 | 108 Dismantling | None | Dismantling GN 4 | 0 | 0 | Dismantling GN 4 | 2012-12-01 | GANNON UNIT 4 |  | Specific |  | -106342.34 | 0 | 0 | 0 |  |  | 0 | None | 38370462 | Work Order Addition | -11 | all | TEC Electric | Electric Dismantling | Dismantling | Retirement |  | PWRPLANT | 2013-03-07
[6 empty] | 2201 |  |  | 10852-2008 |  | 1080000 | 201201 | 005069 | 109.43 | Legacy | Legacy | Labor |  | 2600695.6 | 2600695.6 | Tampa Electric | 2013-02-01 | AUTOUNIT | A2341876 | URET | 1010000 | 108 Dismantling | None | Dismantling GN 4 | 0 | 0 | Dismantling GN 4 | 2012-12-01 | GANNON UNIT 4 |  | Specific |  | -1545.86 | 0 | 0 | 0 |  |  | 0 | None | 38370457 | Work Order Addition | -11 | all | TEC Electric | Electric Dismantling | Dismantling | Retirement |  | PWRPLANT | 2013-03-07
[6 empty] | 2201 |  |  | 10852-2008 |  | 1080000 | 201201 | 005050 | 8212.39 | Legacy | Legacy | Mats |  | 591587.66 | 591587.66 | Tampa Electric | 2013-02-01 | AUTOUNIT | A2341876 | URET | 1010000 | 108 Dismantling | None | Dismantling GN 4 | 0 | 0 | Dismantling GN 4 | 2012-12-01 | GANNON UNIT 4 |  | Specific |  | -2579.86 | 0 | 0 | 0 |  |  | 0 | None | 38370459 | Work Order Addition | -11 | all | TEC Electric | Electric Dismantling | Dismantling | Retirement |  | PWRPLANT | 2013-03-07
[6 empty] | 2201 |  |  | 10852-2008 |  | 1080000 | 201201 | 005019 | 337.31 | Legacy | Legacy | Salvage | -374089.53 | -14322.06 | -388411.59 | Tampa Electric | 2013-02-01 | AUTOUNIT | A2341876 | URET | 1010000 | 108 Dismantling | None | Dismantling GN 4 | 0 | 0 | Dismantling GN 4 | 2012-12-01 | GANNON UNIT 4 |  | Specific |  | -1031.95 | 0 | 0 | 0 |  |  | 0 | None | 38370461 | Work Order Addition | -11 | all | TEC Electric | Electric Dismantling | Dismantling | Retirement |  | PWRPLANT | 2013-03-07
[6 empty] | 2201 |  |  | 10852-2008 |  | 1080000 | 201201 | 005018 | -61.08 | Legacy | Legacy | Legacy | 1524465.79 |  | 1524465.79 | Tampa Electric | 2013-02-01 | AUTOUNIT | A2341876 | URET | 1010000 | 108 Dismantling | None | Dismantling GN 4 | 0 | 0 | Dismantling GN 4 | 2012-12-01 | GANNON UNIT 4 |  | Specific |  | -9081.15 | 0 | 0 | 0 |  |  | 0 | None | 38370466 | Work Order Addition | -11 | all | TEC Electric | Electric Dismantling | Dismantling | Retirement |  | PWRPLANT | 2013-03-07
[6 empty] | 2201 |  |  | 10852-2008 |  | 1080000 | 201201 | 005017 | 86.04 | Legacy | Legacy | Grand Total | 1150376.26 | 13514959.01 | 14665335.27 | Tampa Electric | 2013-02-01 | AUTOUNIT | A2341876 | URET | 1010000 | 108 Dismantling | None | Dismantling GN 4 | 0 | 0 | Dismantling GN 4 | 2012-12-01 | GANNON UNIT 4 |  | Specific |  | -12383.38 | 0 | 0 | 0 |  |  | 0 | None | 38370467 | Work Order Addition | -11 | all | TEC Electric | Electric Dismantling | Dismantling | Retirement |  | PWRPLANT | 2013-03-07
[6 empty] | 2201 |  |  | 10852-2008 |  | 1080000 | 201201 | 005016 | -21.31 | Legacy | Legacy |  |  |  |  | Tampa Electric | 2013-02-01 | AUTOUNIT | A2341876 | URET | 1010000 | 108 Dismantling | None | Dismantling GN 4 | 0 | 0 | Dismantling GN 4 | 2012-12-01 | GANNON UNIT 4 |  | Specific |  | -5219.6 | 0 | 0 | 0 |  |  | 0 | None | 38370470 | Work Order Addition | -11 | all | TEC Electric | Electric Dismantling | Dismantling | Retirement |  | PWRPLANT | 2013-03-07
[6 empty] | 2201 |  |  | 10853-2008 |  | 1080000 | 201201 | 090110 | -6462.78 | Legacy | Legacy |  |  |  |  | Tampa Electric | 2013-02-01 | AUTOUNIT | A2341876 | URET | 1010000 | 108 Dismantling | None | Dismantling GN 4 | 0 | 0 | Dismantling GN 4 | 2012-12-01 | GANNON UNIT 4 |  | Specific |  | -22239.54 | 0 | 0 | 0 |  |  | 0 | None | 38370471 | Work Order Addition | -11 | all | TEC Electric | Electric Dismantling | Dismantling | Retirement |  | PWRPLANT | 2013-03-07
[6 empty] | 2201 |  |  | 10853-2008 |  | 1080000 | 201201 | 090070 | 0 | Legacy | Legacy |  |  |  |  | Tampa Electric | 2013-02-01 | AUTOUNIT | A2341876 | URET | 1010000 | 108 Dismantling | None | Dismantling GN 4 | 0 | 0 | Dismantling GN 4 | 2012-12-01 | GANNON UNIT 4 |  | Specific |  | -5219.6 | 0 | 0 | 0 |  |  | 0 | None | 38370475 | Work Order Addition | -11 | all | TEC Electric | Electric Dismantling | Dismantling | Retirement |  | PWRPLANT | 2013-03-07
[6 empty] | 2201 |  |  | 10853-2008 |  | 1080000 | 201201 | 005127 | 18.42 | Legacy | Legacy |  | Legacy | SAP | Total | Tampa Electric | 2013-02-01 | AUTOUNIT | A2341876 | URET | 1010000 | 108 Dismantling | None | Dismantling GN 4 | 0 | 0 | Dismantling GN 4 | 2012-12-01 | GANNON UNIT 4 |  | Specific |  | -55828.45 | 0 | 0 | 0 |  |  | 0 | None | 38370477 | Work Order Addition | -11 | all | TEC Electric | Electric Dismantling | Dismantling | Retirement |  | PWRPLANT | 2013-03-07
[6 empty] | 2201 |  |  | 10853-2008 |  | 1080000 | 201201 | 005122 | 180.25 | Legacy | Legacy | Contractor | 202622.91 | 10336997.81 | 10539620.72 | Tampa Electric | 2013-02-01 | AUTOUNIT | A2341877 | URET | 1010000 | 108 Dismantling | None | Dismantling GN 5 | 0 | 0 | Dismantling GN 5 | 2012-12-01 | GANNON UNIT 5 |  | Specific |  | -585.83 | 0 | 0 | 0 |  |  | 0 | None | 38370507 | Work Order Addition | -11 | all | TEC Electric | Electric Dismantling | Dismantling | Retirement |  | PWRPLANT | 2013-03-07
[6 empty] | 2201 |  |  | 10853-2008 |  | 1080000 | 201201 | 005121 | 169.76 | Legacy | Legacy | Labor | 1231391.77 | 2600695.6 | 3832087.37 | Tampa Electric | 2013-02-01 | AUTOUNIT | A2341877 | URET | 1010000 | 108 Dismantling | None | Dismantling GN 5 | 0 | 0 | Dismantling GN 5 | 2012-12-01 | GANNON UNIT 5 |  | Specific |  | -0.04 | 0 | 0 | 0 |  |  | 0 | None | 38370509 | Work Order Addition | -11 | all | TEC Electric | Electric Dismantling | Dismantling | Retirement |  | PWRPLANT | 2013-03-07
[6 empty] | 2201 |  |  | 10853-2008 |  | 1080000 | 201201 | 005110 | 474.34 | Legacy | Legacy | Mats | 90451.11 | 591587.66 | 682038.77 | Tampa Electric | 2013-02-01 | AUTOUNIT | A2341877 | URET | 1010000 | 108 Dismantling | None | Dismantling GN 5 | 0 | 0 | Dismantling GN 5 | 2012-12-01 | GANNON UNIT 5 |  | Specific |  | -40.81 | 0 | 0 | 0 |  |  | 0 | None | 38370510 | Work Order Addition | -11 | all | TEC Electric | Electric Dismantling | Dismantling | Retirement |  | PWRPLANT | 2013-03-07
[6 empty] | 2201 |  |  | 10853-2008 |  | 1080000 | 201201 | 005069 | 109.43 | Legacy | Legacy | Salvage | -374089.53 | -14322.06 | -388411.59 | Tampa Electric | 2013-02-01 | AUTOUNIT | A2341877 | URET | 1010000 | 108 Dismantling | None | Dismantling GN 5 | 0 | 0 | Dismantling GN 5 | 2012-12-01 | GANNON UNIT 5 |  | Specific |  | -12.87 | 0 | 0 | 0 |  |  | 0 | None | 38370512 | Work Order Addition | -11 | all | TEC Electric | Electric Dismantling | Dismantling | Retirement |  | PWRPLANT | 2013-03-07
[6 empty] | 2201 |  |  | 10853-2008 |  | 1080000 | 201201 | 005050 | 105228.42 | Legacy | Legacy |  | 1150376.26 | 13514959.01 | 14665335.27 | Tampa Electric | 2013-02-01 | AUTOUNIT | A2341877 | URET | 1010000 | 108 Dismantling | None | Dismantling GN 5 | 0 | 0 | Dismantling GN 5 | 2012-12-01 | GANNON UNIT 5 |  | Specific |  | -1.16 | 0 | 0 | 0 |  |  | 0 | None | 38370513 | Work Order Addition | -11 | all | TEC Electric | Electric Dismantling | Dismantling | Retirement |  | PWRPLANT | 2013-03-07
[6 empty] | 2201 |  |  | 10853-2008 |  | 1080000 | 201201 | 005019 | 337.31 | Legacy | Legacy |  |  |  |  | Tampa Electric | 2013-02-01 | AUTOUNIT | A2341877 | URET | 1010000 | 108 Dismantling | None | Dismantling GN 5 | 0 | 0 | Dismantling GN 5 | 2012-12-01 | GANNON UNIT 5 |  | Specific |  | -5.79 | 0 | 0 | 0 |  |  | 0 | None | 38370514 | Work Order Addition | -11 | all | TEC Electric | Electric Dismantling | Dismantling | Retirement |  | PWRPLANT | 2013-03-07
[6 empty] | 2201 |  |  | 10853-2008 |  | 1080000 | 201201 | 005018 | -169.09 | Legacy | Legacy |  |  |  |  | Tampa Electric | 2013-02-01 | AUTOUNIT | A2341877 | URET | 1010000 | 108 Dismantling | None | Dismantling GN 5 | 0 | 0 | Dismantling GN 5 | 2012-12-01 | GANNON UNIT 5 |  | Specific |  | -44.61 | 0 | 0 | 0 |  |  | 0 | None | 38370515 | Work Order Addition | -11 | all | TEC Electric | Electric Dismantling | Dismantling | Retirement |  | PWRPLANT | 2013-03-07
[6 empty] | 2201 |  |  | 10853-2008 |  | 1080000 | 201201 | 005017 | 207.04 | Legacy | Legacy |  |  |  |  | Tampa Electric | 2013-02-01 | AUTOUNIT | A2341877 | URET | 1010000 | 108 Dismantling | None | Dismantling GN 5 | 0 | 0 | Dismantling GN 5 | 2012-12-01 | GANNON UNIT 5 |  | Specific |  | -65.2 | 0 | 0 | 0 |  |  | 0 | None | 38370516 | Work Order Addition | -11 | all | TEC Electric | Electric Dismantling | Dismantling | Retirement |  | PWRPLANT | 2013-03-07
[6 empty] | 2201 |  |  | 10853-2008 |  | 1080000 | 201201 | 005016 | -21.31 | Legacy | Legacy |  |  |  |  | Tampa Electric | 2013-02-01 | AUTOUNIT | A2341877 | URET | 1010000 | 108 Dismantling | None | Dismantling GN 5 | 0 | 0 | Dismantling GN 5 | 2012-12-01 | GANNON UNIT 5 |  | Specific |  | -0.52 | 0 | 0 | 0 |  |  | 0 | None | 38370517 | Work Order Addition | -11 | all | TEC Electric | Electric Dismantling | Dismantling | Retirement |  | PWRPLANT | 2013-03-07
[6 empty] | 2201 |  |  | 10854-2008 |  | 1080000 | 201201 | 090110 | -1039148 | Legacy | Legacy |  |  |  |  | Tampa Electric | 2013-02-01 | AUTOUNIT | A2341877 | URET | 1010000 | 108 Dismantling | None | Dismantling GN 5 | 0 | 0 | Dismantling GN 5 | 2012-12-01 | GANNON UNIT 5 |  | Specific |  | -0.25 | 0 | 0 | 0 |  |  | 0 | None | 38370518 | Work Order Addition | -11 | all | TEC Electric | Electric Dismantling | Dismantling | Retirement |  | PWRPLANT | 2013-03-07
[6 empty] | 2201 |  |  | 10854-2008 |  | 1080000 | 201201 | 090070 | 0 | Legacy | Legacy |  |  |  |  | Tampa Electric | 2013-02-01 | AUTOUNIT | A2341879 | URET | 1010000 | 108 Dismantling | None | Dismantling GN CM | 0 | 0 | Dismantling GN CM | 2012-12-01 | GANNON COMMON |  | Specific |  | -140.26 | 0 | 0 | 0 |  |  | 0 | None | 38370536 | Work Order Addition | -11 | all | TEC Electric | Electric Dismantling | Dismantling | Retirement |  | PWRPLANT | 2013-03-07
[6 empty] | 2201 |  |  | 10854-2008 |  | 1080000 | 201201 | 005127 | 12.23 | Legacy | Legacy |  |  |  |  | Tampa Electric | 2013-02-01 | AUTOUNIT | A2341879 | URET | 1010000 | 108 Dismantling | None | Dismantling GN CM | 0 | 0 | Dismantling GN CM | 2012-12-01 | GANNON COMMON |  | Specific |  | -19987.41 | 0 | 0 | 0 |  |  | 0 | None | 38370537 | Work Order Addition | -11 | all | TEC Electric | Electric Dismantling | Dismantling | Retirement |  | PWRPLANT | 2013-03-07
[6 empty] | 2201 |  |  | 10854-2008 |  | 1080000 | 201201 | 005121 | 232.46 | Legacy | Legacy |  |  |  |  | Tampa Electric | 2013-02-01 | AUTOUNIT | A2341879 | URET | 1010000 | 108 Dismantling | None | Dismantling GN CM | 0 | 0 | Dismantling GN CM | 2012-12-01 | GANNON COMMON |  | Specific |  | -31631.91 | 0 | 0 | 0 |  |  | 0 | None | 38370539 | Work Order Addition | -11 | all | TEC Electric | Electric Dismantling | Dismantling | Retirement |  | PWRPLANT | 2013-03-07
[6 empty] | 2201 |  |  | 10854-2008 |  | 1080000 | 201201 | 005069 | 151.2 | Legacy | Legacy |  |  |  |  | Tampa Electric | 2013-02-01 | AUTOUNIT | A2341879 | URET | 1010000 | 108 Dismantling | None | Dismantling GN CM | 0 | 0 | Dismantling GN CM | 2012-12-01 | GANNON COMMON |  | Specific |  | -18979.14 | 0 | 0 | 0 |  |  | 0 | None | 38370542 | Work Order Addition | -11 | all | TEC Electric | Electric Dismantling | Dismantling | Retirement |  | PWRPLANT | 2013-03-07
[6 empty] | 2201 |  |  | 10854-2008 |  | 1080000 | 201201 | 005050 | 636997.53 | Legacy | Legacy |  |  |  |  | Tampa Electric | 2013-02-01 | AUTOUNIT | A2341879 | URET | 1010000 | 108 Dismantling | None | Dismantling GN CM | 0 | 0 | Dismantling GN CM | 2012-12-01 | GANNON COMMON |  | Specific |  | -76984.15 | 0 | 0 | 0 |  |  | 0 | None | 38370543 | Work Order Addition | -11 | all | TEC Electric | Electric Dismantling | Dismantling | Retirement |  | PWRPLANT | 2013-03-07
[6 empty] | 2201 |  |  | 10854-2008 |  | 1080000 | 201201 | 005019 | 460.53 | Legacy | Legacy |  |  |  |  | Tampa Electric | 2013-02-01 | AUTOUNIT | A2341879 | URET | 1010000 | 108 Dismantling | None | Dismantling GN CM | 0 | 0 | Dismantling GN CM | 2012-12-01 | GANNON COMMON |  | Specific |  | -34795.1 | 0 | 0 | 0 |  |  | 0 | None | 38370545 | Work Order Addition | -11 | all | TEC Electric | Electric Dismantling | Dismantling | Retirement |  | PWRPLANT | 2013-03-07
[6 empty] | 2201 |  |  | 10854-2008 |  | 1080000 | 201201 | 005018 | -107.45 | Legacy | Legacy |  |  |  |  | Tampa Electric | 2013-02-01 | AUTOUNIT | A2341879 | URET | 1010000 | 108 Dismantling | None | Dismantling GN CM | 0 | 0 | Dismantling GN CM | 2012-12-01 | GANNON COMMON |  | Specific |  | -47447.85 | 0 | 0 | 0 |  |  | 0 | None | 38370546 | Work Order Addition | -11 | all | TEC Electric | Electric Dismantling | Dismantling | Retirement |  | PWRPLANT | 2013-03-07
[6 empty] | 2201 |  |  | 10854-2008 |  | 1080000 | 201201 | 005017 | 118.54 | Legacy | Legacy |  |  |  |  | Tampa Electric | 2013-02-01 | AUTOUNIT | A2341879 | URET | 1010000 | 108 Dismantling | None | Dismantling GN CM | 0 | 0 | Dismantling GN CM | 2012-12-01 | GANNON COMMON |  | Specific |  | -69194.79 | 0 | 0 | 0 |  |  | 0 | None | 38370527 | Work Order Addition | -11 | all | TEC Electric | Electric Dismantling | Dismantling | Retirement |  | PWRPLANT | 2013-03-07
[6 empty] | 2201 |  |  | 10854-2008 |  | 1080000 | 201201 | 005016 | -21.31 | Legacy | Legacy |  |  |  |  | Tampa Electric | 2013-02-01 | AUTOUNIT | A2341879 | URET | 1010000 | 108 Dismantling | None | Dismantling GN CM | 0 | 0 | Dismantling GN CM | 2012-12-01 | GANNON COMMON |  | Specific |  | -4942.48 | 0 | 0 | 0 |  |  | 0 | None | 38370528 | Work Order Addition | -11 | all | TEC Electric | Electric Dismantling | Dismantling | Retirement |  | PWRPLANT | 2013-03-07
[6 empty] | 2201 |  |  | 10855-2008 |  | 1080000 | 201201 | 090070 | 0 | Legacy | Legacy |  |  |  |  | Tampa Electric | 2013-02-01 | AUTOUNIT | A2341879 | URET | 1010000 | 108 Dismantling | None | Dismantling GN CM | 0 | 0 | Dismantling GN CM | 2012-12-01 | GANNON COMMON |  | Specific |  | -43493.87 | 0 | 0 | 0 |  |  | 0 | None | 38370529 | Work Order Addition | -11 | all | TEC Electric | Electric Dismantling | Dismantling | Retirement |  | PWRPLANT | 2013-03-07
[6 empty] | 2201 |  |  | 10855-2008 |  | 1080000 | 201201 | 005127 | 3.16 | Legacy | Legacy |  |  |  |  | Tampa Electric | 2013-02-01 | AUTOUNIT | A2341879 | URET | 1010000 | 108 Dismantling | None | Dismantling GN CM | 0 | 0 | Dismantling GN CM | 2012-12-01 | GANNON COMMON |  | Specific |  | -31477.61 | 0 | 0 | 0 |  |  | 0 | None | 38370530 | Work Order Addition | -11 | all | TEC Electric | Electric Dismantling | Dismantling | Retirement |  | PWRPLANT | 2013-03-07
[6 empty] | 2201 |  |  | 10855-2008 |  | 1080000 | 201201 | 005122 | 60.08 | Legacy | Legacy |  |  |  |  | Tampa Electric | 2013-02-01 | AUTOUNIT | A2341879 | URET | 1010000 | 108 Dismantling | None | Dismantling GN CM | 0 | 0 | Dismantling GN CM | 2012-12-01 | GANNON COMMON |  | Specific |  | -158732.85 | 0 | 0 | 0 |  |  | 0 | None | 38370532 | Work Order Addition | -11 | all | TEC Electric | Electric Dismantling | Dismantling | Retirement |  | PWRPLANT | 2013-03-07
[6 empty] | 2201 |  |  | 10855-2008 |  | 1080000 | 201201 | 005110 | 158.11 | Legacy | Legacy |  |  |  |  | Tampa Electric | 2013-02-01 | AUTOUNIT | A2341879 | URET | 1010000 | 108 Dismantling | None | Dismantling GN CM | 0 | 0 | Dismantling GN CM | 2012-12-01 | GANNON COMMON |  | Specific |  | -88964.74 | 0 | 0 | 0 |  |  | 0 | None | 38370534 | Work Order Addition | -11 | all | TEC Electric | Electric Dismantling | Dismantling | Retirement |  | PWRPLANT | 2013-03-07
[6 empty] | 2201 |  |  | 10855-2008 |  | 1080000 | 201201 | 005017 | 40.32 | Legacy | Legacy |  |  |  |  | Tampa Electric | 2013-02-01 | AUTOUNIT | A2341879 | URET | 1010000 | 108 Dismantling | None | Dismantling GN CM | 0 | 0 | Dismantling GN CM | 2012-12-01 | GANNON COMMON |  | Specific |  | -146020.76 | 0 | 0 | 0 |  |  | 0 | None | 38370547 | Work Order Addition | -11 | all | TEC Electric | Electric Dismantling | Dismantling | Retirement |  | PWRPLANT | 2013-03-07
[6 empty] | 2201 |  |  | 10850-2008 |  | 1080000 | 201202 | 090110 | -555450.02 | Legacy | Legacy |  |  |  |  | Tampa Electric | 2013-02-01 | AUTOUNIT | A2341879 | URET | 1010000 | 108 Dismantling | None | Dismantling GN CM | 0 | 0 | Dismantling GN CM | 2012-12-01 | GANNON COMMON |  | Specific |  | -1976.99 | 0 | 0 | 0 |  |  | 0 | None | 38370548 | Work Order Addition | -11 | all | TEC Electric | Electric Dismantling | Dismantling | Retirement |  | PWRPLANT | 2013-03-07
[6 empty] | 2201 |  |  | 10850-2008 |  | 1080000 | 201202 | 090070 | 0 | Legacy | Legacy |  |  |  |  | Tampa Electric | 2013-02-01 | AUTOUNIT | A2341879 | URET | 1010000 | 108 Dismantling | None | Dismantling GN CM | 0 | 0 | Dismantling GN CM | 2012-12-01 | GANNON COMMON |  | Specific |  | -114665.66 | 0 | 0 | 0 |  |  | 0 | None | 38370549 | Work Order Addition | -11 | all | TEC Electric | Electric Dismantling | Dismantling | Retirement |  | PWRPLANT | 2013-03-07
[6 empty] | 2201 |  |  | 10850-2008 |  | 1080000 | 201202 | 090010 | 105478.82 | Legacy | Legacy |  |  |  |  | Tampa Electric | 2013-02-01 | AUTOUNIT | A2341879 | URET | 1010000 | 108 Dismantling | None | Dismantling GN CM | 0 | 0 | Dismantling GN CM | 2012-12-01 | GANNON COMMON |  | Specific |  | -18979.14 | 0 | 0 | 0 |  |  | 0 | None | 38370550 | Work Order Addition | -11 | all | TEC Electric | Electric Dismantling | Dismantling | Retirement |  | PWRPLANT | 2013-03-07
[6 empty] | 2201 |  |  | 10850-2008 |  | 1080000 | 201202 | 005127 | 437.55 | Legacy | Legacy |  |  |  |  | Tampa Electric | 2013-02-01 | AUTOUNIT | A2341879 | URET | 1010000 | 108 Dismantling | None | Dismantling GN CM | 0 | 0 | Dismantling GN CM | 2012-12-01 | GANNON COMMON |  | Specific |  | -11861.97 | 0 | 0 | 0 |  |  | 0 | None | 38370552 | Work Order Addition | -11 | all | TEC Electric | Electric Dismantling | Dismantling | Retirement |  | PWRPLANT | 2013-03-07
[6 empty] | 2201 |  |  | 10850-2008 |  | 1080000 | 201202 | 005122 | 1080.94 | Legacy | Legacy |  |  |  |  | Tampa Electric | 2013-02-01 | AUTOUNIT | A2341879 | URET | 1010000 | 108 Dismantling | None | Dismantling GN CM | 0 | 0 | Dismantling GN CM | 2012-12-01 | GANNON COMMON |  | Specific |  | -63263.81 | 0 | 0 | 0 |  |  | 0 | None | 38370553 | Work Order Addition | -11 | all | TEC Electric | Electric Dismantling | Dismantling | Retirement |  | PWRPLANT | 2013-03-07
[6 empty] | 2201 |  |  | 10850-2008 |  | 1080000 | 201202 | 005121 | 7232.53 | Legacy | Legacy |  |  |  |  | Tampa Electric | 2013-02-01 | AUTOUNIT | A2341879 | URET | 1010000 | 108 Dismantling | None | Dismantling GN CM | 0 | 0 | Dismantling GN CM | 2012-12-01 | GANNON COMMON |  | Specific |  | -66655.94 | 0 | 0 | 0 |  |  | 0 | None | 38370556 | Work Order Addition | -11 | all | TEC Electric | Electric Dismantling | Dismantling | Retirement |  | PWRPLANT | 2013-03-07
[6 empty] | 2201 |  |  | 10850-2008 |  | 1080000 | 201202 | 005117 | 10.42 | Legacy | Legacy |  |  |  |  | Tampa Electric | 2013-02-01 | AUTOUNIT | A2341879 | URET | 1010000 | 108 Dismantling | None | Dismantling GN CM | 0 | 0 | Dismantling GN CM | 2012-12-01 | GANNON COMMON |  | Specific |  | -35585.9 | 0 | 0 | 0 |  |  | 0 | None | 38370557 | Work Order Addition | -11 | all | TEC Electric | Electric Dismantling | Dismantling | Retirement |  | PWRPLANT | 2013-03-07
[6 empty] | 2201 |  |  | 10850-2008 |  | 1080000 | 201202 | 005111 | 197.92 | Legacy | Legacy |  |  |  |  | Tampa Electric | 2013-02-01 | AUTOUNIT | A2341879 | URET | 1010000 | 108 Dismantling | None | Dismantling GN CM | 0 | 0 | Dismantling GN CM | 2012-12-01 | GANNON COMMON |  | Specific |  | -33332.11 | 0 | 0 | 0 |  |  | 0 | None | 38370558 | Work Order Addition | -11 | all | TEC Electric | Electric Dismantling | Dismantling | Retirement |  | PWRPLANT | 2013-03-07
[6 empty] | 2201 |  |  | 10850-2008 |  | 1080000 | 201202 | 005110 | 2844.58 | Legacy | Legacy |  |  |  |  | Tampa Electric | 2013-02-01 | AUTOUNIT | A2341879 | URET | 1010000 | 108 Dismantling | None | Dismantling GN CM | 0 | 0 | Dismantling GN CM | 2012-12-01 | GANNON COMMON |  | Specific |  | -23723.93 | 0 | 0 | 0 |  |  | 0 | None | 38370559 | Work Order Addition | -11 | all | TEC Electric | Electric Dismantling | Dismantling | Retirement |  | PWRPLANT | 2013-03-07
[6 empty] | 2201 |  |  | 10850-2008 |  | 1080000 | 201202 | 005094 | 0 | Legacy | Legacy |  |  |  |  | Tampa Electric | 2013-02-01 | AUTOUNIT | A2341879 | URET | 1010000 | 108 Dismantling | None | Dismantling GN CM | 0 | 0 | Dismantling GN CM | 2012-12-01 | GANNON COMMON |  | Specific |  | -35585.9 | 0 | 0 | 0 |  |  | 0 | None | 38370560 | Work Order Addition | -11 | all | TEC Electric | Electric Dismantling | Dismantling | Retirement |  | PWRPLANT | 2013-03-07
[6 empty] | 2201 |  |  | 10850-2008 |  | 1080000 | 201202 | 005093 | 545.14 | Legacy | Legacy |  |  |  |  | Tampa Electric | 2013-02-01 | AUTOUNIT | A2341879 | URET | 1010000 | 108 Dismantling | None | Dismantling GN CM | 0 | 0 | Dismantling GN CM | 2012-12-01 | GANNON COMMON |  | Specific |  | -20837.52 | 0 | 0 | 0 |  |  | 0 | None | 38370565 | Work Order Addition | -11 | all | TEC Electric | Electric Dismantling | Dismantling | Retirement |  | PWRPLANT | 2013-03-07
[6 empty] | 2201 |  |  | 10850-2008 |  | 1080000 | 201202 | 005092 | 4353.29 | Legacy | Legacy |  |  |  |  | Tampa Electric | 2013-02-01 | AUTOUNIT | A2408990 | URET | 1010000 | 108 Dismantling | None | Dismantling GN CM | 0 | 0 | Dismantling GN CM | 2012-12-01 | GANNON COMMON |  | Specific |  | -94863.96 | 0 | 0 | 0 |  |  | 0 | None | 38370625 | Work Order Addition | -11 | all | TEC Electric | Electric Dismantling | Dismantling | Retirement |  | PWRPLANT | 2013-03-07
[6 empty] | 2201 |  |  | 10850-2008 |  | 1080000 | 201202 | 005069 | 977.55 | Legacy | Legacy |  |  |  |  | Tampa Electric | 2013-03-01 | AUTOUNIT | 10850-2008 | URET | 1010000 | 108 Dismantling | None | Dismantling GN CM | 0 | 0 | Dismantling GN CM | 2012-12-01 | GANNON COMMON |  | Specific |  | -14112.73 | 0 | 0 | 0 |  |  | 0 | None | 38700266 | Work Order Addition | -11 | all | TEC Electric | Electric Dismantling | Dismantling | Retirement |  | PWRPLANT | 2013-04-04
[6 empty] | 2201 |  |  | 10850-2008 |  | 1080000 | 201202 | 005060 | 31.8 | Legacy | Legacy |  |  |  |  | Tampa Electric | 2013-03-01 | AUTOUNIT | A2341873 | URET | 1010000 | 108 Dismantling | None | Dismantling GN 1 | 0 | 0 | Dismantling GN 1 | 2012-12-01 | GANNON UNIT 1 |  | Specific |  | -1123.07 | 0 | 0 | 0 |  |  | 0 | None | 38700479 | Work Order Addition | -11 | all | TEC Electric | Electric Dismantling | Dismantling | Retirement |  | PWRPLANT | 2013-04-04
[6 empty] | 2201 |  |  | 10850-2008 |  | 1080000 | 201202 | 005050 | 97870.69 | Legacy | Legacy |  |  |  |  | Tampa Electric | 2013-03-01 | AUTOUNIT | A2341877 | URET | 1010000 | 108 Dismantling | None | Dismantling GN 5 | 0 | 0 | Dismantling GN 5 | 2012-12-01 | GANNON UNIT 5 |  | Specific |  | 0 | 0 | 0 | 0 |  |  | 0 | None | 38700488 | Work Order Addition | -11 | all | TEC Electric | Electric Dismantling | Dismantling | Retirement |  | PWRPLANT | 2013-04-04
[6 empty] | 2201 |  |  | 10850-2008 |  | 1080000 | 201202 | 005021 | 1.64 | Legacy | Legacy |  |  |  |  | Tampa Electric | 2013-05-01 | AUTOUNIT | 10850-2008 | URET | 1010000 | 108 Dismantling | None | Dismantling GN CM | 0 | 0 | Dismantling GN CM | 2012-12-01 | GANNON COMMON |  | Specific |  | -34275.41 | 0 | 0 | 0 |  |  | 0 | None | 39245413 | Work Order Addition | -11 | all | TEC Electric | Electric Dismantling | Dismantling | Retirement |  | PWRPLANT | 2013-06-07
[6 empty] | 2201 |  |  | 10850-2008 |  | 1080000 | 201202 | 005019 | 18056.33 | Legacy | Legacy |  |  |  |  | Tampa Electric | 2013-05-01 | AUTOUNIT | A2341873 | URET | 1010000 | 108 Dismantling | None | Dismantling GN 1 | 0 | 0 | Dismantling GN 1 | 2012-12-01 | GANNON UNIT 1 |  | Specific |  | -1712 | 0 | 0 | 0 |  |  | 0 | None | 39245432 | Work Order Addition | -11 | all | TEC Electric | Electric Dismantling | Dismantling | Retirement |  | PWRPLANT | 2013-06-07
[6 empty] | 2201 |  |  | 10850-2008 |  | 1080000 | 201202 | 005018 | -4003.31 | Legacy | Legacy |  |  |  |  | Tampa Electric | 2013-05-01 | AUTOUNIT | A2341877 | URET | 1010000 | 108 Dismantling | None | Dismantling GN 5 | 0 | 0 | Dismantling GN 5 | 2012-12-01 | GANNON UNIT 5 |  | Specific |  | -13462.3 | 0 | 0 | 0 |  |  | 0 | None | 39245439 | Work Order Addition | -11 | all | TEC Electric | Electric Dismantling | Dismantling | Retirement |  | PWRPLANT | 2013-06-07
[6 empty] | 2201 |  |  | 10850-2008 |  | 1080000 | 201202 | 005017 | 5420.89 | Legacy | Legacy |  |  |  |  | Tampa Electric | 2013-05-01 | MANUNIT | A2384622 | URET | 1010000 | 108 Dismantling | None | Dismantling GN CM | 0 | 0 | Dismantling GN CM | 2013-05-01 | GANNON COMMON |  | Specific |  | 8745.35 | 4589.12 | 0 | 0 |  |  | 0 | None | 39044283 | Work Order Addition | -1 | all | TEC Electric | Electric Dismantling | Dismantling | Retirement |  | PWRPLANT | 2013-05-29
[6 empty] | 2201 |  |  | 10850-2008 |  | 1080000 | 201202 | 005016 | -282.75 | Legacy | Legacy |  |  |  |  | Tampa Electric | 2013-05-01 | AUTOUNIT | A2408990 | URET | 1010000 | 108 Dismantling | None | Dismantling GN CM | 0 | 0 | Dismantling GN CM | 2012-12-01 | GANNON COMMON |  | Specific |  | -18984.3 | 0 | 0 | 0 |  |  | 0 | None | 39245453 | Work Order Addition | -11 | all | TEC Electric | Electric Dismantling | Dismantling | Retirement |  | PWRPLANT | 2013-06-07
[6 empty] | 2201 |  |  | 10850-2008 |  | 1080000 | 201202 | 005015 | 256.68 | Legacy | Legacy |  |  |  |  | Tampa Electric | 2013-05-01 | AUTOUNIT | A2408990 | URET | 1010000 | 108 Dismantling | None | Dismantling GN 5 | 0 | 0 | Dismantling GN 5 | 2012-12-01 | GANNON UNIT 5 |  | Specific |  | -32735.87 | 0 | 0 | 0 |  |  | 0 | None | 39245452 | Work Order Addition | -11 | all | TEC Electric | Electric Dismantling | Dismantling | Retirement |  | PWRPLANT | 2013-06-07
[6 empty] | 2201 |  |  | 10850-2008 |  | 1080000 | 201202 | 005010 | 489.03 | Legacy | Legacy |  |  |  |  | Tampa Electric | 2013-05-01 | AUTOUNIT | A2431955 | URET | 1010000 | 108 Dismantling | None | Dismantling GN CM | 0 | 0 | Dismantling GN CM | 2012-12-01 | GANNON COMMON |  | Specific |  | -294.95 | 0 | 0 | 0 |  |  | 0 | None | 39245449 | Work Order Addition | -11 | all | TEC Electric | Electric Dismantling | Dismantling | Retirement |  | PWRPLANT | 2013-06-07
[6 empty] | 2201 |  |  | 10850-2008 |  | 1080000 | 201202 | 005004 | 55.47 | Legacy | Legacy |  |  |  |  | Tampa Electric | 2013-07-01 | AUTOUNIT | 10850-2008 | URET | 1010000 | 108 Dismantling | None | Dismantling GN CM | 0 | 0 | Dismantling GN CM | 2012-12-01 | GANNON COMMON |  | Specific |  | -22413.69 | 0 | 0 | 0 |  |  | 0 | None | 39484085 | Work Order Addition | -11 | all | TEC Electric | Electric Dismantling | Dismantling | Retirement |  | PWRPLANT | 2013-07-08
[6 empty] | 2201 |  |  | 10850-2008 |  | 1080000 | 201202 | 005002 | 71.26 | Legacy | Legacy |  |  |  |  | Tampa Electric | 2013-07-01 | MANUNIT | 10850-2008 | URET | 1010000 | 108 Dismantling | None | Dismantling GN CM | 0 | 0 | Dismantling GN CM | 2012-12-01 | GANNON COMMON |  | Specific |  | -169350.13 | 0 | 0 | 0 |  |  | 0 | None | 39764233 | Work Order Addition | -11 | all | TEC Electric | Electric Dismantling | Dismantling | Retirement |  | PWRPLANT | 2013-08-07
[6 empty] | 2201 |  |  | 10850-2008 |  | 1080000 | 201202 | 005001 | 38549.48 | Legacy | Legacy |  |  |  |  | Tampa Electric | 2013-07-01 | AUTOUNIT | A2341873 | URET | 1010000 | 108 Dismantling | None | Dismantling GN 1 | 0 | 0 | Dismantling GN 1 | 2012-12-01 | GANNON UNIT 1 |  | Specific |  | -610.94 | 0 | 0 | 0 |  |  | 0 | None | 39484096 | Work Order Addition | -11 | all | TEC Electric | Electric Dismantling | Dismantling | Retirement |  | PWRPLANT | 2013-07-08
[6 empty] | 2201 |  |  | 10851-2008 |  | 1080000 | 201202 | 090070 | 0 | Legacy | Legacy |  |  |  |  | Tampa Electric | 2013-07-01 | MANUNIT | A2341877 | URET | 1010000 | 108 Dismantling | None | Dismantling GN 5 | 0 | 0 | Dismantling GN 5 | 2012-12-01 | GANNON UNIT 5 |  | Specific |  | -51028.58 | 0 | 0 | 0 |  |  | 0 | None | 39765116 | Work Order Addition | -11 | all | TEC Electric | Electric Dismantling | Dismantling | Retirement |  | PWRPLANT | 2013-08-07
[6 empty] | 2201 |  |  | 10851-2008 |  | 1080000 | 201202 | 005127 | 12.85 | Legacy | Legacy |  |  |  |  | Tampa Electric | 2013-07-01 | AUTOUNIT | A2341877 | URET | 1010000 | 108 Dismantling | None | Dismantling GN 5 | 0 | 0 | Dismantling GN 5 | 2012-12-01 | GANNON UNIT 5 |  | Specific |  | -31953.63 | 0 | 0 | 0 |  |  | 0 | None | 39484104 | Work Order Addition | -11 | all | TEC Electric | Electric Dismantling | Dismantling | Retirement |  | PWRPLANT | 2013-07-08
[6 empty] | 2201 |  |  | 10851-2008 |  | 1080000 | 201202 | 005121 | 244.15 | Legacy | Legacy |  |  |  |  | Tampa Electric | 2013-07-01 | MANUNIT | A2408990 | URET | 1010000 | 108 Dismantling | None | Dismantling GN CM | 0 | 0 | Dismantling GN CM | 2012-12-01 | GANNON COMMON |  | Specific |  | -30573.61 | 0 | 0 | 0 |  |  | 0 | None | 39768595 | Work Order Addition | -11 | all | TEC Electric | Electric Dismantling | Dismantling | Retirement |  | PWRPLANT | 2013-08-07
[6 empty] | 2201 |  |  | 10851-2008 |  | 1080000 | 201202 | 005069 | 29.23 | Legacy | Legacy |  |  |  |  | Tampa Electric | 2013-07-01 | MANUNIT | A2431955 | URET | 1010000 | 108 Dismantling | None | Dismantling GN CM | 0 | 0 | Dismantling GN CM | 2012-12-01 | GANNON COMMON |  | Specific |  | -3682.41 | 0 | 0 | 0 |  |  | 0 | None | 39768614 | Work Order Addition | -11 | all | TEC Electric | Electric Dismantling | Dismantling | Retirement |  | PWRPLANT | 2013-08-07
[6 empty] | 2201 |  |  | 10851-2008 |  | 1080000 | 201202 | 005019 | 613.27 | Legacy | Legacy |  |  |  |  | Tampa Electric | 2013-08-01 | AUTOUNIT | 10850-2008 | URET | 1010000 | 108 Dismantling | None | Dismantling GN CM | 0 | 0 | Dismantling GN CM | 2013-08-01 | GANNON COMMON |  | Specific |  | -20808.14 | 0 | 0 | 0 |  |  | 0 | None | 39981150 | Work Order Addition | -6 | all | TEC Electric | Electric Dismantling | Dismantling | Retirement |  | PWRPLANT | 2013-09-10
[6 empty] | 2201 |  |  | 10851-2008 |  | 1080000 | 201202 | 005018 | -527.02 | Legacy | Legacy |  |  |  |  | Tampa Electric | 2013-08-01 | AUTOUNIT | A2341873 | URET | 1010000 | 108 Dismantling | None | Dismantling GN 1 | 0 | 0 | Dismantling GN 1 | 2013-08-01 | GANNON UNIT 1 |  | Specific |  | -6295.38 | 0 | 0 | 0 |  |  | 0 | None | 39981154 | Work Order Addition | -6 | all | TEC Electric | Electric Dismantling | Dismantling | Retirement |  | PWRPLANT | 2013-09-10
[6 empty] | 2201 |  |  | 10851-2008 |  | 1080000 | 201202 | 005017 | 158.2 | Legacy | Legacy |  |  |  |  | Tampa Electric | 2013-08-01 | AUTOUNIT | A2341877 | URET | 1010000 | 108 Dismantling | None | Dismantling GN 5 | 0 | 0 | Dismantling GN 5 | 2013-08-01 | GANNON UNIT 5 |  | Specific |  | -119236.19 | 0 | 0 | 0 |  |  | 0 | None | 39981156 | Work Order Addition | -6 | all | TEC Electric | Electric Dismantling | Dismantling | Retirement |  | PWRPLANT | 2013-09-10
[6 empty] | 2201 |  |  | 10852-2008 |  | 1080000 | 201202 | 090070 | 0 | Legacy | Legacy |  |  |  |  | Tampa Electric | 2013-09-01 | AUTOUNIT | 10850-2008 | URET | 1010000 | 108 Dismantling | None | Dismantling GN CM | 0 | 0 | Dismantling GN CM | 2013-09-01 | GANNON COMMON |  | Specific |  | -26874.35 | 0 | 0 | 0 |  |  | 0 | None | 40174199 | Work Order Addition | -6 | all | TEC Electric | Electric Dismantling | Dismantling | Retirement |  | PWRPLANT | 2013-10-04
[6 empty] | 2201 |  |  | 10852-2008 |  | 1080000 | 201202 | 005018 | -86.04 | Legacy | Legacy |  |  |  |  | Tampa Electric | 2013-09-01 | AUTOUNIT | A2341873 | URET | 1010000 | 108 Dismantling | None | Dismantling GN 1 | 0 | 0 | Dismantling GN 1 | 2013-09-01 | GANNON UNIT 1 |  | Specific |  | 0.5 | 0 | 0 | 0 |  |  | 0 | None | 40174518 | Work Order Addition | -6 | all | TEC Electric | Electric Dismantling | Dismantling | Retirement |  | PWRPLANT | 2013-10-04
[6 empty] | 2201 |  |  | 10853-2008 |  | 1080000 | 201202 | 090070 | 0 | Legacy | Legacy |  |  |  |  | Tampa Electric | 2013-09-01 | AUTOUNIT | A2341876 | URET | 1010000 | 108 Dismantling | None | Dismantling GN 4 | 0 | 0 | Dismantling GN 4 | 2013-09-01 | GANNON UNIT 4 |  | Specific |  | -0.01 | 0 | 0 | 0 |  |  | 0 | None | 40174521 | Work Order Addition | -6 | all | TEC Electric | Electric Dismantling | Dismantling | Retirement |  | PWRPLANT | 2013-10-04
[6 empty] | 2201 |  |  | 10853-2008 |  | 1080000 | 201202 | 005050 | 22911 | Legacy | Legacy |  |  |  |  | Tampa Electric | 2013-09-01 | AUTOUNIT | A2341877 | URET | 1010000 | 108 Dismantling | None | Dismantling GN 5 | 0 | 0 | Dismantling GN 5 | 2013-09-01 | GANNON UNIT 5 |  | Specific |  | -1587.62 | 0 | 0 | 0 |  |  | 0 | None | 40174524 | Work Order Addition | -6 | all | TEC Electric | Electric Dismantling | Dismantling | Retirement |  | PWRPLANT | 2013-10-04
[6 empty] | 2201 |  |  | 10853-2008 |  | 1080000 | 201202 | 005018 | -207.04 | Legacy | Legacy |  |  |  |  | Tampa Electric | 2013-09-01 | AUTOUNIT | A2341879 | URET | 1010000 | 108 Dismantling | None | Dismantling GN CM | 0 | 0 | Dismantling GN CM | 2013-09-01 | GANNON COMMON |  | Specific |  | -1418.89 | 0 | 0 | 0 |  |  | 0 | None | 40174520 | Work Order Addition | -6 | all | TEC Electric | Electric Dismantling | Dismantling | Retirement |  | PWRPLANT | 2013-10-04
[6 empty] | 2201 |  |  | 10854-2008 |  | 1080000 | 201202 | 090070 | 0 | Legacy | Legacy |  |  |  |  | Tampa Electric | 2013-09-01 | AUTOUNIT | A2408990 | URET | 1010000 | 108 Dismantling | None | Dismantling GN CM | 0 | 0 | Dismantling GN CM | 2013-09-01 | GANNON COMMON |  | Specific |  | -24140.05 | 0 | 0 | 0 |  |  | 0 | None | 40174525 | Work Order Addition | -6 | all | TEC Electric | Electric Dismantling | Dismantling | Retirement |  | PWRPLANT | 2013-10-04
[6 empty] | 2201 |  |  | 10854-2008 |  | 1080000 | 201202 | 090010 | 281054.3 | Legacy | Legacy |  |  |  |  | Tampa Electric | 2013-10-01 | AUTOUNIT | 10850-2008 | URET | 1010000 | 108 Dismantling | None | Dismantling GN CM | 0 | 0 | Dismantling GN CM | 2013-10-01 | GANNON COMMON |  | Specific |  | -24829.98 | 0 | 0 | 0 |  |  | 0 | None | 40941615 | Work Order Addition | -6 | all | TEC Electric | Electric Dismantling | Dismantling | Retirement |  | PWRPLANT | 2013-11-06
[6 empty] | 2201 |  |  | 10854-2008 |  | 1080000 | 201202 | 005050 | 264125.79 | Legacy | Legacy |  |  |  |  | Tampa Electric | 2013-11-01 | AUTOUNIT | 10850-2008 | URET | 1010000 | 108 Dismantling | None | Dismantling GN CM | 0 | 0 | Dismantling GN CM | 2013-11-01 | GANNON COMMON |  | Specific |  | -23338.99 | 0 | 0 | 0 |  |  | 0 | None | 41194761 | Work Order Addition | -6 | all | TEC Electric | Electric Dismantling | Dismantling | Retirement |  | PWRPLANT | 2013-12-05
[6 empty] | 2201 |  |  | 10854-2008 |  | 1080000 | 201202 | 005018 | -118.54 | Legacy | Legacy |  |  |  |  | Tampa Electric | 2013-11-01 | AUTOUNIT | A2341877 | URET | 1010000 | 108 Dismantling | None | Dismantling GN CM | 0 | 0 | Dismantling GN CM | 2013-11-01 | GANNON COMMON |  | Specific |  | -590300.34 | 0 | 0 | 0 |  |  | 0 | None | 41194765 | Work Order Addition | -6 | all | TEC Electric | Electric Dismantling | Dismantling | Retirement |  | PWRPLANT | 2013-12-05
[6 empty] | 2201 |  |  | 10855-2008 |  | 1080000 | 201202 | 090070 | 0 | Legacy | Legacy |  |  |  |  | Tampa Electric | 2013-11-01 | AUTOUNIT | A2408990 | URET | 1010000 | 108 Dismantling | None | Dismantling GN CM | 0 | 0 | Dismantling GN CM | 2013-11-01 | GANNON COMMON |  | Specific |  | -57693.15 | 0 | 0 | 0 |  |  | 0 | None | 41194767 | Work Order Addition | -6 | all | TEC Electric | Electric Dismantling | Dismantling | Retirement |  | PWRPLANT | 2013-12-05
[6 empty] | 2201 |  |  | 10855-2008 |  | 1080000 | 201202 | 005018 | -40.32 | Legacy | Legacy |  |  |  |  | Tampa Electric | 2013-12-01 | AUTOUNIT | 10850-2008 | URET | 1010000 | 108 Dismantling | None | Dismantling GN CM | 0 | 0 | Dismantling GN CM | 2013-12-01 | GANNON COMMON |  | Specific |  | -26630.73 | 0 | 0 | 0 |  |  | 0 | None | 41529614 | Work Order Addition | -6 | all | TEC Electric | Electric Dismantling | Dismantling | Retirement |  | PWRPLANT | 2014-01-05
[6 empty] | 2201 |  |  | 10850-2008 |  | 1080000 | 201203 | 090110 | -105478.82 | Legacy | Legacy |  |  |  |  | Tampa Electric | 2013-12-01 | AUTOUNIT | A2341877 | URET | 1010000 | 108 Dismantling | None | Dismantling GN CM | 0 | 0 | Dismantling GN CM | 2013-12-01 | GANNON COMMON |  | Specific |  | -304841.75 | 0 | 0 | 0 |  |  | 0 | None | 41531276 | Work Order Addition | -6 | all | TEC Electric | Electric Dismantling | Dismantling | Retirement |  | PWRPLANT | 2014-01-05
[6 empty] | 2201 |  |  | 10850-2008 |  | 1080000 | 201203 | 090070 | 0 | Legacy | Legacy |  |  |  |  | Tampa Electric | 2013-12-01 | AUTOUNIT | A2431955 | URET | 1010000 | 108 Dismantling | None | Dismantling GN CM | 0 | 0 | Dismantling GN CM | 2013-12-01 | GANNON COMMON |  | Specific |  | -14569.61 | 0 | 0 | 0 |  |  | 0 | None | 41529616 | Work Order Addition | -6 | all | TEC Electric | Electric Dismantling | Dismantling | Retirement |  | PWRPLANT | 2014-01-05
[6 empty] | 2201 |  |  | 10850-2008 |  | 1080000 | 201203 | 090010 | 443701.6 | Legacy | Legacy |  |  |  |  | Tampa Electric | 2014-01-01 | AUTOUNIT | 10850-2008 | URET | 1010000 | 108 Dismantling | None | Dismantling GN CM | 0 | 0 | Dismantling GN CM | 2014-01-01 | GANNON COMMON |  | Specific |  | -16718.83 | 0 | 0 | 0 |  |  | 0 | None | 41768090 | Work Order Addition | -6 | all | TEC Electric | Electric Dismantling | Dismantling | Retirement |  | PWRPLANT | 2014-02-07
[6 empty] | 2201 |  |  | 10850-2008 |  | 1080000 | 201203 | 005127 | 386.3 | Legacy | Legacy |  |  |  |  | Tampa Electric | 2014-01-01 | AUTOUNIT | A2341877 | URET | 1010000 | 108 Dismantling | None | Dismantling GN CM | 0 | 0 | Dismantling GN CM | 2014-01-01 | GANNON COMMON |  | Specific |  | -199438.2 | 0 | 0 | 0 |  |  | 0 | None | 41768092 | Work Order Addition | -6 | all | TEC Electric | Electric Dismantling | Dismantling | Retirement |  | PWRPLANT | 2014-02-07
[6 empty] | 2201 |  |  | 10850-2008 |  | 1080000 | 201203 | 005122 | 745.03 | Legacy | Legacy |  |  |  |  | Tampa Electric | 2014-01-01 | AUTOUNIT | A2408990 | URET | 1010000 | 108 Dismantling | None | Dismantling GN CM | 0 | 0 | Dismantling GN CM | 2014-01-01 | GANNON COMMON |  | Specific |  | -21223.91 | 0 | 0 | 0 |  |  | 0 | None | 41768093 | Work Order Addition | -6 | all | TEC Electric | Electric Dismantling | Dismantling | Retirement |  | PWRPLANT | 2014-02-07
[6 empty] | 2201 |  |  | 10850-2008 |  | 1080000 | 201203 | 005121 | 6594.64 | Legacy | Legacy |  |  |  |  | Tampa Electric | 2014-01-01 | AUTOUNIT | A2431955 | URET | 1010000 | 108 Dismantling | None | Dismantling GN CM | 0 | 0 | Dismantling GN CM | 2014-01-01 | GANNON COMMON |  | Specific |  | -1848.45 | 0 | 0 | 0 |  |  | 0 | None | 41768095 | Work Order Addition | -6 | all | TEC Electric | Electric Dismantling | Dismantling | Retirement |  | PWRPLANT | 2014-02-07
[6 empty] | 2201 |  |  | 10850-2008 |  | 1080000 | 201203 | 005117 | 9.72 | Legacy | Legacy |  |  |  |  | Tampa Electric | 2014-01-01 | AUTOUNIT | A2453296 | URET | 1010000 | 108 Dismantling | None | Dismantling GN CM | 0 | 0 | Dismantling GN CM | 2014-01-01 | GANNON COMMON |  | Specific |  | -10146.22 | 0 | 0 | 0 |  |  | 0 | None | 41768096 | Work Order Addition | -6 | all | TEC Electric | Electric Dismantling | Dismantling | Retirement |  | PWRPLANT | 2014-02-07
[6 empty] | 2201 |  |  | 10850-2008 |  | 1080000 | 201203 | 005111 | 184.8 | Legacy | Legacy |  |  |  |  | Tampa Electric | 2014-02-01 | AUTOUNIT | 10850-2008 | URET | 1010000 | 108 Dismantling | None | Dismantling GN CM | 0 | 0 | Dismantling GN CM | 2014-02-01 | GANNON COMMON |  | Specific |  | -7604.39 | 0 | 0 | 0 |  |  | 0 | None | 41966358 | Work Order Addition | -6 | all | TEC Electric | Electric Dismantling | Dismantling | Retirement |  | PWRPLANT | 2014-03-07
[6 empty] | 2201 |  |  | 10850-2008 |  | 1080000 | 201203 | 005110 | 1960.61 | Legacy | Legacy |  |  |  |  | Tampa Electric | 2014-02-01 | AUTOUNIT | A2341877 | URET | 1010000 | 108 Dismantling | None | Dismantling GN CM | 0 | 0 | Dismantling GN CM | 2014-02-01 | GANNON COMMON |  | Specific |  | -152598.88 | 0 | 0 | 0 |  |  | 0 | None | 41966360 | Work Order Addition | -6 | all | TEC Electric | Electric Dismantling | Dismantling | Retirement |  | PWRPLANT | 2014-03-07
[6 empty] | 2201 |  |  | 10850-2008 |  | 1080000 | 201203 | 005094 | 0 | Legacy | Legacy |  |  |  |  | Tampa Electric | 2014-02-01 | AUTOUNIT | A2431955 | URET | 1010000 | 108 Dismantling | None | Dismantling GN CM | 0 | 0 | Dismantling GN CM | 2014-02-01 | GANNON COMMON |  | Specific |  | -1662.09 | 0 | 0 | 0 |  |  | 0 | None | 41966362 | Work Order Addition | -6 | all | TEC Electric | Electric Dismantling | Dismantling | Retirement |  | PWRPLANT | 2014-03-07
[6 empty] | 2201 |  |  | 10850-2008 |  | 1080000 | 201203 | 005093 | 138.53 | Legacy | Legacy |  |  |  |  | Tampa Electric | 2014-02-01 | AUTOUNIT | A2453294 | URET | 1010000 | 108 Dismantling | None | Dismantling GN CM | 0 | 0 | Dismantling GN CM | 2014-02-01 | GANNON COMMON |  | Specific |  | -48699.91 | 0 | 0 | 0 |  |  | 0 | None | 41966364 | Work Order Addition | -6 | all | TEC Electric | Electric Dismantling | Dismantling | Retirement |  | PWRPLANT | 2014-03-07
[6 empty] | 2201 |  |  | 10850-2008 |  | 1080000 | 201203 | 005092 | 12430.89 | Legacy | Legacy |  |  |  |  | Tampa Electric | 2014-02-01 | AUTOUNIT | A2453296 | URET | 1010000 | 108 Dismantling | None | Dismantling GN CM | 0 | 0 | Dismantling GN CM | 2014-02-01 | GANNON COMMON |  | Specific |  | -13977.8 | 0 | 0 | 0 |  |  | 0 | None | 41966365 | Work Order Addition | -6 | all | TEC Electric | Electric Dismantling | Dismantling | Retirement |  | PWRPLANT | 2014-03-07
[6 empty] | 2201 |  |  | 10850-2008 |  | 1080000 | 201203 | 005069 | 1519.6 | Legacy | Legacy |  |  |  |  | Tampa Electric | 2014-03-01 | AUTOUNIT | 10850-2008 | URET | 1010000 | 108 Dismantling | None | Dismantling GN CM | 0 | 0 | Dismantling GN CM | 2014-03-01 | GANNON COMMON |  |  |  | -8255.52 | 0 | 0 | 0 | 0 | 0 | 0 | None | 42466043 | Work Order Addition | -6 | all | TEC Electric | Electric Dismantling | Dismantling | Retirement |  | PWRPLANT | 2014-04-04
[6 empty] | 2201 |  |  | 10850-2008 |  | 1080000 | 201203 | 005060 | 123.21 | Legacy | Legacy |  |  |  |  | Tampa Electric | 2014-03-01 | AUTOUNIT | A2453296 | URET | 1010000 | 108 Dismantling | None | Dismantling GN CM | 0 | 0 | Dismantling GN CM | 2014-03-01 | GANNON COMMON |  |  |  | -14368.27 | 0 | 0 | 0 | 0 | 0 | 0 | None | 42466045 | Work Order Addition | -6 | all | TEC Electric | Electric Dismantling | Dismantling | Retirement |  | PWRPLANT | 2014-04-04
[6 empty] | 2201 |  |  | 10850-2008 |  | 1080000 | 201203 | 005050 | 196966.26 | Legacy | Legacy |  |  |  |  | Tampa Electric | 2014-04-01 | AUTOUNIT | 10850-2008 | URET | 1010000 | 108 Dismantling | None | Dismantling GN CM | 0 | 0 | Dismantling GN CM | 2014-04-01 | GANNON COMMON |  |  |  | -6665.56 | 0 | 0 | 0 | 0 | 0 | 0 | None | 42699819 | Work Order Addition | -6 | all | TEC Electric | Electric Dismantling | Dismantling | Retirement |  | PWRPLANT | 2014-05-06
[6 empty] | 2201 |  |  | 10850-2008 |  | 1080000 | 201203 | 005019 | 15834.71 | Legacy | Legacy |  |  |  |  | Tampa Electric | 2014-05-01 | AUTOUNIT | 10850-2008 | URET | 1010000 | 108 Dismantling | None | Dismantling GN CM | 0 | 0 | Dismantling GN CM | 2014-05-01 | GANNON COMMON |  |  |  | -7275.09 | 0 | 0 | 0 | 0 | 0 | 0 | None | 43220095 | Work Order Addition | -6 | all | TEC Electric | Electric Dismantling | Dismantling | Retirement |  | PWRPLANT | 2014-06-05
[6 empty] | 2201 |  |  | 10850-2008 |  | 1080000 | 201203 | 005018 | -5420.89 | Legacy | Legacy |  |  |  |  | Tampa Electric | 2014-06-01 | AUTOUNIT | 10850-2008 | URET | 1010000 | 108 Dismantling | None | Dismantling GN CM | 0 | 0 | Dismantling GN CM | 2014-06-01 | GANNON COMMON |  |  |  | -8074.27 | 0 | 0 | 0 | 0 | 0 | 0 | None | 43733373 | Work Order Addition | -6 | all | TEC Electric | Electric Dismantling | Dismantling | Retirement |  | PWRPLANT | 2014-07-05
[6 empty] | 2201 |  |  | 10850-2008 |  | 1080000 | 201203 | 005017 | 7658.81 | Legacy | Legacy |  |  |  |  | Tampa Electric | 2014-07-01 | AUTOUNIT | 10850-2008 | URET | 1010000 | 108 Dismantling | None | Dismantling GN CM | 0 | 0 | Dismantling GN CM | 2014-07-01 | GANNON COMMON |  |  |  | -12059.12 | 0 | 0 | 0 | 0 | 0 | 0 | None | 44150611 | Work Order Addition | -6 | all | TEC Electric | Electric Dismantling | Dismantling | Retirement |  | PWRPLANT | 2014-08-06
[6 empty] | 2201 |  |  | 10850-2008 |  | 1080000 | 201203 | 005016 | -256.68 | Legacy | Legacy |  |  |  |  | Tampa Electric | 2014-08-01 | AUTOUNIT | 10850-2008 | URET | 1010000 | 108 Dismantling | None | Dismantling GN CM | 0 | 0 | Dismantling GN CM | 2014-08-01 | GANNON COMMON |  |  |  | -13329.6 | 0 | 0 | 0 | 0 | 0 | 0 | None | 44639354 | Work Order Addition | -6 | all | TEC Electric | Electric Dismantling | Dismantling | Retirement |  | PWRPLANT | 2014-09-05
[6 empty] | 2201 |  |  | 10850-2008 |  | 1080000 | 201203 | 005015 | 311.57 | Legacy | Legacy |  |  |  |  | Tampa Electric | 2014-09-01 | AUTOUNIT | 10850-2008 | URET | 1010000 | 108 Dismantling | None | Dismantling GN CM | 0 | 0 | Dismantling GN CM | 2014-09-01 | GANNON COMMON |  |  |  | -11180.1 | 0 | 0 | 0 | 0 | 0 | 0 | None | 45340929 | Work Order Addition | -6 | all | TEC Electric | Electric Dismantling | Dismantling | Retirement |  | PWRPLANT | 2014-10-04
[6 empty] | 2201 |  |  | 10850-2008 |  | 1080000 | 201203 | 005010 | 363.13 | Legacy | Legacy |  |  |  |  | Tampa Electric | 2014-10-01 | AUTOUNIT | 10850-2008 | URET | 1010000 | 108 Dismantling | None | Dismantling GN CM | 0 | 0 | Dismantling GN CM | 2014-10-01 | GANNON COMMON |  |  |  | -14468.66 | 0 | 0 | 0 | 0 | 0 | 0 | None | 45887781 | Work Order Addition | -6 | all | TEC Electric | Electric Dismantling | Dismantling | Retirement |  | PWRPLANT | 2014-11-06
[6 empty] | 2201 |  |  | 10850-2008 |  | 1080000 | 201203 | 005004 | 0 | Legacy | Legacy |  |  |  |  | Tampa Electric | 2014-11-01 | AUTOUNIT | 10850-2008 | URET | 1010000 | 108 Dismantling | None | Dismantling GN CM | 0 | 0 | Dismantling GN CM | 2014-11-01 | GANNON COMMON |  |  |  | -11226.25 | 0 | 0 | 0 | 0 | 0 | 0 | None | 46492573 | Work Order Addition | -6 | all | TEC Electric | Electric Dismantling | Dismantling | Retirement |  | PWRPLANT | 2014-12-04
[6 empty] | 2201 |  |  | 10850-2008 |  | 1080000 | 201203 | 005002 | 613.56 | Legacy | Legacy |  |  |  |  | Tampa Electric | 2015-01-01 | AUTOUNIT | 10850-2008 | URET | 1010000 | 108 Dismantling | None | Dismantling GN CM | 0 | 0 | Dismantling GN CM | 2015-01-01 | GANNON COMMON |  |  |  | -21687.86 | 0 | 0 | 0 | 0 | 0 | 0 | None | 48126620 | Work Order Addition | -6 | all | TEC Electric | Electric Dismantling | Dismantling | Retirement |  | PWRPLANT | 2015-02-06
[6 empty] | 2201 |  |  | 10850-2008 |  | 1080000 | 201203 | 005001 | 61006.49 | Legacy | Legacy |  |  |  |  | Tampa Electric | 2015-02-01 | AUTOUNIT | 10850-2008 | URET | 1010000 | 108 Dismantling | None | Dismantling GN CM | 0 | 0 | Dismantling GN CM | 2015-02-01 | GANNON COMMON |  |  |  | -504.44 | 0 | 0 | 0 | 0 | 0 | 0 | None | 48810434 | Work Order Addition | -6 | all | TEC Electric | Electric Dismantling | Dismantling | Retirement |  | PWRPLANT | 2015-03-05
[6 empty] | 2201 |  |  | 10851-2008 |  | 1080000 | 201203 | 090070 | 0 | Legacy | Legacy |  |  |  |  | Tampa Electric | 2015-04-01 | AUTOUNIT | 10850-2008 | URET | 1010000 | 108 Dismantling | None | Dismantling GN CM | 0 | 0 | Dismantling GN CM | 2015-04-01 | GANNON COMMON |  |  |  | -3481.92 | 0 | 0 | 0 | 0 | 0 | 0 | None | 49573836 | Work Order Addition | -6 | all | TEC Electric | Electric Dismantling | Dismantling | Retirement |  | PWRPLANT | 2015-04-04
[6 empty] | 2201 |  |  | 10851-2008 |  | 1080000 | 201203 | 005127 | 8.88 | Legacy | Legacy |  |  |  |  | Tampa Electric | 2015-04-01 | AUTOUNIT | 10850-2008 | URET | 1010000 | 108 Dismantling | None | Dismantling GN CM | 0 | 0 | Dismantling GN CM | 2015-04-01 | GANNON COMMON |  |  |  | -312.25 | 0 | 0 | 0 | 0 | 0 | 0 | None | 50337633 | Work Order Addition | -6 | all | TEC Electric | Electric Dismantling | Dismantling | Retirement |  | PWRPLANT | 2015-05-06
[6 empty] | 2201 |  |  | 10851-2008 |  | 1080000 | 201203 | 005121 | 168.64 | Legacy | Legacy |  |  |  |  | Tampa Electric | 2015-04-01 | AUTOUNIT | A2341877 | URET | 1010000 | 108 Dismantling | None | Dismantling GN CM | 0 | 0 | Dismantling GN CM | 2015-04-01 | GANNON COMMON |  |  |  | -1363571.7 | 0 | 0 | 0 | 0 | 0 | 0 | None | 49573838 | Work Order Addition | -6 | all | TEC Electric | Electric Dismantling | Dismantling | Retirement |  | PWRPLANT | 2015-04-04
[6 empty] | 2201 |  |  | 10851-2008 |  | 1080000 | 201203 | 005069 | 34.95 | Legacy | Legacy |  |  |  |  | Tampa Electric | 2015-04-01 | AUTOUNIT | A2453294 | URET | 1010000 | 108 Dismantling | None | Dismantling GN CM | 0 | 0 | Dismantling GN CM | 2015-04-01 | GANNON COMMON |  |  |  | -446467.64 | 5554.1 | 0 | 0 | 0 | 0 | 0 | None | 49573840 | Work Order Addition | -6 | all | TEC Electric | Electric Dismantling | Dismantling | Retirement |  | PWRPLANT | 2015-04-04
[6 empty] | 2201 |  |  | 10851-2008 |  | 1080000 | 201203 | 005019 | 408.85 | Legacy | Legacy |  |  |  |  | Tampa Electric | 2015-04-01 | AUTOUNIT | A2453294 | URET | 1010000 | 108 Dismantling | None | Dismantling GN CM | 0 | 0 | Dismantling GN CM | 2015-04-01 | GANNON COMMON |  |  |  | -8777.24 | 0 | 0 | 0 | 0 | 0 | 0 | None | 50337636 | Work Order Addition | -6 | all | TEC Electric | Electric Dismantling | Dismantling | Retirement |  | PWRPLANT | 2015-05-06
[6 empty] | 2201 |  |  | 10851-2008 |  | 1080000 | 201203 | 005018 | -158.2 | Legacy | Legacy |  |  |  |  | Tampa Electric | 2015-04-01 | AUTOUNIT | A2453296 | URET | 1010000 | 108 Dismantling | None | Dismantling GN CM | 0 | 0 | Dismantling GN CM | 2015-04-01 | GANNON COMMON |  |  |  | -244809.32 | 0 | 0 | 0 | 0 | 0 | 0 | None | 49573842 | Work Order Addition | -6 | all | TEC Electric | Electric Dismantling | Dismantling | Retirement |  | PWRPLANT | 2015-04-04
[6 empty] | 2201 |  |  | 10851-2008 |  | 1080000 | 201203 | 005017 | 174.57 | Legacy | Legacy |  |  |  |  | Tampa Electric | 2015-04-01 | AUTOUNIT | A2453296 | URET | 1010000 | 108 Dismantling | None | Dismantling GN CM | 0 | 0 | Dismantling GN CM | 2015-04-01 | GANNON COMMON |  |  |  | -4921 | 0 | 0 | 0 | 0 | 0 | 0 | None | 50337638 | Work Order Addition | -6 | all | TEC Electric | Electric Dismantling | Dismantling | Retirement |  | PWRPLANT | 2015-05-06
[6 empty] | 2201 |  |  | 10853-2008 |  | 1080000 | 201203 | 090070 | 0 | Legacy | Legacy |  |  |  |  | Tampa Electric | 2015-04-01 | AUTOUNIT | A2467431 | URET | 1010000 | 108 Dismantling | None | Dismantling GN CM | 0 | 0 | Dismantling GN CM | 2015-04-01 | GANNON COMMON |  |  |  | -831846.19 | 0 | 0 | 0 | 0 | 0 | 0 | None | 49573844 | Work Order Addition | -6 | all | TEC Electric | Electric Dismantling | Dismantling | Retirement |  | PWRPLANT | 2015-04-04
[6 empty] | 2201 |  |  | 10853-2008 |  | 1080000 | 201203 | 005050 | 139234.24 | Legacy | Legacy |  |  |  |  | Tampa Electric | 2015-04-01 | AUTOUNIT | A2467431 | URET | 1010000 | 108 Dismantling | None | Dismantling GN CM | 0 | 0 | Dismantling GN CM | 2015-04-01 | GANNON COMMON |  |  |  | -58766.29 | 0 | 0 | 0 | 0 | 0 | 0 | None | 50337639 | Work Order Addition | -6 | all | TEC Electric | Electric Dismantling | Dismantling | Retirement |  | PWRPLANT | 2015-05-06
[6 empty] | 2201 |  |  | 10854-2008 |  | 1080000 | 201203 | 090110 | -281054.3 | Legacy | Legacy |  |  |  |  | Tampa Electric | 2015-04-01 | AUTOUNIT | A2528073 | URET | 1010000 | 108 Dismantling | None | Dismantling GN CM | 0 | 0 | Dismantling GN CM | 2015-04-01 | GANNON COMMON |  |  |  | -35844.2 | 0 | 0 | 0 | 0 | 0 | 0 | None | 49573847 | Work Order Addition | -6 | all | TEC Electric | Electric Dismantling | Dismantling | Retirement |  | PWRPLANT | 2015-04-04
[6 empty] | 2201 |  |  | 10854-2008 |  | 1080000 | 201203 | 090070 | 0 | Legacy | Legacy |  |  |  |  | Tampa Electric | 2015-04-01 | AUTOUNIT | A2528073 | URET | 1010000 | 108 Dismantling | None | Dismantling GN CM | 0 | 0 | Dismantling GN CM | 2015-04-01 | GANNON COMMON |  |  |  | -6555.11 | 0 | 0 | 0 | 0 | 0 | 0 | None | 50337642 | Work Order Addition | -6 | all | TEC Electric | Electric Dismantling | Dismantling | Retirement |  | PWRPLANT | 2015-05-06
[6 empty] | 2201 |  |  | 10854-2008 |  | 1080000 | 201203 | 005050 | 128212.56 | Legacy | Legacy |  |  |  |  | Tampa Electric | 2015-04-01 | AUTOUNIT | A2528075 | URET | 1010000 | 108 Dismantling | None | Dismantling GN CM | 0 | 0 | Dismantling GN CM | 2015-04-01 | GANNON COMMON |  |  |  | -9091.16 | 0 | 0 | 0 | 0 | 0 | 0 | None | 49573849 | Work Order Addition | -6 | all | TEC Electric | Electric Dismantling | Dismantling | Retirement |  | PWRPLANT | 2015-04-04
[6 empty] | 2201 |  |  | 10850-2008 |  | 1080000 | 201204 | 090110 | -443701.6 | Legacy | Legacy |  |  |  |  | Tampa Electric | 2015-04-01 | AUTOUNIT | A2528075 | URET | 1010000 | 108 Dismantling | None | Dismantling GN CM | 0 | 0 | Dismantling GN CM | 2015-04-01 | GANNON COMMON |  |  |  | -0.44 | 0 | 0 | 0 | 0 | 0 | 0 | None | 50337643 | Work Order Addition | -6 | all | TEC Electric | Electric Dismantling | Dismantling | Retirement |  | PWRPLANT | 2015-05-06
[6 empty] | 2201 |  |  | 10850-2008 |  | 1080000 | 201204 | 090070 | 0 | Legacy | Legacy |  |  |  |  | Tampa Electric | 2015-06-01 | AUTOUNIT | 10850-2008 | URET | 1010000 | 108 Dismantling | None | Dismantling GN CM | 0 | 0 | Dismantling GN CM | 2015-06-01 | GANNON COMMON |  |  |  | -2136.5 | 0 | 0 | 0 | 0 | 0 | 0 | None | 52697427 | Work Order Addition | -6 | all | TEC Electric | Electric Dismantling | Dismantling | Retirement |  | PWRPLANT | 2015-07-05
[6 empty] | 2201 |  |  | 10850-2008 |  | 1080000 | 201204 | 090010 | 390088.75 | Legacy | Legacy |  |  |  |  | Tampa Electric | 2015-06-01 | AUTOUNIT | A2431955 | URET | 1010000 | 108 Dismantling | None | Dismantling GN CM | 0 | 0 | Dismantling GN CM | 2015-06-01 | GANNON COMMON |  |  |  | -78832.67 | 0 | 0 | 0 | 0 | 0 | 0 | None | 52697429 | Work Order Addition | -6 | all | TEC Electric | Electric Dismantling | Dismantling | Retirement |  | PWRPLANT | 2015-07-05
[6 empty] | 2201 |  |  | 10850-2008 |  | 1080000 | 201204 | 058003 | -66000 | Legacy | Legacy |  |  |  |  | Tampa Electric | 2015-06-01 | AUTOUNIT | A2453294 | URET | 1010000 | 108 Dismantling | None | Dismantling GN CM | 0 | 0 | Dismantling GN CM | 2015-06-01 | GANNON COMMON |  |  |  | -10292.81 | 1178.84 | 0 | 0 | 0 | 0 | 0 | None | 52697432 | Work Order Addition | -6 | all | TEC Electric | Electric Dismantling | Dismantling | Retirement |  | PWRPLANT | 2015-07-05
[6 empty] | 2201 |  |  | 10850-2008 |  | 1080000 | 201204 | 005127 | 372.13 | Legacy | Legacy |  |  |  |  | Tampa Electric | 2015-06-01 | AUTOUNIT | A2453296 | URET | 1010000 | 108 Dismantling | None | Dismantling GN CM | 0 | 0 | Dismantling GN CM | 2015-06-01 | GANNON COMMON |  |  |  | -27179 | 0 | 0 | 0 | 0 | 0 | 0 | None | 52697435 | Work Order Addition | -6 | all | TEC Electric | Electric Dismantling | Dismantling | Retirement |  | PWRPLANT | 2015-07-05
[6 empty] | 2201 |  |  | 10850-2008 |  | 1080000 | 201204 | 005122 | 1026.51 | Legacy | Legacy |  |  |  |  | Tampa Electric | 2015-06-01 | AUTOUNIT | A2467431 | URET | 1010000 | 108 Dismantling | None | Dismantling GN CM | 0 | 0 | Dismantling GN CM | 2015-06-01 | GANNON COMMON |  |  |  | 54362.36 | 0 | 0 | 0 | 0 | 0 | 0 | None | 52697441 | Work Order Addition | -6 | all | TEC Electric | Electric Dismantling | Dismantling | Retirement |  | PWRPLANT | 2015-07-05
[6 empty] | 2201 |  |  | 10850-2008 |  | 1080000 | 201204 | 005121 | 6043.8 | Legacy | Legacy |  |  |  |  | Tampa Electric | 2015-06-01 | AUTOUNIT | A2528073 | URET | 1010000 | 108 Dismantling | None | Dismantling GN CM | 0 | 0 | Dismantling GN CM | 2015-06-01 | GANNON COMMON |  |  |  | -4247.13 | 0 | 0 | 0 | 0 | 0 | 0 | None | 52697446 | Work Order Addition | -6 | all | TEC Electric | Electric Dismantling | Dismantling | Retirement |  | PWRPLANT | 2015-07-05
[6 empty] | 2201 |  |  | 10850-2008 |  | 1080000 | 201204 | 005117 | 7.96 | Legacy | Legacy |  |  |  |  | Tampa Electric | 2015-06-01 | AUTOUNIT | A2528075 | URET | 1010000 | 108 Dismantling | None | Dismantling GN CM | 0 | 0 | Dismantling GN CM | 2015-06-01 | GANNON COMMON |  |  |  | -14266.57 | 0 | 0 | 0 | 0 | 0 | 0 | None | 52697454 | Work Order Addition | -6 | all | TEC Electric | Electric Dismantling | Dismantling | Retirement |  | PWRPLANT | 2015-07-05
[6 empty] | 2201 |  |  | 10850-2008 |  | 1080000 | 201204 | 005111 | 151.27 | Legacy | Legacy |  |  |  |  | Tampa Electric | 2015-06-01 | AUTOUNIT | A2528076 | URET | 1010000 | 108 Dismantling | None | Dismantling GN CM | 0 | 0 | Dismantling GN CM | 2015-06-01 | GANNON COMMON |  |  |  | -54120.41 | 0 | 0 | 0 | 0 | 0 | 0 | None | 52697452 | Work Order Addition | -6 | all | TEC Electric | Electric Dismantling | Dismantling | Retirement |  | PWRPLANT | 2015-07-05
[6 empty] | 2201 |  |  | 10850-2008 |  | 1080000 | 201204 | 005110 | 2701.34 | Legacy | Legacy |  |  |  |  | Tampa Electric | 2015-07-01 | AUTOUNIT | 10850-2008 | URET | 1010000 | 108 Dismantling | None | Dismantling GN CM | 0 | 0 | Dismantling GN CM | 2015-07-01 | GANNON COMMON |  |  |  | -585.89 | 0 | 0 | 0 | 0 | 0 | 0 | None | 53489293 | Work Order Addition | -6 | all | TEC Electric | Electric Dismantling | Dismantling | Retirement |  | PWRPLANT | 2015-08-06
[6 empty] | 2201 |  |  | 10850-2008 |  | 1080000 | 201204 | 005094 | 0 | Legacy | Legacy |  |  |  |  | Tampa Electric | 2015-07-01 | AUTOUNIT | A2431955 | URET | 1010000 | 108 Dismantling | None | Dismantling GN CM | 0 | 0 | Dismantling GN CM | 2015-07-01 | GANNON COMMON |  |  |  | -4348.2 | 0 | 0 | 0 | 0 | 0 | 0 | None | 53489295 | Work Order Addition | -6 | all | TEC Electric | Electric Dismantling | Dismantling | Retirement |  | PWRPLANT | 2015-08-06
[6 empty] | 2201 |  |  | 10850-2008 |  | 1080000 | 201204 | 005093 | 0 | Legacy | Legacy |  |  |  |  | Tampa Electric | 2015-07-01 | AUTOUNIT | A2453294 | URET | 1010000 | 108 Dismantling | None | Dismantling GN CM | 0 | 0 | Dismantling GN CM | 2015-07-01 | GANNON COMMON |  |  |  | -5511.42 | 0 | 0 | 0 | 0 | 0 | 0 | None | 53489296 | Work Order Addition | -6 | all | TEC Electric | Electric Dismantling | Dismantling | Retirement |  | PWRPLANT | 2015-08-06
[6 empty] | 2201 |  |  | 10850-2008 |  | 1080000 | 201204 | 005092 | 884.75 | Legacy | Legacy |  |  |  |  | Tampa Electric | 2015-07-01 | AUTOUNIT | A2453296 | URET | 1010000 | 108 Dismantling | None | Dismantling GN CM | 0 | 0 | Dismantling GN CM | 2015-07-01 | GANNON COMMON |  |  |  | -13618 | 0 | 0 | 0 | 0 | 0 | 0 | None | 53489299 | Work Order Addition | -6 | all | TEC Electric | Electric Dismantling | Dismantling | Retirement |  | PWRPLANT | 2015-08-06
[6 empty] | 2201 |  |  | 10850-2008 |  | 1080000 | 201204 | 005069 | 2144.02 | Legacy | Legacy |  |  |  |  | Tampa Electric | 2015-07-01 | AUTOUNIT | A2467431 | URET | 1010000 | 108 Dismantling | None | Dismantling GN CM | 0 | 0 | Dismantling GN CM | 2015-07-01 | GANNON COMMON |  |  |  | -4782.45 | 0 | 0 | 0 | 0 | 0 | 0 | None | 53489301 | Work Order Addition | -6 | all | TEC Electric | Electric Dismantling | Dismantling | Retirement |  | PWRPLANT | 2015-08-06
[6 empty] | 2201 |  |  | 10850-2008 |  | 1080000 | 201204 | 005060 | 29.28 | Legacy | Legacy |  |  |  |  | Tampa Electric | 2015-07-01 | AUTOUNIT | A2528073 | URET | 1010000 | 108 Dismantling | None | Dismantling GN CM | 0 | 0 | Dismantling GN CM | 2015-07-01 | GANNON COMMON |  |  |  | -20888.5 | 0 | 0 | 0 | 0 | 0 | 0 | None | 53489302 | Work Order Addition | -6 | all | TEC Electric | Electric Dismantling | Dismantling | Retirement |  | PWRPLANT | 2015-08-06
[6 empty] | 2201 |  |  | 10850-2008 |  | 1080000 | 201204 | 005050 | 108977.67 | Legacy | Legacy |  |  |  |  | Tampa Electric | 2015-07-01 | AUTOUNIT | A2528075 | URET | 1010000 | 108 Dismantling | None | Dismantling GN CM | 0 | 0 | Dismantling GN CM | 2015-07-01 | GANNON COMMON |  |  |  | -19836.56 | 0 | 0 | 0 | 0 | 0 | 0 | None | 53489306 | Work Order Addition | -6 | all | TEC Electric | Electric Dismantling | Dismantling | Retirement |  | PWRPLANT | 2015-08-06
[6 empty] | 2201 |  |  | 10850-2008 |  | 1080000 | 201204 | 005019 | 13760.69 | Legacy | Legacy |  |  |  |  | Tampa Electric | 2015-07-01 | AUTOUNIT | A2528076 | URET | 1010000 | 108 Dismantling | None | Dismantling GN CM | 0 | 0 | Dismantling GN CM | 2015-07-01 | GANNON COMMON |  |  |  | -11080.4 | 0 | 0 | 0 | 0 | 0 | 0 | None | 53489305 | Work Order Addition | -6 | all | TEC Electric | Electric Dismantling | Dismantling | Retirement |  | PWRPLANT | 2015-08-06
[6 empty] | 2201 |  |  | 10850-2008 |  | 1080000 | 201204 | 005018 | -7658.81 | Legacy | Legacy |  |  |  |  | Tampa Electric | 2015-08-01 | AUTOUNIT | A2431955 | URET | 1010000 | 108 Dismantling | None | Dismantling GN CM | 0 | 0 | Dismantling GN CM | 2015-08-01 | GANNON COMMON |  |  |  | -7422.53 | 0 | 0 | 0 | 0 | 0 | 0 | None | 58579745 | Work Order Addition | -6 | all | TEC Electric | Electric Dismantling | Dismantling | Retirement |  | PWRPLANT | 2015-09-04
[6 empty] | 2201 |  |  | 10850-2008 |  | 1080000 | 201204 | 005017 | 9286.07 | Legacy | Legacy |  |  |  |  | Tampa Electric | 2015-08-01 | AUTOUNIT | A2453294 | URET | 1010000 | 108 Dismantling | None | Dismantling GN CM | 0 | 0 | Dismantling GN CM | 2015-08-01 | GANNON COMMON |  |  |  | -5217.52 | 0 | 0 | 0 | 0 | 0 | 0 | None | 58579746 | Work Order Addition | -6 | all | TEC Electric | Electric Dismantling | Dismantling | Retirement |  | PWRPLANT | 2015-09-04
[6 empty] | 2201 |  |  | 10850-2008 |  | 1080000 | 201204 | 005016 | -311.57 | Legacy | Legacy |  |  |  |  | Tampa Electric | 2015-08-01 | AUTOUNIT | A2467431 | URET | 1010000 | 108 Dismantling | None | Dismantling GN CM | 0 | 0 | Dismantling GN CM | 2015-08-01 | GANNON COMMON |  |  |  | -5493.43 | 0 | 0 | 0 | 0 | 0 | 0 | None | 58579748 | Work Order Addition | -6 | all | TEC Electric | Electric Dismantling | Dismantling | Retirement |  | PWRPLANT | 2015-09-04
[6 empty] | 2201 |  |  | 10850-2008 |  | 1080000 | 201204 | 005015 | 294.3 | Legacy | Legacy |  |  |  |  | Tampa Electric | 2015-08-01 | AUTOUNIT | A2528075 | URET | 1010000 | 108 Dismantling | None | Dismantling GN CM | 0 | 0 | Dismantling GN CM | 2015-08-01 | GANNON COMMON |  |  |  | -6393.04 | 0 | 0 | 0 | 0 | 0 | 0 | None | 58579752 | Work Order Addition | -6 | all | TEC Electric | Electric Dismantling | Dismantling | Retirement |  | PWRPLANT | 2015-09-04
[6 empty] | 2201 |  |  | 10850-2008 |  | 1080000 | 201204 | 005010 | 368.81 | Legacy | Legacy |  |  |  |  | Tampa Electric | 2015-08-01 | AUTOUNIT | A2528076 | URET | 1010000 | 108 Dismantling | None | Dismantling GN CM | 0 | 0 | Dismantling GN CM | 2015-08-01 | GANNON COMMON |  |  |  | -31290.97 | 0 | 0 | 0 | 0 | 0 | 0 | None | 58579750 | Work Order Addition | -6 | all | TEC Electric | Electric Dismantling | Dismantling | Retirement |  | PWRPLANT | 2015-09-04
[6 empty] | 2201 |  |  | 10850-2008 |  | 1080000 | 201204 | 005004 | 0 | Legacy | Legacy |  |  |  |  | Tampa Electric | 2015-09-01 | AUTOUNIT | A2431955 | URET | 1010000 | 108 Dismantling | None | Dismantling GN CM | 0 | 0 | Dismantling GN CM | 2015-09-01 | GANNON COMMON |  |  |  | -7144.61 | 0 | 0 | 0 | 0 | 0 | 0 | None | 60528269 | Work Order Addition | -6 | all | TEC Electric | Electric Dismantling | Dismantling | Retirement |  | PWRPLANT | 2015-10-05
[6 empty] | 2201 |  |  | 10850-2008 |  | 1080000 | 201204 | 005002 | 45.91 | Legacy | Legacy |  |  |  |  | Tampa Electric | 2015-09-01 | AUTOUNIT | A2453294 | URET | 1010000 | 108 Dismantling | None | Dismantling GN CM | 0 | 0 | Dismantling GN CM | 2015-09-01 | GANNON COMMON |  |  |  | -3374.84 | 0 | 0 | 0 | 0 | 0 | 0 | None | 60528271 | Work Order Addition | -6 | all | TEC Electric | Electric Dismantling | Dismantling | Retirement |  | PWRPLANT | 2015-10-05
[6 empty] | 2201 |  |  | 10850-2008 |  | 1080000 | 201204 | 005001 | -21731.98 | Legacy | Legacy |  |  |  |  | Tampa Electric | 2015-09-01 | AUTOUNIT | A2453296 | URET | 1010000 | 108 Dismantling | None | Dismantling GN CM | 0 | 0 | Dismantling GN CM | 2015-09-01 | GANNON COMMON |  |  |  | -47408.35 | 0 | 0 | 0 | 0 | 0 | 0 | None | 60528273 | Work Order Addition | -6 | all | TEC Electric | Electric Dismantling | Dismantling | Retirement |  | PWRPLANT | 2015-10-05
[6 empty] | 2201 |  |  | 10851-2008 |  | 1080000 | 201204 | 090070 | 0 | Legacy | Legacy |  |  |  |  | Tampa Electric | 2015-09-01 | AUTOUNIT | A2467431 | URET | 1010000 | 108 Dismantling | None | Dismantling GN CM | 0 | 0 | Dismantling GN CM | 2015-09-01 | GANNON COMMON |  |  |  | -97833.36 | 0 | 0 | 0 | 0 | 0 | 0 | None | 60528274 | Work Order Addition | -6 | all | TEC Electric | Electric Dismantling | Dismantling | Retirement |  | PWRPLANT | 2015-10-05
[6 empty] | 2201 |  |  | 10851-2008 |  | 1080000 | 201204 | 005127 | 9.27 | Legacy | Legacy |  |  |  |  | Tampa Electric | 2015-09-01 | AUTOUNIT | A2528073 | URET | 1010000 | 108 Dismantling | None | Dismantling GN CM | 0 | 0 | Dismantling GN CM | 2015-09-01 | GANNON COMMON |  |  |  | -931.43 | 0 | 0 | 0 | 0 | 0 | 0 | None | 60528276 | Work Order Addition | -6 | all | TEC Electric | Electric Dismantling | Dismantling | Retirement |  | PWRPLANT | 2015-10-05
[6 empty] | 2201 |  |  | 10851-2008 |  | 1080000 | 201204 | 005121 | 176.22 | Legacy | Legacy |  |  |  |  | Tampa Electric | 2015-09-01 | AUTOUNIT | A2528075 | URET | 1010000 | 108 Dismantling | None | Dismantling GN CM | 0 | 0 | Dismantling GN CM | 2015-09-01 | GANNON COMMON |  |  |  | -20567.73 | 0 | 0 | 0 | 0 | 0 | 0 | None | 60528281 | Work Order Addition | -6 | all | TEC Electric | Electric Dismantling | Dismantling | Retirement |  | PWRPLANT | 2015-10-05
[6 empty] | 2201 |  |  | 10851-2008 |  | 1080000 | 201204 | 005117 | 0.93 | Legacy | Legacy |  |  |  |  | Tampa Electric | 2015-09-01 | AUTOUNIT | A2528076 | URET | 1010000 | 108 Dismantling | None | Dismantling GN CM | 0 | 0 | Dismantling GN CM | 2015-09-01 | GANNON COMMON |  |  |  | -45133.92 | 0 | 0 | 0 | 0 | 0 | 0 | None | 60528279 | Work Order Addition | -6 | all | TEC Electric | Electric Dismantling | Dismantling | Retirement |  | PWRPLANT | 2015-10-05
[6 empty] | 2201 |  |  | 10851-2008 |  | 1080000 | 201204 | 005111 | 17.59 | Legacy | Legacy |  |  |  |  | Tampa Electric | 2015-10-01 | AUTOUNIT | A2431955 | URET | 1010000 | 108 Dismantling | None | Dismantling GN CM | 0 | 0 | Dismantling GN CM | 2015-10-01 | GANNON COMMON |  |  |  | -3796.74 | 0 | 0 | 0 | 0 | 0 | 0 | None | 75898419 | Work Order Addition | -6 | all | TEC Electric | Electric Dismantling | Dismantling | Retirement |  | PWRPLANT | 2015-11-05
[6 empty] | 2201 |  |  | 10851-2008 |  | 1080000 | 201204 | 005069 | 54.88 | Legacy | Legacy |  |  |  |  | Tampa Electric | 2015-10-01 | AUTOUNIT | A2453294 | URET | 1010000 | 108 Dismantling | None | Dismantling GN CM | 0 | 0 | Dismantling GN CM | 2015-10-01 | GANNON COMMON |  |  |  | -2842.06 | 0 | 0 | 0 | 0 | 0 | 0 | None | 75898437 | Work Order Addition | -6 | all | TEC Electric | Electric Dismantling | Dismantling | Retirement |  | PWRPLANT | 2015-11-05
[6 empty] | 2201 |  |  | 10851-2008 |  | 1080000 | 201204 | 005060 | 3.4 | Legacy | Legacy |  |  |  |  | Tampa Electric | 2015-10-01 | AUTOUNIT | A2453296 | URET | 1010000 | 108 Dismantling | None | Dismantling GN CM | 0 | 0 | Dismantling GN CM | 2015-10-01 | GANNON COMMON |  |  |  | -0.17 | 0 | 0 | 0 | 0 | 0 | 0 | None | 75898465 | Work Order Addition | -6 | all | TEC Electric | Electric Dismantling | Dismantling | Retirement |  | PWRPLANT | 2015-11-05
[6 empty] | 2201 |  |  | 10851-2008 |  | 1080000 | 201204 | 005019 | 408.85 | Legacy | Legacy |  |  |  |  | Tampa Electric | 2015-10-01 | AUTOUNIT | A2467431 | URET | 1010000 | 108 Dismantling | None | Dismantling GN CM | 0 | 0 | Dismantling GN CM | 2015-10-01 | GANNON COMMON |  |  |  | -5777.3 | 0 | 0 | 0 | 0 | 0 | 0 | None | 75898479 | Work Order Addition | -6 | all | TEC Electric | Electric Dismantling | Dismantling | Retirement |  | PWRPLANT | 2015-11-05
[6 empty] | 2201 |  |  | 10851-2008 |  | 1080000 | 201204 | 005018 | -174.57 | Legacy | Legacy |  |  |  |  | Tampa Electric | 2015-10-01 | AUTOUNIT | A2528073 | URET | 1010000 | 108 Dismantling | None | Dismantling GN CM | 0 | 0 | Dismantling GN CM | 2015-10-01 | GANNON COMMON |  |  |  | -5505.59 | 0 | 0 | 0 | 0 | 0 | 0 | None | 75898489 | Work Order Addition | -6 | all | TEC Electric | Electric Dismantling | Dismantling | Retirement |  | PWRPLANT | 2015-11-05
[6 empty] | 2201 |  |  | 10851-2008 |  | 1080000 | 201204 | 005017 | 227.71 | Legacy | Legacy |  |  |  |  | Tampa Electric | 2015-10-01 | AUTOUNIT | A2528075 | URET | 1010000 | 108 Dismantling | None | Dismantling GN CM | 0 | 0 | Dismantling GN CM | 2015-10-01 | GANNON COMMON |  |  |  | -4351.31 | 0 | 0 | 0 | 0 | 0 | 0 | None | 75898527 | Work Order Addition | -6 | all | TEC Electric | Electric Dismantling | Dismantling | Retirement |  | PWRPLANT | 2015-11-05
[6 empty] | 2201 |  |  | 10851-2008 |  | 1080000 | 201204 | 005015 | 34.21 | Legacy | Legacy |  |  |  |  | Tampa Electric | 2015-10-01 | AUTOUNIT | A2528076 | URET | 1010000 | 108 Dismantling | None | Dismantling GN CM | 0 | 0 | Dismantling GN CM | 2015-10-01 | GANNON COMMON |  |  |  | -65341.4 | 3000 | 0 | 0 | 0 | 0 | 0 | None | 75898510 | Work Order Addition | -6 | all | TEC Electric | Electric Dismantling | Dismantling | Retirement |  | PWRPLANT | 2015-11-05
[6 empty] | 2201 |  |  | 10851-2008 |  | 1080000 | 201204 | 005010 | 42.88 | Legacy | Legacy |  |  |  |  | Tampa Electric | 2015-11-01 | AUTOUNIT | A2453296 | URET | 1010000 | 108 Dismantling | None | Dismantling GN CM | 0 | 0 | Dismantling GN CM | 2015-11-01 | GANNON COMMON |  |  |  | -32010.98 | 0 | 0 | 0 | 0 | 0 | 0 | None | 82317474 | Work Order Addition | -6 | all | TEC Electric | Electric Dismantling | Dismantling | Retirement |  | PWRPLANT | 2015-12-04
[6 empty] | 2201 |  |  | 10854-2008 |  | 1080000 | 201204 | 090070 | 0 | Legacy | Legacy |  |  |  |  | Tampa Electric | 2015-11-01 | AUTOUNIT | A2528073 | URET | 1010000 | 108 Dismantling | None | Dismantling GN CM | 0 | 0 | Dismantling GN CM | 2015-11-01 | GANNON COMMON |  |  |  | -3293.68 | 0 | 0 | 0 | 0 | 0 | 0 | None | 82317477 | Work Order Addition | -6 | all | TEC Electric | Electric Dismantling | Dismantling | Retirement |  | PWRPLANT | 2015-12-04
[6 empty] | 2201 |  |  | 10854-2008 |  | 1080000 | 201204 | 005117 | 0.93 | Legacy | Legacy |  |  |  |  | Tampa Electric | 2015-11-01 | AUTOUNIT | A2528075 | URET | 1010000 | 108 Dismantling | None | Dismantling GN CM | 0 | 0 | Dismantling GN CM | 2015-11-01 | GANNON COMMON |  |  |  | -3231.98 | 0 | 0 | 0 | 0 | 0 | 0 | None | 82317480 | Work Order Addition | -6 | all | TEC Electric | Electric Dismantling | Dismantling | Retirement |  | PWRPLANT | 2015-12-04
[6 empty] | 2201 |  |  | 10854-2008 |  | 1080000 | 201204 | 005111 | 17.59 | Legacy | Legacy |  |  |  |  | Tampa Electric | 2015-11-01 | AUTOUNIT | A2528076 | URET | 1010000 | 108 Dismantling | None | Dismantling GN CM | 0 | 0 | Dismantling GN CM | 2015-11-01 | GANNON COMMON |  |  |  | -35731.46 | 0 | 0 | 0 | 0 | 0 | 0 | None | 82317478 | Work Order Addition | -6 | all | TEC Electric | Electric Dismantling | Dismantling | Retirement |  | PWRPLANT | 2015-12-04
[6 empty] | 2201 |  |  | 10854-2008 |  | 1080000 | 201204 | 005060 | 3.4 | Legacy | Legacy |  |  |  |  | Tampa Electric | 2015-12-01 | AUTOUNIT | A2431955 | URET | 1010000 | 108 Dismantling | None | Dismantling GN CM | 0 | 0 | Dismantling GN CM | 2015-12-01 | GANNON COMMON |  |  |  | -7698.39 | 0 | 0 | 0 | 0 | 0 | 0 | None | 88540217 | Work Order Addition | -6 | all | TEC Electric | Electric Dismantling | Dismantling | Retirement |  | PWRPLANT | 2016-01-06
[6 empty] | 2201 |  |  | 10854-2008 |  | 1080000 | 201204 | 005015 | 34.21 | Legacy | Legacy |  |  |  |  | Tampa Electric | 2015-12-01 | AUTOUNIT | A2467431 | URET | 1010000 | 108 Dismantling | None | Dismantling GN CM | 0 | 0 | Dismantling GN CM | 2015-12-01 | GANNON COMMON |  |  |  | -523900.8 | 0 | 0 | 0 | 0 | 0 | 0 | None | 88540223 | Work Order Addition | -6 | all | TEC Electric | Electric Dismantling | Dismantling | Retirement |  | PWRPLANT | 2016-01-06
[6 empty] | 2201 |  |  | 10854-2008 |  | 1080000 | 201204 | 005010 | 42.88 | Legacy | Legacy |  |  |  |  | Tampa Electric | 2015-12-01 | AUTOUNIT | A2528073 | URET | 1010000 | 108 Dismantling | None | Dismantling GN CM | 0 | 0 | Dismantling GN CM | 2015-12-01 | GANNON COMMON |  |  |  | 974 | 0 | 0 | 0 | 0 | 0 | 0 | None | 88540226 | Work Order Addition | -6 | all | TEC Electric | Electric Dismantling | Dismantling | Retirement |  | PWRPLANT | 2016-01-06
[6 empty] | 2201 |  |  | 10850-2008 |  | 1080000 | 201205 | 090110 | -390088.75 | Legacy | Legacy |  |  |  |  | Tampa Electric | 2015-12-01 | AUTOUNIT | A2528075 | URET | 1010000 | 108 Dismantling | None | Dismantling GN CM | 0 | 0 | Dismantling GN CM | 2015-12-01 | GANNON COMMON |  |  |  | -4499.45 | 0 | 0 | 0 | 0 | 0 | 0 | None | 88540229 | Work Order Addition | -6 | all | TEC Electric | Electric Dismantling | Dismantling | Retirement |  | PWRPLANT | 2016-01-06
[6 empty] | 2201 |  |  | 10850-2008 |  | 1080000 | 201205 | 090070 | 0 | Legacy | Legacy |  |  |  |  | Tampa Electric | 2015-12-01 | AUTOUNIT | A2528076 | URET | 1010000 | 108 Dismantling | None | Dismantling GN CM | 0 | 0 | Dismantling GN CM | 2015-12-01 | GANNON COMMON |  |  |  | -165689.45 | 0 | 0 | 0 | 0 | 0 | 0 | None | 88540228 | Work Order Addition | -6 | all | TEC Electric | Electric Dismantling | Dismantling | Retirement |  | PWRPLANT | 2016-01-06
[6 empty] | 2201 |  |  | 10850-2008 |  | 1080000 | 201205 | 090010 | 292247.7 | Legacy | Legacy |  |  |  |  | Tampa Electric | 2015-12-01 | MANUNIT | A2551876 | URET | 1010000 | 108 Dismantling | None | Dismantling GN CM | 0 | 0 | Dismantling GN CM | 2015-12-01 | GANNON COMMON |  |  |  | -6995.16 | 0 | 0 | 0 | 0 | 0 | 0 | None | 82331921 | Work Order Addition | -1 | all | TEC Electric | Electric Dismantling | Dismantling | Retirement |  | PWRPLANT | 2015-12-08
[6 empty] | 2201 |  |  | 10850-2008 |  | 1080000 | 201205 | 005141 | 77.21 | Legacy | Legacy |  |  |  |  | Tampa Electric | 2016-02-01 | MANUNIT | A2467431 | URET | 1010000 | 108 Dismantling | None | Dismantling GN CM | 0 | 0 | Dismantling GN CM | 2015-11-01 | GANNON COMMON |  |  |  | -65730.6 | 0 | 0 | 0 | 0 | 0 | 0 | None | 89679137 | Work Order Addition | -11 | all | TEC Electric | Electric Dismantling | Dismantling | Retirement |  | PWRPLANT | 2016-02-25
[6 empty] | 2201 |  |  | 10850-2008 |  | 1080000 | 201205 | 005127 | 446.3 | Legacy | Legacy |  |  |  |  | Tampa Electric | 2016-02-01 | AUTOUNIT | A2551876 | URET | 1010000 | 108 Dismantling | None | Dismantling GN CM | 0 | 0 | Dismantling GN CM | 2016-02-01 | GANNON COMMON |  |  |  | -896 | 0 | 0 |  | 0 | 0 | 0 | None | 89743783 | Work Order Addition | -6 | all | TEC Electric | Electric Dismantling | Dismantling | Retirement |  | PWRPLANT | 2016-03-02
[6 empty] | 2201 |  |  | 10850-2008 |  | 1080000 | 201205 | 005122 | 1264.59 | Legacy | Legacy |  |  |  |  | Tampa Electric | 2016-03-01 | AUTOUNIT | A2431955 | URET | 1010000 | 108 Dismantling | None | Dismantling GN CM | 0 | 0 | Dismantling GN CM | 2016-03-01 | GANNON COMMON |  |  |  | -30113.73 | 0 | 0 |  | 0 | 0 | 0 | None | 91239750 | Work Order Addition | -6 | all | TEC Electric | Electric Dismantling | Dismantling | Retirement |  | PWRPLANT | 2016-04-05
[6 empty] | 2201 |  |  | 10850-2008 |  | 1080000 | 201205 | 005121 | 7214.95 | Legacy | Legacy |  |  |  |  | Tampa Electric | 2016-03-01 | AUTOUNIT | A2528076 | URET | 1010000 | 108 Dismantling | None | Dismantling GN CM | 0 | 0 | Dismantling GN CM | 2016-03-01 | GANNON COMMON |  |  |  | -533533.08 | 0 | 0 |  | 0 | 0 | 0 | None | 91239752 | Work Order Addition | -6 | all | TEC Electric | Electric Dismantling | Dismantling | Retirement |  | PWRPLANT | 2016-04-05
[6 empty] | 2201 |  |  | 10850-2008 |  | 1080000 | 201205 | 005110 | 3327.87 | Legacy | Legacy |  |  |  |  | Tampa Electric | 2016-06-01 | AUTOUNIT | A2528076 | URET | 1010000 | 108 Dismantling | None | Dismantling GN CM | 0 | 0 | Dismantling GN CM | 2016-06-01 | GANNON COMMON |  |  |  | -427545.98 | 0 | 0 |  | 0 | 0 | 0 | None | 100291645 | Work Order Addition | -6 | all | TEC Electric | Electric Dismantling | Dismantling | Retirement |  | PWRPLANT | 2016-07-06
[6 empty] | 2201 |  |  | 10850-2008 |  | 1080000 | 201205 | 005094 | 0 | Legacy | Legacy |  |  |  |  | Tampa Electric | 2016-06-01 | AUTOUNIT | A2582282 | URET | 1010000 | 108 Dismantling | None | Dismantling GN CM | 0 | 0 | Dismantling GN CM | 2016-06-01 | GANNON COMMON |  |  |  | -830874.28 | 0 | 0 |  | 0 | 0 | 0 | None | 100291635 | Work Order Addition | -6 | all | TEC Electric | Electric Dismantling | Dismantling | Retirement |  | PWRPLANT | 2016-07-06
[6 empty] | 2201 |  |  | 10850-2008 |  | 1080000 | 201205 | 005093 | 0 | Legacy | Legacy |  |  |  |  | Tampa Electric | 2016-06-01 | AUTOUNIT | A2582286 | URET | 1010000 | 108 Dismantling | None | Dismantling GN CM | 0 | 0 | Dismantling GN CM | 2016-06-01 | GANNON COMMON |  |  |  | -288692.3 | 0 | 0 |  | 0 | 0 | 0 | None | 100291639 | Work Order Addition | -6 | all | TEC Electric | Electric Dismantling | Dismantling | Retirement |  | PWRPLANT | 2016-07-06
[6 empty] | 2201 |  |  | 10850-2008 |  | 1080000 | 201205 | 005092 | 12.45 | Legacy | Legacy |  |  |  |  | Tampa Electric | 2016-06-01 | AUTOUNIT | A2582287 | URET | 1010000 | 108 Dismantling | None | Dismantling GN CM | 0 | 0 | Dismantling GN CM | 2016-06-01 | GANNON COMMON |  |  |  | -272506.24 | 0 | 0 |  | 0 | 0 | 0 | None | 100291642 | Work Order Addition | -6 | all | TEC Electric | Electric Dismantling | Dismantling | Retirement |  | PWRPLANT | 2016-07-06
[6 empty] | 2201 |  |  | 10850-2008 |  | 1080000 | 201205 | 005069 | 1085.2 | Legacy | Legacy |  |  |  |  | Tampa Electric | 2016-06-01 | AUTOUNIT | A2585754 | URET | 1010000 | 108 Dismantling | None | Dismantling GN CM | 0 | 0 | Dismantling GN CM | 2016-06-01 | GANNON COMMON |  |  |  | -8161.3 | 0 | 0 |  | 0 | 0 | 0 | None | 100291646 | Work Order Addition | -6 | all | TEC Electric | Electric Dismantling | Dismantling | Retirement |  | PWRPLANT | 2016-07-06
[6 empty] | 2201 |  |  | 10850-2008 |  | 1080000 | 201205 | 005060 | 1.58 | Legacy | Legacy |  |  |  |  | Tampa Electric | 2016-06-01 | AUTOUNIT | A2585773 | URET | 1010000 | 108 Dismantling | None | Dismantling GN CM | 0 | 0 | Dismantling GN CM | 2016-06-01 | GANNON COMMON |  |  |  | -45337.02 | 0 | 0 |  | 0 | 0 | 0 | None | 100291644 | Work Order Addition | -6 | all | TEC Electric | Electric Dismantling | Dismantling | Retirement |  | PWRPLANT | 2016-07-06
[6 empty] | 2201 |  |  | 10850-2008 |  | 1080000 | 201205 | 005050 | 661510.1 | Legacy | Legacy |  |  |  |  | Tampa Electric | 2016-08-01 | AUTOUNIT | A2582282 | URET | 1010000 | 108 Dismantling | None | Dismantling GN CM | 0 | 0 | Dismantling GN CM | 2016-08-01 | GANNON COMMON |  |  |  | -320751.64 | 0 | 0 |  | 0 | 0 | 0 | None | 114659066 | Work Order Addition | -6 | all | TEC Electric | Electric Dismantling | Dismantling | Retirement |  | PWRPLANT | 2016-09-06
[6 empty] | 2201 |  |  | 10850-2008 |  | 1080000 | 201205 | 005021 | 0.2 | Legacy | Legacy |  |  |  |  | Tampa Electric | 2016-08-01 | AUTOUNIT | A2582286 | URET | 1010000 | 108 Dismantling | None | Dismantling GN CM | 0 | 0 | Dismantling GN CM | 2016-08-01 | GANNON COMMON |  |  |  | -169959.43 | 0 | 0 |  | 0 | 0 | 0 | None | 114659060 | Work Order Addition | -6 | all | TEC Electric | Electric Dismantling | Dismantling | Retirement |  | PWRPLANT | 2016-09-06
[6 empty] | 2201 |  |  | 10850-2008 |  | 1080000 | 201205 | 005019 | 17901.51 | Legacy | Legacy |  |  |  |  | Tampa Electric | 2016-08-01 | AUTOUNIT | A2582287 | URET | 1010000 | 108 Dismantling | None | Dismantling GN CM | 0 | 0 | Dismantling GN CM | 2016-08-01 | GANNON COMMON |  |  |  | -47736.86 | 0 | 0 |  | 0 | 0 | 0 | None | 114659062 | Work Order Addition | -6 | all | TEC Electric | Electric Dismantling | Dismantling | Retirement |  | PWRPLANT | 2016-09-06
[6 empty] | 2201 |  |  | 10850-2008 |  | 1080000 | 201205 | 005018 | -9286.07 | Legacy | Legacy |  |  |  |  | Tampa Electric | 2016-08-01 | AUTOUNIT | A2585773 | URET | 1010000 | 108 Dismantling | None | Dismantling GN CM | 0 | 0 | Dismantling GN CM | 2016-08-01 | GANNON COMMON |  |  |  | -51034.59 | 0 | 0 |  | 0 | 0 | 0 | None | 114659064 | Work Order Addition | -6 | all | TEC Electric | Electric Dismantling | Dismantling | Retirement |  | PWRPLANT | 2016-09-06
[6 empty] | 2201 |  |  | 10850-2008 |  | 1080000 | 201205 | 005017 | 14368.49 | Legacy | Legacy |  |  |  |  | Tampa Electric | 2016-11-01 | AUTOUNIT | A2431955 | URET | 1010000 | 108 Dismantling | None | Dismantling GN CM | 0 | 0 | Dismantling GN CM | 2016-11-01 | GANNON COMMON |  |  |  | -79414.84 | 0 | 0 |  | 0 | 0 | 0 | None | 118196378 | Work Order Addition | -6 | all | TEC Electric | Electric Dismantling | Dismantling | Retirement |  | PWRPLANT | 2016-12-05
[6 empty] | 2201 |  |  | 10850-2008 |  | 1080000 | 201205 | 005016 | -294.3 | Legacy | Legacy |  |  |  |  | Tampa Electric | 2016-11-01 | AUTOUNIT | A2582282 | URET | 1010000 | 108 Dismantling | None | Dismantling GN CM | 0 | 0 | Dismantling GN CM | 2016-11-01 | GANNON COMMON |  |  |  | -478842.91 | 0 | 0 |  | 0 | 0 | 0 | None | 118196386 | Work Order Addition | -6 | all | TEC Electric | Electric Dismantling | Dismantling | Retirement |  | PWRPLANT | 2016-12-05
[6 empty] | 2201 |  |  | 10850-2008 |  | 1080000 | 201205 | 005015 | 180.19 | Legacy | Legacy |  |  |  |  | Tampa Electric | 2016-11-01 | AUTOUNIT | A2585773 | URET | 1010000 | 108 Dismantling | None | Dismantling GN CM | 0 | 0 | Dismantling GN CM | 2016-11-01 | GANNON COMMON |  |  |  | -46584.68 | 0 | 0 |  | 0 | 0 | 0 | None | 118196319 | Work Order Addition | -6 | all | TEC Electric | Electric Dismantling | Dismantling | Retirement |  | PWRPLANT | 2016-12-05
[6 empty] | 2201 |  |  | 10850-2008 |  | 1080000 | 201205 | 005010 | 201.6 | Legacy | Legacy |  |  |  |  | Tampa Electric | 2016-12-01 | MANUNIT | A2528073 | URET | 1010000 | 108 Dismantling | None | Dismantling GN CM | 0 | 0 | Dismantling GN CM | 2016-08-01 | GANNON COMMON |  |  |  | -1615.12 | 0 | 0 | 0 | 0 | 0 | 0 | None | 118934662 | Work Order Addition | -10 | all | TEC Electric | Electric Dismantling | Dismantling | Retirement |  | PWRPLANT | 2016-12-22
[6 empty] | 2201 |  |  | 10850-2008 |  | 1080000 | 201205 | 005004 | 0 | Legacy | Legacy |  |  |  |  | Tampa Electric | 2016-12-01 | MANUNIT | A2528075 | URET | 1010000 | 108 Dismantling | None | Dismantling GN CM | 0 | 0 | Dismantling GN CM | 2016-08-01 | GANNON COMMON |  |  |  | -60118.74 | 0 | 0 | 0 | 0 | 0 | 0 | None | 118934750 | Work Order Addition | -10 | all | TEC Electric | Electric Dismantling | Dismantling | Retirement |  | PWRPLANT | 2016-12-22
[6 empty] | 2201 |  |  | 10850-2008 |  | 1080000 | 201205 | 005001 | 69.67 | Legacy | Legacy |  |  |  |  | Tampa Electric | 2016-12-01 | AUTOUNIT | A2582282 | URET | 1010000 | 108 Dismantling | None | Dismantling GN CM | 0 | 0 | Dismantling GN CM | 2016-12-01 | GANNON COMMON |  |  |  | -54330.62 | 0 | 0 |  | 0 | 0 | 0 | None | 119376692 | Work Order Addition | -6 | all | TEC Electric | Electric Dismantling | Dismantling | Retirement |  | PWRPLANT | 2017-01-05
[6 empty] | 2201 |  |  | 10851-2008 |  | 1080000 | 201205 | 090070 | 0 | Legacy | Legacy |  |  |  |  | Tampa Electric | 2016-12-01 | AUTOUNIT | A2585773 | URET | 1010000 | 108 Dismantling | None | Dismantling GN CM | 0 | 0 | Dismantling GN CM | 2016-12-01 | GANNON COMMON |  |  |  | -9000.6 | 0 | 0 |  | 0 | 0 | 0 | None | 119376693 | Work Order Addition | -6 | all | TEC Electric | Electric Dismantling | Dismantling | Retirement |  | PWRPLANT | 2017-01-05
[6 empty] | 2201 |  |  | 10851-2008 |  | 1080000 | 201205 | 005018 | -227.71 | Legacy | Legacy |  |  |  |  | Tampa Electric | 2016-12-01 | AUTOUNIT | A2617446 | URET | 1010000 | 108 Dismantling | None | Dismantling GN CM | 0 | 0 | Dismantling GN CM | 2016-12-01 | GANNON COMMON |  |  |  | -2.46 | 0 | 0 |  | 0 | 0 | 0 | None | 119376696 | Work Order Addition | -6 | all | TEC Electric | Electric Dismantling | Dismantling | Retirement |  | PWRPLANT | 2017-01-05
[6 empty] | 2201 |  |  | 10851-2008 |  | 1080000 | 201205 | 005016 | -34.21 | Legacy | Legacy |  |  |  |  | Tampa Electric | 2017-01-01 | AUTOUNIT | A2582282 | URET | 1010000 | 108 Dismantling | None | Dismantling GN CM | 0 | 0 | Dismantling GN CM | 2017-01-01 | GANNON COMMON |  |  |  | -73212.74 | 0 | 0 |  | 0 | 0 | 0 | None | 121817206 | Work Order Addition | -6 | all | TEC Electric | Electric Dismantling | Dismantling | Retirement |  | PWRPLANT | 2017-02-13
[6 empty] | 2201 |  |  | 10854-2008 |  | 1080000 | 201205 | 090070 | 0 | Legacy | Legacy |  |  |  |  | Tampa Electric | 2017-01-01 | AUTOUNIT | A2585773 | URET | 1010000 | 108 Dismantling | None | Dismantling GN CM | 0 | 0 | Dismantling GN CM | 2017-01-01 | GANNON COMMON |  |  |  | 848.84 | 0 | 0 |  | 0 | 0 | 0 | None | 121817203 | Work Order Addition | -6 | all | TEC Electric | Electric Dismantling | Dismantling | Retirement |  | PWRPLANT | 2017-02-13
[6 empty] | 2201 |  |  | 10854-2008 |  | 1080000 | 201205 | 005016 | -34.21 | Legacy | Legacy |  |  |  |  | Tampa Electric | 2017-03-01 | AUTOUNIT | A2582282 | URET | 1010000 | 108 Dismantling | None | Dismantling GN CM | 0 | 0 | Dismantling GN CM | 2017-03-01 | GANNON COMMON |  |  |  | -51118.21 | 0 | 0 |  | 0 | 0 | 0 | None | 124690598 | Work Order Addition | -6 | all | TEC Electric | Electric Dismantling | Dismantling | Retirement |  | PWRPLANT | 2017-04-05
[6 empty] | 2201 |  |  | 10850-2008 |  | 1080000 | 201206 | 090110 | -292247.7 | Legacy | Legacy |  |  |  |  | Tampa Electric | 2017-03-01 | AUTOUNIT | A2585773 | URET | 1010000 | 108 Dismantling | None | Dismantling GN CM | 0 | 0 | Dismantling GN CM | 2017-03-01 | GANNON COMMON |  |  |  | -69.29 | 0 | 0 |  | 0 | 0 | 0 | None | 124690593 | Work Order Addition | -6 | all | TEC Electric | Electric Dismantling | Dismantling | Retirement |  | PWRPLANT | 2017-04-05
[6 empty] | 2201 |  |  | 10850-2008 |  | 1080000 | 201206 | 090070 | 0 | Legacy | Legacy |  |  |  |  | Tampa Electric | 2017-04-01 | MANUNIT | A2582287 | URET | 1010000 | 108 Dismantling | None | Dismantling GN CM | 0 | 0 | Dismantling GN CM | 2016-12-01 | GANNON COMMON |  |  |  | -0.87 | 0 | 0 | 0 | 0 | 0 | 0 | None | 138125479 | Work Order Addition | -1 | all | TEC Electric | Electric Dismantling | Dismantling | Retirement |  | PWRPLANT | 2017-05-02
[6 empty] | 2201 |  |  | 10850-2008 |  | 1080000 | 201206 | 090010 | 268653.74 | Legacy | Legacy |  |  |  |  | Tampa Electric | 2017-04-01 | MANUNIT | A2582287 | URET | 1010000 | 108 Dismantling | None | Dismantling GN CM | 0 | 0 | Dismantling GN CM | 2016-12-01 | GANNON COMMON | 25056129 | Specific |  | 0 | 0 | 0 | 0 | 0 | 0 | 0 | None | 138125482 | Net $0 Unitization | -1 | all | TEC Electric | Electric Dismantling | Dismantling | Retirement |  | PWRPLANT | 2017-05-02
[6 empty] | 2201 |  |  | 10850-2008 |  | 1080000 | 201206 | 005127 | 683.3 | Legacy | Legacy |  |  |  |  | Tampa Electric | 2017-05-01 | AUTOUNIT | A2582282 | URET | 1010000 | 108 Dismantling | None | Dismantling GN CM | 0 | 0 | Dismantling GN CM | 2017-05-01 | GANNON COMMON |  |  |  | -11029.4 | 0 | 0 |  | 0 | 0 | 0 | None | 140008625 | Work Order Addition | -6 | all | TEC Electric | Electric Dismantling | Dismantling | Retirement |  | PWRPLANT | 2017-06-05
[6 empty] | 2201 |  |  | 10850-2008 |  | 1080000 | 201206 | 005122 | 1817.88 | Legacy | Legacy |  |  |  |  | Tampa Electric | 2017-05-01 | MANUNIT | A2582286 | URET | 1010000 | 108 Dismantling | None | Dismantling GN CM | 0 | 0 | Dismantling GN CM | 2016-12-01 | GANNON COMMON |  |  |  | -136422.7 | 0 | 0 | 0 | 0 | 0 | 0 | None | 139967519 | Work Order Addition | -1 | all | TEC Electric | Electric Dismantling | Dismantling | Retirement |  | PWRPLANT | 2017-06-05
[6 empty] | 2201 |  |  | 10850-2008 |  | 1080000 | 201206 | 005121 | 11164.65 | Legacy | Legacy |  |  |  |  | Tampa Electric | 2017-06-01 | AUTOUNIT | A2582282 | URET | 1010000 | 108 Dismantling | None | Dismantling GN CM | 0 | 0 | Dismantling GN CM | 2017-06-01 | GANNON COMMON |  |  |  | -22046.94 | 0 | 0 |  | 0 | 0 | 0 | None | 140602379 | Work Order Addition | -6 | all | TEC Electric | Electric Dismantling | Dismantling | Retirement |  | PWRPLANT | 2017-07-06
[6 empty] | 2201 |  |  | 10850-2008 |  | 1080000 | 201206 | 005110 | 4783.89 | Legacy | Legacy
[6 empty] | 2201 |  |  | 10850-2008 |  | 1080000 | 201206 | 005094 | 0 | Legacy | Legacy | [21 empty] | -15053746.86 | 388411.59
[6 empty] | 2201 |  |  | 10850-2008 |  | 1080000 | 201206 | 005093 | 0 | Legacy | Legacy
[6 empty] | 2201 |  |  | 10850-2008 |  | 1080000 | 201206 | 005092 | 1243.56 | Legacy | Legacy | [21 empty] | -14665335.27
[6 empty] | 2201 |  |  | 10850-2008 |  | 1080000 | 201206 | 005069 | 4580.62 | Legacy | Legacy
[6 empty] | 2201 |  |  | 10850-2008 |  | 1080000 | 201206 | 005050 | 289468.49 | Legacy | Legacy
[6 empty] | 2201 |  |  | 10850-2008 |  | 1080000 | 201206 | 005019 | 24800.03 | Legacy | Legacy
[6 empty] | 2201 |  |  | 10850-2008 |  | 1080000 | 201206 | 005018 | -14368.49 | Legacy | Legacy
[6 empty] | 2201 |  |  | 10850-2008 |  | 1080000 | 201206 | 005017 | 1132.44 | Legacy | Legacy
[6 empty] | 2201 |  |  | 10850-2008 |  | 1080000 | 201206 | 005016 | -180.19 | Legacy | Legacy
[6 empty] | 2201 |  |  | 10850-2008 |  | 1080000 | 201206 | 005004 | 0 | Legacy | Legacy
[6 empty] | 2201 |  |  | 10850-2008 |  | 1080000 | 201206 | 005001 | 288.56 | Legacy | Legacy
[6 empty] | 2201 | 6790305 | A&G Allocation | 10850-2008 |  | 1080001 | 201207 | CR_ALLOC | 2033.3 | Labor | SAP
[6 empty] | 2201 | 6790305 | A&G Allocation | 10850-2008 |  | 1080001 | 201208 | CR_ALLOC | 2608.87 | Labor | SAP
[6 empty] | 2201 | 6790305 | A&G Allocation | 10850-2008 |  | 1080001 | 201209 | CR_ALLOC | 3872.71 | Labor | SAP
[6 empty] | 2201 | 6790305 | A&G Allocation | 10850-2008 |  | 1080001 | 201210 | CR_ALLOC | 2870.55 | Labor | SAP
[6 empty] | 2201 | 6790305 | A&G Allocation | 10850-2008 |  | 1080001 | 201211 | CR_ALLOC | 3136.77 | Labor | SAP
[6 empty] | 2201 | 6790305 | A&G Allocation | 10850-2008 |  | 1080001 | 201212 | CR_ALLOC | 3143.77 | Labor | SAP
[6 empty] | 2201 | 6790305 | A&G Allocation | 10850-2008 |  | 1080001 | 201301 | CR_ALLOC | 2851.92 | Labor | SAP
[6 empty] | 2201 | 6790305 | A&G Allocation | A2408990 |  | 1080001 | 201301 | CR_ALLOC | 1220.16 | Labor | SAP
[6 empty] | 2201 | 6790305 | A&G Allocation | 10850-2008 |  | 1080001 | 201302 | CR_ALLOC | 1121.23 | Labor | SAP
[6 empty] | 2201 | 6790305 | A&G Allocation | A2408990 |  | 1080001 | 201302 | CR_ALLOC | 1150.36 | Labor | SAP
[6 empty] | 2201 | 6790305 | A&G Allocation | 10850-2008 |  | 1080001 | 201303 | CR_ALLOC | 1298.21 | Labor | SAP
[6 empty] | 2201 | 6790305 | A&G Allocation | A2408990 |  | 1080001 | 201303 | CR_ALLOC | 612.53 | Labor | SAP
[6 empty] | 2201 | 6790305 | A&G Allocation | 10850-2008 |  | 1080001 | 201304 | CR_ALLOC | 1328.9 | Labor | SAP
[6 empty] | 2201 | 6790305 | A&G Allocation | A2408990 |  | 1080001 | 201304 | CR_ALLOC | 535.29 | Labor | SAP
[6 empty] | 2201 | 6790305 | A&G Allocation | 10850-2008 |  | 1080001 | 201305 | CR_ALLOC | 1108.44 | Labor | SAP
[6 empty] | 2201 | 6790305 | A&G Allocation | A2408990 |  | 1080001 | 201305 | CR_ALLOC | 958.28 | Labor | SAP
[6 empty] | 2201 | 6790305 | A&G Allocation | A2431955 |  | 1080001 | 201305 | CR_ALLOC | 19.41 | Labor | SAP
[6 empty] | 2201 | 6790305 | A&G Allocation | 10850-2008 |  | 1080001 | 201306 | CR_ALLOC | 1778.39 | Labor | SAP
[6 empty] | 2201 | 6790305 | A&G Allocation | A2408990 |  | 1080001 | 201306 | CR_ALLOC | 600.17 | Labor | SAP
[6 empty] | 2201 | 6790305 | A&G Allocation | A2431955 |  | 1080001 | 201306 | CR_ALLOC | 130.85 | Labor | SAP
[6 empty] | 2201 | 6790305 | A&G Allocation | 10850-2008 |  | 1080001 | 201307 | CR_ALLOC | 1344.28 | Labor | SAP
[6 empty] | 2201 | 6790305 | A&G Allocation | A2408990 |  | 1080001 | 201307 | CR_ALLOC | 860.25 | Labor | SAP
[6 empty] | 2201 | 6790305 | A&G Allocation | A2431955 |  | 1080001 | 201307 | CR_ALLOC | 152.88 | Labor | SAP
[6 empty] | 2201 | 6790305 | A&G Allocation | 10850-2008 |  | 1080001 | 201308 | CR_ALLOC | 1359.96 | Labor | SAP
[6 empty] | 2201 | 6790305 | A&G Allocation | A2408990 |  | 1080001 | 201308 | CR_ALLOC | 483.61 | Labor | SAP
[6 empty] | 2201 | 6790305 | A&G Allocation | A2431955 |  | 1080001 | 201308 | CR_ALLOC | 190.04 | Labor | SAP
[6 empty] | 2201 | 6790305 | A&G Allocation | 10850-2008 |  | 1080001 | 201309 | CR_ALLOC | 1890.87 | Labor | SAP
[6 empty] | 2201 | 6790305 | A&G Allocation | A2408990 |  | 1080001 | 201309 | CR_ALLOC | 537.78 | Labor | SAP
[6 empty] | 2201 | 6790305 | A&G Allocation | A2431955 |  | 1080001 | 201309 | CR_ALLOC | 218.67 | Labor | SAP
[6 empty] | 2201 | 6790305 | A&G Allocation | 10850-2008 |  | 1080001 | 201310 | CR_ALLOC | 1482.12 | Labor | SAP
[6 empty] | 2201 | 6790305 | A&G Allocation | A2408990 |  | 1080001 | 201310 | CR_ALLOC | 495.07 | Labor | SAP
[6 empty] | 2201 | 6790305 | A&G Allocation | A2431955 |  | 1080001 | 201310 | CR_ALLOC | 205.49 | Labor | SAP
[6 empty] | 2201 | 6790305 | A&G Allocation | 10850-2008 |  | 1080001 | 201311 | CR_ALLOC | 1429.17 | Labor | SAP
[6 empty] | 2201 | 6790305 | A&G Allocation | A2408990 |  | 1080001 | 201311 | CR_ALLOC | 347.62 | Labor | SAP
[6 empty] | 2201 | 6790305 | A&G Allocation | A2431955 |  | 1080001 | 201311 | CR_ALLOC | 237.17 | Labor | SAP
[6 empty] | 2201 | 6790305 | A&G Allocation | 10850-2008 |  | 1080001 | 201312 | CR_ALLOC | 1734.92 | Labor | SAP
[6 empty] | 2201 | 6790305 | A&G Allocation | A2408990 |  | 1080001 | 201312 | CR_ALLOC | 461.23 | Labor | SAP
[6 empty] | 2201 | 6790305 | A&G Allocation | A2431955 |  | 1080001 | 201312 | CR_ALLOC | 286.3 | Labor | SAP
[6 empty] | 2201 | 6790305 | A&G Allocation | 10850-2008 |  | 1080001 | 201401 | CR_ALLOC | 998.16 | Labor | SAP
[6 empty] | 2201 | 6790305 | A&G Allocation | A2408990 |  | 1080001 | 201401 | CR_ALLOC | 147.75 | Labor | SAP
[6 empty] | 2201 | 6790305 | A&G Allocation | A2431955 |  | 1080001 | 201401 | CR_ALLOC | 156.81 | Labor | SAP
[6 empty] | 2201 | 6790305 | A&G Allocation | A2453294 |  | 1080001 | 201401 | CR_ALLOC | 601.84 | Labor | SAP
[6 empty] | 2201 | 6790305 | A&G Allocation | A2453296 |  | 1080001 | 201401 | CR_ALLOC | 860.75 | Labor | SAP
[6 empty] | 2201 | 6790305 | A&G Allocation | 10850-2008 |  | 1080001 | 201402 | CR_ALLOC | 789.32 | Labor | SAP
[6 empty] | 2201 | 6790305 | A&G Allocation | A2431955 |  | 1080001 | 201402 | CR_ALLOC | 172.52 | Labor | SAP
[6 empty] | 2201 | 6790305 | A&G Allocation | A2453294 |  | 1080001 | 201402 | CR_ALLOC | 599.64 | Labor | SAP
[6 empty] | 2201 | 6790305 | A&G Allocation | A2453296 |  | 1080001 | 201402 | CR_ALLOC | 751.18 | Labor | SAP
[6 empty] | 2201 | 6790305 | A&G Allocation | 10850-2008 |  | 1080001 | 201403 | CR_ALLOC | 771.18 | Labor | SAP
[6 empty] | 2201 | 6790305 | A&G Allocation | A2431955 |  | 1080001 | 201403 | CR_ALLOC | 444.9 | Labor | SAP
[6 empty] | 2201 | 6790305 | A&G Allocation | A2453294 |  | 1080001 | 201403 | CR_ALLOC | 649.95 | Labor | SAP
[6 empty] | 2201 | 6790305 | A&G Allocation | A2453296 |  | 1080001 | 201403 | CR_ALLOC | 885.59 | Labor | SAP
[6 empty] | 2201 | 6790305 | A&G Allocation | A2467431 |  | 1080001 | 201403 | CR_ALLOC | 90.33 | Labor | SAP
[6 empty] | 2201 | 6790305 | A&G Allocation | 10850-2008 |  | 1080001 | 201404 | CR_ALLOC | 574.4 | Labor | SAP
[6 empty] | 2201 | 6790305 | A&G Allocation | A2431955 |  | 1080001 | 201404 | CR_ALLOC | 374.14 | Labor | SAP
[6 empty] | 2201 | 6790305 | A&G Allocation | A2453294 |  | 1080001 | 201404 | CR_ALLOC | 1112.97 | Labor | SAP
[6 empty] | 2201 | 6790305 | A&G Allocation | A2453296 |  | 1080001 | 201404 | CR_ALLOC | 726.38 | Labor | SAP
[6 empty] | 2201 | 6790305 | A&G Allocation | 10850-2008 |  | 1080001 | 201405 | CR_ALLOC | 605.76 | Labor | SAP
[6 empty] | 2201 | 6790305 | A&G Allocation | A2431955 |  | 1080001 | 201405 | CR_ALLOC | 301.9 | Labor | SAP
[6 empty] | 2201 | 6790305 | A&G Allocation | A2453294 |  | 1080001 | 201405 | CR_ALLOC | 944.62 | Labor | SAP
[6 empty] | 2201 | 6790305 | A&G Allocation | A2453296 |  | 1080001 | 201405 | CR_ALLOC | 835.02 | Labor | SAP
[6 empty] | 2201 | 6790305 | A&G Allocation | A2467431 |  | 1080001 | 201405 | CR_ALLOC | 295.69 | Labor | SAP
[6 empty] | 2201 | 6790305 | A&G Allocation | 10850-2008 |  | 1080001 | 201406 | CR_ALLOC | 704.64 | Labor | SAP
[6 empty] | 2201 | 6790305 | A&G Allocation | A2431955 |  | 1080001 | 201406 | CR_ALLOC | 387.53 | Labor | SAP
[6 empty] | 2201 | 6790305 | A&G Allocation | A2453294 |  | 1080001 | 201406 | CR_ALLOC | 1017.22 | Labor | SAP
[6 empty] | 2201 | 6790305 | A&G Allocation | A2453296 |  | 1080001 | 201406 | CR_ALLOC | 1295.92 | Labor | SAP
[6 empty] | 2201 | 6790305 | A&G Allocation | A2467431 |  | 1080001 | 201406 | CR_ALLOC | 465.45 | Labor | SAP
[6 empty] | 2201 | 6790305 | A&G Allocation | 10850-2008 |  | 1080001 | 201407 | CR_ALLOC | 1056.01 | Labor | SAP
[6 empty] | 2201 | 6790305 | A&G Allocation | A2431955 |  | 1080001 | 201407 | CR_ALLOC | 387.13 | Labor | SAP
[6 empty] | 2201 | 6790305 | A&G Allocation | A2453294 |  | 1080001 | 201407 | CR_ALLOC | 1088.22 | Labor | SAP
[6 empty] | 2201 | 6790305 | A&G Allocation | A2453296 |  | 1080001 | 201407 | CR_ALLOC | 1179.06 | Labor | SAP
[6 empty] | 2201 | 6790305 | A&G Allocation | A2467431 |  | 1080001 | 201407 | CR_ALLOC | 500.59 | Labor | SAP
[6 empty] | 2201 | 6790305 | A&G Allocation | 10850-2008 |  | 1080001 | 201408 | CR_ALLOC | 1212.31 | Labor | SAP
[6 empty] | 2201 | 6790305 | A&G Allocation | A2431955 |  | 1080001 | 201408 | CR_ALLOC | 408.92 | Labor | SAP
[6 empty] | 2201 | 6790305 | A&G Allocation | A2453294 |  | 1080001 | 201408 | CR_ALLOC | 1174.6 | Labor | SAP
[6 empty] | 2201 | 6790305 | A&G Allocation | A2453296 |  | 1080001 | 201408 | CR_ALLOC | 829.69 | Labor | SAP
[6 empty] | 2201 | 6790305 | A&G Allocation | A2467431 |  | 1080001 | 201408 | CR_ALLOC | 959.66 | Labor | SAP
[6 empty] | 2201 | 6790305 | A&G Allocation | 10850-2008 |  | 1080001 | 201409 | CR_ALLOC | 1001.5 | Labor | SAP
[6 empty] | 2201 | 6790305 | A&G Allocation | A2431955 |  | 1080001 | 201409 | CR_ALLOC | 475.16 | Labor | SAP
[6 empty] | 2201 | 6790305 | A&G Allocation | A2453294 |  | 1080001 | 201409 | CR_ALLOC | 1206.41 | Labor | SAP
[6 empty] | 2201 | 6790305 | A&G Allocation | A2453296 |  | 1080001 | 201409 | CR_ALLOC | 1164.76 | Labor | SAP
[6 empty] | 2201 | 6790305 | A&G Allocation | A2467431 |  | 1080001 | 201409 | CR_ALLOC | 761.39 | Labor | SAP
[6 empty] | 2201 | 6790305 | A&G Allocation | 10850-2008 |  | 1080001 | 201410 | CR_ALLOC | 1194.69 | Labor | SAP
[6 empty] | 2201 | 6790305 | A&G Allocation | A2431955 |  | 1080001 | 201410 | CR_ALLOC | 583.12 | Labor | SAP
[6 empty] | 2201 | 6790305 | A&G Allocation | A2453294 |  | 1080001 | 201410 | CR_ALLOC | 1457.42 | Labor | SAP
[6 empty] | 2201 | 6790305 | A&G Allocation | A2453296 |  | 1080001 | 201410 | CR_ALLOC | 1199.67 | Labor | SAP
[6 empty] | 2201 | 6790305 | A&G Allocation | A2467431 |  | 1080001 | 201410 | CR_ALLOC | 1037.12 | Labor | SAP
[6 empty] | 2201 | 6790305 | A&G Allocation | 10850-2008 |  | 1080001 | 201411 | CR_ALLOC | 1008.51 | Labor | SAP
[6 empty] | 2201 | 6790305 | A&G Allocation | A2431955 |  | 1080001 | 201411 | CR_ALLOC | 493.6 | Labor | SAP
[6 empty] | 2201 | 6790305 | A&G Allocation | A2453294 |  | 1080001 | 201411 | CR_ALLOC | 1207.71 | Labor | SAP
[6 empty] | 2201 | 6790305 | A&G Allocation | A2453296 |  | 1080001 | 201411 | CR_ALLOC | 904.17 | Labor | SAP
[6 empty] | 2201 | 6790305 | A&G Allocation | A2467431 |  | 1080001 | 201411 | CR_ALLOC | 811.98 | Labor | SAP
[6 empty] | 2201 | 6790305 | A&G Allocation | 10850-2008 |  | 1080001 | 201412 | CR_ALLOC | 1061.54 | Labor | SAP
[6 empty] | 2201 | 6790305 | A&G Allocation | A2431955 |  | 1080001 | 201412 | CR_ALLOC | 495.86 | Labor | SAP
[6 empty] | 2201 | 6790305 | A&G Allocation | A2453294 |  | 1080001 | 201412 | CR_ALLOC | 981.47 | Labor | SAP
[6 empty] | 2201 | 6790305 | A&G Allocation | A2453296 |  | 1080001 | 201412 | CR_ALLOC | 1113.61 | Labor | SAP
[6 empty] | 2201 | 6790305 | A&G Allocation | A2467431 |  | 1080001 | 201412 | CR_ALLOC | 800.13 | Labor | SAP
[6 empty] | 2201 | 6790305 | A&G Allocation | 10850-2008 | A23418750001 | 1080001 | 201501 | CR_ALLOC_PMO | 490.89 | Labor | SAP
[6 empty] | 2201 | 6790305 | A&G Allocation | 10850-2008 | A23418770001 | 1080001 | 201501 | CR_ALLOC_PMO | 298.21 | Labor | SAP
[6 empty] | 2201 | 6790305 | A&G Allocation | A2431955 | A24319550001 | 1080001 | 201501 | CR_ALLOC_PMO | 423.39 | Labor | SAP
[6 empty] | 2201 | 6790305 | A&G Allocation | A2453294 | A24532940001 | 1080001 | 201501 | CR_ALLOC_PMO | 574.44 | Labor | SAP
[6 empty] | 2201 | 6790305 | A&G Allocation | A2453296 | A24532960001 | 1080001 | 201501 | CR_ALLOC_PMO | 737.51 | Labor | SAP
[6 empty] | 2201 | 6790305 | A&G Allocation | A2467431 | A24674310001 | 1080001 | 201501 | CR_ALLOC_PMO | 627.83 | Labor | SAP
[6 empty] | 2201 | 6790305 | A&G Allocation | 10850-2008 | A23418750001 | 1080001 | 201502 | CR_ALLOC_PMO | 60.51 | Labor | SAP
[6 empty] | 2201 | 6790305 | A&G Allocation | A2431955 | A24319550001 | 1080001 | 201502 | CR_ALLOC_PMO | 449.42 | Labor | SAP
[6 empty] | 2201 | 6790305 | A&G Allocation | A2453294 | A24532940001 | 1080001 | 201502 | CR_ALLOC_PMO | 291.14 | Labor | SAP
[6 empty] | 2201 | 6790305 | A&G Allocation | A2453296 | A24532960001 | 1080001 | 201502 | CR_ALLOC_PMO | 85.96 | Labor | SAP
[6 empty] | 2201 | 6790305 | A&G Allocation | A2467431 | A24674310001 | 1080001 | 201502 | CR_ALLOC_PMO | 86.18 | Labor | SAP
[6 empty] | 2201 | 6790305 | A&G Allocation | A2528073 | A25280730002 | 1080001 | 201502 | CR_ALLOC_PMO | 37.29 | Labor | SAP
[6 empty] | 2201 | 6790305 | A&G Allocation | 10850-2008 | A23418750001 | 1080001 | 201503 | CR_ALLOC_PMO | 260.14 | Labor | SAP
[6 empty] | 2201 | 6790305 | A&G Allocation | A2431955 | A24319550001 | 1080001 | 201503 | CR_ALLOC_PMO | 460.09 | Labor | SAP
[6 empty] | 2201 | 6790305 | A&G Allocation | A2453294 | A24532940001 | 1080001 | 201503 | CR_ALLOC_PMO | 252.77 | Labor | SAP
[6 empty] | 2201 | 6790305 | A&G Allocation | A2467431 | A24674310001 | 1080001 | 201503 | CR_ALLOC_PMO | 174.78 | Labor | SAP
[6 empty] | 2201 | 6790305 | A&G Allocation | A2528073 | A25280730002 | 1080001 | 201503 | CR_ALLOC_PMO | 28.7 | Labor | SAP
[6 empty] | 2201 | 6790305 | A&G Allocation | 10850-2008 | A23418750001 | 1080001 | 201504 | CR_ALLOC_PMO | 27.78 | Labor | SAP
[6 empty] | 2201 | 6790305 | A&G Allocation | A2431955 | A24319550001 | 1080001 | 201504 | CR_ALLOC_PMO | 488.64 | Labor | SAP
[6 empty] | 2201 | 6790305 | A&G Allocation | A2453294 | A24532940001 | 1080001 | 201504 | CR_ALLOC_PMO | 241.07 | Labor | SAP
[6 empty] | 2201 | 6790305 | A&G Allocation | A2467431 | A24674310001 | 1080001 | 201504 | CR_ALLOC_PMO | 275.9 | Labor | SAP
[6 empty] | 2201 | 6790305 | A&G Allocation | 10850-2008 | A23418750001 | 1080001 | 201505 | CR_ALLOC_PMO | 201.35 | Labor | SAP
[6 empty] | 2201 | 6790305 | A&G Allocation | A2431955 | A24319550001 | 1080001 | 201505 | CR_ALLOC_PMO | 459.84 | Labor | SAP
[6 empty] | 2201 | 6790305 | A&G Allocation | A2453294 | A24532940001 | 1080001 | 201505 | CR_ALLOC_PMO | 508.5 | Labor | SAP
[6 empty] | 2201 | 6790305 | A&G Allocation | A2467431 | A24674310001 | 1080001 | 201505 | CR_ALLOC_PMO | 400.33 | Labor | SAP
[6 empty] | 2201 | 6790305 | A&G Allocation | A2431955 | A24319550001 | 1080001 | 201506 | CR_ALLOC_PMO | 359.28 | Labor | SAP
[6 empty] | 2201 | 6790305 | A&G Allocation | A2453294 | A24532940001 | 1080001 | 201506 | CR_ALLOC_PMO | 455.8 | Labor | SAP
[6 empty] | 2201 | 6790305 | A&G Allocation | A2467431 | A24674310001 | 1080001 | 201506 | CR_ALLOC_PMO | 322.9 | Labor | SAP
[6 empty] | 2201 | 6790305 | A&G Allocation | A2431955 | A24319550001 | 1080001 | 201507 | CR_ALLOC_PMO | 397.09 | Labor | SAP
[6 empty] | 2201 | 6790305 | A&G Allocation | A2453294 | A24532940001 | 1080001 | 201507 | CR_ALLOC_PMO | 503.32 | Labor | SAP
[6 empty] | 2201 | 6790305 | A&G Allocation | A2467431 | A24674310001 | 1080001 | 201507 | CR_ALLOC_PMO | 436.79 | Labor | SAP
[6 empty] | 2201 | 6790305 | A&G Allocation | A2431955 | A24319550001 | 1080001 | 201508 | CR_ALLOC_PMO | 707.93 | Labor | SAP
[6 empty] | 2201 | 6790305 | A&G Allocation | A2453294 | A24532940001 | 1080001 | 201508 | CR_ALLOC_PMO | 497.63 | Labor | SAP
[6 empty] | 2201 | 6790305 | A&G Allocation | A2467431 | A24674310001 | 1080001 | 201508 | CR_ALLOC_PMO | 523.94 | Labor | SAP
[6 empty] | 2201 | 6790305 | A&G Allocation | A2431955 | A24319550001 | 1080001 | 201509 | CR_ALLOC_PMO | 668.74 | Labor | SAP
[6 empty] | 2201 | 6790305 | A&G Allocation | A2453294 | A24532940001 | 1080001 | 201509 | CR_ALLOC_PMO | 315.89 | Labor | SAP
[6 empty] | 2201 | 6790305 | A&G Allocation | A2467431 | A24674310001 | 1080001 | 201509 | CR_ALLOC_PMO | 574.37 | Labor | SAP
[6 empty] | 2201 | 6790305 | A&G Allocation | A2582282 | A25822820001 | 1080001 | 201601 | CR_ALLOC_IOTOPM | 918.56 | Labor | SAP
[6 empty] | 2201 | 6790305 | A&G Allocation | A2582282 | A25822820024 | 1080001 | 201601 | CR_ALLOC_IOTOPM | 65.77 | Labor | SAP
[6 empty] | 2201 | 6790305 | A&G Allocation | A2582286 | A25822860001 | 1080001 | 201601 | CR_ALLOC_IOTOPM | 1024.43 | Labor | SAP
[6 empty] | 2201 | 6790305 | A&G Allocation | A2582287 | A25822870001 | 1080001 | 201601 | CR_ALLOC_IOTOPM | 579.15 | Labor | SAP
[6 empty] | 2201 | 6790305 | A&G Allocation | A2582282 | A25822820001 | 1080001 | 201602 | CR_ALLOC_IOTOPM | 4037.81 | Labor | SAP
[6 empty] | 2201 | 6790305 | A&G Allocation | A2582286 | A25822860001 | 1080001 | 201602 | CR_ALLOC_IOTOPM | 1764.86 | Labor | SAP
[6 empty] | 2201 | 6790305 | A&G Allocation | A2582287 | A25822870001 | 1080001 | 201602 | CR_ALLOC_IOTOPM | 766.1 | Labor | SAP
[6 empty] | 2201 | 6790305 | A&G Allocation | A2582287 | A25822870011 | 1080001 | 201602 | CR_ALLOC_IOTOPM | 595.21 | Labor | SAP
[6 empty] | 2201 | 6790305 | A&G Allocation | A2585754 | A25857540001 | 1080001 | 201602 | CR_ALLOC_IOTOPM | 64.66 | Labor | SAP
[6 empty] | 2201 | 6790305 | A&G Allocation | A2585773 | A25857730001 | 1080001 | 201602 | CR_ALLOC_IOTOPM | 96.99 | Labor | SAP
[6 empty] | 2201 | 6790305 | A&G Allocation | A2582282 | A25822820001 | 1080001 | 201603 | CR_ALLOC_IOTOPM | 2223.18 | Labor | SAP
[6 empty] | 2201 | 6790305 | A&G Allocation | A2582286 | A25822860001 | 1080001 | 201603 | CR_ALLOC_IOTOPM | 1456.8 | Labor | SAP
[6 empty] | 2201 | 6790305 | A&G Allocation | A2582287 | A25822870001 | 1080001 | 201603 | CR_ALLOC_IOTOPM | 711.32 | Labor | SAP
[6 empty] | 2201 | 6790305 | A&G Allocation | A2582287 | A25822870011 | 1080001 | 201603 | CR_ALLOC_IOTOPM | 470.69 | Labor | SAP
[6 empty] | 2201 | 6790305 | A&G Allocation | A2585754 | A25857540001 | 1080001 | 201603 | CR_ALLOC_IOTOPM | 70.89 | Labor | SAP
[6 empty] | 2201 | 6790305 | A&G Allocation | A2585773 | A25857730001 | 1080001 | 201603 | CR_ALLOC_IOTOPM | 125.73 | Labor | SAP
[6 empty] | 2201 | 6790305 | A&G Allocation | A2582282 | A25822820001 | 1080001 | 201604 | CR_ALLOC_IOTOPM | 2210.97 | Labor | SAP
[6 empty] | 2201 | 6790305 | A&G Allocation | A2582286 | A25822860001 | 1080001 | 201604 | CR_ALLOC_IOTOPM | 1598.91 | Labor | SAP
[6 empty] | 2201 | 6790305 | A&G Allocation | A2582287 | A25822870001 | 1080001 | 201604 | CR_ALLOC_IOTOPM | 499.7 | Labor | SAP
[6 empty] | 2201 | 6790305 | A&G Allocation | A2582287 | A25822870011 | 1080001 | 201604 | CR_ALLOC_IOTOPM | 515.09 | Labor | SAP
[6 empty] | 2201 | 6790305 | A&G Allocation | A2585754 | A25857540001 | 1080001 | 201604 | CR_ALLOC_IOTOPM | 199.95 | Labor | SAP
[6 empty] | 2201 | 6790305 | A&G Allocation | A2585773 | A25857730001 | 1080001 | 201604 | CR_ALLOC_IOTOPM | 712.5 | Labor | SAP
[6 empty] | 2201 | 6790305 | A&G Allocation | A2582282 | A25822820001 | 1080001 | 201605 | CR_ALLOC_IOTOPM | 1848.82 | Labor | SAP
[6 empty] | 2201 | 6790305 | A&G Allocation | A2582286 | A25822860001 | 1080001 | 201605 | CR_ALLOC_IOTOPM | 1021.86 | Labor | SAP
[6 empty] | 2201 | 6790305 | A&G Allocation | A2582287 | A25822870001 | 1080001 | 201605 | CR_ALLOC_IOTOPM | 509.47 | Labor | SAP
[6 empty] | 2201 | 6790305 | A&G Allocation | A2582287 | A25822870011 | 1080001 | 201605 | CR_ALLOC_IOTOPM | 499.79 | Labor | SAP
[6 empty] | 2201 | 6790305 | A&G Allocation | A2585754 | A25857540001 | 1080001 | 201605 | CR_ALLOC_IOTOPM | 232.53 | Labor | SAP
[6 empty] | 2201 | 6790305 | A&G Allocation | A2585773 | A25857730001 | 1080001 | 201605 | CR_ALLOC_IOTOPM | 408.83 | Labor | SAP
[6 empty] | 2201 | 6790305 | A&G Allocation | A2582282 | A25822820001 | 1080001 | 201606 | CR_ALLOC_IOTOPM | 1685.08 | Labor | SAP
[6 empty] | 2201 | 6790305 | A&G Allocation | A2582286 | A25822860001 | 1080001 | 201606 | CR_ALLOC_IOTOPM | 936.91 | Labor | SAP
[6 empty] | 2201 | 6790305 | A&G Allocation | A2582287 | A25822870001 | 1080001 | 201606 | CR_ALLOC_IOTOPM | 646.1 | Labor | SAP
[6 empty] | 2201 | 6790305 | A&G Allocation | A2582287 | A25822870011 | 1080001 | 201606 | CR_ALLOC_IOTOPM | 414.26 | Labor | SAP
[6 empty] | 2201 | 6790305 | A&G Allocation | A2585754 | A25857540001 | 1080001 | 201606 | CR_ALLOC_IOTOPM | 229.53 | Labor | SAP
[6 empty] | 2201 | 6790305 | A&G Allocation | A2585773 | A25857730001 | 1080001 | 201606 | CR_ALLOC_IOTOPM | 453.15 | Labor | SAP
[6 empty] | 2201 | 6790305 | A&G Allocation | A2582282 | A25822820001 | 1080001 | 201607 | CR_ALLOC_IOTOPM | 2260.99 | Labor | SAP
[6 empty] | 2201 | 6790305 | A&G Allocation | A2582286 | A25822860001 | 1080001 | 201607 | CR_ALLOC_IOTOPM | 1114.52 | Labor | SAP
[6 empty] | 2201 | 6790305 | A&G Allocation | A2582287 | A25822870001 | 1080001 | 201607 | CR_ALLOC_IOTOPM | 623 | Labor | SAP
[6 empty] | 2201 | 6790305 | A&G Allocation | A2582287 | A25822870011 | 1080001 | 201607 | CR_ALLOC_IOTOPM | 560.64 | Labor | SAP
[6 empty] | 2201 | 6790305 | A&G Allocation | A2585754 | A25857540001 | 1080001 | 201607 | CR_ALLOC_IOTOPM | 180.8 | Labor | SAP
[6 empty] | 2201 | 6790305 | A&G Allocation | A2585773 | A25857730001 | 1080001 | 201607 | CR_ALLOC_IOTOPM | 260.5 | Labor | SAP
[6 empty] | 2201 | 6790305 | A&G Allocation | A2582282 | A25822820001 | 1080001 | 201608 | CR_ALLOC_IOTOPM | 2597.92 | Labor | SAP
[6 empty] | 2201 | 6790305 | A&G Allocation | A2582286 | A25822860001 | 1080001 | 201608 | CR_ALLOC_IOTOPM | 1092.94 | Labor | SAP
[6 empty] | 2201 | 6790305 | A&G Allocation | A2582287 | A25822870001 | 1080001 | 201608 | CR_ALLOC_IOTOPM | 530.9 | Labor | SAP
[6 empty] | 2201 | 6790305 | A&G Allocation | A2582287 | A25822870011 | 1080001 | 201608 | CR_ALLOC_IOTOPM | 605.8 | Labor | SAP
[6 empty] | 2201 | 6790305 | A&G Allocation | A2585754 | A25857540001 | 1080001 | 201608 | CR_ALLOC_IOTOPM | 28.28 | Labor | SAP
[6 empty] | 2201 | 6790305 | A&G Allocation | A2585773 | A25857730001 | 1080001 | 201608 | CR_ALLOC_IOTOPM | 421.5 | Labor | SAP
[6 empty] | 2201 | 6790305 | A&G Allocation | A2582282 | A25822820001 | 1080001 | 201609 | CR_ALLOC_IOTOPM | 2459.34 | Labor | SAP
[6 empty] | 2201 | 6790305 | A&G Allocation | A2582286 | A25822860001 | 1080001 | 201609 | CR_ALLOC_IOTOPM | 1285.61 | Labor | SAP
[6 empty] | 2201 | 6790305 | A&G Allocation | A2582287 | A25822870001 | 1080001 | 201609 | CR_ALLOC_IOTOPM | 116.41 | Labor | SAP
[6 empty] | 2201 | 6790305 | A&G Allocation | A2582287 | A25822870011 | 1080001 | 201609 | CR_ALLOC_IOTOPM | 555.22 | Labor | SAP
[6 empty] | 2201 | 6790305 | A&G Allocation | A2585754 | A25857540001 | 1080001 | 201609 | CR_ALLOC_IOTOPM | 129.21 | Labor | SAP
[6 empty] | 2201 | 6790305 | A&G Allocation | A2585773 | A25857730001 | 1080001 | 201609 | CR_ALLOC_IOTOPM | 477.48 | Labor | SAP
[6 empty] | 2201 | 6790305 | A&G Allocation | A2431955 | A24319550001 | 1080001 | 201610 | CR_ALLOC_IOTOPM | 717.84 | Labor | SAP
[6 empty] | 2201 | 6790305 | A&G Allocation | A2582282 | A25822820001 | 1080001 | 201610 | CR_ALLOC_IOTOPM | 2682.64 | Labor | SAP
[6 empty] | 2201 | 6790305 | A&G Allocation | A2582286 | A25822860001 | 1080001 | 201610 | CR_ALLOC_IOTOPM | 741.96 | Labor | SAP
[6 empty] | 2201 | 6790305 | A&G Allocation | A2582286 | A25822860063 | 1080001 | 201610 | CR_ALLOC_IOTOPM | 20.94 | Labor | SAP
[6 empty] | 2201 | 6790305 | A&G Allocation | A2582287 | A25822870011 | 1080001 | 201610 | CR_ALLOC_IOTOPM | 511.53 | Labor | SAP
[6 empty] | 2201 | 6790305 | A&G Allocation | A2585754 | A25857540001 | 1080001 | 201610 | CR_ALLOC_IOTOPM | 142.41 | Labor | SAP
[6 empty] | 2201 | 6790305 | A&G Allocation | A2585773 | A25857730001 | 1080001 | 201610 | CR_ALLOC_IOTOPM | 400.79 | Labor | SAP
[6 empty] | 2201 | 6790305 | A&G Allocation | A2617446 | A26174460001 | 1080001 | 201610 | CR_ALLOC_IOTOPM | 700.58 | Labor | SAP
[6 empty] | 2201 | 6790305 | A&G Allocation | A2582282 | A25822820001 | 1080001 | 201611 | CR_ALLOC_IOTOPM | 1821.35 | Labor | SAP
[6 empty] | 2201 | 6790305 | A&G Allocation | A2582286 | A25822860001 | 1080001 | 201611 | CR_ALLOC_IOTOPM | 911.84 | Labor | SAP
[6 empty] | 2201 | 6790305 | A&G Allocation | A2582287 | A25822870011 | 1080001 | 201611 | CR_ALLOC_IOTOPM | 542.42 | Labor | SAP
[6 empty] | 2201 | 6790305 | A&G Allocation | A2585754 | A25857540001 | 1080001 | 201611 | CR_ALLOC_IOTOPM | 232.95 | Labor | SAP
[6 empty] | 2201 | 6790305 | A&G Allocation | A2585773 | A25857730001 | 1080001 | 201611 | CR_ALLOC_IOTOPM | 132.83 | Labor | SAP
[6 empty] | 2201 | 6790305 | A&G Allocation | A2617446 | A26174460001 | 1080001 | 201611 | CR_ALLOC_IOTOPM | 1242.96 | Labor | SAP
[6 empty] | 2201 | 6790305 | A&G Allocation | A2582282 | A25822820001 | 1080001 | 201612 | CR_ALLOC_IOTOPM | 1076.89 | Labor | SAP
[6 empty] | 2201 | 6790305 | A&G Allocation | A2582286 | A25822860001 | 1080001 | 201612 | CR_ALLOC_IOTOPM | 684.95 | Labor | SAP
[6 empty] | 2201 | 6790305 | A&G Allocation | A2585754 | A25857540001 | 1080001 | 201612 | CR_ALLOC_IOTOPM | 439.82 | Labor | SAP
[6 empty] | 2201 | 6790305 | A&G Allocation | A2585773 | A25857730001 | 1080001 | 201612 | CR_ALLOC_IOTOPM | 9.21 | Labor | SAP
[6 empty] | 2201 | 6790305 | A&G Allocation | A2582282 | A25822820001 | 1080001 | 201701 | CR_ALLOC_IOTOPM | 1212.38 | Labor | SAP
[6 empty] | 2201 | 6790305 | A&G Allocation | A2582286 | A25822860001 | 1080001 | 201701 | CR_ALLOC_IOTOPM | 585.16 | Labor | SAP
[6 empty] | 2201 | 6790305 | A&G Allocation | A2585754 | A25857540001 | 1080001 | 201701 | CR_ALLOC_IOTOPM | 98.39 | Labor | SAP
[6 empty] | 2201 | 6790305 | A&G Allocation | A2585773 | A25857730001 | 1080001 | 201701 | CR_ALLOC_IOTOPM | 33.24 | Labor | SAP
[6 empty] | 2201 | 6790305 | A&G Allocation | A2582282 | A25822820001 | 1080001 | 201702 | CR_ALLOC_IOTOPM | 641.15 | Labor | SAP
[6 empty] | 2201 | 6790305 | A&G Allocation | A2582282 | A25822820001 | 1080001 | 201703 | CR_ALLOC_IOTOPM | 625.53 | Labor | SAP
[6 empty] | 2201 | 6790305 | A&G Allocation | A2582282 | A25822820001 | 1080001 | 201704 | CR_ALLOC_IOTOPM | 303.7 | Labor | SAP
[6 empty] | 2201 | 6790305 | A&G Allocation | A2582282 | A25822820001 | 1080001 | 201705 | CR_ALLOC_IOTOPM | 660.77 | Labor | SAP
[6 empty] | 2201 | 6790305 | A&G Allocation | A2582282 | A25822820001 | 1080001 | 201706 | CR_ALLOC_IOTOPM | 659.13 | Labor | SAP
[6 empty] | 2201 | A1000200 | Assessed Fleet Charges | 10850-2008 | A23214610001 | 1080001 | 201207 | CR | 0.61 | Labor | SAP
[6 empty] | 2201 | A1000200 | Assessed Fleet Charges | 10850-2008 | A23418730001 | 1080001 | 201207 | CR | 0.97 | Labor | SAP
[6 empty] | 2201 | A1000200 | Assessed Fleet Charges | 10850-2008 | A23418740001 | 1080001 | 201207 | CR | 0.93 | Labor | SAP
[6 empty] | 2201 | A1000200 | Assessed Fleet Charges | 10850-2008 | A23418740002 | 1080001 | 201207 | CR | 0.16 | Labor | SAP
[6 empty] | 2201 | A1000200 | Assessed Fleet Charges | 10850-2008 | A23418750001 | 1080001 | 201207 | CR | 0.06 | Labor | SAP
[6 empty] | 2201 | A1000200 | Assessed Fleet Charges | 10850-2008 | A23418760001 | 1080001 | 201207 | CR | 0.04 | Labor | SAP
[6 empty] | 2201 | A1000200 | Assessed Fleet Charges | 10850-2008 | A23418770001 | 1080001 | 201207 | CR | 0.11 | Labor | SAP
[6 empty] | 2201 | A1000200 | Assessed Fleet Charges | 10850-2008 | A23418770004 | 1080001 | 201207 | CR | 0.37 | Labor | SAP
[6 empty] | 2201 | A1000200 | Assessed Fleet Charges | 10850-2008 | A23418790001 | 1080001 | 201207 | CR | 0.88 | Labor | SAP
[6 empty] | 2201 | A1000200 | Assessed Fleet Charges | 10850-2008 | A23418790002 | 1080001 | 201207 | CR | 27.67 | Labor | SAP
[6 empty] | 2201 | A1000200 | Assessed Fleet Charges | 10850-2008 | A23418790005 | 1080001 | 201207 | CR | -0.33 | Labor | SAP
[6 empty] | 2201 | A1000200 | Assessed Fleet Charges | 10850-2008 | A23418790017 | 1080001 | 201207 | CR | 0.18 | Labor | SAP
[6 empty] | 2201 | A1000200 | Assessed Fleet Charges | 10850-2008 | A23418790028 | 1080001 | 201207 | CR | 0.22 | Labor | SAP
[6 empty] | 2201 | A1000200 | Assessed Fleet Charges | 10850-2008 | A23418790030 | 1080001 | 201207 | CR | 0.08 | Labor | SAP
[6 empty] | 2201 | A1000200 | Assessed Fleet Charges | 10850-2008 | A23418790036 | 1080001 | 201207 | CR | 0.15 | Labor | SAP
[6 empty] | 2201 | A1000200 | Assessed Fleet Charges | 10850-2008 | A23418790040 | 1080001 | 201207 | CR | 0.07 | Labor | SAP
[6 empty] | 2201 | A1000200 | Assessed Fleet Charges | 10850-2008 | A23418790042 | 1080001 | 201207 | CR | 1.24 | Labor | SAP
[6 empty] | 2201 | A1000200 | Assessed Fleet Charges | 10850-2008 | A23564980001 | 1080001 | 201207 | CR | 0.44 | Labor | SAP
[6 empty] | 2201 | A1000200 | Assessed Fleet Charges | 10850-2008 | A23717810001 | 1080001 | 201207 | CR | 0.19 | Labor | SAP
[6 empty] | 2201 | A1000200 | Assessed Fleet Charges | A2341873 | A23418730002 | 1080001 | 201207 | CR | -0.01 | Labor | SAP
[6 empty] | 2201 | A1000200 | Assessed Fleet Charges | A2341873 | A23418730012 | 1080001 | 201207 | CR | 0.22 | Labor | SAP
[6 empty] | 2201 | A1000200 | Assessed Fleet Charges | A2341873 | A23418730019 | 1080001 | 201207 | CR | 18.67 | Labor | SAP
[6 empty] | 2201 | A1000200 | Assessed Fleet Charges | A2341876 | A23418760013 | 1080001 | 201207 | CR | 0.12 | Labor | SAP
[6 empty] | 2201 | A1000200 | Assessed Fleet Charges | A2341879 | A23418790010 | 1080001 | 201207 | CR | 0.09 | Labor | SAP
[6 empty] | 2201 | A1000200 | Assessed Fleet Charges | A2341879 | A23418790014 | 1080001 | 201207 | CR | 0.04 | Labor | SAP
[6 empty] | 2201 | A1000200 | Assessed Fleet Charges | A2341879 | A23418790044 | 1080001 | 201207 | CR | 0.07 | Labor | SAP
[6 empty] | 2201 | A1000200 | Assessed Fleet Charges | A2341879 | A23418790047 | 1080001 | 201207 | CR | 0.17 | Labor | SAP
[6 empty] | 2201 | A1000200 | Assessed Fleet Charges | 10850-2008 | A23214610001 | 1080001 | 201208 | CR | -0.35 | Labor | SAP
[6 empty] | 2201 | A1000200 | Assessed Fleet Charges | 10850-2008 | A23418730001 | 1080001 | 201208 | CR | 2.27 | Labor | SAP
[6 empty] | 2201 | A1000200 | Assessed Fleet Charges | 10850-2008 | A23418740001 | 1080001 | 201208 | CR | 11.71 | Labor | SAP
[6 empty] | 2201 | A1000200 | Assessed Fleet Charges | 10850-2008 | A23418740014 | 1080001 | 201208 | CR | 3.26 | Labor | SAP
[6 empty] | 2201 | A1000200 | Assessed Fleet Charges | 10850-2008 | A23418760001 | 1080001 | 201208 | CR | 2.91 | Labor | SAP
[6 empty] | 2201 | A1000200 | Assessed Fleet Charges | 10850-2008 | A23418770001 | 1080001 | 201208 | CR | 0.21 | Labor | SAP
[6 empty] | 2201 | A1000200 | Assessed Fleet Charges | 10850-2008 | A23418770004 | 1080001 | 201208 | CR | 2.47 | Labor | SAP
[6 empty] | 2201 | A1000200 | Assessed Fleet Charges | 10850-2008 | A23418790001 | 1080001 | 201208 | CR | 9.78 | Labor | SAP
[6 empty] | 2201 | A1000200 | Assessed Fleet Charges | 10850-2008 | A23418790002 | 1080001 | 201208 | CR | -334.38 | Labor | SAP
[6 empty] | 2201 | A1000200 | Assessed Fleet Charges | 10850-2008 | A23418790005 | 1080001 | 201208 | CR | 9.71 | Labor | SAP
[6 empty] | 2201 | A1000200 | Assessed Fleet Charges | 10850-2008 | A23418790030 | 1080001 | 201208 | CR | 0.89 | Labor | SAP
[6 empty] | 2201 | A1000200 | Assessed Fleet Charges | 10850-2008 | A23418790036 | 1080001 | 201208 | CR | -0.4 | Labor | SAP
[6 empty] | 2201 | A1000200 | Assessed Fleet Charges | 10850-2008 | A23418790042 | 1080001 | 201208 | CR | -10.8 | Labor | SAP
[6 empty] | 2201 | A1000200 | Assessed Fleet Charges | 10850-2008 | A23564980001 | 1080001 | 201208 | CR | 3.03 | Labor | SAP
[6 empty] | 2201 | A1000200 | Assessed Fleet Charges | A2341873 | A23418730002 | 1080001 | 201208 | CR | 1.96 | Labor | SAP
[6 empty] | 2201 | A1000200 | Assessed Fleet Charges | A2341873 | A23418730012 | 1080001 | 201208 | CR | -1.93 | Labor | SAP
[6 empty] | 2201 | A1000200 | Assessed Fleet Charges | A2341873 | A23418730019 | 1080001 | 201208 | CR | -116.9 | Labor | SAP
[6 empty] | 2201 | A1000200 | Assessed Fleet Charges | A2341876 | A23418760013 | 1080001 | 201208 | CR | 0.88 | Labor | SAP
[6 empty] | 2201 | A1000200 | Assessed Fleet Charges | A2341876 | A23418760016 | 1080001 | 201208 | CR | 6.64 | Labor | SAP
[6 empty] | 2201 | A1000200 | Assessed Fleet Charges | A2341879 | A23418790010 | 1080001 | 201208 | CR | 0.38 | Labor | SAP
[6 empty] | 2201 | A1000200 | Assessed Fleet Charges | A2341879 | A23418790028 | 1080001 | 201208 | CR | 0.36 | Labor | SAP
[6 empty] | 2201 | A1000200 | Assessed Fleet Charges | A2341879 | A23418790043 | 1080001 | 201208 | CR | 1.48 | Labor | SAP
[6 empty] | 2201 | A1000200 | Assessed Fleet Charges | A2341879 | A23418790045 | 1080001 | 201208 | CR | 0.88 | Labor | SAP
[6 empty] | 2201 | A1000200 | Assessed Fleet Charges | A2341879 | A23418790050 | 1080001 | 201208 | CR | 2.38 | Labor | SAP
[6 empty] | 2201 | A1000200 | Assessed Fleet Charges | A2341879 | A23418790052 | 1080001 | 201208 | CR | 0.98 | Labor | SAP
[6 empty] | 2201 | A1000200 | Assessed Fleet Charges | A2341879 | A23418790053 | 1080001 | 201208 | CR | 0.22 | Labor | SAP
[6 empty] | 2201 | A1000200 | Assessed Fleet Charges | 10850-2008 | A23214610001 | 1080001 | 201209 | CR | -0.33 | Labor | SAP
[6 empty] | 2201 | A1000200 | Assessed Fleet Charges | 10850-2008 | A23418730001 | 1080001 | 201209 | CR | 2.71 | Labor | SAP
[6 empty] | 2201 | A1000200 | Assessed Fleet Charges | 10850-2008 | A23418740001 | 1080001 | 201209 | CR | 2.52 | Labor | SAP
[6 empty] | 2201 | A1000200 | Assessed Fleet Charges | 10850-2008 | A23418740014 | 1080001 | 201209 | CR | 2.32 | Labor | SAP
[6 empty] | 2201 | A1000200 | Assessed Fleet Charges | 10850-2008 | A23418750001 | 1080001 | 201209 | CR | 1.35 | Labor | SAP
[6 empty] | 2201 | A1000200 | Assessed Fleet Charges | 10850-2008 | A23418760001 | 1080001 | 201209 | CR | 0.56 | Labor | SAP
[6 empty] | 2201 | A1000200 | Assessed Fleet Charges | 10850-2008 | A23418770001 | 1080001 | 201209 | CR | 0.08 | Labor | SAP
[6 empty] | 2201 | A1000200 | Assessed Fleet Charges | 10850-2008 | A23418770004 | 1080001 | 201209 | CR | -0.16 | Labor | SAP
[6 empty] | 2201 | A1000200 | Assessed Fleet Charges | 10850-2008 | A23418790001 | 1080001 | 201209 | CR | 2.72 | Labor | SAP
[6 empty] | 2201 | A1000200 | Assessed Fleet Charges | 10850-2008 | A23418790005 | 1080001 | 201209 | CR | 1.78 | Labor | SAP
[6 empty] | 2201 | A1000200 | Assessed Fleet Charges | 10850-2008 | A23564980001 | 1080001 | 201209 | CR | 0.68 | Labor | SAP
[6 empty] | 2201 | A1000200 | Assessed Fleet Charges | A2341873 | A23418730012 | 1080001 | 201209 | CR | 2.77 | Labor | SAP
[6 empty] | 2201 | A1000200 | Assessed Fleet Charges | A2341873 | A23418730029 | 1080001 | 201209 | CR | 0.58 | Labor | SAP
[6 empty] | 2201 | A1000200 | Assessed Fleet Charges | A2341873 | A23418730033 | 1080001 | 201209 | CR | 0.13 | Labor | SAP
[6 empty] | 2201 | A1000200 | Assessed Fleet Charges | A2341876 | A23418760013 | 1080001 | 201209 | CR | -0.07 | Labor | SAP
[6 empty] | 2201 | A1000200 | Assessed Fleet Charges | A2341879 | A23418790002 | 1080001 | 201209 | CR | 108.55 | Labor | SAP
[6 empty] | 2201 | A1000200 | Assessed Fleet Charges | A2341879 | A23418790028 | 1080001 | 201209 | CR | 0.19 | Labor | SAP
[6 empty] | 2201 | A1000200 | Assessed Fleet Charges | A2341879 | A23418790030 | 1080001 | 201209 | CR | 0.1 | Labor | SAP
[6 empty] | 2201 | A1000200 | Assessed Fleet Charges | A2341879 | A23418790036 | 1080001 | 201209 | CR | 0.11 | Labor | SAP
[6 empty] | 2201 | A1000200 | Assessed Fleet Charges | A2341879 | A23418790049 | 1080001 | 201209 | CR | 0.1 | Labor | SAP
[6 empty] | 2201 | A1000200 | Assessed Fleet Charges | A2341879 | A23418790050 | 1080001 | 201209 | CR | -0.06 | Labor | SAP
[6 empty] | 2201 | A1000200 | Assessed Fleet Charges | A2341879 | A23418790053 | 1080001 | 201209 | CR | 0.22 | Labor | SAP
[6 empty] | 2201 | A1000200 | Assessed Fleet Charges | A2341879 | A23418790054 | 1080001 | 201209 | CR | 0.29 | Labor | SAP
[6 empty] | 2201 | A1000200 | Assessed Fleet Charges | A2341879 | A23418790056 | 1080001 | 201209 | CR | 2.16 | Labor | SAP
[6 empty] | 2201 | A1000200 | Assessed Fleet Charges | 10850-2008 | A23418730001 | 1080001 | 201210 | CR | 13.33 | Labor | SAP
[6 empty] | 2201 | A1000200 | Assessed Fleet Charges | 10850-2008 | A23418740001 | 1080001 | 201210 | CR | 20.6 | Labor | SAP
[6 empty] | 2201 | A1000200 | Assessed Fleet Charges | 10850-2008 | A23418750001 | 1080001 | 201210 | CR | 8.64 | Labor | SAP
[6 empty] | 2201 | A1000200 | Assessed Fleet Charges | 10850-2008 | A23418760001 | 1080001 | 201210 | CR | 8.74 | Labor | SAP
[6 empty] | 2201 | A1000200 | Assessed Fleet Charges | 10850-2008 | A23418770001 | 1080001 | 201210 | CR | 0.53 | Labor | SAP
[6 empty] | 2201 | A1000200 | Assessed Fleet Charges | 10850-2008 | A23418790001 | 1080001 | 201210 | CR | 29.05 | Labor | SAP
[6 empty] | 2201 | A1000200 | Assessed Fleet Charges | 10850-2008 | A23564980001 | 1080001 | 201210 | CR | 6.68 | Labor | SAP
[6 empty] | 2201 | A1000200 | Assessed Fleet Charges | 10850-2008 | A23418730001 | 1080001 | 201211 | CR | 12.18 | Labor | SAP
[6 empty] | 2201 | A1000200 | Assessed Fleet Charges | 10850-2008 | A23418740001 | 1080001 | 201211 | CR | 15.12 | Labor | SAP
[6 empty] | 2201 | A1000200 | Assessed Fleet Charges | 10850-2008 | A23418750001 | 1080001 | 201211 | CR | 8.54 | Labor | SAP
[6 empty] | 2201 | A1000200 | Assessed Fleet Charges | 10850-2008 | A23418760001 | 1080001 | 201211 | CR | 10.24 | Labor | SAP
[6 empty] | 2201 | A1000200 | Assessed Fleet Charges | 10850-2008 | A23418770001 | 1080001 | 201211 | CR | 3.18 | Labor | SAP
[6 empty] | 2201 | A1000200 | Assessed Fleet Charges | 10850-2008 | A23418790001 | 1080001 | 201211 | CR | 19.02 | Labor | SAP
[6 empty] | 2201 | A1000200 | Assessed Fleet Charges | 10850-2008 | A23564980001 | 1080001 | 201211 | CR | 5.26 | Labor | SAP
[6 empty] | 2201 | A1000200 | Assessed Fleet Charges | 10850-2008 | A23418730001 | 1080001 | 201212 | CR | 6.58 | Labor | SAP
[6 empty] | 2201 | A1000200 | Assessed Fleet Charges | 10850-2008 | A23418740001 | 1080001 | 201212 | CR | 43.72 | Labor | SAP
[6 empty] | 2201 | A1000200 | Assessed Fleet Charges | 10850-2008 | A23418750001 | 1080001 | 201212 | CR | 8.49 | Labor | SAP
[6 empty] | 2201 | A1000200 | Assessed Fleet Charges | 10850-2008 | A23418760001 | 1080001 | 201212 | CR | 9.44 | Labor | SAP
[6 empty] | 2201 | A1000200 | Assessed Fleet Charges | 10850-2008 | A23418770001 | 1080001 | 201212 | CR | 6.22 | Labor | SAP
[6 empty] | 2201 | A1000200 | Assessed Fleet Charges | 10850-2008 | A23418790001 | 1080001 | 201212 | CR | 34.47 | Labor | SAP
[6 empty] | 2201 | A1000200 | Assessed Fleet Charges | 10850-2008 | A23564980001 | 1080001 | 201212 | CR | 10.77 | Labor | SAP
[6 empty] | 2201 | A1000200 | Assessed Fleet Charges | 10850-2008 | A23418740001 | 1080001 | 201301 | CR | 145.08 | Labor | SAP
[6 empty] | 2201 | A1000200 | Assessed Fleet Charges | 10850-2008 | A23418750001 | 1080001 | 201301 | CR | 19.14 | Labor | SAP
[6 empty] | 2201 | A1000200 | Assessed Fleet Charges | 10850-2008 | A23418760001 | 1080001 | 201301 | CR | 26.11 | Labor | SAP
[6 empty] | 2201 | A1000200 | Assessed Fleet Charges | 10850-2008 | A23418770001 | 1080001 | 201301 | CR | 37.26 | Labor | SAP
[6 empty] | 2201 | A1000200 | Assessed Fleet Charges | 10850-2008 | A23418780001 | 1080001 | 201301 | CR | 11.18 | Labor | SAP
[6 empty] | 2201 | A1000200 | Assessed Fleet Charges | 10850-2008 | A23418790001 | 1080001 | 201301 | CR | 62.69 | Labor | SAP
[6 empty] | 2201 | A1000200 | Assessed Fleet Charges | 10850-2008 | A23564980001 | 1080001 | 201301 | CR | 14.1 | Labor | SAP
[6 empty] | 2201 | A1000200 | Assessed Fleet Charges | A2408990 | A24089900001 | 1080001 | 201301 | CR | 135 | Labor | SAP
[6 empty] | 2201 | A1000200 | Assessed Fleet Charges | 10850-2008 | A23418740001 | 1080001 | 201302 | CR | 44.12 | Labor | SAP
[6 empty] | 2201 | A1000200 | Assessed Fleet Charges | 10850-2008 | A23418790001 | 1080001 | 201302 | CR | 32.04 | Labor | SAP
[6 empty] | 2201 | A1000200 | Assessed Fleet Charges | 10850-2008 | A23564980001 | 1080001 | 201302 | CR | 6.03 | Labor | SAP
[6 empty] | 2201 | A1000200 | Assessed Fleet Charges | A2408990 | A24089900001 | 1080001 | 201302 | CR | 84.34 | Labor | SAP
[6 empty] | 2201 | A1000200 | Assessed Fleet Charges | 10850-2008 | A23418740001 | 1080001 | 201303 | CR | 72.25 | Labor | SAP
[6 empty] | 2201 | A1000200 | Assessed Fleet Charges | 10850-2008 | A23418790001 | 1080001 | 201303 | CR | 25.44 | Labor | SAP
[6 empty] | 2201 | A1000200 | Assessed Fleet Charges | 10850-2008 | A23564980001 | 1080001 | 201303 | CR | 5.42 | Labor | SAP
[6 empty] | 2201 | A1000200 | Assessed Fleet Charges | A2408990 | A24089900001 | 1080001 | 201303 | CR | 48.65 | Labor | SAP
[6 empty] | 2201 | A1000200 | Assessed Fleet Charges | 10850-2008 | A23418740001 | 1080001 | 201304 | CR | 110.57 | Labor | SAP
[6 empty] | 2201 | A1000200 | Assessed Fleet Charges | 10850-2008 | A23418770001 | 1080001 | 201304 | CR | 5.63 | Labor | SAP
[6 empty] | 2201 | A1000200 | Assessed Fleet Charges | 10850-2008 | A23418790001 | 1080001 | 201304 | CR | 39.64 | Labor | SAP
[6 empty] | 2201 | A1000200 | Assessed Fleet Charges | 10850-2008 | A23564980001 | 1080001 | 201304 | CR | 14.02 | Labor | SAP
[6 empty] | 2201 | A1000200 | Assessed Fleet Charges | A2408990 | A24089900001 | 1080001 | 201304 | CR | 68.42 | Labor | SAP
[6 empty] | 2201 | A1000200 | Assessed Fleet Charges | 10850-2008 | A23418740001 | 1080001 | 201305 | CR | -26.38 | Labor | SAP
[6 empty] | 2201 | A1000200 | Assessed Fleet Charges | 10850-2008 | A23418750001 | 1080001 | 201305 | CR | -7.5 | Labor | SAP
[6 empty] | 2201 | A1000200 | Assessed Fleet Charges | 10850-2008 | A23418770001 | 1080001 | 201305 | CR | -17.05 | Labor | SAP
[6 empty] | 2201 | A1000200 | Assessed Fleet Charges | 10850-2008 | A23418790001 | 1080001 | 201305 | CR | -7.21 | Labor | SAP
[6 empty] | 2201 | A1000200 | Assessed Fleet Charges | 10850-2008 | A23564980001 | 1080001 | 201305 | CR | -2.11 | Labor | SAP
[6 empty] | 2201 | A1000200 | Assessed Fleet Charges | A2408990 | A24089900001 | 1080001 | 201305 | CR | -52.09 | Labor | SAP
[6 empty] | 2201 | A1000200 | Assessed Fleet Charges | A2431955 | A24319550001 | 1080001 | 201305 | CR | -1.06 | Labor | SAP
[6 empty] | 2201 | A1000200 | Assessed Fleet Charges | 10850-2008 | A23418740001 | 1080001 | 201306 | CR | 3.29 | Labor | SAP
[6 empty] | 2201 | A1000200 | Assessed Fleet Charges | 10850-2008 | A23418770001 | 1080001 | 201306 | CR | 8.53 | Labor | SAP
[6 empty] | 2201 | A1000200 | Assessed Fleet Charges | 10850-2008 | A23418780001 | 1080001 | 201306 | CR | 0.37 | Labor | SAP
[6 empty] | 2201 | A1000200 | Assessed Fleet Charges | 10850-2008 | A23418790001 | 1080001 | 201306 | CR | 0.47 | Labor | SAP
[6 empty] | 2201 | A1000200 | Assessed Fleet Charges | A2408990 | A24089900001 | 1080001 | 201306 | CR | 4.27 | Labor | SAP
[6 empty] | 2201 | A1000200 | Assessed Fleet Charges | A2431955 | A24319550001 | 1080001 | 201306 | CR | 0.93 | Labor | SAP
[6 empty] | 2201 | A1000200 | Assessed Fleet Charges | 10850-2008 | A23418740001 | 1080001 | 201307 | CR | 6.65 | Labor | SAP
[6 empty] | 2201 | A1000200 | Assessed Fleet Charges | 10850-2008 | A23418770001 | 1080001 | 201307 | CR | 15.96 | Labor | SAP
[6 empty] | 2201 | A1000200 | Assessed Fleet Charges | A2408990 | A24089900001 | 1080001 | 201307 | CR | 14.47 | Labor | SAP
[6 empty] | 2201 | A1000200 | Assessed Fleet Charges | A2431955 | A24319550001 | 1080001 | 201307 | CR | 2.57 | Labor | SAP
[6 empty] | 2201 | A1000200 | Assessed Fleet Charges | 10850-2008 | A23418740001 | 1080001 | 201308 | CR | 30.87 | Labor | SAP
[6 empty] | 2201 | A1000200 | Assessed Fleet Charges | 10850-2008 | A23418750001 | 1080001 | 201308 | CR | 1.8 | Labor | SAP
[6 empty] | 2201 | A1000200 | Assessed Fleet Charges | 10850-2008 | A23418770001 | 1080001 | 201308 | CR | 39.42 | Labor | SAP
[6 empty] | 2201 | A1000200 | Assessed Fleet Charges | A2408990 | A24089900001 | 1080001 | 201308 | CR | 25.64 | Labor | SAP
[6 empty] | 2201 | A1000200 | Assessed Fleet Charges | A2431955 | A24319550001 | 1080001 | 201308 | CR | 10.07 | Labor | SAP
[6 empty] | 2201 | A1000200 | Assessed Fleet Charges | 10850-2008 | A23418740001 | 1080001 | 201309 | CR | 53.55 | Labor | SAP
[6 empty] | 2201 | A1000200 | Assessed Fleet Charges | 10850-2008 | A23418770001 | 1080001 | 201309 | CR | 91.01 | Labor | SAP
[6 empty] | 2201 | A1000200 | Assessed Fleet Charges | A2408990 | A24089900001 | 1080001 | 201309 | CR | 40.99 | Labor | SAP
[6 empty] | 2201 | A1000200 | Assessed Fleet Charges | A2431955 | A24319550001 | 1080001 | 201309 | CR | 18.11 | Labor | SAP
[6 empty] | 2201 | A1000200 | Assessed Fleet Charges | 10850-2008 | A23418740001 | 1080001 | 201310 | CR | 9 | Labor | SAP
[6 empty] | 2201 | A1000200 | Assessed Fleet Charges | 10850-2008 | A23418770001 | 1080001 | 201310 | CR | 109.04 | Labor | SAP
[6 empty] | 2201 | A1000200 | Assessed Fleet Charges | A2408990 | A24089900001 | 1080001 | 201310 | CR | 39.43 | Labor | SAP
[6 empty] | 2201 | A1000200 | Assessed Fleet Charges | A2431955 | A24319550001 | 1080001 | 201310 | CR | 16.37 | Labor | SAP
[6 empty] | 2201 | A1000200 | Assessed Fleet Charges | 10850-2008 | A23418750001 | 1080001 | 201311 | CR | 4.55 | Labor | SAP
[6 empty] | 2201 | A1000200 | Assessed Fleet Charges | 10850-2008 | A23418770001 | 1080001 | 201311 | CR | 106.73 | Labor | SAP
[6 empty] | 2201 | A1000200 | Assessed Fleet Charges | A2408990 | A24089900001 | 1080001 | 201311 | CR | 27.07 | Labor | SAP
[6 empty] | 2201 | A1000200 | Assessed Fleet Charges | A2431955 | A24319550001 | 1080001 | 201311 | CR | 18.47 | Labor | SAP
[6 empty] | 2201 | A1000200 | Assessed Fleet Charges | 10850-2008 | A23418750001 | 1080001 | 201312 | CR | 8.28 | Labor | SAP
[6 empty] | 2201 | A1000200 | Assessed Fleet Charges | 10850-2008 | A23418770001 | 1080001 | 201312 | CR | 84.28 | Labor | SAP
[6 empty] | 2201 | A1000200 | Assessed Fleet Charges | A2408990 | A24089900001 | 1080001 | 201312 | CR | 24.61 | Labor | SAP
[6 empty] | 2201 | A1000200 | Assessed Fleet Charges | A2431955 | A24319550001 | 1080001 | 201312 | CR | 15.28 | Labor | SAP
[6 empty] | 2201 | A1000200 | Assessed Fleet Charges | 10850-2008 | A23418770001 | 1080001 | 201401 | CR | 72.48 | Labor | SAP
[6 empty] | 2201 | A1000200 | Assessed Fleet Charges | A2408990 | A24089900001 | 1080001 | 201401 | CR | 10.73 | Labor | SAP
[6 empty] | 2201 | A1000200 | Assessed Fleet Charges | A2431955 | A24319550001 | 1080001 | 201401 | CR | 11.39 | Labor | SAP
[6 empty] | 2201 | A1000200 | Assessed Fleet Charges | A2453294 | A24532940001 | 1080001 | 201401 | CR | 43.7 | Labor | SAP
[6 empty] | 2201 | A1000200 | Assessed Fleet Charges | A2453296 | A24532960001 | 1080001 | 201401 | CR | 62.5 | Labor | SAP
[6 empty] | 2201 | A1000200 | Assessed Fleet Charges | 10850-2008 | A23418770001 | 1080001 | 201402 | CR | 31.53 | Labor | SAP
[6 empty] | 2201 | A1000200 | Assessed Fleet Charges | A2431955 | A24319550001 | 1080001 | 201402 | CR | 6.89 | Labor | SAP
[6 empty] | 2201 | A1000200 | Assessed Fleet Charges | A2453294 | A24532940001 | 1080001 | 201402 | CR | 23.95 | Labor | SAP
[6 empty] | 2201 | A1000200 | Assessed Fleet Charges | A2453296 | A24532960001 | 1080001 | 201402 | CR | 30.01 | Labor | SAP
[6 empty] | 2201 | A1000200 | Assessed Fleet Charges | 10850-2008 | A23418770001 | 1080001 | 201403 | CR | 70.92 | Labor | SAP
[6 empty] | 2201 | A1000200 | Assessed Fleet Charges | A2431955 | A24319550001 | 1080001 | 201403 | CR | 40.91 | Labor | SAP
[6 empty] | 2201 | A1000200 | Assessed Fleet Charges | A2453294 | A24532940001 | 1080001 | 201403 | CR | 59.77 | Labor | SAP
[6 empty] | 2201 | A1000200 | Assessed Fleet Charges | A2453296 | A24532960001 | 1080001 | 201403 | CR | 81.44 | Labor | SAP
[6 empty] | 2201 | A1000200 | Assessed Fleet Charges | A2467431 | A24674310001 | 1080001 | 201403 | CR | 8.31 | Labor | SAP
[6 empty] | 2201 | A1000200 | Assessed Fleet Charges | 10850-2008 | A23418770001 | 1080001 | 201404 | CR | 109.34 | Labor | SAP
[6 empty] | 2201 | A1000200 | Assessed Fleet Charges | A2431955 | A24319550001 | 1080001 | 201404 | CR | 71.22 | Labor | SAP
[6 empty] | 2201 | A1000200 | Assessed Fleet Charges | A2453294 | A24532940001 | 1080001 | 201404 | CR | 211.86 | Labor | SAP
[6 empty] | 2201 | A1000200 | Assessed Fleet Charges | A2453296 | A24532960001 | 1080001 | 201404 | CR | 138.27 | Labor | SAP
[6 empty] | 2201 | A1000200 | Assessed Fleet Charges | 10850-2008 | A23418770001 | 1080001 | 201405 | CR | -35.96 | Labor | SAP
[6 empty] | 2201 | A1000200 | Assessed Fleet Charges | A2431955 | A24319550001 | 1080001 | 201405 | CR | -17.92 | Labor | SAP
[6 empty] | 2201 | A1000200 | Assessed Fleet Charges | A2453294 | A24532940001 | 1080001 | 201405 | CR | -56.07 | Labor | SAP
[6 empty] | 2201 | A1000200 | Assessed Fleet Charges | A2453296 | A24532960001 | 1080001 | 201405 | CR | -49.57 | Labor | SAP
[6 empty] | 2201 | A1000200 | Assessed Fleet Charges | A2467431 | A24674310001 | 1080001 | 201405 | CR | -17.55 | Labor | SAP
[6 empty] | 2201 | A1000200 | Assessed Fleet Charges | 10850-2008 | A23418750001 | 1080001 | 201406 | CR | 2.65 | Labor | SAP
[6 empty] | 2201 | A1000200 | Assessed Fleet Charges | 10850-2008 | A23418770001 | 1080001 | 201406 | CR | 10.74 | Labor | SAP
[6 empty] | 2201 | A1000200 | Assessed Fleet Charges | A2431955 | A24319550001 | 1080001 | 201406 | CR | 7.37 | Labor | SAP
[6 empty] | 2201 | A1000200 | Assessed Fleet Charges | A2453294 | A24532940001 | 1080001 | 201406 | CR | 19.34 | Labor | SAP
[6 empty] | 2201 | A1000200 | Assessed Fleet Charges | A2453296 | A24532960001 | 1080001 | 201406 | CR | 24.63 | Labor | SAP
[6 empty] | 2201 | A1000200 | Assessed Fleet Charges | A2467431 | A24674310001 | 1080001 | 201406 | CR | 8.85 | Labor | SAP
[6 empty] | 2201 | A1000200 | Assessed Fleet Charges | 10850-2008 | A23418750001 | 1080001 | 201407 | CR | 0.65 | Labor | SAP
[6 empty] | 2201 | A1000200 | Assessed Fleet Charges | 10850-2008 | A23418770001 | 1080001 | 201407 | CR | 0.85 | Labor | SAP
[6 empty] | 2201 | A1000200 | Assessed Fleet Charges | A2431955 | A24319550001 | 1080001 | 201407 | CR | 0.55 | Labor | SAP
[6 empty] | 2201 | A1000200 | Assessed Fleet Charges | A2453294 | A24532940001 | 1080001 | 201407 | CR | 1.55 | Labor | SAP
[6 empty] | 2201 | A1000200 | Assessed Fleet Charges | A2453296 | A24532960001 | 1080001 | 201407 | CR | 1.68 | Labor | SAP
[6 empty] | 2201 | A1000200 | Assessed Fleet Charges | A2467431 | A24674310001 | 1080001 | 201407 | CR | 0.71 | Labor | SAP
[6 empty] | 2201 | A1000200 | Assessed Fleet Charges | 10850-2008 | A23418750001 | 1080001 | 201408 | CR | 3.66 | Labor | SAP
[6 empty] | 2201 | A1000200 | Assessed Fleet Charges | 10850-2008 | A23418770001 | 1080001 | 201408 | CR | 4.62 | Labor | SAP
[6 empty] | 2201 | A1000200 | Assessed Fleet Charges | A2431955 | A24319550001 | 1080001 | 201408 | CR | 2.79 | Labor | SAP
[6 empty] | 2201 | A1000200 | Assessed Fleet Charges | A2453294 | A24532940001 | 1080001 | 201408 | CR | 8.02 | Labor | SAP
[6 empty] | 2201 | A1000200 | Assessed Fleet Charges | A2453296 | A24532960001 | 1080001 | 201408 | CR | 5.67 | Labor | SAP
[6 empty] | 2201 | A1000200 | Assessed Fleet Charges | A2467431 | A24674310001 | 1080001 | 201408 | CR | 6.55 | Labor | SAP
[6 empty] | 2201 | A1000200 | Assessed Fleet Charges | 10850-2008 | A23418750001 | 1080001 | 201409 | CR | 0.01 | Labor | SAP
[6 empty] | 2201 | A1000200 | Assessed Fleet Charges | 10850-2008 | A23418770001 | 1080001 | 201409 | CR | 0.03 | Labor | SAP
[6 empty] | 2201 | A1000200 | Assessed Fleet Charges | A2431955 | A24319550001 | 1080001 | 201409 | CR | 0.02 | Labor | SAP
[6 empty] | 2201 | A1000200 | Assessed Fleet Charges | A2453294 | A24532940001 | 1080001 | 201409 | CR | 0.05 | Labor | SAP
[6 empty] | 2201 | A1000200 | Assessed Fleet Charges | A2453296 | A24532960001 | 1080001 | 201409 | CR | 0.05 | Labor | SAP
[6 empty] | 2201 | A1000200 | Assessed Fleet Charges | A2467431 | A24674310001 | 1080001 | 201409 | CR | 0.03 | Labor | SAP
[6 empty] | 2201 | A1000200 | Assessed Fleet Charges | 10850-2008 | A23418750001 | 1080001 | 201410 | CR | 0.74 | Labor | SAP
[6 empty] | 2201 | A1000200 | Assessed Fleet Charges | 10850-2008 | A23418770001 | 1080001 | 201410 | CR | 1.32 | Labor | SAP
[6 empty] | 2201 | A1000200 | Assessed Fleet Charges | A2431955 | A24319550001 | 1080001 | 201410 | CR | 1.01 | Labor | SAP
[6 empty] | 2201 | A1000200 | Assessed Fleet Charges | A2453294 | A24532940001 | 1080001 | 201410 | CR | 2.51 | Labor | SAP
[6 empty] | 2201 | A1000200 | Assessed Fleet Charges | A2453294 | A24532940002 | 1080001 | 201410 | CR | 0.01 | Labor | SAP
[6 empty] | 2201 | A1000200 | Assessed Fleet Charges | A2453296 | A24532960001 | 1080001 | 201410 | CR | 2.07 | Labor | SAP
[6 empty] | 2201 | A1000200 | Assessed Fleet Charges | A2467431 | A24674310001 | 1080001 | 201410 | CR | 1.79 | Labor | SAP
[6 empty] | 2201 | A1000200 | Assessed Fleet Charges | 10850-2008 | A23418750001 | 1080001 | 201411 | CR | 0.01 | Labor | SAP
[6 empty] | 2201 | A1000200 | Assessed Fleet Charges | 10850-2008 | A23418770001 | 1080001 | 201411 | CR | 0.01 | Labor | SAP
[6 empty] | 2201 | A1000200 | Assessed Fleet Charges | A2431955 | A24319550001 | 1080001 | 201411 | CR | 0.01 | Labor | SAP
[6 empty] | 2201 | A1000200 | Assessed Fleet Charges | A2453294 | A24532940001 | 1080001 | 201411 | CR | 0.03 | Labor | SAP
[6 empty] | 2201 | A1000200 | Assessed Fleet Charges | A2453296 | A24532960001 | 1080001 | 201411 | CR | 0.02 | Labor | SAP
[6 empty] | 2201 | A1000200 | Assessed Fleet Charges | A2467431 | A24674310001 | 1080001 | 201411 | CR | 0.02 | Labor | SAP
[6 empty] | 2201 | A1000200 | Assessed Fleet Charges | 10850-2008 | A23418750001 | 1080001 | 201502 | CR | 0.26 | Labor | SAP
[6 empty] | 2201 | A1000200 | Assessed Fleet Charges | A2431955 | A24319550001 | 1080001 | 201502 | CR | 1.9 | Labor | SAP
[6 empty] | 2201 | A1000200 | Assessed Fleet Charges | A2453294 | A24532940001 | 1080001 | 201502 | CR | 1.23 | Labor | SAP
[6 empty] | 2201 | A1000200 | Assessed Fleet Charges | A2453296 | A24532960001 | 1080001 | 201502 | CR | 0.36 | Labor | SAP
[6 empty] | 2201 | A1000200 | Assessed Fleet Charges | A2467431 | A24674310001 | 1080001 | 201502 | CR | 0.36 | Labor | SAP
[6 empty] | 2201 | A1000200 | Assessed Fleet Charges | A2528073 | A25280730002 | 1080001 | 201502 | CR | 0.16 | Labor | SAP
[6 empty] | 2201 | A1000200 | Assessed Fleet Charges | 10850-2008 | A23418750001 | 1080001 | 201503 | CR | 0.03 | Labor | SAP
[6 empty] | 2201 | A1000200 | Assessed Fleet Charges | A2431955 | A24319550001 | 1080001 | 201503 | CR | 0.05 | Labor | SAP
[6 empty] | 2201 | A1000200 | Assessed Fleet Charges | A2453294 | A24532940001 | 1080001 | 201503 | CR | 0.03 | Labor | SAP
[6 empty] | 2201 | A1000200 | Assessed Fleet Charges | A2467431 | A24674310001 | 1080001 | 201503 | CR | 0.02 | Labor | SAP
[6 empty] | 2201 | A1000200 | Assessed Fleet Charges | 10850-2008 | A23418750001 | 1080001 | 201504 | CR | 0.01 | Labor | SAP
[6 empty] | 2201 | A1000200 | Assessed Fleet Charges | A2431955 | A24319550001 | 1080001 | 201504 | CR | 0.11 | Labor | SAP
[6 empty] | 2201 | A1000200 | Assessed Fleet Charges | A2453294 | A24532940001 | 1080001 | 201504 | CR | 0.05 | Labor | SAP
[6 empty] | 2201 | A1000200 | Assessed Fleet Charges | A2467431 | A24674310001 | 1080001 | 201504 | CR | 0.06 | Labor | SAP
[6 empty] | 2201 | A1000200 | Assessed Fleet Charges | 10850-2008 | A23418750001 | 1080001 | 201505 | CR | 0.01 | Labor | SAP
[6 empty] | 2201 | A1000200 | Assessed Fleet Charges | A2431955 | A24319550001 | 1080001 | 201505 | CR | 0.03 | Labor | SAP
[6 empty] | 2201 | A1000200 | Assessed Fleet Charges | A2453294 | A24532940001 | 1080001 | 201505 | CR | 0.03 | Labor | SAP
[6 empty] | 2201 | A1000200 | Assessed Fleet Charges | A2467431 | A24674310001 | 1080001 | 201505 | CR | 0.03 | Labor | SAP
[6 empty] | 2201 | A1000200 | Assessed Fleet Charges | A2453294 | A24532940001 | 1080001 | 201507 | CR | 0.01 | Labor | SAP
[6 empty] | 2201 | A1000200 | Assessed Fleet Charges | A2467431 | A24674310001 | 1080001 | 201507 | CR | 0.01 | Labor | SAP
[6 empty] | 2201 | A1000200 | Assessed Fleet Charges | A2431955 | A24319550001 | 1080001 | 201508 | CR | 0.01 | Labor | SAP
[6 empty] | 2201 | A1000200 | Assessed Fleet Charges | A2453294 | A24532940001 | 1080001 | 201508 | CR | 0.01 | Labor | SAP
[6 empty] | 2201 | A1000200 | Assessed Fleet Charges | A2467431 | A24674310001 | 1080001 | 201508 | CR | 0.01 | Labor | SAP
[6 empty] | 2201 | A1000200 | Assessed Fleet Charges | A2431955 | A24319550001 | 1080001 | 201509 | CR | 1.18 | Labor | SAP
[6 empty] | 2201 | A1000200 | Assessed Fleet Charges | A2453294 | A24532940001 | 1080001 | 201509 | CR | 0.56 | Labor | SAP
[6 empty] | 2201 | A1000200 | Assessed Fleet Charges | A2467431 | A24674310001 | 1080001 | 201509 | CR | 1.01 | Labor | SAP
[6 empty] | 2201 | A1000200 | Assessed Fleet Charges | A2431955 | A24319550001 | 1080001 | 201510 | CR | 0.18 | Labor | SAP
[6 empty] | 2201 | A1000200 | Assessed Fleet Charges | A2453294 | A24532940001 | 1080001 | 201510 | CR | 0.14 | Labor | SAP
[6 empty] | 2201 | A1000200 | Assessed Fleet Charges | A2467431 | A24674310001 | 1080001 | 201510 | CR | 0.28 | Labor | SAP
[6 empty] | 2201 | A1000200 | Assessed Fleet Charges | A2431955 | A24319550001 | 1080001 | 201511 | CR | 0.11 | Labor | SAP
[6 empty] | 2201 | A1000200 | Assessed Fleet Charges | A2431955 | A24319550001 | 1080001 | 201512 | CR | 3.75 | Labor | SAP
[6 empty] | 2201 | A1000200 | Assessed Fleet Charges | A2431955 | A24319550001 | 1080001 | 201603 | CR | 0.02 | Labor | SAP
[6 empty] | 2201 | A1000200 | Assessed Fleet Charges | A2582282 | A25822820001 | 1080001 | 201603 | CR | 0.03 | Labor | SAP
[6 empty] | 2201 | A1000200 | Assessed Fleet Charges | A2582286 | A25822860001 | 1080001 | 201603 | CR | 0.02 | Labor | SAP
[6 empty] | 2201 | A1000200 | Assessed Fleet Charges | A2582287 | A25822870001 | 1080001 | 201603 | CR | 0.01 | Labor | SAP
[6 empty] | 2201 | A1000200 | Assessed Fleet Charges | A2582287 | A25822870011 | 1080001 | 201603 | CR | 0.01 | Labor | SAP
[6 empty] | 2201 | A1000200 | Assessed Fleet Charges | A2431955 | A24319550001 | 1080001 | 201604 | CR | 35.43 | Labor | SAP
[6 empty] | 2201 | A1000200 | Assessed Fleet Charges | A2582282 | A25822820001 | 1080001 | 201604 | CR | 59.41 | Labor | SAP
[6 empty] | 2201 | A1000200 | Assessed Fleet Charges | A2582286 | A25822860001 | 1080001 | 201604 | CR | 42.97 | Labor | SAP
[6 empty] | 2201 | A1000200 | Assessed Fleet Charges | A2582287 | A25822870001 | 1080001 | 201604 | CR | 13.43 | Labor | SAP
[6 empty] | 2201 | A1000200 | Assessed Fleet Charges | A2582287 | A25822870011 | 1080001 | 201604 | CR | 13.84 | Labor | SAP
[6 empty] | 2201 | A1000200 | Assessed Fleet Charges | A2431955 | A24319550001 | 1080001 | 201605 | CR | 118.78 | Labor | SAP
[6 empty] | 2201 | A1000200 | Assessed Fleet Charges | A2582282 | A25822820001 | 1080001 | 201605 | CR | 187.43 | Labor | SAP
[6 empty] | 2201 | A1000200 | Assessed Fleet Charges | A2582286 | A25822860001 | 1080001 | 201605 | CR | 103.6 | Labor | SAP
[6 empty] | 2201 | A1000200 | Assessed Fleet Charges | A2582287 | A25822870001 | 1080001 | 201605 | CR | 51.65 | Labor | SAP
[6 empty] | 2201 | A1000200 | Assessed Fleet Charges | A2582287 | A25822870011 | 1080001 | 201605 | CR | 50.67 | Labor | SAP
[6 empty] | 2201 | A1000200 | Assessed Fleet Charges | A2431955 | A24319550001 | 1080001 | 201606 | CR | 64.37 | Labor | SAP
[6 empty] | 2201 | A1000200 | Assessed Fleet Charges | A2582282 | A25822820001 | 1080001 | 201606 | CR | 86.15 | Labor | SAP
[6 empty] | 2201 | A1000200 | Assessed Fleet Charges | A2582286 | A25822860001 | 1080001 | 201606 | CR | 47.9 | Labor | SAP
[6 empty] | 2201 | A1000200 | Assessed Fleet Charges | A2582287 | A25822870001 | 1080001 | 201606 | CR | 33.03 | Labor | SAP
[6 empty] | 2201 | A1000200 | Assessed Fleet Charges | A2582287 | A25822870011 | 1080001 | 201606 | CR | 21.18 | Labor | SAP
[6 empty] | 2201 | A1000200 | Assessed Fleet Charges | A2431955 | A24319550001 | 1080001 | 201607 | CR | 208.95 | Labor | SAP
[6 empty] | 2201 | A1000200 | Assessed Fleet Charges | A2582282 | A25822820001 | 1080001 | 201607 | CR | 342.5 | Labor | SAP
[6 empty] | 2201 | A1000200 | Assessed Fleet Charges | A2582286 | A25822860001 | 1080001 | 201607 | CR | 168.83 | Labor | SAP
[6 empty] | 2201 | A1000200 | Assessed Fleet Charges | A2582287 | A25822870001 | 1080001 | 201607 | CR | 94.37 | Labor | SAP
[6 empty] | 2201 | A1000200 | Assessed Fleet Charges | A2582287 | A25822870011 | 1080001 | 201607 | CR | 84.93 | Labor | SAP
[6 empty] | 2201 | A1000200 | Assessed Fleet Charges | A2431955 | A24319550001 | 1080001 | 201608 | CR | 351.58 | Labor | SAP
[6 empty] | 2201 | A1000200 | Assessed Fleet Charges | A2582282 | A25822820001 | 1080001 | 201608 | CR | 694.07 | Labor | SAP
[6 empty] | 2201 | A1000200 | Assessed Fleet Charges | A2582286 | A25822860001 | 1080001 | 201608 | CR | 291.99 | Labor | SAP
[6 empty] | 2201 | A1000200 | Assessed Fleet Charges | A2582287 | A25822870001 | 1080001 | 201608 | CR | 141.84 | Labor | SAP
[6 empty] | 2201 | A1000200 | Assessed Fleet Charges | A2582287 | A25822870011 | 1080001 | 201608 | CR | 161.85 | Labor | SAP
[6 empty] | 2201 | A1000200 | Assessed Fleet Charges | A2431955 | A24319550001 | 1080001 | 201609 | CR | 91.76 | Labor | SAP
[6 empty] | 2201 | A1000200 | Assessed Fleet Charges | A2582282 | A25822820001 | 1080001 | 201609 | CR | 156.45 | Labor | SAP
[6 empty] | 2201 | A1000200 | Assessed Fleet Charges | A2582286 | A25822860001 | 1080001 | 201609 | CR | 81.78 | Labor | SAP
[6 empty] | 2201 | A1000200 | Assessed Fleet Charges | A2582287 | A25822870001 | 1080001 | 201609 | CR | 7.41 | Labor | SAP
[6 empty] | 2201 | A1000200 | Assessed Fleet Charges | A2582287 | A25822870011 | 1080001 | 201609 | CR | 35.32 | Labor | SAP
[6 empty] | 2201 | A1000200 | Assessed Fleet Charges | A2431955 | A24319550001 | 1080001 | 201610 | CR | 56.51 | Labor | SAP
[6 empty] | 2201 | A1000200 | Assessed Fleet Charges | A2582282 | A25822820001 | 1080001 | 201610 | CR | 211.19 | Labor | SAP
[6 empty] | 2201 | A1000200 | Assessed Fleet Charges | A2582286 | A25822860001 | 1080001 | 201610 | CR | 58.41 | Labor | SAP
[6 empty] | 2201 | A1000200 | Assessed Fleet Charges | A2582287 | A25822870011 | 1080001 | 201610 | CR | 40.27 | Labor | SAP
[6 empty] | 2201 | A1000200 | Assessed Fleet Charges | A2582282 | A25822820001 | 1080001 | 201611 | CR | 206.88 | Labor | SAP
[6 empty] | 2201 | A1000200 | Assessed Fleet Charges | A2582286 | A25822860001 | 1080001 | 201611 | CR | 103.57 | Labor | SAP
[6 empty] | 2201 | A1000200 | Assessed Fleet Charges | A2582287 | A25822870011 | 1080001 | 201611 | CR | 61.61 | Labor | SAP
[6 empty] | 2201 | A1000200 | Assessed Fleet Charges | A2582282 | A25822820001 | 1080001 | 201612 | CR | 486.2 | Labor | SAP
[6 empty] | 2201 | A1000200 | Assessed Fleet Charges | A2582286 | A25822860001 | 1080001 | 201612 | CR | 309.24 | Labor | SAP
[6 empty] | 2201 | A1000301 | Assessed Self Help Charges | 10850-2008 | A23214610001 | 1080001 | 201207 | CR | 113.7 | Mats | SAP
[6 empty] | 2201 | A1000301 | Assessed Self Help Charges | 10850-2008 | A23418770004 | 1080001 | 201207 | CR | 54.8 | Mats | SAP
[6 empty] | 2201 | A1000301 | Assessed Self Help Charges | A2341876 | A23418760013 | 1080001 | 201207 | CR | 25.65 | Mats | SAP
[6 empty] | 2201 | A1000301 | Assessed Self Help Charges | 10850-2008 | A23418790005 | 1080001 | 201209 | CR | -3.53 | Mats | SAP
[6 empty] | 2201 | A1000301 | Assessed Self Help Charges | A2341879 | A23418790053 | 1080001 | 201209 | CR | -1.23 | Mats | SAP
[6 empty] | 2201 | A1000301 | Assessed Self Help Charges | A2408990 | A24089900035 | 1080001 | 201303 | CR | 1.88 | Mats | SAP
[6 empty] | 2201 | A1000301 | Assessed Self Help Charges | A2408990 | A24089900037 | 1080001 | 201304 | CR | 4.63 | Mats | SAP
[6 empty] | 2201 | A1000301 | Assessed Self Help Charges | 10850-2008 | A23418770001 | 1080001 | 201307 | CR | 8.66 | Mats | SAP
[6 empty] | 2201 | A1000301 | Assessed Self Help Charges | A2341877 | A23418770013 | 1080001 | 201307 | CR | 18.25 | Mats | SAP
[6 empty] | 2201 | A1000301 | Assessed Self Help Charges | A2341877 | A23418770013 | 1080001 | 201308 | CR | 7.48 | Mats | SAP
[6 empty] | 2201 | A1000301 | Assessed Self Help Charges | A2408990 | A24089900039 | 1080001 | 201308 | CR | 9.27 | Mats | SAP
[6 empty] | 2201 | A1000301 | Assessed Self Help Charges | A2341877 | A23418770040 | 1080001 | 201309 | CR | 1.49 | Mats | SAP
[6 empty] | 2201 | A1000301 | Assessed Self Help Charges | A2408990 | A24089900083 | 1080001 | 201310 | CR | 1.74 | Mats | SAP
[6 empty] | 2201 | A1000301 | Assessed Self Help Charges | A2453294 | A24532940027 | 1080001 | 201402 | CR | 18.25 | Mats | SAP
[6 empty] | 2201 | A1000301 | Assessed Self Help Charges | A2453294 | A24532940027 | 1080001 | 201403 | CR | 13.69 | Mats | SAP
[6 empty] | 2201 | A1000301 | Assessed Self Help Charges | A2453294 | A24532940030 | 1080001 | 201403 | CR | 16.19 | Mats | SAP
[6 empty] | 2201 | A1000301 | Assessed Self Help Charges | A2453294 | A24532940026 | 1080001 | 201404 | CR | 0.53 | Mats | SAP
[6 empty] | 2201 | A1000301 | Assessed Self Help Charges | A2453296 | A24532960006 | 1080001 | 201408 | CR | 8.36 | Mats | SAP
[6 empty] | 2201 | A1000301 | Assessed Self Help Charges | A2453296 | A24532960023 | 1080001 | 201408 | CR | 2 | Mats | SAP
[6 empty] | 2201 | A1000301 | Assessed Self Help Charges | A2467431 | A24674310020 | 1080001 | 201410 | CR | 13.28 | Mats | SAP
[6 empty] | 2201 | A1000301 | Assessed Self Help Charges | A2467431 | A24674310020 | 1080001 | 201411 | CR | 5.24 | Mats | SAP
[6 empty] | 2201 | A1000301 | Assessed Self Help Charges | A2528073 | A25280730004 | 1080001 | 201503 | CR | 44.38 | Mats | SAP
[6 empty] | 2201 | A1000301 | Assessed Self Help Charges | A2528073 | A25280730016 | 1080001 | 201507 | CR | 1.15 | Mats | SAP
[6 empty] | 2201 | A1000301 | Assessed Self Help Charges | A2528073 | A25280730024 | 1080001 | 201507 | CR | 4.24 | Mats | SAP
[6 empty] | 2201 | A1000301 | Assessed Self Help Charges | A2528076 | A25280760052 | 1080001 | 201508 | CR | 10.18 | Mats | SAP
[6 empty] | 2201 | A1000301 | Assessed Self Help Charges | A2528073 | A25280730033 | 1080001 | 201509 | CR | 0.53 | Mats | SAP
[6 empty] | 2201 | A1000301 | Assessed Self Help Charges | A2528076 | A25280760061 | 1080001 | 201510 | CR | 17.74 | Mats | SAP
[6 empty] | 2201 | A1000301 | Assessed Self Help Charges | A2528076 | A25280760063 | 1080001 | 201510 | CR | 0.51 | Mats | SAP
[6 empty] | 2201 | A1000301 | Assessed Self Help Charges | A2528076 | A25280760065 | 1080001 | 201510 | CR | 4.81 | Mats | SAP
[6 empty] | 2201 | A1000301 | Assessed Self Help Charges | A2528076 | A25280760063 | 1080001 | 201512 | CR | 0.82 | Mats | SAP
[6 empty] | 2201 | A1000301 | Assessed Self Help Charges | A2582282 | A25822820002 | 1080001 | 201602 | CR | 3.6 | Mats | SAP
[6 empty] | 2201 | A1000301 | Assessed Self Help Charges | A2582282 | A25822820026 | 1080001 | 201602 | CR | 16.03 | Mats | SAP
[6 empty] | 2201 | A1000301 | Assessed Self Help Charges | A2582287 | A25822870010 | 1080001 | 201602 | CR | 18.56 | Mats | SAP
[6 empty] | 2201 | A1000301 | Assessed Self Help Charges | A2582282 | A25822820002 | 1080001 | 201603 | CR | 0.19 | Mats | SAP
[6 empty] | 2201 | A1000301 | Assessed Self Help Charges | A2582287 | A25822870010 | 1080001 | 201603 | CR | 5.53 | Mats | SAP
[6 empty] | 2201 | A1000301 | Assessed Self Help Charges | A2582287 | A25822870001 | 1080001 | 201604 | CR | 48.7 | Mats | SAP
[6 empty] | 2201 | A1000301 | Assessed Self Help Charges | A2582287 | A25822870010 | 1080001 | 201604 | CR | 13.58 | Mats | SAP
[6 empty] | 2201 | A1000301 | Assessed Self Help Charges | A2582282 | A25822820002 | 1080001 | 201605 | CR | 32.62 | Mats | SAP
[6 empty] | 2201 | A1000301 | Assessed Self Help Charges | A2582282 | A25822820004 | 1080001 | 201605 | CR | 11.35 | Mats | SAP
[6 empty] | 2201 | A1000301 | Assessed Self Help Charges | A2582282 | A25822820001 | 1080001 | 201606 | CR | 35.68 | Mats | SAP
[6 empty] | 2201 | A1000301 | Assessed Self Help Charges | A2582282 | A25822820002 | 1080001 | 201606 | CR | 20.36 | Mats | SAP
[6 empty] | 2201 | A1000301 | Assessed Self Help Charges | A2582286 | A25822860012 | 1080001 | 201606 | CR | 43.92 | Mats | SAP
[6 empty] | 2201 | A1000301 | Assessed Self Help Charges | A2582286 | A25822860012 | 1080001 | 201607 | CR | 8.03 | Mats | SAP
[6 empty] | 2201 | A1000301 | Assessed Self Help Charges | A2582286 | A25822860012 | 1080001 | 201608 | CR | 154.98 | Mats | SAP
[6 empty] | 2201 | A1000201 | Assessed Small Tools Clearing Charges | 10850-2008 | A23418730001 | 1080001 | 201208 | CR | 16.23 | Mats | SAP
[6 empty] | 2201 | A1000201 | Assessed Small Tools Clearing Charges | 10850-2008 | A23418740001 | 1080001 | 201208 | CR | 83.9 | Mats | SAP
[6 empty] | 2201 | A1000201 | Assessed Small Tools Clearing Charges | 10850-2008 | A23418760001 | 1080001 | 201208 | CR | 20.87 | Mats | SAP
[6 empty] | 2201 | A1000201 | Assessed Small Tools Clearing Charges | 10850-2008 | A23418770001 | 1080001 | 201208 | CR | 1.51 | Mats | SAP
[6 empty] | 2201 | A1000201 | Assessed Small Tools Clearing Charges | 10850-2008 | A23418790001 | 1080001 | 201208 | CR | 70.04 | Mats | SAP
[6 empty] | 2201 | A1000201 | Assessed Small Tools Clearing Charges | 10850-2008 | A23564980001 | 1080001 | 201208 | CR | 21.69 | Mats | SAP
[6 empty] | 2201 | A1000201 | Assessed Small Tools Clearing Charges | 10850-2008 | A23418730001 | 1080001 | 201209 | CR | -31.07 | Mats | SAP
[6 empty] | 2201 | A1000201 | Assessed Small Tools Clearing Charges | 10850-2008 | A23418740001 | 1080001 | 201209 | CR | -28.92 | Mats | SAP
[6 empty] | 2201 | A1000201 | Assessed Small Tools Clearing Charges | 10850-2008 | A23418750001 | 1080001 | 201209 | CR | -15.48 | Mats | SAP
[6 empty] | 2201 | A1000201 | Assessed Small Tools Clearing Charges | 10850-2008 | A23418760001 | 1080001 | 201209 | CR | -6.38 | Mats | SAP
[6 empty] | 2201 | A1000201 | Assessed Small Tools Clearing Charges | 10850-2008 | A23418770001 | 1080001 | 201209 | CR | -0.97 | Mats | SAP
[6 empty] | 2201 | A1000201 | Assessed Small Tools Clearing Charges | 10850-2008 | A23418790001 | 1080001 | 201209 | CR | -31.24 | Mats | SAP
[6 empty] | 2201 | A1000201 | Assessed Small Tools Clearing Charges | 10850-2008 | A23564980001 | 1080001 | 201209 | CR | -7.83 | Mats | SAP
[6 empty] | 2201 | A1000201 | Assessed Small Tools Clearing Charges | 10850-2008 | A23418730001 | 1080001 | 201210 | CR | 1.37 | Mats | SAP
[6 empty] | 2201 | A1000201 | Assessed Small Tools Clearing Charges | 10850-2008 | A23418740001 | 1080001 | 201210 | CR | 2.13 | Mats | SAP
[6 empty] | 2201 | A1000201 | Assessed Small Tools Clearing Charges | 10850-2008 | A23418750001 | 1080001 | 201210 | CR | 0.89 | Mats | SAP
[6 empty] | 2201 | A1000201 | Assessed Small Tools Clearing Charges | 10850-2008 | A23418760001 | 1080001 | 201210 | CR | 0.9 | Mats | SAP
[6 empty] | 2201 | A1000201 | Assessed Small Tools Clearing Charges | 10850-2008 | A23418770001 | 1080001 | 201210 | CR | 0.06 | Mats | SAP
[6 empty] | 2201 | A1000201 | Assessed Small Tools Clearing Charges | 10850-2008 | A23418790001 | 1080001 | 201210 | CR | 3 | Mats | SAP
[6 empty] | 2201 | A1000201 | Assessed Small Tools Clearing Charges | 10850-2008 | A23564980001 | 1080001 | 201210 | CR | 0.69 | Mats | SAP
[6 empty] | 2201 | A1000201 | Assessed Small Tools Clearing Charges | 10850-2008 | A23418740001 | 1080001 | 201302 | CR | 1.74 | Mats | SAP
[6 empty] | 2201 | A1000201 | Assessed Small Tools Clearing Charges | 10850-2008 | A23418790001 | 1080001 | 201302 | CR | 1.26 | Mats | SAP
[6 empty] | 2201 | A1000201 | Assessed Small Tools Clearing Charges | 10850-2008 | A23564980001 | 1080001 | 201302 | CR | 0.24 | Mats | SAP
[6 empty] | 2201 | A1000201 | Assessed Small Tools Clearing Charges | A2408990 | A24089900001 | 1080001 | 201302 | CR | 3.32 | Mats | SAP
[6 empty] | 2201 | A1000300 | Assessed Stores Clearing Charges | 10850-2008 | A23214610001 | 1080001 | 201207 | CR | 1248.58 | Mats | SAP
[6 empty] | 2201 | A1000300 | Assessed Stores Clearing Charges | 10850-2008 | A23418770004 | 1080001 | 201207 | CR | 601.78 | Mats | SAP
[6 empty] | 2201 | A1000300 | Assessed Stores Clearing Charges | A2341876 | A23418760013 | 1080001 | 201207 | CR | 281.62 | Mats | SAP
[6 empty] | 2201 | A1000300 | Assessed Stores Clearing Charges | 10850-2008 | A23418790005 | 1080001 | 201209 | CR | 28.95 | Mats | SAP
[6 empty] | 2201 | A1000300 | Assessed Stores Clearing Charges | A2341879 | A23418790053 | 1080001 | 201209 | CR | 10.08 | Mats | SAP
[6 empty] | 2201 | A1000300 | Assessed Stores Clearing Charges | A2341879 | A23418790053 | 1080001 | 201211 | CR | 54.19 | Mats | SAP
[6 empty] | 2201 | A1000300 | Assessed Stores Clearing Charges | A2341879 | A23418790066 | 1080001 | 201212 | CR | 114.76 | Mats | SAP
[6 empty] | 2201 | A1000300 | Assessed Stores Clearing Charges | A2408990 | A24089900001 | 1080001 | 201301 | CR | 7.9 | Mats | SAP
[6 empty] | 2201 | A1000300 | Assessed Stores Clearing Charges | A2408990 | A24089900002 | 1080001 | 201301 | CR | 33.54 | Mats | SAP
[6 empty] | 2201 | A1000300 | Assessed Stores Clearing Charges | A2341877 | A23418770017 | 1080001 | 201302 | CR | 14.14 | Mats | SAP
[6 empty] | 2201 | A1000300 | Assessed Stores Clearing Charges | A2408990 | A24089900035 | 1080001 | 201303 | CR | 45 | Mats | SAP
[6 empty] | 2201 | A1000300 | Assessed Stores Clearing Charges | A2408990 | A24089900037 | 1080001 | 201304 | CR | 13.3 | Mats | SAP
[6 empty] | 2201 | A1000300 | Assessed Stores Clearing Charges | 10850-2008 | A23418770001 | 1080001 | 201307 | CR | 21.13 | Mats | SAP
[6 empty] | 2201 | A1000300 | Assessed Stores Clearing Charges | A2341877 | A23418770013 | 1080001 | 201307 | CR | 44.54 | Mats | SAP
[6 empty] | 2201 | A1000300 | Assessed Stores Clearing Charges | A2341877 | A23418770013 | 1080001 | 201308 | CR | 26.85 | Mats | SAP
[6 empty] | 2201 | A1000300 | Assessed Stores Clearing Charges | A2408990 | A24089900039 | 1080001 | 201308 | CR | 33.3 | Mats | SAP
[6 empty] | 2201 | A1000300 | Assessed Stores Clearing Charges | A2341877 | A23418770040 | 1080001 | 201309 | CR | 5.07 | Mats | SAP
[6 empty] | 2201 | A1000300 | Assessed Stores Clearing Charges | A2408990 | A24089900083 | 1080001 | 201310 | CR | 9.66 | Mats | SAP
[6 empty] | 2201 | A1000300 | Assessed Stores Clearing Charges | A2453294 | A24532940027 | 1080001 | 201402 | CR | 52.89 | Mats | SAP
[6 empty] | 2201 | A1000300 | Assessed Stores Clearing Charges | A2453294 | A24532940027 | 1080001 | 201403 | CR | 36.86 | Mats | SAP
[6 empty] | 2201 | A1000300 | Assessed Stores Clearing Charges | A2453294 | A24532940030 | 1080001 | 201403 | CR | 43.58 | Mats | SAP
[6 empty] | 2201 | A1000300 | Assessed Stores Clearing Charges | A2453294 | A24532940026 | 1080001 | 201404 | CR | 1.58 | Mats | SAP
[6 empty] | 2201 | A1000300 | Assessed Stores Clearing Charges | A2453296 | A24532960006 | 1080001 | 201408 | CR | 35.4 | Mats | SAP
[6 empty] | 2201 | A1000300 | Assessed Stores Clearing Charges | A2453296 | A24532960023 | 1080001 | 201408 | CR | 8.45 | Mats | SAP
[6 empty] | 2201 | A1000300 | Assessed Stores Clearing Charges | A2467431 | A24674310020 | 1080001 | 201410 | CR | 57.8 | Mats | SAP
[6 empty] | 2201 | A1000300 | Assessed Stores Clearing Charges | A2467431 | A24674310020 | 1080001 | 201411 | CR | 12.23 | Mats | SAP
[6 empty] | 2201 | A1000300 | Assessed Stores Clearing Charges | A2528073 | A25280730004 | 1080001 | 201503 | CR | 62.13 | Mats | SAP
[6 empty] | 2201 | A1000300 | Assessed Stores Clearing Charges | A2528073 | A25280730016 | 1080001 | 201507 | CR | 3.8 | Mats | SAP
[6 empty] | 2201 | A1000300 | Assessed Stores Clearing Charges | A2528073 | A25280730024 | 1080001 | 201507 | CR | 13.98 | Mats | SAP
[6 empty] | 2201 | A1000300 | Assessed Stores Clearing Charges | A2528076 | A25280760052 | 1080001 | 201508 | CR | 16.61 | Mats | SAP
[6 empty] | 2201 | A1000300 | Assessed Stores Clearing Charges | A2528073 | A25280730033 | 1080001 | 201509 | CR | 1.51 | Mats | SAP
[6 empty] | 2201 | A1000300 | Assessed Stores Clearing Charges | A2528076 | A25280760061 | 1080001 | 201510 | CR | 28.49 | Mats | SAP
[6 empty] | 2201 | A1000300 | Assessed Stores Clearing Charges | A2528076 | A25280760063 | 1080001 | 201510 | CR | 0.83 | Mats | SAP
[6 empty] | 2201 | A1000300 | Assessed Stores Clearing Charges | A2528076 | A25280760065 | 1080001 | 201510 | CR | 7.73 | Mats | SAP
[6 empty] | 2201 | A1000300 | Assessed Stores Clearing Charges | A2528076 | A25280760063 | 1080001 | 201512 | CR | 1.06 | Mats | SAP
[6 empty] | 2201 | A1000300 | Assessed Stores Clearing Charges | A2582282 | A25822820002 | 1080001 | 201602 | CR | 3.4 | Mats | SAP
[6 empty] | 2201 | A1000300 | Assessed Stores Clearing Charges | A2582282 | A25822820026 | 1080001 | 201602 | CR | 15.15 | Mats | SAP
[6 empty] | 2201 | A1000300 | Assessed Stores Clearing Charges | A2582287 | A25822870010 | 1080001 | 201602 | CR | 17.54 | Mats | SAP
[6 empty] | 2201 | A1000300 | Assessed Stores Clearing Charges | A2582282 | A25822820002 | 1080001 | 201603 | CR | 0.15 | Mats | SAP
[6 empty] | 2201 | A1000300 | Assessed Stores Clearing Charges | A2582287 | A25822870010 | 1080001 | 201603 | CR | 4.47 | Mats | SAP
[6 empty] | 2201 | A1000300 | Assessed Stores Clearing Charges | A2582287 | A25822870001 | 1080001 | 201604 | CR | 48.34 | Mats | SAP
[6 empty] | 2201 | A1000300 | Assessed Stores Clearing Charges | A2582287 | A25822870010 | 1080001 | 201604 | CR | 13.48 | Mats | SAP
[6 empty] | 2201 | A1000300 | Assessed Stores Clearing Charges | A2582282 | A25822820002 | 1080001 | 201605 | CR | 34.8 | Mats | SAP
[6 empty] | 2201 | A1000300 | Assessed Stores Clearing Charges | A2582282 | A25822820004 | 1080001 | 201605 | CR | 12.1 | Mats | SAP
[6 empty] | 2201 | A1000300 | Assessed Stores Clearing Charges | A2582282 | A25822820001 | 1080001 | 201606 | CR | 29.07 | Mats | SAP
[6 empty] | 2201 | A1000300 | Assessed Stores Clearing Charges | A2582282 | A25822820002 | 1080001 | 201606 | CR | 16.59 | Mats | SAP
[6 empty] | 2201 | A1000300 | Assessed Stores Clearing Charges | A2582286 | A25822860012 | 1080001 | 201606 | CR | 35.79 | Mats | SAP
[6 empty] | 2201 | A1000300 | Assessed Stores Clearing Charges | A2582286 | A25822860012 | 1080001 | 201607 | CR | 7.09 | Mats | SAP
[6 empty] | 2201 | A1000300 | Assessed Stores Clearing Charges | A2582286 | A25822860012 | 1080001 | 201608 | CR | 107.43 | Mats | SAP
[6 empty] | 2201 | 6100100 | Contractor Services | 10850-2008 | A23214610001 | 1080001 | 201207 | CR | 5511.55 | Contractor | SAP
[6 empty] | 2201 | 6100100 | Contractor Services | 10850-2008 | A23418730001 | 1080001 | 201207 | CR | 2775.36 | Contractor | SAP
[6 empty] | 2201 | 6100100 | Contractor Services | 10850-2008 | A23418730002 | 1080001 | 201207 | CR | -5169.99 | Contractor | SAP
[6 empty] | 2201 | 6100100 | Contractor Services | 10850-2008 | A23418770004 | 1080001 | 201207 | CR | 3401.75 | Contractor | SAP
[6 empty] | 2201 | 6100100 | Contractor Services | 10850-2008 | A23418790002 | 1080001 | 201207 | CR | 251325 | Contractor | SAP
[6 empty] | 2201 | 6100100 | Contractor Services | 10850-2008 | A23418790005 | 1080001 | 201207 | CR | -3024.56 | Contractor | SAP
[6 empty] | 2201 | 6100100 | Contractor Services | 10850-2008 | A23418790014 | 1080001 | 201207 | CR | 356.79 | Contractor | SAP
[6 empty] | 2201 | 6100100 | Contractor Services | 10850-2008 | A23418790017 | 1080001 | 201207 | CR | 1621.2 | Contractor | SAP
[6 empty] | 2201 | 6100100 | Contractor Services | 10850-2008 | A23418790028 | 1080001 | 201207 | CR | 2042 | Contractor | SAP
[6 empty] | 2201 | 6100100 | Contractor Services | 10850-2008 | A23418790030 | 1080001 | 201207 | CR | 700.72 | Contractor | SAP
[6 empty] | 2201 | 6100100 | Contractor Services | 10850-2008 | A23418790036 | 1080001 | 201207 | CR | 1341.76 | Contractor | SAP
[6 empty] | 2201 | 6100100 | Contractor Services | 10850-2008 | A23418790040 | 1080001 | 201207 | CR | 641.04 | Contractor | SAP
[6 empty] | 2201 | 6100100 | Contractor Services | 10850-2008 | A23418790042 | 1080001 | 201207 | CR | 11267.08 | Contractor | SAP
[6 empty] | 2201 | 6100100 | Contractor Services | 10850-2008 | A23717810001 | 1080001 | 201207 | CR | 1710.64 | Contractor | SAP
[6 empty] | 2201 | 6100100 | Contractor Services | A2341873 | A23418730002 | 1080001 | 201207 | CR | 5063.14 | Contractor | SAP
[6 empty] | 2201 | 6100100 | Contractor Services | A2341873 | A23418730012 | 1080001 | 201207 | CR | 2008.55 | Contractor | SAP
[6 empty] | 2201 | 6100100 | Contractor Services | A2341873 | A23418730019 | 1080001 | 201207 | CR | 169605.76 | Contractor | SAP
[6 empty] | 2201 | 6100100 | Contractor Services | A2341876 | A23418760013 | 1080001 | 201207 | CR | 1073.6 | Contractor | SAP
[6 empty] | 2201 | 6100100 | Contractor Services | A2341879 | A23418790010 | 1080001 | 201207 | CR | 811.72 | Contractor | SAP
[6 empty] | 2201 | 6100100 | Contractor Services | A2341879 | A23418790044 | 1080001 | 201207 | CR | 614.08 | Contractor | SAP
[6 empty] | 2201 | 6100100 | Contractor Services | A2341879 | A23418790047 | 1080001 | 201207 | CR | 1530 | Contractor | SAP
[6 empty] | 2201 | 6100100 | Contractor Services | 10850-2008 | A23214610001 | 1080001 | 201208 | CR | -362 | Contractor | SAP
[6 empty] | 2201 | 6100100 | Contractor Services | 10850-2008 | A23418740014 | 1080001 | 201208 | CR | 3401.4 | Contractor | SAP
[6 empty] | 2201 | 6100100 | Contractor Services | 10850-2008 | A23418770004 | 1080001 | 201208 | CR | 2578.96 | Contractor | SAP
[6 empty] | 2201 | 6100100 | Contractor Services | 10850-2008 | A23418790002 | 1080001 | 201208 | CR | -348710 | Contractor | SAP
[6 empty] | 2201 | 6100100 | Contractor Services | 10850-2008 | A23418790005 | 1080001 | 201208 | CR | 10128.44 | Contractor | SAP
[6 empty] | 2201 | 6100100 | Contractor Services | 10850-2008 | A23418790017 | 1080001 | 201208 | CR | 1621.2 | Contractor | SAP
[6 empty] | 2201 | 6100100 | Contractor Services | 10850-2008 | A23418790030 | 1080001 | 201208 | CR | 927.84 | Contractor | SAP
[6 empty] | 2201 | 6100100 | Contractor Services | 10850-2008 | A23418790036 | 1080001 | 201208 | CR | -413.92 | Contractor | SAP
[6 empty] | 2201 | 6100100 | Contractor Services | 10850-2008 | A23418790042 | 1080001 | 201208 | CR | -11267.08 | Contractor | SAP
[6 empty] | 2201 | 6100100 | Contractor Services | 10850-2008 | A23717810001 | 1080001 | 201208 | CR | 0 | Contractor | SAP
[6 empty] | 2201 | 6100100 | Contractor Services | A2341873 | A23418730002 | 1080001 | 201208 | CR | 2042.44 | Contractor | SAP
[6 empty] | 2201 | 6100100 | Contractor Services | A2341873 | A23418730012 | 1080001 | 201208 | CR | -2008.55 | Contractor | SAP
[6 empty] | 2201 | 6100100 | Contractor Services | A2341873 | A23418730019 | 1080001 | 201208 | CR | -121913.89 | Contractor | SAP
[6 empty] | 2201 | 6100100 | Contractor Services | A2341876 | A23418760013 | 1080001 | 201208 | CR | 913.21 | Contractor | SAP
[6 empty] | 2201 | 6100100 | Contractor Services | A2341876 | A23418760016 | 1080001 | 201208 | CR | 6927.18 | Contractor | SAP
[6 empty] | 2201 | 6100100 | Contractor Services | A2341879 | A23418790010 | 1080001 | 201208 | CR | 399.68 | Contractor | SAP
[6 empty] | 2201 | 6100100 | Contractor Services | A2341879 | A23418790017 | 1080001 | 201208 | CR | -1621.2 | Contractor | SAP
[6 empty] | 2201 | 6100100 | Contractor Services | A2341879 | A23418790028 | 1080001 | 201208 | CR | 374.4 | Contractor | SAP
[6 empty] | 2201 | 6100100 | Contractor Services | A2341879 | A23418790043 | 1080001 | 201208 | CR | 1541.76 | Contractor | SAP
[6 empty] | 2201 | 6100100 | Contractor Services | A2341879 | A23418790044 | 1080001 | 201208 | CR | 0 | Contractor | SAP
[6 empty] | 2201 | 6100100 | Contractor Services | A2341879 | A23418790045 | 1080001 | 201208 | CR | 918.24 | Contractor | SAP
[6 empty] | 2201 | 6100100 | Contractor Services | A2341879 | A23418790047 | 1080001 | 201208 | CR | 0 | Contractor | SAP
[6 empty] | 2201 | 6100100 | Contractor Services | A2341879 | A23418790050 | 1080001 | 201208 | CR | 2483.86 | Contractor | SAP
[6 empty] | 2201 | 6100100 | Contractor Services | A2341879 | A23418790052 | 1080001 | 201208 | CR | 1020 | Contractor | SAP
[6 empty] | 2201 | 6100100 | Contractor Services | A2341879 | A23418790053 | 1080001 | 201208 | CR | 234.24 | Contractor | SAP
[6 empty] | 2201 | 6100100 | Contractor Services | 10850-2008 | A23214610001 | 1080001 | 201209 | CR | -1191.59 | Contractor | SAP
[6 empty] | 2201 | 6100100 | Contractor Services | 10850-2008 | A23418740014 | 1080001 | 201209 | CR | 8492.68 | Contractor | SAP
[6 empty] | 2201 | 6100100 | Contractor Services | 10850-2008 | A23418770004 | 1080001 | 201209 | CR | -580.25 | Contractor | SAP
[6 empty] | 2201 | 6100100 | Contractor Services | 10850-2008 | A23418790005 | 1080001 | 201209 | CR | 6506.32 | Contractor | SAP
[6 empty] | 2201 | 6100100 | Contractor Services | 10850-2008 | A23418790030 | 1080001 | 201209 | CR | 377.3 | Contractor | SAP
[6 empty] | 2201 | 6100100 | Contractor Services | 10850-2008 | A23418790036 | 1080001 | 201209 | CR | 413.92 | Contractor | SAP
[6 empty] | 2201 | 6100100 | Contractor Services | 10850-2008 | A23418790042 | 1080001 | 201209 | CR | 0 | Contractor | SAP
[6 empty] | 2201 | 6100100 | Contractor Services | A2341873 | A23418730012 | 1080001 | 201209 | CR | 10137.19 | Contractor | SAP
[6 empty] | 2201 | 6100100 | Contractor Services | A2341873 | A23418730029 | 1080001 | 201209 | CR | 2127.76 | Contractor | SAP
[6 empty] | 2201 | 6100100 | Contractor Services | A2341873 | A23418730033 | 1080001 | 201209 | CR | 468.48 | Contractor | SAP
[6 empty] | 2201 | 6100100 | Contractor Services | A2341876 | A23418760013 | 1080001 | 201209 | CR | -269.4 | Contractor | SAP
[6 empty] | 2201 | 6100100 | Contractor Services | A2341879 | A23418790002 | 1080001 | 201209 | CR | 397710 | Contractor | SAP
[6 empty] | 2201 | 6100100 | Contractor Services | A2341879 | A23418790028 | 1080001 | 201209 | CR | 711.6 | Contractor | SAP
[6 empty] | 2201 | 6100100 | Contractor Services | A2341879 | A23418790030 | 1080001 | 201209 | CR | 0 | Contractor | SAP
[6 empty] | 2201 | 6100100 | Contractor Services | A2341879 | A23418790036 | 1080001 | 201209 | CR | 0 | Contractor | SAP
[6 empty] | 2201 | 6100100 | Contractor Services | A2341879 | A23418790043 | 1080001 | 201209 | CR | 0 | Contractor | SAP
[6 empty] | 2201 | 6100100 | Contractor Services | A2341879 | A23418790044 | 1080001 | 201209 | CR | 0 | Contractor | SAP
[6 empty] | 2201 | 6100100 | Contractor Services | A2341879 | A23418790049 | 1080001 | 201209 | CR | 356.79 | Contractor | SAP
[6 empty] | 2201 | 6100100 | Contractor Services | A2341879 | A23418790050 | 1080001 | 201209 | CR | -220.02 | Contractor | SAP
[6 empty] | 2201 | 6100100 | Contractor Services | A2341879 | A23418790052 | 1080001 | 201209 | CR | 0 | Contractor | SAP
[6 empty] | 2201 | 6100100 | Contractor Services | A2341879 | A23418790053 | 1080001 | 201209 | CR | 819.84 | Contractor | SAP
[6 empty] | 2201 | 6100100 | Contractor Services | A2341879 | A23418790054 | 1080001 | 201209 | CR | 1080.02 | Contractor | SAP
[6 empty] | 2201 | 6100100 | Contractor Services | A2341879 | A23418790056 | 1080001 | 201209 | CR | 7903.48 | Contractor | SAP
[6 empty] | 2201 | 6100100 | Contractor Services | 10850-2008 | A23214610002 | 1080001 | 201210 | CR | 1442.64 | Contractor | SAP
[6 empty] | 2201 | 6100100 | Contractor Services | 10850-2008 | A23418740014 | 1080001 | 201210 | CR | 10419.36 | Contractor | SAP
[6 empty] | 2201 | 6100100 | Contractor Services | 10850-2008 | A23418790005 | 1080001 | 201210 | CR | 3821.2 | Contractor | SAP
[6 empty] | 2201 | 6100100 | Contractor Services | 10850-2008 | A23418790042 | 1080001 | 201210 | CR | 286.8 | Contractor | SAP
[6 empty] | 2201 | 6100100 | Contractor Services | A2341873 | A23418730029 | 1080001 | 201210 | CR | 0 | Contractor | SAP
[6 empty] | 2201 | 6100100 | Contractor Services | A2341873 | A23418730033 | 1080001 | 201210 | CR | 1031.04 | Contractor | SAP
[6 empty] | 2201 | 6100100 | Contractor Services | A2341879 | A23418790002 | 1080001 | 201210 | CR | 209885 | Contractor | SAP
[6 empty] | 2201 | 6100100 | Contractor Services | A2341879 | A23418790030 | 1080001 | 201210 | CR | 413.92 | Contractor | SAP
[6 empty] | 2201 | 6100100 | Contractor Services | A2341879 | A23418790043 | 1080001 | 201210 | CR | 513.92 | Contractor | SAP
[6 empty] | 2201 | 6100100 | Contractor Services | A2341879 | A23418790044 | 1080001 | 201210 | CR | 614.08 | Contractor | SAP
[6 empty] | 2201 | 6100100 | Contractor Services | A2341879 | A23418790053 | 1080001 | 201210 | CR | -18.86 | Contractor | SAP
[6 empty] | 2201 | 6100100 | Contractor Services | A2341879 | A23418790054 | 1080001 | 201210 | CR | 711.78 | Contractor | SAP
[6 empty] | 2201 | 6100100 | Contractor Services | A2341879 | A23418790056 | 1080001 | 201210 | CR | 1038.02 | Contractor | SAP
[6 empty] | 2201 | 6100100 | Contractor Services | 10850-2008 | A23418740013 | 1080001 | 201211 | CR | 9940.72 | Contractor | SAP
[6 empty] | 2201 | 6100100 | Contractor Services | 10850-2008 | A23418740014 | 1080001 | 201211 | CR | -7294.8 | Contractor | SAP
[6 empty] | 2201 | 6100100 | Contractor Services | 10850-2008 | A23418750006 | 1080001 | 201211 | CR | 7208.96 | Contractor | SAP
[6 empty] | 2201 | 6100100 | Contractor Services | 10850-2008 | A23418760001 | 1080001 | 201211 | CR | 15188.49 | Contractor | SAP
[6 empty] | 2201 | 6100100 | Contractor Services | 10850-2008 | A23418760004 | 1080001 | 201211 | CR | 15296.54 | Contractor | SAP
[6 empty] | 2201 | 6100100 | Contractor Services | 10850-2008 | A23418790005 | 1080001 | 201211 | CR | 966.72 | Contractor | SAP
[6 empty] | 2201 | 6100100 | Contractor Services | 10850-2008 | A23418790035 | 1080001 | 201211 | CR | 220.9 | Contractor | SAP
[6 empty] | 2201 | 6100100 | Contractor Services | 10850-2008 | A23418790042 | 1080001 | 201211 | CR | -286.8 | Contractor | SAP
[6 empty] | 2201 | 6100100 | Contractor Services | A2341873 | A23418730012 | 1080001 | 201211 | CR | 2250 | Contractor | SAP
[6 empty] | 2201 | 6100100 | Contractor Services | A2341873 | A23418730033 | 1080001 | 201211 | CR | -749.76 | Contractor | SAP
[6 empty] | 2201 | 6100100 | Contractor Services | A2341875 | A23418750016 | 1080001 | 201211 | CR | 4875 | Contractor | SAP
[6 empty] | 2201 | 6100100 | Contractor Services | A2341876 | A23418760020 | 1080001 | 201211 | CR | 4755.69 | Contractor | SAP
[6 empty] | 2201 | 6100100 | Contractor Services | A2341879 | A23418790002 | 1080001 | 201211 | CR | 367520 | Contractor | SAP
[6 empty] | 2201 | 6100100 | Contractor Services | A2341879 | A23418790014 | 1080001 | 201211 | CR | 236.37 | Contractor | SAP
[6 empty] | 2201 | 6100100 | Contractor Services | A2341879 | A23418790030 | 1080001 | 201211 | CR | -413.92 | Contractor | SAP
[6 empty] | 2201 | 6100100 | Contractor Services | A2341879 | A23418790036 | 1080001 | 201211 | CR | 3000 | Contractor | SAP
[6 empty] | 2201 | 6100100 | Contractor Services | A2341879 | A23418790043 | 1080001 | 201211 | CR | -513.92 | Contractor | SAP
[6 empty] | 2201 | 6100100 | Contractor Services | A2341879 | A23418790044 | 1080001 | 201211 | CR | 420.32 | Contractor | SAP
[6 empty] | 2201 | 6100100 | Contractor Services | A2341879 | A23418790053 | 1080001 | 201211 | CR | 443.11 | Contractor | SAP
[6 empty] | 2201 | 6100100 | Contractor Services | A2341879 | A23418790054 | 1080001 | 201211 | CR | -430.5 | Contractor | SAP
[6 empty] | 2201 | 6100100 | Contractor Services | A2341879 | A23418790056 | 1080001 | 201211 | CR | 2411.58 | Contractor | SAP
[6 empty] | 2201 | 6100100 | Contractor Services | 10850-2008 | A23418740013 | 1080001 | 201212 | CR | 14626.92 | Contractor | SAP
[6 empty] | 2201 | 6100100 | Contractor Services | 10850-2008 | A23418740014 | 1080001 | 201212 | CR | 0 | Contractor | SAP
[6 empty] | 2201 | 6100100 | Contractor Services | 10850-2008 | A23418750003 | 1080001 | 201212 | CR | 32446.8 | Contractor | SAP
[6 empty] | 2201 | 6100100 | Contractor Services | 10850-2008 | A23418750006 | 1080001 | 201212 | CR | -266.4 | Contractor | SAP
[6 empty] | 2201 | 6100100 | Contractor Services | 10850-2008 | A23418760004 | 1080001 | 201212 | CR | 12991.41 | Contractor | SAP
[6 empty] | 2201 | 6100100 | Contractor Services | 10850-2008 | A23418790005 | 1080001 | 201212 | CR | 244.96 | Contractor | SAP
[6 empty] | 2201 | 6100100 | Contractor Services | 10850-2008 | A23418790035 | 1080001 | 201212 | CR | 15.47 | Contractor | SAP
[6 empty] | 2201 | 6100100 | Contractor Services | 10850-2008 | A23418790042 | 1080001 | 201212 | CR | 588.32 | Contractor | SAP
[6 empty] | 2201 | 6100100 | Contractor Services | A2341875 | A23418750016 | 1080001 | 201212 | CR | 234.25 | Contractor | SAP
[6 empty] | 2201 | 6100100 | Contractor Services | A2341876 | A23418760016 | 1080001 | 201212 | CR | -6927.18 | Contractor | SAP
[6 empty] | 2201 | 6100100 | Contractor Services | A2341877 | A23418770011 | 1080001 | 201212 | CR | 248759 | Contractor | SAP
[6 empty] | 2201 | 6100100 | Contractor Services | A2341879 | A23418790002 | 1080001 | 201212 | CR | 177711 | Contractor | SAP
[6 empty] | 2201 | 6100100 | Contractor Services | A2341879 | A23418790049 | 1080001 | 201212 | CR | 472.74 | Contractor | SAP
[6 empty] | 2201 | 6100100 | Contractor Services | A2341879 | A23418790053 | 1080001 | 201212 | CR | 0 | Contractor | SAP
[6 empty] | 2201 | 6100100 | Contractor Services | A2341879 | A23418790056 | 1080001 | 201212 | CR | 4619.94 | Contractor | SAP
[6 empty] | 2201 | 6100100 | Contractor Services | A2341879 | A23418790071 | 1080001 | 201212 | CR | 1310.9 | Contractor | SAP
[6 empty] | 2201 | 6100100 | Contractor Services | A2341879 | A23418790072 | 1080001 | 201212 | CR | 2135.01 | Contractor | SAP
[6 empty] | 2201 | 6100100 | Contractor Services | 10850-2008 | A23418740013 | 1080001 | 201301 | CR | -832.96 | Contractor | SAP
[6 empty] | 2201 | 6100100 | Contractor Services | 10850-2008 | A23418740014 | 1080001 | 201301 | CR | 4954.8 | Contractor | SAP
[6 empty] | 2201 | 6100100 | Contractor Services | 10850-2008 | A23418750006 | 1080001 | 201301 | CR | 6115.84 | Contractor | SAP
[6 empty] | 2201 | 6100100 | Contractor Services | 10850-2008 | A23418760004 | 1080001 | 201301 | CR | -995.64 | Contractor | SAP
[6 empty] | 2201 | 6100100 | Contractor Services | 10850-2008 | A23418790005 | 1080001 | 201301 | CR | 1641.2 | Contractor | SAP
[6 empty] | 2201 | 6100100 | Contractor Services | 10850-2008 | A23418790042 | 1080001 | 201301 | CR | 150 | Contractor | SAP
[6 empty] | 2201 | 6100100 | Contractor Services | A2341873 | A23418730012 | 1080001 | 201301 | CR | 2000 | Contractor | SAP
[6 empty] | 2201 | 6100100 | Contractor Services | A2341873 | A23418730019 | 1080001 | 201301 | CR | 912.41 | Contractor | SAP
[6 empty] | 2201 | 6100100 | Contractor Services | A2341875 | A23418750016 | 1080001 | 201301 | CR | 5216.25 | Contractor | SAP
[6 empty] | 2201 | 6100100 | Contractor Services | A2341877 | A23418770011 | 1080001 | 201301 | CR | 0 | Contractor | SAP
[6 empty] | 2201 | 6100100 | Contractor Services | A2341879 | A23418790002 | 1080001 | 201301 | CR | 0 | Contractor | SAP
[6 empty] | 2201 | 6100100 | Contractor Services | A2341879 | A23418790053 | 1080001 | 201301 | CR | 241.98 | Contractor | SAP
[6 empty] | 2201 | 6100100 | Contractor Services | A2341879 | A23418790056 | 1080001 | 201301 | CR | 3799.02 | Contractor | SAP
[6 empty] | 2201 | 6100100 | Contractor Services | A2341879 | A23418790070 | 1080001 | 201301 | CR | 10026.38 | Contractor | SAP
[6 empty] | 2201 | 6100100 | Contractor Services | A2341879 | A23418790071 | 1080001 | 201301 | CR | -486.6 | Contractor | SAP
[6 empty] | 2201 | 6100100 | Contractor Services | A2384622 | A23846220001 | 1080001 | 201301 | CR | -8745.35 | Contractor | SAP
[6 empty] | 2201 | 6100100 | Contractor Services | A2408990 | A24089900011 | 1080001 | 201301 | CR | 3225.12 | Contractor | SAP
[6 empty] | 2201 | 6100100 | Contractor Services | A2408990 | A24089900017 | 1080001 | 201301 | CR | 2048.12 | Contractor | SAP
[6 empty] | 2201 | 6100100 | Contractor Services | A2408990 | A24089900020 | 1080001 | 201301 | CR | 649 | Contractor | SAP
[6 empty] | 2201 | 6100100 | Contractor Services | A2408990 | A24089900021 | 1080001 | 201301 | CR | 2928.24 | Contractor | SAP
[6 empty] | 2201 | 6100100 | Contractor Services | 10850-2008 | A23418790002 | 1080001 | 201302 | CR | 248759 | Contractor | SAP
[6 empty] | 2201 | 6100100 | Contractor Services | 10850-2008 | A23418790005 | 1080001 | 201302 | CR | 2570.32 | Contractor | SAP
[6 empty] | 2201 | 6100100 | Contractor Services | A2341873 | A23418730019 | 1080001 | 201302 | CR | 7192.32 | Contractor | SAP
[6 empty] | 2201 | 6100100 | Contractor Services | A2341877 | A23418770011 | 1080001 | 201302 | CR | -248759 | Contractor | SAP
[6 empty] | 2201 | 6100100 | Contractor Services | A2341877 | A23418770017 | 1080001 | 201302 | CR | 686.72 | Contractor | SAP
[6 empty] | 2201 | 6100100 | Contractor Services | A2341879 | A23418790053 | 1080001 | 201302 | CR | 799.36 | Contractor | SAP
[6 empty] | 2201 | 6100100 | Contractor Services | A2341879 | A23418790056 | 1080001 | 201302 | CR | 448.71 | Contractor | SAP
[6 empty] | 2201 | 6100100 | Contractor Services | A2341879 | A23418790070 | 1080001 | 201302 | CR | -10026.38 | Contractor | SAP
[6 empty] | 2201 | 6100100 | Contractor Services | A2408990 | A24089900002 | 1080001 | 201302 | CR | 7410.7 | Contractor | SAP
[6 empty] | 2201 | 6100100 | Contractor Services | A2408990 | A24089900006 | 1080001 | 201302 | CR | 30400 | Contractor | SAP
[6 empty] | 2201 | 6100100 | Contractor Services | A2408990 | A24089900009 | 1080001 | 201302 | CR | 4764.04 | Contractor | SAP
[6 empty] | 2201 | 6100100 | Contractor Services | A2408990 | A24089900011 | 1080001 | 201302 | CR | 2752.96 | Contractor | SAP
[6 empty] | 2201 | 6100100 | Contractor Services | A2408990 | A24089900013 | 1080001 | 201302 | CR | 499.55 | Contractor | SAP
[6 empty] | 2201 | 6100100 | Contractor Services | A2408990 | A24089900017 | 1080001 | 201302 | CR | 337.12 | Contractor | SAP
[6 empty] | 2201 | 6100100 | Contractor Services | A2408990 | A24089900020 | 1080001 | 201302 | CR | 0 | Contractor | SAP
[6 empty] | 2201 | 6100100 | Contractor Services | A2408990 | A24089900021 | 1080001 | 201302 | CR | 1385.72 | Contractor | SAP
[6 empty] | 2201 | 6100100 | Contractor Services | A2408990 | A24089900023 | 1080001 | 201302 | CR | 6346.8 | Contractor | SAP
[6 empty] | 2201 | 6100100 | Contractor Services | A2408990 | A24089900025 | 1080001 | 201302 | CR | 615.44 | Contractor | SAP
[6 empty] | 2201 | 6100100 | Contractor Services | 10850-2008 | A23418790005 | 1080001 | 201303 | CR | -2570.32 | Contractor | SAP
[6 empty] | 2201 | 6100100 | Contractor Services | A2341873 | A23418730019 | 1080001 | 201303 | CR | 1123.07 | Contractor | SAP
[6 empty] | 2201 | 6100100 | Contractor Services | A2341877 | A23418770017 | 1080001 | 201303 | CR | 0 | Contractor | SAP
[6 empty] | 2201 | 6100100 | Contractor Services | A2408990 | A24089900002 | 1080001 | 201303 | CR | 1644.38 | Contractor | SAP
[6 empty] | 2201 | 6100100 | Contractor Services | A2408990 | A24089900006 | 1080001 | 201303 | CR | 0 | Contractor | SAP
[6 empty] | 2201 | 6100100 | Contractor Services | A2408990 | A24089900009 | 1080001 | 201303 | CR | -3864.84 | Contractor | SAP
[6 empty] | 2201 | 6100100 | Contractor Services | A2408990 | A24089900011 | 1080001 | 201303 | CR | 429.68 | Contractor | SAP
[6 empty] | 2201 | 6100100 | Contractor Services | A2408990 | A24089900023 | 1080001 | 201303 | CR | 0 | Contractor | SAP
[6 empty] | 2201 | 6100100 | Contractor Services | A2408990 | A24089900025 | 1080001 | 201303 | CR | 0 | Contractor | SAP
[6 empty] | 2201 | 6100100 | Contractor Services | A2408990 | A24089900034 | 1080001 | 201303 | CR | 2069.3 | Contractor | SAP
[6 empty] | 2201 | 6100100 | Contractor Services | A2408990 | A24089900035 | 1080001 | 201303 | CR | 4327.42 | Contractor | SAP
[6 empty] | 2201 | 6100100 | Contractor Services | A2408990 | A24089900036 | 1080001 | 201303 | CR | 5041.33 | Contractor | SAP
[6 empty] | 2201 | 6100100 | Contractor Services | A2341873 | A23418730019 | 1080001 | 201304 | CR | 1712 | Contractor | SAP
[6 empty] | 2201 | 6100100 | Contractor Services | A2408990 | A24089900009 | 1080001 | 201304 | CR | 236.36 | Contractor | SAP
[6 empty] | 2201 | 6100100 | Contractor Services | A2408990 | A24089900036 | 1080001 | 201304 | CR | -2872.01 | Contractor | SAP
[6 empty] | 2201 | 6100100 | Contractor Services | A2408990 | A24089900037 | 1080001 | 201304 | CR | 4211.75 | Contractor | SAP
[6 empty] | 2201 | 6100100 | Contractor Services | A2341877 | A23418770016 | 1080001 | 201305 | CR | 756.72 | Contractor | SAP
[6 empty] | 2201 | 6100100 | Contractor Services | A2341877 | A23418770018 | 1080001 | 201305 | CR | 9007.08 | Contractor | SAP
[6 empty] | 2201 | 6100100 | Contractor Services | A2408990 | A24089900008 | 1080001 | 201305 | CR | 898.8 | Contractor | SAP
[6 empty] | 2201 | 6100100 | Contractor Services | A2408990 | A24089900009 | 1080001 | 201305 | CR | 945.44 | Contractor | SAP
[6 empty] | 2201 | 6100100 | Contractor Services | A2408990 | A24089900036 | 1080001 | 201305 | CR | 3647.41 | Contractor | SAP
[6 empty] | 2201 | 6100100 | Contractor Services | A2408990 | A24089900037 | 1080001 | 201305 | CR | 2749.21 | Contractor | SAP
[6 empty] | 2201 | 6100100 | Contractor Services | A2408990 | A24089900038 | 1080001 | 201305 | CR | 1067.24 | Contractor | SAP
[6 empty] | 2201 | 6100100 | Contractor Services | A2341873 | A23418730019 | 1080001 | 201306 | CR | 610.94 | Contractor | SAP
[6 empty] | 2201 | 6100100 | Contractor Services | A2341877 | A23418770013 | 1080001 | 201306 | CR | 1346.28 | Contractor | SAP
[6 empty] | 2201 | 6100100 | Contractor Services | A2341877 | A23418770016 | 1080001 | 201306 | CR | 0 | Contractor | SAP
[6 empty] | 2201 | 6100100 | Contractor Services | A2341877 | A23418770018 | 1080001 | 201306 | CR | 27115.98 | Contractor | SAP
[6 empty] | 2201 | 6100100 | Contractor Services | A2341877 | A23418770030 | 1080001 | 201306 | CR | 2053.28 | Contractor | SAP
[6 empty] | 2201 | 6100100 | Contractor Services | A2408990 | A24089900008 | 1080001 | 201306 | CR | 299.6 | Contractor | SAP
[6 empty] | 2201 | 6100100 | Contractor Services | A2408990 | A24089900056 | 1080001 | 201306 | CR | 1916 | Contractor | SAP
[6 empty] | 2201 | 6100100 | Contractor Services | A2408990 | A24089900057 | 1080001 | 201306 | CR | 1800 | Contractor | SAP
[6 empty] | 2201 | 6100100 | Contractor Services | A2408990 | A24089900058 | 1080001 | 201306 | CR | 2657.84 | Contractor | SAP
[6 empty] | 2201 | 6100100 | Contractor Services | A2408990 | A24089900064 | 1080001 | 201306 | CR | 2250.05 | Contractor | SAP
[6 empty] | 2201 | 6100100 | Contractor Services | 10850-2008 | A23418790002 | 1080001 | 201307 | CR | 151290 | Contractor | SAP
[6 empty] | 2201 | 6100100 | Contractor Services | A2341877 | A23418770013 | 1080001 | 201307 | CR | 30286.03 | Contractor | SAP
[6 empty] | 2201 | 6100100 | Contractor Services | A2341877 | A23418770016 | 1080001 | 201307 | CR | 1552.6 | Contractor | SAP
[6 empty] | 2201 | 6100100 | Contractor Services | A2341877 | A23418770018 | 1080001 | 201307 | CR | 1165.23 | Contractor | SAP
[6 empty] | 2201 | 6100100 | Contractor Services | A2341877 | A23418770030 | 1080001 | 201307 | CR | 573.6 | Contractor | SAP
[6 empty] | 2201 | 6100100 | Contractor Services | A2341877 | A23418770032 | 1080001 | 201307 | CR | 1433.92 | Contractor | SAP
[6 empty] | 2201 | 6100100 | Contractor Services | A2408990 | A24089900008 | 1080001 | 201307 | CR | 299.6 | Contractor | SAP
[6 empty] | 2201 | 6100100 | Contractor Services | A2408990 | A24089900009 | 1080001 | 201307 | CR | 472.72 | Contractor | SAP
[6 empty] | 2201 | 6100100 | Contractor Services | A2408990 | A24089900056 | 1080001 | 201307 | CR | 1443.12 | Contractor | SAP
[6 empty] | 2201 | 6100100 | Contractor Services | A2408990 | A24089900058 | 1080001 | 201307 | CR | 0 | Contractor | SAP
[6 empty] | 2201 | 6100100 | Contractor Services | A2408990 | A24089900064 | 1080001 | 201307 | CR | 0 | Contractor | SAP
[6 empty] | 2201 | 6100100 | Contractor Services | A2341873 | A23418730019 | 1080001 | 201308 | CR | 6295.38 | Contractor | SAP
[6 empty] | 2201 | 6100100 | Contractor Services | A2341877 | A23418770013 | 1080001 | 201308 | CR | -3112.87 | Contractor | SAP
[6 empty] | 2201 | 6100100 | Contractor Services | A2341877 | A23418770016 | 1080001 | 201308 | CR | 1254 | Contractor | SAP
[6 empty] | 2201 | 6100100 | Contractor Services | A2341877 | A23418770022 | 1080001 | 201308 | CR | 113622 | Contractor | SAP
[6 empty] | 2201 | 6100100 | Contractor Services | A2341877 | A23418770032 | 1080001 | 201308 | CR | 0 | Contractor | SAP
[6 empty] | 2201 | 6100100 | Contractor Services | A2408990 | A24089900008 | 1080001 | 201308 | CR | 299.6 | Contractor | SAP
[6 empty] | 2201 | 6100100 | Contractor Services | A2408990 | A24089900009 | 1080001 | 201308 | CR | 236.36 | Contractor | SAP
[6 empty] | 2201 | 6100100 | Contractor Services | A2408990 | A24089900039 | 1080001 | 201308 | CR | 4968 | Contractor | SAP
[6 empty] | 2201 | 6100100 | Contractor Services | A2408990 | A24089900068 | 1080001 | 201308 | CR | 4631.64 | Contractor | SAP
[6 empty] | 2201 | 6100100 | Contractor Services | A2341873 | A23418730019 | 1080001 | 201309 | CR | -0.5 | Contractor | SAP
[6 empty] | 2201 | 6100100 | Contractor Services | A2341877 | A23418770016 | 1080001 | 201309 | CR | 0.48 | Contractor | SAP
[6 empty] | 2201 | 6100100 | Contractor Services | A2341877 | A23418770022 | 1080001 | 201309 | CR | 0.3 | Contractor | SAP
[6 empty] | 2201 | 6100100 | Contractor Services | A2341877 | A23418770040 | 1080001 | 201309 | CR | 1572 | Contractor | SAP
[6 empty] | 2201 | 6100100 | Contractor Services | A2408990 | A24089900008 | 1080001 | 201309 | CR | 0 | Contractor | SAP
[6 empty] | 2201 | 6100100 | Contractor Services | A2408990 | A24089900009 | 1080001 | 201309 | CR | 236.36 | Contractor | SAP
[6 empty] | 2201 | 6100100 | Contractor Services | A2408990 | A24089900039 | 1080001 | 201309 | CR | 0.48 | Contractor | SAP
[6 empty] | 2201 | 6100100 | Contractor Services | A2408990 | A24089900040 | 1080001 | 201309 | CR | 1067.24 | Contractor | SAP
[6 empty] | 2201 | 6100100 | Contractor Services | A2341877 | A23418770022 | 1080001 | 201310 | CR | 367625 | Contractor | SAP
[6 empty] | 2201 | 6100100 | Contractor Services | A2341877 | A23418770040 | 1080001 | 201310 | CR | 1572.04 | Contractor | SAP
[6 empty] | 2201 | 6100100 | Contractor Services | A2341877 | A23418770041 | 1080001 | 201310 | CR | 716 | Contractor | SAP
[6 empty] | 2201 | 6100100 | Contractor Services | A2408990 | A24089900009 | 1080001 | 201310 | CR | 269.5 | Contractor | SAP
[6 empty] | 2201 | 6100100 | Contractor Services | A2408990 | A24089900051 | 1080001 | 201310 | CR | 39150 | Contractor | SAP
[6 empty] | 2201 | 6100100 | Contractor Services | A2408990 | A24089900083 | 1080001 | 201310 | CR | 3724.75 | Contractor | SAP
[6 empty] | 2201 | 6100100 | Contractor Services | A2408990 | A24089900084 | 1080001 | 201310 | CR | 1030.19 | Contractor | SAP
[6 empty] | 2201 | 6100100 | Contractor Services | A2341877 | A23418770022 | 1080001 | 201311 | CR | 209000 | Contractor | SAP
[6 empty] | 2201 | 6100100 | Contractor Services | A2341877 | A23418770040 | 1080001 | 201311 | CR | -1572 | Contractor | SAP
[6 empty] | 2201 | 6100100 | Contractor Services | A2341877 | A23418770041 | 1080001 | 201311 | CR | 376.45 | Contractor | SAP
[6 empty] | 2201 | 6100100 | Contractor Services | A2408990 | A24089900078 | 1080001 | 201311 | CR | 358.24 | Contractor | SAP
[6 empty] | 2201 | 6100100 | Contractor Services | A2408990 | A24089900081 | 1080001 | 201311 | CR | 2011 | Contractor | SAP
[6 empty] | 2201 | 6100100 | Contractor Services | A2341877 | A23418770022 | 1080001 | 201312 | CR | 298175 | Contractor | SAP
[6 empty] | 2201 | 6100100 | Contractor Services | A2408990 | A24089900081 | 1080001 | 201312 | CR | -0.34 | Contractor | SAP
[6 empty] | 2201 | 6100100 | Contractor Services | A2408990 | A24089900085 | 1080001 | 201312 | CR | 1671 | Contractor | SAP
[6 empty] | 2201 | 6100100 | Contractor Services | A2408990 | A24089900086 | 1080001 | 201312 | CR | 875 | Contractor | SAP
[6 empty] | 2201 | 6100100 | Contractor Services | A2408990 | A24089900087 | 1080001 | 201312 | CR | 10927 | Contractor | SAP
[6 empty] | 2201 | 6100100 | Contractor Services | A2341877 | A23418770022 | 1080001 | 201401 | CR | 193500 | Contractor | SAP
[6 empty] | 2201 | 6100100 | Contractor Services | A2408990 | A24089900085 | 1080001 | 201401 | CR | -0.36 | Contractor | SAP
[6 empty] | 2201 | 6100100 | Contractor Services | A2408990 | A24089900086 | 1080001 | 201401 | CR | 0 | Contractor | SAP
[6 empty] | 2201 | 6100100 | Contractor Services | A2453294 | A24532940006 | 1080001 | 201401 | CR | 3896.52 | Contractor | SAP
[6 empty] | 2201 | 6100100 | Contractor Services | A2341877 | A23418770022 | 1080001 | 201402 | CR | 152598.88 | Contractor | SAP
[6 empty] | 2201 | 6100100 | Contractor Services | A2453294 | A24532940006 | 1080001 | 201402 | CR | 2525 | Contractor | SAP
[6 empty] | 2201 | 6100100 | Contractor Services | A2453294 | A24532940007 | 1080001 | 201402 | CR | 8777.52 | Contractor | SAP
[6 empty] | 2201 | 6100100 | Contractor Services | A2453294 | A24532940009 | 1080001 | 201402 | CR | 753.75 | Contractor | SAP
[6 empty] | 2201 | 6100100 | Contractor Services | A2453294 | A24532940010 | 1080001 | 201402 | CR | 9210 | Contractor | SAP
[6 empty] | 2201 | 6100100 | Contractor Services | A2453294 | A24532940011 | 1080001 | 201402 | CR | 3948 | Contractor | SAP
[6 empty] | 2201 | 6100100 | Contractor Services | A2453294 | A24532940027 | 1080001 | 201402 | CR | 1519 | Contractor | SAP
[6 empty] | 2201 | 6100100 | Contractor Services | A2341877 | A23418770022 | 1080001 | 201403 | CR | 187200.4 | Contractor | SAP
[6 empty] | 2201 | 6100100 | Contractor Services | A2453294 | A24532940006 | 1080001 | 201403 | CR | 2919.11 | Contractor | SAP
[6 empty] | 2201 | 6100100 | Contractor Services | A2453294 | A24532940009 | 1080001 | 201403 | CR | 14450 | Contractor | SAP
[6 empty] | 2201 | 6100100 | Contractor Services | A2453294 | A24532940010 | 1080001 | 201403 | CR | 2726 | Contractor | SAP
[6 empty] | 2201 | 6100100 | Contractor Services | A2453294 | A24532940011 | 1080001 | 201403 | CR | 0.2 | Contractor | SAP
[6 empty] | 2201 | 6100100 | Contractor Services | A2453294 | A24532940024 | 1080001 | 201403 | CR | 4028.94 | Contractor | SAP
[6 empty] | 2201 | 6100100 | Contractor Services | A2453294 | A24532940026 | 1080001 | 201403 | CR | 1768 | Contractor | SAP
[6 empty] | 2201 | 6100100 | Contractor Services | A2453294 | A24532940027 | 1080001 | 201403 | CR | 8383.41 | Contractor | SAP
[6 empty] | 2201 | 6100100 | Contractor Services | A2453294 | A24532940030 | 1080001 | 201403 | CR | 931.04 | Contractor | SAP
[6 empty] | 2201 | 6100100 | Contractor Services | A2467431 | A24674310006 | 1080001 | 201403 | CR | 10086 | Contractor | SAP
[6 empty] | 2201 | 6100100 | Contractor Services | A2341877 | A23418770022 | 1080001 | 201404 | CR | 416700 | Contractor | SAP
[6 empty] | 2201 | 6100100 | Contractor Services | A2453294 | A24532940006 | 1080001 | 201404 | CR | 1263.24 | Contractor | SAP
[6 empty] | 2201 | 6100100 | Contractor Services | A2453294 | A24532940010 | 1080001 | 201404 | CR | -0.48 | Contractor | SAP
[6 empty] | 2201 | 6100100 | Contractor Services | A2453294 | A24532940024 | 1080001 | 201404 | CR | 5565.51 | Contractor | SAP
[6 empty] | 2201 | 6100100 | Contractor Services | A2453294 | A24532940025 | 1080001 | 201404 | CR | 5469 | Contractor | SAP
[6 empty] | 2201 | 6100100 | Contractor Services | A2453294 | A24532940026 | 1080001 | 201404 | CR | 7439.75 | Contractor | SAP
[6 empty] | 2201 | 6100100 | Contractor Services | A2453294 | A24532940027 | 1080001 | 201404 | CR | 0.04 | Contractor | SAP
[6 empty] | 2201 | 6100100 | Contractor Services | A2453294 | A24532940033 | 1080001 | 201404 | CR | 21 | Contractor | SAP
[6 empty] | 2201 | 6100100 | Contractor Services | A2467431 | A24674310006 | 1080001 | 201404 | CR | 0.01 | Contractor | SAP
[6 empty] | 2201 | 6100100 | Contractor Services | A2341877 | A23418770022 | 1080001 | 201405 | CR | 249555 | Contractor | SAP
[6 empty] | 2201 | 6100100 | Contractor Services | A2453294 | A24532940006 | 1080001 | 201405 | CR | 6568.43 | Contractor | SAP
[6 empty] | 2201 | 6100100 | Contractor Services | A2453294 | A24532940020 | 1080001 | 201405 | CR | 5063.22 | Contractor | SAP
[6 empty] | 2201 | 6100100 | Contractor Services | A2453294 | A24532940024 | 1080001 | 201405 | CR | 0 | Contractor | SAP
[6 empty] | 2201 | 6100100 | Contractor Services | A2453294 | A24532940025 | 1080001 | 201405 | CR | -982.28 | Contractor | SAP
[6 empty] | 2201 | 6100100 | Contractor Services | A2453294 | A24532940026 | 1080001 | 201405 | CR | -0.49 | Contractor | SAP
[6 empty] | 2201 | 6100100 | Contractor Services | A2453294 | A24532940033 | 1080001 | 201405 | CR | 55.99 | Contractor | SAP
[6 empty] | 2201 | 6100100 | Contractor Services | A2453294 | A24532940034 | 1080001 | 201405 | CR | 2120.74 | Contractor | SAP
[6 empty] | 2201 | 6100100 | Contractor Services | A2453296 | A24532960006 | 1080001 | 201405 | CR | 501 | Contractor | SAP
[6 empty] | 2201 | 6100100 | Contractor Services | A2453296 | A24532960008 | 1080001 | 201405 | CR | 874 | Contractor | SAP
[6 empty] | 2201 | 6100100 | Contractor Services | A2453296 | A24532960010 | 1080001 | 201405 | CR | 1663.14 | Contractor | SAP
[6 empty] | 2201 | 6100100 | Contractor Services | A2453296 | A24532960011 | 1080001 | 201405 | CR | 2020 | Contractor | SAP
[6 empty] | 2201 | 6100100 | Contractor Services | A2467431 | A24674310009 | 1080001 | 201405 | CR | 372.12 | Contractor | SAP
[6 empty] | 2201 | 6100100 | Contractor Services | A2341877 | A23418770022 | 1080001 | 201406 | CR | 161318.7 | Contractor | SAP
[6 empty] | 2201 | 6100100 | Contractor Services | A2453294 | A24532940006 | 1080001 | 201406 | CR | 2288.48 | Contractor | SAP
[6 empty] | 2201 | 6100100 | Contractor Services | A2453294 | A24532940037 | 1080001 | 201406 | CR | 874 | Contractor | SAP
[6 empty] | 2201 | 6100100 | Contractor Services | A2453294 | A24532940044 | 1080001 | 201406 | CR | 602.83 | Contractor | SAP
[6 empty] | 2201 | 6100100 | Contractor Services | A2453296 | A24532960006 | 1080001 | 201406 | CR | 0.36 | Contractor | SAP
[6 empty] | 2201 | 6100100 | Contractor Services | A2453296 | A24532960008 | 1080001 | 201406 | CR | -0.44 | Contractor | SAP
[6 empty] | 2201 | 6100100 | Contractor Services | A2453296 | A24532960011 | 1080001 | 201406 | CR | -223.92 | Contractor | SAP
[6 empty] | 2201 | 6100100 | Contractor Services | A2453296 | A24532960014 | 1080001 | 201406 | CR | 948 | Contractor | SAP
[6 empty] | 2201 | 6100100 | Contractor Services | A2467431 | A24674310008 | 1080001 | 201406 | CR | 1766 | Contractor | SAP
[6 empty] | 2201 | 6100100 | Contractor Services | 10850-2008 | A23418730002 | 1080001 | 201407 | CR | 0 | Contractor | SAP
[6 empty] | 2201 | 6100100 | Contractor Services | 10850-2008 | A23418770004 | 1080001 | 201407 | CR | -0.03 | Contractor | SAP
[6 empty] | 2201 | 6100100 | Contractor Services | A2341877 | A23418770022 | 1080001 | 201407 | CR | 348797.7 | Contractor | SAP
[6 empty] | 2201 | 6100100 | Contractor Services | A2408990 | A24089900021 | 1080001 | 201407 | CR | 0 | Contractor | SAP
[6 empty] | 2201 | 6100100 | Contractor Services | A2453294 | A24532940006 | 1080001 | 201407 | CR | 4054.14 | Contractor | SAP
[6 empty] | 2201 | 6100100 | Contractor Services | A2453294 | A24532940013 | 1080001 | 201407 | CR | 106941 | Contractor | SAP
[6 empty] | 2201 | 6100100 | Contractor Services | A2453294 | A24532940036 | 1080001 | 201407 | CR | 1488.48 | Contractor | SAP
[6 empty] | 2201 | 6100100 | Contractor Services | A2453294 | A24532940037 | 1080001 | 201407 | CR | -0.44 | Contractor | SAP
[6 empty] | 2201 | 6100100 | Contractor Services | A2453294 | A24532940043 | 1080001 | 201407 | CR | 111.98 | Contractor | SAP
[6 empty] | 2201 | 6100100 | Contractor Services | A2453294 | A24532940044 | 1080001 | 201407 | CR | 187.93 | Contractor | SAP
[6 empty] | 2201 | 6100100 | Contractor Services | A2453296 | A24532960006 | 1080001 | 201407 | CR | 2583.16 | Contractor | SAP
[6 empty] | 2201 | 6100100 | Contractor Services | A2453296 | A24532960014 | 1080001 | 201407 | CR | 372.51 | Contractor | SAP
[6 empty] | 2201 | 6100100 | Contractor Services | A2467431 | A24674310008 | 1080001 | 201407 | CR | 835.42 | Contractor | SAP
[6 empty] | 2201 | 6100100 | Contractor Services | A2467431 | A24674310011 | 1080001 | 201407 | CR | 1275 | Contractor | SAP
[6 empty] | 2201 | 6100100 | Contractor Services | A2467431 | A24674310012 | 1080001 | 201407 | CR | 3048 | Contractor | SAP
[6 empty] | 2201 | 6100100 | Contractor Services | A2341877 | A23418770022 | 1080001 | 201408 | CR | -0.1 | Contractor | SAP
[6 empty] | 2201 | 6100100 | Contractor Services | A2453294 | A24532940006 | 1080001 | 201408 | CR | 3394.43 | Contractor | SAP
[6 empty] | 2201 | 6100100 | Contractor Services | A2453294 | A24532940013 | 1080001 | 201408 | CR | 2623 | Contractor | SAP
[6 empty] | 2201 | 6100100 | Contractor Services | A2453296 | A24532960006 | 1080001 | 201408 | CR | 1269.56 | Contractor | SAP
[6 empty] | 2201 | 6100100 | Contractor Services | A2453296 | A24532960022 | 1080001 | 201408 | CR | 372.12 | Contractor | SAP
[6 empty] | 2201 | 6100100 | Contractor Services | A2453296 | A24532960023 | 1080001 | 201408 | CR | 1848.24 | Contractor | SAP
[6 empty] | 2201 | 6100100 | Contractor Services | A2453296 | A24532960027 | 1080001 | 201408 | CR | 870 | Contractor | SAP
[6 empty] | 2201 | 6100100 | Contractor Services | A2453296 | A24532960029 | 1080001 | 201408 | CR | 2514 | Contractor | SAP
[6 empty] | 2201 | 6100100 | Contractor Services | A2467431 | A24674310001 | 1080001 | 201408 | CR | 32.16 | Contractor | SAP
[6 empty] | 2201 | 6100100 | Contractor Services | A2467431 | A24674310011 | 1080001 | 201408 | CR | 816.15 | Contractor | SAP
[6 empty] | 2201 | 6100100 | Contractor Services | A2467431 | A24674310012 | 1080001 | 201408 | CR | 377.06 | Contractor | SAP
[6 empty] | 2201 | 6100100 | Contractor Services | A2453294 | A24532940003 | 1080001 | 201409 | CR | 22743 | Contractor | SAP
[6 empty] | 2201 | 6100100 | Contractor Services | A2453294 | A24532940006 | 1080001 | 201409 | CR | 4886.66 | Contractor | SAP
[6 empty] | 2201 | 6100100 | Contractor Services | A2453294 | A24532940013 | 1080001 | 201409 | CR | 24415.43 | Contractor | SAP
[6 empty] | 2201 | 6100100 | Contractor Services | A2453294 | A24532940024 | 1080001 | 201409 | CR | 39396 | Contractor | SAP
[6 empty] | 2201 | 6100100 | Contractor Services | A2453294 | A24532940042 | 1080001 | 201409 | CR | 668 | Contractor | SAP
[6 empty] | 2201 | 6100100 | Contractor Services | A2453294 | A24532940043 | 1080001 | 201409 | CR | 1208 | Contractor | SAP
[6 empty] | 2201 | 6100100 | Contractor Services | A2453294 | A24532940046 | 1080001 | 201409 | CR | 455 | Contractor | SAP
[6 empty] | 2201 | 6100100 | Contractor Services | A2453294 | A24532940047 | 1080001 | 201409 | CR | 1018 | Contractor | SAP
[6 empty] | 2201 | 6100100 | Contractor Services | A2453296 | A24532960006 | 1080001 | 201409 | CR | 0.47 | Contractor | SAP
[6 empty] | 2201 | 6100100 | Contractor Services | A2453296 | A24532960022 | 1080001 | 201409 | CR | 336.32 | Contractor | SAP
[6 empty] | 2201 | 6100100 | Contractor Services | A2453296 | A24532960027 | 1080001 | 201409 | CR | 372.52 | Contractor | SAP
[6 empty] | 2201 | 6100100 | Contractor Services | A2453296 | A24532960029 | 1080001 | 201409 | CR | 1018.19 | Contractor | SAP
[6 empty] | 2201 | 6100100 | Contractor Services | A2467431 | A24674310001 | 1080001 | 201409 | CR | 16.08 | Contractor | SAP
[6 empty] | 2201 | 6100100 | Contractor Services | A2467431 | A24674310003 | 1080001 | 201409 | CR | 73552.5 | Contractor | SAP
[6 empty] | 2201 | 6100100 | Contractor Services | A2467431 | A24674310011 | 1080001 | 201409 | CR | 400 | Contractor | SAP
[6 empty] | 2201 | 6100100 | Contractor Services | A2467431 | A24674310012 | 1080001 | 201409 | CR | 799.99 | Contractor | SAP
[6 empty] | 2201 | 6100100 | Contractor Services | A2467431 | A24674310019 | 1080001 | 201409 | CR | 3809.5 | Contractor | SAP
[6 empty] | 2201 | 6100100 | Contractor Services | A2453294 | A24532940003 | 1080001 | 201410 | CR | -22743 | Contractor | SAP
[6 empty] | 2201 | 6100100 | Contractor Services | A2453294 | A24532940006 | 1080001 | 201410 | CR | 4044.47 | Contractor | SAP
[6 empty] | 2201 | 6100100 | Contractor Services | A2453294 | A24532940013 | 1080001 | 201410 | CR | 11797.57 | Contractor | SAP
[6 empty] | 2201 | 6100100 | Contractor Services | A2453294 | A24532940024 | 1080001 | 201410 | CR | -39396 | Contractor | SAP
[6 empty] | 2201 | 6100100 | Contractor Services | A2453294 | A24532940042 | 1080001 | 201410 | CR | -668 | Contractor | SAP
[6 empty] | 2201 | 6100100 | Contractor Services | A2453294 | A24532940043 | 1080001 | 201410 | CR | -1208 | Contractor | SAP
[6 empty] | 2201 | 6100100 | Contractor Services | A2453294 | A24532940046 | 1080001 | 201410 | CR | 1087.04 | Contractor | SAP
[6 empty] | 2201 | 6100100 | Contractor Services | A2453294 | A24532940047 | 1080001 | 201410 | CR | 442.76 | Contractor | SAP
[6 empty] | 2201 | 6100100 | Contractor Services | A2453296 | A24532960033 | 1080001 | 201410 | CR | 111.98 | Contractor | SAP
[6 empty] | 2201 | 6100100 | Contractor Services | A2467431 | A24674310003 | 1080001 | 201410 | CR | 133200 | Contractor | SAP
[6 empty] | 2201 | 6100100 | Contractor Services | A2453294 | A24532940006 | 1080001 | 201411 | CR | 2367.8 | Contractor | SAP
[6 empty] | 2201 | 6100100 | Contractor Services | A2453294 | A24532940052 | 1080001 | 201411 | CR | 873 | Contractor | SAP
[6 empty] | 2201 | 6100100 | Contractor Services | A2467431 | A24674310001 | 1080001 | 201411 | CR | 160.8 | Contractor | SAP
[6 empty] | 2201 | 6100100 | Contractor Services | A2467431 | A24674310012 | 1080001 | 201411 | CR | 800 | Contractor | SAP
[6 empty] | 2201 | 6100100 | Contractor Services | A2467431 | A24674310020 | 1080001 | 201411 | CR | 5269 | Contractor | SAP
[6 empty] | 2201 | 6100100 | Contractor Services | A2453294 | A24532940006 | 1080001 | 201412 | CR | 2062.88 | Contractor | SAP
[6 empty] | 2201 | 6100100 | Contractor Services | A2453294 | A24532940052 | 1080001 | 201412 | CR | 90.36 | Contractor | SAP
[6 empty] | 2201 | 6100100 | Contractor Services | A2453296 | A24532960038 | 1080001 | 201412 | CR | 1425 | Contractor | SAP
[6 empty] | 2201 | 6100100 | Contractor Services | A2467431 | A24674310003 | 1080001 | 201412 | CR | 410348 | Contractor | SAP
[6 empty] | 2201 | 6100100 | Contractor Services | A2467431 | A24674310012 | 1080001 | 201412 | CR | 800 | Contractor | SAP
[6 empty] | 2201 | 6100100 | Contractor Services | A2467431 | A24674310020 | 1080001 | 201412 | CR | 1519.23 | Contractor | SAP
[6 empty] | 2201 | 6100100 | Contractor Services | A2453294 | A24532940006 | 1080001 | 201501 | CR | 932.14 | Contractor | SAP
[6 empty] | 2201 | 6100100 | Contractor Services | A2467431 | A24674310003 | 1080001 | 201501 | CR | -0.26 | Contractor | SAP
[6 empty] | 2201 | 6100100 | Contractor Services | A2467431 | A24674310020 | 1080001 | 201501 | CR | -0.48 | Contractor | SAP
[6 empty] | 2201 | 6100100 | Contractor Services | A2528073 | A25280730002 | 1080001 | 201501 | CR | 3128 | Contractor | SAP
[6 empty] | 2201 | 6100100 | Contractor Services | A2528073 | A25280730007 | 1080001 | 201501 | CR | 1006 | Contractor | SAP
[6 empty] | 2201 | 6100100 | Contractor Services | A2528076 | A25280760002 | 1080001 | 201501 | CR | 3318 | Contractor | SAP
[6 empty] | 2201 | 6100100 | Contractor Services | A2528076 | A25280760003 | 1080001 | 201501 | CR | 190.96 | Contractor | SAP
[6 empty] | 2201 | 6100100 | Contractor Services | A2453294 | A24532940006 | 1080001 | 201502 | CR | 789 | Contractor | SAP
[6 empty] | 2201 | 6100100 | Contractor Services | A2467431 | A24674310001 | 1080001 | 201502 | CR | 321.6 | Contractor | SAP
[6 empty] | 2201 | 6100100 | Contractor Services | A2467431 | A24674310003 | 1080001 | 201502 | CR | -96 | Contractor | SAP
[6 empty] | 2201 | 6100100 | Contractor Services | A2467431 | A24674310021 | 1080001 | 201502 | CR | 14554 | Contractor | SAP
[6 empty] | 2201 | 6100100 | Contractor Services | A2528073 | A25280730002 | 1080001 | 201502 | CR | 2025.39 | Contractor | SAP
[6 empty] | 2201 | 6100100 | Contractor Services | A2528073 | A25280730006 | 1080001 | 201502 | CR | 12036.52 | Contractor | SAP
[6 empty] | 2201 | 6100100 | Contractor Services | A2528073 | A25280730007 | 1080001 | 201502 | CR | 614.88 | Contractor | SAP
[6 empty] | 2201 | 6100100 | Contractor Services | A2528075 | A25280750006 | 1080001 | 201502 | CR | 1331.88 | Contractor | SAP
[6 empty] | 2201 | 6100100 | Contractor Services | A2528076 | A25280760002 | 1080001 | 201502 | CR | 7814.16 | Contractor | SAP
[6 empty] | 2201 | 6100100 | Contractor Services | A2528076 | A25280760004 | 1080001 | 201502 | CR | 1662.11 | Contractor | SAP
[6 empty] | 2201 | 6100100 | Contractor Services | A2528076 | A25280760013 | 1080001 | 201502 | CR | 223.96 | Contractor | SAP
[6 empty] | 2201 | 6100100 | Contractor Services | A2528076 | A25280760018 | 1080001 | 201502 | CR | 2789 | Contractor | SAP
[6 empty] | 2201 | 6100100 | Contractor Services | A2453294 | A24532940006 | 1080001 | 201503 | CR | -789 | Contractor | SAP
[6 empty] | 2201 | 6100100 | Contractor Services | A2467431 | A24674310001 | 1080001 | 201503 | CR | 1608 | Contractor | SAP
[6 empty] | 2201 | 6100100 | Contractor Services | A2467431 | A24674310003 | 1080001 | 201503 | CR | 101688.7 | Contractor | SAP
[6 empty] | 2201 | 6100100 | Contractor Services | A2467431 | A24674310021 | 1080001 | 201503 | CR | -14554 | Contractor | SAP
[6 empty] | 2201 | 6100100 | Contractor Services | A2528073 | A25280730002 | 1080001 | 201503 | CR | 499 | Contractor | SAP
[6 empty] | 2201 | 6100100 | Contractor Services | A2528073 | A25280730004 | 1080001 | 201503 | CR | 2898 | Contractor | SAP
[6 empty] | 2201 | 6100100 | Contractor Services | A2528073 | A25280730006 | 1080001 | 201503 | CR | 11030.73 | Contractor | SAP
[6 empty] | 2201 | 6100100 | Contractor Services | A2528073 | A25280730007 | 1080001 | 201503 | CR | 482.24 | Contractor | SAP
[6 empty] | 2201 | 6100100 | Contractor Services | A2528073 | A25280730009 | 1080001 | 201503 | CR | 843 | Contractor | SAP
[6 empty] | 2201 | 6100100 | Contractor Services | A2528075 | A25280750011 | 1080001 | 201503 | CR | 2405 | Contractor | SAP
[6 empty] | 2201 | 6100100 | Contractor Services | A2528076 | A25280760002 | 1080001 | 201503 | CR | 5466.59 | Contractor | SAP
[6 empty] | 2201 | 6100100 | Contractor Services | A2528076 | A25280760003 | 1080001 | 201503 | CR | 171.44 | Contractor | SAP
[6 empty] | 2201 | 6100100 | Contractor Services | A2528076 | A25280760018 | 1080001 | 201503 | CR | -0.28 | Contractor | SAP
[6 empty] | 2201 | 6100100 | Contractor Services | A2528076 | A25280760019 | 1080001 | 201503 | CR | 233.84 | Contractor | SAP
[6 empty] | 2201 | 6100100 | Contractor Services | A2528076 | A25280760020 | 1080001 | 201503 | CR | 817.02 | Contractor | SAP
[6 empty] | 2201 | 6100100 | Contractor Services | A2467431 | A24674310001 | 1080001 | 201504 | CR | 450.24 | Contractor | SAP
[6 empty] | 2201 | 6100100 | Contractor Services | A2467431 | A24674310003 | 1080001 | 201504 | CR | 55215 | Contractor | SAP
[6 empty] | 2201 | 6100100 | Contractor Services | A2528073 | A25280730004 | 1080001 | 201504 | CR | 6265.39 | Contractor | SAP
[6 empty] | 2201 | 6100100 | Contractor Services | A2528073 | A25280730009 | 1080001 | 201504 | CR | 0.02 | Contractor | SAP
[6 empty] | 2201 | 6100100 | Contractor Services | A2528073 | A25280730012 | 1080001 | 201504 | CR | 289.7 | Contractor | SAP
[6 empty] | 2201 | 6100100 | Contractor Services | A2528075 | A25280750011 | 1080001 | 201504 | CR | 0.44 | Contractor | SAP
[6 empty] | 2201 | 6100100 | Contractor Services | A2528076 | A25280760002 | 1080001 | 201504 | CR | 3417.26 | Contractor | SAP
[6 empty] | 2201 | 6100100 | Contractor Services | A2528076 | A25280760007 | 1080001 | 201504 | CR | 284.48 | Contractor | SAP
[6 empty] | 2201 | 6100100 | Contractor Services | A2528076 | A25280760009 | 1080001 | 201504 | CR | 4334.4 | Contractor | SAP
[6 empty] | 2201 | 6100100 | Contractor Services | A2528076 | A25280760010 | 1080001 | 201504 | CR | 4910.8 | Contractor | SAP
[6 empty] | 2201 | 6100100 | Contractor Services | A2528076 | A25280760013 | 1080001 | 201504 | CR | 1081.5 | Contractor | SAP
[6 empty] | 2201 | 6100100 | Contractor Services | A2528076 | A25280760018 | 1080001 | 201504 | CR | 19.2 | Contractor | SAP
[6 empty] | 2201 | 6100100 | Contractor Services | A2467431 | A24674310003 | 1080001 | 201505 | CR | -10000 | Contractor | SAP
[6 empty] | 2201 | 6100100 | Contractor Services | A2528073 | A25280730004 | 1080001 | 201505 | CR | 991.84 | Contractor | SAP
[6 empty] | 2201 | 6100100 | Contractor Services | A2528073 | A25280730013 | 1080001 | 201505 | CR | 756 | Contractor | SAP
[6 empty] | 2201 | 6100100 | Contractor Services | A2528076 | A25280760002 | 1080001 | 201505 | CR | 5785.17 | Contractor | SAP
[6 empty] | 2201 | 6100100 | Contractor Services | A2528076 | A25280760018 | 1080001 | 201505 | CR | 88.04 | Contractor | SAP
[6 empty] | 2201 | 6100100 | Contractor Services | A2528076 | A25280760025 | 1080001 | 201505 | CR | 2794 | Contractor | SAP
[6 empty] | 2201 | 6100100 | Contractor Services | A2467431 | A24674310003 | 1080001 | 201506 | CR | -52079 | Contractor | SAP
[6 empty] | 2201 | 6100100 | Contractor Services | A2528073 | A25280730004 | 1080001 | 201506 | CR | 650.53 | Contractor | SAP
[6 empty] | 2201 | 6100100 | Contractor Services | A2528073 | A25280730013 | 1080001 | 201506 | CR | -378.24 | Contractor | SAP
[6 empty] | 2201 | 6100100 | Contractor Services | A2528073 | A25280730016 | 1080001 | 201506 | CR | 2227 | Contractor | SAP
[6 empty] | 2201 | 6100100 | Contractor Services | A2528075 | A25280750015 | 1080001 | 201506 | CR | 1062.49 | Contractor | SAP
[6 empty] | 2201 | 6100100 | Contractor Services | A2528076 | A25280760002 | 1080001 | 201506 | CR | 6587.54 | Contractor | SAP
[6 empty] | 2201 | 6100100 | Contractor Services | A2528076 | A25280760003 | 1080001 | 201506 | CR | 909 | Contractor | SAP
[6 empty] | 2201 | 6100100 | Contractor Services | A2528076 | A25280760025 | 1080001 | 201506 | CR | 1222.22 | Contractor | SAP
[6 empty] | 2201 | 6100100 | Contractor Services | A2467431 | A24674310003 | 1080001 | 201507 | CR | -0.4 | Contractor | SAP
[6 empty] | 2201 | 6100100 | Contractor Services | A2528073 | A25280730004 | 1080001 | 201507 | CR | 474.14 | Contractor | SAP
[6 empty] | 2201 | 6100100 | Contractor Services | A2528073 | A25280730005 | 1080001 | 201507 | CR | 10860 | Contractor | SAP
[6 empty] | 2201 | 6100100 | Contractor Services | A2528073 | A25280730015 | 1080001 | 201507 | CR | 2831.88 | Contractor | SAP
[6 empty] | 2201 | 6100100 | Contractor Services | A2528073 | A25280730016 | 1080001 | 201507 | CR | 5233.65 | Contractor | SAP
[6 empty] | 2201 | 6100100 | Contractor Services | A2528073 | A25280730024 | 1080001 | 201507 | CR | 1403.06 | Contractor | SAP
[6 empty] | 2201 | 6100100 | Contractor Services | A2528075 | A25280750004 | 1080001 | 201507 | CR | 13502.82 | Contractor | SAP
[6 empty] | 2201 | 6100100 | Contractor Services | A2528075 | A25280750020 | 1080001 | 201507 | CR | 5083.74 | Contractor | SAP
[6 empty] | 2201 | 6100100 | Contractor Services | A2528076 | A25280760002 | 1080001 | 201507 | CR | 6493.02 | Contractor | SAP
[6 empty] | 2201 | 6100100 | Contractor Services | A2528076 | A25280760003 | 1080001 | 201507 | CR | 0.32 | Contractor | SAP
[6 empty] | 2201 | 6100100 | Contractor Services | A2528076 | A25280760025 | 1080001 | 201507 | CR | 175.36 | Contractor | SAP
[6 empty] | 2201 | 6100100 | Contractor Services | A2528076 | A25280760032 | 1080001 | 201507 | CR | 889.7 | Contractor | SAP
[6 empty] | 2201 | 6100100 | Contractor Services | A2528076 | A25280760053 | 1080001 | 201507 | CR | 2377 | Contractor | SAP
[6 empty] | 2201 | 6100100 | Contractor Services | A2528076 | A25280760054 | 1080001 | 201507 | CR | 1145 | Contractor | SAP
[6 empty] | 2201 | 6100100 | Contractor Services | A2528075 | A25280750020 | 1080001 | 201508 | CR | 3715.9 | Contractor | SAP
[6 empty] | 2201 | 6100100 | Contractor Services | A2528076 | A25280760002 | 1080001 | 201508 | CR | 4930.73 | Contractor | SAP
[6 empty] | 2201 | 6100100 | Contractor Services | A2528076 | A25280760011 | 1080001 | 201508 | CR | 4473 | Contractor | SAP
[6 empty] | 2201 | 6100100 | Contractor Services | A2528076 | A25280760033 | 1080001 | 201508 | CR | 1013 | Contractor | SAP
[6 empty] | 2201 | 6100100 | Contractor Services | A2528076 | A25280760038 | 1080001 | 201508 | CR | 4615 | Contractor | SAP
[6 empty] | 2201 | 6100100 | Contractor Services | A2528076 | A25280760039 | 1080001 | 201508 | CR | 487.22 | Contractor | SAP
[6 empty] | 2201 | 6100100 | Contractor Services | A2528076 | A25280760052 | 1080001 | 201508 | CR | 12381.07 | Contractor | SAP
[6 empty] | 2201 | 6100100 | Contractor Services | A2528076 | A25280760053 | 1080001 | 201508 | CR | 1203.28 | Contractor | SAP
[6 empty] | 2201 | 6100100 | Contractor Services | A2528076 | A25280760054 | 1080001 | 201508 | CR | 1373.92 | Contractor | SAP
[6 empty] | 2201 | 6100100 | Contractor Services | A2528076 | A25280760056 | 1080001 | 201508 | CR | 725 | Contractor | SAP
[6 empty] | 2201 | 6100100 | Contractor Services | A2528076 | A25280760057 | 1080001 | 201508 | CR | 21 | Contractor | SAP
[6 empty] | 2201 | 6100100 | Contractor Services | A2551876 | A25518760001 | 1080001 | 201508 | CR | 6680.11 | Contractor | SAP
[6 empty] | 2201 | 6100100 | Contractor Services | A2467431 | A24674310003 | 1080001 | 201509 | CR | 91697 | Contractor | SAP
[6 empty] | 2201 | 6100100 | Contractor Services | A2528073 | A25280730033 | 1080001 | 201509 | CR | 916 | Contractor | SAP
[6 empty] | 2201 | 6100100 | Contractor Services | A2528075 | A25280750020 | 1080001 | 201509 | CR | 13962.45 | Contractor | SAP
[6 empty] | 2201 | 6100100 | Contractor Services | A2528076 | A25280760002 | 1080001 | 201509 | CR | 11146.7 | Contractor | SAP
[6 empty] | 2201 | 6100100 | Contractor Services | A2528076 | A25280760011 | 1080001 | 201509 | CR | 13418 | Contractor | SAP
[6 empty] | 2201 | 6100100 | Contractor Services | A2528076 | A25280760033 | 1080001 | 201509 | CR | -1013 | Contractor | SAP
[6 empty] | 2201 | 6100100 | Contractor Services | A2528076 | A25280760038 | 1080001 | 201509 | CR | 849.47 | Contractor | SAP
[6 empty] | 2201 | 6100100 | Contractor Services | A2528076 | A25280760042 | 1080001 | 201509 | CR | 1172.9 | Contractor | SAP
[6 empty] | 2201 | 6100100 | Contractor Services | A2528076 | A25280760052 | 1080001 | 201509 | CR | 1294.63 | Contractor | SAP
[6 empty] | 2201 | 6100100 | Contractor Services | A2528076 | A25280760054 | 1080001 | 201509 | CR | 6001.87 | Contractor | SAP
[6 empty] | 2201 | 6100100 | Contractor Services | A2528076 | A25280760056 | 1080001 | 201509 | CR | -0.24 | Contractor | SAP
[6 empty] | 2201 | 6100100 | Contractor Services | A2528076 | A25280760057 | 1080001 | 201509 | CR | 111.98 | Contractor | SAP
[6 empty] | 2201 | 6100100 | Contractor Services | A2528076 | A25280760058 | 1080001 | 201509 | CR | 1012.5 | Contractor | SAP
[6 empty] | 2201 | 6100100 | Contractor Services | A2528076 | A25280760059 | 1080001 | 201509 | CR | 10465.32 | Contractor | SAP
[6 empty] | 2201 | 6100100 | Contractor Services | A2528076 | A25280760061 | 1080001 | 201509 | CR | 647 | Contractor | SAP
[6 empty] | 2201 | 6100100 | Contractor Services | A2551876 | A25518760001 | 1080001 | 201509 | CR | 315.05 | Contractor | SAP
[6 empty] | 2201 | 6100100 | Contractor Services | A2467431 | A24674310003 | 1080001 | 201510 | CR | 0.4 | Contractor | SAP
[6 empty] | 2201 | 6100100 | Contractor Services | A2528073 | A25280730033 | 1080001 | 201510 | CR | 5505.59 | Contractor | SAP
[6 empty] | 2201 | 6100100 | Contractor Services | A2528075 | A25280750020 | 1080001 | 201510 | CR | 4263.74 | Contractor | SAP
[6 empty] | 2201 | 6100100 | Contractor Services | A2528076 | A25280760002 | 1080001 | 201510 | CR | -0.43 | Contractor | SAP
[6 empty] | 2201 | 6100100 | Contractor Services | A2528076 | A25280760011 | 1080001 | 201510 | CR | 23364 | Contractor | SAP
[6 empty] | 2201 | 6100100 | Contractor Services | A2528076 | A25280760043 | 1080001 | 201510 | CR | 2820 | Contractor | SAP
[6 empty] | 2201 | 6100100 | Contractor Services | A2528076 | A25280760054 | 1080001 | 201510 | CR | 3418.88 | Contractor | SAP
[6 empty] | 2201 | 6100100 | Contractor Services | A2528076 | A25280760059 | 1080001 | 201510 | CR | 3654.35 | Contractor | SAP
[6 empty] | 2201 | 6100100 | Contractor Services | A2528076 | A25280760060 | 1080001 | 201510 | CR | 872.27 | Contractor | SAP
[6 empty] | 2201 | 6100100 | Contractor Services | A2528076 | A25280760061 | 1080001 | 201510 | CR | 12034.76 | Contractor | SAP
[6 empty] | 2201 | 6100100 | Contractor Services | A2528076 | A25280760062 | 1080001 | 201510 | CR | 2306 | Contractor | SAP
[6 empty] | 2201 | 6100100 | Contractor Services | A2528076 | A25280760063 | 1080001 | 201510 | CR | 5498 | Contractor | SAP
[6 empty] | 2201 | 6100100 | Contractor Services | A2528076 | A25280760065 | 1080001 | 201510 | CR | 9039 | Contractor | SAP
[6 empty] | 2201 | 6100100 | Contractor Services | A2528073 | A25280730011 | 1080001 | 201511 | CR | 3293.68 | Contractor | SAP
[6 empty] | 2201 | 6100100 | Contractor Services | A2528075 | A25280750020 | 1080001 | 201511 | CR | 3231.98 | Contractor | SAP
[6 empty] | 2201 | 6100100 | Contractor Services | A2528076 | A25280760011 | 1080001 | 201511 | CR | 11406 | Contractor | SAP
[6 empty] | 2201 | 6100100 | Contractor Services | A2528076 | A25280760043 | 1080001 | 201511 | CR | 0 | Contractor | SAP
[6 empty] | 2201 | 6100100 | Contractor Services | A2528076 | A25280760054 | 1080001 | 201511 | CR | 0 | Contractor | SAP
[6 empty] | 2201 | 6100100 | Contractor Services | A2528076 | A25280760061 | 1080001 | 201511 | CR | 1922.58 | Contractor | SAP
[6 empty] | 2201 | 6100100 | Contractor Services | A2528076 | A25280760062 | 1080001 | 201511 | CR | 1962.68 | Contractor | SAP
[6 empty] | 2201 | 6100100 | Contractor Services | A2528076 | A25280760063 | 1080001 | 201511 | CR | 4958.6 | Contractor | SAP
[6 empty] | 2201 | 6100100 | Contractor Services | A2528076 | A25280760065 | 1080001 | 201511 | CR | 4202.98 | Contractor | SAP
[6 empty] | 2201 | 6100100 | Contractor Services | A2467431 | A24674310003 | 1080001 | 201512 | CR | 523900.8 | Contractor | SAP
[6 empty] | 2201 | 6100100 | Contractor Services | A2528073 | A25280730011 | 1080001 | 201512 | CR | -974 | Contractor | SAP
[6 empty] | 2201 | 6100100 | Contractor Services | A2528075 | A25280750020 | 1080001 | 201512 | CR | 4499.45 | Contractor | SAP
[6 empty] | 2201 | 6100100 | Contractor Services | A2528076 | A25280760011 | 1080001 | 201512 | CR | 52285 | Contractor | SAP
[6 empty] | 2201 | 6100100 | Contractor Services | A2528076 | A25280760043 | 1080001 | 201512 | CR | 0 | Contractor | SAP
[6 empty] | 2201 | 6100100 | Contractor Services | A2528076 | A25280760044 | 1080001 | 201512 | CR | 15060 | Contractor | SAP
[6 empty] | 2201 | 6100100 | Contractor Services | A2528076 | A25280760051 | 1080001 | 201512 | CR | 474.18 | Contractor | SAP
[6 empty] | 2201 | 6100100 | Contractor Services | A2528076 | A25280760054 | 1080001 | 201512 | CR | -1839 | Contractor | SAP
[6 empty] | 2201 | 6100100 | Contractor Services | A2528076 | A25280760061 | 1080001 | 201512 | CR | -961 | Contractor | SAP
[6 empty] | 2201 | 6100100 | Contractor Services | A2528076 | A25280760062 | 1080001 | 201512 | CR | 2288.84 | Contractor | SAP
[6 empty] | 2201 | 6100100 | Contractor Services | A2528076 | A25280760063 | 1080001 | 201512 | CR | 5244 | Contractor | SAP
[6 empty] | 2201 | 6100100 | Contractor Services | A2528076 | A25280760065 | 1080001 | 201512 | CR | 1725 | Contractor | SAP
[6 empty] | 2201 | 6100100 | Contractor Services | A2528076 | A25280760068 | 1080001 | 201512 | CR | 1901 | Contractor | SAP
[6 empty] | 2201 | 6100100 | Contractor Services | A2528076 | A25280760070 | 1080001 | 201512 | CR | 38493 | Contractor | SAP
[6 empty] | 2201 | 6100100 | Contractor Services | A2528073 | A25280730002 | 1080001 | 201601 | CR | 1571 | Contractor | SAP
[6 empty] | 2201 | 6100100 | Contractor Services | A2528075 | A25280750020 | 1080001 | 201601 | CR | 2869.06 | Contractor | SAP
[6 empty] | 2201 | 6100100 | Contractor Services | A2528076 | A25280760036 | 1080001 | 201601 | CR | 7784.54 | Contractor | SAP
[6 empty] | 2201 | 6100100 | Contractor Services | A2528076 | A25280760037 | 1080001 | 201601 | CR | 7200 | Contractor | SAP
[6 empty] | 2201 | 6100100 | Contractor Services | A2528076 | A25280760043 | 1080001 | 201601 | CR | 0.05 | Contractor | SAP
[6 empty] | 2201 | 6100100 | Contractor Services | A2528076 | A25280760044 | 1080001 | 201601 | CR | 0 | Contractor | SAP
[6 empty] | 2201 | 6100100 | Contractor Services | A2528076 | A25280760062 | 1080001 | 201601 | CR | 787.39 | Contractor | SAP
[6 empty] | 2201 | 6100100 | Contractor Services | A2528076 | A25280760063 | 1080001 | 201601 | CR | 3109.95 | Contractor | SAP
[6 empty] | 2201 | 6100100 | Contractor Services | A2528076 | A25280760065 | 1080001 | 201601 | CR | 6391.44 | Contractor | SAP
[6 empty] | 2201 | 6100100 | Contractor Services | A2528076 | A25280760068 | 1080001 | 201601 | CR | -0.2 | Contractor | SAP
[6 empty] | 2201 | 6100100 | Contractor Services | A2528076 | A25280760070 | 1080001 | 201601 | CR | 98968.5 | Contractor | SAP
[6 empty] | 2201 | 6100100 | Contractor Services | A2528076 | A25280760078 | 1080001 | 201601 | CR | 1221 | Contractor | SAP
[6 empty] | 2201 | 6100100 | Contractor Services | A2582282 | A25822820002 | 1080001 | 201601 | CR | 4005 | Contractor | SAP
[6 empty] | 2201 | 6100100 | Contractor Services | A2582282 | A25822820022 | 1080001 | 201601 | CR | 1259 | Contractor | SAP
[6 empty] | 2201 | 6100100 | Contractor Services | A2582286 | A25822860006 | 1080001 | 201601 | CR | 11561 | Contractor | SAP
[6 empty] | 2201 | 6100100 | Contractor Services | A2582286 | A25822860008 | 1080001 | 201601 | CR | 4082 | Contractor | SAP
[6 empty] | 2201 | 6100100 | Contractor Services | A2582286 | A25822860009 | 1080001 | 201601 | CR | 2710 | Contractor | SAP
[6 empty] | 2201 | 6100100 | Contractor Services | A2582286 | A25822860014 | 1080001 | 201601 | CR | 4042 | Contractor | SAP
[6 empty] | 2201 | 6100100 | Contractor Services | A2467431 | A24674310003 | 1080001 | 201602 | CR | 65730.6 | Contractor | SAP
[6 empty] | 2201 | 6100100 | Contractor Services | A2528073 | A25280730002 | 1080001 | 201602 | CR | 0.12 | Contractor | SAP
[6 empty] | 2201 | 6100100 | Contractor Services | A2528076 | A25280760037 | 1080001 | 201602 | CR | -0.35 | Contractor | SAP
[6 empty] | 2201 | 6100100 | Contractor Services | A2528076 | A25280760044 | 1080001 | 201602 | CR | -0.08 | Contractor | SAP
[6 empty] | 2201 | 6100100 | Contractor Services | A2528076 | A25280760045 | 1080001 | 201602 | CR | 15748.19 | Contractor | SAP
[6 empty] | 2201 | 6100100 | Contractor Services | A2528076 | A25280760046 | 1080001 | 201602 | CR | 15748.19 | Contractor | SAP
[6 empty] | 2201 | 6100100 | Contractor Services | A2528076 | A25280760047 | 1080001 | 201602 | CR | 13170.55 | Contractor | SAP
[6 empty] | 2201 | 6100100 | Contractor Services | A2528076 | A25280760062 | 1080001 | 201602 | CR | 1051 | Contractor | SAP
[6 empty] | 2201 | 6100100 | Contractor Services | A2528076 | A25280760063 | 1080001 | 201602 | CR | -163.98 | Contractor | SAP
[6 empty] | 2201 | 6100100 | Contractor Services | A2528076 | A25280760065 | 1080001 | 201602 | CR | 0.04 | Contractor | SAP
[6 empty] | 2201 | 6100100 | Contractor Services | A2528076 | A25280760070 | 1080001 | 201602 | CR | 158130 | Contractor | SAP
[6 empty] | 2201 | 6100100 | Contractor Services | A2528076 | A25280760078 | 1080001 | 201602 | CR | -0.48 | Contractor | SAP
[6 empty] | 2201 | 6100100 | Contractor Services | A2551876 | A25518760001 | 1080001 | 201602 | CR | 896 | Contractor | SAP
[6 empty] | 2201 | 6100100 | Contractor Services | A2582282 | A25822820002 | 1080001 | 201602 | CR | 5968.32 | Contractor | SAP
[6 empty] | 2201 | 6100100 | Contractor Services | A2582282 | A25822820004 | 1080001 | 201602 | CR | 11746.65 | Contractor | SAP
[6 empty] | 2201 | 6100100 | Contractor Services | A2582282 | A25822820022 | 1080001 | 201602 | CR | -0.32 | Contractor | SAP
[6 empty] | 2201 | 6100100 | Contractor Services | A2582282 | A25822820026 | 1080001 | 201602 | CR | 4556.9 | Contractor | SAP
[6 empty] | 2201 | 6100100 | Contractor Services | A2582282 | A25822820028 | 1080001 | 201602 | CR | 3083 | Contractor | SAP
[6 empty] | 2201 | 6100100 | Contractor Services | A2582282 | A25822820031 | 1080001 | 201602 | CR | 8513.2 | Contractor | SAP
[6 empty] | 2201 | 6100100 | Contractor Services | A2582282 | A25822820032 | 1080001 | 201602 | CR | 8937.72 | Contractor | SAP
[6 empty] | 2201 | 6100100 | Contractor Services | A2582282 | A25822820033 | 1080001 | 201602 | CR | 8513.2 | Contractor | SAP
[6 empty] | 2201 | 6100100 | Contractor Services | A2582282 | A25822820034 | 1080001 | 201602 | CR | 7678 | Contractor | SAP
[6 empty] | 2201 | 6100100 | Contractor Services | A2582282 | A25822820035 | 1080001 | 201602 | CR | 120 | Contractor | SAP
[6 empty] | 2201 | 6100100 | Contractor Services | A2582282 | A25822820038 | 1080001 | 201602 | CR | 3900 | Contractor | SAP
[6 empty] | 2201 | 6100100 | Contractor Services | A2582282 | A25822820047 | 1080001 | 201602 | CR | 442 | Contractor | SAP
[6 empty] | 2201 | 6100100 | Contractor Services | A2582282 | A25822820048 | 1080001 | 201602 | CR | 451 | Contractor | SAP
[6 empty] | 2201 | 6100100 | Contractor Services | A2582282 | A25822820049 | 1080001 | 201602 | CR | 2244 | Contractor | SAP
[6 empty] | 2201 | 6100100 | Contractor Services | A2582286 | A25822860006 | 1080001 | 201602 | CR | 2075 | Contractor | SAP
[6 empty] | 2201 | 6100100 | Contractor Services | A2582286 | A25822860008 | 1080001 | 201602 | CR | 42.69 | Contractor | SAP
[6 empty] | 2201 | 6100100 | Contractor Services | A2582286 | A25822860009 | 1080001 | 201602 | CR | 4599.85 | Contractor | SAP
[6 empty] | 2201 | 6100100 | Contractor Services | A2582286 | A25822860013 | 1080001 | 201602 | CR | 1332 | Contractor | SAP
[6 empty] | 2201 | 6100100 | Contractor Services | A2582286 | A25822860014 | 1080001 | 201602 | CR | 11019.08 | Contractor | SAP
[6 empty] | 2201 | 6100100 | Contractor Services | A2582287 | A25822870006 | 1080001 | 201602 | CR | 6178.94 | Contractor | SAP
[6 empty] | 2201 | 6100100 | Contractor Services | A2582287 | A25822870007 | 1080001 | 201602 | CR | 13773 | Contractor | SAP
[6 empty] | 2201 | 6100100 | Contractor Services | A2582287 | A25822870010 | 1080001 | 201602 | CR | 14656.66 | Contractor | SAP
[6 empty] | 2201 | 6100100 | Contractor Services | A2582287 | A25822870021 | 1080001 | 201602 | CR | 643 | Contractor | SAP
[6 empty] | 2201 | 6100100 | Contractor Services | A2582287 | A25822870022 | 1080001 | 201602 | CR | 1036 | Contractor | SAP
[6 empty] | 2201 | 6100100 | Contractor Services | A2467431 | A24674310003 | 1080001 | 201603 | CR | 17209.8 | Contractor | SAP
[6 empty] | 2201 | 6100100 | Contractor Services | A2528076 | A25280760062 | 1080001 | 201603 | CR | 480.2 | Contractor | SAP
[6 empty] | 2201 | 6100100 | Contractor Services | A2528076 | A25280760063 | 1080001 | 201603 | CR | 1139 | Contractor | SAP
[6 empty] | 2201 | 6100100 | Contractor Services | A2528076 | A25280760070 | 1080001 | 201603 | CR | 158130 | Contractor | SAP
[6 empty] | 2201 | 6100100 | Contractor Services | A2582282 | A25822820001 | 1080001 | 201603 | CR | 114 | Contractor | SAP
[6 empty] | 2201 | 6100100 | Contractor Services | A2582282 | A25822820002 | 1080001 | 201603 | CR | 7937.22 | Contractor | SAP
[6 empty] | 2201 | 6100100 | Contractor Services | A2582282 | A25822820004 | 1080001 | 201603 | CR | 2562.17 | Contractor | SAP
[6 empty] | 2201 | 6100100 | Contractor Services | A2582282 | A25822820005 | 1080001 | 201603 | CR | 10186 | Contractor | SAP
[6 empty] | 2201 | 6100100 | Contractor Services | A2582282 | A25822820006 | 1080001 | 201603 | CR | 15346 | Contractor | SAP
[6 empty] | 2201 | 6100100 | Contractor Services | A2582282 | A25822820007 | 1080001 | 201603 | CR | 8981 | Contractor | SAP
[6 empty] | 2201 | 6100100 | Contractor Services | A2582282 | A25822820019 | 1080001 | 201603 | CR | 2985.3 | Contractor | SAP
[6 empty] | 2201 | 6100100 | Contractor Services | A2582282 | A25822820026 | 1080001 | 201603 | CR | 893.9 | Contractor | SAP
[6 empty] | 2201 | 6100100 | Contractor Services | A2582282 | A25822820028 | 1080001 | 201603 | CR | -0.04 | Contractor | SAP
[6 empty] | 2201 | 6100100 | Contractor Services | A2582282 | A25822820031 | 1080001 | 201603 | CR | 0 | Contractor | SAP
[6 empty] | 2201 | 6100100 | Contractor Services | A2582282 | A25822820032 | 1080001 | 201603 | CR | 0 | Contractor | SAP
[6 empty] | 2201 | 6100100 | Contractor Services | A2582282 | A25822820033 | 1080001 | 201603 | CR | 0 | Contractor | SAP
[6 empty] | 2201 | 6100100 | Contractor Services | A2582282 | A25822820034 | 1080001 | 201603 | CR | 0 | Contractor | SAP
[6 empty] | 2201 | 6100100 | Contractor Services | A2582282 | A25822820035 | 1080001 | 201603 | CR | 20.8 | Contractor | SAP
[6 empty] | 2201 | 6100100 | Contractor Services | A2582282 | A25822820038 | 1080001 | 201603 | CR | -66.21 | Contractor | SAP
[6 empty] | 2201 | 6100100 | Contractor Services | A2582282 | A25822820041 | 1080001 | 201603 | CR | 718 | Contractor | SAP
[6 empty] | 2201 | 6100100 | Contractor Services | A2582282 | A25822820042 | 1080001 | 201603 | CR | 5843.12 | Contractor | SAP
[6 empty] | 2201 | 6100100 | Contractor Services | A2582282 | A25822820044 | 1080001 | 201603 | CR | 2123 | Contractor | SAP
[6 empty] | 2201 | 6100100 | Contractor Services | A2582282 | A25822820045 | 1080001 | 201603 | CR | 4098 | Contractor | SAP
[6 empty] | 2201 | 6100100 | Contractor Services | A2582282 | A25822820046 | 1080001 | 201603 | CR | 3961.93 | Contractor | SAP
[6 empty] | 2201 | 6100100 | Contractor Services | A2582282 | A25822820047 | 1080001 | 201603 | CR | 1672.4 | Contractor | SAP
[6 empty] | 2201 | 6100100 | Contractor Services | A2582282 | A25822820048 | 1080001 | 201603 | CR | 1266.44 | Contractor | SAP
[6 empty] | 2201 | 6100100 | Contractor Services | A2582282 | A25822820049 | 1080001 | 201603 | CR | 6077.04 | Contractor | SAP
[6 empty] | 2201 | 6100100 | Contractor Services | A2582282 | A25822820050 | 1080001 | 201603 | CR | 4162 | Contractor | SAP
[6 empty] | 2201 | 6100100 | Contractor Services | A2582282 | A25822820053 | 1080001 | 201603 | CR | 247.46 | Contractor | SAP
[6 empty] | 2201 | 6100100 | Contractor Services | A2582282 | A25822820055 | 1080001 | 201603 | CR | 2545 | Contractor | SAP
[6 empty] | 2201 | 6100100 | Contractor Services | A2582282 | A25822820058 | 1080001 | 201603 | CR | 384 | Contractor | SAP
[6 empty] | 2201 | 6100100 | Contractor Services | A2582282 | A25822820059 | 1080001 | 201603 | CR | 7948 | Contractor | SAP
[6 empty] | 2201 | 6100100 | Contractor Services | A2582282 | A25822820060 | 1080001 | 201603 | CR | 1122 | Contractor | SAP
[6 empty] | 2201 | 6100100 | Contractor Services | A2582282 | A25822820062 | 1080001 | 201603 | CR | 3060 | Contractor | SAP
[6 empty] | 2201 | 6100100 | Contractor Services | A2582282 | A25822820066 | 1080001 | 201603 | CR | 1496 | Contractor | SAP
[6 empty] | 2201 | 6100100 | Contractor Services | A2582282 | A25822820067 | 1080001 | 201603 | CR | 2843 | Contractor | SAP
[6 empty] | 2201 | 6100100 | Contractor Services | A2582282 | A25822820070 | 1080001 | 201603 | CR | 8127 | Contractor | SAP
[6 empty] | 2201 | 6100100 | Contractor Services | A2582286 | A25822860006 | 1080001 | 201603 | CR | 0 | Contractor | SAP
[6 empty] | 2201 | 6100100 | Contractor Services | A2582286 | A25822860009 | 1080001 | 201603 | CR | 1100.08 | Contractor | SAP
[6 empty] | 2201 | 6100100 | Contractor Services | A2582286 | A25822860010 | 1080001 | 201603 | CR | 4904 | Contractor | SAP
[6 empty] | 2201 | 6100100 | Contractor Services | A2582286 | A25822860013 | 1080001 | 201603 | CR | -0.48 | Contractor | SAP
[6 empty] | 2201 | 6100100 | Contractor Services | A2582286 | A25822860014 | 1080001 | 201603 | CR | 8590.27 | Contractor | SAP
[6 empty] | 2201 | 6100100 | Contractor Services | A2582286 | A25822860015 | 1080001 | 201603 | CR | 1165 | Contractor | SAP
[6 empty] | 2201 | 6100100 | Contractor Services | A2582286 | A25822860016 | 1080001 | 201603 | CR | 2040 | Contractor | SAP
[6 empty] | 2201 | 6100100 | Contractor Services | A2582286 | A25822860018 | 1080001 | 201603 | CR | 371 | Contractor | SAP
[6 empty] | 2201 | 6100100 | Contractor Services | A2582287 | A25822870006 | 1080001 | 201603 | CR | 6059.09 | Contractor | SAP
[6 empty] | 2201 | 6100100 | Contractor Services | A2582287 | A25822870007 | 1080001 | 201603 | CR | 43170.75 | Contractor | SAP
[6 empty] | 2201 | 6100100 | Contractor Services | A2582287 | A25822870010 | 1080001 | 201603 | CR | 33988 | Contractor | SAP
[6 empty] | 2201 | 6100100 | Contractor Services | A2582287 | A25822870016 | 1080001 | 201603 | CR | 315 | Contractor | SAP
[6 empty] | 2201 | 6100100 | Contractor Services | A2582287 | A25822870021 | 1080001 | 201603 | CR | -0.41 | Contractor | SAP
[6 empty] | 2201 | 6100100 | Contractor Services | A2582287 | A25822870022 | 1080001 | 201603 | CR | 6538 | Contractor | SAP
[6 empty] | 2201 | 6100100 | Contractor Services | A2582287 | A25822870023 | 1080001 | 201603 | CR | 190 | Contractor | SAP
[6 empty] | 2201 | 6100100 | Contractor Services | A2582287 | A25822870027 | 1080001 | 201603 | CR | 2006 | Contractor | SAP
[6 empty] | 2201 | 6100100 | Contractor Services | A2582287 | A25822870028 | 1080001 | 201603 | CR | 5007 | Contractor | SAP
[6 empty] | 2201 | 6100100 | Contractor Services | A2582287 | A25822870030 | 1080001 | 201603 | CR | 1317 | Contractor | SAP
[6 empty] | 2201 | 6100100 | Contractor Services | A2467431 | A24674310003 | 1080001 | 201604 | CR | 11466 | Contractor | SAP
[6 empty] | 2201 | 6100100 | Contractor Services | A2528076 | A25280760034 | 1080001 | 201604 | CR | 8120.99 | Contractor | SAP
[6 empty] | 2201 | 6100100 | Contractor Services | A2528076 | A25280760063 | 1080001 | 201604 | CR | 0.04 | Contractor | SAP
[6 empty] | 2201 | 6100100 | Contractor Services | A2582282 | A25822820001 | 1080001 | 201604 | CR | 1985.72 | Contractor | SAP
[6 empty] | 2201 | 6100100 | Contractor Services | A2582282 | A25822820002 | 1080001 | 201604 | CR | 3790.52 | Contractor | SAP
[6 empty] | 2201 | 6100100 | Contractor Services | A2582282 | A25822820006 | 1080001 | 201604 | CR | -3186.43 | Contractor | SAP
[6 empty] | 2201 | 6100100 | Contractor Services | A2582282 | A25822820007 | 1080001 | 201604 | CR | 5579.44 | Contractor | SAP
[6 empty] | 2201 | 6100100 | Contractor Services | A2582282 | A25822820026 | 1080001 | 201604 | CR | -0.48 | Contractor | SAP
[6 empty] | 2201 | 6100100 | Contractor Services | A2582282 | A25822820034 | 1080001 | 201604 | CR | 0 | Contractor | SAP
[6 empty] | 2201 | 6100100 | Contractor Services | A2582282 | A25822820041 | 1080001 | 201604 | CR | 0.48 | Contractor | SAP
[6 empty] | 2201 | 6100100 | Contractor Services | A2582282 | A25822820042 | 1080001 | 201604 | CR | 0.24 | Contractor | SAP
[6 empty] | 2201 | 6100100 | Contractor Services | A2582282 | A25822820044 | 1080001 | 201604 | CR | 0.5 | Contractor | SAP
[6 empty] | 2201 | 6100100 | Contractor Services | A2582282 | A25822820045 | 1080001 | 201604 | CR | 0.5 | Contractor | SAP
[6 empty] | 2201 | 6100100 | Contractor Services | A2582282 | A25822820046 | 1080001 | 201604 | CR | 0 | Contractor | SAP
[6 empty] | 2201 | 6100100 | Contractor Services | A2582282 | A25822820047 | 1080001 | 201604 | CR | 602.08 | Contractor | SAP
[6 empty] | 2201 | 6100100 | Contractor Services | A2582282 | A25822820048 | 1080001 | 201604 | CR | 85.44 | Contractor | SAP
[6 empty] | 2201 | 6100100 | Contractor Services | A2582282 | A25822820049 | 1080001 | 201604 | CR | 0.24 | Contractor | SAP
[6 empty] | 2201 | 6100100 | Contractor Services | A2582282 | A25822820050 | 1080001 | 201604 | CR | 0.64 | Contractor | SAP
[6 empty] | 2201 | 6100100 | Contractor Services | A2582282 | A25822820052 | 1080001 | 201604 | CR | 20883 | Contractor | SAP
[6 empty] | 2201 | 6100100 | Contractor Services | A2582282 | A25822820055 | 1080001 | 201604 | CR | 0 | Contractor | SAP
[6 empty] | 2201 | 6100100 | Contractor Services | A2582282 | A25822820058 | 1080001 | 201604 | CR | 0.04 | Contractor | SAP
[6 empty] | 2201 | 6100100 | Contractor Services | A2582282 | A25822820059 | 1080001 | 201604 | CR | 0.61 | Contractor | SAP
[6 empty] | 2201 | 6100100 | Contractor Services | A2582282 | A25822820060 | 1080001 | 201604 | CR | 2244.72 | Contractor | SAP
[6 empty] | 2201 | 6100100 | Contractor Services | A2582282 | A25822820064 | 1080001 | 201604 | CR | 14683 | Contractor | SAP
[6 empty] | 2201 | 6100100 | Contractor Services | A2582282 | A25822820066 | 1080001 | 201604 | CR | 2618.88 | Contractor | SAP
[6 empty] | 2201 | 6100100 | Contractor Services | A2582282 | A25822820067 | 1080001 | 201604 | CR | 673.4 | Contractor | SAP
[6 empty] | 2201 | 6100100 | Contractor Services | A2582282 | A25822820068 | 1080001 | 201604 | CR | 24403.34 | Contractor | SAP
[6 empty] | 2201 | 6100100 | Contractor Services | A2582282 | A25822820070 | 1080001 | 201604 | CR | 922.68 | Contractor | SAP
[6 empty] | 2201 | 6100100 | Contractor Services | A2582282 | A25822820075 | 1080001 | 201604 | CR | 2587 | Contractor | SAP
[6 empty] | 2201 | 6100100 | Contractor Services | A2582282 | A25822820076 | 1080001 | 201604 | CR | 5355 | Contractor | SAP
[6 empty] | 2201 | 6100100 | Contractor Services | A2582282 | A25822820077 | 1080001 | 201604 | CR | 33172.8 | Contractor | SAP
[6 empty] | 2201 | 6100100 | Contractor Services | A2582282 | A25822820078 | 1080001 | 201604 | CR | 7173.48 | Contractor | SAP
[6 empty] | 2201 | 6100100 | Contractor Services | A2582282 | A25822820081 | 1080001 | 201604 | CR | 126 | Contractor | SAP
[6 empty] | 2201 | 6100100 | Contractor Services | A2582282 | A25822820082 | 1080001 | 201604 | CR | 6271 | Contractor | SAP
[6 empty] | 2201 | 6100100 | Contractor Services | A2582282 | A25822820084 | 1080001 | 201604 | CR | 11250 | Contractor | SAP
[6 empty] | 2201 | 6100100 | Contractor Services | A2582282 | A25822820085 | 1080001 | 201604 | CR | 2575.16 | Contractor | SAP
[6 empty] | 2201 | 6100100 | Contractor Services | A2582282 | A25822820093 | 1080001 | 201604 | CR | 11267 | Contractor | SAP
[6 empty] | 2201 | 6100100 | Contractor Services | A2582282 | A25822820094 | 1080001 | 201604 | CR | 7923.08 | Contractor | SAP
[6 empty] | 2201 | 6100100 | Contractor Services | A2582282 | A25822820096 | 1080001 | 201604 | CR | 1682 | Contractor | SAP
[6 empty] | 2201 | 6100100 | Contractor Services | A2582286 | A25822860006 | 1080001 | 201604 | CR | 0 | Contractor | SAP
[6 empty] | 2201 | 6100100 | Contractor Services | A2582286 | A25822860009 | 1080001 | 201604 | CR | 0 | Contractor | SAP
[6 empty] | 2201 | 6100100 | Contractor Services | A2582286 | A25822860010 | 1080001 | 201604 | CR | 3477.32 | Contractor | SAP
[6 empty] | 2201 | 6100100 | Contractor Services | A2582286 | A25822860014 | 1080001 | 201604 | CR | 3315.17 | Contractor | SAP
[6 empty] | 2201 | 6100100 | Contractor Services | A2582286 | A25822860015 | 1080001 | 201604 | CR | 0.58 | Contractor | SAP
[6 empty] | 2201 | 6100100 | Contractor Services | A2582286 | A25822860017 | 1080001 | 201604 | CR | 6018.84 | Contractor | SAP
[6 empty] | 2201 | 6100100 | Contractor Services | A2582286 | A25822860018 | 1080001 | 201604 | CR | 4055.35 | Contractor | SAP
[6 empty] | 2201 | 6100100 | Contractor Services | A2582286 | A25822860020 | 1080001 | 201604 | CR | 375 | Contractor | SAP
[6 empty] | 2201 | 6100100 | Contractor Services | A2582286 | A25822860024 | 1080001 | 201604 | CR | 745 | Contractor | SAP
[6 empty] | 2201 | 6100100 | Contractor Services | A2582286 | A25822860025 | 1080001 | 201604 | CR | 890 | Contractor | SAP
[6 empty] | 2201 | 6100100 | Contractor Services | A2582287 | A25822870006 | 1080001 | 201604 | CR | 0 | Contractor | SAP
[6 empty] | 2201 | 6100100 | Contractor Services | A2582287 | A25822870007 | 1080001 | 201604 | CR | 6310.73 | Contractor | SAP
[6 empty] | 2201 | 6100100 | Contractor Services | A2582287 | A25822870010 | 1080001 | 201604 | CR | 2880.49 | Contractor | SAP
[6 empty] | 2201 | 6100100 | Contractor Services | A2582287 | A25822870016 | 1080001 | 201604 | CR | 2198.8 | Contractor | SAP
[6 empty] | 2201 | 6100100 | Contractor Services | A2582287 | A25822870019 | 1080001 | 201604 | CR | 2971.2 | Contractor | SAP
[6 empty] | 2201 | 6100100 | Contractor Services | A2582287 | A25822870020 | 1080001 | 201604 | CR | 3604.65 | Contractor | SAP
[6 empty] | 2201 | 6100100 | Contractor Services | A2582287 | A25822870022 | 1080001 | 201604 | CR | 1206.64 | Contractor | SAP
[6 empty] | 2201 | 6100100 | Contractor Services | A2582287 | A25822870023 | 1080001 | 201604 | CR | 0 | Contractor | SAP
[6 empty] | 2201 | 6100100 | Contractor Services | A2582287 | A25822870025 | 1080001 | 201604 | CR | 4775.81 | Contractor | SAP
[6 empty] | 2201 | 6100100 | Contractor Services | A2582287 | A25822870027 | 1080001 | 201604 | CR | -0.74 | Contractor | SAP
[6 empty] | 2201 | 6100100 | Contractor Services | A2582287 | A25822870028 | 1080001 | 201604 | CR | 3214.14 | Contractor | SAP
[6 empty] | 2201 | 6100100 | Contractor Services | A2582287 | A25822870030 | 1080001 | 201604 | CR | 0.2 | Contractor | SAP
[6 empty] | 2201 | 6100100 | Contractor Services | A2582287 | A25822870033 | 1080001 | 201604 | CR | 3690.43 | Contractor | SAP
[6 empty] | 2201 | 6100100 | Contractor Services | A2585773 | A25857730004 | 1080001 | 201604 | CR | 1496 | Contractor | SAP
[6 empty] | 2201 | 6100100 | Contractor Services | A2467431 | A24674310003 | 1080001 | 201605 | CR | -11466 | Contractor | SAP
[6 empty] | 2201 | 6100100 | Contractor Services | A2528075 | A25280750002 | 1080001 | 201605 | CR | 43596 | Contractor | SAP
[6 empty] | 2201 | 6100100 | Contractor Services | A2528076 | A25280760070 | 1080001 | 201605 | CR | 158877 | Contractor | SAP
[6 empty] | 2201 | 6100100 | Contractor Services | A2582282 | A25822820002 | 1080001 | 201605 | CR | 4209.36 | Contractor | SAP
[6 empty] | 2201 | 6100100 | Contractor Services | A2582282 | A25822820034 | 1080001 | 201605 | CR | -7678 | Contractor | SAP
[6 empty] | 2201 | 6100100 | Contractor Services | A2582282 | A25822820052 | 1080001 | 201605 | CR | 8009.24 | Contractor | SAP
[6 empty] | 2201 | 6100100 | Contractor Services | A2582282 | A25822820064 | 1080001 | 201605 | CR | 1299.8 | Contractor | SAP
[6 empty] | 2201 | 6100100 | Contractor Services | A2582282 | A25822820067 | 1080001 | 201605 | CR | 0.32 | Contractor | SAP
[6 empty] | 2201 | 6100100 | Contractor Services | A2582282 | A25822820068 | 1080001 | 201605 | CR | 23809.85 | Contractor | SAP
[6 empty] | 2201 | 6100100 | Contractor Services | A2582282 | A25822820075 | 1080001 | 201605 | CR | 2629.3 | Contractor | SAP
[6 empty] | 2201 | 6100100 | Contractor Services | A2582282 | A25822820076 | 1080001 | 201605 | CR | 0 | Contractor | SAP
[6 empty] | 2201 | 6100100 | Contractor Services | A2582282 | A25822820077 | 1080001 | 201605 | CR | 38359.6 | Contractor | SAP
[6 empty] | 2201 | 6100100 | Contractor Services | A2582282 | A25822820078 | 1080001 | 201605 | CR | 0.32 | Contractor | SAP
[6 empty] | 2201 | 6100100 | Contractor Services | A2582282 | A25822820082 | 1080001 | 201605 | CR | 982.02 | Contractor | SAP
[6 empty] | 2201 | 6100100 | Contractor Services | A2582282 | A25822820083 | 1080001 | 201605 | CR | 1121.05 | Contractor | SAP
[6 empty] | 2201 | 6100100 | Contractor Services | A2582282 | A25822820084 | 1080001 | 201605 | CR | 0 | Contractor | SAP
[6 empty] | 2201 | 6100100 | Contractor Services | A2582282 | A25822820092 | 1080001 | 201605 | CR | 14180 | Contractor | SAP
[6 empty] | 2201 | 6100100 | Contractor Services | A2582282 | A25822820093 | 1080001 | 201605 | CR | 11068 | Contractor | SAP
[6 empty] | 2201 | 6100100 | Contractor Services | A2582282 | A25822820094 | 1080001 | 201605 | CR | -0.6 | Contractor | SAP
[6 empty] | 2201 | 6100100 | Contractor Services | A2582282 | A25822820096 | 1080001 | 201605 | CR | 0 | Contractor | SAP
[6 empty] | 2201 | 6100100 | Contractor Services | A2582282 | A25822820098 | 1080001 | 201605 | CR | 5748.19 | Contractor | SAP
[6 empty] | 2201 | 6100100 | Contractor Services | A2582282 | A25822820103 | 1080001 | 201605 | CR | 3256.07 | Contractor | SAP
[6 empty] | 2201 | 6100100 | Contractor Services | A2582282 | A25822820106 | 1080001 | 201605 | CR | 1934 | Contractor | SAP
[6 empty] | 2201 | 6100100 | Contractor Services | A2582282 | A25822820116 | 1080001 | 201605 | CR | 2880 | Contractor | SAP
[6 empty] | 2201 | 6100100 | Contractor Services | A2582286 | A25822860006 | 1080001 | 201605 | CR | 0 | Contractor | SAP
[6 empty] | 2201 | 6100100 | Contractor Services | A2582286 | A25822860010 | 1080001 | 201605 | CR | 0 | Contractor | SAP
[6 empty] | 2201 | 6100100 | Contractor Services | A2582286 | A25822860012 | 1080001 | 201605 | CR | 939 | Contractor | SAP
[6 empty] | 2201 | 6100100 | Contractor Services | A2582286 | A25822860014 | 1080001 | 201605 | CR | 10561.62 | Contractor | SAP
[6 empty] | 2201 | 6100100 | Contractor Services | A2582286 | A25822860016 | 1080001 | 201605 | CR | 2104 | Contractor | SAP
[6 empty] | 2201 | 6100100 | Contractor Services | A2582286 | A25822860017 | 1080001 | 201605 | CR | 0.04 | Contractor | SAP
[6 empty] | 2201 | 6100100 | Contractor Services | A2582286 | A25822860018 | 1080001 | 201605 | CR | 842 | Contractor | SAP
[6 empty] | 2201 | 6100100 | Contractor Services | A2582286 | A25822860020 | 1080001 | 201605 | CR | -0.92 | Contractor | SAP
[6 empty] | 2201 | 6100100 | Contractor Services | A2582286 | A25822860024 | 1080001 | 201605 | CR | 0 | Contractor | SAP
[6 empty] | 2201 | 6100100 | Contractor Services | A2582286 | A25822860025 | 1080001 | 201605 | CR | -0.4 | Contractor | SAP
[6 empty] | 2201 | 6100100 | Contractor Services | A2582286 | A25822860026 | 1080001 | 201605 | CR | 4001 | Contractor | SAP
[6 empty] | 2201 | 6100100 | Contractor Services | A2582286 | A25822860032 | 1080001 | 201605 | CR | 3165 | Contractor | SAP
[6 empty] | 2201 | 6100100 | Contractor Services | A2582286 | A25822860033 | 1080001 | 201605 | CR | 748.16 | Contractor | SAP
[6 empty] | 2201 | 6100100 | Contractor Services | A2582286 | A25822860042 | 1080001 | 201605 | CR | 3007 | Contractor | SAP
[6 empty] | 2201 | 6100100 | Contractor Services | A2582286 | A25822860047 | 1080001 | 201605 | CR | 715 | Contractor | SAP
[6 empty] | 2201 | 6100100 | Contractor Services | A2582286 | A25822860048 | 1080001 | 201605 | CR | 2649 | Contractor | SAP
[6 empty] | 2201 | 6100100 | Contractor Services | A2582287 | A25822870006 | 1080001 | 201605 | CR | 0 | Contractor | SAP
[6 empty] | 2201 | 6100100 | Contractor Services | A2582287 | A25822870007 | 1080001 | 201605 | CR | 2498.32 | Contractor | SAP
[6 empty] | 2201 | 6100100 | Contractor Services | A2582287 | A25822870010 | 1080001 | 201605 | CR | 0 | Contractor | SAP
[6 empty] | 2201 | 6100100 | Contractor Services | A2582287 | A25822870016 | 1080001 | 201605 | CR | 550.44 | Contractor | SAP
[6 empty] | 2201 | 6100100 | Contractor Services | A2582287 | A25822870019 | 1080001 | 201605 | CR | 0 | Contractor | SAP
[6 empty] | 2201 | 6100100 | Contractor Services | A2582287 | A25822870020 | 1080001 | 201605 | CR | 0 | Contractor | SAP
[6 empty] | 2201 | 6100100 | Contractor Services | A2582287 | A25822870022 | 1080001 | 201605 | CR | -302.48 | Contractor | SAP
[6 empty] | 2201 | 6100100 | Contractor Services | A2582287 | A25822870023 | 1080001 | 201605 | CR | 0 | Contractor | SAP
[6 empty] | 2201 | 6100100 | Contractor Services | A2582287 | A25822870028 | 1080001 | 201605 | CR | -828.82 | Contractor | SAP
[6 empty] | 2201 | 6100100 | Contractor Services | A2582287 | A25822870033 | 1080001 | 201605 | CR | 47.97 | Contractor | SAP
[6 empty] | 2201 | 6100100 | Contractor Services | A2585773 | A25857730004 | 1080001 | 201605 | CR | 1777.2 | Contractor | SAP
[6 empty] | 2201 | 6100100 | Contractor Services | A2528075 | A25280750002 | 1080001 | 201606 | CR | 16789 | Contractor | SAP
[6 empty] | 2201 | 6100100 | Contractor Services | A2528076 | A25280760070 | 1080001 | 201606 | CR | 242831.5 | Contractor | SAP
[6 empty] | 2201 | 6100100 | Contractor Services | A2582282 | A25822820002 | 1080001 | 201606 | CR | 8807.74 | Contractor | SAP
[6 empty] | 2201 | 6100100 | Contractor Services | A2582282 | A25822820034 | 1080001 | 201606 | CR | 7678 | Contractor | SAP
[6 empty] | 2201 | 6100100 | Contractor Services | A2582282 | A25822820052 | 1080001 | 201606 | CR | 13356.51 | Contractor | SAP
[6 empty] | 2201 | 6100100 | Contractor Services | A2582282 | A25822820064 | 1080001 | 201606 | CR | -0.28 | Contractor | SAP
[6 empty] | 2201 | 6100100 | Contractor Services | A2582282 | A25822820068 | 1080001 | 201606 | CR | 1052.63 | Contractor | SAP
[6 empty] | 2201 | 6100100 | Contractor Services | A2582282 | A25822820075 | 1080001 | 201606 | CR | -238.27 | Contractor | SAP
[6 empty] | 2201 | 6100100 | Contractor Services | A2582282 | A25822820077 | 1080001 | 201606 | CR | 33737.92 | Contractor | SAP
[6 empty] | 2201 | 6100100 | Contractor Services | A2582282 | A25822820078 | 1080001 | 201606 | CR | 0.48 | Contractor | SAP
[6 empty] | 2201 | 6100100 | Contractor Services | A2582282 | A25822820083 | 1080001 | 201606 | CR | 1121.05 | Contractor | SAP
[6 empty] | 2201 | 6100100 | Contractor Services | A2582282 | A25822820084 | 1080001 | 201606 | CR | 0 | Contractor | SAP
[6 empty] | 2201 | 6100100 | Contractor Services | A2582282 | A25822820092 | 1080001 | 201606 | CR | 0 | Contractor | SAP
[6 empty] | 2201 | 6100100 | Contractor Services | A2582282 | A25822820093 | 1080001 | 201606 | CR | 0 | Contractor | SAP
[6 empty] | 2201 | 6100100 | Contractor Services | A2582282 | A25822820094 | 1080001 | 201606 | CR | 0.24 | Contractor | SAP
[6 empty] | 2201 | 6100100 | Contractor Services | A2582282 | A25822820095 | 1080001 | 201606 | CR | 262.3 | Contractor | SAP
[6 empty] | 2201 | 6100100 | Contractor Services | A2582282 | A25822820096 | 1080001 | 201606 | CR | 0.48 | Contractor | SAP
[6 empty] | 2201 | 6100100 | Contractor Services | A2582282 | A25822820098 | 1080001 | 201606 | CR | 0.36 | Contractor | SAP
[6 empty] | 2201 | 6100100 | Contractor Services | A2582282 | A25822820103 | 1080001 | 201606 | CR | 664.88 | Contractor | SAP
[6 empty] | 2201 | 6100100 | Contractor Services | A2582282 | A25822820105 | 1080001 | 201606 | CR | 18739.94 | Contractor | SAP
[6 empty] | 2201 | 6100100 | Contractor Services | A2582282 | A25822820106 | 1080001 | 201606 | CR | 0.24 | Contractor | SAP
[6 empty] | 2201 | 6100100 | Contractor Services | A2582282 | A25822820108 | 1080001 | 201606 | CR | 20431 | Contractor | SAP
[6 empty] | 2201 | 6100100 | Contractor Services | A2582282 | A25822820116 | 1080001 | 201606 | CR | 215 | Contractor | SAP
[6 empty] | 2201 | 6100100 | Contractor Services | A2582282 | A25822820121 | 1080001 | 201606 | CR | 10387 | Contractor | SAP
[6 empty] | 2201 | 6100100 | Contractor Services | A2582282 | A25822820131 | 1080001 | 201606 | CR | 386 | Contractor | SAP
[6 empty] | 2201 | 6100100 | Contractor Services | A2582282 | A25822820140 | 1080001 | 201606 | CR | 706 | Contractor | SAP
[6 empty] | 2201 | 6100100 | Contractor Services | A2582282 | A25822820143 | 1080001 | 201606 | CR | 17261.18 | Contractor | SAP
[6 empty] | 2201 | 6100100 | Contractor Services | A2582286 | A25822860002 | 1080001 | 201606 | CR | 17413.6 | Contractor | SAP
[6 empty] | 2201 | 6100100 | Contractor Services | A2582286 | A25822860006 | 1080001 | 201606 | CR | -150 | Contractor | SAP
[6 empty] | 2201 | 6100100 | Contractor Services | A2582286 | A25822860012 | 1080001 | 201606 | CR | 22899.77 | Contractor | SAP
[6 empty] | 2201 | 6100100 | Contractor Services | A2582286 | A25822860014 | 1080001 | 201606 | CR | 2255.76 | Contractor | SAP
[6 empty] | 2201 | 6100100 | Contractor Services | A2582286 | A25822860016 | 1080001 | 201606 | CR | 12788.5 | Contractor | SAP
[6 empty] | 2201 | 6100100 | Contractor Services | A2582286 | A25822860018 | 1080001 | 201606 | CR | 0.08 | Contractor | SAP
[6 empty] | 2201 | 6100100 | Contractor Services | A2582286 | A25822860020 | 1080001 | 201606 | CR | 374.08 | Contractor | SAP
[6 empty] | 2201 | 6100100 | Contractor Services | A2582286 | A25822860024 | 1080001 | 201606 | CR | -0.48 | Contractor | SAP
[6 empty] | 2201 | 6100100 | Contractor Services | A2582286 | A25822860026 | 1080001 | 201606 | CR | 3279.4 | Contractor | SAP
[6 empty] | 2201 | 6100100 | Contractor Services | A2582286 | A25822860032 | 1080001 | 201606 | CR | 0.52 | Contractor | SAP
[6 empty] | 2201 | 6100100 | Contractor Services | A2582286 | A25822860033 | 1080001 | 201606 | CR | 100 | Contractor | SAP
[6 empty] | 2201 | 6100100 | Contractor Services | A2582286 | A25822860041 | 1080001 | 201606 | CR | 5689.44 | Contractor | SAP
[6 empty] | 2201 | 6100100 | Contractor Services | A2582286 | A25822860042 | 1080001 | 201606 | CR | 0.2 | Contractor | SAP
[6 empty] | 2201 | 6100100 | Contractor Services | A2582286 | A25822860046 | 1080001 | 201606 | CR | 21432.86 | Contractor | SAP
[6 empty] | 2201 | 6100100 | Contractor Services | A2582286 | A25822860047 | 1080001 | 201606 | CR | -0.2 | Contractor | SAP
[6 empty] | 2201 | 6100100 | Contractor Services | A2582286 | A25822860048 | 1080001 | 201606 | CR | -646.36 | Contractor | SAP
[6 empty] | 2201 | 6100100 | Contractor Services | A2582286 | A25822860055 | 1080001 | 201606 | CR | 13466 | Contractor | SAP
[6 empty] | 2201 | 6100100 | Contractor Services | A2582287 | A25822870006 | 1080001 | 201606 | CR | -319 | Contractor | SAP
[6 empty] | 2201 | 6100100 | Contractor Services | A2582287 | A25822870007 | 1080001 | 201606 | CR | 30778.16 | Contractor | SAP
[6 empty] | 2201 | 6100100 | Contractor Services | A2582287 | A25822870008 | 1080001 | 201606 | CR | 2147 | Contractor | SAP
[6 empty] | 2201 | 6100100 | Contractor Services | A2582287 | A25822870016 | 1080001 | 201606 | CR | 0.12 | Contractor | SAP
[6 empty] | 2201 | 6100100 | Contractor Services | A2582287 | A25822870019 | 1080001 | 201606 | CR | 0 | Contractor | SAP
[6 empty] | 2201 | 6100100 | Contractor Services | A2582287 | A25822870020 | 1080001 | 201606 | CR | 0 | Contractor | SAP
[6 empty] | 2201 | 6100100 | Contractor Services | A2582287 | A25822870022 | 1080001 | 201606 | CR | -0.48 | Contractor | SAP
[6 empty] | 2201 | 6100100 | Contractor Services | A2582287 | A25822870023 | 1080001 | 201606 | CR | -0.16 | Contractor | SAP
[6 empty] | 2201 | 6100100 | Contractor Services | A2582287 | A25822870028 | 1080001 | 201606 | CR | -0.4 | Contractor | SAP
[6 empty] | 2201 | 6100100 | Contractor Services | A2585773 | A25857730003 | 1080001 | 201606 | CR | 21740 | Contractor | SAP
[6 empty] | 2201 | 6100100 | Contractor Services | A2585773 | A25857730004 | 1080001 | 201606 | CR | 1496.32 | Contractor | SAP
[6 empty] | 2201 | 6100100 | Contractor Services | A2528075 | A25280750002 | 1080001 | 201607 | CR | -16789 | Contractor | SAP
[6 empty] | 2201 | 6100100 | Contractor Services | A2582282 | A25822820002 | 1080001 | 201607 | CR | 13988.08 | Contractor | SAP
[6 empty] | 2201 | 6100100 | Contractor Services | A2582282 | A25822820052 | 1080001 | 201607 | CR | 4390 | Contractor | SAP
[6 empty] | 2201 | 6100100 | Contractor Services | A2582282 | A25822820077 | 1080001 | 201607 | CR | -0.04 | Contractor | SAP
[6 empty] | 2201 | 6100100 | Contractor Services | A2582282 | A25822820090 | 1080001 | 201607 | CR | 12848.4 | Contractor | SAP
[6 empty] | 2201 | 6100100 | Contractor Services | A2582282 | A25822820105 | 1080001 | 201607 | CR | 5572 | Contractor | SAP
[6 empty] | 2201 | 6100100 | Contractor Services | A2582282 | A25822820107 | 1080001 | 201607 | CR | 7906.64 | Contractor | SAP
[6 empty] | 2201 | 6100100 | Contractor Services | A2582282 | A25822820108 | 1080001 | 201607 | CR | 8276.13 | Contractor | SAP
[6 empty] | 2201 | 6100100 | Contractor Services | A2582282 | A25822820119 | 1080001 | 201607 | CR | 4110.24 | Contractor | SAP
[6 empty] | 2201 | 6100100 | Contractor Services | A2582282 | A25822820121 | 1080001 | 201607 | CR | -4200 | Contractor | SAP
[6 empty] | 2201 | 6100100 | Contractor Services | A2582282 | A25822820124 | 1080001 | 201607 | CR | 7492 | Contractor | SAP
[6 empty] | 2201 | 6100100 | Contractor Services | A2582282 | A25822820125 | 1080001 | 201607 | CR | 2234 | Contractor | SAP
[6 empty] | 2201 | 6100100 | Contractor Services | A2582282 | A25822820131 | 1080001 | 201607 | CR | -0.4 | Contractor | SAP
[6 empty] | 2201 | 6100100 | Contractor Services | A2582282 | A25822820140 | 1080001 | 201607 | CR | 0.32 | Contractor | SAP
[6 empty] | 2201 | 6100100 | Contractor Services | A2582282 | A25822820141 | 1080001 | 201607 | CR | 6202.7 | Contractor | SAP
[6 empty] | 2201 | 6100100 | Contractor Services | A2582282 | A25822820142 | 1080001 | 201607 | CR | 4420.7 | Contractor | SAP
[6 empty] | 2201 | 6100100 | Contractor Services | A2582282 | A25822820144 | 1080001 | 201607 | CR | 12015.1 | Contractor | SAP
[6 empty] | 2201 | 6100100 | Contractor Services | A2582282 | A25822820146 | 1080001 | 201607 | CR | 4663 | Contractor | SAP
[6 empty] | 2201 | 6100100 | Contractor Services | A2582282 | A25822820147 | 1080001 | 201607 | CR | 4528 | Contractor | SAP
[6 empty] | 2201 | 6100100 | Contractor Services | A2582282 | A25822820148 | 1080001 | 201607 | CR | 5063 | Contractor | SAP
[6 empty] | 2201 | 6100100 | Contractor Services | A2582286 | A25822860002 | 1080001 | 201607 | CR | 5128.16 | Contractor | SAP
[6 empty] | 2201 | 6100100 | Contractor Services | A2582286 | A25822860012 | 1080001 | 201607 | CR | 16195.32 | Contractor | SAP
[6 empty] | 2201 | 6100100 | Contractor Services | A2582286 | A25822860014 | 1080001 | 201607 | CR | 172244.29 | Contractor | SAP
[6 empty] | 2201 | 6100100 | Contractor Services | A2582286 | A25822860026 | 1080001 | 201607 | CR | 0.16 | Contractor | SAP
[6 empty] | 2201 | 6100100 | Contractor Services | A2582286 | A25822860046 | 1080001 | 201607 | CR | 14540.51 | Contractor | SAP
[6 empty] | 2201 | 6100100 | Contractor Services | A2582286 | A25822860055 | 1080001 | 201607 | CR | 0.23 | Contractor | SAP
[6 empty] | 2201 | 6100100 | Contractor Services | A2582286 | A25822860070 | 1080001 | 201607 | CR | 872.96 | Contractor | SAP
[6 empty] | 2201 | 6100100 | Contractor Services | A2582286 | A25822860072 | 1080001 | 201607 | CR | 6457.18 | Contractor | SAP
[6 empty] | 2201 | 6100100 | Contractor Services | A2582286 | A25822860073 | 1080001 | 201607 | CR | 528.11 | Contractor | SAP
[6 empty] | 2201 | 6100100 | Contractor Services | A2582286 | A25822860080 | 1080001 | 201607 | CR | 760 | Contractor | SAP
[6 empty] | 2201 | 6100100 | Contractor Services | A2582286 | A25822860081 | 1080001 | 201607 | CR | 3480 | Contractor | SAP
[6 empty] | 2201 | 6100100 | Contractor Services | A2582287 | A25822870007 | 1080001 | 201607 | CR | -0.25 | Contractor | SAP
[6 empty] | 2201 | 6100100 | Contractor Services | A2582287 | A25822870008 | 1080001 | 201607 | CR | 18653.98 | Contractor | SAP
[6 empty] | 2201 | 6100100 | Contractor Services | A2585773 | A25857730003 | 1080001 | 201607 | CR | 21745 | Contractor | SAP
[6 empty] | 2201 | 6100100 | Contractor Services | A2585773 | A25857730006 | 1080001 | 201607 | CR | 1886.48 | Contractor | SAP
[6 empty] | 2201 | 6100100 | Contractor Services | A2582282 | A25822820002 | 1080001 | 201608 | CR | 6775.19 | Contractor | SAP
[6 empty] | 2201 | 6100100 | Contractor Services | A2582282 | A25822820052 | 1080001 | 201608 | CR | -2862 | Contractor | SAP
[6 empty] | 2201 | 6100100 | Contractor Services | A2582282 | A25822820083 | 1080001 | 201608 | CR | 2242.1 | Contractor | SAP
[6 empty] | 2201 | 6100100 | Contractor Services | A2582282 | A25822820090 | 1080001 | 201608 | CR | 19154.71 | Contractor | SAP
[6 empty] | 2201 | 6100100 | Contractor Services | A2582282 | A25822820099 | 1080001 | 201608 | CR | 11267 | Contractor | SAP
[6 empty] | 2201 | 6100100 | Contractor Services | A2582282 | A25822820118 | 1080001 | 201608 | CR | 1087 | Contractor | SAP
[6 empty] | 2201 | 6100100 | Contractor Services | A2582282 | A25822820121 | 1080001 | 201608 | CR | -6187 | Contractor | SAP
[6 empty] | 2201 | 6100100 | Contractor Services | A2582282 | A25822820124 | 1080001 | 201608 | CR | 3922 | Contractor | SAP
[6 empty] | 2201 | 6100100 | Contractor Services | A2582282 | A25822820125 | 1080001 | 201608 | CR | 2958.46 | Contractor | SAP
[6 empty] | 2201 | 6100100 | Contractor Services | A2582282 | A25822820133 | 1080001 | 201608 | CR | 4037.5 | Contractor | SAP
[6 empty] | 2201 | 6100100 | Contractor Services | A2582282 | A25822820140 | 1080001 | 201608 | CR | 112.2 | Contractor | SAP
[6 empty] | 2201 | 6100100 | Contractor Services | A2582282 | A25822820141 | 1080001 | 201608 | CR | -13.57 | Contractor | SAP
[6 empty] | 2201 | 6100100 | Contractor Services | A2582282 | A25822820143 | 1080001 | 201608 | CR | 14323.6 | Contractor | SAP
[6 empty] | 2201 | 6100100 | Contractor Services | A2582282 | A25822820144 | 1080001 | 201608 | CR | 0 | Contractor | SAP
[6 empty] | 2201 | 6100100 | Contractor Services | A2582282 | A25822820146 | 1080001 | 201608 | CR | 13443.42 | Contractor | SAP
[6 empty] | 2201 | 6100100 | Contractor Services | A2582282 | A25822820147 | 1080001 | 201608 | CR | 345.42 | Contractor | SAP
[6 empty] | 2201 | 6100100 | Contractor Services | A2582282 | A25822820148 | 1080001 | 201608 | CR | 955.32 | Contractor | SAP
[6 empty] | 2201 | 6100100 | Contractor Services | A2582282 | A25822820160 | 1080001 | 201608 | CR | 10477 | Contractor | SAP
[6 empty] | 2201 | 6100100 | Contractor Services | A2582282 | A25822820167 | 1080001 | 201608 | CR | 4145 | Contractor | SAP
[6 empty] | 2201 | 6100100 | Contractor Services | A2582282 | A25822820172 | 1080001 | 201608 | CR | 4595 | Contractor | SAP
[6 empty] | 2201 | 6100100 | Contractor Services | A2582282 | A25822820174 | 1080001 | 201608 | CR | 1652 | Contractor | SAP
[6 empty] | 2201 | 6100100 | Contractor Services | A2582282 | A25822820177 | 1080001 | 201608 | CR | 8889 | Contractor | SAP
[6 empty] | 2201 | 6100100 | Contractor Services | A2582282 | A25822820180 | 1080001 | 201608 | CR | 876 | Contractor | SAP
[6 empty] | 2201 | 6100100 | Contractor Services | A2582282 | A25822820186 | 1080001 | 201608 | CR | 812 | Contractor | SAP
[6 empty] | 2201 | 6100100 | Contractor Services | A2582282 | A25822820188 | 1080001 | 201608 | CR | 4941.22 | Contractor | SAP
[6 empty] | 2201 | 6100100 | Contractor Services | A2582282 | A25822820189 | 1080001 | 201608 | CR | 6638 | Contractor | SAP
[6 empty] | 2201 | 6100100 | Contractor Services | A2582282 | A25822820198 | 1080001 | 201608 | CR | 1205 | Contractor | SAP
[6 empty] | 2201 | 6100100 | Contractor Services | A2582286 | A25822860002 | 1080001 | 201608 | CR | 7191.12 | Contractor | SAP
[6 empty] | 2201 | 6100100 | Contractor Services | A2582286 | A25822860012 | 1080001 | 201608 | CR | 16101.5 | Contractor | SAP
[6 empty] | 2201 | 6100100 | Contractor Services | A2582286 | A25822860014 | 1080001 | 201608 | CR | -160132.57 | Contractor | SAP
[6 empty] | 2201 | 6100100 | Contractor Services | A2582286 | A25822860046 | 1080001 | 201608 | CR | 12814.38 | Contractor | SAP
[6 empty] | 2201 | 6100100 | Contractor Services | A2582286 | A25822860055 | 1080001 | 201608 | CR | 0.47 | Contractor | SAP
[6 empty] | 2201 | 6100100 | Contractor Services | A2582286 | A25822860067 | 1080001 | 201608 | CR | 13407.01 | Contractor | SAP
[6 empty] | 2201 | 6100100 | Contractor Services | A2582286 | A25822860071 | 1080001 | 201608 | CR | 5722 | Contractor | SAP
[6 empty] | 2201 | 6100100 | Contractor Services | A2582286 | A25822860072 | 1080001 | 201608 | CR | 1680.52 | Contractor | SAP
[6 empty] | 2201 | 6100100 | Contractor Services | A2582286 | A25822860076 | 1080001 | 201608 | CR | 876 | Contractor | SAP
[6 empty] | 2201 | 6100100 | Contractor Services | A2582286 | A25822860077 | 1080001 | 201608 | CR | 3425.2 | Contractor | SAP
[6 empty] | 2201 | 6100100 | Contractor Services | A2582286 | A25822860080 | 1080001 | 201608 | CR | 872.56 | Contractor | SAP
[6 empty] | 2201 | 6100100 | Contractor Services | A2582286 | A25822860081 | 1080001 | 201608 | CR | 0 | Contractor | SAP
[6 empty] | 2201 | 6100100 | Contractor Services | A2582286 | A25822860088 | 1080001 | 201608 | CR | 742 | Contractor | SAP
[6 empty] | 2201 | 6100100 | Contractor Services | A2582286 | A25822860092 | 1080001 | 201608 | CR | 1330 | Contractor | SAP
[6 empty] | 2201 | 6100100 | Contractor Services | A2582286 | A25822860100 | 1080001 | 201608 | CR | 1811 | Contractor | SAP
[6 empty] | 2201 | 6100100 | Contractor Services | A2582287 | A25822870008 | 1080001 | 201608 | CR | 0.6 | Contractor | SAP
[6 empty] | 2201 | 6100100 | Contractor Services | A2585773 | A25857730006 | 1080001 | 201608 | CR | -0.36 | Contractor | SAP
[6 empty] | 2201 | 6100100 | Contractor Services | A2585773 | A25857730007 | 1080001 | 201608 | CR | 20444.44 | Contractor | SAP
[6 empty] | 2201 | 6100100 | Contractor Services | A2582282 | A25822820002 | 1080001 | 201609 | CR | -0.46 | Contractor | SAP
[6 empty] | 2201 | 6100100 | Contractor Services | A2582282 | A25822820052 | 1080001 | 201609 | CR | 0 | Contractor | SAP
[6 empty] | 2201 | 6100100 | Contractor Services | A2582282 | A25822820090 | 1080001 | 201609 | CR | -2468.34 | Contractor | SAP
[6 empty] | 2201 | 6100100 | Contractor Services | A2582282 | A25822820099 | 1080001 | 201609 | CR | 6633.57 | Contractor | SAP
[6 empty] | 2201 | 6100100 | Contractor Services | A2582282 | A25822820118 | 1080001 | 201609 | CR | 8242.92 | Contractor | SAP
[6 empty] | 2201 | 6100100 | Contractor Services | A2582282 | A25822820125 | 1080001 | 201609 | CR | 917 | Contractor | SAP
[6 empty] | 2201 | 6100100 | Contractor Services | A2582282 | A25822820133 | 1080001 | 201609 | CR | 74.94 | Contractor | SAP
[6 empty] | 2201 | 6100100 | Contractor Services | A2582282 | A25822820138 | 1080001 | 201609 | CR | 2983.14 | Contractor | SAP
[6 empty] | 2201 | 6100100 | Contractor Services | A2582282 | A25822820144 | 1080001 | 201609 | CR | 0 | Contractor | SAP
[6 empty] | 2201 | 6100100 | Contractor Services | A2582282 | A25822820158 | 1080001 | 201609 | CR | 15762 | Contractor | SAP
[6 empty] | 2201 | 6100100 | Contractor Services | A2582282 | A25822820160 | 1080001 | 201609 | CR | 4986.26 | Contractor | SAP
[6 empty] | 2201 | 6100100 | Contractor Services | A2582282 | A25822820163 | 1080001 | 201609 | CR | 1849 | Contractor | SAP
[6 empty] | 2201 | 6100100 | Contractor Services | A2582282 | A25822820167 | 1080001 | 201609 | CR | 0.08 | Contractor | SAP
[6 empty] | 2201 | 6100100 | Contractor Services | A2582282 | A25822820170 | 1080001 | 201609 | CR | 15464 | Contractor | SAP
[6 empty] | 2201 | 6100100 | Contractor Services | A2582282 | A25822820171 | 1080001 | 201609 | CR | 10375 | Contractor | SAP
[6 empty] | 2201 | 6100100 | Contractor Services | A2582282 | A25822820172 | 1080001 | 201609 | CR | -0.06 | Contractor | SAP
[6 empty] | 2201 | 6100100 | Contractor Services | A2582282 | A25822820173 | 1080001 | 201609 | CR | 4350 | Contractor | SAP
[6 empty] | 2201 | 6100100 | Contractor Services | A2582282 | A25822820174 | 1080001 | 201609 | CR | 0.1 | Contractor | SAP
[6 empty] | 2201 | 6100100 | Contractor Services | A2582282 | A25822820175 | 1080001 | 201609 | CR | 2707 | Contractor | SAP
[6 empty] | 2201 | 6100100 | Contractor Services | A2582282 | A25822820177 | 1080001 | 201609 | CR | 7068 | Contractor | SAP
[6 empty] | 2201 | 6100100 | Contractor Services | A2582282 | A25822820178 | 1080001 | 201609 | CR | 1356 | Contractor | SAP
[6 empty] | 2201 | 6100100 | Contractor Services | A2582282 | A25822820180 | 1080001 | 201609 | CR | 199.6 | Contractor | SAP
[6 empty] | 2201 | 6100100 | Contractor Services | A2582282 | A25822820183 | 1080001 | 201609 | CR | 873 | Contractor | SAP
[6 empty] | 2201 | 6100100 | Contractor Services | A2582282 | A25822820184 | 1080001 | 201609 | CR | 5684 | Contractor | SAP
[6 empty] | 2201 | 6100100 | Contractor Services | A2582282 | A25822820185 | 1080001 | 201609 | CR | 4694 | Contractor | SAP
[6 empty] | 2201 | 6100100 | Contractor Services | A2582282 | A25822820186 | 1080001 | 201609 | CR | 5.22 | Contractor | SAP
[6 empty] | 2201 | 6100100 | Contractor Services | A2582282 | A25822820188 | 1080001 | 201609 | CR | -2438 | Contractor | SAP
[6 empty] | 2201 | 6100100 | Contractor Services | A2582282 | A25822820189 | 1080001 | 201609 | CR | 8937.28 | Contractor | SAP
[6 empty] | 2201 | 6100100 | Contractor Services | A2582282 | A25822820193 | 1080001 | 201609 | CR | 3139.6 | Contractor | SAP
[6 empty] | 2201 | 6100100 | Contractor Services | A2582282 | A25822820198 | 1080001 | 201609 | CR | 12946 | Contractor | SAP
[6 empty] | 2201 | 6100100 | Contractor Services | A2582282 | A25822820199 | 1080001 | 201609 | CR | 4092.24 | Contractor | SAP
[6 empty] | 2201 | 6100100 | Contractor Services | A2582282 | A25822820208 | 1080001 | 201609 | CR | 1413 | Contractor | SAP
[6 empty] | 2201 | 6100100 | Contractor Services | A2582282 | A25822820210 | 1080001 | 201609 | CR | 882 | Contractor | SAP
[6 empty] | 2201 | 6100100 | Contractor Services | A2582282 | A25822820215 | 1080001 | 201609 | CR | 1348 | Contractor | SAP
[6 empty] | 2201 | 6100100 | Contractor Services | A2582282 | A25822820217 | 1080001 | 201609 | CR | 185 | Contractor | SAP
[6 empty] | 2201 | 6100100 | Contractor Services | A2582282 | A25822820220 | 1080001 | 201609 | CR | 5778 | Contractor | SAP
[6 empty] | 2201 | 6100100 | Contractor Services | A2582282 | A25822820223 | 1080001 | 201609 | CR | 706 | Contractor | SAP
[6 empty] | 2201 | 6100100 | Contractor Services | A2582282 | A25822820234 | 1080001 | 201609 | CR | 6302 | Contractor | SAP
[6 empty] | 2201 | 6100100 | Contractor Services | A2582286 | A25822860002 | 1080001 | 201609 | CR | -0.16 | Contractor | SAP
[6 empty] | 2201 | 6100100 | Contractor Services | A2582286 | A25822860011 | 1080001 | 201609 | CR | 4427 | Contractor | SAP
[6 empty] | 2201 | 6100100 | Contractor Services | A2582286 | A25822860012 | 1080001 | 201609 | CR | 7117.83 | Contractor | SAP
[6 empty] | 2201 | 6100100 | Contractor Services | A2582286 | A25822860014 | 1080001 | 201609 | CR | 3301.03 | Contractor | SAP
[6 empty] | 2201 | 6100100 | Contractor Services | A2582286 | A25822860046 | 1080001 | 201609 | CR | -7529 | Contractor | SAP
[6 empty] | 2201 | 6100100 | Contractor Services | A2582286 | A25822860057 | 1080001 | 201609 | CR | 20301.64 | Contractor | SAP
[6 empty] | 2201 | 6100100 | Contractor Services | A2582286 | A25822860067 | 1080001 | 201609 | CR | 30494.46 | Contractor | SAP
[6 empty] | 2201 | 6100100 | Contractor Services | A2582286 | A25822860071 | 1080001 | 201609 | CR | 2370.76 | Contractor | SAP
[6 empty] | 2201 | 6100100 | Contractor Services | A2582286 | A25822860076 | 1080001 | 201609 | CR | 199.6 | Contractor | SAP
[6 empty] | 2201 | 6100100 | Contractor Services | A2582286 | A25822860081 | 1080001 | 201609 | CR | 0.48 | Contractor | SAP
[6 empty] | 2201 | 6100100 | Contractor Services | A2582286 | A25822860088 | 1080001 | 201609 | CR | 100.16 | Contractor | SAP
[6 empty] | 2201 | 6100100 | Contractor Services | A2582286 | A25822860092 | 1080001 | 201609 | CR | 40.08 | Contractor | SAP
[6 empty] | 2201 | 6100100 | Contractor Services | A2582286 | A25822860100 | 1080001 | 201609 | CR | -1811 | Contractor | SAP
[6 empty] | 2201 | 6100100 | Contractor Services | A2582287 | A25822870022 | 1080001 | 201609 | CR | 1484 | Contractor | SAP
[6 empty] | 2201 | 6100100 | Contractor Services | A2585754 | A25857540004 | 1080001 | 201609 | CR | 9103.83 | Contractor | SAP
[6 empty] | 2201 | 6100100 | Contractor Services | A2585773 | A25857730007 | 1080001 | 201609 | CR | 1100.25 | Contractor | SAP
[6 empty] | 2201 | 6100100 | Contractor Services | A2582282 | A25822820001 | 1080001 | 201610 | CR | 7232 | Contractor | SAP
[6 empty] | 2201 | 6100100 | Contractor Services | A2582282 | A25822820052 | 1080001 | 201610 | CR | 0 | Contractor | SAP
[6 empty] | 2201 | 6100100 | Contractor Services | A2582282 | A25822820083 | 1080001 | 201610 | CR | 1121.05 | Contractor | SAP
[6 empty] | 2201 | 6100100 | Contractor Services | A2582282 | A25822820090 | 1080001 | 201610 | CR | 934 | Contractor | SAP
[6 empty] | 2201 | 6100100 | Contractor Services | A2582282 | A25822820099 | 1080001 | 201610 | CR | -6633.48 | Contractor | SAP
[6 empty] | 2201 | 6100100 | Contractor Services | A2582282 | A25822820118 | 1080001 | 201610 | CR | 1805.96 | Contractor | SAP
[6 empty] | 2201 | 6100100 | Contractor Services | A2582282 | A25822820125 | 1080001 | 201610 | CR | -917.5 | Contractor | SAP
[6 empty] | 2201 | 6100100 | Contractor Services | A2582282 | A25822820144 | 1080001 | 201610 | CR | 0 | Contractor | SAP
[6 empty] | 2201 | 6100100 | Contractor Services | A2582282 | A25822820146 | 1080001 | 201610 | CR | 2864 | Contractor | SAP
[6 empty] | 2201 | 6100100 | Contractor Services | A2582282 | A25822820154 | 1080001 | 201610 | CR | 410.24 | Contractor | SAP
[6 empty] | 2201 | 6100100 | Contractor Services | A2582282 | A25822820158 | 1080001 | 201610 | CR | 490.34 | Contractor | SAP
[6 empty] | 2201 | 6100100 | Contractor Services | A2582282 | A25822820160 | 1080001 | 201610 | CR | 623.49 | Contractor | SAP
[6 empty] | 2201 | 6100100 | Contractor Services | A2582282 | A25822820167 | 1080001 | 201610 | CR | -122.76 | Contractor | SAP
[6 empty] | 2201 | 6100100 | Contractor Services | A2582282 | A25822820168 | 1080001 | 201610 | CR | 5542 | Contractor | SAP
[6 empty] | 2201 | 6100100 | Contractor Services | A2582282 | A25822820170 | 1080001 | 201610 | CR | 23258.4 | Contractor | SAP
[6 empty] | 2201 | 6100100 | Contractor Services | A2582282 | A25822820171 | 1080001 | 201610 | CR | 13027.25 | Contractor | SAP
[6 empty] | 2201 | 6100100 | Contractor Services | A2582282 | A25822820175 | 1080001 | 201610 | CR | 0 | Contractor | SAP
[6 empty] | 2201 | 6100100 | Contractor Services | A2582282 | A25822820178 | 1080001 | 201610 | CR | 2288.25 | Contractor | SAP
[6 empty] | 2201 | 6100100 | Contractor Services | A2582282 | A25822820183 | 1080001 | 201610 | CR | 4619.96 | Contractor | SAP
[6 empty] | 2201 | 6100100 | Contractor Services | A2582282 | A25822820184 | 1080001 | 201610 | CR | 7360 | Contractor | SAP
[6 empty] | 2201 | 6100100 | Contractor Services | A2582282 | A25822820185 | 1080001 | 201610 | CR | 0 | Contractor | SAP
[6 empty] | 2201 | 6100100 | Contractor Services | A2582282 | A25822820193 | 1080001 | 201610 | CR | -1570 | Contractor | SAP
[6 empty] | 2201 | 6100100 | Contractor Services | A2582282 | A25822820198 | 1080001 | 201610 | CR | -6673.64 | Contractor | SAP
[6 empty] | 2201 | 6100100 | Contractor Services | A2582282 | A25822820199 | 1080001 | 201610 | CR | 8131.96 | Contractor | SAP
[6 empty] | 2201 | 6100100 | Contractor Services | A2582282 | A25822820207 | 1080001 | 201610 | CR | 2825.92 | Contractor | SAP
[6 empty] | 2201 | 6100100 | Contractor Services | A2582282 | A25822820208 | 1080001 | 201610 | CR | -0.36 | Contractor | SAP
[6 empty] | 2201 | 6100100 | Contractor Services | A2582282 | A25822820210 | 1080001 | 201610 | CR | 525.16 | Contractor | SAP
[6 empty] | 2201 | 6100100 | Contractor Services | A2582282 | A25822820212 | 1080001 | 201610 | CR | 4467.99 | Contractor | SAP
[6 empty] | 2201 | 6100100 | Contractor Services | A2582282 | A25822820214 | 1080001 | 201610 | CR | 1253 | Contractor | SAP
[6 empty] | 2201 | 6100100 | Contractor Services | A2582282 | A25822820215 | 1080001 | 201610 | CR | 9.6 | Contractor | SAP
[6 empty] | 2201 | 6100100 | Contractor Services | A2582282 | A25822820217 | 1080001 | 201610 | CR | 12.06 | Contractor | SAP
[6 empty] | 2201 | 6100100 | Contractor Services | A2582282 | A25822820220 | 1080001 | 201610 | CR | 2927 | Contractor | SAP
[6 empty] | 2201 | 6100100 | Contractor Services | A2582282 | A25822820222 | 1080001 | 201610 | CR | 1641.76 | Contractor | SAP
[6 empty] | 2201 | 6100100 | Contractor Services | A2582282 | A25822820223 | 1080001 | 201610 | CR | 2190.96 | Contractor | SAP
[6 empty] | 2201 | 6100100 | Contractor Services | A2582282 | A25822820224 | 1080001 | 201610 | CR | 2713.96 | Contractor | SAP
[6 empty] | 2201 | 6100100 | Contractor Services | A2582282 | A25822820228 | 1080001 | 201610 | CR | 2356 | Contractor | SAP
[6 empty] | 2201 | 6100100 | Contractor Services | A2582282 | A25822820231 | 1080001 | 201610 | CR | 5444 | Contractor | SAP
[6 empty] | 2201 | 6100100 | Contractor Services | A2582282 | A25822820233 | 1080001 | 201610 | CR | 2840.16 | Contractor | SAP
[6 empty] | 2201 | 6100100 | Contractor Services | A2582282 | A25822820234 | 1080001 | 201610 | CR | 404.28 | Contractor | SAP
[6 empty] | 2201 | 6100100 | Contractor Services | A2582282 | A25822820235 | 1080001 | 201610 | CR | 2790.16 | Contractor | SAP
[6 empty] | 2201 | 6100100 | Contractor Services | A2582282 | A25822820242 | 1080001 | 201610 | CR | 3862.71 | Contractor | SAP
[6 empty] | 2201 | 6100100 | Contractor Services | A2582282 | A25822820249 | 1080001 | 201610 | CR | 10945 | Contractor | SAP
[6 empty] | 2201 | 6100100 | Contractor Services | A2582282 | A25822820250 | 1080001 | 201610 | CR | 1134 | Contractor | SAP
[6 empty] | 2201 | 6100100 | Contractor Services | A2582282 | A25822820263 | 1080001 | 201610 | CR | 2200 | Contractor | SAP
[6 empty] | 2201 | 6100100 | Contractor Services | A2582286 | A25822860011 | 1080001 | 201610 | CR | -0.34 | Contractor | SAP
[6 empty] | 2201 | 6100100 | Contractor Services | A2582286 | A25822860012 | 1080001 | 201610 | CR | 0.12 | Contractor | SAP
[6 empty] | 2201 | 6100100 | Contractor Services | A2582286 | A25822860014 | 1080001 | 201610 | CR | 4494.58 | Contractor | SAP
[6 empty] | 2201 | 6100100 | Contractor Services | A2582286 | A25822860057 | 1080001 | 201610 | CR | 9060.6 | Contractor | SAP
[6 empty] | 2201 | 6100100 | Contractor Services | A2582286 | A25822860067 | 1080001 | 201610 | CR | 2213.1 | Contractor | SAP
[6 empty] | 2201 | 6100100 | Contractor Services | A2582286 | A25822860071 | 1080001 | 201610 | CR | 4683.78 | Contractor | SAP
[6 empty] | 2201 | 6100100 | Contractor Services | A2582286 | A25822860095 | 1080001 | 201610 | CR | 627.2 | Contractor | SAP
[6 empty] | 2201 | 6100100 | Contractor Services | A2582287 | A25822870022 | 1080001 | 201610 | CR | 0.32 | Contractor | SAP
[6 empty] | 2201 | 6100100 | Contractor Services | A2585754 | A25857540003 | 1080001 | 201610 | CR | 200000 | Contractor | SAP
[6 empty] | 2201 | 6100100 | Contractor Services | A2585773 | A25857730007 | 1080001 | 201610 | CR | 3911 | Contractor | SAP
[6 empty] | 2201 | 6100100 | Contractor Services | A2585773 | A25857730010 | 1080001 | 201610 | CR | 31896.5 | Contractor | SAP
[6 empty] | 2201 | 6100100 | Contractor Services | A2582282 | A25822820001 | 1080001 | 201611 | CR | 2012.8 | Contractor | SAP
[6 empty] | 2201 | 6100100 | Contractor Services | A2582282 | A25822820052 | 1080001 | 201611 | CR | -3081 | Contractor | SAP
[6 empty] | 2201 | 6100100 | Contractor Services | A2582282 | A25822820083 | 1080001 | 201611 | CR | 1121.05 | Contractor | SAP
[6 empty] | 2201 | 6100100 | Contractor Services | A2582282 | A25822820090 | 1080001 | 201611 | CR | -934 | Contractor | SAP
[6 empty] | 2201 | 6100100 | Contractor Services | A2582282 | A25822820105 | 1080001 | 201611 | CR | 35546.86 | Contractor | SAP
[6 empty] | 2201 | 6100100 | Contractor Services | A2582282 | A25822820146 | 1080001 | 201611 | CR | -0.13 | Contractor | SAP
[6 empty] | 2201 | 6100100 | Contractor Services | A2582282 | A25822820158 | 1080001 | 201611 | CR | 372.9 | Contractor | SAP
[6 empty] | 2201 | 6100100 | Contractor Services | A2582282 | A25822820168 | 1080001 | 201611 | CR | 5554.29 | Contractor | SAP
[6 empty] | 2201 | 6100100 | Contractor Services | A2582282 | A25822820170 | 1080001 | 201611 | CR | 16935 | Contractor | SAP
[6 empty] | 2201 | 6100100 | Contractor Services | A2582282 | A25822820171 | 1080001 | 201611 | CR | 438.73 | Contractor | SAP
[6 empty] | 2201 | 6100100 | Contractor Services | A2582282 | A25822820175 | 1080001 | 201611 | CR | 0 | Contractor | SAP
[6 empty] | 2201 | 6100100 | Contractor Services | A2582282 | A25822820178 | 1080001 | 201611 | CR | 142.05 | Contractor | SAP
[6 empty] | 2201 | 6100100 | Contractor Services | A2582282 | A25822820183 | 1080001 | 201611 | CR | -1752.56 | Contractor | SAP
[6 empty] | 2201 | 6100100 | Contractor Services | A2582282 | A25822820184 | 1080001 | 201611 | CR | 0.14 | Contractor | SAP
[6 empty] | 2201 | 6100100 | Contractor Services | A2582282 | A25822820185 | 1080001 | 201611 | CR | -0.32 | Contractor | SAP
[6 empty] | 2201 | 6100100 | Contractor Services | A2582282 | A25822820198 | 1080001 | 201611 | CR | 0.37 | Contractor | SAP
[6 empty] | 2201 | 6100100 | Contractor Services | A2582282 | A25822820199 | 1080001 | 201611 | CR | -108.32 | Contractor | SAP
[6 empty] | 2201 | 6100100 | Contractor Services | A2582282 | A25822820207 | 1080001 | 201611 | CR | -464.72 | Contractor | SAP
[6 empty] | 2201 | 6100100 | Contractor Services | A2582282 | A25822820211 | 1080001 | 201611 | CR | 18625 | Contractor | SAP
[6 empty] | 2201 | 6100100 | Contractor Services | A2582282 | A25822820212 | 1080001 | 201611 | CR | 0.08 | Contractor | SAP
[6 empty] | 2201 | 6100100 | Contractor Services | A2582282 | A25822820214 | 1080001 | 201611 | CR | 175 | Contractor | SAP
[6 empty] | 2201 | 6100100 | Contractor Services | A2582282 | A25822820220 | 1080001 | 201611 | CR | 3002.92 | Contractor | SAP
[6 empty] | 2201 | 6100100 | Contractor Services | A2582282 | A25822820222 | 1080001 | 201611 | CR | -820.88 | Contractor | SAP
[6 empty] | 2201 | 6100100 | Contractor Services | A2582282 | A25822820223 | 1080001 | 201611 | CR | -1448.48 | Contractor | SAP
[6 empty] | 2201 | 6100100 | Contractor Services | A2582282 | A25822820224 | 1080001 | 201611 | CR | 0.48 | Contractor | SAP
[6 empty] | 2201 | 6100100 | Contractor Services | A2582282 | A25822820228 | 1080001 | 201611 | CR | -0.32 | Contractor | SAP
[6 empty] | 2201 | 6100100 | Contractor Services | A2582282 | A25822820231 | 1080001 | 201611 | CR | 0.64 | Contractor | SAP
[6 empty] | 2201 | 6100100 | Contractor Services | A2582282 | A25822820249 | 1080001 | 201611 | CR | -0.5 | Contractor | SAP
[6 empty] | 2201 | 6100100 | Contractor Services | A2582282 | A25822820250 | 1080001 | 201611 | CR | -0.4 | Contractor | SAP
[6 empty] | 2201 | 6100100 | Contractor Services | A2582282 | A25822820252 | 1080001 | 201611 | CR | 4210 | Contractor | SAP
[6 empty] | 2201 | 6100100 | Contractor Services | A2582282 | A25822820253 | 1080001 | 201611 | CR | 7055 | Contractor | SAP
[6 empty] | 2201 | 6100100 | Contractor Services | A2582282 | A25822820261 | 1080001 | 201611 | CR | 379.68 | Contractor | SAP
[6 empty] | 2201 | 6100100 | Contractor Services | A2582282 | A25822820264 | 1080001 | 201611 | CR | 4175.18 | Contractor | SAP
[6 empty] | 2201 | 6100100 | Contractor Services | A2582282 | A25822820271 | 1080001 | 201611 | CR | 2374.85 | Contractor | SAP
[6 empty] | 2201 | 6100100 | Contractor Services | A2582286 | A25822860014 | 1080001 | 201611 | CR | 1743.25 | Contractor | SAP
[6 empty] | 2201 | 6100100 | Contractor Services | A2582286 | A25822860057 | 1080001 | 201611 | CR | -5217.92 | Contractor | SAP
[6 empty] | 2201 | 6100100 | Contractor Services | A2582286 | A25822860071 | 1080001 | 201611 | CR | -4276.89 | Contractor | SAP
[6 empty] | 2201 | 6100100 | Contractor Services | A2582286 | A25822860095 | 1080001 | 201611 | CR | -313.6 | Contractor | SAP
[6 empty] | 2201 | 6100100 | Contractor Services | A2582286 | A25822860097 | 1080001 | 201611 | CR | 254.96 | Contractor | SAP
[6 empty] | 2201 | 6100100 | Contractor Services | A2585754 | A25857540003 | 1080001 | 201611 | CR | 154377.88 | Contractor | SAP
[6 empty] | 2201 | 6100100 | Contractor Services | A2582282 | A25822820001 | 1080001 | 201612 | CR | 4181 | Contractor | SAP
[6 empty] | 2201 | 6100100 | Contractor Services | A2582282 | A25822820106 | 1080001 | 201612 | CR | 18402 | Contractor | SAP
[6 empty] | 2201 | 6100100 | Contractor Services | A2582282 | A25822820170 | 1080001 | 201612 | CR | 0 | Contractor | SAP
[6 empty] | 2201 | 6100100 | Contractor Services | A2582282 | A25822820171 | 1080001 | 201612 | CR | 0 | Contractor | SAP
[6 empty] | 2201 | 6100100 | Contractor Services | A2582282 | A25822820175 | 1080001 | 201612 | CR | -2707 | Contractor | SAP
[6 empty] | 2201 | 6100100 | Contractor Services | A2582282 | A25822820184 | 1080001 | 201612 | CR | 0 | Contractor | SAP
[6 empty] | 2201 | 6100100 | Contractor Services | A2582282 | A25822820199 | 1080001 | 201612 | CR | 5579 | Contractor | SAP
[6 empty] | 2201 | 6100100 | Contractor Services | A2582282 | A25822820249 | 1080001 | 201612 | CR | 0 | Contractor | SAP
[6 empty] | 2201 | 6100100 | Contractor Services | A2582282 | A25822820250 | 1080001 | 201612 | CR | 0 | Contractor | SAP
[6 empty] | 2201 | 6100100 | Contractor Services | A2582282 | A25822820253 | 1080001 | 201612 | CR | 860 | Contractor | SAP
[6 empty] | 2201 | 6100100 | Contractor Services | A2582282 | A25822820261 | 1080001 | 201612 | CR | 0 | Contractor | SAP
[6 empty] | 2201 | 6100100 | Contractor Services | A2582282 | A25822820271 | 1080001 | 201612 | CR | 1555.92 | Contractor | SAP
[6 empty] | 2201 | 6100100 | Contractor Services | A2582282 | A25822820273 | 1080001 | 201612 | CR | 1121.05 | Contractor | SAP
[6 empty] | 2201 | 6100100 | Contractor Services | A2582286 | A25822860014 | 1080001 | 201612 | CR | 6461.56 | Contractor | SAP
[6 empty] | 2201 | 6100100 | Contractor Services | A2582286 | A25822860057 | 1080001 | 201612 | CR | 10005.6 | Contractor | SAP
[6 empty] | 2201 | 6100100 | Contractor Services | A2585754 | A25857540003 | 1080001 | 201612 | CR | 86880.21 | Contractor | SAP
[6 empty] | 2201 | 6100100 | Contractor Services | A2585773 | A25857730007 | 1080001 | 201612 | CR | 5911 | Contractor | SAP
[6 empty] | 2201 | 6100100 | Contractor Services | A2585773 | A25857730008 | 1080001 | 201612 | CR | 3000 | Contractor | SAP
[6 empty] | 2201 | 6100100 | Contractor Services | A2582282 | A25822820001 | 1080001 | 201701 | CR | 1808 | Contractor | SAP
[6 empty] | 2201 | 6100100 | Contractor Services | A2582282 | A25822820143 | 1080001 | 201701 | CR | 5843.4 | Contractor | SAP
[6 empty] | 2201 | 6100100 | Contractor Services | A2582282 | A25822820170 | 1080001 | 201701 | CR | 12259.48 | Contractor | SAP
[6 empty] | 2201 | 6100100 | Contractor Services | A2582282 | A25822820171 | 1080001 | 201701 | CR | 1107.6 | Contractor | SAP
[6 empty] | 2201 | 6100100 | Contractor Services | A2582282 | A25822820184 | 1080001 | 201701 | CR | 600 | Contractor | SAP
[6 empty] | 2201 | 6100100 | Contractor Services | A2582282 | A25822820199 | 1080001 | 201701 | CR | 0 | Contractor | SAP
[6 empty] | 2201 | 6100100 | Contractor Services | A2582282 | A25822820249 | 1080001 | 201701 | CR | 718.77 | Contractor | SAP
[6 empty] | 2201 | 6100100 | Contractor Services | A2582282 | A25822820250 | 1080001 | 201701 | CR | 75 | Contractor | SAP
[6 empty] | 2201 | 6100100 | Contractor Services | A2582282 | A25822820280 | 1080001 | 201701 | CR | 4980.95 | Contractor | SAP
[6 empty] | 2201 | 6100100 | Contractor Services | A2582286 | A25822860014 | 1080001 | 201701 | CR | 3161.7 | Contractor | SAP
[6 empty] | 2201 | 6100100 | Contractor Services | A2582286 | A25822860057 | 1080001 | 201701 | CR | 1048.64 | Contractor | SAP
[6 empty] | 2201 | 6100100 | Contractor Services | A2585754 | A25857540003 | 1080001 | 201701 | CR | 108457.91 | Contractor | SAP
[6 empty] | 2201 | 6100100 | Contractor Services | A2585773 | A25857730007 | 1080001 | 201701 | CR | 1898 | Contractor | SAP
[6 empty] | 2201 | 6100100 | Contractor Services | A2585773 | A25857730008 | 1080001 | 201701 | CR | -3000 | Contractor | SAP
[6 empty] | 2201 | 6100100 | Contractor Services | A2582282 | A25822820001 | 1080001 | 201702 | CR | 84.18 | Contractor | SAP
[6 empty] | 2201 | 6100100 | Contractor Services | A2582282 | A25822820170 | 1080001 | 201702 | CR | -552.2 | Contractor | SAP
[6 empty] | 2201 | 6100100 | Contractor Services | A2582282 | A25822820280 | 1080001 | 201702 | CR | 6238.92 | Contractor | SAP
[6 empty] | 2201 | 6100100 | Contractor Services | A2582282 | A25822820282 | 1080001 | 201702 | CR | 5572.81 | Contractor | SAP
[6 empty] | 2201 | 6100100 | Contractor Services | A2582282 | A25822820289 | 1080001 | 201702 | CR | 1297.68 | Contractor | SAP
[6 empty] | 2201 | 6100100 | Contractor Services | A2582282 | A25822820291 | 1080001 | 201702 | CR | 373.53 | Contractor | SAP
[6 empty] | 2201 | 6100100 | Contractor Services | A2582282 | A25822820296 | 1080001 | 201702 | CR | 1121.05 | Contractor | SAP
[6 empty] | 2201 | 6100100 | Contractor Services | A2585754 | A25857540003 | 1080001 | 201702 | CR | -96618.91 | Contractor | SAP
[6 empty] | 2201 | 6100100 | Contractor Services | A2582282 | A25822820280 | 1080001 | 201703 | CR | 0 | Contractor | SAP
[6 empty] | 2201 | 6100100 | Contractor Services | A2582282 | A25822820282 | 1080001 | 201703 | CR | 4588.39 | Contractor | SAP
[6 empty] | 2201 | 6100100 | Contractor Services | A2582282 | A25822820289 | 1080001 | 201703 | CR | 0 | Contractor | SAP
[6 empty] | 2201 | 6100100 | Contractor Services | A2582282 | A25822820282 | 1080001 | 201704 | CR | 0 | Contractor | SAP
[6 empty] | 2201 | 6100100 | Contractor Services | A2582282 | A25822820282 | 1080001 | 201705 | CR | 509.82 | Contractor | SAP
[6 empty] | 2201 | 6100100 | Contractor Services | A2582282 | A25822820267 | 1080001 | 201706 | CR | 12891.08 | Contractor | SAP
[6 empty] | 2201 | 6100100 | Contractor Services | A2582282 | A25822820282 | 1080001 | 201706 | CR | 4286.54 | Contractor | SAP
[6 empty] | 2201 | 6030030 | Empl Exp - Meals & Entertainment 100% De | 10850-2008 | A23418760001 | 1080001 | 201211 | CR | 297.17 | Labor | SAP
[6 empty] | 2201 | 6030040 | Empl Exp - Meals & Entertainment 50% Ded | 10850-2008 | A23418730001 | 1080001 | 201210 | CR | 46 | Labor | SAP
[6 empty] | 2201 | 6030040 | Empl Exp - Meals & Entertainment 50% Ded | A2453294 | A24532940001 | 1080001 | 201407 | CR | 1.15 | Labor | SAP
[6 empty] | 2201 | 6030040 | Empl Exp - Meals & Entertainment 50% Ded | A2582286 | A25822860001 | 1080001 | 201601 | CR | 44.98 | Labor | SAP
[6 empty] | 2201 | 6030040 | Empl Exp - Meals & Entertainment 50% Ded | A2582282 | A25822820001 | 1080001 | 201605 | CR | 479.77 | Labor | SAP
[6 empty] | 2201 | 6030040 | Empl Exp - Meals & Entertainment 50% Ded | A2582282 | A25822820001 | 1080001 | 201606 | CR | 41.05 | Labor | SAP
[6 empty] | 2201 | 6030040 | Empl Exp - Meals & Entertainment 50% Ded | A2582282 | A25822820001 | 1080001 | 201611 | CR | 712.92 | Labor | SAP
[6 empty] | 2201 | 6030040 | Empl Exp - Meals & Entertainment 50% Ded | A2582282 | A25822820001 | 1080001 | 201612 | CR | 84.89 | Labor | SAP
[6 empty] | 2201 | 6030040 | Empl Exp - Meals & Entertainment 50% Ded | A2582286 | A25822860001 | 1080001 | 201612 | CR | 30 | Labor | SAP
[6 empty] | 2201 | 6030050 | Empl Exp - Mileage | 10850-2008 | A23418790001 | 1080001 | 201208 | CR | 34.34 | Labor | SAP
[6 empty] | 2201 | 6030050 | Empl Exp - Mileage | 10850-2008 | A23418730001 | 1080001 | 201210 | CR | 11.66 | Labor | SAP
[6 empty] | 2201 | 6030050 | Empl Exp - Mileage | 10850-2008 | A23418770001 | 1080001 | 201210 | CR | 69.96 | Labor | SAP
[6 empty] | 2201 | 6030050 | Empl Exp - Mileage | 10850-2008 | A23418790001 | 1080001 | 201210 | CR | 47.1 | Labor | SAP
[6 empty] | 2201 | 6030050 | Empl Exp - Mileage | 10850-2008 | A23418750001 | 1080001 | 201211 | CR | 11.66 | Labor | SAP
[6 empty] | 2201 | 6030050 | Empl Exp - Mileage | 10850-2008 | A23418790001 | 1080001 | 201211 | CR | 39.98 | Labor | SAP
[6 empty] | 2201 | 6030050 | Empl Exp - Mileage | 10850-2008 | A23418790001 | 1080001 | 201212 | CR | 28.28 | Labor | SAP
[6 empty] | 2201 | 6030050 | Empl Exp - Mileage | 10850-2008 | A23418770001 | 1080001 | 201302 | CR | 140.24 | Labor | SAP
[6 empty] | 2201 | 6030050 | Empl Exp - Mileage | 10850-2008 | A23418790001 | 1080001 | 201302 | CR | 19.22 | Labor | SAP
[6 empty] | 2201 | 6030050 | Empl Exp - Mileage | 10850-2008 | A23418790001 | 1080001 | 201303 | CR | 9.61 | Labor | SAP
[6 empty] | 2201 | 6030050 | Empl Exp - Mileage | 10850-2008 | A23418790001 | 1080001 | 201305 | CR | 29.95 | Labor | SAP
[6 empty] | 2201 | 6030050 | Empl Exp - Mileage | 10850-2008 | A23418770001 | 1080001 | 201306 | CR | 11.87 | Labor | SAP
[6 empty] | 2201 | 6030050 | Empl Exp - Mileage | A2408990 | A24089900001 | 1080001 | 201306 | CR | 28.83 | Labor | SAP
[6 empty] | 2201 | 6030050 | Empl Exp - Mileage | 10850-2008 | A23418770001 | 1080001 | 201307 | CR | 23.74 | Labor | SAP
[6 empty] | 2201 | 6030050 | Empl Exp - Mileage | 10850-2008 | A23418770001 | 1080001 | 201308 | CR | 23.72 | Labor | SAP
[6 empty] | 2201 | 6030050 | Empl Exp - Mileage | 10850-2008 | A23418770001 | 1080001 | 201310 | CR | 5.93 | Labor | SAP
[6 empty] | 2201 | 6030050 | Empl Exp - Mileage | 10850-2008 | A23418770001 | 1080001 | 201311 | CR | 11.87 | Labor | SAP
[6 empty] | 2201 | 6030050 | Empl Exp - Mileage | A2408990 | A24089900001 | 1080001 | 201312 | CR | 68.94 | Labor | SAP
[6 empty] | 2201 | 6030050 | Empl Exp - Mileage | A2453294 | A24532940001 | 1080001 | 201407 | CR | 75.21 | Labor | SAP
[6 empty] | 2201 | 6030050 | Empl Exp - Mileage | A2467431 | A24674310001 | 1080001 | 201407 | CR | 11.76 | Labor | SAP
[6 empty] | 2201 | 6030050 | Empl Exp - Mileage | A2453294 | A24532940001 | 1080001 | 201408 | CR | 9.8 | Labor | SAP
[6 empty] | 2201 | 6030050 | Empl Exp - Mileage | A2467431 | A24674310001 | 1080001 | 201408 | CR | 88.2 | Labor | SAP
[6 empty] | 2201 | 6030050 | Empl Exp - Mileage | A2453296 | A24532960001 | 1080001 | 201409 | CR | 11.76 | Labor | SAP
[6 empty] | 2201 | 6030050 | Empl Exp - Mileage | A2467431 | A24674310001 | 1080001 | 201409 | CR | 11.76 | Labor | SAP
[6 empty] | 2201 | 6030050 | Empl Exp - Mileage | A2453294 | A24532940001 | 1080001 | 201502 | CR | 26.9 | Labor | SAP
[6 empty] | 2201 | 6030050 | Empl Exp - Mileage | A2467431 | A24674310001 | 1080001 | 201502 | CR | 15.63 | Labor | SAP
[6 empty] | 2201 | 6030050 | Empl Exp - Mileage | A2453294 | A24532940001 | 1080001 | 201505 | CR | 17.79 | Labor | SAP
[6 empty] | 2201 | 6030050 | Empl Exp - Mileage | A2467431 | A24674310001 | 1080001 | 201505 | CR | 12.08 | Labor | SAP
[6 empty] | 2201 | 6030050 | Empl Exp - Mileage | A2582282 | A25822820001 | 1080001 | 201602 | CR | 172.72 | Labor | SAP
[6 empty] | 2201 | 6030050 | Empl Exp - Mileage | A2582282 | A25822820001 | 1080001 | 201603 | CR | 21.33 | Labor | SAP
[6 empty] | 2201 | 6030050 | Empl Exp - Mileage | A2582282 | A25822820001 | 1080001 | 201605 | CR | 1260.9 | Labor | SAP
[6 empty] | 2201 | 6030050 | Empl Exp - Mileage | A2582282 | A25822820001 | 1080001 | 201610 | CR | 10.04 | Labor | SAP
[6 empty] | 2201 | 6030050 | Empl Exp - Mileage | A2582282 | A25822820001 | 1080001 | 201611 | CR | 2114.64 | Labor | SAP
[6 empty] | 2201 | 6030050 | Empl Exp - Mileage | A2582282 | A25822820001 | 1080001 | 201612 | CR | 44.28 | Labor | SAP
[6 empty] | 2201 | 6030050 | Empl Exp - Mileage | A2582282 | A25822820001 | 1080001 | 201701 | CR | 4.32 | Labor | SAP
[6 empty] | 2201 | 6030800 | Empl Exp - Miscellaneous Expense | A2582282 | A25822820001 | 1080001 | 201611 | CR | 32.04 | Labor | SAP
[6 empty] | 2201 | 6018999 | Labor Expense Reclass | A2582282 | A25822820134 | 1080001 | 201606 | CR | 336.82 | Labor | SAP
[6 empty] | 2201 | 6018999 | Labor Expense Reclass | A2582282 | A25822820001 | 1080001 | 201609 | CR | 574.4 | Labor | SAP
[6 empty] | 2201 | 6018999 | Labor Expense Reclass | A2582282 | A25822820001 | 1080001 | 201610 | CR | -46.75 | Labor | SAP
[6 empty] | 2201 | 6400010 | Mat & Supp - Furniture & Computer/Office | A2528073 | A25280730011 | 1080001 | 201601 | CR | 44 | Mats | SAP
[6 empty] | 2201 | 6400010 | Mat & Supp - Furniture & Computer/Office | A2528076 | A25280760043 | 1080001 | 201601 | CR | 3031.9 | Mats | SAP
[6 empty] | 2201 | 6400010 | Mat & Supp - Furniture & Computer/Office | A2582282 | A25822820004 | 1080001 | 201602 | CR | 6877.18 | Mats | SAP
[6 empty] | 2201 | 6400010 | Mat & Supp - Furniture & Computer/Office | A2582286 | A25822860006 | 1080001 | 201602 | CR | 215 | Mats | SAP
[6 empty] | 2201 | 6400010 | Mat & Supp - Furniture & Computer/Office | A2582282 | A25822820004 | 1080001 | 201603 | CR | 1062.34 | Mats | SAP
[6 empty] | 2201 | 6400010 | Mat & Supp - Furniture & Computer/Office | A2582282 | A25822820005 | 1080001 | 201603 | CR | 3410.86 | Mats | SAP
[6 empty] | 2201 | 6400010 | Mat & Supp - Furniture & Computer/Office | A2582282 | A25822820028 | 1080001 | 201603 | CR | 100.83 | Mats | SAP
[6 empty] | 2201 | 6400010 | Mat & Supp - Furniture & Computer/Office | A2582282 | A25822820042 | 1080001 | 201603 | CR | 333.62 | Mats | SAP
[6 empty] | 2201 | 6400010 | Mat & Supp - Furniture & Computer/Office | A2582282 | A25822820053 | 1080001 | 201603 | CR | 20 | Mats | SAP
[6 empty] | 2201 | 6400010 | Mat & Supp - Furniture & Computer/Office | A2582287 | A25822870016 | 1080001 | 201603 | CR | 220.62 | Mats | SAP
[6 empty] | 2201 | 6400010 | Mat & Supp - Furniture & Computer/Office | A2582287 | A25822870021 | 1080001 | 201603 | CR | 30 | Mats | SAP
[6 empty] | 2201 | 6400010 | Mat & Supp - Furniture & Computer/Office | A2582287 | A25822870022 | 1080001 | 201603 | CR | 108.84 | Mats | SAP
[6 empty] | 2201 | 6400010 | Mat & Supp - Furniture & Computer/Office | A2582282 | A25822820068 | 1080001 | 201605 | CR | 1444 | Mats | SAP
[6 empty] | 2201 | 6400010 | Mat & Supp - Furniture & Computer/Office | A2582282 | A25822820077 | 1080001 | 201605 | CR | 1267 | Mats | SAP
[6 empty] | 2201 | 6400010 | Mat & Supp - Furniture & Computer/Office | A2582282 | A25822820068 | 1080001 | 201606 | CR | -1444 | Mats | SAP
[6 empty] | 2201 | 6400010 | Mat & Supp - Furniture & Computer/Office | A2582282 | A25822820077 | 1080001 | 201606 | CR | -1267 | Mats | SAP
[6 empty] | 2201 | 6400020 | Mat & Supp - General and Office Supplies | A2453294 | A24532940027 | 1080001 | 201403 | CR | 136.54 | Mats | SAP
[6 empty] | 2201 | 6400020 | Mat & Supp - General and Office Supplies | A2453294 | A24532940001 | 1080001 | 201407 | CR | 192.59 | Mats | SAP
[6 empty] | 2201 | 6400020 | Mat & Supp - General and Office Supplies | A2582282 | A25822820050 | 1080001 | 201604 | CR | 80.75 | Mats | SAP
[6 empty] | 2201 | 6400020 | Mat & Supp - General and Office Supplies | A2582282 | A25822820064 | 1080001 | 201604 | CR | 320.76 | Mats | SAP
[6 empty] | 2201 | 6400020 | Mat & Supp - General and Office Supplies | A2582287 | A25822870022 | 1080001 | 201604 | CR | 102 | Mats | SAP
[6 empty] | 2201 | 6400020 | Mat & Supp - General and Office Supplies | A2582287 | A25822870027 | 1080001 | 201604 | CR | 102 | Mats | SAP
[6 empty] | 2201 | 6400020 | Mat & Supp - General and Office Supplies | A2582287 | A25822870028 | 1080001 | 201604 | CR | 182.75 | Mats | SAP
[6 empty] | 2201 | 6400020 | Mat & Supp - General and Office Supplies | A2582282 | A25822820002 | 1080001 | 201607 | CR | 492.03 | Mats | SAP
[6 empty] | 2201 | 6400020 | Mat & Supp - General and Office Supplies | A2585773 | A25857730003 | 1080001 | 201608 | CR | 41 | Mats | SAP
[6 empty] | 2201 | 6401000 | Mat & Supp - Inventory Issue | 10850-2008 | A23214610001 | 1080001 | 201207 | CR | 115.36 | Mats | SAP
[6 empty] | 2201 | 6401000 | Mat & Supp - Inventory Issue | 10850-2008 | A23418770004 | 1080001 | 201207 | CR | 55.6 | Mats | SAP
[6 empty] | 2201 | 6401000 | Mat & Supp - Inventory Issue | A2341876 | A23418760013 | 1080001 | 201207 | CR | 26.02 | Mats | SAP
[6 empty] | 2201 | 6401000 | Mat & Supp - Inventory Issue | 10850-2008 | A23418790005 | 1080001 | 201209 | CR | 56.56 | Mats | SAP
[6 empty] | 2201 | 6401000 | Mat & Supp - Inventory Issue | A2341879 | A23418790053 | 1080001 | 201209 | CR | 19.7 | Mats | SAP
[6 empty] | 2201 | 6401000 | Mat & Supp - Inventory Issue | A2341879 | A23418790053 | 1080001 | 201211 | CR | 180.64 | Mats | SAP
[6 empty] | 2201 | 6401000 | Mat & Supp - Inventory Issue | A2341879 | A23418790066 | 1080001 | 201212 | CR | 195.42 | Mats | SAP
[6 empty] | 2201 | 6401000 | Mat & Supp - Inventory Issue | A2408990 | A24089900001 | 1080001 | 201301 | CR | 15.86 | Mats | SAP
[6 empty] | 2201 | 6401000 | Mat & Supp - Inventory Issue | A2408990 | A24089900002 | 1080001 | 201301 | CR | 67.32 | Mats | SAP
[6 empty] | 2201 | 6401000 | Mat & Supp - Inventory Issue | A2341877 | A23418770017 | 1080001 | 201302 | CR | 56.22 | Mats | SAP
[6 empty] | 2201 | 6401000 | Mat & Supp - Inventory Issue | A2408990 | A24089900035 | 1080001 | 201303 | CR | 90.83 | Mats | SAP
[6 empty] | 2201 | 6401000 | Mat & Supp - Inventory Issue | A2408990 | A24089900037 | 1080001 | 201304 | CR | 75.78 | Mats | SAP
[6 empty] | 2201 | 6401000 | Mat & Supp - Inventory Issue | 10850-2008 | A23418770001 | 1080001 | 201307 | CR | 120.71 | Mats | SAP
[6 empty] | 2201 | 6401000 | Mat & Supp - Inventory Issue | A2341877 | A23418770013 | 1080001 | 201307 | CR | 254.41 | Mats | SAP
[6 empty] | 2201 | 6401000 | Mat & Supp - Inventory Issue | A2341877 | A23418770013 | 1080001 | 201308 | CR | 56.42 | Mats | SAP
[6 empty] | 2201 | 6401000 | Mat & Supp - Inventory Issue | A2408990 | A24089900039 | 1080001 | 201308 | CR | 70.03 | Mats | SAP
[6 empty] | 2201 | 6401000 | Mat & Supp - Inventory Issue | A2341877 | A23418770040 | 1080001 | 201309 | CR | 8.28 | Mats | SAP
[6 empty] | 2201 | 6401000 | Mat & Supp - Inventory Issue | A2408990 | A24089900083 | 1080001 | 201310 | CR | 19.12 | Mats | SAP
[6 empty] | 2201 | 6401000 | Mat & Supp - Inventory Issue | A2453294 | A24532940027 | 1080001 | 201402 | CR | 41.1 | Mats | SAP
[6 empty] | 2201 | 6401000 | Mat & Supp - Inventory Issue | A2453294 | A24532940001 | 1080001 | 201403 | CR | -47.02 | Mats | SAP
[6 empty] | 2201 | 6401000 | Mat & Supp - Inventory Issue | A2453294 | A24532940027 | 1080001 | 201403 | CR | 71.75 | Mats | SAP
[6 empty] | 2201 | 6401000 | Mat & Supp - Inventory Issue | A2453294 | A24532940030 | 1080001 | 201403 | CR | 84.83 | Mats | SAP
[6 empty] | 2201 | 6401000 | Mat & Supp - Inventory Issue | A2453294 | A24532940026 | 1080001 | 201404 | CR | 3.43 | Mats | SAP
[6 empty] | 2201 | 6401000 | Mat & Supp - Inventory Issue | A2453296 | A24532960006 | 1080001 | 201408 | CR | 37.27 | Mats | SAP
[6 empty] | 2201 | 6401000 | Mat & Supp - Inventory Issue | A2453296 | A24532960023 | 1080001 | 201408 | CR | 8.9 | Mats | SAP
[6 empty] | 2201 | 6401000 | Mat & Supp - Inventory Issue | A2467431 | A24674310020 | 1080001 | 201410 | CR | 168.12 | Mats | SAP
[6 empty] | 2201 | 6401000 | Mat & Supp - Inventory Issue | A2467431 | A24674310020 | 1080001 | 201411 | CR | 18.53 | Mats | SAP
[6 empty] | 2201 | 6401000 | Mat & Supp - Inventory Issue | A2528073 | A25280730004 | 1080001 | 201503 | CR | 235.78 | Mats | SAP
[6 empty] | 2201 | 6401000 | Mat & Supp - Inventory Issue | A2528073 | A25280730016 | 1080001 | 201507 | CR | 13.38 | Mats | SAP
[6 empty] | 2201 | 6401000 | Mat & Supp - Inventory Issue | A2528073 | A25280730024 | 1080001 | 201507 | CR | 49.22 | Mats | SAP
[6 empty] | 2201 | 6401000 | Mat & Supp - Inventory Issue | A2528076 | A25280760052 | 1080001 | 201508 | CR | 67.75 | Mats | SAP
[6 empty] | 2201 | 6401000 | Mat & Supp - Inventory Issue | A2528073 | A25280730033 | 1080001 | 201509 | CR | 13.39 | Mats | SAP
[6 empty] | 2201 | 6401000 | Mat & Supp - Inventory Issue | A2528076 | A25280760061 | 1080001 | 201510 | CR | 189.49 | Mats | SAP
[6 empty] | 2201 | 6401000 | Mat & Supp - Inventory Issue | A2528076 | A25280760063 | 1080001 | 201510 | CR | 5.49 | Mats | SAP
[6 empty] | 2201 | 6401000 | Mat & Supp - Inventory Issue | A2528076 | A25280760065 | 1080001 | 201510 | CR | 51.43 | Mats | SAP
[6 empty] | 2201 | 6401000 | Mat & Supp - Inventory Issue | A2528076 | A25280760063 | 1080001 | 201512 | CR | 6.97 | Mats | SAP
[6 empty] | 2201 | 6401000 | Mat & Supp - Inventory Issue | A2582282 | A25822820002 | 1080001 | 201602 | CR | 14.66 | Mats | SAP
[6 empty] | 2201 | 6401000 | Mat & Supp - Inventory Issue | A2582282 | A25822820026 | 1080001 | 201602 | CR | 65.38 | Mats | SAP
[6 empty] | 2201 | 6401000 | Mat & Supp - Inventory Issue | A2582282 | A25822820047 | 1080001 | 201602 | CR | 45.79 | Mats | SAP
[6 empty] | 2201 | 6401000 | Mat & Supp - Inventory Issue | A2582287 | A25822870007 | 1080001 | 201602 | CR | 307.23 | Mats | SAP
[6 empty] | 2201 | 6401000 | Mat & Supp - Inventory Issue | A2582287 | A25822870010 | 1080001 | 201602 | CR | 75.68 | Mats | SAP
[6 empty] | 2201 | 6401000 | Mat & Supp - Inventory Issue | A2582282 | A25822820002 | 1080001 | 201603 | CR | 1.71 | Mats | SAP
[6 empty] | 2201 | 6401000 | Mat & Supp - Inventory Issue | A2582282 | A25822820055 | 1080001 | 201603 | CR | 41.58 | Mats | SAP
[6 empty] | 2201 | 6401000 | Mat & Supp - Inventory Issue | A2582286 | A25822860015 | 1080001 | 201603 | CR | 8.66 | Mats | SAP
[6 empty] | 2201 | 6401000 | Mat & Supp - Inventory Issue | A2582287 | A25822870007 | 1080001 | 201603 | CR | 340.04 | Mats | SAP
[6 empty] | 2201 | 6401000 | Mat & Supp - Inventory Issue | A2582287 | A25822870010 | 1080001 | 201603 | CR | 50.68 | Mats | SAP
[6 empty] | 2201 | 6401000 | Mat & Supp - Inventory Issue | A2582282 | A25822820052 | 1080001 | 201604 | CR | 20.81 | Mats | SAP
[6 empty] | 2201 | 6401000 | Mat & Supp - Inventory Issue | A2582282 | A25822820059 | 1080001 | 201604 | CR | 14.12 | Mats | SAP
[6 empty] | 2201 | 6401000 | Mat & Supp - Inventory Issue | A2582282 | A25822820068 | 1080001 | 201604 | CR | 112.95 | Mats | SAP
[6 empty] | 2201 | 6401000 | Mat & Supp - Inventory Issue | A2582282 | A25822820077 | 1080001 | 201604 | CR | 1586.48 | Mats | SAP
[6 empty] | 2201 | 6401000 | Mat & Supp - Inventory Issue | A2582282 | A25822820094 | 1080001 | 201604 | CR | 20.96 | Mats | SAP
[6 empty] | 2201 | 6401000 | Mat & Supp - Inventory Issue | A2582286 | A25822860017 | 1080001 | 201604 | CR | 31.2 | Mats | SAP
[6 empty] | 2201 | 6401000 | Mat & Supp - Inventory Issue | A2582287 | A25822870001 | 1080001 | 201604 | CR | 61.25 | Mats | SAP
[6 empty] | 2201 | 6401000 | Mat & Supp - Inventory Issue | A2582287 | A25822870007 | 1080001 | 201604 | CR | 141.22 | Mats | SAP
[6 empty] | 2201 | 6401000 | Mat & Supp - Inventory Issue | A2582287 | A25822870010 | 1080001 | 201604 | CR | 17.08 | Mats | SAP
[6 empty] | 2201 | 6401000 | Mat & Supp - Inventory Issue | A2582282 | A25822820002 | 1080001 | 201605 | CR | 51.17 | Mats | SAP
[6 empty] | 2201 | 6401000 | Mat & Supp - Inventory Issue | A2582282 | A25822820004 | 1080001 | 201605 | CR | 17.8 | Mats | SAP
[6 empty] | 2201 | 6401000 | Mat & Supp - Inventory Issue | A2582282 | A25822820052 | 1080001 | 201605 | CR | 18.97 | Mats | SAP
[6 empty] | 2201 | 6401000 | Mat & Supp - Inventory Issue | A2582282 | A25822820068 | 1080001 | 201605 | CR | 83.35 | Mats | SAP
[6 empty] | 2201 | 6401000 | Mat & Supp - Inventory Issue | A2582282 | A25822820077 | 1080001 | 201605 | CR | 963.78 | Mats | SAP
[6 empty] | 2201 | 6401000 | Mat & Supp - Inventory Issue | A2582282 | A25822820098 | 1080001 | 201605 | CR | 62.53 | Mats | SAP
[6 empty] | 2201 | 6401000 | Mat & Supp - Inventory Issue | A2582287 | A25822870007 | 1080001 | 201605 | CR | 1.69 | Mats | SAP
[6 empty] | 2201 | 6401000 | Mat & Supp - Inventory Issue | A2585773 | A25857730004 | 1080001 | 201605 | CR | 76.76 | Mats | SAP
[6 empty] | 2201 | 6401000 | Mat & Supp - Inventory Issue | A2582282 | A25822820001 | 1080001 | 201606 | CR | 19.23 | Mats | SAP
[6 empty] | 2201 | 6401000 | Mat & Supp - Inventory Issue | A2582282 | A25822820002 | 1080001 | 201606 | CR | 10.97 | Mats | SAP
[6 empty] | 2201 | 6401000 | Mat & Supp - Inventory Issue | A2582286 | A25822860012 | 1080001 | 201606 | CR | 23.67 | Mats | SAP
[6 empty] | 2201 | 6401000 | Mat & Supp - Inventory Issue | A2582286 | A25822860046 | 1080001 | 201606 | CR | 8.51 | Mats | SAP
[6 empty] | 2201 | 6401000 | Mat & Supp - Inventory Issue | A2582287 | A25822870007 | 1080001 | 201606 | CR | 14.31 | Mats | SAP
[6 empty] | 2201 | 6401000 | Mat & Supp - Inventory Issue | A2582287 | A25822870008 | 1080001 | 201606 | CR | 12.26 | Mats | SAP
[6 empty] | 2201 | 6401000 | Mat & Supp - Inventory Issue | A2582282 | A25822820108 | 1080001 | 201607 | CR | 9.45 | Mats | SAP
[6 empty] | 2201 | 6401000 | Mat & Supp - Inventory Issue | A2582282 | A25822820147 | 1080001 | 201607 | CR | 34.03 | Mats | SAP
[6 empty] | 2201 | 6401000 | Mat & Supp - Inventory Issue | A2582286 | A25822860012 | 1080001 | 201607 | CR | 5.9 | Mats | SAP
[6 empty] | 2201 | 6401000 | Mat & Supp - Inventory Issue | A2582286 | A25822860046 | 1080001 | 201607 | CR | 23.13 | Mats | SAP
[6 empty] | 2201 | 6401000 | Mat & Supp - Inventory Issue | A2582282 | A25822820148 | 1080001 | 201608 | CR | 36.25 | Mats | SAP
[6 empty] | 2201 | 6401000 | Mat & Supp - Inventory Issue | A2582286 | A25822860012 | 1080001 | 201608 | CR | 80.72 | Mats | SAP
[6 empty] | 2201 | 6401000 | Mat & Supp - Inventory Issue | A2582282 | A25822820118 | 1080001 | 201609 | CR | 7.67 | Mats | SAP
[6 empty] | 2201 | 6401000 | Mat & Supp - Inventory Issue | A2582282 | A25822820234 | 1080001 | 201609 | CR | 3.7 | Mats | SAP
[6 empty] | 2201 | 6401000 | Mat & Supp - Inventory Issue | A2582286 | A25822860067 | 1080001 | 201609 | CR | 8.54 | Mats | SAP
[6 empty] | 2201 | 6401000 | Mat & Supp - Inventory Issue | A2582282 | A25822820168 | 1080001 | 201610 | CR | 31.97 | Mats | SAP
[6 empty] | 2201 | 6401000 | Mat & Supp - Inventory Issue | A2582282 | A25822820212 | 1080001 | 201610 | CR | 5.29 | Mats | SAP
[6 empty] | 2201 | 6401000 | Mat & Supp - Inventory Issue | A2582282 | A25822820235 | 1080001 | 201610 | CR | 30.03 | Mats | SAP
[6 empty] | 2201 | 6401000 | Mat & Supp - Inventory Issue | A2582286 | A25822860067 | 1080001 | 201610 | CR | 13.69 | Mats | SAP
[6 empty] | 2201 | 6401000 | Mat & Supp - Inventory Issue | A2582282 | A25822820171 | 1080001 | 201611 | CR | 0 | Mats | SAP
[6 empty] | 2201 | 6401000 | Mat & Supp - Inventory Issue | A2585754 | A25857540003 | 1080001 | 201612 | CR | 100.06 | Mats | SAP
[6 empty] | 2201 | 6401000 | Mat & Supp - Inventory Issue | A2582282 | A25822820282 | 1080001 | 201705 | CR | 20.4 | Mats | SAP
[6 empty] | 2201 | 6400050 | Mat & Supp - Lubricants | 10850-2008 | A23418760001 | 1080001 | 201211 | CR | 10000 | Mats | SAP
[6 empty] | 2201 | 6400060 | Mat & Supp - Operations Consumables | A2341876 | A23418760017 | 1080001 | 201208 | CR | 82654.1 | Mats | SAP
[6 empty] | 2201 | 6400060 | Mat & Supp - Operations Consumables | A2341876 | A23418760017 | 1080001 | 201209 | CR | 17733.62 | Mats | SAP
[6 empty] | 2201 | 6400060 | Mat & Supp - Operations Consumables | A2341876 | A23418760017 | 1080001 | 201210 | CR | 18000 | Mats | SAP
[6 empty] | 2201 | 6400060 | Mat & Supp - Operations Consumables | A2341876 | A23418760017 | 1080001 | 201211 | CR | 14923.46 | Mats | SAP
[6 empty] | 2201 | 6400060 | Mat & Supp - Operations Consumables | A2341876 | A23418760017 | 1080001 | 201212 | CR | 12791 | Mats | SAP
[6 empty] | 2201 | 6400060 | Mat & Supp - Operations Consumables | A2341876 | A23418760017 | 1080001 | 201301 | CR | 18000 | Mats | SAP
[6 empty] | 2201 | 6400060 | Mat & Supp - Operations Consumables | A2341877 | A23418770013 | 1080001 | 201307 | CR | 15000 | Mats | SAP
[6 empty] | 2201 | 6400060 | Mat & Supp - Operations Consumables | A2341877 | A23418770013 | 1080001 | 201308 | CR | 5500 | Mats | SAP
[6 empty] | 2201 | 6400060 | Mat & Supp - Operations Consumables | A2341877 | A23418770022 | 1080001 | 201311 | CR | 12582.85 | Mats | SAP
[6 empty] | 2201 | 6400060 | Mat & Supp - Operations Consumables | A2341877 | A23418770022 | 1080001 | 201312 | CR | 5370 | Mats | SAP
[6 empty] | 2201 | 6400060 | Mat & Supp - Operations Consumables | A2341877 | A23418770022 | 1080001 | 201401 | CR | 5938.2 | Mats | SAP
[6 empty] | 2201 | 6400060 | Mat & Supp - Operations Consumables | A2453296 | A24532960007 | 1080001 | 201402 | CR | 6740.87 | Mats | SAP
[6 empty] | 2201 | 6400060 | Mat & Supp - Operations Consumables | A2453296 | A24532960007 | 1080001 | 201403 | CR | 4888 | Mats | SAP
[6 empty] | 2201 | 6400060 | Mat & Supp - Operations Consumables | A2453296 | A24532960007 | 1080001 | 201404 | CR | 11087 | Mats | SAP
[6 empty] | 2201 | 6400060 | Mat & Supp - Operations Consumables | A2453296 | A24532960007 | 1080001 | 201405 | CR | 7825 | Mats | SAP
[6 empty] | 2201 | 6400060 | Mat & Supp - Operations Consumables | A2453296 | A24532960007 | 1080001 | 201406 | CR | 12000 | Mats | SAP
[6 empty] | 2201 | 6400060 | Mat & Supp - Operations Consumables | A2453296 | A24532960007 | 1080001 | 201407 | CR | 11036 | Mats | SAP
[6 empty] | 2201 | 6400060 | Mat & Supp - Operations Consumables | A2453296 | A24532960007 | 1080001 | 201408 | CR | 12045 | Mats | SAP
[6 empty] | 2201 | 6400060 | Mat & Supp - Operations Consumables | A2453296 | A24532960007 | 1080001 | 201410 | CR | 10000 | Mats | SAP
[6 empty] | 2201 | 6400060 | Mat & Supp - Operations Consumables | A2453296 | A24532960007 | 1080001 | 201411 | CR | 7000 | Mats | SAP
[6 empty] | 2201 | 6400060 | Mat & Supp - Operations Consumables | A2453296 | A24532960007 | 1080001 | 201412 | CR | 20000 | Mats | SAP
[6 empty] | 2201 | 6400060 | Mat & Supp - Operations Consumables | A2453296 | A24532960007 | 1080001 | 201501 | CR | 5000 | Mats | SAP
[6 empty] | 2201 | 6400060 | Mat & Supp - Operations Consumables | A2453296 | A24532960007 | 1080001 | 201502 | CR | 9075 | Mats | SAP
[6 empty] | 2201 | 6400060 | Mat & Supp - Operations Consumables | A2453296 | A24532960007 | 1080001 | 201504 | CR | 4921 | Mats | SAP
[6 empty] | 2201 | 6400060 | Mat & Supp - Operations Consumables | A2453296 | A24532960007 | 1080001 | 201505 | CR | 9801 | Mats | SAP
[6 empty] | 2201 | 6400060 | Mat & Supp - Operations Consumables | A2453296 | A24532960007 | 1080001 | 201506 | CR | 17378 | Mats | SAP
[6 empty] | 2201 | 6400060 | Mat & Supp - Operations Consumables | A2453296 | A24532960007 | 1080001 | 201507 | CR | 13618 | Mats | SAP
[6 empty] | 2201 | 6400060 | Mat & Supp - Operations Consumables | A2453296 | A24532960007 | 1080001 | 201509 | CR | 47408.35 | Mats | SAP
[6 empty] | 2201 | 6400060 | Mat & Supp - Operations Consumables | A2453296 | A24532960007 | 1080001 | 201510 | CR | -21718 | Mats | SAP
[6 empty] | 2201 | 6400060 | Mat & Supp - Operations Consumables | A2528076 | A25280760054 | 1080001 | 201510 | CR | 230.16 | Mats | SAP
[6 empty] | 2201 | 6400060 | Mat & Supp - Operations Consumables | A2582282 | A25822820068 | 1080001 | 201606 | CR | 606 | Mats | SAP
[6 empty] | 2201 | 6400060 | Mat & Supp - Operations Consumables | A2582282 | A25822820068 | 1080001 | 201607 | CR | -606 | Mats | SAP
[6 empty] | 2201 | 6400100 | Mat & Supp - Outside Material Purchases | A2341879 | A23418790043 | 1080001 | 201207 | CR | 820.68 | Mats | SAP
[6 empty] | 2201 | 6400100 | Mat & Supp - Outside Material Purchases | A2341879 | A23418790014 | 1080001 | 201208 | CR | 220.9 | Mats | SAP
[6 empty] | 2201 | 6400100 | Mat & Supp - Outside Material Purchases | A2341879 | A23418790018 | 1080001 | 201208 | CR | 554.34 | Mats | SAP
[6 empty] | 2201 | 6400100 | Mat & Supp - Outside Material Purchases | A2341879 | A23418790035 | 1080001 | 201208 | CR | 441.8 | Mats | SAP
[6 empty] | 2201 | 6400100 | Mat & Supp - Outside Material Purchases | A2341879 | A23418790043 | 1080001 | 201208 | CR | 273.56 | Mats | SAP
[6 empty] | 2201 | 6400100 | Mat & Supp - Outside Material Purchases | 10850-2008 | A23418740014 | 1080001 | 201209 | CR | 526.05 | Mats | SAP
[6 empty] | 2201 | 6400100 | Mat & Supp - Outside Material Purchases | A2341873 | A23418730012 | 1080001 | 201209 | CR | 2162.84 | Mats | SAP
[6 empty] | 2201 | 6400100 | Mat & Supp - Outside Material Purchases | A2341879 | A23418790014 | 1080001 | 201209 | CR | 506.76 | Mats | SAP
[6 empty] | 2201 | 6400100 | Mat & Supp - Outside Material Purchases | A2341879 | A23418790018 | 1080001 | 201209 | CR | 38.82 | Mats | SAP
[6 empty] | 2201 | 6400100 | Mat & Supp - Outside Material Purchases | A2341879 | A23418790035 | 1080001 | 201209 | CR | 251.84 | Mats | SAP
[6 empty] | 2201 | 6400100 | Mat & Supp - Outside Material Purchases | A2341879 | A23418790043 | 1080001 | 201209 | CR | 3.65 | Mats | SAP
[6 empty] | 2201 | 6400100 | Mat & Supp - Outside Material Purchases | A2341879 | A23418790053 | 1080001 | 201209 | CR | 1159.51 | Mats | SAP
[6 empty] | 2201 | 6400100 | Mat & Supp - Outside Material Purchases | 10850-2008 | A23214610001 | 1080001 | 201210 | CR | 53.39 | Mats | SAP
[6 empty] | 2201 | 6400100 | Mat & Supp - Outside Material Purchases | 10850-2008 | A23214610002 | 1080001 | 201210 | CR | 99.48 | Mats | SAP
[6 empty] | 2201 | 6400100 | Mat & Supp - Outside Material Purchases | 10850-2008 | A23418740014 | 1080001 | 201210 | CR | 470.95 | Mats | SAP
[6 empty] | 2201 | 6400100 | Mat & Supp - Outside Material Purchases | 10850-2008 | A23418790035 | 1080001 | 201210 | CR | 32.09 | Mats | SAP
[6 empty] | 2201 | 6400100 | Mat & Supp - Outside Material Purchases | A2341879 | A23418790014 | 1080001 | 201210 | CR | 254.92 | Mats | SAP
[6 empty] | 2201 | 6400100 | Mat & Supp - Outside Material Purchases | A2341879 | A23418790035 | 1080001 | 201210 | CR | 491.29 | Mats | SAP
[6 empty] | 2201 | 6400100 | Mat & Supp - Outside Material Purchases | 10850-2008 | A23214610002 | 1080001 | 201211 | CR | 0.79 | Mats | SAP
[6 empty] | 2201 | 6400100 | Mat & Supp - Outside Material Purchases | 10850-2008 | A23418750006 | 1080001 | 201211 | CR | 1032.69 | Mats | SAP
[6 empty] | 2201 | 6400100 | Mat & Supp - Outside Material Purchases | A2341876 | A23418760020 | 1080001 | 201211 | CR | 1193.66 | Mats | SAP
[6 empty] | 2201 | 6400100 | Mat & Supp - Outside Material Purchases | 10850-2008 | A23418740013 | 1080001 | 201212 | CR | 736 | Mats | SAP
[6 empty] | 2201 | 6400100 | Mat & Supp - Outside Material Purchases | 10850-2008 | A23418760004 | 1080001 | 201212 | CR | 2194.01 | Mats | SAP
[6 empty] | 2201 | 6400100 | Mat & Supp - Outside Material Purchases | A2341876 | A23418760020 | 1080001 | 201212 | CR | -0.01 | Mats | SAP
[6 empty] | 2201 | 6400100 | Mat & Supp - Outside Material Purchases | 10850-2008 | A23418740014 | 1080001 | 201301 | CR | 2888.77 | Mats | SAP
[6 empty] | 2201 | 6400100 | Mat & Supp - Outside Material Purchases | 10850-2008 | A23418750006 | 1080001 | 201301 | CR | 1022.96 | Mats | SAP
[6 empty] | 2201 | 6400100 | Mat & Supp - Outside Material Purchases | A2341873 | A23418730012 | 1080001 | 201301 | CR | 225.05 | Mats | SAP
[6 empty] | 2201 | 6400100 | Mat & Supp - Outside Material Purchases | A2408990 | A24089900011 | 1080001 | 201302 | CR | 191.49 | Mats | SAP
[6 empty] | 2201 | 6400100 | Mat & Supp - Outside Material Purchases | A2408990 | A24089900020 | 1080001 | 201302 | CR | 907.77 | Mats | SAP
[6 empty] | 2201 | 6400100 | Mat & Supp - Outside Material Purchases | A2408990 | A24089900025 | 1080001 | 201303 | CR | 100 | Mats | SAP
[6 empty] | 2201 | 6400100 | Mat & Supp - Outside Material Purchases | A2408990 | A24089900035 | 1080001 | 201303 | CR | 1232.4 | Mats | SAP
[6 empty] | 2201 | 6400100 | Mat & Supp - Outside Material Purchases | A2408990 | A24089900037 | 1080001 | 201304 | CR | 14.13 | Mats | SAP
[6 empty] | 2201 | 6400100 | Mat & Supp - Outside Material Purchases | A2341877 | A23418770018 | 1080001 | 201305 | CR | 3698.5 | Mats | SAP
[6 empty] | 2201 | 6400100 | Mat & Supp - Outside Material Purchases | A2408990 | A24089900037 | 1080001 | 201305 | CR | -0.92 | Mats | SAP
[6 empty] | 2201 | 6400100 | Mat & Supp - Outside Material Purchases | A2408990 | A24089900038 | 1080001 | 201305 | CR | 174.55 | Mats | SAP
[6 empty] | 2201 | 6400100 | Mat & Supp - Outside Material Purchases | A2341877 | A23418770018 | 1080001 | 201306 | CR | 1438.09 | Mats | SAP
[6 empty] | 2201 | 6400100 | Mat & Supp - Outside Material Purchases | A2408990 | A24089900057 | 1080001 | 201306 | CR | 400 | Mats | SAP
[6 empty] | 2201 | 6400100 | Mat & Supp - Outside Material Purchases | A2341877 | A23418770018 | 1080001 | 201307 | CR | 700 | Mats | SAP
[6 empty] | 2201 | 6400100 | Mat & Supp - Outside Material Purchases | A2341877 | A23418770013 | 1080001 | 201308 | CR | 140.04 | Mats | SAP
[6 empty] | 2201 | 6400100 | Mat & Supp - Outside Material Purchases | A2341877 | A23418770018 | 1080001 | 201308 | CR | 1742.27 | Mats | SAP
[6 empty] | 2201 | 6400100 | Mat & Supp - Outside Material Purchases | 10850-2008 | A23418760004 | 1080001 | 201309 | CR | 0.01 | Mats | SAP
[6 empty] | 2201 | 6400100 | Mat & Supp - Outside Material Purchases | A2341876 | A23418760020 | 1080001 | 201309 | CR | 0.01 | Mats | SAP
[6 empty] | 2201 | 6400100 | Mat & Supp - Outside Material Purchases | A2341877 | A23418770041 | 1080001 | 201312 | CR | 1296.75 | Mats | SAP
[6 empty] | 2201 | 6400100 | Mat & Supp - Outside Material Purchases | A2453294 | A24532940010 | 1080001 | 201403 | CR | 502.84 | Mats | SAP
[6 empty] | 2201 | 6400100 | Mat & Supp - Outside Material Purchases | A2453294 | A24532940020 | 1080001 | 201405 | CR | 612.63 | Mats | SAP
[6 empty] | 2201 | 6400100 | Mat & Supp - Outside Material Purchases | A2453294 | A24532940006 | 1080001 | 201406 | CR | 234.12 | Mats | SAP
[6 empty] | 2201 | 6400100 | Mat & Supp - Outside Material Purchases | A2467431 | A24674310012 | 1080001 | 201407 | CR | 798.97 | Mats | SAP
[6 empty] | 2201 | 6400100 | Mat & Supp - Outside Material Purchases | A2453294 | A24532940043 | 1080001 | 201410 | CR | 1207.5 | Mats | SAP
[6 empty] | 2201 | 6400100 | Mat & Supp - Outside Material Purchases | A2453294 | A24532940046 | 1080001 | 201410 | CR | 455.02 | Mats | SAP
[6 empty] | 2201 | 6400100 | Mat & Supp - Outside Material Purchases | A2453294 | A24532940047 | 1080001 | 201410 | CR | 21 | Mats | SAP
[6 empty] | 2201 | 6400100 | Mat & Supp - Outside Material Purchases | A2453294 | A24532940049 | 1080001 | 201410 | CR | 21 | Mats | SAP
[6 empty] | 2201 | 6400100 | Mat & Supp - Outside Material Purchases | A2453296 | A24532960033 | 1080001 | 201410 | CR | 136.29 | Mats | SAP
[6 empty] | 2201 | 6400100 | Mat & Supp - Outside Material Purchases | A2467431 | A24674310012 | 1080001 | 201410 | CR | 800 | Mats | SAP
[6 empty] | 2201 | 6400100 | Mat & Supp - Outside Material Purchases | A2467431 | A24674310020 | 1080001 | 201412 | CR | 1036.14 | Mats | SAP
[6 empty] | 2201 | 6400100 | Mat & Supp - Outside Material Purchases | A2453294 | A24532940010 | 1080001 | 201502 | CR | 214 | Mats | SAP
[6 empty] | 2201 | 6400100 | Mat & Supp - Outside Material Purchases | A2528073 | A25280730002 | 1080001 | 201502 | CR | 243.19 | Mats | SAP
[6 empty] | 2201 | 6400100 | Mat & Supp - Outside Material Purchases | A2528075 | A25280750004 | 1080001 | 201507 | CR | 1250 | Mats | SAP
[6 empty] | 2201 | 6400100 | Mat & Supp - Outside Material Purchases | A2528076 | A25280760054 | 1080001 | 201510 | CR | 1797.89 | Mats | SAP
[6 empty] | 2201 | 6400100 | Mat & Supp - Outside Material Purchases | A2582282 | A25822820004 | 1080001 | 201603 | CR | 2771.89 | Mats | SAP
[6 empty] | 2201 | 6400100 | Mat & Supp - Outside Material Purchases | A2582282 | A25822820039 | 1080001 | 201603 | CR | 1794.49 | Mats | SAP
[6 empty] | 2201 | 6400100 | Mat & Supp - Outside Material Purchases | A2582282 | A25822820040 | 1080001 | 201603 | CR | 698.66 | Mats | SAP
[6 empty] | 2201 | 6400100 | Mat & Supp - Outside Material Purchases | A2582282 | A25822820062 | 1080001 | 201603 | CR | 430 | Mats | SAP
[6 empty] | 2201 | 6400100 | Mat & Supp - Outside Material Purchases | A2582287 | A25822870010 | 1080001 | 201603 | CR | 773.67 | Mats | SAP
[6 empty] | 2201 | 6400100 | Mat & Supp - Outside Material Purchases | A2582282 | A25822820004 | 1080001 | 201604 | CR | 2329.58 | Mats | SAP
[6 empty] | 2201 | 6400100 | Mat & Supp - Outside Material Purchases | A2582282 | A25822820006 | 1080001 | 201604 | CR | 3486.6 | Mats | SAP
[6 empty] | 2201 | 6400100 | Mat & Supp - Outside Material Purchases | A2582282 | A25822820007 | 1080001 | 201604 | CR | 4489.54 | Mats | SAP
[6 empty] | 2201 | 6400100 | Mat & Supp - Outside Material Purchases | A2582282 | A25822820024 | 1080001 | 201604 | CR | 15579.78 | Mats | SAP
[6 empty] | 2201 | 6400100 | Mat & Supp - Outside Material Purchases | A2582282 | A25822820041 | 1080001 | 201604 | CR | 75 | Mats | SAP
[6 empty] | 2201 | 6400100 | Mat & Supp - Outside Material Purchases | A2582282 | A25822820042 | 1080001 | 201604 | CR | 197.17 | Mats | SAP
[6 empty] | 2201 | 6400100 | Mat & Supp - Outside Material Purchases | A2582282 | A25822820059 | 1080001 | 201604 | CR | 884.51 | Mats | SAP
[6 empty] | 2201 | 6400100 | Mat & Supp - Outside Material Purchases | A2582282 | A25822820063 | 1080001 | 201604 | CR | 460.66 | Mats | SAP
[6 empty] | 2201 | 6400100 | Mat & Supp - Outside Material Purchases | A2582282 | A25822820070 | 1080001 | 201604 | CR | 200 | Mats | SAP
[6 empty] | 2201 | 6400100 | Mat & Supp - Outside Material Purchases | A2582282 | A25822820075 | 1080001 | 201604 | CR | 112.2 | Mats | SAP
[6 empty] | 2201 | 6400100 | Mat & Supp - Outside Material Purchases | A2582286 | A25822860009 | 1080001 | 201604 | CR | 139.23 | Mats | SAP
[6 empty] | 2201 | 6400100 | Mat & Supp - Outside Material Purchases | A2582286 | A25822860017 | 1080001 | 201604 | CR | 113.47 | Mats | SAP
[6 empty] | 2201 | 6400100 | Mat & Supp - Outside Material Purchases | A2582287 | A25822870010 | 1080001 | 201604 | CR | 2491.62 | Mats | SAP
[6 empty] | 2201 | 6400100 | Mat & Supp - Outside Material Purchases | A2582282 | A25822820004 | 1080001 | 201605 | CR | 357.5 | Mats | SAP
[6 empty] | 2201 | 6400100 | Mat & Supp - Outside Material Purchases | A2582282 | A25822820052 | 1080001 | 201605 | CR | 2471.89 | Mats | SAP
[6 empty] | 2201 | 6400100 | Mat & Supp - Outside Material Purchases | A2582282 | A25822820060 | 1080001 | 201605 | CR | 550 | Mats | SAP
[6 empty] | 2201 | 6400100 | Mat & Supp - Outside Material Purchases | A2582282 | A25822820064 | 1080001 | 201605 | CR | 70.12 | Mats | SAP
[6 empty] | 2201 | 6400100 | Mat & Supp - Outside Material Purchases | A2582282 | A25822820066 | 1080001 | 201605 | CR | 301.68 | Mats | SAP
[6 empty] | 2201 | 6400100 | Mat & Supp - Outside Material Purchases | A2582282 | A25822820075 | 1080001 | 201605 | CR | 443.07 | Mats | SAP
[6 empty] | 2201 | 6400100 | Mat & Supp - Outside Material Purchases | A2582282 | A25822820077 | 1080001 | 201605 | CR | 2084.76 | Mats | SAP
[6 empty] | 2201 | 6400100 | Mat & Supp - Outside Material Purchases | A2582282 | A25822820094 | 1080001 | 201605 | CR | 1100 | Mats | SAP
[6 empty] | 2201 | 6400100 | Mat & Supp - Outside Material Purchases | A2582282 | A25822820095 | 1080001 | 201605 | CR | 789.25 | Mats | SAP
[6 empty] | 2201 | 6400100 | Mat & Supp - Outside Material Purchases | A2582282 | A25822820096 | 1080001 | 201605 | CR | 20.4 | Mats | SAP
[6 empty] | 2201 | 6400100 | Mat & Supp - Outside Material Purchases | A2582282 | A25822820102 | 1080001 | 201605 | CR | 564.01 | Mats | SAP
[6 empty] | 2201 | 6400100 | Mat & Supp - Outside Material Purchases | A2582286 | A25822860020 | 1080001 | 201605 | CR | 300 | Mats | SAP
[6 empty] | 2201 | 6400100 | Mat & Supp - Outside Material Purchases | A2582286 | A25822860023 | 1080001 | 201605 | CR | 63 | Mats | SAP
[6 empty] | 2201 | 6400100 | Mat & Supp - Outside Material Purchases | A2582287 | A25822870007 | 1080001 | 201605 | CR | 2839.32 | Mats | SAP
[6 empty] | 2201 | 6400100 | Mat & Supp - Outside Material Purchases | A2582287 | A25822870010 | 1080001 | 201605 | CR | 1300.48 | Mats | SAP
[6 empty] | 2201 | 6400100 | Mat & Supp - Outside Material Purchases | A2582287 | A25822870022 | 1080001 | 201605 | CR | 664.02 | Mats | SAP
[6 empty] | 2201 | 6400100 | Mat & Supp - Outside Material Purchases | A2582287 | A25822870027 | 1080001 | 201605 | CR | 233.75 | Mats | SAP
[6 empty] | 2201 | 6400100 | Mat & Supp - Outside Material Purchases | A2585773 | A25857730004 | 1080001 | 201605 | CR | 562 | Mats | SAP
[6 empty] | 2201 | 6400100 | Mat & Supp - Outside Material Purchases | A2582282 | A25822820068 | 1080001 | 201606 | CR | 3570.71 | Mats | SAP
[6 empty] | 2201 | 6400100 | Mat & Supp - Outside Material Purchases | A2582282 | A25822820075 | 1080001 | 201606 | CR | 249.91 | Mats | SAP
[6 empty] | 2201 | 6400100 | Mat & Supp - Outside Material Purchases | A2582282 | A25822820077 | 1080001 | 201606 | CR | 4009.86 | Mats | SAP
[6 empty] | 2201 | 6400100 | Mat & Supp - Outside Material Purchases | A2582286 | A25822860012 | 1080001 | 201606 | CR | 3996 | Mats | SAP
[6 empty] | 2201 | 6400100 | Mat & Supp - Outside Material Purchases | A2582286 | A25822860020 | 1080001 | 201606 | CR | 0 | Mats | SAP
[6 empty] | 2201 | 6400100 | Mat & Supp - Outside Material Purchases | A2582286 | A25822860032 | 1080001 | 201606 | CR | 221 | Mats | SAP
[6 empty] | 2201 | 6400100 | Mat & Supp - Outside Material Purchases | A2582286 | A25822860041 | 1080001 | 201606 | CR | 160 | Mats | SAP
[6 empty] | 2201 | 6400100 | Mat & Supp - Outside Material Purchases | A2585773 | A25857730004 | 1080001 | 201606 | CR | 0.2 | Mats | SAP
[6 empty] | 2201 | 6400100 | Mat & Supp - Outside Material Purchases | A2582282 | A25822820068 | 1080001 | 201607 | CR | 606.16 | Mats | SAP
[6 empty] | 2201 | 6400100 | Mat & Supp - Outside Material Purchases | A2582282 | A25822820090 | 1080001 | 201607 | CR | 1407.8 | Mats | SAP
[6 empty] | 2201 | 6400100 | Mat & Supp - Outside Material Purchases | A2582286 | A25822860012 | 1080001 | 201607 | CR | 9613.87 | Mats | SAP
[6 empty] | 2201 | 6400100 | Mat & Supp - Outside Material Purchases | A2582286 | A25822860055 | 1080001 | 201607 | CR | 354.07 | Mats | SAP
[6 empty] | 2201 | 6400100 | Mat & Supp - Outside Material Purchases | A2582286 | A25822860057 | 1080001 | 201607 | CR | 10599.36 | Mats | SAP
[6 empty] | 2201 | 6400100 | Mat & Supp - Outside Material Purchases | A2582286 | A25822860072 | 1080001 | 201607 | CR | 518.05 | Mats | SAP
[6 empty] | 2201 | 6400100 | Mat & Supp - Outside Material Purchases | A2582287 | A25822870007 | 1080001 | 201607 | CR | 1355.29 | Mats | SAP
[6 empty] | 2201 | 6400100 | Mat & Supp - Outside Material Purchases | A2582287 | A25822870008 | 1080001 | 201607 | CR | 2743.24 | Mats | SAP
[6 empty] | 2201 | 6400100 | Mat & Supp - Outside Material Purchases | A2582282 | A25822820090 | 1080001 | 201608 | CR | 2269.7 | Mats | SAP
[6 empty] | 2201 | 6400100 | Mat & Supp - Outside Material Purchases | A2582282 | A25822820107 | 1080001 | 201608 | CR | 1323.6 | Mats | SAP
[6 empty] | 2201 | 6400100 | Mat & Supp - Outside Material Purchases | A2582282 | A25822820124 | 1080001 | 201608 | CR | 1965 | Mats | SAP
[6 empty] | 2201 | 6400100 | Mat & Supp - Outside Material Purchases | A2582282 | A25822820146 | 1080001 | 201608 | CR | 74.68 | Mats | SAP
[6 empty] | 2201 | 6400100 | Mat & Supp - Outside Material Purchases | A2582282 | A25822820148 | 1080001 | 201608 | CR | 85.13 | Mats | SAP
[6 empty] | 2201 | 6400100 | Mat & Supp - Outside Material Purchases | A2582286 | A25822860055 | 1080001 | 201608 | CR | 75 | Mats | SAP
[6 empty] | 2201 | 6400100 | Mat & Supp - Outside Material Purchases | A2582286 | A25822860070 | 1080001 | 201608 | CR | 175 | Mats | SAP
[6 empty] | 2201 | 6400100 | Mat & Supp - Outside Material Purchases | A2582287 | A25822870008 | 1080001 | 201608 | CR | 1387.96 | Mats | SAP
[6 empty] | 2201 | 6400100 | Mat & Supp - Outside Material Purchases | A2582282 | A25822820138 | 1080001 | 201609 | CR | 80 | Mats | SAP
[6 empty] | 2201 | 6400100 | Mat & Supp - Outside Material Purchases | A2582282 | A25822820160 | 1080001 | 201609 | CR | 265 | Mats | SAP
[6 empty] | 2201 | 6400100 | Mat & Supp - Outside Material Purchases | A2582282 | A25822820167 | 1080001 | 201609 | CR | 470 | Mats | SAP
[6 empty] | 2201 | 6400100 | Mat & Supp - Outside Material Purchases | A2582282 | A25822820172 | 1080001 | 201609 | CR | 470 | Mats | SAP
[6 empty] | 2201 | 6400100 | Mat & Supp - Outside Material Purchases | A2582282 | A25822820174 | 1080001 | 201609 | CR | 200 | Mats | SAP
[6 empty] | 2201 | 6400100 | Mat & Supp - Outside Material Purchases | A2582282 | A25822820177 | 1080001 | 201609 | CR | 2190 | Mats | SAP
[6 empty] | 2201 | 6400100 | Mat & Supp - Outside Material Purchases | A2582282 | A25822820189 | 1080001 | 201609 | CR | 285 | Mats | SAP
[6 empty] | 2201 | 6400100 | Mat & Supp - Outside Material Purchases | A2582282 | A25822820193 | 1080001 | 201609 | CR | 300 | Mats | SAP
[6 empty] | 2201 | 6400100 | Mat & Supp - Outside Material Purchases | A2582282 | A25822820208 | 1080001 | 201609 | CR | 126 | Mats | SAP
[6 empty] | 2201 | 6400100 | Mat & Supp - Outside Material Purchases | A2582286 | A25822860012 | 1080001 | 201609 | CR | 1605.06 | Mats | SAP
[6 empty] | 2201 | 6400100 | Mat & Supp - Outside Material Purchases | A2582286 | A25822860067 | 1080001 | 201609 | CR | 342.96 | Mats | SAP
[6 empty] | 2201 | 6400100 | Mat & Supp - Outside Material Purchases | A2582282 | A25822820193 | 1080001 | 201610 | CR | -150 | Mats | SAP
[6 empty] | 2201 | 6400100 | Mat & Supp - Outside Material Purchases | A2582282 | A25822820198 | 1080001 | 201610 | CR | 1205.36 | Mats | SAP
[6 empty] | 2201 | 6400100 | Mat & Supp - Outside Material Purchases | A2582282 | A25822820208 | 1080001 | 201610 | CR | -63 | Mats | SAP
[6 empty] | 2201 | 6400100 | Mat & Supp - Outside Material Purchases | A2582282 | A25822820210 | 1080001 | 201610 | CR | 882.16 | Mats | SAP
[6 empty] | 2201 | 6400100 | Mat & Supp - Outside Material Purchases | A2582282 | A25822820212 | 1080001 | 201610 | CR | 1011.75 | Mats | SAP
[6 empty] | 2201 | 6400100 | Mat & Supp - Outside Material Purchases | A2582282 | A25822820224 | 1080001 | 201610 | CR | 191.25 | Mats | SAP
[6 empty] | 2201 | 6400100 | Mat & Supp - Outside Material Purchases | A2582282 | A25822820198 | 1080001 | 201611 | CR | -1205.36 | Mats | SAP
[6 empty] | 2201 | 6400100 | Mat & Supp - Outside Material Purchases | A2582282 | A25822820210 | 1080001 | 201611 | CR | -882.16 | Mats | SAP
[6 empty] | 2201 | 6400100 | Mat & Supp - Outside Material Purchases | A2582282 | A25822820212 | 1080001 | 201611 | CR | 98.26 | Mats | SAP
[6 empty] | 2201 | 6400100 | Mat & Supp - Outside Material Purchases | A2582282 | A25822820220 | 1080001 | 201611 | CR | 1350 | Mats | SAP
[6 empty] | 2201 | 6400100 | Mat & Supp - Outside Material Purchases | A2582282 | A25822820228 | 1080001 | 201611 | CR | 300 | Mats | SAP
[6 empty] | 2201 | 6400100 | Mat & Supp - Outside Material Purchases | A2582282 | A25822820231 | 1080001 | 201611 | CR | 700 | Mats | SAP
[6 empty] | 2201 | 6400100 | Mat & Supp - Outside Material Purchases | A2582286 | A25822860067 | 1080001 | 201612 | CR | 162.64 | Mats | SAP
[6 empty] | 2201 | 6400100 | Mat & Supp - Outside Material Purchases | A2582282 | A25822820170 | 1080001 | 201701 | CR | 5669.83 | Mats | SAP
[6 empty] | 2201 | 6400100 | Mat & Supp - Outside Material Purchases | A2582282 | A25822820171 | 1080001 | 201701 | CR | 1680.66 | Mats | SAP
[6 empty] | 2201 | 6400100 | Mat & Supp - Outside Material Purchases | A2582286 | A25822860057 | 1080001 | 201701 | CR | 497.4 | Mats | SAP
[6 empty] | 2201 | 6780800 | Miscellaneous Billing Exp General | A2528076 | A25280760063 | 1080001 | 201510 | CR | -3000 | Salvage | SAP
[6 empty] | 2201 | 6780020 | Miscellaneous Billing Exp Material Sales | A2384622 | A23846220001 | 1080001 | 201208 | CR | -2933.26 | Salvage | SAP
[6 empty] | 2201 | 6780020 | Miscellaneous Billing Exp Material Sales | A2384622 | A23846220001 | 1080001 | 201210 | CR | -1655.86 | Salvage | SAP
[6 empty] | 2201 | 6780020 | Miscellaneous Billing Exp Material Sales | A2453294 | A24532940035 | 1080001 | 201405 | CR | -4921.71 | Salvage | SAP
[6 empty] | 2201 | 6780020 | Miscellaneous Billing Exp Material Sales | A2453294 | A24532940035 | 1080001 | 201406 | CR | -632.39 | Salvage | SAP
[6 empty] | 2201 | 6780020 | Miscellaneous Billing Exp Material Sales | A2453294 | A24532940035 | 1080001 | 201505 | CR | -1178.84 | Salvage | SAP
[6 empty] | 2201 | 6790800 | Other Operational Expense - Miscellaneou | 10850-2008 | A23214610001 | 1080001 | 201309 | CR | 362 | Mats | SAP
[6 empty] | 2201 | 6790800 | Other Operational Expense - Miscellaneou | 10850-2008 | A23214610002 | 1080001 | 201309 | CR | 19.16 | Mats | SAP
[6 empty] | 2201 | 6790800 | Other Operational Expense - Miscellaneou | 10850-2008 | A23214620001 | 1080001 | 201309 | CR | 99.8 | Mats | SAP
[6 empty] | 2201 | 6790800 | Other Operational Expense - Miscellaneou | 10850-2008 | A23418750006 | 1080001 | 201309 | CR | 266.4 | Mats | SAP
[6 empty] | 2201 | 6790800 | Other Operational Expense - Miscellaneou | 10850-2008 | A23418770004 | 1080001 | 201309 | CR | -974.07 | Mats | SAP
[6 empty] | 2201 | 6790800 | Other Operational Expense - Miscellaneou | 10850-2008 | A23418790005 | 1080001 | 201309 | CR | 19.52 | Mats | SAP
[6 empty] | 2201 | 6790800 | Other Operational Expense - Miscellaneou | 10850-2008 | A23418790028 | 1080001 | 201309 | CR | -711.6 | Mats | SAP
[6 empty] | 2201 | 6790800 | Other Operational Expense - Miscellaneou | A2341879 | A23418790050 | 1080001 | 201309 | CR | 220.02 | Mats | SAP
[6 empty] | 2201 | 6790800 | Other Operational Expense - Miscellaneou | A2341879 | A23418790053 | 1080001 | 201309 | CR | 993.55 | Mats | SAP
[6 empty] | 2201 | 6790800 | Other Operational Expense - Miscellaneou | A2341879 | A23418790054 | 1080001 | 201309 | CR | -281.28 | Mats | SAP
[6 empty] | 2201 | 6790800 | Other Operational Expense - Miscellaneou | A2341879 | A23418790071 | 1080001 | 201309 | CR | 486.6 | Mats | SAP
[6 empty] | 2201 | 6790800 | Other Operational Expense - Miscellaneou | A2408990 | A24089900002 | 1080001 | 201309 | CR | 355.26 | Mats | SAP
[6 empty] | 2201 | 6798999 | Other Operational Expense Reclass | A2582282 | A25822820134 | 1080001 | 201606 | CR | 83.1 | Labor | SAP
[6 empty] | 2201 | 6108999 | Outside Services Expense Reclass | A2582282 | A25822820083 | 1080001 | 201605 | CR | 1131.75 | Labor | SAP
[6 empty] | 2201 | 6108999 | Outside Services Expense Reclass | A2582282 | A25822820134 | 1080001 | 201606 | CR | 444.3 | Labor | SAP
[6 empty] | 2201 | 6790210 | Permitting | A2528076 | A25280760070 | 1080001 | 201606 | CR | 400 | Labor | SAP
[6 empty] | 2201 | 6401300 | Re-Stock Salvage | 10850-2008 |  | 1080000 | 201201 | 005065 | -196861.59 | Salvage | Legacy
[6 empty] | 2201 | 6401300 | Re-Stock Salvage | 10850-2008 |  | 1080000 | 201202 | 005065 | -141181.31 | Salvage | Legacy
[6 empty] | 2201 | 6401300 | Re-Stock Salvage | 10850-2008 |  | 1080000 | 201203 | 005065 | -10219.63 | Salvage | Legacy
[6 empty] | 2201 | 6401300 | Re-Stock Salvage | 10850-2008 |  | 1080000 | 201206 | 005065 | -25827 | Salvage | Legacy
[6 empty] | 2201 | 6100160 | Security Services | A2341876 | A23418760016 | 1080001 | 201208 | CR | 6881 | Labor | SAP
[6 empty] | 2201 | 6100160 | Security Services | A2341876 | A23418760016 | 1080001 | 201209 | CR | 7204.27 | Labor | SAP
[6 empty] | 2201 | 6100160 | Security Services | A2341876 | A23418760016 | 1080001 | 201210 | CR | 13294.42 | Labor | SAP
[6 empty] | 2201 | 6100160 | Security Services | A2341876 | A23418760016 | 1080001 | 201211 | CR | 8127.89 | Labor | SAP
[6 empty] | 2201 | 6100160 | Security Services | A2341876 | A23418760016 | 1080001 | 201212 | CR | 6650.09 | Labor | SAP
[6 empty] | 2201 | 6100160 | Security Services | A2341876 | A23418760016 | 1080001 | 201301 | CR | 6095.92 | Labor | SAP
[6 empty] | 2201 | 6100160 | Security Services | A2341876 | A23418760016 | 1080001 | 201302 | CR | 1108.35 | Labor | SAP
[6 empty] | 2201 | 6100160 | Security Services | 10850-2008 | A23418770038 | 1080001 | 201308 | CR | 3213.08 | Labor | SAP
[6 empty] | 2201 | 6100160 | Security Services | 10850-2008 | A23418770038 | 1080001 | 201309 | CR | 6693.62 | Labor | SAP
[6 empty] | 2201 | 6100160 | Security Services | 10850-2008 | A23418770038 | 1080001 | 201310 | CR | 4818.85 | Labor | SAP
[6 empty] | 2201 | 6100160 | Security Services | 10850-2008 | A23418770038 | 1080001 | 201311 | CR | 5086.57 | Labor | SAP
[6 empty] | 2201 | 6100160 | Security Services | 10850-2008 | A23418770038 | 1080001 | 201312 | CR | 4283.42 | Labor | SAP
[6 empty] | 2201 | 6100160 | Security Services | 10850-2008 | A23418770038 | 1080001 | 201401 | CR | 4952.91 | Labor | SAP
[6 empty] | 2201 | 6100160 | Security Services | A2453294 | A24532940003 | 1080001 | 201402 | CR | 5086.57 | Labor | SAP
[6 empty] | 2201 | 6100160 | Security Services | A2453294 | A24532940003 | 1080001 | 201403 | CR | 4283.42 | Labor | SAP
[6 empty] | 2201 | 6100160 | Security Services | A2453294 | A24532940003 | 1080001 | 201404 | CR | 4551.14 | Labor | SAP
[6 empty] | 2201 | 6100160 | Security Services | A2453294 | A24532940003 | 1080001 | 201405 | CR | 4830.01 | Labor | SAP
[6 empty] | 2201 | 6100160 | Security Services | A2453294 | A24532940003 | 1080001 | 201406 | CR | 4952.78 | Labor | SAP
[6 empty] | 2201 | 6100160 | Security Services | A2453294 | A24532940003 | 1080001 | 201407 | CR | 5354.4 | Labor | SAP
[6 empty] | 2201 | 6100160 | Security Services | A2453294 | A24532940003 | 1080001 | 201408 | CR | 5488.2 | Labor | SAP
[6 empty] | 2201 | 6100160 | Security Services | A2453294 | A24532940003 | 1080001 | 201409 | CR | 4283.42 | Labor | SAP
[6 empty] | 2201 | 6100160 | Security Services | A2453294 | A24532940003 | 1080001 | 201410 | CR | 4963.89 | Labor | SAP
[6 empty] | 2201 | 6100160 | Security Services | A2453294 | A24532940003 | 1080001 | 201411 | CR | 6291.35 | Labor | SAP
[6 empty] | 2201 | 6100160 | Security Services | A2453294 | A24532940003 | 1080001 | 201412 | CR | 4818.84 | Labor | SAP
[6 empty] | 2201 | 6100160 | Security Services | A2528075 | A25280750004 | 1080001 | 201501 | CR | 5354.28 | Labor | SAP
[6 empty] | 2201 | 6100160 | Security Services | A2453294 | A24532940003 | 1080001 | 201502 | CR | 5516.06 | Labor | SAP
[6 empty] | 2201 | 6100160 | Security Services | A2453294 | A24532940003 | 1080001 | 201503 | CR | 5516.07 | Labor | SAP
[6 empty] | 2201 | 6100160 | Security Services | A2453294 | A24532940003 | 1080001 | 201504 | CR | 6067.67 | Labor | SAP
[6 empty] | 2201 | 6100160 | Security Services | A2528075 | A25280750004 | 1080001 | 201505 | CR | 7412.21 | Labor | SAP
[6 empty] | 2201 | 6100160 | Security Services | A2528075 | A25280750004 | 1080001 | 201506 | CR | 5791.87 | Labor | SAP
[6 empty] | 2201 | 6100160 | Security Services | A2528075 | A25280750004 | 1080001 | 201508 | CR | 2677.14 | Labor | SAP
[6 empty] | 2201 | 6100160 | Security Services | A2528075 | A25280750003 | 1080001 | 201509 | CR | 1338.57 | Labor | SAP
[6 empty] | 2201 | 6100160 | Security Services | A2528075 | A25280750004 | 1080001 | 201509 | CR | 5266.71 | Labor | SAP
[6 empty] | 2201 | 6100160 | Security Services | A2528075 | A25280750004 | 1080001 | 201510 | CR | 87.57 | Labor | SAP
[6 empty] | 2201 | 6100160 | Security Services | A2528076 | A25280760067 | 1080001 | 201511 | CR | 11278.62 | Labor | SAP
[6 empty] | 2201 | 6100160 | Security Services | A2528076 | A25280760067 | 1080001 | 201512 | CR | 15093.98 | Labor | SAP
[6 empty] | 2201 | 6100160 | Security Services | A2528076 | A25280760067 | 1080001 | 201601 | CR | 10987.99 | Labor | SAP
[6 empty] | 2201 | 6100160 | Security Services | A2528076 | A25280760067 | 1080001 | 201602 | CR | 13760.44 | Labor | SAP
[6 empty] | 2201 | 6100160 | Security Services | A2528075 | A25280750004 | 1080001 | 201603 | CR | 5622.26 | Labor | SAP
[6 empty] | 2201 | 6100160 | Security Services | A2528075 | A25280750004 | 1080001 | 201604 | CR | 5354.28 | Labor | SAP
[6 empty] | 2201 | 6100160 | Security Services | A2528075 | A25280750004 | 1080001 | 201605 | CR | 2677.14 | Labor | SAP
[6 empty] | 2201 | 6100160 | Security Services | A2582282 | A25822820111 | 1080001 | 201605 | CR | 5622 | Labor | SAP
[6 empty] | 2201 | 6100160 | Security Services | A2582282 | A25822820111 | 1080001 | 201606 | CR | 6954.99 | Labor | SAP
[6 empty] | 2201 | 6100160 | Security Services | A2582282 | A25822820111 | 1080001 | 201607 | CR | 5354.28 | Labor | SAP
[6 empty] | 2201 | 6100160 | Security Services | A2582282 | A25822820111 | 1080001 | 201608 | CR | 4283.42 | Labor | SAP
[6 empty] | 2201 | 6100160 | Security Services | A2582282 | A25822820111 | 1080001 | 201609 | CR | 5783.81 | Labor | SAP
[6 empty] | 2201 | 6100160 | Security Services | A2582282 | A25822820111 | 1080001 | 201610 | CR | 5828.62 | Labor | SAP
[6 empty] | 2201 | 6100160 | Security Services | A2582282 | A25822820111 | 1080001 | 201611 | CR | 6692.86 | Labor | SAP
[6 empty] | 2201 | 6100160 | Security Services | A2582282 | A25822820111 | 1080001 | 201612 | CR | 2677.14 | Labor | SAP
[6 empty] | 2201 | 6100160 | Security Services | A2582282 | A25822820111 | 1080001 | 201701 | CR | 9403.66 | Labor | SAP
[6 empty] | 2201 | 6100160 | Security Services | A2582282 | A25822820111 | 1080001 | 201702 | CR | 7005.2 | Labor | SAP
[6 empty] | 2201 | 6100160 | Security Services | A2582282 | A25822820111 | 1080001 | 201703 | CR | 3430.42 | Labor | SAP
[6 empty] | 2201 | 6100160 | Security Services | A2582282 | A25822820111 | 1080001 | 201704 | CR | 3179.54 | Labor | SAP
[6 empty] | 2201 | 6790323 | Self Help Allocation | A2582282 | A25822820282 | 1080001 | 201705 | CR_ALLOC_IOTOPM | 1.34 | Labor | SAP
[6 empty] | 2201 | R6010010 | SLR Overtime Blended Labor | 10850-2008 | A23418730001 | 1080001 | 201207 | CR | 2337.92 | Labor | SAP
[6 empty] | 2201 | R6010010 | SLR Overtime Blended Labor | 10850-2008 | A23418740001 | 1080001 | 201207 | CR | 1669.94 | Labor | SAP
[6 empty] | 2201 | R6010010 | SLR Overtime Blended Labor | 10850-2008 | A23418740002 | 1080001 | 201207 | CR | 1419.45 | Labor | SAP
[6 empty] | 2201 | R6010010 | SLR Overtime Blended Labor | 10850-2008 | A23418790001 | 1080001 | 201207 | CR | 2755.4 | Labor | SAP
[6 empty] | 2201 | R6010010 | SLR Overtime Blended Labor | 10850-2008 | A23418740001 | 1080001 | 201208 | CR | 440.56 | Labor | SAP
[6 empty] | 2201 | R6010010 | SLR Overtime Blended Labor | 10850-2008 | A23418760001 | 1080001 | 201208 | CR | 518.31 | Labor | SAP
[6 empty] | 2201 | R6010010 | SLR Overtime Blended Labor | 10850-2008 | A23418790001 | 1080001 | 201208 | CR | 375.77 | Labor | SAP
[6 empty] | 2201 | R6010010 | SLR Overtime Blended Labor | 10850-2008 | A23418730001 | 1080001 | 201209 | CR | 4301.08 | Labor | SAP
[6 empty] | 2201 | R6010010 | SLR Overtime Blended Labor | 10850-2008 | A23418740001 | 1080001 | 201209 | CR | 400.1 | Labor | SAP
[6 empty] | 2201 | R6010010 | SLR Overtime Blended Labor | 10850-2008 | A23418750001 | 1080001 | 201209 | CR | 2700.68 | Labor | SAP
[6 empty] | 2201 | R6010010 | SLR Overtime Blended Labor | 10850-2008 | A23418760001 | 1080001 | 201209 | CR | 400.1 | Labor | SAP
[6 empty] | 2201 | R6010010 | SLR Overtime Blended Labor | 10850-2008 | A23418790001 | 1080001 | 201209 | CR | 2700.68 | Labor | SAP
[6 empty] | 2201 | R6010010 | SLR Overtime Blended Labor | 10850-2008 | A23418730001 | 1080001 | 201210 | CR | 542.41 | Labor | SAP
[6 empty] | 2201 | R6010010 | SLR Overtime Blended Labor | 10850-2008 | A23418750001 | 1080001 | 201210 | CR | 488.17 | Labor | SAP
[6 empty] | 2201 | R6010010 | SLR Overtime Blended Labor | 10850-2008 | A23418760001 | 1080001 | 201210 | CR | 307.37 | Labor | SAP
[6 empty] | 2201 | R6010010 | SLR Overtime Blended Labor | 10850-2008 | A23418790001 | 1080001 | 201210 | CR | 723.21 | Labor | SAP
[6 empty] | 2201 | R6010010 | SLR Overtime Blended Labor | 10850-2008 | A23418750001 | 1080001 | 201211 | CR | 668.31 | Labor | SAP
[6 empty] | 2201 | R6010010 | SLR Overtime Blended Labor | 10850-2008 | A23418760001 | 1080001 | 201211 | CR | 509.19 | Labor | SAP
[6 empty] | 2201 | R6010010 | SLR Overtime Blended Labor | 10850-2008 | A23418770001 | 1080001 | 201211 | CR | 588.75 | Labor | SAP
[6 empty] | 2201 | R6010010 | SLR Overtime Blended Labor | 10850-2008 | A23418790001 | 1080001 | 201211 | CR | 397.81 | Labor | SAP
[6 empty] | 2201 | R6010010 | SLR Overtime Blended Labor | 10850-2008 | A23418730001 | 1080001 | 201212 | CR | 131.47 | Labor | SAP
[6 empty] | 2201 | R6010010 | SLR Overtime Blended Labor | 10850-2008 | A23418740001 | 1080001 | 201212 | CR | 118.32 | Labor | SAP
[6 empty] | 2201 | R6010010 | SLR Overtime Blended Labor | 10850-2008 | A23418750001 | 1080001 | 201212 | CR | 65.73 | Labor | SAP
[6 empty] | 2201 | R6010010 | SLR Overtime Blended Labor | 10850-2008 | A23418760001 | 1080001 | 201212 | CR | 170.91 | Labor | SAP
[6 empty] | 2201 | R6010010 | SLR Overtime Blended Labor | 10850-2008 | A23418770001 | 1080001 | 201212 | CR | 867.69 | Labor | SAP
[6 empty] | 2201 | R6010010 | SLR Overtime Blended Labor | 10850-2008 | A23418790001 | 1080001 | 201212 | CR | 276.08 | Labor | SAP
[6 empty] | 2201 | R6010010 | SLR Overtime Blended Labor | 10850-2008 | A23418750001 | 1080001 | 201301 | CR | 158.12 | Labor | SAP
[6 empty] | 2201 | R6010010 | SLR Overtime Blended Labor | 10850-2008 | A23418760001 | 1080001 | 201301 | CR | 105.41 | Labor | SAP
[6 empty] | 2201 | R6010010 | SLR Overtime Blended Labor | 10850-2008 | A23418790001 | 1080001 | 201301 | CR | 421.65 | Labor | SAP
[6 empty] | 2201 | R6010010 | SLR Overtime Blended Labor | A2408990 | A24089900001 | 1080001 | 201301 | CR | 2055.53 | Labor | SAP
[6 empty] | 2201 | R6010010 | SLR Overtime Blended Labor | A2408990 | A24089900001 | 1080001 | 201302 | CR | 1961.09 | Labor | SAP
[6 empty] | 2201 | R6010010 | SLR Overtime Blended Labor | A2408990 | A24089900001 | 1080001 | 201303 | CR | 1070.64 | Labor | SAP
[6 empty] | 2201 | R6010010 | SLR Overtime Blended Labor | 10850-2008 | A23418770001 | 1080001 | 201305 | CR | 315.87 | Labor | SAP
[6 empty] | 2201 | R6010010 | SLR Overtime Blended Labor | A2408990 | A24089900001 | 1080001 | 201305 | CR | 500.12 | Labor | SAP
[6 empty] | 2201 | R6010010 | SLR Overtime Blended Labor | 10850-2008 | A23418770001 | 1080001 | 201306 | CR | 3546.78 | Labor | SAP
[6 empty] | 2201 | R6010010 | SLR Overtime Blended Labor | A2408990 | A24089900001 | 1080001 | 201306 | CR | 287.58 | Labor | SAP
[6 empty] | 2201 | R6010010 | SLR Overtime Blended Labor | 10850-2008 | A23418770001 | 1080001 | 201307 | CR | 1864.22 | Labor | SAP
[6 empty] | 2201 | R6010010 | SLR Overtime Blended Labor | A2408990 | A24089900001 | 1080001 | 201307 | CR | 2316.15 | Labor | SAP
[6 empty] | 2201 | R6010010 | SLR Overtime Blended Labor | 10850-2008 | A23418770001 | 1080001 | 201308 | CR | 2792.9 | Labor | SAP
[6 empty] | 2201 | R6010010 | SLR Overtime Blended Labor | A2408990 | A24089900001 | 1080001 | 201308 | CR | 1088.76 | Labor | SAP
[6 empty] | 2201 | R6010010 | SLR Overtime Blended Labor | 10850-2008 | A23418770001 | 1080001 | 201309 | CR | 3378.11 | Labor | SAP
[6 empty] | 2201 | R6010010 | SLR Overtime Blended Labor | A2408990 | A24089900001 | 1080001 | 201309 | CR | 48.96 | Labor | SAP
[6 empty] | 2201 | R6010010 | SLR Overtime Blended Labor | 10850-2008 | A23418770001 | 1080001 | 201310 | CR | 3158.26 | Labor | SAP
[6 empty] | 2201 | R6010010 | SLR Overtime Blended Labor | A2408990 | A24089900001 | 1080001 | 201310 | CR | 657.97 | Labor | SAP
[6 empty] | 2201 | R6010010 | SLR Overtime Blended Labor | 10850-2008 | A23418770001 | 1080001 | 201311 | CR | 2810.64 | Labor | SAP
[6 empty] | 2201 | R6010010 | SLR Overtime Blended Labor | A2408990 | A24089900001 | 1080001 | 201311 | CR | 259.44 | Labor | SAP
[6 empty] | 2201 | R6010010 | SLR Overtime Blended Labor | 10850-2008 | A23418770001 | 1080001 | 201312 | CR | 4322.2 | Labor | SAP
[6 empty] | 2201 | R6010010 | SLR Overtime Blended Labor | 10850-2008 | A23418770001 | 1080001 | 201401 | CR | 1036.78 | Labor | SAP
[6 empty] | 2201 | R6010010 | SLR Overtime Blended Labor | A2453296 | A24532960001 | 1080001 | 201401 | CR | 4233.5 | Labor | SAP
[6 empty] | 2201 | R6010010 | SLR Overtime Blended Labor | A2453296 | A24532960001 | 1080001 | 201402 | CR | 2600.43 | Labor | SAP
[6 empty] | 2201 | R6010010 | SLR Overtime Blended Labor | A2453296 | A24532960001 | 1080001 | 201403 | CR | 3001.77 | Labor | SAP
[6 empty] | 2201 | R6010010 | SLR Overtime Blended Labor | A2453296 | A24532960001 | 1080001 | 201404 | CR | 2133.09 | Labor | SAP
[6 empty] | 2201 | R6010010 | SLR Overtime Blended Labor | A2453296 | A24532960001 | 1080001 | 201405 | CR | 3674.43 | Labor | SAP
[6 empty] | 2201 | R6010010 | SLR Overtime Blended Labor | A2453296 | A24532960001 | 1080001 | 201406 | CR | 4965.22 | Labor | SAP
[6 empty] | 2201 | R6010010 | SLR Overtime Blended Labor | A2453296 | A24532960001 | 1080001 | 201407 | CR | 3228.39 | Labor | SAP
[6 empty] | 2201 | R6010010 | SLR Overtime Blended Labor | A2467431 | A24674310001 | 1080001 | 201407 | CR | 529.25 | Labor | SAP
[6 empty] | 2201 | R6010010 | SLR Overtime Blended Labor | A2453296 | A24532960001 | 1080001 | 201408 | CR | 2536.16 | Labor | SAP
[6 empty] | 2201 | R6010010 | SLR Overtime Blended Labor | A2467431 | A24674310001 | 1080001 | 201408 | CR | 861.34 | Labor | SAP
[6 empty] | 2201 | R6010010 | SLR Overtime Blended Labor | A2453294 | A24532940001 | 1080001 | 201409 | CR | 50.91 | Labor | SAP
[6 empty] | 2201 | R6010010 | SLR Overtime Blended Labor | A2453296 | A24532960001 | 1080001 | 201409 | CR | 3665.66 | Labor | SAP
[6 empty] | 2201 | R6010010 | SLR Overtime Blended Labor | A2467431 | A24674310001 | 1080001 | 201409 | CR | 1680.1 | Labor | SAP
[6 empty] | 2201 | R6010010 | SLR Overtime Blended Labor | A2453294 | A24532940001 | 1080001 | 201410 | CR | 1555.4 | Labor | SAP
[6 empty] | 2201 | R6010010 | SLR Overtime Blended Labor | A2453296 | A24532960001 | 1080001 | 201410 | CR | 3110.79 | Labor | SAP
[6 empty] | 2201 | R6010010 | SLR Overtime Blended Labor | A2467431 | A24674310001 | 1080001 | 201410 | CR | 1925.73 | Labor | SAP
[6 empty] | 2201 | R6010010 | SLR Overtime Blended Labor | A2453294 | A24532940001 | 1080001 | 201411 | CR | 348.29 | Labor | SAP
[6 empty] | 2201 | R6010010 | SLR Overtime Blended Labor | A2453296 | A24532960001 | 1080001 | 201411 | CR | 1741.46 | Labor | SAP
[6 empty] | 2201 | R6010010 | SLR Overtime Blended Labor | A2467431 | A24674310001 | 1080001 | 201411 | CR | 2612.18 | Labor | SAP
[6 empty] | 2201 | R6010010 | SLR Overtime Blended Labor | A2453294 | A24532940001 | 1080001 | 201412 | CR | 1006.37 | Labor | SAP
[6 empty] | 2201 | R6010010 | SLR Overtime Blended Labor | A2453296 | A24532960001 | 1080001 | 201412 | CR | 2571.84 | Labor | SAP
[6 empty] | 2201 | R6010010 | SLR Overtime Blended Labor | A2467431 | A24674310001 | 1080001 | 201412 | CR | 3690.03 | Labor | SAP
[6 empty] | 2201 | R6010010 | SLR Overtime Blended Labor | A2453296 | A24532960001 | 1080001 | 201501 | CR | 534.78 | Labor | SAP
[6 empty] | 2201 | R6010010 | SLR Overtime Blended Labor | A2467431 | A24674310001 | 1080001 | 201501 | CR | 3208.66 | Labor | SAP
[6 empty] | 2201 | R6010010 | SLR Overtime Blended Labor | A2582282 | A25822820001 | 1080001 | 201601 | CR | 347.92 | Labor | SAP
[6 empty] | 2201 | R6010010 | SLR Overtime Blended Labor | A2582286 | A25822860001 | 1080001 | 201601 | CR | 1046.81 | Labor | SAP
[6 empty] | 2201 | R6010010 | SLR Overtime Blended Labor | A2582282 | A25822820001 | 1080001 | 201602 | CR | 1830.15 | Labor | SAP
[6 empty] | 2201 | R6010010 | SLR Overtime Blended Labor | A2582286 | A25822860001 | 1080001 | 201602 | CR | 2037.49 | Labor | SAP
[6 empty] | 2201 | R6010010 | SLR Overtime Blended Labor | A2582287 | A25822870001 | 1080001 | 201602 | CR | 771.9 | Labor | SAP
[6 empty] | 2201 | R6010010 | SLR Overtime Blended Labor | A2582282 | A25822820001 | 1080001 | 201603 | CR | 658.55 | Labor | SAP
[6 empty] | 2201 | R6010010 | SLR Overtime Blended Labor | A2582286 | A25822860001 | 1080001 | 201603 | CR | 3987.9 | Labor | SAP
[6 empty] | 2201 | R6010010 | SLR Overtime Blended Labor | A2582287 | A25822870001 | 1080001 | 201603 | CR | 292.69 | Labor | SAP
[6 empty] | 2201 | R6010010 | SLR Overtime Blended Labor | A2582287 | A25822870011 | 1080001 | 201603 | CR | 278.22 | Labor | SAP
[6 empty] | 2201 | R6010010 | SLR Overtime Blended Labor | A2582286 | A25822860001 | 1080001 | 201604 | CR | 3260.11 | Labor | SAP
[6 empty] | 2201 | R6010010 | SLR Overtime Blended Labor | A2582286 | A25822860001 | 1080001 | 201605 | CR | 1142.48 | Labor | SAP
[6 empty] | 2201 | R6010010 | SLR Overtime Blended Labor | A2582282 | A25822820001 | 1080001 | 201606 | CR | 196.84 | Labor | SAP
[6 empty] | 2201 | R6010010 | SLR Overtime Blended Labor | A2582287 | A25822870001 | 1080001 | 201606 | CR | 393.67 | Labor | SAP
[6 empty] | 2201 | R6010010 | SLR Overtime Blended Labor | A2582282 | A25822820001 | 1080001 | 201607 | CR | 114.94 | Labor | SAP
[6 empty] | 2201 | R6010010 | SLR Overtime Blended Labor | A2582286 | A25822860001 | 1080001 | 201607 | CR | 459.76 | Labor | SAP
[6 empty] | 2201 | R6010010 | SLR Overtime Blended Labor | A2582287 | A25822870011 | 1080001 | 201608 | CR | 269.95 | Labor | SAP
[6 empty] | 2201 | R6010010 | SLR Overtime Blended Labor | A2582282 | A25822820001 | 1080001 | 201609 | CR | 1544.13 | Labor | SAP
[6 empty] | 2201 | R6010010 | SLR Overtime Blended Labor | A2582286 | A25822860001 | 1080001 | 201609 | CR | 869.98 | Labor | SAP
[6 empty] | 2201 | R6010010 | SLR Overtime Blended Labor | A2582287 | A25822870011 | 1080001 | 201609 | CR | 441.24 | Labor | SAP
[6 empty] | 2201 | R6010010 | SLR Overtime Blended Labor | A2585754 | A25857540001 | 1080001 | 201609 | CR | 111.3 | Labor | SAP
[6 empty] | 2201 | R6010010 | SLR Overtime Blended Labor | A2585773 | A25857730001 | 1080001 | 201609 | CR | 296.79 | Labor | SAP
[6 empty] | 2201 | R6010010 | SLR Overtime Blended Labor | A2582282 | A25822820001 | 1080001 | 201610 | CR | 2014.66 | Labor | SAP
[6 empty] | 2201 | R6010010 | SLR Overtime Blended Labor | A2582286 | A25822860001 | 1080001 | 201610 | CR | 0 | Labor | SAP
[6 empty] | 2201 | R6010010 | SLR Overtime Blended Labor | A2585754 | A25857540001 | 1080001 | 201610 | CR | 201.47 | Labor | SAP
[6 empty] | 2201 | R6010010 | SLR Overtime Blended Labor | A2582282 | A25822820001 | 1080001 | 201611 | CR | 3419.8 | Labor | SAP
[6 empty] | 2201 | R6010010 | SLR Overtime Blended Labor | A2582286 | A25822860001 | 1080001 | 201611 | CR | 1418.7 | Labor | SAP
[6 empty] | 2201 | R6010010 | SLR Overtime Blended Labor | A2582287 | A25822870011 | 1080001 | 201611 | CR | 934.46 | Labor | SAP
[6 empty] | 2201 | R6010010 | SLR Overtime Blended Labor | A2582286 | A25822860001 | 1080001 | 201612 | CR | 1275.23 | Labor | SAP
[6 empty] | 2201 | R6010010 | SLR Overtime Blended Labor | A2585754 | A25857540001 | 1080001 | 201612 | CR | 483.2 | Labor | SAP
[6 empty] | 2201 | R6010000 | SLR Straight Time Blended Labor | 10850-2008 | A23418730001 | 1080001 | 201207 | CR | 3676.74 | Labor | SAP
[6 empty] | 2201 | R6010000 | SLR Straight Time Blended Labor | 10850-2008 | A23418740001 | 1080001 | 201207 | CR | 6749.99 | Labor | SAP
[6 empty] | 2201 | R6010000 | SLR Straight Time Blended Labor | 10850-2008 | A23418750001 | 1080001 | 201207 | CR | 583.61 | Labor | SAP
[6 empty] | 2201 | R6010000 | SLR Straight Time Blended Labor | 10850-2008 | A23418760001 | 1080001 | 201207 | CR | 380.76 | Labor | SAP
[6 empty] | 2201 | R6010000 | SLR Straight Time Blended Labor | 10850-2008 | A23418770001 | 1080001 | 201207 | CR | 964.37 | Labor | SAP
[6 empty] | 2201 | R6010000 | SLR Straight Time Blended Labor | 10850-2008 | A23418790001 | 1080001 | 201207 | CR | 5213 | Labor | SAP
[6 empty] | 2201 | R6010000 | SLR Straight Time Blended Labor | 10850-2008 | A23564980001 | 1080001 | 201207 | CR | 3996.28 | Labor | SAP
[6 empty] | 2201 | R6010000 | SLR Straight Time Blended Labor | 10850-2008 | A23418730001 | 1080001 | 201208 | CR | 2362.6 | Labor | SAP
[6 empty] | 2201 | R6010000 | SLR Straight Time Blended Labor | 10850-2008 | A23418740001 | 1080001 | 201208 | CR | 11774.17 | Labor | SAP
[6 empty] | 2201 | R6010000 | SLR Straight Time Blended Labor | 10850-2008 | A23418760001 | 1080001 | 201208 | CR | 2519.7 | Labor | SAP
[6 empty] | 2201 | R6010000 | SLR Straight Time Blended Labor | 10850-2008 | A23418770001 | 1080001 | 201208 | CR | 219.52 | Labor | SAP
[6 empty] | 2201 | R6010000 | SLR Straight Time Blended Labor | 10850-2008 | A23418790001 | 1080001 | 201208 | CR | 9820.7 | Labor | SAP
[6 empty] | 2201 | R6010000 | SLR Straight Time Blended Labor | 10850-2008 | A23564980001 | 1080001 | 201208 | CR | 3157.06 | Labor | SAP
[6 empty] | 2201 | R6010000 | SLR Straight Time Blended Labor | 10850-2008 | A23418730001 | 1080001 | 201209 | CR | 5626.26 | Labor | SAP
[6 empty] | 2201 | R6010000 | SLR Straight Time Blended Labor | 10850-2008 | A23418740001 | 1080001 | 201209 | CR | 8839.3 | Labor | SAP
[6 empty] | 2201 | R6010000 | SLR Straight Time Blended Labor | 10850-2008 | A23418750001 | 1080001 | 201209 | CR | 2246.02 | Labor | SAP
[6 empty] | 2201 | R6010000 | SLR Straight Time Blended Labor | 10850-2008 | A23418760001 | 1080001 | 201209 | CR | 1637.05 | Labor | SAP
[6 empty] | 2201 | R6010000 | SLR Straight Time Blended Labor | 10850-2008 | A23418770001 | 1080001 | 201209 | CR | 310.75 | Labor | SAP
[6 empty] | 2201 | R6010000 | SLR Straight Time Blended Labor | 10850-2008 | A23418790001 | 1080001 | 201209 | CR | 7278.83 | Labor | SAP
[6 empty] | 2201 | R6010000 | SLR Straight Time Blended Labor | 10850-2008 | A23564980001 | 1080001 | 201209 | CR | 2501.99 | Labor | SAP
[6 empty] | 2201 | R6010000 | SLR Straight Time Blended Labor | 10850-2008 | A23418730001 | 1080001 | 201210 | CR | 4960.27 | Labor | SAP
[6 empty] | 2201 | R6010000 | SLR Straight Time Blended Labor | 10850-2008 | A23418740001 | 1080001 | 201210 | CR | 8506.01 | Labor | SAP
[6 empty] | 2201 | R6010000 | SLR Straight Time Blended Labor | 10850-2008 | A23418750001 | 1080001 | 201210 | CR | 3079.49 | Labor | SAP
[6 empty] | 2201 | R6010000 | SLR Straight Time Blended Labor | 10850-2008 | A23418760001 | 1080001 | 201210 | CR | 3300.31 | Labor | SAP
[6 empty] | 2201 | R6010000 | SLR Straight Time Blended Labor | 10850-2008 | A23418770001 | 1080001 | 201210 | CR | 220.82 | Labor | SAP
[6 empty] | 2201 | R6010000 | SLR Straight Time Blended Labor | 10850-2008 | A23418790001 | 1080001 | 201210 | CR | 11271.71 | Labor | SAP
[6 empty] | 2201 | R6010000 | SLR Straight Time Blended Labor | 10850-2008 | A23564980001 | 1080001 | 201210 | CR | 2760.09 | Labor | SAP
[6 empty] | 2201 | R6010000 | SLR Straight Time Blended Labor | 10850-2008 | A23418730001 | 1080001 | 201211 | CR | 6548.46 | Labor | SAP
[6 empty] | 2201 | R6010000 | SLR Straight Time Blended Labor | 10850-2008 | A23418740001 | 1080001 | 201211 | CR | 8125.23 | Labor | SAP
[6 empty] | 2201 | R6010000 | SLR Straight Time Blended Labor | 10850-2008 | A23418750001 | 1080001 | 201211 | CR | 3920.61 | Labor | SAP
[6 empty] | 2201 | R6010000 | SLR Straight Time Blended Labor | 10850-2008 | A23418760001 | 1080001 | 201211 | CR | 4994.33 | Labor | SAP
[6 empty] | 2201 | R6010000 | SLR Straight Time Blended Labor | 10850-2008 | A23418770001 | 1080001 | 201211 | CR | 1118.18 | Labor | SAP
[6 empty] | 2201 | R6010000 | SLR Straight Time Blended Labor | 10850-2008 | A23418790001 | 1080001 | 201211 | CR | 9826.65 | Labor | SAP
[6 empty] | 2201 | R6010000 | SLR Straight Time Blended Labor | 10850-2008 | A23564980001 | 1080001 | 201211 | CR | 2824.87 | Labor | SAP
[6 empty] | 2201 | R6010000 | SLR Straight Time Blended Labor | 10850-2008 | A23418730001 | 1080001 | 201212 | CR | 2013.96 | Labor | SAP
[6 empty] | 2201 | R6010000 | SLR Straight Time Blended Labor | 10850-2008 | A23418740001 | 1080001 | 201212 | CR | 14146.24 | Labor | SAP
[6 empty] | 2201 | R6010000 | SLR Straight Time Blended Labor | 10850-2008 | A23418750001 | 1080001 | 201212 | CR | 2702.81 | Labor | SAP
[6 empty] | 2201 | R6010000 | SLR Straight Time Blended Labor | 10850-2008 | A23418760001 | 1080001 | 201212 | CR | 2909.81 | Labor | SAP
[6 empty] | 2201 | R6010000 | SLR Straight Time Blended Labor | 10850-2008 | A23418770001 | 1080001 | 201212 | CR | 1162.52 | Labor | SAP
[6 empty] | 2201 | R6010000 | SLR Straight Time Blended Labor | 10850-2008 | A23418790001 | 1080001 | 201212 | CR | 10969.25 | Labor | SAP
[6 empty] | 2201 | R6010000 | SLR Straight Time Blended Labor | 10850-2008 | A23564980001 | 1080001 | 201212 | CR | 3513.87 | Labor | SAP
[6 empty] | 2201 | R6010000 | SLR Straight Time Blended Labor | 10850-2008 | A23418740001 | 1080001 | 201301 | CR | 15919.68 | Labor | SAP
[6 empty] | 2201 | R6010000 | SLR Straight Time Blended Labor | 10850-2008 | A23418750001 | 1080001 | 201301 | CR | 1942.22 | Labor | SAP
[6 empty] | 2201 | R6010000 | SLR Straight Time Blended Labor | 10850-2008 | A23418760001 | 1080001 | 201301 | CR | 2759.93 | Labor | SAP
[6 empty] | 2201 | R6010000 | SLR Straight Time Blended Labor | 10850-2008 | A23418770001 | 1080001 | 201301 | CR | 4088.56 | Labor | SAP
[6 empty] | 2201 | R6010000 | SLR Straight Time Blended Labor | 10850-2008 | A23418780001 | 1080001 | 201301 | CR | 1226.57 | Labor | SAP
[6 empty] | 2201 | R6010000 | SLR Straight Time Blended Labor | 10850-2008 | A23418790001 | 1080001 | 201301 | CR | 6457.11 | Labor | SAP
[6 empty] | 2201 | R6010000 | SLR Straight Time Blended Labor | 10850-2008 | A23564980001 | 1080001 | 201301 | CR | 1546.97 | Labor | SAP
[6 empty] | 2201 | R6010000 | SLR Straight Time Blended Labor | A2408990 | A24089900001 | 1080001 | 201301 | CR | 12758.82 | Labor | SAP
[6 empty] | 2201 | R6010000 | SLR Straight Time Blended Labor | 10850-2008 | A23418740001 | 1080001 | 201302 | CR | 6733.28 | Labor | SAP
[6 empty] | 2201 | R6010000 | SLR Straight Time Blended Labor | 10850-2008 | A23418790001 | 1080001 | 201302 | CR | 4889.86 | Labor | SAP
[6 empty] | 2201 | R6010000 | SLR Straight Time Blended Labor | 10850-2008 | A23564980001 | 1080001 | 201302 | CR | 920.7 | Labor | SAP
[6 empty] | 2201 | R6010000 | SLR Straight Time Blended Labor | A2408990 | A24089900001 | 1080001 | 201302 | CR | 10908.65 | Labor | SAP
[6 empty] | 2201 | R6010000 | SLR Straight Time Blended Labor | 10850-2008 | A23418740001 | 1080001 | 201303 | CR | 10700.84 | Labor | SAP
[6 empty] | 2201 | R6010000 | SLR Straight Time Blended Labor | 10850-2008 | A23418790001 | 1080001 | 201303 | CR | 3768.24 | Labor | SAP
[6 empty] | 2201 | R6010000 | SLR Straight Time Blended Labor | 10850-2008 | A23564980001 | 1080001 | 201303 | CR | 803.04 | Labor | SAP
[6 empty] | 2201 | R6010000 | SLR Straight Time Blended Labor | A2408990 | A24089900001 | 1080001 | 201303 | CR | 6135.1 | Labor | SAP
[6 empty] | 2201 | R6010000 | SLR Straight Time Blended Labor | 10850-2008 | A23418740001 | 1080001 | 201304 | CR | 10354.04 | Labor | SAP
[6 empty] | 2201 | R6010000 | SLR Straight Time Blended Labor | 10850-2008 | A23418770001 | 1080001 | 201304 | CR | 527.06 | Labor | SAP
[6 empty] | 2201 | R6010000 | SLR Straight Time Blended Labor | 10850-2008 | A23418790001 | 1080001 | 201304 | CR | 3711.9 | Labor | SAP
[6 empty] | 2201 | R6010000 | SLR Straight Time Blended Labor | 10850-2008 | A23564980001 | 1080001 | 201304 | CR | 1312.72 | Labor | SAP
[6 empty] | 2201 | R6010000 | SLR Straight Time Blended Labor | A2408990 | A24089900001 | 1080001 | 201304 | CR | 6406.95 | Labor | SAP
[6 empty] | 2201 | R6010000 | SLR Straight Time Blended Labor | 10850-2008 | A23418740001 | 1080001 | 201305 | CR | 6915.08 | Labor | SAP
[6 empty] | 2201 | R6010000 | SLR Straight Time Blended Labor | 10850-2008 | A23418750001 | 1080001 | 201305 | CR | 1964.52 | Labor | SAP
[6 empty] | 2201 | R6010000 | SLR Straight Time Blended Labor | 10850-2008 | A23418770001 | 1080001 | 201305 | CR | 4154.16 | Labor | SAP
[6 empty] | 2201 | R6010000 | SLR Straight Time Blended Labor | 10850-2008 | A23418790001 | 1080001 | 201305 | CR | 1889.96 | Labor | SAP
[6 empty] | 2201 | R6010000 | SLR Straight Time Blended Labor | 10850-2008 | A23564980001 | 1080001 | 201305 | CR | 553.2 | Labor | SAP
[6 empty] | 2201 | R6010000 | SLR Straight Time Blended Labor | A2408990 | A24089900001 | 1080001 | 201305 | CR | 13153.23 | Labor | SAP
[6 empty] | 2201 | R6010000 | SLR Straight Time Blended Labor | A2431955 | A24319550001 | 1080001 | 201305 | CR | 276.6 | Labor | SAP
[6 empty] | 2201 | R6010000 | SLR Straight Time Blended Labor | 10850-2008 | A23418740001 | 1080001 | 201306 | CR | 5352.18 | Labor | SAP
[6 empty] | 2201 | R6010000 | SLR Straight Time Blended Labor | 10850-2008 | A23418770001 | 1080001 | 201306 | CR | 10337.02 | Labor | SAP
[6 empty] | 2201 | R6010000 | SLR Straight Time Blended Labor | 10850-2008 | A23418780001 | 1080001 | 201306 | CR | 603.81 | Labor | SAP
[6 empty] | 2201 | R6010000 | SLR Straight Time Blended Labor | 10850-2008 | A23418790001 | 1080001 | 201306 | CR | 770.98 | Labor | SAP
[6 empty] | 2201 | R6010000 | SLR Straight Time Blended Labor | A2408990 | A24089900001 | 1080001 | 201306 | CR | 6668.07 | Labor | SAP
[6 empty] | 2201 | R6010000 | SLR Straight Time Blended Labor | A2431955 | A24319550001 | 1080001 | 201306 | CR | 1516.49 | Labor | SAP
[6 empty] | 2201 | R6010000 | SLR Straight Time Blended Labor | 10850-2008 | A23418740001 | 1080001 | 201307 | CR | 4855.7 | Labor | SAP
[6 empty] | 2201 | R6010000 | SLR Straight Time Blended Labor | 10850-2008 | A23418770001 | 1080001 | 201307 | CR | 9799.08 | Labor | SAP
[6 empty] | 2201 | R6010000 | SLR Straight Time Blended Labor | A2408990 | A24089900001 | 1080001 | 201307 | CR | 8254.89 | Labor | SAP
[6 empty] | 2201 | R6010000 | SLR Straight Time Blended Labor | A2431955 | A24319550001 | 1080001 | 201307 | CR | 1878.69 | Labor | SAP
[6 empty] | 2201 | R6010000 | SLR Straight Time Blended Labor | 10850-2008 | A23418740001 | 1080001 | 201308 | CR | 6910.86 | Labor | SAP
[6 empty] | 2201 | R6010000 | SLR Straight Time Blended Labor | 10850-2008 | A23418750001 | 1080001 | 201308 | CR | 403.23 | Labor | SAP
[6 empty] | 2201 | R6010000 | SLR Straight Time Blended Labor | 10850-2008 | A23418770001 | 1080001 | 201308 | CR | 6032.3 | Labor | SAP
[6 empty] | 2201 | R6010000 | SLR Straight Time Blended Labor | A2408990 | A24089900001 | 1080001 | 201308 | CR | 4650.42 | Labor | SAP
[6 empty] | 2201 | R6010000 | SLR Straight Time Blended Labor | A2431955 | A24319550001 | 1080001 | 201308 | CR | 2255.29 | Labor | SAP
[6 empty] | 2201 | R6010000 | SLR Straight Time Blended Labor | 10850-2008 | A23418740001 | 1080001 | 201309 | CR | 7062.02 | Labor | SAP
[6 empty] | 2201 | R6010000 | SLR Straight Time Blended Labor | 10850-2008 | A23418770001 | 1080001 | 201309 | CR | 8623.95 | Labor | SAP
[6 empty] | 2201 | R6010000 | SLR Straight Time Blended Labor | A2408990 | A24089900001 | 1080001 | 201309 | CR | 5356.35 | Labor | SAP
[6 empty] | 2201 | R6010000 | SLR Straight Time Blended Labor | A2431955 | A24319550001 | 1080001 | 201309 | CR | 2388.96 | Labor | SAP
[6 empty] | 2201 | R6010000 | SLR Straight Time Blended Labor | 10850-2008 | A23418740001 | 1080001 | 201310 | CR | 1402.96 | Labor | SAP
[6 empty] | 2201 | R6010000 | SLR Straight Time Blended Labor | 10850-2008 | A23418770001 | 1080001 | 201310 | CR | 13843.82 | Labor | SAP
[6 empty] | 2201 | R6010000 | SLR Straight Time Blended Labor | A2408990 | A24089900001 | 1080001 | 201310 | CR | 5489.81 | Labor | SAP
[6 empty] | 2201 | R6010000 | SLR Straight Time Blended Labor | A2431955 | A24319550001 | 1080001 | 201310 | CR | 2551.8 | Labor | SAP
[6 empty] | 2201 | R6010000 | SLR Straight Time Blended Labor | 10850-2008 | A23418750001 | 1080001 | 201311 | CR | 683.15 | Labor | SAP
[6 empty] | 2201 | R6010000 | SLR Straight Time Blended Labor | 10850-2008 | A23418770001 | 1080001 | 201311 | CR | 13206.31 | Labor | SAP
[6 empty] | 2201 | R6010000 | SLR Straight Time Blended Labor | A2408990 | A24089900001 | 1080001 | 201311 | CR | 3802.54 | Labor | SAP
[6 empty] | 2201 | R6010000 | SLR Straight Time Blended Labor | A2431955 | A24319550001 | 1080001 | 201311 | CR | 2771.4 | Labor | SAP
[6 empty] | 2201 | R6010000 | SLR Straight Time Blended Labor | 10850-2008 | A23418750001 | 1080001 | 201312 | CR | 1836.16 | Labor | SAP
[6 empty] | 2201 | R6010000 | SLR Straight Time Blended Labor | 10850-2008 | A23418770001 | 1080001 | 201312 | CR | 14361.47 | Labor | SAP
[6 empty] | 2201 | R6010000 | SLR Straight Time Blended Labor | A2408990 | A24089900001 | 1080001 | 201312 | CR | 5455.23 | Labor | SAP
[6 empty] | 2201 | R6010000 | SLR Straight Time Blended Labor | A2431955 | A24319550001 | 1080001 | 201312 | CR | 3386.19 | Labor | SAP
[6 empty] | 2201 | R6010000 | SLR Straight Time Blended Labor | 10850-2008 | A23418770001 | 1080001 | 201401 | CR | 9658.5 | Labor | SAP
[6 empty] | 2201 | R6010000 | SLR Straight Time Blended Labor | A2408990 | A24089900001 | 1080001 | 201401 | CR | 1583.12 | Labor | SAP
[6 empty] | 2201 | R6010000 | SLR Straight Time Blended Labor | A2431955 | A24319550001 | 1080001 | 201401 | CR | 1680.25 | Labor | SAP
[6 empty] | 2201 | R6010000 | SLR Straight Time Blended Labor | A2453294 | A24532940001 | 1080001 | 201401 | CR | 6448.76 | Labor | SAP
[6 empty] | 2201 | R6010000 | SLR Straight Time Blended Labor | A2453296 | A24532960001 | 1080001 | 201401 | CR | 4989.47 | Labor | SAP
[6 empty] | 2201 | R6010000 | SLR Straight Time Blended Labor | 10850-2008 | A23418770001 | 1080001 | 201402 | CR | 6783.54 | Labor | SAP
[6 empty] | 2201 | R6010000 | SLR Straight Time Blended Labor | A2431955 | A24319550001 | 1080001 | 201402 | CR | 1482.68 | Labor | SAP
[6 empty] | 2201 | R6010000 | SLR Straight Time Blended Labor | A2453294 | A24532940001 | 1080001 | 201402 | CR | 5153.42 | Labor | SAP
[6 empty] | 2201 | R6010000 | SLR Straight Time Blended Labor | A2453296 | A24532960001 | 1080001 | 201402 | CR | 3855.31 | Labor | SAP
[6 empty] | 2201 | R6010000 | SLR Straight Time Blended Labor | 10850-2008 | A23418770001 | 1080001 | 201403 | CR | 7413.42 | Labor | SAP
[6 empty] | 2201 | R6010000 | SLR Straight Time Blended Labor | A2431955 | A24319550001 | 1080001 | 201403 | CR | 4276.87 | Labor | SAP
[6 empty] | 2201 | R6010000 | SLR Straight Time Blended Labor | A2453294 | A24532940001 | 1080001 | 201403 | CR | 6248.03 | Labor | SAP
[6 empty] | 2201 | R6010000 | SLR Straight Time Blended Labor | A2453296 | A24532960001 | 1080001 | 201403 | CR | 5511.47 | Labor | SAP
[6 empty] | 2201 | R6010000 | SLR Straight Time Blended Labor | A2467431 | A24674310001 | 1080001 | 201403 | CR | 868.35 | Labor | SAP
[6 empty] | 2201 | R6010000 | SLR Straight Time Blended Labor | 10850-2008 | A23418770001 | 1080001 | 201404 | CR | 5981.82 | Labor | SAP
[6 empty] | 2201 | R6010000 | SLR Straight Time Blended Labor | A2431955 | A24319550001 | 1080001 | 201404 | CR | 3896.34 | Labor | SAP
[6 empty] | 2201 | R6010000 | SLR Straight Time Blended Labor | A2453294 | A24532940001 | 1080001 | 201404 | CR | 11590.62 | Labor | SAP
[6 empty] | 2201 | R6010000 | SLR Straight Time Blended Labor | A2453296 | A24532960001 | 1080001 | 201404 | CR | 5431.54 | Labor | SAP
[6 empty] | 2201 | R6010000 | SLR Straight Time Blended Labor | 10850-2008 | A23418770001 | 1080001 | 201405 | CR | 6705.29 | Labor | SAP
[6 empty] | 2201 | R6010000 | SLR Straight Time Blended Labor | A2431955 | A24319550001 | 1080001 | 201405 | CR | 3341.81 | Labor | SAP
[6 empty] | 2201 | R6010000 | SLR Straight Time Blended Labor | A2453294 | A24532940001 | 1080001 | 201405 | CR | 10456.26 | Labor | SAP
[6 empty] | 2201 | R6010000 | SLR Straight Time Blended Labor | A2453296 | A24532960001 | 1080001 | 201405 | CR | 5568.56 | Labor | SAP
[6 empty] | 2201 | R6010000 | SLR Straight Time Blended Labor | A2467431 | A24674310001 | 1080001 | 201405 | CR | 3273.01 | Labor | SAP
[6 empty] | 2201 | R6010000 | SLR Straight Time Blended Labor | 10850-2008 | A23418750001 | 1080001 | 201406 | CR | 1457.71 | Labor | SAP
[6 empty] | 2201 | R6010000 | SLR Straight Time Blended Labor | 10850-2008 | A23418770001 | 1080001 | 201406 | CR | 5898.53 | Labor | SAP
[6 empty] | 2201 | R6010000 | SLR Straight Time Blended Labor | A2431955 | A24319550001 | 1080001 | 201406 | CR | 4045.67 | Labor | SAP
[6 empty] | 2201 | R6010000 | SLR Straight Time Blended Labor | A2453294 | A24532940001 | 1080001 | 201406 | CR | 10619.49 | Labor | SAP
[6 empty] | 2201 | R6010000 | SLR Straight Time Blended Labor | A2453296 | A24532960001 | 1080001 | 201406 | CR | 8563.72 | Labor | SAP
[6 empty] | 2201 | R6010000 | SLR Straight Time Blended Labor | A2467431 | A24674310001 | 1080001 | 201406 | CR | 4859.12 | Labor | SAP
[6 empty] | 2201 | R6010000 | SLR Straight Time Blended Labor | 10850-2008 | A23418750001 | 1080001 | 201407 | CR | 4771.7 | Labor | SAP
[6 empty] | 2201 | R6010000 | SLR Straight Time Blended Labor | 10850-2008 | A23418770001 | 1080001 | 201407 | CR | 6229.94 | Labor | SAP
[6 empty] | 2201 | R6010000 | SLR Straight Time Blended Labor | A2431955 | A24319550001 | 1080001 | 201407 | CR | 4033.15 | Labor | SAP
[6 empty] | 2201 | R6010000 | SLR Straight Time Blended Labor | A2453294 | A24532940001 | 1080001 | 201407 | CR | 11337.23 | Labor | SAP
[6 empty] | 2201 | R6010000 | SLR Straight Time Blended Labor | A2453296 | A24532960001 | 1080001 | 201407 | CR | 9055.23 | Labor | SAP
[6 empty] | 2201 | R6010000 | SLR Straight Time Blended Labor | A2467431 | A24674310001 | 1080001 | 201407 | CR | 4685.96 | Labor | SAP
[6 empty] | 2201 | R6010000 | SLR Straight Time Blended Labor | 10850-2008 | A23418750001 | 1080001 | 201408 | CR | 5354.06 | Labor | SAP
[6 empty] | 2201 | R6010000 | SLR Straight Time Blended Labor | 10850-2008 | A23418770001 | 1080001 | 201408 | CR | 6754.95 | Labor | SAP
[6 empty] | 2201 | R6010000 | SLR Straight Time Blended Labor | A2431955 | A24319550001 | 1080001 | 201408 | CR | 4084.43 | Labor | SAP
[6 empty] | 2201 | R6010000 | SLR Straight Time Blended Labor | A2453294 | A24532940001 | 1080001 | 201408 | CR | 11732.36 | Labor | SAP
[6 empty] | 2201 | R6010000 | SLR Straight Time Blended Labor | A2453296 | A24532960001 | 1080001 | 201408 | CR | 5751.11 | Labor | SAP
[6 empty] | 2201 | R6010000 | SLR Straight Time Blended Labor | A2467431 | A24674310001 | 1080001 | 201408 | CR | 8724.06 | Labor | SAP
[6 empty] | 2201 | R6010000 | SLR Straight Time Blended Labor | 10850-2008 | A23418750001 | 1080001 | 201409 | CR | 3495.38 | Labor | SAP
[6 empty] | 2201 | R6010000 | SLR Straight Time Blended Labor | 10850-2008 | A23418770001 | 1080001 | 201409 | CR | 6683.18 | Labor | SAP
[6 empty] | 2201 | R6010000 | SLR Straight Time Blended Labor | A2431955 | A24319550001 | 1080001 | 201409 | CR | 4829.14 | Labor | SAP
[6 empty] | 2201 | R6010000 | SLR Straight Time Blended Labor | A2453294 | A24532940001 | 1080001 | 201409 | CR | 12210.21 | Labor | SAP
[6 empty] | 2201 | R6010000 | SLR Straight Time Blended Labor | A2453296 | A24532960001 | 1080001 | 201409 | CR | 8172.09 | Labor | SAP
[6 empty] | 2201 | R6010000 | SLR Straight Time Blended Labor | A2467431 | A24674310001 | 1080001 | 201409 | CR | 6058.16 | Labor | SAP
[6 empty] | 2201 | R6010000 | SLR Straight Time Blended Labor | 10850-2008 | A23418750001 | 1080001 | 201410 | CR | 4750.42 | Labor | SAP
[6 empty] | 2201 | R6010000 | SLR Straight Time Blended Labor | 10850-2008 | A23418770001 | 1080001 | 201410 | CR | 8521.49 | Labor | SAP
[6 empty] | 2201 | R6010000 | SLR Straight Time Blended Labor | A2431955 | A24319550001 | 1080001 | 201410 | CR | 6477.99 | Labor | SAP
[6 empty] | 2201 | R6010000 | SLR Straight Time Blended Labor | A2453294 | A24532940001 | 1080001 | 201410 | CR | 14581.3 | Labor | SAP
[6 empty] | 2201 | R6010000 | SLR Straight Time Blended Labor | A2453294 | A24532940002 | 1080001 | 201410 | CR | 53.89 | Labor | SAP
[6 empty] | 2201 | R6010000 | SLR Straight Time Blended Labor | A2453296 | A24532960001 | 1080001 | 201410 | CR | 10216.41 | Labor | SAP
[6 empty] | 2201 | R6010000 | SLR Straight Time Blended Labor | A2467431 | A24674310001 | 1080001 | 201410 | CR | 9595.77 | Labor | SAP
[6 empty] | 2201 | R6010000 | SLR Straight Time Blended Labor | 10850-2008 | A23418750001 | 1080001 | 201411 | CR | 3468.74 | Labor | SAP
[6 empty] | 2201 | R6010000 | SLR Straight Time Blended Labor | 10850-2008 | A23418770001 | 1080001 | 201411 | CR | 6748.98 | Labor | SAP
[6 empty] | 2201 | R6010000 | SLR Straight Time Blended Labor | A2431955 | A24319550001 | 1080001 | 201411 | CR | 5000.9 | Labor | SAP
[6 empty] | 2201 | R6010000 | SLR Straight Time Blended Labor | A2453294 | A24532940001 | 1080001 | 201411 | CR | 11887.67 | Labor | SAP
[6 empty] | 2201 | R6010000 | SLR Straight Time Blended Labor | A2453296 | A24532960001 | 1080001 | 201411 | CR | 7419.19 | Labor | SAP
[6 empty] | 2201 | R6010000 | SLR Straight Time Blended Labor | A2467431 | A24674310001 | 1080001 | 201411 | CR | 5614.43 | Labor | SAP
[6 empty] | 2201 | R6010000 | SLR Straight Time Blended Labor | 10850-2008 | A23418750001 | 1080001 | 201412 | CR | 4513.58 | Labor | SAP
[6 empty] | 2201 | R6010000 | SLR Straight Time Blended Labor | 10850-2008 | A23418770001 | 1080001 | 201412 | CR | 7023.58 | Labor | SAP
[6 empty] | 2201 | R6010000 | SLR Straight Time Blended Labor | A2431955 | A24319550001 | 1080001 | 201412 | CR | 5389.11 | Labor | SAP
[6 empty] | 2201 | R6010000 | SLR Straight Time Blended Labor | A2453294 | A24532940001 | 1080001 | 201412 | CR | 9660.55 | Labor | SAP
[6 empty] | 2201 | R6010000 | SLR Straight Time Blended Labor | A2453296 | A24532960001 | 1080001 | 201412 | CR | 9531.22 | Labor | SAP
[6 empty] | 2201 | R6010000 | SLR Straight Time Blended Labor | A2467431 | A24674310001 | 1080001 | 201412 | CR | 5006.05 | Labor | SAP
[6 empty] | 2201 | R6010000 | SLR Straight Time Blended Labor | 10850-2008 | A23418750001 | 1080001 | 201501 | CR | 5163.36 | Labor | SAP
[6 empty] | 2201 | R6010000 | SLR Straight Time Blended Labor | 10850-2008 | A23418770001 | 1080001 | 201501 | CR | 3136.7 | Labor | SAP
[6 empty] | 2201 | R6010000 | SLR Straight Time Blended Labor | A2431955 | A24319550001 | 1080001 | 201501 | CR | 4453.36 | Labor | SAP
[6 empty] | 2201 | R6010000 | SLR Straight Time Blended Labor | A2453294 | A24532940001 | 1080001 | 201501 | CR | 6042.07 | Labor | SAP
[6 empty] | 2201 | R6010000 | SLR Straight Time Blended Labor | A2453296 | A24532960001 | 1080001 | 201501 | CR | 7222.61 | Labor | SAP
[6 empty] | 2201 | R6010000 | SLR Straight Time Blended Labor | A2467431 | A24674310001 | 1080001 | 201501 | CR | 3395.07 | Labor | SAP
[6 empty] | 2201 | R6010000 | SLR Straight Time Blended Labor | 10850-2008 | A23418750001 | 1080001 | 201502 | CR | 443.67 | Labor | SAP
[6 empty] | 2201 | R6010000 | SLR Straight Time Blended Labor | A2431955 | A24319550001 | 1080001 | 201502 | CR | 3295.15 | Labor | SAP
[6 empty] | 2201 | R6010000 | SLR Straight Time Blended Labor | A2453294 | A24532940001 | 1080001 | 201502 | CR | 2134.66 | Labor | SAP
[6 empty] | 2201 | R6010000 | SLR Straight Time Blended Labor | A2453296 | A24532960001 | 1080001 | 201502 | CR | 630.25 | Labor | SAP
[6 empty] | 2201 | R6010000 | SLR Straight Time Blended Labor | A2467431 | A24674310001 | 1080001 | 201502 | CR | 631.88 | Labor | SAP
[6 empty] | 2201 | R6010000 | SLR Straight Time Blended Labor | A2528073 | A25280730002 | 1080001 | 201502 | CR | 273.38 | Labor | SAP
[6 empty] | 2201 | R6010000 | SLR Straight Time Blended Labor | 10850-2008 | A23418750001 | 1080001 | 201503 | CR | 3221.75 | Labor | SAP
[6 empty] | 2201 | R6010000 | SLR Straight Time Blended Labor | A2431955 | A24319550001 | 1080001 | 201503 | CR | 5698.02 | Labor | SAP
[6 empty] | 2201 | R6010000 | SLR Straight Time Blended Labor | A2453294 | A24532940001 | 1080001 | 201503 | CR | 3130.45 | Labor | SAP
[6 empty] | 2201 | R6010000 | SLR Straight Time Blended Labor | A2467431 | A24674310001 | 1080001 | 201503 | CR | 2164.58 | Labor | SAP
[6 empty] | 2201 | R6010000 | SLR Straight Time Blended Labor | A2528073 | A25280730002 | 1080001 | 201503 | CR | 355.43 | Labor | SAP
[6 empty] | 2201 | R6010000 | SLR Straight Time Blended Labor | 10850-2008 | A23418750001 | 1080001 | 201504 | CR | 284.46 | Labor | SAP
[6 empty] | 2201 | R6010000 | SLR Straight Time Blended Labor | A2431955 | A24319550001 | 1080001 | 201504 | CR | 5003.42 | Labor | SAP
[6 empty] | 2201 | R6010000 | SLR Straight Time Blended Labor | A2453294 | A24532940001 | 1080001 | 201504 | CR | 2468.45 | Labor | SAP
[6 empty] | 2201 | R6010000 | SLR Straight Time Blended Labor | A2467431 | A24674310001 | 1080001 | 201504 | CR | 2825.09 | Labor | SAP
[6 empty] | 2201 | R6010000 | SLR Straight Time Blended Labor | 10850-2008 | A23418750001 | 1080001 | 201505 | CR | 1935.14 | Labor | SAP
[6 empty] | 2201 | R6010000 | SLR Straight Time Blended Labor | A2431955 | A24319550001 | 1080001 | 201505 | CR | 4419.44 | Labor | SAP
[6 empty] | 2201 | R6010000 | SLR Straight Time Blended Labor | A2453294 | A24532940001 | 1080001 | 201505 | CR | 4887.04 | Labor | SAP
[6 empty] | 2201 | R6010000 | SLR Straight Time Blended Labor | A2467431 | A24674310001 | 1080001 | 201505 | CR | 3847.47 | Labor | SAP
[6 empty] | 2201 | R6010000 | SLR Straight Time Blended Labor | A2431955 | A24319550001 | 1080001 | 201506 | CR | 3486.9 | Labor | SAP
[6 empty] | 2201 | R6010000 | SLR Straight Time Blended Labor | A2453294 | A24532940001 | 1080001 | 201506 | CR | 4423.65 | Labor | SAP
[6 empty] | 2201 | R6010000 | SLR Straight Time Blended Labor | A2467431 | A24674310001 | 1080001 | 201506 | CR | 3133.83 | Labor | SAP
[6 empty] | 2201 | R6010000 | SLR Straight Time Blended Labor | 10850-2008 | A23418750001 | 1080001 | 201507 | CR | 585.89 | Labor | SAP
[6 empty] | 2201 | R6010000 | SLR Straight Time Blended Labor | A2431955 | A24319550001 | 1080001 | 201507 | CR | 3951.11 | Labor | SAP
[6 empty] | 2201 | R6010000 | SLR Straight Time Blended Labor | A2453294 | A24532940001 | 1080001 | 201507 | CR | 5008.09 | Labor | SAP
[6 empty] | 2201 | R6010000 | SLR Straight Time Blended Labor | A2467431 | A24674310001 | 1080001 | 201507 | CR | 4346.05 | Labor | SAP
[6 empty] | 2201 | R6010000 | SLR Straight Time Blended Labor | A2431955 | A24319550001 | 1080001 | 201508 | CR | 6714.6 | Labor | SAP
[6 empty] | 2201 | R6010000 | SLR Straight Time Blended Labor | A2453294 | A24532940001 | 1080001 | 201508 | CR | 4719.89 | Labor | SAP
[6 empty] | 2201 | R6010000 | SLR Straight Time Blended Labor | A2467431 | A24674310001 | 1080001 | 201508 | CR | 4969.49 | Labor | SAP
[6 empty] | 2201 | R6010000 | SLR Straight Time Blended Labor | A2431955 | A24319550001 | 1080001 | 201509 | CR | 6474.68 | Labor | SAP
[6 empty] | 2201 | R6010000 | SLR Straight Time Blended Labor | A2453294 | A24532940001 | 1080001 | 201509 | CR | 3058.38 | Labor | SAP
[6 empty] | 2201 | R6010000 | SLR Straight Time Blended Labor | A2467431 | A24674310001 | 1080001 | 201509 | CR | 5560.97 | Labor | SAP
[6 empty] | 2201 | R6010000 | SLR Straight Time Blended Labor | A2431955 | A24319550001 | 1080001 | 201510 | CR | 3796.56 | Labor | SAP
[6 empty] | 2201 | R6010000 | SLR Straight Time Blended Labor | A2453294 | A24532940001 | 1080001 | 201510 | CR | 2841.92 | Labor | SAP
[6 empty] | 2201 | R6010000 | SLR Straight Time Blended Labor | A2467431 | A24674310001 | 1080001 | 201510 | CR | 5776.62 | Labor | SAP
[6 empty] | 2201 | R6010000 | SLR Straight Time Blended Labor | A2431955 | A24319550001 | 1080001 | 201511 | CR | 4477.16 | Labor | SAP
[6 empty] | 2201 | R6010000 | SLR Straight Time Blended Labor | A2431955 | A24319550001 | 1080001 | 201512 | CR | 3217.37 | Labor | SAP
[6 empty] | 2201 | R6010000 | SLR Straight Time Blended Labor | A2431955 | A24319550001 | 1080001 | 201601 | CR | 4911.69 | Labor | SAP
[6 empty] | 2201 | R6010000 | SLR Straight Time Blended Labor | A2582282 | A25822820001 | 1080001 | 201601 | CR | 7113.66 | Labor | SAP
[6 empty] | 2201 | R6010000 | SLR Straight Time Blended Labor | A2582282 | A25822820024 | 1080001 | 201601 | CR | 534.29 | Labor | SAP
[6 empty] | 2201 | R6010000 | SLR Straight Time Blended Labor | A2582286 | A25822860001 | 1080001 | 201601 | CR | 7274.72 | Labor | SAP
[6 empty] | 2201 | R6010000 | SLR Straight Time Blended Labor | A2582287 | A25822870001 | 1080001 | 201601 | CR | 4704.48 | Labor | SAP
[6 empty] | 2201 | R6010000 | SLR Straight Time Blended Labor | A2431955 | A24319550001 | 1080001 | 201602 | CR | 11451.22 | Labor | SAP
[6 empty] | 2201 | R6010000 | SLR Straight Time Blended Labor | A2582282 | A25822820001 | 1080001 | 201602 | CR | 31464.07 | Labor | SAP
[6 empty] | 2201 | R6010000 | SLR Straight Time Blended Labor | A2582286 | A25822860001 | 1080001 | 201602 | CR | 12514.87 | Labor | SAP
[6 empty] | 2201 | R6010000 | SLR Straight Time Blended Labor | A2582287 | A25822870001 | 1080001 | 201602 | CR | 5545.08 | Labor | SAP
[6 empty] | 2201 | R6010000 | SLR Straight Time Blended Labor | A2582287 | A25822870011 | 1080001 | 201602 | CR | 4907.85 | Labor | SAP
[6 empty] | 2201 | R6010000 | SLR Straight Time Blended Labor | A2585754 | A25857540001 | 1080001 | 201602 | CR | 533.17 | Labor | SAP
[6 empty] | 2201 | R6010000 | SLR Straight Time Blended Labor | A2585773 | A25857730001 | 1080001 | 201602 | CR | 799.75 | Labor | SAP
[6 empty] | 2201 | R6010000 | SLR Straight Time Blended Labor | A2431955 | A24319550001 | 1080001 | 201603 | CR | 13750.8 | Labor | SAP
[6 empty] | 2201 | R6010000 | SLR Straight Time Blended Labor | A2582282 | A25822820001 | 1080001 | 201603 | CR | 20054.92 | Labor | SAP
[6 empty] | 2201 | R6010000 | SLR Straight Time Blended Labor | A2582286 | A25822860001 | 1080001 | 201603 | CR | 9585.17 | Labor | SAP
[6 empty] | 2201 | R6010000 | SLR Straight Time Blended Labor | A2582287 | A25822870001 | 1080001 | 201603 | CR | 6334.69 | Labor | SAP
[6 empty] | 2201 | R6010000 | SLR Straight Time Blended Labor | A2582287 | A25822870011 | 1080001 | 201603 | CR | 4107.23 | Labor | SAP
[6 empty] | 2201 | R6010000 | SLR Straight Time Blended Labor | A2585754 | A25857540001 | 1080001 | 201603 | CR | 660.47 | Labor | SAP
[6 empty] | 2201 | R6010000 | SLR Straight Time Blended Labor | A2585773 | A25857730001 | 1080001 | 201603 | CR | 1171.46 | Labor | SAP
[6 empty] | 2201 | R6010000 | SLR Straight Time Blended Labor | A2431955 | A24319550001 | 1080001 | 201604 | CR | 11408.95 | Labor | SAP
[6 empty] | 2201 | R6010000 | SLR Straight Time Blended Labor | A2582282 | A25822820001 | 1080001 | 201604 | CR | 19132.46 | Labor | SAP
[6 empty] | 2201 | R6010000 | SLR Straight Time Blended Labor | A2582286 | A25822860001 | 1080001 | 201604 | CR | 10575.98 | Labor | SAP
[6 empty] | 2201 | R6010000 | SLR Straight Time Blended Labor | A2582287 | A25822870001 | 1080001 | 201604 | CR | 4324.15 | Labor | SAP
[6 empty] | 2201 | R6010000 | SLR Straight Time Blended Labor | A2582287 | A25822870011 | 1080001 | 201604 | CR | 4457.32 | Labor | SAP
[6 empty] | 2201 | R6010000 | SLR Straight Time Blended Labor | A2585754 | A25857540001 | 1080001 | 201604 | CR | 1730.26 | Labor | SAP
[6 empty] | 2201 | R6010000 | SLR Straight Time Blended Labor | A2585773 | A25857730001 | 1080001 | 201604 | CR | 6165.61 | Labor | SAP
[6 empty] | 2201 | R6010000 | SLR Straight Time Blended Labor | A2431955 | A24319550001 | 1080001 | 201605 | CR | 11912.79 | Labor | SAP
[6 empty] | 2201 | R6010000 | SLR Straight Time Blended Labor | A2582282 | A25822820001 | 1080001 | 201605 | CR | 18799.03 | Labor | SAP
[6 empty] | 2201 | R6010000 | SLR Straight Time Blended Labor | A2582286 | A25822860001 | 1080001 | 201605 | CR | 9247.92 | Labor | SAP
[6 empty] | 2201 | R6010000 | SLR Straight Time Blended Labor | A2582287 | A25822870001 | 1080001 | 201605 | CR | 5180.34 | Labor | SAP
[6 empty] | 2201 | R6010000 | SLR Straight Time Blended Labor | A2582287 | A25822870011 | 1080001 | 201605 | CR | 5081.88 | Labor | SAP
[6 empty] | 2201 | R6010000 | SLR Straight Time Blended Labor | A2585754 | A25857540001 | 1080001 | 201605 | CR | 2364.4 | Labor | SAP
[6 empty] | 2201 | R6010000 | SLR Straight Time Blended Labor | A2585773 | A25857730001 | 1080001 | 201605 | CR | 4157.05 | Labor | SAP
[6 empty] | 2201 | R6010000 | SLR Straight Time Blended Labor | A2431955 | A24319550001 | 1080001 | 201606 | CR | 11383.99 | Labor | SAP
[6 empty] | 2201 | R6010000 | SLR Straight Time Blended Labor | A2582282 | A25822820001 | 1080001 | 201606 | CR | 15039.99 | Labor | SAP
[6 empty] | 2201 | R6010000 | SLR Straight Time Blended Labor | A2582286 | A25822860001 | 1080001 | 201606 | CR | 8471.74 | Labor | SAP
[6 empty] | 2201 | R6010000 | SLR Straight Time Blended Labor | A2582287 | A25822870001 | 1080001 | 201606 | CR | 5448.47 | Labor | SAP
[6 empty] | 2201 | R6010000 | SLR Straight Time Blended Labor | A2582287 | A25822870011 | 1080001 | 201606 | CR | 3745.81 | Labor | SAP
[6 empty] | 2201 | R6010000 | SLR Straight Time Blended Labor | A2585754 | A25857540001 | 1080001 | 201606 | CR | 2075.44 | Labor | SAP
[6 empty] | 2201 | R6010000 | SLR Straight Time Blended Labor | A2585773 | A25857730001 | 1080001 | 201606 | CR | 4097.47 | Labor | SAP
[6 empty] | 2201 | R6010000 | SLR Straight Time Blended Labor | A2431955 | A24319550001 | 1080001 | 201607 | CR | 12268.35 | Labor | SAP
[6 empty] | 2201 | R6010000 | SLR Straight Time Blended Labor | A2582282 | A25822820001 | 1080001 | 201607 | CR | 19994.16 | Labor | SAP
[6 empty] | 2201 | R6010000 | SLR Straight Time Blended Labor | A2582286 | A25822860001 | 1080001 | 201607 | CR | 9452.7 | Labor | SAP
[6 empty] | 2201 | R6010000 | SLR Straight Time Blended Labor | A2582287 | A25822870001 | 1080001 | 201607 | CR | 5540.91 | Labor | SAP
[6 empty] | 2201 | R6010000 | SLR Straight Time Blended Labor | A2582287 | A25822870011 | 1080001 | 201607 | CR | 4986.29 | Labor | SAP
[6 empty] | 2201 | R6010000 | SLR Straight Time Blended Labor | A2585754 | A25857540001 | 1080001 | 201607 | CR | 1608 | Labor | SAP
[6 empty] | 2201 | R6010000 | SLR Straight Time Blended Labor | A2585773 | A25857730001 | 1080001 | 201607 | CR | 2316.88 | Labor | SAP
[6 empty] | 2201 | R6010000 | SLR Straight Time Blended Labor | A2431955 | A24319550001 | 1080001 | 201608 | CR | 12236.22 | Labor | SAP
[6 empty] | 2201 | R6010000 | SLR Straight Time Blended Labor | A2582282 | A25822820001 | 1080001 | 201608 | CR | 24155.96 | Labor | SAP
[6 empty] | 2201 | R6010000 | SLR Straight Time Blended Labor | A2582286 | A25822860001 | 1080001 | 201608 | CR | 10162.35 | Labor | SAP
[6 empty] | 2201 | R6010000 | SLR Straight Time Blended Labor | A2582287 | A25822870001 | 1080001 | 201608 | CR | 4936.37 | Labor | SAP
[6 empty] | 2201 | R6010000 | SLR Straight Time Blended Labor | A2582287 | A25822870011 | 1080001 | 201608 | CR | 5362.88 | Labor | SAP
[6 empty] | 2201 | R6010000 | SLR Straight Time Blended Labor | A2585754 | A25857540001 | 1080001 | 201608 | CR | 262.93 | Labor | SAP
[6 empty] | 2201 | R6010000 | SLR Straight Time Blended Labor | A2585773 | A25857730001 | 1080001 | 201608 | CR | 3919.15 | Labor | SAP
[6 empty] | 2201 | R6010000 | SLR Straight Time Blended Labor | A2431955 | A24319550001 | 1080001 | 201609 | CR | 12603.38 | Labor | SAP
[6 empty] | 2201 | R6010000 | SLR Straight Time Blended Labor | A2582282 | A25822820001 | 1080001 | 201609 | CR | 19944.9 | Labor | SAP
[6 empty] | 2201 | R6010000 | SLR Straight Time Blended Labor | A2582286 | A25822860001 | 1080001 | 201609 | CR | 10363.34 | Labor | SAP
[6 empty] | 2201 | R6010000 | SLR Straight Time Blended Labor | A2582287 | A25822870001 | 1080001 | 201609 | CR | 1017.16 | Labor | SAP
[6 empty] | 2201 | R6010000 | SLR Straight Time Blended Labor | A2582287 | A25822870011 | 1080001 | 201609 | CR | 4410.16 | Labor | SAP
[6 empty] | 2201 | R6010000 | SLR Straight Time Blended Labor | A2585754 | A25857540001 | 1080001 | 201609 | CR | 1017.67 | Labor | SAP
[6 empty] | 2201 | R6010000 | SLR Straight Time Blended Labor | A2585773 | A25857730001 | 1080001 | 201609 | CR | 3875.33 | Labor | SAP
[6 empty] | 2201 | R6010000 | SLR Straight Time Blended Labor | A2431955 | A24319550001 | 1080001 | 201610 | CR | 5955.94 | Labor | SAP
[6 empty] | 2201 | R6010000 | SLR Straight Time Blended Labor | A2582282 | A25822820001 | 1080001 | 201610 | CR | 20243.25 | Labor | SAP
[6 empty] | 2201 | R6010000 | SLR Straight Time Blended Labor | A2582286 | A25822860001 | 1080001 | 201610 | CR | 6156.04 | Labor | SAP
[6 empty] | 2201 | R6010000 | SLR Straight Time Blended Labor | A2582286 | A25822860063 | 1080001 | 201610 | CR | 173.74 | Labor | SAP
[6 empty] | 2201 | R6010000 | SLR Straight Time Blended Labor | A2582287 | A25822870011 | 1080001 | 201610 | CR | 4244.21 | Labor | SAP
[6 empty] | 2201 | R6010000 | SLR Straight Time Blended Labor | A2585754 | A25857540001 | 1080001 | 201610 | CR | 980.11 | Labor | SAP
[6 empty] | 2201 | R6010000 | SLR Straight Time Blended Labor | A2585773 | A25857730001 | 1080001 | 201610 | CR | 3325.35 | Labor | SAP
[6 empty] | 2201 | R6010000 | SLR Straight Time Blended Labor | A2617446 | A26174460001 | 1080001 | 201610 | CR | 5812.69 | Labor | SAP
[6 empty] | 2201 | R6010000 | SLR Straight Time Blended Labor | A2582282 | A25822820001 | 1080001 | 201611 | CR | 12600.19 | Labor | SAP
[6 empty] | 2201 | R6010000 | SLR Straight Time Blended Labor | A2582286 | A25822860001 | 1080001 | 201611 | CR | 6601.57 | Labor | SAP
[6 empty] | 2201 | R6010000 | SLR Straight Time Blended Labor | A2582287 | A25822870011 | 1080001 | 201611 | CR | 3836.53 | Labor | SAP
[6 empty] | 2201 | R6010000 | SLR Straight Time Blended Labor | A2585754 | A25857540001 | 1080001 | 201611 | CR | 2048.97 | Labor | SAP
[6 empty] | 2201 | R6010000 | SLR Straight Time Blended Labor | A2585773 | A25857730001 | 1080001 | 201611 | CR | 1168.36 | Labor | SAP
[6 empty] | 2201 | R6010000 | SLR Straight Time Blended Labor | A2617446 | A26174460001 | 1080001 | 201611 | CR | 10932.71 | Labor | SAP
[6 empty] | 2201 | R6010000 | SLR Straight Time Blended Labor | A2582282 | A25822820001 | 1080001 | 201612 | CR | 9396.1 | Labor | SAP
[6 empty] | 2201 | R6010000 | SLR Straight Time Blended Labor | A2582286 | A25822860001 | 1080001 | 201612 | CR | 4701.07 | Labor | SAP
[6 empty] | 2201 | R6010000 | SLR Straight Time Blended Labor | A2585754 | A25857540001 | 1080001 | 201612 | CR | 3354.29 | Labor | SAP
[6 empty] | 2201 | R6010000 | SLR Straight Time Blended Labor | A2585773 | A25857730001 | 1080001 | 201612 | CR | 80.39 | Labor | SAP
[6 empty] | 2201 | R6010000 | SLR Straight Time Blended Labor | A2582282 | A25822820001 | 1080001 | 201701 | CR | 8020.24 | Labor | SAP
[6 empty] | 2201 | R6010000 | SLR Straight Time Blended Labor | A2582286 | A25822860001 | 1080001 | 201701 | CR | 3871.02 | Labor | SAP
[6 empty] | 2201 | R6010000 | SLR Straight Time Blended Labor | A2585754 | A25857540001 | 1080001 | 201701 | CR | 650.88 | Labor | SAP
[6 empty] | 2201 | R6010000 | SLR Straight Time Blended Labor | A2585773 | A25857730001 | 1080001 | 201701 | CR | 219.92 | Labor | SAP
[6 empty] | 2201 | R6010000 | SLR Straight Time Blended Labor | A2582282 | A25822820001 | 1080001 | 201702 | CR | 3937.04 | Labor | SAP
[6 empty] | 2201 | R6010000 | SLR Straight Time Blended Labor | A2582286 | A25822860001 | 1080001 | 201702 | CR | 34.64 | Labor | SAP
[6 empty] | 2201 | R6010000 | SLR Straight Time Blended Labor | A2585754 | A25857540001 | 1080001 | 201702 | CR | 69.29 | Labor | SAP
[6 empty] | 2201 | R6010000 | SLR Straight Time Blended Labor | A2585773 | A25857730001 | 1080001 | 201702 | CR | 69.29 | Labor | SAP
[6 empty] | 2201 | R6010000 | SLR Straight Time Blended Labor | A2582282 | A25822820001 | 1080001 | 201703 | CR | 4407.31 | Labor | SAP
[6 empty] | 2201 | R6010000 | SLR Straight Time Blended Labor | A2582282 | A25822820001 | 1080001 | 201704 | CR | 1722.75 | Labor | SAP
[6 empty] | 2201 | R6010000 | SLR Straight Time Blended Labor | A2582282 | A25822820001 | 1080001 | 201705 | CR | 4629.32 | Labor | SAP
[6 empty] | 2201 | R6010000 | SLR Straight Time Blended Labor | A2582282 | A25822820001 | 1080001 | 201706 | CR | 4210.19 | Labor | SAP
[6 empty] | 2201 | 6790321 | Stores Allocation | A2582282 | A25822820282 | 1080001 | 201705 | CR_ALLOC_IOTOPM | 1.76 | Labor | SAP
[6 empty] | 2201 | 6730030 | Utilities - Telecom | A2453296 | A24532960007 | 1080001 | 201503 | CR | 4698 | Labor | SAP
[6 empty] | 2201 | 6730060 | Utilities - Water | A2453296 | A24532960007 | 1080001 | 201510 | CR | 21718.17 | Labor | SAP
[6 empty] | 2201 | 6730060 | Utilities - Water | A2453296 | A24532960007 | 1080001 | 201511 | CR | 32010.98 | Labor | SAP
[6 empty] | 2201 | 6730060 | Utilities - Water | A2528076 | A25280760069 | 1080001 | 201512 | CR | 35915.6 | Labor | SAP
[6 empty] | 2201 | 6730060 | Utilities - Water | A2528076 | A25280760069 | 1080001 | 201601 | CR | 0.4 | Labor | SAP
[6 empty] | 2201 | 6730060 | Utilities - Water | A2528076 | A25280760069 | 1080001 | 201602 | CR | 6729.2 | Labor | SAP
[6 empty] | 2201 | 6730060 | Utilities - Water | A2528076 | A25280760069 | 1080001 | 201603 | CR | 10128.2 | Labor | SAP
[6 empty] | 2201 | 6730060 | Utilities - Water | A2528076 | A25280760069 | 1080001 | 201604 | CR | 17316.45 | Labor | SAP
[6 empty] | 2201 | 6730060 | Utilities - Water | A2582282 | A25822820104 | 1080001 | 201605 | CR | 17794.7 | Labor | SAP
[6 empty] | 2201 | 6730060 | Utilities - Water | A2582282 | A25822820104 | 1080001 | 201606 | CR | 12624.65 | Labor | SAP
[6 empty] | 2201 | 6730060 | Utilities - Water | A2582282 | A25822820104 | 1080001 | 201607 | CR | 19589.25 | Labor | SAP
[6 empty] | 2201 | 6730060 | Utilities - Water | A2582282 | A25822820104 | 1080001 | 201608 | CR | 19058.95 | Labor | SAP
[6 empty] | 2201 | 6730060 | Utilities - Water | A2582282 | A25822820104 | 1080001 | 201609 | CR | 15887.95 | Labor | SAP
[6 empty] | 2201 | 6730060 | Utilities - Water | A2582282 | A25822820104 | 1080001 | 201610 | CR | 15124.85 | Labor | SAP
[6 empty] | 2201 | 6730060 | Utilities - Water | A2582282 | A25822820104 | 1080001 | 201611 | CR | 7332.4 | Labor | SAP
[6 empty] | 2201 | 6730060 | Utilities - Water | A2582282 | A25822820104 | 1080001 | 201612 | CR | 11573.15 | Labor | SAP
[6 empty] | 2201 | 6730060 | Utilities - Water | A2582282 | A25822820104 | 1080001 | 201701 | CR | 19828.45 | Labor | SAP
[6 empty] | 2201 | 6730060 | Utilities - Water | A2582282 | A25822820104 | 1080001 | 201702 | CR | 12347.2 | Labor | SAP

## Comparison Nominal (hidden)
Tampa Electric Company | [5 empty] | Tampa Electric Company | [5 empty] | Tampa Electric Company
Final Dismantling Study Costs | [5 empty] | Final Dismantling Study Costs | [5 empty] | Final Dismantling Study Costs
2020 ESTIMATE - DRAFT | [5 empty] | 2017 ESTIMATE | [5 empty] | 2011 ESTIMATE
No Contingency | [5 empty] | No Contingency |  |  | Environmental |  |  | No Contingency |  |  | Environmental
|  | MATERIALS | ENVIRONMENTAL |  |  |  |  | MATERIALS | ENVIRONMENTAL |  |  |  |  | MATERIALS | ENVIRONMENTAL
PLANT | LABOR | & EQUIPMENT | & DISPOSAL | SALVAGE | TOTAL | PLANT | LABOR | & EQUIPMENT | & DISPOSAL | SALVAGE | TOTAL | PLANT | LABOR | & EQUIPMENT | & DISPOSAL | SALVAGE | TOTAL
Bayside Common | 1252000 | 1224000 | 4754000 | -399000 | 6831000 | Bayside Common | 676000 | 763000 | 3810000 | -448000 | 4801000 | Bayside Common | 664000 | 816000 | 2147000 | -375000 | 3252000
Bayside Unit #1 (3xGT - HSRG - ST) | 3111000 | 3040000 | 77000 | -4312000 | 1916000 | Bayside Unit #1 (3xGT - HSRG - ST) | 2899000 | 3274000 | 66000 | -4168000 | 2071000 | Bayside Unit #1 (3xGT - HSRG - ST) | 2944000 | 2328000 | 869000 | -5681000 | 460000
Bayside Unit #2 (4xGT - HSRG - ST) | 4044000 | 3950000 | 72000 | -5558000 | 2508000 | Bayside Unit #2 (4xGT - HSRG - ST) | 3713000 | 4192000 | 73000 | -5746000 | 2232000 | Bayside Unit #2 (4xGT - HSRG - ST) | 3941000 | 3201000 | 882000 | -7298000 | 726000
Bayside GT's 3-6 | 589000 | 577000 | 9000 | -1259000 | -84000 | Bayside GT's 3-6 | 557000 | 629000 | 19000 | -1371000 | -166000 | Bayside GT's 3-6 | 472000 | 412000 | 204000 | -852000 | 236000
Total Bayside Power Station | 8996000 | 8791000 | 4912000 | -11528000 | 11171000 | Total Bayside Power Station | 7845000 | 8858000 | 3968000 | -11733000 | 8938000 | Total Bayside Power Station | 8021000 | 6757000 | 4102000 | -14206000 | 4674000
Big Bend Common (Handling) | 1953000 | 1910000 | 57618000 | -606000 | 60875000 | Big Bend Common (Handling) | 972000 | 1098000 | 57675000 | -552000 | 59193000 | Big Bend Common | 2181000 | 2531000 | 43418000 | -3892000 | 44238000
Big Bend Unit #4 | 3533000 | 3454000 | 1483000 | -3014000 | 5456000 | Big Bend Unit #4 | 3435000 | 3878000 | 1293000 | -4650000 | 3956000 | Big Bend Unit #4 | 2687000 | 1943000 | 915000 | -4658000 | 887000
Big Bend GT 4 | 142000 | 139000 | 7000 | -244000 | 44000 | Big Bend GT 4 | 114000 | 128000 | 35000 | -299000 | -22000 | Big Bend GT 4 | 126000 | 110000 | 62000 | -213000 | 85000
Big Bend GT's 5-6 | 3497000 | 3418000 | 83000 | -4186000 | 2812000 | Big Bend GT's 5-6 | 0 | 0 | 0 | 0 | 0 | Big Bend GT's 5-6 | 0 | 0 | 0 | 0 | 0
Total Big Bend Power Station | 9125000 | 8921000 | 59191000 | -8050000 | 69187000 | Total Big Bend Power Station | 4521000 | 5104000 | 59003000 | -5501000 | 63127000 | Total Big Bend Power Station | 4994000 | 4584000 | 44395000 | -8763000 | 45210000
Polk Common (Handling) | 1404000 | 1374000 | 7325000 | -327000 | 9776000 | Polk Common (Handling) | 1118000 | 1261000 | 2168000 | -351000 | 4196000 | Polk Common (Gasifier) | 1525000 | 2853000 | 1563000 | -6311000 | -370000
Polk Unit #1 (Gasifier - GT - HRSG - ST) | 2201000 | 2151000 | 50000 | -3325000 | 1077000 | Polk Unit #1 (Gasifier - GT - HRSG - ST) | 1165000 | 1316000 | 53000 | -3506000 | -972000 | Polk Unit #1 (GT - HRSG - ST) | 823000 | 715000 | 13000 | -1881000 | -330000
Polk Unit #2 | 0 | 0 | 0 | 0 | 0 | Polk Unit #2 | 0 | 0 | 0 | 0 | 0 | Polk Unit #2 | 341000 | 297000 | 5000 | -836000 | -193000
Polk Unit #3 | 0 | 0 | 0 | 0 | 0 | Polk Unit #3 | 0 | 0 | 0 | 0 | 0 | Polk Unit #3 | 341000 | 297000 | 5000 | -836000 | -193000
Polk Unit #4 | 0 | 0 | 0 | 0 | 0 | Polk Unit #4 | 0 | 0 | 0 | 0 | 0 | Polk Unit #4 | 341000 | 297000 | 5000 | -836000 | -193000
Polk Unit #5 | 0 | 0 | 0 | 0 | 0 | Polk Unit #5 | 0 | 0 | 0 | 0 | 0 | Polk Unit #5 | 341000 | 297000 | 5000 | -836000 | -193000
Polk 2-5 (4xGT - HRSG - ST) | 3356000 | 3279000 | 3000 | -5433000 | 1205000 | Polk 2-5 (4xGT - HRSG - ST) | 1652000 | 1866000 | 56000 | -6406000 | -2832000
Total Polk Power Station | 6961000 | 6804000 | 7378000 | -9085000 | 12058000 | Total Polk Power Station | 3935000 | 4443000 | 2277000 | -10263000 | 392000 | Total Polk Power Station | 3712000 | 4756000 | 1596000 | -11536000 | -1472000
Solar Sites | [5 empty] | Solar Sites | [5 empty] | Solar Sites
Tampa International | 313700 | 306600 | 56600 | -198500 | 478400 | Tampa International | 302000 | 341000 | 172000 | -310000 | 505000
Big Bend Solar | 1365600 | 1334400 | 934500 | -553500 | 3081000 | Big Bend Solar | 1830000 | 1470000 | 265000 | -807000 | 2758000
Legoland Solar | 55600 | 54300 | 21800 | -17900 | 113800 | Legoland Solar | 70000 | 79000 | 65000 | -15000 | 199000
Balm Solar | 6700200 | 6547100 | 2108200 | -5067900 | 10287600
Bonnie Mine Solar | 2295300 | 2243000 | 1420000 | -1632500 | 4325800
Grange Hall Solar | 3735300 | 3649900 | 1474800 | -2465900 | 6394100
Lake Hancock Solar | 2900700 | 2834500 | 1223700 | -1957800 | 5001100
Lithia Solar | 4217000 | 4120600 | 2374400 | -2878400 | 7833600
Little Manatee River Solar | 4487400 | 4384900 | 2441900 | -3107700 | 8206500
Payne Creek Solar | 4278400 | 4180500 | 2177000 | -2869600 | 7766300
Peace Creek Solar | 3246800 | 3172700 | 1348100 | -2238800 | 5528800
Wimauma Solar | 4231000 | 4134400 | 3112400 | -2731100 | 8746700
Total Solar Sites | 37827000 | 36962900 | 18693400 | -25719600 | 67763700 | Total Solar Sites | 2202000 | 1890000 | 502000 | -1132000 | 3462000
Summary of Surviving Assets | 62909000 | 61478900 | 90174400 | -54382600 | 160179700 | Summary of Surviving Assets | 18503000 | 20295000 | 65750000 | -28629000 | 75919000 | Summary of Surviving Assets | 16727000 | 16097000 | 50093000 | -34505000 | 48412000
Big Bend Unit #1 | 22918131 | 5224264 | 6932465 | -3548900 | 31525960 | Big Bend Unit #1 | 3213000 | 3628000 | 1216000 | -4464000 | 3593000 | Big Bend Unit #1 | 2414000 | 1722000 | 822000 | -3821000 | 1137000
Big Bend Unit #2 | 30722481 | 9312183 | 6706700 | -4217943 | 42523421 | Big Bend Unit #2 | 3150000 | 3557000 | 1201000 | -4429000 | 3479000 | Big Bend Unit #2 | 2409000 | 1717000 | 822000 | -3810000 | 1138000
Big Bend Unit #3 | 35121954 | 8491551 | 6954738 | -5226829 | 45341414 | Big Bend Unit #3 | 3183000 | 3593000 | 1216000 | -4505000 | 3487000 | Big Bend Unit #3 | 2459000 | 1742000 | 780000 | -3986000 | 995000
City of Tampa | 0 | 0 | 0 | 0 | 0 | City of Tampa | 0 | 0 | 0 | 0 | 0 | City of Tampa | 120000 | 72000 | 35000 | -57000 | 170000
Phillips Station | 0 | 0 | 0 | 0 | 0 | Phillips Station | 0 | 0 | 0 | 0 | 0 | Phillips Station | 1205000 | 796000 | 535000 | -834000 | 1702000
Gannon Power Station | 0 | 0 | 0 | 0 | 0 | Gannon Power Station | 0 | 0 | 0 | 0 | 0 | Gannon Power Station | 6198000 | 4438000 | 7921000 | -2744000 | 15813000
Summary of Retired Assets | 88762566 | 23027998 | 20593903 | -12993672 | 119390795 | Summary of Retired Assets | 9546000 | 10778000 | 3633000 | -13398000 | 10559000 | Summary of Retired Assets | 14805000 | 10487000 | 10915000 | -15252000 | 20955000
Total Dismantlement Costs | 151671566 | 84506898 | 110768303 | -67376272 | 279570495 | Total Dismantlement Costs | 28049000 | 31073000 | 69383000 | -42027000 | 86478000 | Total Dismantlement Costs | 31532000 | 26584000 | 61008000 | -49757000 | 69367000
Check Figures | 74623000 | 72927900 | 94498400 | -63080600 | 178968700 | Check Figures | 28049000 | 31073000 | 69383000 | -42027000 | 86478000 | Check Figures | 31532000 | 26584000 | 61008000 | -49757000 | 69367000
Variance | -77048566 | -11578998 | -16269903 | 4295672 | -100601795 | Variance | 0 | 0 | 0 | 0 | 0 | Variance | 0 | 0 | 0 | 0 | 0
|  |  |  | Less Gannon, COT, Phillips | 0 |  |  |  |  | Less Gannon, COT, Phillips | 0 |  |  |  |  | Less Gannon, COT, Phillips | -17685000
|  |  |  | Less Solar Sites | -67763700 |  |  |  |  | Less Solar Sites | -3462000 |  |  |  |  | Less Solar Sites | 0
|  |  |  | Compare this amount | 211806795 |  |  |  |  | Compare this amount | 83016000 |  |  |  |  | Compare this amount | 51682000
|  |  |  | 2020 vs. 2017 difference | 128790795 |  |  |  |  | 2017 vs. 2011 difference | 31334000
|  |  |  | 2020 Bayside Up | 2233000 |  |  |  |  | 2017 Bayside Up | 4264000
|  |  |  | 2020 Big Bend Up | 114891795 |  |  |  |  | 2017 Big Bend Up | 25206000
|  |  |  | 2020 Polk Up | 11666000 |  |  |  |  | 2017 Polk Up | 1864000
|  |  |  | 2020 vs. 2011 difference | 160124795
|  |  |  | 2020 Bayside Up | 6497000
|  |  |  | 2020 Big Bend Up | 140097795
|  |  |  | 2020 Polk Up | 13530000

## Comparison Adjusted (hidden)
Tampa Electric Company | Inflation Adjustments from 2020 to 2020 |  |  |  |  | Tampa Electric Company | Inflation Adjustments from 2017 to 2020 |  |  |  |  | Tampa Electric Company | Inflation Adjustment from 2011 to 2020
Final Dismantling Study Costs | 100% | 100% | 100% | 100% |  | Final Dismantling Study Costs | 115.1% | 100.4% | 105.4% | 100.4% |  | Final Dismantling Study Costs | 132.8% | 95.92% | 115.7% | 95.92%
2020 ESTIMATE | [5 empty] | 2017 ESTIMATE | [5 empty] | 2011 ESTIMATE
No Contingency | [5 empty] | No Contingency | [5 empty] | No Contingency
|  | MATERIALS | ENVIRONMENTAL |  |  |  |  | MATERIALS | ENVIRONMENTAL |  |  |  |  | MATERIALS | ENVIRONMENTAL
PLANT | LABOR | & EQUIPMENT | & DISPOSAL | SALVAGE | TOTAL | PLANT | LABOR | & EQUIPMENT | & DISPOSAL | SALVAGE | TOTAL | PLANT | LABOR | & EQUIPMENT | & DISPOSAL | SALVAGE | TOTAL
Bayside Common | 1252000 | 1224000 | 4754000 | -399000 | 6831000 | Bayside Common | 778330.5971 | 765728.8141 | 4014274.835 | -449602.2395 | 5108732.0068 | Bayside Common | 881958.8249 | 782670.274 | 2484389.1791 | -359683.0303 | 3789335.2477
Bayside Unit #1 (3xGT - HSRG - ST) | 3111000 | 3040000 | 77000 | -4312000 | 1916000 | Bayside Unit #1 (3xGT - HSRG - ST) | 3337840.8301 | 3285709.2234 | 69538.6192 | -4182906.5495 | 2510182.1231 | Bayside Unit #1 (3xGT - HSRG - ST) | 3910371.6573 | 2232912.2522 | 1005558.5453 | -5448958.1206 | 1699884.3342
Bayside Unit #2 (4xGT - HSRG - ST) | 4044000 | 3950000 | 72000 | -5558000 | 2508000 | Bayside Unit #2 (4xGT - HSRG - ST) | 4275061.4012 | 4206992.3838 | 76913.9273 | -5766550.152 | 2792417.5602 | Bayside Unit #2 (4xGT - HSRG - ST) | 5234638.1459 | 3070254.3468 | 1020601.4234 | -6999911.3473 | 2325582.5687
Bayside GT's 3-6 | 589000 | 577000 | 9000 | -1259000 | -84000 | Bayside GT's 3-6 | 641316.779 | 631249.5729 | 20018.6934 | -1375903.282 | -83318.2367 | Bayside GT's 3-6 | 626934.5864 | 395171.756 | 236057.4721 | -817199.8449 | 440963.9695
Total Bayside Power Station | 8996000 | 8791000 | 4912000 | -11528000 | 11171000 | Total Bayside Power Station | 9032549.6074 | 8889679.9942 | 4180746.0749 | -11774962.223 | 10328013.4534 | Total Bayside Power Station | 10653903.2144 | 6481008.6289 | 4746606.6199 | -13625752.3431 | 8255766.1201
Big Bend Common | 1953000 | 1910000 | 57618000 | -606000 | 60875000 | Big Bend Common | 1119138.0775 | 1101926.9173 | 60767270.6325 | -553974.1879 | 62434361.4394 | Big Bend Common | 2896915.9594 | 2427620.6659 | 50240898.6399 | -3733030.2773 | 51832404.988
Big Bend Unit #4 | 3533000 | 3454000 | 1483000 | -3014000 | 5456000 | Big Bend Unit #4 | 3954978.7 | 3891869.3856 | 1362324.7668 | -4666630.3875 | 4542542.4648 | Big Bend Unit #4 | 3569011.088 | 1863637.6744 | 1058787.1909 | -4467742.8139 | 2023693.1395
Big Bend GT 4 | 142000 | 139000 | 7000 | -244000 | 44000 | Big Bend GT 4 | 131256.935 | 128457.7827 | 36876.5405 | -300069.3518 | -3478.0936 | Big Bend GT 4 | 167359.6565 | 105507.0222 | 71742.9572 | -204299.9612 | 140309.6747
Big Bend GT's 5-6 | 3497000 | 3418000 | 83000 | -4186000 | 2812000
Total Big Bend Power Station | 9125000 | 8921000 | 59191000 | -8050000 | 69187000 | Total Big Bend Power Station | 5205373.7125 | 5122254.0856 | 62166471.9398 | -5520673.9273 | 66973425.8106 | Total Big Bend Power Station | 6633286.704 | 4396765.3626 | 51371428.788 | -8405073.0524 | 53996407.8022
Polk Common | 1404000 | 1374000 | 7325000 | -327000 | 9776000 | Polk Common | 1287239.0645 | 1265509.875 | 2284238.2788 | -352255.326 | 4484731.8923 | Polk Common (Gasifier) | 2025583.1445 | 2736468.4946 | 1808616.8081 | -6053225.6115 | 517442.8357
Polk Unit #1 (Gasifier - GT - HRSG - ST) | 2201000 | 2151000 | 50000 | -3325000 | 1077000 | Polk Unit #1 (Gasifier - GT - HRSG - ST) | 1341353.7658 | 1320706.5785 | 55841.6184 | -3518538.9546 | -800636.9918 | Polk Unit #1 (GT - HRSG - ST) | 1093150.7724 | 685795.6445 | 15042.8781 | -1804170.0801 | -10180.7851
Polk Unit #2 | 0 | 0 | 0 | 0 | 0 | Polk Unit #2 | 0 | 0 | 0 | 0 | 0 | Polk Unit #2 | 452933.6736 | 284868.96 | 5785.7224 | -801853.3689 | -58265.0129
Polk Unit #3 | 0 | 0 | 0 | 0 | 0 | Polk Unit #3 | 0 | 0 | 0 | 0 | 0 | Polk Unit #3 | 452933.6736 | 284868.96 | 5785.7224 | -801853.3689 | -58265.0129
Polk Unit #4 | 0 | 0 | 0 | 0 | 0 | Polk Unit #4 | 0 | 0 | 0 | 0 | 0 | Polk Unit #4 | 452933.6736 | 284868.96 | 5785.7224 | -801853.3689 | -58265.0129
Polk Unit #5 | 0 | 0 | 0 | 0 | 0 | Polk Unit #5 | 0 | 0 | 0 | 0 | 0 | Polk Unit #5 | 452933.6736 | 284868.96 | 5785.7224 | -801853.3689 | -58265.0129
Polk 2-5 (4xGT - HRSG - ST) | 3356000 | 3279000 | 3000 | -5433000 | 1205000 | Polk 2-5 (4xGT - HRSG - ST) | 1902074.1812 | 1872673.6136 | 59002.4648 | -6428910.5941 | -2595160.3346
Total Polk Power Station | 6961000 | 6804000 | 7378000 | -9085000 | 12058000 | Total Polk Power Station | 4530667.0115 | 4458890.0671 | 2399082.362 | -10299704.8747 | 1088934.5659 | Total Polk Power Station | 4930468.6114 | 4561739.9792 | 1846802.5756 | -11064809.1673 | 274201.9989
Solar Sites | [5 empty] | Solar Sites | [5 empty] | Solar Sites
Tampa International | 313700 | 306600 | 56600 | -198500 | 478400 | Tampa International | 347715.7401 | 342219.5618 | 181221.8561 | -311108.6925 | 560048.4655
Big Bend Solar | 1365600 | 1334400 | 934500 | -553500 | 3081000 | Big Bend Solar | 2107019.2201 | 1475257.3483 | 279208.0922 | -809886.1769 | 3051598.4837
Legoland Solar | 55600 | 54300 | 21800 | -17900 | 113800 | Legoland Solar | 80596.3636 | 79282.5378 | 68485.0037 | -15053.6464 | 213310.2587
Balm Solar | 6700200 | 6547100 | 2108200 | -5067900 | 10287600
Bonnie Mine Solar | 2295300 | 2243000 | 1420000 | -1632500 | 4325800
Grange Hall Solar | 3735300 | 3649900 | 1474800 | -2465900 | 6394100
Lake Hancock Solar | 2900700 | 2834500 | 1223700 | -1957800 | 5001100
Lithia Solar | 4217000 | 4120600 | 2374400 | -2878400 | 7833600
Little Manatee River Solar | 4487400 | 4384900 | 2441900 | -3107700 | 8206500
Payne Creek Solar | 4278400 | 4180500 | 2177000 | -2869600 | 7766300
Peace Creek Solar | 3246800 | 3172700 | 1348100 | -2238800 | 5528800
Wimauma Solar | 4231000 | 4134400 | 3112400 | -2731100 | 8746700
Total Solar Sites | 37827000 | 36962900 | 18693400 | -25719600 | 67763700 | Total Solar Sites | 2535331.3238 | 1896759.4478 | 528914.952 | -1136048.5159 | 3824957.2078 | Total Solar Sites | 0 | 0 | 0 | 0 | 0
Summary of Surviving Assets | 62909000 | 61478900 | 90174400 | -54382600 | 160179700 | Summary of Surviving Assets | 21303921.6552 | 20367583.5947 | 69275215.3287 | -28731389.5409 | 82215331.0377 | Summary of Surviving Assets | 22217658.5298 | 15439513.9706 | 57964837.9835 | -33095634.5628 | 62526375.9212
Big Bend Unit #1 | 22918131 | 5224264 | 6932465 | -3548900 | 31525960 | Big Bend Unit #1 | 3699373.0897 | 3640975.2787 | 1281196.3778 | -4479965.172 | 4141579.5741 | Big Bend Unit #1 | 3206398.4989 | 1651664.4752 | 951172.7551 | -3664930.2902 | 2144305.439
Big Bend Unit #2 | 30722481 | 9312183 | 6706700 | -4217943 | 42523421 | Big Bend Unit #2 | 3626836.3624 | 3569721.3524 | 1265392.1462 | -4444839.9971 | 4017109.8639 | Big Bend Unit #2 | 3199757.2427 | 1646868.7015 | 951172.7551 | -3654379.588 | 2143419.1113
Big Bend Unit #3 | 35121954 | 8491551 | 6954738 | -5226829 | 45341414 | Big Bend Unit #3 | 3664831.791 | 3605850.1038 | 1281196.3778 | -4521111.8056 | 4030766.467 | Big Bend Unit #3 | 3266169.8048 | 1670847.5702 | 902572.6873 | -3823190.8236 | 2016399.2387
City of Tampa | 0 | 0 | 0 | 0 | 0 | City of Tampa | 0 | 0 | 0 | 0 | 0 | City of Tampa | 159390.1491 | 69059.1418 | 40500.0565 | -54671.8206 | 214277.5268
Phillips Station | 0 | 0 | 0 | 0 | 0 | Phillips Station | 0 | 0 | 0 | 0 | 0 | Phillips Station | 1600542.747 | 763487.179 | 619072.292 | -799935.0594 | 2183167.1585
Gannon Power Station | 0 | 0 | 0 | 0 | 0 | Gannon Power Station | 0 | 0 | 0 | 0 | 0 | Gannon Power Station | 8232501.1997 | 4256728.7694 | 9165741.3544 | -2631920.6272 | 19023050.6964
Summary of Retired Assets | 88762566 | 23027998 | 20593903 | -12993672 | 119390795 | Summary of Retired Assets | 10991041.2431 | 10816546.7348 | 3827784.9017 | -13445916.9747 | 12189455.9049 | Summary of Retired Assets | 19664759.6422 | 10058655.8371 | 12630231.9005 | -14629028.209 | 27724619.1707
Total Dismantlement Costs | 151671566 | 84506898 | 110768303 | -67376272 | 279570495 | Total Dismantlement Costs | 32294962.8983 | 31184130.3295 | 73103000.2305 | -42177306.5156 | 94404786.9427 | Total Dismantlement Costs | 41882418.172 | 25498169.8078 | 70595069.884 | -47724662.7718 | 90250995.092
Check Figures | 74623000 | 72927900 | 94498400 | -63080600 | 178968700 | Check Figures | 32294962.8983 | 31184130.3295 | 73103000.2305 | -42177306.5156 | 94404786.9427 | Check Figures | 41882418.172 | 25498169.8078 | 70595069.884 | -47724662.7718 | 90250995.092
Variance | -77048566 | -11578998 | -16269903 | 4295672 | -100601795 | Variance | 0 | 0 | 0 | 0 | 0 | Variance | 0 | 0 | 0 | 0 | 0
|  |  |  | Less Gannon, COT, Phillips | 0 |  |  |  |  | Less Gannon, COT, Phillips | 0 |  |  |  |  | Less Gannon, COT, Phillips | -21420495.3817
|  |  |  | Less Solar Sites | -67763700 |  |  |  |  | Less Solar Sites | -3824957.2078 |  |  |  |  | Less Solar Sites | 0
|  |  |  | Compare this amount | 211806795 |  |  |  |  | Compare this amount | 90579829.7349 |  |  |  |  | Compare this amount | 68830499.7102
|  |  |  | 2020 vs. 2017 difference | 121226965.2651 |  |  |  |  | 2017 vs. 2011 difference | 21749330.0246
|  |  |  | 2020 Bayside Up | 842986.5466 |  |  |  |  | 2017 Bayside Up | 2072247.3333
|  |  |  | 2020 Big Bend Up | 109414913.2844 |  |  |  |  | 2017 Big Bend Up | 18862350.1244
|  |  |  | 2020 Polk Up | 10969065.4341 |  |  |  |  | 2017 Polk Up | 814732.5669
|  |  |  | 2020 vs. 2011 difference | 142976295.2898
|  |  |  | 2020 Bayside Up | 2915233.8799
|  |  |  | 2020 Big Bend Up | 128277263.4088
|  |  |  | 2020 Polk Up | 11783798.0011

## 2022 FPSC Accruals
Tampa Electric Company | [6 empty] | Tampa Electric Company
Summary of Dismantling Accruals | [6 empty] | Summary of Dismantling Accruals
FPSC Accrual | [6 empty] | Comparison to Prior Filing |  | COMPANY | COMPANY
Effective January 1, 2022 | [6 empty] | October 2020 Inflation Index | CURRENT | PROPOSED | PROPOSED
|  | MATERIALS | ENVIROMENTAL |  |  |  |  | ACCRUAL | ACCRUAL | CHANGE IN
PLANT | LABOR | & EQUIPMENT | & DISPOSAL | SALVAGE | TOTAL |  | PLANT | (01/01/2012) | (01/01/2022) | ACCRUAL
Bayside Common | 22963 | 35278 | 204614 | 7692 | 270547 | -0.22391 | Bayside Common | 130996 | 270547 | 139551
Bayside Unit #1 (3xGT - HSRG - ST) | 143587 | 191546 | -64984 | -202180 | 67969 | -0.28611 | Bayside Unit #1 (3xGT - HSRG - ST) | 74301 | 67969 | -6332
Bayside Unit #2 (4xGT - HSRG - ST) | 189560 | 253725 | -65479 | -270140 | 107666 | 0.34392 | Bayside Unit #2 (4xGT - HSRG - ST) | 101744 | 107666 | 5922
Bayside GT's 3-6 | 31557 | 32711 | -1994 | -62564 | -290 | 0.92139 | Bayside GT's 3-6 | 20438 | -290 | -20728
Total Bayside Power Station | 387667 | 513260 | 72157 | -527192 | 445892 | 0 | Total Bayside Power Station | 327479 | 445892 | 118413
Big Bend Common (Handling) | -56464 | 90317 | 1682433 | 40091 | 1756377 | -0.058801 | Big Bend Common (Handling) | 698900 | 1756377 | 1057477
Big Bend Unit #4 | 118538 | 210742 | 82060 | -33412 | 377928 | -0.41816 | Big Bend Unit #4 | 102098 | 377928 | 275830
Big Bend GT 4 | 7423 | 7750 | -351 | -11621 | 3201 | 0.027132 | Big Bend GT 4 | 6339 | 3201 | -3138
Big Bend GT's 5-6 | 181958 | 174556 | 3764 | -185893 | 174385 | 1.0176 | Big Bend GT's 5-6 | 0 | 174385 | 174385
Total Big Bend Power Station | 251455 | 483365 | 1767906 | -190835 | 2311891 | 0 | Total Big Bend Power Station | 807337 | 2311891 | 1504554
Polk Common (Handling) | 6407 | -47452 | 377774 | 94148 | 430877 | -0.22958 | Polk Common (Handling) | -283233 | 430877 | 714110
Polk Unit #1 (Gasifier - GT - HRSG - ST) | 134938 | 163105 | 3852 | -151927 | 149968 | 0.32618 | Polk Unit #1 (Gasifier - GT - HRSG - ST) | -2690 | 149968 | 152658
Polk Unit #2 | 0 | 0 | 0 | 0 | 0 | 0 | Polk Unit #2 | -11439 | 0 | 11439
Polk Unit #3 | 0 | 0 | 0 | 0 | 0 | 0 | Polk Unit #3 | -5680 | 0 | 5680
Polk Unit #4 | 0 | 0 | 0 | 0 | 0 | 0 | Polk Unit #4 | 0 | 0 | 0
Polk Unit #5 | 0 | 0 | 0 | 0 | 0 | 0 | Polk Unit #5 | 0 | 0 | 0
Polk 2-5 (4xGT - HRSG - ST) | 168798 | 171884 | -14 | -241259 | 99409 | -0.85534 | Polk 2-5 (4xGT - HRSG - ST) | 0 | 99409 | 99409
Total Polk Power Station | 310143 | 287537 | 381612 | -299038 | 680254 | 0 | Total Polk Power Station | -303042 | 680254 | 983296
Solar Sites | [6 empty] | Solar Sites
Tampa International | 23104 | 22551 | 3848 | -12696 | 36807 | -0.86775 | Tampa International | 0 | 36807 | 36807
Big Bend Solar | 94664 | 92240 | 59369 | -33270 | 213003 | -0.068106 | Big Bend Solar | 0 | 213003 | 213003
Legoland Solar | 3969 | 3869 | 1432 | -1109 | 8161 | 0.68151 | Legoland Solar | 0 | 8161 | 8161
Balm Solar | 451787 | 439728 | 129789 | -295982 | 725322 | 0.3095 | Balm Solar | 0 | 725322 | 725322
Bonnie Mine Solar | 150775 | 146578 | 84838 | -92767 | 289424 | 0.59952 | Bonnie Mine Solar | 0 | 289424 | 289424
Grange Hall Solar | 245366 | 238517 | 88112 | -140125 | 431870 | -0.089574 | Grange Hall Solar | 0 | 431870 | 431870
Lake Hancock Solar | 190542 | 185232 | 73110 | -111252 | 337632 | 0.1436 | Lake Hancock Solar | 0 | 337632 | 337632
Lithia Solar | 277008 | 269277 | 141859 | -163566 | 524578 | -0.3507 | Lithia Solar | 0 | 524578 | 524578
Little Manatee River Solar | 287540 | 279179 | 141775 | -172054 | 536440 | 0.25785 | Little Manatee River Solar | 0 | 536440 | 536440
Payne Creek Solar | 288488 | 280778 | 134024 | -167594 | 535696 | -0.22595 | Payne Creek Solar | 0 | 535696 | 535696
Peace Creek Solar | 213277 | 207333 | 80543 | -127220 | 373933 | 0.94085 | Peace Creek Solar | 0 | 373933 | 373933
Wimauma Solar | 271110 | 263230 | 180704 | -151204 | 563840 | -0.23853 | Wimauma Solar | 0 | 563840 | 563840
Total Solar Sites | 2497630 | 2428512 | 1119403 | -1468839 | 4576706 | 0 | Total Solar Sites | 0 | 4576706 | 4576706
Summary of Surviving Assets | 3446895 | 3712674 | 3341078 | -2485904 | 8014743 | 0 | Summary of Surviving Assets | 831774 | 8014743 | 7182969
Big Bend Unit #1 | 0 | 0 | 0 | 0 | 0 | 0 | Big Bend Unit #1 | 91195 | 0 | -91195
Big Bend Unit #2 | 0 | 0 | 0 | 0 | 0 | 0 | Big Bend Unit #2 | 89603 | 0 | -89603
Big Bend Unit #3 | 0 | 0 | 0 | 0 | 0 | 0 | Big Bend Unit #3 | 106214 | 0 | -106214
City of Tampa | 0 | 0 | 0 | 0 | 0 | 0 | City of Tampa | 7356 | 0 | -7356
Phillips Station | 0 | 0 | 0 | 0 | 0 | 0 | Phillips Station | 59952 | 0 | -59952
Gannon Power Station | 0 | 0 | 0 | 0 | 0 | 0 | Gannon Power Station | 0 | 0 | 0
Summary of Retired Assets | 0 | 0 | 0 | 0 | 0 | 0 | Summary of Retired Assets | 354320 | 0 | -354320
Total Dismantlement Accrual | 3446895 | 3712674 | 3341078 | -2485904 | 8014743 | 0 | Total Dismantlement Accrual | 1186094 | 8014743 | 6828649
[7 empty] | Check Figures | 1186094 | 8014743 | 6828649
[7 empty] | Variance | 0 | 0 | 0
[7 empty] | Includes Contingency @ 15% | CURRENT | PROPOSED | CHANGE
[7 empty] | Bayside change in estimate | 327479 | 445892 | 118413
[7 empty] | Big Bend change in estimate | 807337 | 2311891 | 1504554
[7 empty] | Polk change in estimate | -303042 | 680254 | 983296
[7 empty] | New Solar Units 1st estimate | 0 | 4576706 | 4576706
[7 empty] | "Retired" units accruals stop | 354320 | 0 | -354320
[7 empty] | Total | 1186094 | 8014743 | 6828649
[7 empty] | If Contigency @ 10% | CURRENT | PROPOSED | CHANGE
[7 empty] | Bayside change in estimate | 327479 | 362425 | 34946
[7 empty] | Big Bend change in estimate | 807337 | 2085985 | 1278648
[7 empty] | Polk change in estimate | -303042 | 614855 | 917897
[7 empty] | New Solar Units 1st estimate | 0 | 4313856 | 4313856
[7 empty] | "Retired" units accruals stop | 354320 | 0 | -354320
[7 empty] | Total | 1186094 | 7377121 | 6191027
[7 empty] | If Contigency @ 5% | CURRENT | PROPOSED | CHANGE
[7 empty] | Bayside change in estimate | 327479 | 278960 | -48519
[7 empty] | Big Bend change in estimate | 807337 | 1860080 | 1052743
[7 empty] | Polk change in estimate | -303042 | 549456 | 852498
[7 empty] | New Solar Units 1st estimate | 0 | 4051005 | 4051005
[7 empty] | "Retired" units accruals stop | 354320 | 0 | -354320
[7 empty] | Total | 1186094 | 6739501 | 5553407
[7 empty] | If Contigency @ 0% | CURRENT | PROPOSED | CHANGE
[7 empty] | Bayside change in estimate | 327479 | 195493 | -131986
[7 empty] | Big Bend change in estimate | 807337 | 1634176 | 826839
[7 empty] | Polk change in estimate | -303042 | 484055 | 787097
[7 empty] | New Solar Units 1st estimate | 0 | 3788156 | 3788156
[7 empty] | "Retired" units accruals stop | 354320 | 0 | -354320
[7 empty] | Total | 1186094 | 6101880 | 4915786

## Cost Estimates in 2020
Tampa Electric Company | [5 empty] | Tampa Electric Company | [6 empty] | Tampa Electric Company
Final Dismantling Study Costs | [5 empty] | Final Dismantling Study Costs | [6 empty] | Final Dismantling Study Costs
in 2020 Dollars | Surviving Assets |  |  |  |  | in 2020 Dollars | [6 empty] | in 2020 Dollars | Surviving Assets
Includes Contingency @ | 15% |  |  |  |  | No Contingency for | Surviving Assets | [5 empty] | Contingency Amounts @ | 15%
|  | MATERIALS | ENVIRONMENTAL |  |  |  |  | MATERIALS | ENVIRONMENTAL | [5 empty] | MATERIALS | ENVIRONMENTAL
PLANT | LABOR | & EQUIPMENT | & DISPOSAL | SALVAGE | TOTAL | PLANT | LABOR | & EQUIPMENT | & DISPOSAL | SALVAGE | TOTAL | % Split | PLANT | LABOR | & EQUIPMENT | & DISPOSAL | SALVAGE | TOTAL
Bayside Common | 1439800 | 1407600 | 5467100 | -399000 | 7915500 | Bayside Common | 1252000 | 1224000 | 4754000 | -399000 | 6831000 | 61.15% | Bayside Common | 187800 | 183600 | 713100 | 0 | 1084500
Bayside Unit #1 (3xGT - HSRG - ST) | 3577650 | 3496000 | 88550 | -4312000 | 2850200 | Bayside Unit #1 (3xGT - HSRG - ST) | 3111000 | 3040000 | 77000 | -4312000 | 1916000 | 17.15% | Bayside Unit #1 (3xGT - HSRG - ST) | 466650 | 456000 | 11550 | 0 | 934200
Bayside Unit #2 (4xGT - HSRG - ST) | 4650600 | 4542500 | 82800 | -5558000 | 3717900 | Bayside Unit #2 (4xGT - HSRG - ST) | 4044000 | 3950000 | 72000 | -5558000 | 2508000 | 22.45% | Bayside Unit #2 (4xGT - HSRG - ST) | 606600 | 592500 | 10800 | 0 | 1209900
Bayside GT's 3-6 | 677350 | 663550 | 10350 | -1259000 | 92250 | Bayside GT's 3-6 | 589000 | 577000 | 9000 | -1259000 | -84000 | -0.7519% | Bayside GT's 3-6 | 88350 | 86550 | 1350 | 0 | 176250
Total Bayside Power Station | 10345400 | 10109650 | 5648800 | -11528000 | 14575850 | Total Bayside Power Station | 8996000 | 8791000 | 4912000 | -11528000 | 11171000 | 100% | Total Bayside Power Station | 1349400 | 1318650 | 736800 | 0 | 3404850
Big Bend Common (Handling) | 2245950 | 2196500 | 66260700 | -606000 | 70097150 | Big Bend Common (Handling) | 1953000 | 1910000 | 57618000 | -606000 | 60875000 | 87.99% | Big Bend Common (Handling) | 292950 | 286500 | 8642700 | 0 | 9222150
Big Bend Unit #4 | 4062950 | 3972100 | 1705450 | -3014000 | 6726500 | Big Bend Unit #4 | 3533000 | 3454000 | 1483000 | -3014000 | 5456000 | 7.886% | Big Bend Unit #4 | 529950 | 518100 | 222450 | 0 | 1270500
Big Bend GT 4 | 163300 | 159850 | 8050 | -244000 | 87200 | Big Bend GT 4 | 142000 | 139000 | 7000 | -244000 | 44000 | 0.0636% | Big Bend GT 4 | 21300 | 20850 | 1050 | 0 | 43200
Big Bend GT's 5-6 | 4021550 | 3930700 | 95450 | -4186000 | 3861700 | Big Bend GT's 5-6 | 3497000 | 3418000 | 83000 | -4186000 | 2812000 | 4.064% | Big Bend GT's 5-6 | 524550 | 512700 | 12450 | 0 | 1049700
Total Big Bend Power Station | 10493750 | 10259150 | 68069650 | -8050000 | 80772550 | Total Big Bend Power Station | 9125000 | 8921000 | 59191000 | -8050000 | 69187000 | 100% | Total Big Bend Power Station | 1368750 | 1338150 | 8878650 | 0 | 11585550
Polk Common (Handling) | 1614600 | 1580100 | 8423750 | -327000 | 11291450 | Polk Common (Handling) | 1404000 | 1374000 | 7325000 | -327000 | 9776000 | 81.07% | Polk Common (Handling) | 210600 | 206100 | 1098750 | 0 | 1515450
Polk Unit #1 (Gasifier - GT - HRSG - ST) | 2531150 | 2473650 | 57500 | -3325000 | 1737300 | Polk Unit #1 (Gasifier - GT - HRSG - ST) | 2201000 | 2151000 | 50000 | -3325000 | 1077000 | 8.932% | Polk Unit #1 (Gasifier - GT - HRSG - ST) | 330150 | 322650 | 7500 | 0 | 660300
Polk Unit #2 | 0 | 0 | 0 | 0 | 0 | Polk Unit #2 | 0 | 0 | 0 | 0 | 0 | 0% | Polk Unit #2 | 0 | 0 | 0 | 0 | 0
Polk Unit #3 | 0 | 0 | 0 | 0 | 0 | Polk Unit #3 | 0 | 0 | 0 | 0 | 0 | 0% | Polk Unit #3 | 0 | 0 | 0 | 0 | 0
Polk Unit #4 | 0 | 0 | 0 | 0 | 0 | Polk Unit #4 | 0 | 0 | 0 | 0 | 0 | 0% | Polk Unit #4 | 0 | 0 | 0 | 0 | 0
Polk Unit #5 | 0 | 0 | 0 | 0 | 0 | Polk Unit #5 | 0 | 0 | 0 | 0 | 0 | 0% | Polk Unit #5 | 0 | 0 | 0 | 0 | 0
Polk 2-5 (4xGT - HRSG - ST) | 3859400 | 3770850 | 3450 | -5433000 | 2200700 | Polk 2-5 (4xGT - HRSG - ST) | 3356000 | 3279000 | 3000 | -5433000 | 1205000 | 9.993% | Polk 2-5 (4xGT - HRSG - ST) | 503400 | 491850 | 450 | 0 | 995700
Total Polk Power Station | 8005150 | 7824600 | 8484700 | -9085000 | 15229450 | Total Polk Power Station | 6961000 | 6804000 | 7378000 | -9085000 | 12058000 | 100% | Total Polk Power Station | 1044150 | 1020600 | 1106700 | 0 | 3171450
Solar Sites | [5 empty] | Solar Sites | [6 empty] | Solar Sites
Tampa International | 360755 | 352590 | 65090 | -198500 | 579935 | Tampa International | 313700 | 306600 | 56600 | -198500 | 478400 | 0.706% | Tampa International | 47055 | 45990 | 8490 | 0 | 101535
Big Bend Solar | 1570440 | 1534560 | 1074675 | -553500 | 3626175 | Big Bend Solar | 1365600 | 1334400 | 934500 | -553500 | 3081000 | 4.547% | Big Bend Solar | 204840 | 200160 | 140175 | 0 | 545175
Legoland Solar | 63940 | 62445 | 25070 | -17900 | 133555 | Legoland Solar | 55600 | 54300 | 21800 | -17900 | 113800 | 0.1679% | Legoland Solar | 8340 | 8145 | 3270 | 0 | 19755
Balm Solar | 7705230 | 7529165 | 2424430 | -5067900 | 12590925 | Balm Solar | 6700200 | 6547100 | 2108200 | -5067900 | 10287600 | 15.18% | Balm Solar | 1005030 | 982065 | 316230 | 0 | 2303325
Bonnie Mine Solar | 2639595 | 2579450 | 1633000 | -1632500 | 5219545 | Bonnie Mine Solar | 2295300 | 2243000 | 1420000 | -1632500 | 4325800 | 6.384% | Bonnie Mine Solar | 344295 | 336450 | 213000 | 0 | 893745
Grange Hall Solar | 4295595 | 4197385 | 1696020 | -2465900 | 7723100 | Grange Hall Solar | 3735300 | 3649900 | 1474800 | -2465900 | 6394100 | 9.436% | Grange Hall Solar | 560295 | 547485 | 221220 | 0 | 1329000
Lake Hancock Solar | 3335805 | 3259675 | 1407255 | -1957800 | 6044935 | Lake Hancock Solar | 2900700 | 2834500 | 1223700 | -1957800 | 5001100 | 7.38% | Lake Hancock Solar | 435105 | 425175 | 183555 | 0 | 1043835
Lithia Solar | 4849550 | 4738690 | 2730560 | -2878400 | 9440400 | Lithia Solar | 4217000 | 4120600 | 2374400 | -2878400 | 7833600 | 11.56% | Lithia Solar | 632550 | 618090 | 356160 | 0 | 1606800
Little Manatee River Solar | 5160510 | 5042635 | 2808185 | -3107700 | 9903630 | Little Manatee River Solar | 4487400 | 4384900 | 2441900 | -3107700 | 8206500 | 12.11% | Little Manatee River Solar | 673110 | 657735 | 366285 | 0 | 1697130
Payne Creek Solar | 4920160 | 4807575 | 2503550 | -2869600 | 9361685 | Payne Creek Solar | 4278400 | 4180500 | 2177000 | -2869600 | 7766300 | 11.46% | Payne Creek Solar | 641760 | 627075 | 326550 | 0 | 1595385
Peace Creek Solar | 3733820 | 3648605 | 1550315 | -2238800 | 6693940 | Peace Creek Solar | 3246800 | 3172700 | 1348100 | -2238800 | 5528800 | 8.159% | Peace Creek Solar | 487020 | 475905 | 202215 | 0 | 1165140
Wimauma Solar | 4865650 | 4754560 | 3579260 | -2731100 | 10468370 | Wimauma Solar | 4231000 | 4134400 | 3112400 | -2731100 | 8746700 | 12.91% | Wimauma Solar | 634650 | 620160 | 466860 | 0 | 1721670
Total Solar Sites | 43501050 | 42507335 | 21497410 | -25719600 | 81786195 | Total Solar Sites | 37827000 | 36962900 | 18693400 | -25719600 | 67763700 | 100% | Total Solar Sites | 5674050 | 5544435 | 2804010 | 0 | 14022495
Summary of Surviving Assets | 72345350 | 70700735 | 103700560 | -54382600 | 192364045 | Summary of Surviving Assets | 62909000 | 61478900 | 90174400 | -54382600 | 160179700 | 0 | Summary of Surviving Assets | 9436350 | 9221835 | 13526160 | 0 | 32184345 | 0
Big Bend Unit #1 | 22918131 | 5224264 | 6932465 | -3548900 | 31525960 | Big Bend Unit #1 | 22918131 | 5224264 | 6932465 | -3548900 | 31525960 | 100% | Big Bend Unit #1 | 0 | 0 | 0 | 0 | 0
Big Bend Unit #2 | 30722481 | 9312183 | 6706700 | -4217943 | 42523421 | Big Bend Unit #2 | 30722481 | 9312183 | 6706700 | -4217943 | 42523421 | 100% | Big Bend Unit #2 | 0 | 0 | 0 | 0 | 0
Big Bend Unit #3 | 35121954 | 8491551 | 6954738 | -5226829 | 45341414 | Big Bend Unit #3 | 35121954 | 8491551 | 6954738 | -5226829 | 45341414 | 100% | Big Bend Unit #3 | 0 | 0 | 0 | 0 | 0
City of Tampa | 0 | 0 | 0 | 0 | 0 | City of Tampa | 0 | 0 | 0 | 0 | 0 |  | City of Tampa | 0 | 0 | 0 | 0 | 0
Phillips Station | 0 | 0 | 0 | 0 | 0 | Phillips Station | 0 | 0 | 0 | 0 | 0 |  | Phillips Station | 0 | 0 | 0 | 0 | 0
Gannon Power Station | 0 | 0 | 0 | 0 | 0 | Gannon Power Station | 0 | 0 | 0 | 0 | 0 |  | Gannon Power Station | 0 | 0 | 0 | 0 | 0
Summary of Retired Assets | 88762566 | 23027998 | 20593903 | -12993672 | 119390795 | Summary of Retired Assets | 88762566 | 23027998 | 20593903 | -12993672 | 119390795 | 0 | Summary of Retired Assets | 0 | 0 | 0 | 0 | 0 | 0
Total Dismantlement Costs | 161107916 | 93728733 | 124294463 | -67376272 | 311754840 | Total Dismantlement Costs | 151671566 | 84506898 | 110768303 | -67376272 | 279570495 | 0 | Total Dismantlement Costs | 9436350 | 9221835 | 13526160 | 0 | 32184345 | 0
Check Figures | 161107916 | 93728733 | 124294463 | -67376272 | 311754840 | Check Figures | 151671566 | 84506898 | 110768303 | -67376272 | 279570495 |  | Check Figures | 9436350 | 9221835 | 13526160 | 0 | 32184345
Variance | 0 | 0 | 0 | 0 | 0 | Variance | 0 | 0 | 0 | 0 | 0 |  | Variance | 0 | 0 | 0 | 0 | 0

## Cost Estimate Big Bend #1 S&L
BB Unit 1 Summary | Direct Cost | General Condition | Project Cost | 15% Contigency | Escalation | Total
| 17117907 | 3888751 | 7554800 | 4284256 | 2229146 | 35074860 | 0
BB Unit 1 Detail | Direct Cost | General | Indirect | Contigency | Escalation | Total
Pre Demo | 2236875 | 1341113 | 71560 | 729910 | 189835 | 4569293
Demolition | 11459211 | 1975702 | 4160295 | 3519041 | 1248539 | 22362788
Post Demo | 2421821 | 571936 | 617695 | 722291 | 501922 | 4835665
Engineering | 0 | 0 | 2705250 | 541100 | 156100 | 3402450
Adjusted to 15% contigency | 0 |  | 0 | -1378086 |  | -1378086
Unit 1 Turbine Building | 1000000 | 0 | 0 | 150000 | 132750 | 1282750
Subtotal | 17117907 | 3888751 | 7554800 | 4284256 | 2229146 | 35074860
Salvage | -3548900 |  |  |  |  | -3548900
Total | 13569007 | 3888751 | 7554800 | 4284256 | 2229146 | 31525960
BB Unit #1 Prorated | Labor | Materials | Enviro / Disposal | Salvage | Total
Pre Demo | 69% | 31% |  |  | 100%
Demolition | 55% | 14% | 31% |  | 100%
Post Demo | 86% | 14% |  |  | 100%
Engineering | 100% |  |  |  | 100%
Adjusted to 15% contigency | 100% |  |  |  | 100%
Unit 1 Turbine Building | 100% |  |  |  | 100%
Subtotal
Salvage |  |  |  | 100% | 100%
Total
|  | MATERIALS | ENVIRONMENTAL
BB Unit #1 Prorated | LABOR | & EQUIPMENT | & DISPOSAL | SALVAGE | TOTAL
Pre Demo | 3152812 | 1416481 | 0 | 0 | 4569293
Demolition | 12299533 | 3130790 | 6932465 | 0 | 22362788
Post Demo | 4158672 | 676993 | 0 | 0 | 4835665
Engineering | 3402450 | 0 | 0 | 0 | 3402450
Adjusted to 15% contigency | -1378086 | 0 | 0 | 0 | -1378086
Unit 1 Turbine Building | 1282750 | 0 | 0 | 0 | 1282750
Subtotal | 22918131 | 5224264 | 6932465 | 0 | 35074860
Salvage | 0 | 0 | 0 | -3548900 | -3548900
Total | 22918131 | 5224264 | 6932465 | -3548900 | 31525960
| 0 | 0 | 0 | 0 | 0

## Cost Estimate Big Bend #2 S&L
BB Unit 2 Summary | Direct Cost | General Condition | Project Cost | 15% Contigency | Escalation | Total
| 24788723 | 6707095 | 7023086 | 5777808 | 2444652 | 46741364 | 0
BB Unit 2 Detail | Direct Cost | General | Indirect | Contigency | Escalation | Total
Pre Demo | 8518417 | 3294121 | 236251 | 2409758 | 223864 | 14682411
Demolition | 12848141 | 2263374 | 2945415 | 3611386 | 1458238 | 23126554
Post Demo | 2422165 | 1149600 | 733370 | 861000 | 466300 | 5632435
Engineering | 0 | 0 | 3108050 | 621600 | 163500 | 3893150
Adjusted to 15% contigency | 0 |  | 0 | -1875936 | 0 | -1875936
Unit 2 Turbine Building | 1000000 | 0 | 0 | 150000 | 132750 | 1282750
Subtotal | 24788723 | 6707095 | 7023086 | 5777808 | 2444652 | 46741364
Salvage | -4217943 |  |  |  |  | -4217943
Total | 20570780 | 6707095 | 7023086 | 5777808 | 2444652 | 42523421
BB Unit #2 Prorated | Labor | Materials | Enviro / Disposal | Salvage | Total
Pre Demo | 79% | 21% |  |  | 100%
Demolition | 56% | 15% | 29% |  | 100%
Post Demo | 51% | 49% |  |  | 100%
Engineering | 100% |  |  |  | 100%
Adjusted to 15% contigency | 100% |  |  |  | 100%
Unit 2 Turbine Building | 100% |  |  |  | 100%
Subtotal
Salvage |  |  |  | 100% | 100%
Total
|  | MATERIALS | ENVIRONMENTAL
BB Unit #2 Prorated | LABOR | & EQUIPMENT | & DISPOSAL | SALVAGE | TOTAL
Pre Demo | 11599105 | 3083306 | 0 | 0 | 14682411
Demolition | 12950870 | 3468984 | 6706700 | 0 | 23126554
Post Demo | 2872542 | 2759893 | 0 | 0 | 5632435
Engineering | 3893150 | 0 | 0 | 0 | 3893150
Adjusted to 15% contigency | -1875936 | 0 | 0 | 0 | -1875936
Unit 2 Turbine Building | 1282750 | 0 | 0 | 0 | 1282750
Subtotal | 30722481 | 9312183 | 6706700 | 0 | 46741364
Salvage | 0 | 0 | 0 | -4217943 | -4217943
Total | 30722481 | 9312183 | 6706700 | -4217943 | 42523421
| 0 | 0 | 0 | 0 | 0

## Cost Estimate Big Bend #3 S&L
BB Unit 3 Summary | Direct Cost | General Condition | Project Cost | 15% Contigency | Escalation | Total
| 23528975 | 5629010 | 8698162 | 5660406 | 7051690 | 50568243 | 0
BB Unit 3 Detail | Direct Cost | General | Indirect | Contigency | Escalation | Total
Pre Demo | 3869185 | 1959403 | 116572 | 1189032 | 1232675 | 8366867
Demolition | 13372055 | 2816507 | 4932320 | 4224176 | 3633015 | 28978073
Post Demo | 2787735 | 733100 | 436020 | 791300 | 888900 | 5637055
Engineering | 0 | 0 | 3213250 | 642700 | 492100 | 4348050
Adjusted to 15% contigency | 0 | 0 | 0 | -1711802 | 0 | -1711802
Unit 3 Turbine Building | 2500000 | 0 | 0 | 375000 | 575000 | 3450000
Office & Warehouse | 1000000 | 0 | 0 | 150000 | 230000 | 1380000
Water Usage for Dust Control | 0 | 120000 | 0 | 0 | 0 | 120000
Subtotal | 23528975 | 5629010 | 8698162 | 5660406 | 7051690 | 50568243
Salvage | -5226829 |  |  |  |  | -5226829
Total | 18302146 | 5629010 | 8698162 | 5660406 | 7051690 | 45341414
BB Unit #3 Prorated | Labor | Materials | Enviro / Disposal | Salvage | Total
Pre Demo | 75% | 25% |  |  | 100%
Demolition | 58% | 18% | 24% |  | 100%
Post Demo | 79% | 21% |  |  | 100%
Engineering | 100% |  |  |  | 100%
Adjusted to 15% contigency | 100% |  |  |  | 100%
Unit 3 Turbine Building | 100% |  |  |  | 100%
Office & Warehouse | 100% |  |  |  | 100%
Water Usage for Dust Control | 100% |  |  |  | 100%
Subtotal
Salvage |  |  |  | 100% | 100%
Total
|  | MATERIALS | ENVIRONMENTAL
BB Unit #3 Prorated | LABOR | & EQUIPMENT | & DISPOSAL | SALVAGE | TOTAL
Pre Demo | 6275150 | 2091717 | 0 | 0 | 8366867
Demolition | 16807283 | 5216053 | 6954738 | 0 | 28978074
Post Demo | 4453273 | 1183781 | 0 | 0 | 5637054
Engineering | 4348050 | 0 | 0 | 0 | 4348050
Adjusted to 15% contigency | -1711802 | 0 | 0 | 0 | -1711802
Unit 3 Turbine Building | 3450000 | 0 | 0 | 0 | 3450000
Office & Warehouse | 1380000 | 0 | 0 | 0 | 1380000
Water Usage for Dust Control | 120000 | 0 | 0 | 0 | 120000
Subtotal | 35121954 | 8491551 | 6954738 | 0 | 50568243
Salvage | 0 | 0 | 0 | -5226829 | -5226829
Total | 35121954 | 8491551 | 6954738 | -5226829 | 45341414
| 0 | 0 | 0 | 0 | 0

## Reserves Dec 31, 2021
Tampa Electric Company | [6 empty] | Tampa Electric Company | [6 empty] | Tampa Electric Company | [6 empty] | Tampa Electric Company | [6 empty] | Tampa Electric Company | [6 empty] | Tampa Electric Company | [6 empty] | Tampa Electric Company |  | Bates Stamped Page 1149 |  |  |  |  | Tampa Electric Company | [6 empty] | Tampa Electric Company | [6 empty] | Tampa Electric Company |  | Bates Stamped Page 1150 |  |  |  |  | Tampa Electric Company | [6 empty] | Tampa Electric Company | [6 empty] | Tampa Electric Company | [6 empty] | Tampa Electric Company
Final Dismantling Study - Reserve Balances | [6 empty] | Dismantling Study - Reserve Transfers | [6 empty] | Dismantling Study - Reserve Balances | [6 empty] | Summary of Dismantling - Accruals | [6 empty] | Summary of Dismantling - Expenditures | [6 empty] | Dismantling Study - Reserve Balances | [6 empty] | Summary of Dismantling - Accruals | [6 empty] | Summary of Dismantling - Expenditures | [6 empty] | Final Dismantling Study - Reserve Balances | [6 empty] | Dismantling Study - Reserve Transfers | [6 empty] | Dismantling Study - Reserve Balances | [6 empty] | Summary of Dismantling - Accruals | [6 empty] | Summary of Dismantling - Expenditures | [6 empty] | Dismantling Study - Reserve Balances
As of December 31, 2021 | [6 empty] | As of December 31, 2021 | [6 empty] | As of December 31, 2021 | [6 empty] | Activity from 1/1/2021 to 12/31/2021 - Budget | [6 empty] | Activity from 1/1/2021 to 12/31/2021 - Budget | [6 empty] | As of December 31, 2020 | [6 empty] | Activity from 1/1/2012 to 12/31/2020- Actual | [6 empty] | Activity from 1/1/2012 to 12/31/2020 - Actual | [6 empty] | As of December 31, 2011 | [6 empty] | As of December 31, 2011 | [6 empty] | As of December 31, 2011 | [6 empty] | Activity from 1/1/2011 to 12/31/2011 - Actual | [6 empty] | Activity from 1/1/2011 to 12/31/2011 - Actual | [6 empty] | As of December 31, 2010
Post Reserve Transfers | [6 empty] | Proposed Reserve Transfers | [6 empty] | Before Reserve Transfers | [41 empty] | Post Reserve Transfers | [6 empty] | Proposed Reserve Transfers | [6 empty] | Before Reserve Transfers
|  | MATERIALS | ENVIRONMENTAL | [5 empty] | MATERIALS | ENVIRONMENTAL | [5 empty] | MATERIALS | ENVIRONMENTAL | [5 empty] | MATERIALS | ENVIRONMENTAL | [5 empty] | MATERIALS | ENVIRONMENTAL | [5 empty] | MATERIALS | ENVIRONMENTAL | [5 empty] | MATERIALS | ENVIRONMENTAL | [5 empty] | MATERIALS | ENVIRONMENTAL | [5 empty] | MATERIALS | ENVIRONMENTAL | [5 empty] | MATERIALS | ENVIRONMENTAL | [5 empty] | MATERIALS | ENVIRONMENTAL | [5 empty] | MATERIALS | ENVIRONMENTAL | [5 empty] | MATERIALS | ENVIRONMENTAL | [5 empty] | MATERIALS | ENVIRONMENTAL
PLANT | LABOR | & EQUIPMENT | & DISPOSAL | SALVAGE | TOTAL |  | PLANT | LABOR | & EQUIPMENT | & DISPOSAL | SALVAGE | TOTAL |  | PLANT | LABOR | & EQUIPMENT | & DISPOSAL | SALVAGE | TOTAL |  | PLANT | LABOR | & EQUIPMENT | & DISPOSAL | SALVAGE | TOTAL |  | PLANT | LABOR | & EQUIPMENT | & DISPOSAL | SALVAGE | TOTAL |  | PLANT | LABOR | & EQUIPMENT | & DISPOSAL | SALVAGE | TOTAL |  | PLANT | LABOR | & EQUIPMENT | & DISPOSAL | SALVAGE | TOTAL |  | PLANT | LABOR | & EQUIPMENT | & DISPOSAL | SALVAGE | TOTAL |  | PLANT | LABOR | & EQUIPMENT | & DISPOSAL | SALVAGE | TOTAL |  | PLANT | LABOR | & EQUIPMENT | & DISPOSAL | SALVAGE | TOTAL |  | PLANT | LABOR | & EQUIPMENT | & DISPOSAL | SALVAGE | TOTAL |  | PLANT | LABOR | & EQUIPMENT | & DISPOSAL | SALVAGE | TOTAL |  | PLANT | LABOR | & EQUIPMENT | & DISPOSAL | SALVAGE | TOTAL |  | PLANT | LABOR | & EQUIPMENT | & DISPOSAL | SALVAGE | TOTAL
Bayside Common | 2190362 | 1643109 | 2734244 | -1115957 | 5451758 |  | Bayside Common | 816300 | 1071183 | 1749070 | -735732 | 2900821 |  | Bayside Common | 1374062 | 571926 | 985174 | -380225 | 2550937 |  | Bayside Common | 18509 | 31158 | 89985 | -8656 | 130996 |  | Bayside Common | 0 | 0 | 0 | 0 | 0 |  | Bayside Common | 1355553 | 540768 | 895189 | -371569 | 2419941 |  | Bayside Common | 166581 | 280422 | 809865 | -77904 | 1178964 |  | Bayside Common | 0 | 0 | 0 | 0 | 0 |  | Bayside Common | 1188972 | 260346 | 85324 | -293665 | 1240977 |  | Bayside Common | 664981 | 52630 | 72280 | -137596 | 652295 |  | Bayside Common | 523991 | 207716 | 13044 | -156069 | 588682 |  | Bayside Common | 36270 | 14581 | 2047 | -5422 | 47476 |  | Bayside Common | 0 | 0 | 0 | 0 | 0 |  | Bayside Common | 487721 | 193135 | 10997 | -150647 | 541206
Bayside Unit #1 (3xGT - HSRG - ST) | 3004186 | 1999667 | 1318821 | -3107854 | 3214820 |  | Bayside Unit #1 (3xGT - HSRG - ST) | 408150 | 535591 | 874536 | -367867 | 1450410 |  | Bayside Unit #1 (3xGT - HSRG - ST) | 2596036 | 1464076 | 444285 | -2739987 | 1764410 |  | Bayside Unit #1 (3xGT - HSRG - ST) | 167502 | 110033 | 42364 | -245598 | 74301 |  | Bayside Unit #1 (3xGT - HSRG - ST) | 0 | 0 | 0 | 0 | 0 |  | Bayside Unit #1 (3xGT - HSRG - ST) | 2428534 | 1354043 | 401921 | -2494389 | 1690109 |  | Bayside Unit #1 (3xGT - HSRG - ST) | 1507518 | 990297 | 381276 | -2210382 | 668709 |  | Bayside Unit #1 (3xGT - HSRG - ST) | 0 | 0 | 0 | 0 | 0 |  | Bayside Unit #1 | 921016 | 363746 | 20645 | -284007 | 1021400 |  | Bayside Unit #1 | -386268 | -27372 | -43284 | 81444 | -375480 |  | Bayside Unit #1 | 1307284 | 391118 | 63929 | -365451 | 1396880 |  | Bayside Unit #1 | 57056 | 24954 | 2698 | -7603 | 77105 |  | Bayside Unit #1 | 0 | 0 | 0 | 0 | 0 |  | Bayside Unit #1 | 1250228 | 366164 | 61231 | -357848 | 1319775
Bayside Unit #2 (4xGT - HSRG - ST) | 3850493 | 2507114 | 1319444 | -3826359 | 3850692 |  | Bayside Unit #2 (4xGT - HSRG - ST) | 408150 | 535591 | 874536 | -367867 | 1450410 |  | Bayside Unit #2 (4xGT - HSRG - ST) | 3442343 | 1971523 | 444908 | -3458492 | 2400282 |  | Bayside Unit #2 (4xGT - HSRG - ST) | 219386 | 147862 | 41722 | -307226 | 101744 |  | Bayside Unit #2 (4xGT - HSRG - ST) | 0 | 0 | 0 | 0 | 0 |  | Bayside Unit #2 (4xGT - HSRG - ST) | 3222957 | 1823661 | 403186 | -3151266 | 2298538 |  | Bayside Unit #2 (4xGT - HSRG - ST) | 1974474 | 1330758 | 375498 | -2765034 | 915696 |  | Bayside Unit #2 (4xGT - HSRG - ST) | 0 | 0 | 0 | 0 | 0 |  | Bayside Unit #2 | 1248483 | 492903 | 27688 | -386232 | 1382842 |  | Bayside Unit #2 | -278713 | -25258 | -28996 | 56152 | -276815 |  | Bayside Unit #2 | 1527196 | 518161 | 56684 | -442384 | 1659657 |  | Bayside Unit #2 | 75883 | 31772 | 4017 | -10336 | 101336 |  | Bayside Unit #2 | 0 | 0 | 0 | 0 | 0 |  | Bayside Unit #2 | 1451313 | 486389 | 52667 | -432048 | 1558321
Bayside GT's 3-6 | 263600 | 183570 | 87180 | -329970 | 204380 |  | Bayside GT's 3-6 | 0 | 0 | 0 | 0 | 0 |  | Bayside GT's 3-6 | 263600 | 183570 | 87180 | -329970 | 204380 |  | Bayside GT's 3-6 | 26360 | 18357 | 8718 | -32997 | 20438 |  | Bayside GT's 3-6 | 0 | 0 | 0 | 0 | 0 |  | Bayside GT's 3-6 | 237240 | 165213 | 78462 | -296973 | 183942 |  | Bayside GT's 3-6 | 237240 | 165213 | 78462 | -296973 | 183942 |  | Bayside GT's 3-6 | 0 | 0 | 0 | 0 | 0 |  | Bayside CT's 3-6
Total Bayside Power Station | 9308641 | 6333460 | 5459689 | -8380140 | 12721650 |  | Total Bayside Power Station | 1632600 | 2142365 | 3498142 | -1471466 | 5801641 |  | Total Bayside Power Station | 7676041 | 4191095 | 1961547 | -6908674 | 6920009 |  | Total Bayside Power Station | 431757 | 307410 | 182789 | -594477 | 327479 |  | Total Bayside Power Station | 0 | 0 | 0 | 0 | 0 |  | Total Bayside Power Station | 7244284 | 3883685 | 1778758 | -6314197 | 6592530 |  | Total Bayside Power Station | 3885813 | 2766690 | 1645101 | -5350293 | 2947311 |  | Total Bayside Power Station | 0 | 0 | 0 | 0 | 0 |  | Total Bayside Power Station | 3358471 | 1116995 | 133657 | -963904 | 3645219 |  | Total Bayside Power Station | 0 | 0 | 0 | 0 | 0 |  | Total Bayside Power Station | 3358471 | 1116995 | 133657 | -963904 | 3645219 |  | Total Bayside Power Station | 169209 | 71307 | 8762 | -23361 | 225917 |  | Total Bayside Power Station | 0 | 0 | 0 | 0 | 0 |  | Total Bayside Power Station | 3189262 | 1045688 | 124895 | -940543 | 3419302
Big Bend Common (Handling) | 5956944 | 1489519 | 63049539 | -2341037 | 68154965 |  | Big Bend Common (Handling) | 0 | 0 | 0 | 0 | 0 |  | Big Bend Common (Handling) | 5956944 | 1489519 | 63049539 | -2341037 | 68154965 |  | Big Bend Common (Handling) | 35609 | 101318 | 689024 | -127051 | 698900 |  | Big Bend Common (Handling) | 0 | 0 | 0 | 0 | 0 |  | Big Bend Common (Handling) | 5921335 | 1388201 | 62360515 | -2213986 | 67456065 |  | Big Bend Common (Handling) | 320481 | 911862 | 6201216 | -1143459 | 6290100 |  | Big Bend Common (Handling) | 0 | 0 | 0 | 0 | 0 |  | Big Bend Common | 5600854 | 476339 | 56159299 | -1070527 | 61165965 |  | Big Bend Common | -3000000 | 200000 | 56000000 | 122138 | 53322138 |  | Big Bend Common | 8600854 | 276339 | 159299 | -1192665 | 7843827 |  | Big Bend Common | 103068 | 33516 | 6039 | 7412 | 150035 |  | Big Bend Common | 0 | 0 | 0 | 0 | 0 |  | Big Bend Common | 8497786 | 242823 | 153260 | -1200077 | 7693792
Big Bend Unit #4 | 4213230 | 1285860 | 529398 | -4731402 | 1297086 |  | Big Bend Unit #4 | 0 | 0 | 0 | 0 | 0 |  | Big Bend Unit #4 | 4213230 | 1285860 | 529398 | -4731402 | 1297086 |  | Big Bend Unit #4 | 99046 | 74378 | 34602 | -105928 | 102098 |  | Big Bend Unit #4 | 0 | 0 | 0 | 0 | 0 |  | Big Bend Unit #4 | 4114184 | 1211482 | 494796 | -4625474 | 1194988 |  | Big Bend Unit #4 | 891414 | 669402 | 311418 | -953352 | 918882 |  | Big Bend Unit #4 | 0 | 0 | 0 | 0 | 0 |  | Big Bend Unit #4 | 3222770 | 542080 | 183378 | -3672121.5 | 276106.5 |  | Big Bend Unit #4 | -19421705 | -69824 | -34944 | 310409 | -19216064 |  | Big Bend Unit #4 | 22644475 | 611904 | 218322 | -3982530.5 | 19492170.5 |  | Big Bend Unit #4 | 40129 | 48383 | 9703 | 45803.5 | 144018.5 |  | Big Bend Unit #4 | 0 | 0 | 0 | 0 | 0 |  | Big Bend Unit #4 | 22604346 | 563521 | 208619 | -4028334 | 19348152
Big Bend GT 4 | 70370 | 49010 | 26500 | -82490 | 63390 |  | Big Bend GT 4 | 0 | 0 | 0 | 0 | 0 |  | Big Bend GT 4 | 70370 | 49010 | 26500 | -82490 | 63390 |  | Big Bend GT 4 | 7037 | 4901 | 2650 | -8249 | 6339 |  | Big Bend GT 4 | 0 | 0 | 0 | 0 | 0 |  | Big Bend GT 4 | 63333 | 44109 | 23850 | -74241 | 57051 |  | Big Bend GT 4 | 63333 | 44109 | 23850 | -74241 | 57051 |  | Big Bend GT 4 | 0 | 0 | 0 | 0 | 0 |  | Big Bend CT | 0 | 0 | 0 | 0 | 0 |  | Big Bend CT | -2052003 | -74343 | -215270 | 1433740 | -907876 |  | Big Bend CT | 2052003 | 74343 | 215270 | -1433740 | 907876 |  | Big Bend CT | 2456 | 3870 | -2512 | 21371 | 25185 |  | Big Bend CT | 0 | 0 | 0 | 0 | 0 |  | Big Bend CT | 2049547 | 70473 | 217782 | -1455111 | 882691
Big Bend GT's 5-6 | 0 | 0 | 0 | 0 | 0 |  | Big Bend GT's 5-6 | 0 | 0 | 0 | 0 | 0 |  | Big Bend GT's 5-6 | 0 | 0 | 0 | 0 | 0 |  | Big Bend GT's 5-6 | 0 | 0 | 0 | 0 | 0 |  | Big Bend GT's 5-6 | 0 | 0 | 0 | 0 | 0 |  | Big Bend GT's 5-6 | 0 | 0 | 0 | 0 | 0 |  | Big Bend GT's 5-6 | 0 | 0 | 0 | 0 | 0 |  | Big Bend GT's 5-6 | 0 | 0 | 0 | 0 | 0 |  | Big Bend GT's 5-6 | [11 empty] | 0 | [6 empty] | 0 | [13 empty] | 0 | [6 empty] | 0
Total Big Bend Power Station | 10240544 | 2824389 | 63605437 | -7154929 | 69515441 |  | Total Big Bend Power Station | 0 | 0 | 0 | 0 | 0 |  | Total Big Bend Power Station | 10240544 | 2824389 | 63605437 | -7154929 | 69515441 |  | Total Big Bend Power Station | 141692 | 180597 | 726276 | -241228 | 807337 |  | Total Big Bend Power Station | 0 | 0 | 0 | 0 | 0 |  | Total Big Bend Power Station | 10098852 | 2643792 | 62879161 | -6913701 | 68708104 |  | Total Big Bend Power Station | 1275228 | 1625373 | 6536484 | -2171052 | 7266033 |  | Total Big Bend Power Station | 0 | 0 | 0 | 0 | 0 |  | Total Big Bend Power Station | 8823624 | 1018419 | 56342677 | -4742648.5 | 61442071.5 |  | Total Big Bend Power Station | -24473708 | 55833 | 55749786 | 1866287 | 33198198 |  | Total Big Bend Power Station | 33297332 | 962586 | 592891 | -6608935.5 | 28243873.5 |  | Total Big Bend Power Station | 145653 | 85769 | 13230 | 74586.5 | 319238.5 |  | Total Big Bend Power Station | 0 | 0 | 0 | 0 | 0 |  | Total Big Bend Power Station | 33151679 | 876817 | 579661 | -6683522 | 27924635
Polk Common (Handling) | 3022480 | 4720281 | 2738555 | -3771592 | 6709724 |  | Polk Common (Handling) | 0 | 0 | 0 | 0 | 0 |  | Polk Common (Handling) | 3022480 | 4720281 | 2738555 | -3771592 | 6709724 |  | Polk Common (Handling) | 19159 | 28389 | 31 | -330812 | -283233 |  | Polk Common (Handling) | 0 | 0 | 0 | 0 | 0 |  | Polk Common (Handling) | 3003321 | 4691892 | 2738524 | -3440780 | 6992957 |  | Polk Common (Handling) | 172431 | 255501 | 279 | -2977308 | -2549097 |  | Polk Common (Handling) | 0 | 0 | 0 | 0 | 0 |  | Polk Common | 2830890 | 4436391 | 2738245 | -463472 | 9542054 |  | Polk Common | -6000000 | 4000000 | 2640000 | 1880000 | 2520000 |  | Polk Common | 8830890 | 436391 | 98245 | -2343472 | 7022054 |  | Polk Common | 21384 | 64351 | 15248 | 12246 | 113229 |  | Polk Common | 0 | 0 | 0 | 0 | 0 |  | Polk Common | 8809506 | 372040 | 82997 | -2355718 | 6908825
Polk Unit #1 (Gasifier - GT - HRSG - ST) | 1676291 | 1170202 | 20827 | -2654177 | 213143 |  | Polk Unit #1 (Gasifier - GT - HRSG - ST) | 0 | 0 | 0 | 0 | 0 |  | Polk Unit #1 (Gasifier - GT - HRSG - ST) | 1676291 | 1170202 | 20827 | -2654177 | 213143 |  | Polk Unit #1 (Gasifier - GT - HRSG - ST) | 8297 | 7779 | 105 | -18871 | -2690 |  | Polk Unit #1 (Gasifier - GT - HRSG - ST) | 0 | 0 | 0 | 0 | 0 |  | Polk Unit #1 (Gasifier - GT - HRSG - ST) | 1667994 | 1162423 | 20722 | -2635306 | 215833 |  | Polk Unit #1 (Gasifier - GT - HRSG - ST) | 74673 | 70011 | 945 | -169839 | -24210 |  | Polk Unit #1 (Gasifier - GT - HRSG - ST) | 0 | 0 | 0 | 0 | 0 |  | Polk Unit #1 | 1593321 | 1092412 | 19777 | -2465467 | 240043 |  | Polk Unit #1 | -2000000 | 1000000 | 0 | -1500000 | -2500000 |  | Polk Unit #1 | 3593321 | 92412 | 19777 | -965467 | 2740043 |  | Polk Unit #1 | -39257 | 8523 | 2044 | 15822 | -12868 |  | Polk Unit #1 | 0 | 0 | 0 | 0 | 0 |  | Polk Unit #1 | 3632578 | 83889 | 17733 | -981289 | 2752911
Polk Unit #2 | 0 | 0 | 0 | 0 | 0 |  | Polk Unit #2 | -531631 | -201983 | -3375 | 481717 | -255272 |  | Polk Unit #2 | 531631 | 201983 | 3375 | -481717 | 255272 |  | Polk Unit #2 | 10576 | 15042 | 240 | -37297 | -11439 |  | Polk Unit #2 | 0 | 0 | 0 | 0 | 0 |  | Polk Unit #2 | 521055 | 186941 | 3135 | -444420 | 266711 |  | Polk Unit #2 | 95184 | 135378 | 2160 | -335673 | -102951 |  | Polk Unit #2 | 0 | 0 | 0 | 0 | 0 |  | Polk Unit #2 | 425871 | 51563 | 975 | -108747 | 369662 |  | Polk Unit #2 | 0 | 0 | -11000 | 0 | -11000 |  | Polk Unit #2 | 425871 | 51563 | 11975 | -108747 | 380662 |  | Polk Unit #2 | 18219 | 9433 | 2226 | -3294 | 26584 |  | Polk Unit #2 | 0 | 0 | 0 | 0 | 0 |  | Polk Unit #2 | 407652 | 42130 | 9749 | -105453 | 354078
Polk Unit #3 | 0 | 0 | 0 | 0 | 0 |  | Polk Unit #3 | -405987 | -192414 | -4383 | 425316 | -177468 |  | Polk Unit #3 | 405987 | 192414 | 4383 | -425316 | 177468 |  | Polk Unit #3 | 16457 | 14323 | 186 | -36646 | -5680 |  | Polk Unit #3 | 0 | 0 | 0 | 0 | 0 |  | Polk Unit #3 | 389530 | 178091 | 4197 | -388670 | 183148 |  | Polk Unit #3 | 148113 | 128907 | 1674 | -329814 | -51120 |  | Polk Unit #3 | 0 | 0 | 0 | 0 | 0 |  | Polk Unit #3 | 241417 | 49184 | 2523 | -58856 | 234268 |  | Polk Unit #3 | 0 | 0 | -9000 | 0 | -9000 |  | Polk Unit #3 | 241417 | 49184 | 11523 | -58856 | 243268 |  | Polk Unit #3 | 21566 | 9486 | 2237 | -4407 | 28882 |  | Polk Unit #3 | 0 | 0 | 0 | 0 | 0 |  | Polk Unit #3 | 219851 | 39698 | 9286 | -54449 | 214386
Polk Unit #4 | 0 | 0 | 0 | 0 | 0 |  | Polk Unit #4 | 0 | 0 | 0 | 0 | 0 |  | Polk Unit #4 | 0 | 0 | 0 | 0 | 0 |  | Polk Unit #4 |  |  |  |  | 0 |  | Polk Unit #4 | 0 | 0 | 0 | 0 | 0 |  | Polk Unit #4 | 0 | 0 | 0 | 0 | 0 |  | Polk Unit #4 |  |  |  |  | 0 |  | Polk Unit #4 | 0 | 0 | 0 | 0 | 0 |  | Polk Unit #4
Polk Unit #5 | 0 | 0 | 0 | 0 | 0 |  | Polk Unit #5 | 0 | 0 | 0 | 0 | 0 |  | Polk Unit #5 | 0 | 0 | 0 | 0 | 0 |  | Polk Unit #5 |  |  |  |  | 0 |  | Polk Unit #5 | 0 | 0 | 0 | 0 | 0 |  | Polk Unit #5 | 0 | 0 | 0 | 0 | 0 |  | Polk Unit #5 |  |  |  |  | 0 |  | Polk Unit #5 | 0 | 0 | 0 | 0 | 0 |  | Polk Unit #5
Polk 2-5 (4xGT - HRSG - ST) | 937618 | 394397 | 7758 | -907033 | 432740 |  | Polk 2-5 (4xGT - HRSG - ST) | 937618 | 394397 | 7758 | -907033 | 432740 |  | Polk 2-5 (4xGT - HRSG - ST) | 0 | 0 | 0 | 0 | 0 |  | Polk 2-5 (4xGT - HRSG - ST) | 0 | 0 | 0 | 0 | 0 |  | Polk 2-5 (4xGT - HRSG - ST) | 0 | 0 | 0 | 0 | 0 |  | Polk 2-5 (4xGT - HRSG - ST) | 0 | 0 | 0 | 0 | 0 |  | Polk 2-5 (4xGT - HRSG - ST) | 0 | 0 | 0 | 0 | 0 |  | Polk 2-5 (4xGT - HRSG - ST) | 0 | 0 | 0 | 0 | 0 |  | Polk 2-5 (4xGT - HRSG - ST)
Total Polk Power Station | 5636389 | 6284880 | 2767140 | -7332802 | 7355607 |  | Total Polk Power Station | 0 | 0 | 0 | 0 | 0 |  | Total Polk Power Station | 5636389 | 6284880 | 2767140 | -7332802 | 7355607 |  | Total Polk Power Station | 54489 | 65533 | 562 | -423626 | -303042 |  | Total Polk Power Station | 0 | 0 | 0 | 0 | 0 |  | Total Polk Power Station | 5581900 | 6219347 | 2766578 | -6909176 | 7658649 |  | Total Polk Power Station | 490401 | 589797 | 5058 | -3812634 | -2727378 |  | Total Polk Power Station | 0 | 0 | 0 | 0 | 0 |  | Total Polk Power Station | 5091499 | 5629550 | 2761520 | -3096542 | 10386027 |  | Total Polk Power Station | -8000000 | 5000000 | 2620000 | 380000 | 0 |  | Total Polk Power Station | 13091499 | 629550 | 141520 | -3476542 | 10386027 |  | Total Polk Power Station | 21912 | 91793 | 21755 | 20367 | 155827 |  | Total Polk Power Station | 0 | 0 | 0 | 0 | 0 |  | Total Polk Power Station | 13069587 | 537757 | 119765 | -3496909 | 10230200
Solar Sites | [6 empty] | Solar Sites | [6 empty] | Solar Sites | [6 empty] | Solar Sites | [6 empty] | Solar Sites | [6 empty] | Solar Sites | [6 empty] | Solar Sites | [6 empty] | Solar Sites | [6 empty] | Solar Sites
Tampa International | 0 | 0 | 0 | 0 | 0 |  | Tampa International | 0 | 0 | 0 | 0 | 0 |  | Tampa International | 0 | 0 | 0 | 0 | 0 |  | Tampa International | 0 | 0 | 0 | 0 | 0 |  | Tampa International | 0 | 0 | 0 | 0 | 0 |  | Tampa International | 0 | 0 | 0 | 0 | 0 |  | Tampa International | 0 | 0 | 0 | 0 | 0 |  | Tampa International | 0 | 0 | 0 | 0 | 0 |  | Tampa International
Big Bend Solar | 0 | 0 | 0 | 0 | 0 |  | Big Bend Solar | 0 | 0 | 0 | 0 | 0 |  | Big Bend Solar | 0 | 0 | 0 | 0 | 0 |  | Big Bend Solar | 0 | 0 | 0 | 0 | 0 |  | Big Bend Solar | 0 | 0 | 0 | 0 | 0 |  | Big Bend Solar | 0 | 0 | 0 | 0 | 0 |  | Big Bend Solar | 0 | 0 | 0 | 0 | 0 |  | Big Bend Solar | 0 | 0 | 0 | 0 | 0 |  | Big Bend Solar
Legoland Solar | 0 | 0 | 0 | 0 | 0 |  | Legoland Solar | 0 | 0 | 0 | 0 | 0 |  | Legoland Solar | 0 | 0 | 0 | 0 | 0 |  | Legoland Solar | 0 | 0 | 0 | 0 | 0 |  | Legoland Solar | 0 | 0 | 0 | 0 | 0 |  | Legoland Solar | 0 | 0 | 0 | 0 | 0 |  | Legoland Solar | 0 | 0 | 0 | 0 | 0 |  | Legoland Solar | 0 | 0 | 0 | 0 | 0 |  | Legoland Solar
Balm Solar | 0 | 0 | 0 | 0 | 0 |  | Balm Solar | 0 | 0 | 0 | 0 | 0 |  | Balm Solar | 0 | 0 | 0 | 0 | 0 |  | Balm Solar | 0 | 0 | 0 | 0 | 0 |  | Balm Solar | 0 | 0 | 0 | 0 | 0 |  | Balm Solar | 0 | 0 | 0 | 0 | 0 |  | Balm Solar | 0 | 0 | 0 | 0 | 0 |  | Balm Solar | 0 | 0 | 0 | 0 | 0 |  | Balm Solar
Bonnie Mine Solar | 0 | 0 | 0 | 0 | 0 |  | Bonnie Mine Solar | 0 | 0 | 0 | 0 | 0 |  | Bonnie Mine Solar | 0 | 0 | 0 | 0 | 0 |  | Bonnie Mine Solar | 0 | 0 | 0 | 0 | 0 |  | Bonnie Mine Solar | 0 | 0 | 0 | 0 | 0 |  | Bonnie Mine Solar | 0 | 0 | 0 | 0 | 0 |  | Bonnie Mine Solar | 0 | 0 | 0 | 0 | 0 |  | Bonnie Mine Solar | 0 | 0 | 0 | 0 | 0 |  | Bonnie Mine Solar
Grange Hall Solar | 0 | 0 | 0 | 0 | 0 |  | Grange Hall Solar | 0 | 0 | 0 | 0 | 0 |  | Grange Hall Solar | 0 | 0 | 0 | 0 | 0 |  | Grange Hall Solar | 0 | 0 | 0 | 0 | 0 |  | Grange Hall Solar | 0 | 0 | 0 | 0 | 0 |  | Grange Hall Solar | 0 | 0 | 0 | 0 | 0 |  | Grange Hall Solar | 0 | 0 | 0 | 0 | 0 |  | Grange Hall Solar | 0 | 0 | 0 | 0 | 0 |  | Grange Hall Solar
Lake Hancock Solar | 0 | 0 | 0 | 0 | 0 |  | Lake Hancock Solar | 0 | 0 | 0 | 0 | 0 |  | Lake Hancock Solar | 0 | 0 | 0 | 0 | 0 |  | Lake Hancock Solar | 0 | 0 | 0 | 0 | 0 |  | Lake Hancock Solar | 0 | 0 | 0 | 0 | 0 |  | Lake Hancock Solar | 0 | 0 | 0 | 0 | 0 |  | Lake Hancock Solar | 0 | 0 | 0 | 0 | 0 |  | Lake Hancock Solar | 0 | 0 | 0 | 0 | 0 |  | Lake Hancock Solar
Lithia Solar | 0 | 0 | 0 | 0 | 0 |  | Lithia Solar | 0 | 0 | 0 | 0 | 0 |  | Lithia Solar | 0 | 0 | 0 | 0 | 0 |  | Lithia Solar | 0 | 0 | 0 | 0 | 0 |  | Lithia Solar | 0 | 0 | 0 | 0 | 0 |  | Lithia Solar | 0 | 0 | 0 | 0 | 0 |  | Lithia Solar | 0 | 0 | 0 | 0 | 0 |  | Lithia Solar | 0 | 0 | 0 | 0 | 0 |  | Lithia Solar
Little Manatee River Solar | 0 | 0 | 0 | 0 | 0 |  | Little Manatee River Solar | 0 | 0 | 0 | 0 | 0 |  | Little Manatee River Solar | 0 | 0 | 0 | 0 | 0 |  | Little Manatee River Solar | 0 | 0 | 0 | 0 | 0 |  | Little Manatee River Solar | 0 | 0 | 0 | 0 | 0 |  | Little Manatee River Solar | 0 | 0 | 0 | 0 | 0 |  | Little Manatee River Solar | 0 | 0 | 0 | 0 | 0 |  | Little Manatee River Solar | 0 | 0 | 0 | 0 | 0 |  | Little Manatee River Solar
Payne Creek Solar | 0 | 0 | 0 | 0 | 0 |  | Payne Creek Solar | 0 | 0 | 0 | 0 | 0 |  | Payne Creek Solar | 0 | 0 | 0 | 0 | 0 |  | Payne Creek Solar | 0 | 0 | 0 | 0 | 0 |  | Payne Creek Solar | 0 | 0 | 0 | 0 | 0 |  | Payne Creek Solar | 0 | 0 | 0 | 0 | 0 |  | Payne Creek Solar | 0 | 0 | 0 | 0 | 0 |  | Payne Creek Solar | 0 | 0 | 0 | 0 | 0 |  | Payne Creek Solar
Peace Creek Solar | 0 | 0 | 0 | 0 | 0 |  | Peace Creek Solar | 0 | 0 | 0 | 0 | 0 |  | Peace Creek Solar | 0 | 0 | 0 | 0 | 0 |  | Peace Creek Solar | 0 | 0 | 0 | 0 | 0 |  | Peace Creek Solar | 0 | 0 | 0 | 0 | 0 |  | Peace Creek Solar | 0 | 0 | 0 | 0 | 0 |  | Peace Creek Solar | 0 | 0 | 0 | 0 | 0 |  | Peace Creek Solar | 0 | 0 | 0 | 0 | 0 |  | Peace Creek Solar
Wimauma Solar | 0 | 0 | 0 | 0 | 0 |  | Wimauma Solar | 0 | 0 | 0 | 0 | 0 |  | Wimauma Solar | 0 | 0 | 0 | 0 | 0 |  | Wimauma Solar | 0 | 0 | 0 | 0 | 0 |  | Wimauma Solar | 0 | 0 | 0 | 0 | 0 |  | Wimauma Solar | 0 | 0 | 0 | 0 | 0 |  | Wimauma Solar | 0 | 0 | 0 | 0 | 0 |  | Wimauma Solar | 0 | 0 | 0 | 0 | 0 |  | Wimauma Solar
Total Solar Sites | 0 | 0 | 0 | 0 | 0 |  | Total Solar Sites | 0 | 0 | 0 | 0 | 0 |  | Total Solar Sites | 0 | 0 | 0 | 0 | 0 |  | Total Solar Sites | 0 | 0 | 0 | 0 | 0 |  | Total Solar Sites | 0 | 0 | 0 | 0 | 0 |  | Total Solar Sites | 0 | 0 | 0 | 0 | 0 |  | Total Solar Sites | 0 | 0 | 0 | 0 | 0 |  | Total Solar Sites | 0 | 0 | 0 | 0 | 0 |  | Total Solar Sites
Summary of Surviving Assets | 25185574 | 15442729 | 71832266 | -22867871 | 89592698 | 0 | Summary of Surviving Assets | 1632600 | 2142365 | 3498142 | -1471466 | 5801641 | 0 | Summary of Surviving Assets | 23552974 | 13300364 | 68334124 | -21396405 | 83791057 | 0 | Summary of Surviving Assets | 627938 | 553540 | 909627 | -1259331 | 831774 | 0 | Summary of Surviving Assets | 0 | 0 | 0 | 0 | 0 | 0 | Summary of Surviving Assets | 22925036 | 12746824 | 67424497 | -20137074 | 82959283 | 0 | Summary of Surviving Assets | 5651442 | 4981860 | 8186643 | -11333979 | 7485966 | 0 | Summary of Surviving Assets | 0 | 0 | 0 | 0 | 0 | 0 | Summary of Surviving Assets | 17273594 | 7764964 | 59237854 | -8803094.5 | 75473317.5 | 0 | Summary of Surviving Assets | -32473708 | 5055833 | 58369786 | 2246287 | 33198198 | 0 | Summary of Surviving Assets | 49747302 | 2709131 | 868068 | -11049381.5 | 42275119.5 | 0 | Summary of Surviving Assets | 336774 | 248869 | 43747 | 71592.5 | 700982.5 | 0 | Summary of Surviving Assets | 0 | 0 | 0 | 0 | 0 | 0 | Summary of Surviving Assets | 49410528 | 2460262 | 824321 | -11120974 | 41574137 | 0
Big Bend Unit #1 | 4818583 | 2333109 | 1204610 | -5302194 | 3054108 |  | Big Bend Unit #1 | 601610 | 452799 | 290170 | -394272 | 950307 |  | Big Bend Unit #1 | 4216973 | 1880310 | 914440 | -4907922 | 2103801 |  | Big Bend Unit #1 | 54803 | 70497 | 29604 | -63709 | 91195 |  | Big Bend Unit #1 | 0 | 0 | 0 | 0 | 0 |  | Big Bend Unit #1 | 4162170 | 1809813 | 884836 | -4844213 | 2012606 |  | Big Bend Unit #1 | 493227 | 634473 | 266436 | -573381 | 820755 |  | Big Bend Unit #1 | 0 | 0 | 0 | 0 | 0 |  | Big Bend Unit #1 | 3668943 | 1175340 | 618400 | -4270831.5 | 1191851.5 |  | Big Bend Unit #1 | -10921705 | 730175 | -684945 | -1689591 | -12566066 |  | Big Bend Unit #1 | 14590648 | 445165 | 1303345 | -2581240.5 | 13757917.5 |  | Big Bend Unit #1 | 98487 | 43461.5 | -10601.5 | 25728.5 | 157075.5 |  | Big Bend Unit #1 | 0 | 0 | 0 | 0 | 0 |  | Big Bend Unit #1 | 14492161 | 401703.5 | 1313946.5 | -2606969 | 13600842
Big Bend Unit #2 | 4519071 | 2070069 | 1257895 | -4965898 | 2881137 |  | Big Bend Unit #2 | 601610 | 452799 | 290170 | -394272 | 950307 |  | Big Bend Unit #2 | 3917461 | 1617270 | 967725 | -4571626 | 1930830 |  | Big Bend Unit #2 | 69144 | 74261 | 23819 | -77621 | 89603 |  | Big Bend Unit #2 | 0 | 0 | 0 | 0 | 0 |  | Big Bend Unit #2 | 3848317 | 1543009 | 943906 | -4494005 | 1841227 |  | Big Bend Unit #2 | 622296 | 668349 | 214371 | -698589 | 806427 |  | Big Bend Unit #2 | 0 | 0 | 0 | 0 | 0 |  | Big Bend Unit #2 | 3226021 | 874660 | 729535 | -3795415.5 | 1034800.5 |  | Big Bend Unit #2 | -9421705 | 430175 | -34945 | -1189592 | -10216067 |  | Big Bend Unit #2 | 12647726 | 444485 | 764480 | -2605823.5 | 11250867.5 |  | Big Bend Unit #2 | 122712 | 43472.5 | -1387.5 | 26121.5 | 190918.5 |  | Big Bend Unit #2 | 0 | 0 | 0 | 0 | 0 |  | Big Bend Unit #2 | 12525014 | 401012.5 | 765867.5 | -2631945 | 11059949
Big Bend Unit #3 | 4342549 | 1876699 | 1079345 | -4931851 | 2366742 |  | Big Bend Unit #3 | 601609 | 452800 | 290170 | -394272 | 950307 |  | Big Bend Unit #3 | 3740940 | 1423899 | 789175 | -4537579 | 1416435 |  | Big Bend Unit #3 | 91751 | 76030 | 25857 | -87424 | 106214 |  | Big Bend Unit #3 | 0 | 0 | 0 | 0 | 0 |  | Big Bend Unit #3 | 3649189 | 1347869 | 763318 | -4450155 | 1310221 |  | Big Bend Unit #3 | 825759 | 684270 | 232713 | -786816 | 955926 |  | Big Bend Unit #3 | 0 | 0 | 0 | 0 | 0 |  | Big Bend Unit #3 | 2823430 | 663599 | 530605 | -3663338.5 | 354295.5 |  | Big Bend Unit #3 | -9421705 | 230176 | -34944 | -1189592 | -10416065 |  | Big Bend Unit #3 | 12245135 | 433423 | 565549 | -2473746.5 | 10770360.5 |  | Big Bend Unit #3 | 127732 | 43649 | 2013 | 24010.5 | 197404.5 |  | Big Bend Unit #3 | 0 | 0 | 0 | 0 | 0 |  | Big Bend Unit #3 | 12117403 | 389774 | 563536 | -2497757 | 10572956
City of Tampa | 0 | 0 | 0 | 0 | 0 |  | City of Tampa | -218050 | -51145 | -19745 | 78841 | -210099 |  | City of Tampa | 218050 | 51145 | 19745 | -78841 | 210099 |  | City of Tampa | 2670 | 3560 | 1843 | -717 | 7356 |  | City of Tampa | 0 | 0 | 0 | 0 | 0 |  | City of Tampa | 215380 | 47585 | 17902 | -78124 | 202743 |  | City of Tampa | 24030 | 32040 | 16587 | -6453 | 66204 |  | City of Tampa | 0 | 0 | 0 | 0 | 0 |  | City of Tampa | 191350 | 15545 | 1315 | -71671 | 136539 |  | City of Tampa | 0 | 0 | 0 | 0 | 0 |  | City of Tampa | 191350 | 15545 | 1315 | -71671 | 136539 |  | City of Tampa | 19169 | 2858 | 215 | -9069 | 13173 |  | City of Tampa | 0 | 0 | 0 | 0 | 0 |  | City of Tampa | 172181 | 12687 | 1100 | -62602 | 123366
Phillips Station | 0 | 0 | 0 | 0 | 0 |  | Phillips Station | -1586779 | -1307253 | -850765 | 1103975 | -2640822 |  | Phillips Station | 1586779 | 1307253 | 850765 | -1103975 | 2640822 |  | Phillips Station | 14331 | 43501 | 27020 | -24900 | 59952 |  | Phillips Station | 0 | 0 | 0 | 0 | 0 |  | Phillips Station | 1572448 | 1263752 | 823745 | -1079075 | 2580870 |  | Phillips Station | 128979 | 391509 | 243180 | -224100 | 539568 |  | Phillips Station | 0 | 0 | 0 | 0 | 0 |  | Phillips Station | 1443469 | 872243 | 580565 | -854975 | 2041302 |  | Phillips Station | -1500000 | 500000 | 500000 | 500000 | 0 |  | Phillips Station | 2943469 | 372243 | 80565 | -1354975 | 2041302 |  | Phillips Station | 169923 | 70264 | -40462 | -122293 | 77432 |  | Phillips Station | 0 | 0 | 0 | 0 | 0 |  | Phillips Station | 2773546 | 301979 | 121027 | -1232682 | 1963870
Gannon Power Station | 0 | 0 | 0 | 0 | 0 |  | Gannon Power Station | -1632600 | -2142365 | -3498142 | 1471466 | -5801641 |  | Gannon Power Station | 1632600 | 2142365 | 3498142 | -1471466 | 5801641 |  | Gannon Power Station | 0 | 0 | 0 | 0 | 0 |  | Gannon Power Station | 0 | 0 | 0 | 0 | 0 |  | Gannon Power Station | 1632600 | 2142365 | 3498142 | -1471466 | 5801641 |  | Gannon Power Station | 0 | 0 | 0 | 0 | 0 |  | Gannon Power Station | 7345294.09 | 4195245.77 | 3513207 | -388411.59 | 14665335.27 |  | Gannon Power Station | 8977894 | 6337610.51 | 7011349 | -1859878.63 | 20466974.88 |  | Gannon Power Station | -14008661 | 6788310 | 432053 | 6788298 | 0 |  | Gannon Power Station | 22986555 | -450699.49 | 6579296 | -8648176.63 | 20466974.88 |  | Gannon Power Station | 0 | 0 | 0 | 0 | 0 |  | Gannon Power Station | 4269084 |  |  | -1547742 | 2721342 |  | Gannon Power Station | 27255639 | -450699.49 | 6579296 | -10195918.63 | 23188316.88
Summary of Retired Assets | 13680203 | 6279877 | 3541850 | -15199943 | 8301987 | 0 | Summary of Retired Assets | -1632600 | -2142365 | -3498142 | 1471466 | -5801641 | 0 | Summary of Retired Assets | 15312803 | 8422242 | 7039992 | -16671409 | 14103628 | 0 | Summary of Retired Assets | 232699 | 267849 | 108143 | -254371 | 354320 | 0 | Summary of Retired Assets | 0 | 0 | 0 | 0 | 0 | 0 | Summary of Retired Assets | 15080104 | 8154393 | 6931849 | -16417038 | 13749308 | 0 | Summary of Retired Assets | 2094291 | 2410641 | 973287 | -2289339 | 3188880 | 0 | Summary of Retired Assets | 7345294.09 | 4195245.77 | 3513207 | -388411.59 | 14665335.27 | 0 | Summary of Retired Assets | 20331107 | 9938997.51 | 9471769 | -14516110.13 | 25225763.38 | 0 | Summary of Retired Assets | -45273776 | 8678836 | 177219 | 3219523 | -33198198 | 0 | Summary of Retired Assets | 65604883 | 1260161.51 | 9294550 | -17735633.13 | 58423961.38 | 0 | Summary of Retired Assets | 538023 | 203705 | -50223 | -55501.5 | 636003.5 | 0 | Summary of Retired Assets | 4269084 | 0 | 0 | -1547742 | 2721342 | 0 | Summary of Retired Assets | 69335944 | 1056456.51 | 9344773 | -19227873.63 | 60509299.88 | 0
Total Dismantling Reserves | 38865777 | 21722606 | 75374116 | -38067814 | 97894685 | 0 | Total Dismantling Reserves | 0 | 0 | 0 | 0 | 0 | 0 | Total Dismantling Reserves | 38865777 | 21722606 | 75374116 | -38067814 | 97894685 | 0 | Total Dismantling Reserves | 860637 | 821389 | 1017770 | -1513702 | 1186094 | 0 | Total Dismantling Reserves | 0 | 0 | 0 | 0 | 0 | 0 | Total Dismantling Reserves | 38005140 | 20901217 | 74356346 | -36554112 | 96708591 | 0 | Total Dismantling Reserves | 7745733 | 7392501 | 9159930 | -13623318 | 10674846 | 0 | Total Dismantling Reserves | 7345294.09 | 4195245.77 | 3513207 | -388411.59 | 14665335.27 | 0 | Total Dismantling Reserves | 37604701 | 17703961.51 | 68709623 | -23319204.63 | 100699080.88 | 0 | Total Dismantling Reserves | -77747484 | 13734669 | 58547005 | 5465810 | 0 | 0 | Total Dismantling Reserves | 115352185 | 3969292.51 | 10162618 | -28785014.63 | 100699080.88 | 0 | Total Dismantling Reserves | 874797 | 452574 | -6476 | 16091 | 1336986 | 0 | Total Dismantling Reserves | 4269084 | 0 | 0 | -1547742 | 2721342 | 0 | Total Dismantling Reserves | 118746472 | 3516718.51 | 10169094 | -30348847.63 | 102083436.88 | 0
Check Figure | 38865777 | 21722606 | 75374116 | -38067814 | 97894685 |  | Check Figure | 0 | 0 | 0 | 0 | 0 |  | Check Figure | 38865777 | 21722606 | 75374116 | -38067814 | 97894685 |  | Check Figure | 860637 | 821389 | 1017770 | -1513702 | 1186094 |  | Check Figure | 0 | 0 | 0 | 0 | 0 |  | Check Figure | 38005140 | 20901217 | 74356346 | -36554112 | 96708591 |  | Check Figure | 7745733 | 7392501 | 9159930 | -13623318 | 10674846 |  | Check Figure | 7345294 | 4195246 | 3513207 | -388412 | 14665335 |  | Check Figure | 37604701 | 17703961.51 | 68709623 | -23319204.63 | 100699080.88 |  | Check Figure | -77747484 | 13734669 | 58547005 | 5465810 | 0 |  | Check Figure | 115352185 | 3969292.51 | 10162618 | -28785014.63 | 100699080.88 |  | Check Figure | 874797 | 452574 | -6476 | 16091 | 1336986 |  | Check Figure | 4269084 | 0 | 0 | -1547742 | 2721342 |  | Check Figure | 118746472 | 3516718.51 | 10169094 | -30348847.63 | 102083436.88
Variance | 0 | 0 | 0 | 0 | 0 |  | Variance | 0 | 0 | 0 | 0 | 0 |  | Variance | 0 | 0 | 0 | 0 | 0 |  | Variance | 0 | 0 | 0 | 0 | 0 |  | Variance | 0 | 0 | 0 | 0 | 0 |  | Variance | 0 | 0 | 0 | 0 | 0 |  | Variance | 0 | 0 | 0 | 0 | 0 |  | Variance | -0.09 | 0.23 | 0 | -0.41 | -0.27 |  | Variance | 0 | 0 | 0 | 0 | 0 |  | Variance | 0 | 0 | 0 | 0 | 0 |  | Variance | 0 | 0 | 0 | 0 | 0 |  | Variance | 0 | 0 | 0 | 0 | 0 |  | Variance | 0 | 0 | 0 | 0 | 0 |  | Variance | 0 | 0 | 0 | 0 | 0
|  |  |  | ARO Transfer | 0 | [12 empty] | ARO Transfer | 0 | [19 empty] | ARO Transfer | 0 | [19 empty] | ARO Transfer | -16294039 | [12 empty] | ARO Transfer | -16294039 | [19 empty] | ARO Transfer | -16294039
|  |  |  | 2021 G/L Balance | 97894685 |  |  | 0 | 0 | 0 | 0 | [6 empty] | 2021 G/L Balance | 97894685 | [19 empty] | 2020 G/L Balance | 96708591 | [12 empty] | Contractor | 10539620.72 | [5 empty] | 2011 G/L Balance | 84405041.88 | [12 empty] | 2011 G/L Balance | 84405041.88 | [19 empty] | 2010 G/L Balance | 85789397.88
|  |  |  | Check Figure | 97894685 |  |  | 0 | 0 | 0 | 0 | [6 empty] | Check Figure | 97894685 | [19 empty] | Check Figure | 96708591 | [12 empty] | Labor | 3832087.37 | [5 empty] | Check Figure | 84405042 | [12 empty] | Check Figure | 84405042 | [19 empty] | Check Figure | 85789398
|  |  |  | Variance | 0 | [12 empty] | Variance | 0 | [19 empty] | Variance | 0 | [12 empty] | Mats | 682038.77 | [5 empty] | Variance | -0.12 | [12 empty] | Variance | -0.12 | [19 empty] | Variance | -0.12
[53 empty] | Salvage | -388411.59
14665335.27
0

## Reserve Deficiency
Tampa Electric Company | [6 empty] | Tampa Electric Company
Summary of Dismantling Accruals | [6 empty] | Summary of Dismantling Accruals
Reserve Deficiency (Before Escalation) | [6 empty] | Reserve Deficiency (After Escalation to future recovery year)
|  | MATERIALS | ENVIRONMENTAL | [5 empty] | MATERIALS | ENVIRONMENTAL
PLANT | LABOR | & EQUIPMENT | & DISPOSAL | SALVAGE | TOTAL |  | PLANT | LABOR | & EQUIPMENT | & DISPOSAL | SALVAGE | TOTAL
Bayside Common | 750562 | 235509 | -2732856 | -716957 | -2463742 |  | Bayside Common | -848477 | -1296533 | -7044876 | -282683 | -9472569
Bayside Unit #1 (3xGT - HSRG - ST) | -573464 | -1496333 | 1230271 | 1204146 | 364620 |  | Bayside Unit #1 (3xGT - HSRG - ST) | -2696902 | -3605815 | 1188839 | 3806001 | -1307877
Bayside Unit #2 (4xGT - HSRG - ST) | -800107 | -2035386 | 1236644 | 1731641 | 132792 |  | Bayside Unit #2 (4xGT - HSRG - ST) | -3560372 | -4776325 | 1197902 | 5085331 | -2053464
Bayside GT's 3-6 | -413750 | -479980 | 76830 | 929030 | 112130 |  | Bayside GT's 3-6 | -1166013 | -1202192 | 68667 | 2299334 | -204
Total Bayside Power Station | -1036759 | -3776190 | -189111 | 3147860 | -1854200 |  | Total Bayside Power Station | -8271764 | -10880865 | -4589468 | 10907983 | -12834114
Big Bend Common (Handling) | 3710994 | -706981 | -3211161 | -1735037 | -1942185 |  | Big Bend Common (Handling) | 1679199 | -2681489 | -47464596 | -1190283 | -49657169
Big Bend Unit #4 | 150280 | -2686240 | -1176052 | -1717402 | -5429414 |  | Big Bend Unit #4 | -3525261 | -6256895 | -2315068 | 991985 | -11105239
Big Bend GT 4 | -92930 | -110840 | 18450 | 161510 | -23810 |  | Big Bend GT 4 | -274291 | -284822 | 12101 | 427081 | -119931
Big Bend GT's 5-6 | -4021550 | -3930700 | -95450 | 4186000 | -3861700 |  | Big Bend GT's 5-6 |  |  |  |  | 0
Total Big Bend Power Station | -253206 | -7434761 | -4464213 | 895071 | -11257109 |  | Total Big Bend Power Station | -2120353 | -9223206 | -49767563 | 228783 | -60882339
Polk Common (Handling) | 1407880 | 3140181 | -5685195 | -3444592 | -4581726 |  | Polk Common (Handling) | -212991 | 1572620 | -11811656 | -3120187 | -13572214
Polk Unit #1 (Gasifier - GT - HRSG - ST) | -854859 | -1303448 | -36673 | 670823 | -1524157 |  | Polk Unit #1 (Gasifier - GT - HRSG - ST) | -2158647 | -2619899 | -60375 | 2440354 | -2398567
Polk Unit #2 | 0 | 0 | 0 | 0 | 0 |  | Polk Unit #2 | 0 | 0 | 0 | 0 | 0
Polk Unit #3 | 0 | 0 | 0 | 0 | 0 |  | Polk Unit #3 | 0 | 0 | 0 | 0 | 0
Polk Unit #4 | 0 | 0 | 0 | 0 | 0 |  | Polk Unit #4 | 0 | 0 | 0 | 0 | 0
Polk Unit #5 | 0 | 0 | 0 | 0 | 0 |  | Polk Unit #5 | 0 | 0 | 0 | 0 | 0
Polk 2-5 (4xGT - HRSG - ST) | -2921782 | -3376453 | 4308 | 4525967 | -1767960 |  | Polk 2-5 (4xGT - HRSG - ST) | -9093890 | -9113429 | 661 | 12791740 | -5414918
Total Polk Power Station | -2368761 | -1539720 | -5717560 | 1752198 | -7873843 |  | Total Polk Power Station | -11465528 | -10160708 | -11871370 | 12111907 | -21385699
Solar Sites | [6 empty] | Solar Sites
Tampa International | -360755 | -352590 | -65090 | 198500 | -579935 |  | Tampa International | -687111 | -669545 | -108562 | 376938 | -1088280
Big Bend Solar | -1570440 | -1534560 | -1074675 | 553500 | -3626175 |  | Big Bend Solar | -3146980 | -3056942 | -1856269 | 1102608 | -6957583
Legoland Solar | -63940 | -62445 | -25070 | 17900 | -133555 |  | Legoland Solar | -124899 | -121455 | -42554 | 34815 | -254093
Balm Solar | -7705230 | -7529165 | -2424430 | 5067900 | -12590925 |  | Balm Solar | -15844771 | -15357962 | -4261540 | 10337483 | -25126790
Bonnie Mine Solar | -2639595 | -2579450 | -1633000 | 1632500 | -5219545 |  | Bonnie Mine Solar | -5571123 | -5386941 | -2920982 | 3409324 | -10469722
Grange Hall Solar | -4295595 | -4197385 | -1696020 | 2465900 | -7723100 |  | Grange Hall Solar | -9066273 | -8765848 | -3033708 | 5149803 | -15716026
Lake Hancock Solar | -3335805 | -3259675 | -1407255 | 1957800 | -6044935 |  | Lake Hancock Solar | -7040543 | -6807528 | -2517187 | 4088683 | -12276575
Lithia Solar | -4849550 | -4738690 | -2730560 | 2878400 | -9440400 |  | Lithia Solar | -10235449 | -9896313 | -4884211 | 6011270 | -19004703
Little Manatee River Solar | -5160510 | -5042635 | -2808185 | 3107700 | -9903630 |  | Little Manatee River Solar | -11179007 | -10782042 | -5111569 | 6644810 | -20427808
Payne Creek Solar | -4920160 | -4807575 | -2503550 | 2869600 | -9361685 |  | Payne Creek Solar | -10117648 | -9806473 | -4400613 | 5853399 | -18471335
Peace Creek Solar | -3733820 | -3648605 | -1550315 | 2238800 | -6693940 |  | Peace Creek Solar | -7880592 | -7619772 | -2773082 | 4675525 | -13597921
Wimauma Solar | -4865650 | -4754560 | -3579260 | 2731100 | -10468370 |  | Wimauma Solar | -10540263 | -10166087 | -6515111 | 5839573 | -21381888
Total Solar Sites | -43501050 | -42507335 | -21497410 | 25719600 | -81786195 |  | Total Solar Sites | -91434659 | -88436908 | -38425388 | 53524231 | -164772724
Summary of Surviving Assets | -47159776 | -55258006 | -31868294 | 31514729 | -102771347 | 0 | Summary of Surviving Assets | -113292304 | -118701687 | -104653789 | 76772904 | -259874876
Big Bend Unit #1 | -18099548 | -2891155 | -5727855 | -1753294 | -28471852 |  | Big Bend Unit #1 | -18099548 | -2891155 | -5727855 | -1753294 | -28471852
Big Bend Unit #2 | -26203410 | -7242114 | -5448805 | -747955 | -39642284 |  | Big Bend Unit #2 | -26203410 | -7242114 | -5448805 | -747955 | -39642284
Big Bend Unit #3 | -30779405 | -6614852 | -5875393 | 294978 | -42974672 |  | Big Bend Unit #3 | -30779405 | -6614852 | -5875393 | 294978 | -42974672
City of Tampa | 0 | 0 | 0 | 0 | 0 |  | City of Tampa | 0 | 0 | 0 | 0 | 0
Phillips Station | 0 | 0 | 0 | 0 | 0 |  | Phillips Station | 0 | 0 | 0 | 0 | 0
Gannon Power Station | 0 | 0 | 0 | 0 | 0 | 0 | Gannon Power Station | 0 | 0 | 0 | 0 | 0
Summary of Retired Assets | -75082363 | -16748121 | -17052053 | -2206271 | -111088808 | 0 | Summary of Retired Assets | -75082363 | -16748121 | -17052053 | -2206271 | -111088808
Total Reserve Deficiency | -122242139 | -72006127 | -48920347 | 29308458 | -213860155 | 0 | Total Reserve Deficiency | -188374667 | -135449808 | -121705842 | 74566633 | -370963684
Check Figure | -122242139 | -72006127 | -48920347 | 29308458 | -213860155
Variance | 0 | 0 | 0 | 0 | 0

## Moodys
Moody's Analytics |  |  | Scroll down for annual numbers…
October 2020 delivery
NOTE: Annual data, along with Annual % change and AAGR are calculated beneath the monthly data on this spreadsheet.
Black = actual historical data
Green = Moody's historical estimate
Red = Moody's Economy.com forecast
|  |  | Plant Acctg. Uses |  | Plant Acctg. Uses
Line Clearance Usages
concept: |  |  | GDP Chain Price Deflator (2012=100) | Annualized % change | Intermediate Goods, Producer Prices (1982=100) | Annualized % change | Compensation Per Hour , Productivity and Costs (2012=100) | Annualized % change
geography: |  |  | U.S. | U.S. | U.S. | U.S. | U.S. | U.S.
Last Historical: |  |  | 2020-03-31 | 2020-03-31 | 2020-03-31 | 2020-03-31 | 2020-03-31 | 2020-03-31
Fcst Model Names=> | Year | Month | GDPCPD_Idx | GDPCPD_Pct | USIntmGdsPP_Idx | USIntmGdsPP_Pct | USCompPHr_ProdCosts_Idx | USCompPHr_ProdCosts_Pct
1970-01-31 | 1970 | 1 | 21.179 | 5.622 | 35 | 10.882 | 11.849 | 7.787
1970-02-28 | 1970 | 2 | 21.282 | 5.985 | 35 | 0 | 11.913 | 6.72
1970-03-31 | 1970 | 3 | 21.396 | 6.604 | 34.9 | -3.375 | 11.971 | 5.986
1970-04-30 | 1970 | 4 | 21.511 | 6.628 | 35.1 | 7.098 | 12.03 | 6.077
1970-05-31 | 1970 | 5 | 21.604 | 5.306 | 35.2 | 3.473 | 12.097 | 6.827
1970-06-30 | 1970 | 6 | 21.664 | 3.43 | 35.3 | 3.463 | 12.174 | 7.913
1970-07-31 | 1970 | 7 | 21.709 | 2.486 | 35.5 | 7.015 | 12.249 | 7.724
1970-08-31 | 1970 | 8 | 21.762 | 3.006 | 35.5 | 0 | 12.307 | 5.86
1970-09-30 | 1970 | 9 | 21.841 | 4.428 | 35.6 | 3.433 | 12.339 | 3.077
1970-10-31 | 1970 | 10 | 21.942 | 5.683 | 35.8 | 6.954 | 12.363 | 2.395
1970-11-30 | 1970 | 11 | 22.054 | 6.312 | 35.9 | 3.404 | 12.408 | 4.488
1970-12-31 | 1970 | 12 | 22.169 | 6.421 | 35.9 | 0 | 12.491 | 8.337
1971-01-31 | 1971 | 1 | 22.284 | 6.418 | 36 | 3.394 | 12.596 | 10.497
1971-02-28 | 1971 | 2 | 22.391 | 5.888 | 36.1 | 3.385 | 12.686 | 8.974
1971-03-31 | 1971 | 3 | 22.493 | 5.604 | 36.3 | 6.855 | 12.75 | 6.2
1971-04-30 | 1971 | 4 | 22.594 | 5.523 | 36.3 | 0 | 12.8 | 4.845
1971-05-31 | 1971 | 5 | 22.691 | 5.281 | 36.5 | 6.816 | 12.857 | 5.433
1971-06-30 | 1971 | 6 | 22.783 | 4.985 | 36.7 | 6.777 | 12.932 | 7.235
1971-07-31 | 1971 | 7 | 22.863 | 4.323 | 36.9 | 6.739 | 13.007 | 7.199
1971-08-31 | 1971 | 8 | 22.925 | 3.266 | 37.2 | 10.204 | 13.054 | 4.435
1971-09-30 | 1971 | 9 | 22.965 | 2.116 | 37.2 | 0 | 13.059 | 0.472
1971-10-31 | 1971 | 10 | 23.009 | 2.341 | 37.1 | -3.179 | 13.059 | -0.023
1971-11-30 | 1971 | 11 | 23.089 | 4.273 | 37.2 | 3.283 | 13.104 | 4.194
1971-12-31 | 1971 | 12 | 23.222 | 7.125 | 37.4 | 6.646 | 13.223 | 11.496
1972-01-31 | 1972 | 1 | 23.377 | 8.288 | 37.5 | 3.256 | 13.382 | 15.399
1972-02-29 | 1972 | 2 | 23.498 | 6.41 | 37.7 | 6.591 | 13.515 | 12.549
1972-03-31 | 1972 | 3 | 23.56 | 3.233 | 37.8 | 3.23 | 13.587 | 6.614
1972-04-30 | 1972 | 4 | 23.586 | 1.303 | 37.9 | 3.221 | 13.618 | 2.811
1972-05-31 | 1972 | 5 | 23.612 | 1.312 | 38 | 3.213 | 13.645 | 2.343
1972-06-30 | 1972 | 6 | 23.666 | 2.797 | 38 | 0 | 13.693 | 4.39
1972-07-31 | 1972 | 7 | 23.745 | 4.105 | 38.1 | 3.204 | 13.761 | 6.121
1972-08-31 | 1972 | 8 | 23.837 | 4.716 | 38.2 | 3.195 | 13.835 | 6.631
1972-09-30 | 1972 | 9 | 23.926 | 4.583 | 38.5 | 9.842 | 13.905 | 6.184
1972-10-31 | 1972 | 10 | 24.014 | 4.501 | 38.7 | 6.415 | 13.982 | 6.861
1972-11-30 | 1972 | 11 | 24.103 | 4.572 | 39 | 9.709 | 14.083 | 9.072
1972-12-31 | 1972 | 12 | 24.198 | 4.793 | 39.6 | 20.107 | 14.217 | 11.98
1973-01-31 | 1973 | 1 | 24.301 | 5.235 | 39.8 | 6.232 | 14.362 | 12.936
1973-02-28 | 1973 | 2 | 24.408 | 5.431 | 40.4 | 19.668 | 14.478 | 10.177
1973-03-31 | 1973 | 3 | 24.527 | 5.991 | 41.1 | 22.893 | 14.554 | 6.468
1973-04-30 | 1973 | 4 | 24.662 | 6.833 | 41.3 | 5.998 | 14.606 | 4.382
1973-05-31 | 1973 | 5 | 24.812 | 7.531 | 42.2 | 29.524 | 14.658 | 4.387
1973-06-30 | 1973 | 6 | 24.974 | 8.129 | 43 | 25.277 | 14.731 | 6.122
1973-07-31 | 1973 | 7 | 25.139 | 8.229 | 42.3 | -17.877 | 14.822 | 7.625
1973-08-31 | 1973 | 8 | 25.298 | 7.833 | 43.5 | 39.89 | 14.921 | 8.337
1973-09-30 | 1973 | 9 | 25.438 | 6.865 | 43 | -12.954 | 15.018 | 8.101
1973-10-31 | 1973 | 10 | 25.574 | 6.59 | 43.4 | 11.752 | 15.116 | 8.109
1973-11-30 | 1973 | 11 | 25.721 | 7.122 | 43.8 | 11.638 | 15.218 | 8.456
1973-12-31 | 1973 | 12 | 25.889 | 8.165 | 44.8 | 31.113 | 15.329 | 9.05
1974-01-31 | 1974 | 1 | 26.075 | 8.941 | 45.9 | 33.788 | 15.448 | 9.745
1974-02-28 | 1974 | 2 | 26.251 | 8.426 | 46.8 | 26.24 | 15.566 | 9.605
1974-03-31 | 1974 | 3 | 26.421 | 8.045 | 48.1 | 38.928 | 15.689 | 9.909
1974-04-30 | 1974 | 4 | 26.604 | 8.653 | 49 | 24.914 | 15.824 | 10.822
1974-05-31 | 1974 | 5 | 26.818 | 10.057 | 50.6 | 47.046 | 15.972 | 11.753
1974-06-30 | 1974 | 6 | 27.074 | 12.105 | 51.5 | 23.561 | 16.132 | 12.748
1974-07-31 | 1974 | 7 | 27.362 | 13.544 | 53.4 | 54.457 | 16.297 | 12.991
1974-08-31 | 1974 | 8 | 27.666 | 14.157 | 55.8 | 69.479 | 16.457 | 12.435
1974-09-30 | 1974 | 9 | 27.958 | 13.44 | 55.9 | 2.172 | 16.601 | 10.978
1974-10-31 | 1974 | 10 | 28.238 | 12.703 | 57.2 | 31.768 | 16.741 | 10.671
1974-11-30 | 1974 | 11 | 28.504 | 11.9 | 57.8 | 13.34 | 16.896 | 11.679
1974-12-31 | 1974 | 12 | 28.752 | 10.943 | 57.8 | 0 | 17.074 | 13.384
1975-01-31 | 1975 | 1 | 28.976 | 9.783 | 58 | 4.232 | 17.263 | 14.087
1975-02-28 | 1975 | 2 | 29.155 | 7.654 | 57.8 | -4.06 | 17.428 | 12.12
1975-03-31 | 1975 | 3 | 29.296 | 5.959 | 57.4 | -7.996 | 17.564 | 9.812
1975-04-30 | 1975 | 4 | 29.422 | 5.307 | 57.5 | 2.111 | 17.682 | 8.36
1975-05-31 | 1975 | 5 | 29.556 | 5.595 | 57.3 | -4.095 | 17.79 | 7.556
1975-06-30 | 1975 | 6 | 29.717 | 6.708 | 57.3 | 0 | 17.898 | 7.513
1975-07-31 | 1975 | 7 | 29.899 | 7.599 | 57.5 | 4.27 | 18.004 | 7.397
1975-08-31 | 1975 | 8 | 30.092 | 8.029 | 58 | 10.949 | 18.107 | 7.063
1975-09-30 | 1975 | 9 | 30.277 | 7.653 | 58.2 | 4.217 | 18.201 | 6.37
1975-10-31 | 1975 | 10 | 30.449 | 7.023 | 58.8 | 13.097 | 18.293 | 6.263
1975-11-30 | 1975 | 11 | 30.599 | 6.077 | 59 | 4.159 | 18.393 | 6.79
1975-12-31 | 1975 | 12 | 30.723 | 4.966 | 59.2 | 4.145 | 18.508 | 7.711
1976-01-31 | 1976 | 1 | 30.829 | 4.245 | 59.4 | 4.13 | 18.632 | 8.396
1976-02-29 | 1976 | 2 | 30.925 | 3.775 | 59.6 | 4.116 | 18.753 | 8.051
1976-03-31 | 1976 | 3 | 31.021 | 3.804 | 59.8 | 4.102 | 18.868 | 7.607
1976-04-30 | 1976 | 4 | 31.123 | 4.02 | 60 | 4.088 | 18.982 | 7.533
1976-05-31 | 1976 | 5 | 31.23 | 4.221 | 60.3 | 6.168 | 19.101 | 7.767
1976-06-30 | 1976 | 6 | 31.346 | 4.512 | 60.8 | 10.417 | 19.229 | 8.309
1976-07-31 | 1976 | 7 | 31.474 | 5.046 | 61.1 | 6.084 | 19.364 | 8.784
1976-08-31 | 1976 | 8 | 31.627 | 5.965 | 61.3 | 3.999 | 19.507 | 9.212
1976-09-30 | 1976 | 9 | 31.8 | 6.79 | 61.9 | 12.399 | 19.649 | 9.115
1976-10-31 | 1976 | 10 | 31.987 | 7.284 | 62 | 1.956 | 19.789 | 8.916
1976-11-30 | 1976 | 11 | 32.173 | 7.186 | 62.4 | 8.023 | 19.924 | 8.459
1976-12-31 | 1976 | 12 | 32.347 | 6.705 | 62.8 | 7.969 | 20.05 | 7.88
1977-01-31 | 1977 | 1 | 32.519 | 6.551 | 63 | 3.889 | 20.175 | 7.719
1977-02-28 | 1977 | 2 | 32.686 | 6.348 | 63.3 | 5.866 | 20.296 | 7.436
1977-03-31 | 1977 | 3 | 32.862 | 6.666 | 63.9 | 11.987 | 20.423 | 7.828
1977-04-30 | 1977 | 4 | 33.044 | 6.859 | 64.4 | 9.804 | 20.563 | 8.516
1977-05-31 | 1977 | 5 | 33.212 | 6.266 | 64.9 | 9.725 | 20.709 | 8.86
1977-06-30 | 1977 | 6 | 33.358 | 5.416 | 64.9 | 0 | 20.858 | 8.976
1977-07-31 | 1977 | 7 | 33.498 | 5.133 | 65.1 | 3.761 | 20.999 | 8.444
1977-08-31 | 1977 | 8 | 33.655 | 5.786 | 65.4 | 5.672 | 21.123 | 7.273
1977-09-30 | 1977 | 9 | 33.839 | 6.742 | 65.7 | 5.646 | 21.221 | 5.721
1977-10-31 | 1977 | 10 | 34.038 | 7.292 | 65.8 | 1.842 | 21.322 | 5.854
1977-11-30 | 1977 | 11 | 34.231 | 7.032 | 66.3 | 9.509 | 21.459 | 8.033
1977-12-31 | 1977 | 12 | 34.406 | 6.325 | 66.6 | 5.567 | 21.653 | 11.369
1978-01-31 | 1978 | 1 | 34.583 | 6.342 | 66.9 | 5.541 | 21.874 | 13.002
1978-02-28 | 1978 | 2 | 34.774 | 6.814 | 67.4 | 9.347 | 22.065 | 10.985
1978-03-31 | 1978 | 3 | 35 | 8.095 | 67.8 | 7.359 | 22.206 | 7.945
1978-04-30 | 1978 | 4 | 35.251 | 8.972 | 68.1 | 5.441 | 22.316 | 6.11
1978-05-31 | 1978 | 5 | 35.49 | 8.444 | 68.7 | 11.1 | 22.42 | 5.727
1978-06-30 | 1978 | 6 | 35.698 | 7.24 | 69.2 | 9.092 | 22.542 | 6.728
1978-07-31 | 1978 | 7 | 35.89 | 6.656 | 69.4 | 3.524 | 22.686 | 7.944
1978-08-31 | 1978 | 8 | 36.099 | 7.226 | 69.9 | 8.996 | 22.852 | 9.117
1978-09-30 | 1978 | 9 | 36.336 | 8.167 | 70.5 | 10.801 | 23.03 | 9.783
1978-10-31 | 1978 | 10 | 36.588 | 8.639 | 71.3 | 14.5 | 23.221 | 10.4
1978-11-30 | 1978 | 11 | 36.828 | 8.159 | 71.9 | 10.579 | 23.42 | 10.812
1978-12-31 | 1978 | 12 | 37.041 | 7.184 | 72.4 | 8.672 | 23.625 | 11.013
1979-01-31 | 1979 | 1 | 37.256 | 7.16 | 73.1 | 12.24 | 23.834 | 11.125
1979-02-28 | 1979 | 2 | 37.49 | 7.805 | 73.7 | 10.307 | 24.028 | 10.223
1979-03-31 | 1979 | 3 | 37.774 | 9.504 | 74.6 | 15.679 | 24.214 | 9.706
1979-04-30 | 1979 | 4 | 38.1 | 10.849 | 75.7 | 19.202 | 24.399 | 9.561
1979-05-31 | 1979 | 5 | 38.423 | 10.657 | 76.6 | 15.238 | 24.578 | 9.174
1979-06-30 | 1979 | 6 | 38.716 | 9.556 | 77.5 | 15.047 | 24.754 | 8.943
1979-07-31 | 1979 | 7 | 38.979 | 8.457 | 78.7 | 20.248 | 24.932 | 8.981
1979-08-31 | 1979 | 8 | 39.223 | 7.786 | 79.8 | 18.124 | 25.121 | 9.48
1979-09-30 | 1979 | 9 | 39.451 | 7.182 | 81.1 | 21.399 | 25.319 | 9.892
1979-10-31 | 1979 | 10 | 39.678 | 7.156 | 82.4 | 21.025 | 25.531 | 10.508
1979-11-30 | 1979 | 11 | 39.921 | 7.596 | 83.2 | 12.293 | 25.756 | 11.1
1979-12-31 | 1979 | 12 | 40.19 | 8.386 | 84 | 12.169 | 25.993 | 11.626
1980-01-31 | 1980 | 1 | 40.489 | 9.304 | 86 | 32.626 | 26.242 | 12.123
1980-02-29 | 1980 | 2 | 40.799 | 9.584 | 87.6 | 24.758 | 26.486 | 11.724
1980-03-31 | 1980 | 3 | 41.124 | 9.971 | 88.2 | 8.536 | 26.727 | 11.519
1980-04-30 | 1980 | 4 | 41.456 | 10.145 | 88.5 | 4.159 | 26.969 | 11.426
1980-05-31 | 1980 | 5 | 41.777 | 9.7 | 89 | 6.994 | 27.207 | 11.082
1980-06-30 | 1980 | 6 | 42.08 | 9.049 | 89.8 | 11.336 | 27.439 | 10.738
1980-07-31 | 1980 | 7 | 42.378 | 8.841 | 90.5 | 9.766 | 27.668 | 10.505
1980-08-31 | 1980 | 8 | 42.698 | 9.441 | 91.5 | 14.096 | 27.902 | 10.6
1980-09-30 | 1980 | 9 | 43.045 | 10.196 | 91.9 | 5.374 | 28.135 | 10.51
1980-10-31 | 1980 | 10 | 43.424 | 11.096 | 92.8 | 12.406 | 28.378 | 10.856
1980-11-30 | 1980 | 11 | 43.83 | 11.814 | 93.5 | 9.437 | 28.635 | 11.467
1980-12-31 | 1980 | 12 | 44.252 | 12.187 | 94.4 | 12.182 | 28.907 | 11.989
1981-01-31 | 1981 | 1 | 44.667 | 11.875 | 95.6 | 16.367 | 29.171 | 11.523
1981-02-28 | 1981 | 2 | 45.019 | 9.854 | 96.1 | 6.46 | 29.38 | 8.965
1981-03-31 | 1981 | 3 | 45.307 | 7.971 | 97.1 | 13.227 | 29.534 | 6.452
1981-04-30 | 1981 | 4 | 45.568 | 7.127 | 98.3 | 15.881 | 29.672 | 5.784
1981-05-31 | 1981 | 5 | 45.832 | 7.17 | 98.7 | 4.994 | 29.846 | 7.256
1981-06-30 | 1981 | 6 | 46.127 | 8.01 | 99 | 3.709 | 30.086 | 10.081
1981-07-31 | 1981 | 7 | 46.44 | 8.457 | 99.2 | 2.451 | 30.349 | 11
1981-08-31 | 1981 | 8 | 46.748 | 8.249 | 99.7 | 6.219 | 30.569 | 9.072
1981-09-30 | 1981 | 9 | 47.021 | 7.233 | 99.7 | 0 | 30.704 | 5.432
1981-10-31 | 1981 | 10 | 47.269 | 6.52 | 99.8 | 1.21 | 30.819 | 4.576
1981-11-30 | 1981 | 11 | 47.506 | 6.183 | 99.9 | 1.209 | 31.004 | 7.461
1981-12-31 | 1981 | 12 | 47.741 | 6.102 | 100 | 1.208 | 31.31 | 12.51
1982-01-31 | 1982 | 1 | 47.976 | 6.066 | 100.4 | 4.907 | 31.662 | 14.326
1982-02-28 | 1982 | 2 | 48.19 | 5.494 | 100.3 | -1.189 | 31.919 | 10.215
1982-03-31 | 1982 | 3 | 48.393 | 5.177 | 99.9 | -4.682 | 32.028 | 4.162
1982-04-30 | 1982 | 4 | 48.601 | 5.28 | 99.7 | -2.376 | 32.049 | 0.808
1982-05-31 | 1982 | 5 | 48.82 | 5.55 | 99.7 | 0 | 32.086 | 1.365
1982-06-30 | 1982 | 6 | 49.057 | 5.981 | 99.8 | 1.21 | 32.214 | 4.9
1982-07-31 | 1982 | 7 | 49.296 | 6.014 | 100 | 2.431 | 32.413 | 7.69
1982-08-31 | 1982 | 8 | 49.519 | 5.556 | 99.9 | -1.193 | 32.633 | 8.442
1982-09-30 | 1982 | 9 | 49.703 | 4.549 | 100 | 1.208 | 32.823 | 7.221
1982-10-31 | 1982 | 10 | 49.86 | 3.855 | 99.9 | -1.193 | 32.981 | 5.913
1982-11-30 | 1982 | 11 | 50.005 | 3.558 | 100.1 | 2.429 | 33.111 | 4.841
1982-12-31 | 1982 | 12 | 50.15 | 3.521 | 100.1 | 0 | 33.221 | 4.052
1983-01-31 | 1983 | 1 | 50.291 | 3.42 | 99.8 | -3.538 | 33.325 | 3.839
1983-02-28 | 1983 | 2 | 50.41 | 2.883 | 100 | 2.431 | 33.432 | 3.921
1983-03-31 | 1983 | 3 | 50.512 | 2.469 | 99.7 | -3.541 | 33.553 | 4.439
1983-04-30 | 1983 | 4 | 50.622 | 2.629 | 99.5 | -2.381 | 33.676 | 4.48
1983-05-31 | 1983 | 5 | 50.763 | 3.398 | 99.8 | 3.679 | 33.771 | 3.42
1983-06-30 | 1983 | 6 | 50.95 | 4.517 | 100.2 | 4.917 | 33.824 | 1.911
1983-07-31 | 1983 | 7 | 51.155 | 4.937 | 100.5 | 3.653 | 33.861 | 1.326
1983-08-31 | 1983 | 8 | 51.338 | 4.368 | 100.9 | 4.882 | 33.921 | 2.159
1983-09-30 | 1983 | 9 | 51.466 | 3.046 | 101.6 | 8.65 | 34.029 | 3.856
1983-10-31 | 1983 | 10 | 51.569 | 2.424 | 101.7 | 1.188 | 34.172 | 5.163
1983-11-30 | 1983 | 11 | 51.687 | 2.793 | 101.8 | 1.186 | 34.327 | 5.582
1983-12-31 | 1983 | 12 | 51.849 | 3.817 | 101.9 | 1.185 | 34.474 | 5.272
1984-01-31 | 1984 | 1 | 52.04 | 4.509 | 102.1 | 2.381 | 34.608 | 4.774
1984-02-29 | 1984 | 2 | 52.22 | 4.239 | 102.5 | 4.804 | 34.72 | 3.952
1984-03-31 | 1984 | 3 | 52.376 | 3.64 | 103 | 6.013 | 34.817 | 3.407
1984-04-30 | 1984 | 4 | 52.521 | 3.374 | 103.2 | 2.355 | 34.923 | 3.703
1984-05-31 | 1984 | 5 | 52.674 | 3.557 | 103.4 | 2.351 | 35.064 | 4.967
1984-06-30 | 1984 | 6 | 52.848 | 4.019 | 103.6 | 2.346 | 35.254 | 6.676
1984-07-31 | 1984 | 7 | 53.022 | 4.044 | 103.4 | -2.292 | 35.455 | 7.091
1984-08-31 | 1984 | 8 | 53.173 | 3.453 | 103.2 | -2.297 | 35.62 | 5.724
1984-09-30 | 1984 | 9 | 53.28 | 2.443 | 103.1 | -1.157 | 35.713 | 3.178
1984-10-31 | 1984 | 10 | 53.377 | 2.207 | 103.2 | 1.17 | 35.774 | 2.06
1984-11-30 | 1984 | 11 | 53.508 | 2.989 | 103.3 | 1.169 | 35.86 | 2.926
1984-12-31 | 1984 | 12 | 53.699 | 4.359 | 103.2 | -1.156 | 36.008 | 5.078
1985-01-31 | 1985 | 1 | 53.917 | 4.99 | 103.1 | -1.157 | 36.193 | 6.344
1985-02-28 | 1985 | 2 | 54.097 | 4.082 | 102.8 | -3.436 | 36.355 | 5.504
1985-03-31 | 1985 | 3 | 54.216 | 2.676 | 102.7 | -1.161 | 36.473 | 3.943
1985-04-30 | 1985 | 4 | 54.3 | 1.872 | 102.9 | 2.362 | 36.568 | 3.185
1985-05-31 | 1985 | 5 | 54.386 | 1.911 | 103.2 | 3.555 | 36.674 | 3.533
1985-06-30 | 1985 | 6 | 54.503 | 2.609 | 102.6 | -6.758 | 36.819 | 4.852
1985-07-31 | 1985 | 7 | 54.638 | 3.024 | 102.3 | -3.453 | 37.005 | 6.229
1985-08-31 | 1985 | 8 | 54.768 | 2.881 | 102.3 | 0 | 37.227 | 7.45
1985-09-30 | 1985 | 9 | 54.869 | 2.246 | 102.2 | -1.167 | 37.468 | 8.052
1985-10-31 | 1985 | 10 | 54.953 | 1.863 | 102.3 | 1.181 | 37.714 | 8.159
1985-11-30 | 1985 | 11 | 55.038 | 1.866 | 102.5 | 2.371 | 37.945 | 7.595
1985-12-31 | 1985 | 12 | 55.134 | 2.114 | 102.9 | 4.785 | 38.147 | 6.57
1986-01-31 | 1986 | 1 | 55.235 | 2.211 | 102.4 | -5.678 | 38.326 | 5.791
1986-02-28 | 1986 | 2 | 55.32 | 1.858 | 101.2 | -13.191 | 38.482 | 4.985
1986-03-31 | 1986 | 3 | 55.385 | 1.432 | 99.9 | -14.371 | 38.63 | 4.72
1986-04-30 | 1986 | 4 | 55.442 | 1.238 | 98.9 | -11.372 | 38.778 | 4.701
1986-05-31 | 1986 | 5 | 55.502 | 1.31 | 98.7 | -2.4 | 38.922 | 4.553
1986-06-30 | 1986 | 6 | 55.577 | 1.628 | 98.6 | -1.209 | 39.066 | 4.527
1986-07-31 | 1986 | 7 | 55.667 | 1.957 | 98 | -7.063 | 39.221 | 4.874
1986-08-31 | 1986 | 8 | 55.77 | 2.249 | 98 | 0 | 39.405 | 5.769
1986-09-30 | 1986 | 9 | 55.88 | 2.385 | 98.5 | 6.297 | 39.613 | 6.535
1986-10-31 | 1986 | 10 | 55.993 | 2.451 | 98.3 | -2.41 | 39.816 | 6.305
1986-11-30 | 1986 | 11 | 56.104 | 2.405 | 98.3 | 0 | 39.968 | 4.683
1986-12-31 | 1986 | 12 | 56.21 | 2.297 | 98.5 | 2.469 | 40.043 | 2.286
1987-01-31 | 1987 | 1 | 56.317 | 2.311 | 99 | 6.264 | 40.073 | 0.909
1987-02-28 | 1987 | 2 | 56.424 | 2.3 | 99.8 | 10.14 | 40.105 | 0.951
1987-03-31 | 1987 | 3 | 56.54 | 2.496 | 99.9 | 1.209 | 40.174 | 2.093
1987-04-30 | 1987 | 4 | 56.669 | 2.786 | 100.3 | 4.912 | 40.283 | 3.285
1987-05-31 | 1987 | 5 | 56.808 | 2.968 | 100.8 | 6.149 | 40.415 | 4.004
1987-06-30 | 1987 | 6 | 56.953 | 3.107 | 101.4 | 7.381 | 40.557 | 4.302
1987-07-31 | 1987 | 7 | 57.101 | 3.173 | 101.9 | 6.08 | 40.7 | 4.306
1987-08-31 | 1987 | 8 | 57.252 | 3.204 | 102.4 | 6.05 | 40.837 | 4.124
1987-09-30 | 1987 | 9 | 57.396 | 3.069 | 102.6 | 2.369 | 40.964 | 3.799
1987-10-31 | 1987 | 10 | 57.537 | 2.999 | 103.1 | 6.007 | 41.106 | 4.239
1987-11-30 | 1987 | 11 | 57.678 | 2.964 | 103.5 | 4.756 | 41.292 | 5.577
1987-12-31 | 1987 | 12 | 57.819 | 2.976 | 103.8 | 3.534 | 41.537 | 7.361
1988-01-31 | 1988 | 1 | 57.967 | 3.12 | 104.1 | 3.524 | 41.81 | 8.182
1988-02-29 | 1988 | 2 | 58.119 | 3.198 | 104.4 | 3.514 | 42.049 | 7.059
1988-03-31 | 1988 | 3 | 58.285 | 3.482 | 104.8 | 4.696 | 42.229 | 5.27
1988-04-30 | 1988 | 4 | 58.475 | 3.978 | 105.5 | 8.316 | 42.376 | 4.252
1988-05-31 | 1988 | 5 | 58.694 | 4.59 | 106.2 | 8.259 | 42.525 | 4.317
1988-06-30 | 1988 | 6 | 58.943 | 5.206 | 107.4 | 14.435 | 42.704 | 5.161
1988-07-31 | 1988 | 7 | 59.2 | 5.359 | 108.3 | 10.533 | 42.897 | 5.559
1988-08-31 | 1988 | 8 | 59.44 | 4.972 | 108.5 | 2.239 | 43.078 | 5.18
1988-09-30 | 1988 | 9 | 59.636 | 4.035 | 108.7 | 2.235 | 43.219 | 4.001
1988-10-31 | 1988 | 10 | 59.804 | 3.439 | 108.6 | -1.098 | 43.322 | 2.906
1988-11-30 | 1988 | 11 | 59.966 | 3.296 | 108.8 | 2.232 | 43.394 | 2.01
1988-12-31 | 1988 | 12 | 60.139 | 3.523 | 109.4 | 6.822 | 43.442 | 1.322
1989-01-31 | 1989 | 1 | 60.334 | 3.96 | 110.8 | 16.485 | 43.476 | 0.956
1989-02-28 | 1989 | 2 | 60.541 | 4.178 | 111.3 | 5.552 | 43.507 | 0.857
1989-03-31 | 1989 | 3 | 60.766 | 4.552 | 111.9 | 6.664 | 43.546 | 1.088
1989-04-30 | 1989 | 4 | 61 | 4.735 | 112.5 | 6.628 | 43.603 | 1.565
1989-05-31 | 1989 | 5 | 61.214 | 4.29 | 112.6 | 1.072 | 43.682 | 2.202
1989-06-30 | 1989 | 6 | 61.391 | 3.527 | 112.5 | -1.061 | 43.789 | 2.967
1989-07-31 | 1989 | 7 | 61.536 | 2.858 | 112.2 | -3.153 | 43.922 | 3.723
1989-08-31 | 1989 | 8 | 61.661 | 2.466 | 111.8 | -4.195 | 44.083 | 4.483
1989-09-30 | 1989 | 9 | 61.776 | 2.265 | 112.1 | 3.268 | 44.265 | 5.061
1989-10-31 | 1989 | 10 | 61.903 | 2.491 | 112.2 | 1.076 | 44.473 | 5.785
1989-11-30 | 1989 | 11 | 62.062 | 3.128 | 112 | -2.118 | 44.71 | 6.606
1989-12-31 | 1989 | 12 | 62.266 | 4.032 | 112.2 | 2.164 | 44.98 | 7.475
1990-01-31 | 1990 | 1 | 62.509 | 4.777 | 113.7 | 17.277 | 45.28 | 8.321
1990-02-28 | 1990 | 2 | 62.754 | 4.801 | 112.8 | -9.096 | 45.584 | 8.358
1990-03-31 | 1990 | 3 | 62.996 | 4.74 | 112.9 | 1.069 | 45.896 | 8.53
1990-04-30 | 1990 | 4 | 63.237 | 4.683 | 113.1 | 2.147 | 46.209 | 8.496
1990-05-31 | 1990 | 5 | 63.462 | 4.347 | 113.1 | 0 | 46.491 | 7.566
1990-06-30 | 1990 | 6 | 63.666 | 3.932 | 112.9 | -2.101 | 46.727 | 6.282
1990-07-31 | 1990 | 7 | 63.849 | 3.496 | 112.8 | -1.058 | 46.926 | 5.219
1990-08-31 | 1990 | 8 | 64.012 | 3.117 | 114 | 13.54 | 47.104 | 4.648
1990-09-30 | 1990 | 9 | 64.156 | 2.739 | 115.8 | 20.683 | 47.263 | 4.134
1990-10-31 | 1990 | 10 | 64.304 | 2.798 | 117.4 | 17.9 | 47.393 | 3.344
1990-11-30 | 1990 | 11 | 64.479 | 3.322 | 117.7 | 3.11 | 47.474 | 2.057
1990-12-31 | 1990 | 12 | 64.695 | 4.088 | 116.9 | -7.858 | 47.505 | 0.796
1991-01-31 | 1991 | 1 | 64.93 | 4.446 | 116.9 | 0 | 47.552 | 1.205
1991-02-28 | 1991 | 2 | 65.134 | 3.841 | 115.9 | -9.796 | 47.69 | 3.54
1991-03-31 | 1991 | 3 | 65.297 | 3.04 | 114.7 | -11.741 | 47.967 | 7.173
1991-04-30 | 1991 | 4 | 65.439 | 2.634 | 114.2 | -5.107 | 48.332 | 9.538
1991-05-31 | 1991 | 5 | 65.582 | 2.658 | 114.1 | -1.046 | 48.682 | 9.03
1991-06-30 | 1991 | 6 | 65.747 | 3.058 | 113.9 | -2.083 | 48.941 | 6.596
1991-07-31 | 1991 | 7 | 65.925 | 3.302 | 113.6 | -3.115 | 49.116 | 4.378
1991-08-31 | 1991 | 8 | 66.101 | 3.257 | 113.8 | 2.133 | 49.241 | 3.095
1991-09-30 | 1991 | 9 | 66.255 | 2.829 | 114 | 2.129 | 49.354 | 2.78
1991-10-31 | 1991 | 10 | 66.384 | 2.351 | 114 | 0 | 49.526 | 4.262
1991-11-30 | 1991 | 11 | 66.484 | 1.836 | 114.1 | 1.058 | 49.833 | 7.696
1991-12-31 | 1991 | 12 | 66.56 | 1.383 | 114 | -1.047 | 50.306 | 12.017
1992-01-31 | 1992 | 1 | 66.635 | 1.348 | 113.4 | -6.136 | 50.842 | 13.544
1992-02-29 | 1992 | 2 | 66.73 | 1.729 | 113.8 | 4.316 | 51.259 | 10.294
1992-03-31 | 1992 | 3 | 66.863 | 2.425 | 113.9 | 1.06 | 51.474 | 5.168
1992-04-30 | 1992 | 4 | 67.016 | 2.776 | 114.1 | 2.128 | 51.56 | 2.015
1992-05-31 | 1992 | 5 | 67.153 | 2.475 | 114.5 | 4.289 | 51.635 | 1.764
1992-06-30 | 1992 | 6 | 67.254 | 1.817 | 115.1 | 6.473 | 51.792 | 3.709
1992-07-31 | 1992 | 7 | 67.34 | 1.553 | 115.2 | 1.048 | 52.019 | 5.379
1992-08-31 | 1992 | 8 | 67.45 | 1.969 | 115.1 | -1.037 | 52.271 | 5.974
1992-09-30 | 1992 | 9 | 67.601 | 2.721 | 115.3 | 2.105 | 52.489 | 5.131
1992-10-31 | 1992 | 10 | 67.777 | 3.168 | 115.3 | 0 | 52.618 | 2.989
1992-11-30 | 1992 | 11 | 67.946 | 3.045 | 115.1 | -2.062 | 52.598 | -0.46
1992-12-31 | 1992 | 12 | 68.088 | 2.539 | 115.1 | 0 | 52.412 | -4.167
1993-01-31 | 1993 | 1 | 68.215 | 2.249 | 115.4 | 3.173 | 52.181 | -5.152
1993-02-28 | 1993 | 2 | 68.336 | 2.161 | 115.9 | 5.325 | 52.081 | -2.275
1993-03-31 | 1993 | 3 | 68.471 | 2.398 | 116.3 | 4.221 | 52.195 | 2.664
1993-04-30 | 1993 | 4 | 68.616 | 2.567 | 116.6 | 3.14 | 52.426 | 5.421
1993-05-31 | 1993 | 5 | 68.751 | 2.374 | 116.3 | -3.044 | 52.593 | 3.907
1993-06-30 | 1993 | 6 | 68.865 | 2.016 | 116.3 | 0 | 52.587 | -0.138
1993-07-31 | 1993 | 7 | 68.97 | 1.845 | 116.3 | 0 | 52.501 | -1.939
1993-08-31 | 1993 | 8 | 69.085 | 2.014 | 116.2 | -1.027 | 52.501 | -0.013
1993-09-30 | 1993 | 9 | 69.216 | 2.311 | 116.3 | 1.038 | 52.678 | 4.134
1993-10-31 | 1993 | 10 | 69.359 | 2.502 | 116.4 | 1.037 | 52.914 | 5.51
1993-11-30 | 1993 | 11 | 69.499 | 2.452 | 116.5 | 1.036 | 53.024 | 2.514
1993-12-31 | 1993 | 12 | 69.627 | 2.225 | 116.2 | -3.047 | 52.899 | -2.792
1994-01-31 | 1994 | 1 | 69.745 | 2.056 | 116.5 | 3.142 | 52.672 | -5.024
1994-02-28 | 1994 | 2 | 69.852 | 1.848 | 116.9 | 4.199 | 52.563 | -2.464
1994-03-31 | 1994 | 3 | 69.957 | 1.818 | 117.1 | 2.072 | 52.686 | 2.847
1994-04-30 | 1994 | 4 | 70.067 | 1.908 | 117.1 | 0 | 52.942 | 5.985
1994-05-31 | 1994 | 5 | 70.182 | 1.989 | 117.2 | 1.03 | 53.139 | 4.555
1994-06-30 | 1994 | 6 | 70.303 | 2.1 | 117.8 | 6.319 | 53.151 | 0.286
1994-07-31 | 1994 | 7 | 70.43 | 2.18 | 118.3 | 5.214 | 53.06 | -2.048
1994-08-31 | 1994 | 8 | 70.56 | 2.242 | 119.1 | 8.424 | 53.014 | -1.02
1994-09-30 | 1994 | 9 | 70.688 | 2.197 | 119.6 | 5.156 | 53.116 | 2.332
1994-10-31 | 1994 | 10 | 70.817 | 2.215 | 120.1 | 5.134 | 53.313 | 4.522
1994-11-30 | 1994 | 11 | 70.95 | 2.279 | 121 | 9.373 | 53.502 | 4.355
1994-12-31 | 1994 | 12 | 71.088 | 2.36 | 121.5 | 5.073 | 53.617 | 2.604
1995-01-31 | 1995 | 1 | 71.229 | 2.407 | 122.8 | 13.623 | 53.689 | 1.618
1995-02-28 | 1995 | 2 | 71.359 | 2.205 | 123.7 | 9.158 | 53.774 | 1.919
1995-03-31 | 1995 | 3 | 71.48 | 2.052 | 124.3 | 5.978 | 53.914 | 3.183
1995-04-30 | 1995 | 4 | 71.597 | 1.979 | 125 | 6.971 | 54.091 | 3.992
1995-05-31 | 1995 | 5 | 71.707 | 1.869 | 125.2 | 1.937 | 54.25 | 3.596
1995-06-30 | 1995 | 6 | 71.814 | 1.8 | 125.5 | 2.914 | 54.361 | 2.473
1995-07-31 | 1995 | 7 | 71.919 | 1.775 | 125.6 | 0.96 | 54.44 | 1.768
1995-08-31 | 1995 | 8 | 72.028 | 1.823 | 125.6 | 0 | 54.525 | 1.89
1995-09-30 | 1995 | 9 | 72.138 | 1.845 | 125.5 | -0.951 | 54.64 | 2.561
1995-10-31 | 1995 | 10 | 72.251 | 1.899 | 125.4 | -0.952 | 54.79 | 3.347
1995-11-30 | 1995 | 11 | 72.367 | 1.942 | 125.2 | -1.897 | 54.971 | 4.03
1995-12-31 | 1995 | 12 | 72.484 | 1.96 | 125.4 | 1.934 | 55.176 | 4.558
1996-01-31 | 1996 | 1 | 72.6 | 1.935 | 125.5 | 0.961 | 55.392 | 4.801
1996-02-29 | 1996 | 2 | 72.703 | 1.731 | 125 | -4.677 | 55.59 | 4.396
1996-03-31 | 1996 | 3 | 72.797 | 1.558 | 125.3 | 2.918 | 55.767 | 3.887
1996-04-30 | 1996 | 4 | 72.89 | 1.543 | 125.7 | 3.899 | 55.932 | 3.607
1996-05-31 | 1996 | 5 | 72.992 | 1.689 | 126.2 | 4.879 | 56.095 | 3.557
1996-06-30 | 1996 | 6 | 73.109 | 1.945 | 125.8 | -3.738 | 56.263 | 3.648
1996-07-31 | 1996 | 7 | 73.235 | 2.078 | 125.5 | -2.824 | 56.42 | 3.389
1996-08-31 | 1996 | 8 | 73.358 | 2.042 | 125.6 | 0.96 | 56.544 | 2.67
1996-09-30 | 1996 | 9 | 73.467 | 1.798 | 126.1 | 4.883 | 56.624 | 1.708
1996-10-31 | 1996 | 10 | 73.566 | 1.63 | 126 | -0.947 | 56.699 | 1.619
1996-11-30 | 1996 | 11 | 73.661 | 1.562 | 125.8 | -1.888 | 56.823 | 2.649
1996-12-31 | 1996 | 12 | 73.759 | 1.598 | 126.4 | 5.876 | 57.027 | 4.383
1997-01-31 | 1997 | 1 | 73.867 | 1.781 | 126.6 | 1.915 | 57.282 | 5.501
1997-02-28 | 1997 | 2 | 73.986 | 1.952 | 126.5 | -0.944 | 57.52 | 5.111
1997-03-31 | 1997 | 3 | 74.122 | 2.222 | 126.1 | -3.729 | 57.718 | 4.201
1997-04-30 | 1997 | 4 | 74.261 | 2.275 | 125.6 | -4.656 | 57.884 | 3.522
1997-05-31 | 1997 | 5 | 74.374 | 1.842 | 125.4 | -1.894 | 58.031 | 3.076
1997-06-30 | 1997 | 6 | 74.448 | 1.193 | 125.4 | 0 | 58.178 | 3.086
1997-07-31 | 1997 | 7 | 74.502 | 0.885 | 125.1 | -2.833 | 58.354 | 3.699
1997-08-31 | 1997 | 8 | 74.572 | 1.124 | 125.3 | 1.935 | 58.594 | 5.054
1997-09-30 | 1997 | 9 | 74.672 | 1.628 | 125.5 | 1.932 | 58.909 | 6.628
1997-10-31 | 1997 | 10 | 74.782 | 1.774 | 125.4 | -0.952 | 59.281 | 7.851
1997-11-30 | 1997 | 11 | 74.865 | 1.339 | 125.6 | 1.931 | 59.679 | 8.362
1997-12-31 | 1997 | 12 | 74.898 | 0.545 | 125.4 | -1.894 | 60.071 | 8.179
1998-01-31 | 1998 | 1 | 74.904 | 0.088 | 124.6 | -7.393 | 60.432 | 7.446
1998-02-28 | 1998 | 2 | 74.914 | 0.161 | 124.2 | -3.785 | 60.711 | 5.676
1998-03-31 | 1998 | 3 | 74.953 | 0.629 | 123.7 | -4.725 | 60.918 | 4.181
1998-04-30 | 1998 | 4 | 75.023 | 1.126 | 123.6 | -0.966 | 61.124 | 4.127
1998-05-31 | 1998 | 5 | 75.115 | 1.48 | 123.5 | -0.967 | 61.409 | 5.751
1998-06-30 | 1998 | 6 | 75.219 | 1.675 | 123.1 | -3.818 | 61.815 | 8.233
1998-07-31 | 1998 | 7 | 75.324 | 1.682 | 123 | -0.97 | 62.238 | 8.52
1998-08-31 | 1998 | 8 | 75.418 | 1.511 | 122.7 | -2.888 | 62.527 | 5.725
1998-09-30 | 1998 | 9 | 75.491 | 1.17 | 122.3 | -3.843 | 62.595 | 1.306
1998-10-31 | 1998 | 10 | 75.551 | 0.963 | 122.2 | -0.977 | 62.588 | -0.14
1998-11-30 | 1998 | 11 | 75.61 | 0.939 | 122 | -1.946 | 62.715 | 2.472
1998-12-31 | 1998 | 12 | 75.677 | 1.071 | 121.3 | -6.672 | 63.103 | 7.677
1999-01-31 | 1999 | 1 | 75.759 | 1.308 | 121.2 | -0.985 | 63.616 | 10.207
1999-02-28 | 1999 | 2 | 75.853 | 1.501 | 120.8 | -3.889 | 64.003 | 7.537
1999-03-31 | 1999 | 3 | 75.964 | 1.757 | 121.1 | 3.021 | 64.146 | 2.727
1999-04-30 | 1999 | 4 | 76.084 | 1.911 | 121.9 | 8.222 | 64.138 | -0.159
1999-05-31 | 1999 | 5 | 76.196 | 1.78 | 122.2 | 2.994 | 64.139 | 0.029
1999-06-30 | 1999 | 6 | 76.291 | 1.509 | 122.6 | 3.999 | 64.273 | 2.539
1999-07-31 | 1999 | 7 | 76.377 | 1.361 | 123.4 | 8.118 | 64.507 | 4.442
1999-08-31 | 1999 | 8 | 76.468 | 1.45 | 124.1 | 7.024 | 64.756 | 4.734
1999-09-30 | 1999 | 9 | 76.574 | 1.675 | 124.6 | 4.943 | 64.98 | 4.238
1999-10-31 | 1999 | 10 | 76.702 | 2.017 | 124.9 | 2.928 | 65.313 | 6.321
1999-11-30 | 1999 | 11 | 76.855 | 2.418 | 125.4 | 4.911 | 65.93 | 11.94
1999-12-31 | 1999 | 12 | 77.032 | 2.809 | 125.8 | 3.896 | 66.895 | 19.051
2000-01-31 | 2000 | 1 | 77.222 | 3.003 | 126.4 | 5.876 | 67.927 | 20.163
2000-02-29 | 2000 | 2 | 77.397 | 2.739 | 127.5 | 10.958 | 68.577 | 12.118
2000-03-31 | 2000 | 3 | 77.548 | 2.381 | 128.4 | 8.807 | 68.649 | 1.269
2000-04-30 | 2000 | 4 | 77.69 | 2.216 | 128.3 | -0.931 | 68.433 | -3.713
2000-05-31 | 2000 | 5 | 77.836 | 2.277 | 128.2 | -0.931 | 68.393 | -0.7
2000-06-30 | 2000 | 6 | 77.997 | 2.506 | 129.3 | 10.796 | 68.826 | 7.868
2000-07-31 | 2000 | 7 | 78.164 | 2.597 | 129.6 | 2.82 | 69.505 | 12.496
2000-08-31 | 2000 | 8 | 78.324 | 2.485 | 129.3 | -2.743 | 70.028 | 9.419
2000-09-30 | 2000 | 9 | 78.462 | 2.148 | 130.3 | 9.686 | 70.13 | 1.763
2000-10-31 | 2000 | 10 | 78.591 | 1.985 | 130.7 | 3.747 | 70.043 | -1.489
2000-11-30 | 2000 | 11 | 78.724 | 2.043 | 130.7 | 0 | 70.135 | 1.602
2000-12-31 | 2000 | 12 | 78.872 | 2.284 | 131.3 | 5.65 | 70.643 | 9.035
2001-01-31 | 2001 | 1 | 79.043 | 2.635 | 132.1 | 7.562 | 71.379 | 13.254
2001-02-28 | 2001 | 2 | 79.227 | 2.821 | 131.8 | -2.691 | 71.973 | 10.46
2001-03-31 | 2001 | 3 | 79.426 | 3.06 | 131 | -7.045 | 72.238 | 4.508
2001-04-30 | 2001 | 4 | 79.623 | 3.023 | 130.9 | -0.912 | 72.243 | 0.083
2001-05-31 | 2001 | 5 | 79.78 | 2.381 | 131.1 | 1.849 | 72.139 | -1.72
2001-06-30 | 2001 | 6 | 79.877 | 1.47 | 130.9 | -1.815 | 72.068 | -1.174
2001-07-31 | 2001 | 7 | 79.938 | 0.923 | 129.4 | -12.917 | 72.085 | 0.276
2001-08-31 | 2001 | 8 | 80.002 | 0.97 | 129.1 | -2.747 | 72.215 | 2.191
2001-09-30 | 2001 | 9 | 80.093 | 1.367 | 129.3 | 1.875 | 72.454 | 4.048
2001-10-31 | 2001 | 10 | 80.198 | 1.585 | 127.6 | -14.685 | 72.732 | 4.693
2001-11-30 | 2001 | 11 | 80.293 | 1.428 | 127 | -5.499 | 72.953 | 3.717
2001-12-31 | 2001 | 12 | 80.362 | 1.042 | 126.1 | -8.18 | 73.062 | 1.798
2002-01-31 | 2002 | 1 | 80.422 | 0.903 | 125.7 | -3.741 | 73.118 | 0.928
2002-02-28 | 2002 | 2 | 80.493 | 1.063 | 125.5 | -1.893 | 73.212 | 1.552
2002-03-31 | 2002 | 3 | 80.593 | 1.496 | 126.4 | 8.953 | 73.405 | 3.217
2002-04-30 | 2002 | 4 | 80.715 | 1.829 | 127.2 | 7.865 | 73.664 | 4.323
2002-05-31 | 2002 | 5 | 80.836 | 1.823 | 127.1 | -0.939 | 73.907 | 4.025
2002-06-30 | 2002 | 6 | 80.945 | 1.627 | 127.3 | 1.905 | 74.077 | 2.786
2002-07-31 | 2002 | 7 | 81.05 | 1.573 | 127.7 | 3.836 | 74.183 | 1.736
2002-08-31 | 2002 | 8 | 81.171 | 1.801 | 128 | 2.856 | 74.261 | 1.267
2002-09-30 | 2002 | 9 | 81.314 | 2.136 | 128.9 | 8.772 | 74.333 | 1.169
2002-10-31 | 2002 | 10 | 81.476 | 2.413 | 129.8 | 8.708 | 74.4 | 1.088
2002-11-30 | 2002 | 11 | 81.645 | 2.516 | 129.9 | 0.928 | 74.454 | 0.879
2002-12-31 | 2002 | 12 | 81.809 | 2.436 | 130 | 0.928 | 74.505 | 0.826
2003-01-31 | 2003 | 1 | 81.955 | 2.165 | 131.4 | 13.717 | 74.619 | 1.846
2003-02-28 | 2003 | 2 | 82.06 | 1.555 | 133.8 | 24.259 | 74.86 | 3.942
2003-03-31 | 2003 | 3 | 82.127 | 0.987 | 136.3 | 24.875 | 75.27 | 6.779
2003-04-30 | 2003 | 4 | 82.185 | 0.849 | 133.1 | -24.805 | 75.782 | 8.48
2003-05-31 | 2003 | 5 | 82.27 | 1.245 | 132.4 | -6.132 | 76.257 | 7.779
2003-06-30 | 2003 | 6 | 82.406 | 2.007 | 133.1 | 6.532 | 76.614 | 5.762
2003-07-31 | 2003 | 7 | 82.576 | 2.498 | 133.3 | 1.818 | 76.923 | 4.948
2003-08-31 | 2003 | 8 | 82.748 | 2.529 | 133.9 | 5.537 | 77.311 | 6.234
2003-09-30 | 2003 | 9 | 82.895 | 2.156 | 133.8 | -0.893 | 77.819 | 8.179
2003-10-31 | 2003 | 10 | 83.033 | 2.014 | 134.2 | 3.647 | 78.302 | 7.709
2003-11-30 | 2003 | 11 | 83.185 | 2.221 | 134.2 | 0 | 78.549 | 3.846
2003-12-31 | 2003 | 12 | 83.369 | 2.689 | 135 | 7.393 | 78.448 | -1.53
2004-01-31 | 2004 | 1 | 83.587 | 3.183 | 136.6 | 15.187 | 78.21 | -3.583
2004-02-29 | 2004 | 2 | 83.82 | 3.392 | 137.8 | 11.066 | 78.155 | -0.841
2004-03-31 | 2004 | 3 | 84.064 | 3.555 | 138.4 | 5.352 | 78.485 | 5.178
2004-04-30 | 2004 | 4 | 84.308 | 3.529 | 140.1 | 15.778 | 79.109 | 9.975
2004-05-31 | 2004 | 5 | 84.526 | 3.158 | 141.7 | 14.599 | 79.827 | 11.457
2004-06-30 | 2004 | 6 | 84.71 | 2.644 | 142.2 | 4.317 | 80.469 | 10.088
2004-07-31 | 2004 | 7 | 84.877 | 2.379 | 142.9 | 6.07 | 80.965 | 7.643
2004-08-31 | 2004 | 8 | 85.054 | 2.538 | 144.4 | 13.349 | 81.283 | 4.826
2004-09-30 | 2004 | 9 | 85.256 | 2.881 | 144.8 | 3.375 | 81.413 | 1.929
2004-10-31 | 2004 | 10 | 85.48 | 3.2 | 146.6 | 15.98 | 81.454 | 0.605
2004-11-30 | 2004 | 11 | 85.714 | 3.343 | 147.9 | 11.176 | 81.531 | 1.145
2004-12-31 | 2004 | 12 | 85.948 | 3.324 | 147.7 | -1.611 | 81.724 | 2.886
2005-01-31 | 2005 | 1 | 86.176 | 3.222 | 148.5 | 6.697 | 81.977 | 3.78
2005-02-28 | 2005 | 2 | 86.374 | 2.805 | 149.5 | 8.387 | 82.172 | 2.892
2005-03-31 | 2005 | 3 | 86.555 | 2.534 | 150.7 | 10.069 | 82.267 | 1.397
2005-04-30 | 2005 | 4 | 86.743 | 2.64 | 151.3 | 4.884 | 82.351 | 1.227
2005-05-31 | 2005 | 5 | 86.962 | 3.068 | 150.6 | -5.413 | 82.557 | 3.047
2005-06-30 | 2005 | 6 | 87.227 | 3.727 | 151.1 | 4.058 | 82.957 | 5.96
2005-07-31 | 2005 | 7 | 87.519 | 4.092 | 152.3 | 9.958 | 83.416 | 6.856
2005-08-31 | 2005 | 8 | 87.809 | 4.046 | 153.2 | 7.326 | 83.739 | 4.736
2005-09-30 | 2005 | 9 | 88.063 | 3.523 | 157.2 | 36.246 | 83.809 | 1.014
2005-10-31 | 2005 | 10 | 88.287 | 3.098 | 162.3 | 46.687 | 83.82 | 0.159
2005-11-30 | 2005 | 11 | 88.492 | 2.824 | 160.3 | -13.825 | 84.048 | 3.307
2005-12-31 | 2005 | 12 | 88.688 | 2.697 | 160.2 | -0.746 | 84.65 | 8.947
2006-01-31 | 2006 | 1 | 88.89 | 2.765 | 162.4 | 17.783 | 85.421 | 11.487
2006-02-28 | 2006 | 2 | 89.094 | 2.789 | 161.6 | -5.754 | 85.986 | 8.242
2006-03-31 | 2006 | 3 | 89.318 | 3.056 | 161.5 | -0.74 | 86.168 | 2.568
2006-04-30 | 2006 | 4 | 89.57 | 3.442 | 163 | 11.733 | 86.067 | -1.393
2006-05-31 | 2006 | 5 | 89.842 | 3.706 | 164.4 | 10.808 | 85.884 | -2.531
2006-06-30 | 2006 | 6 | 90.123 | 3.809 | 165.2 | 5.998 | 85.792 | -1.276
2006-07-31 | 2006 | 7 | 90.371 | 3.357 | 165.5 | 2.201 | 85.833 | 0.583
2006-08-31 | 2006 | 8 | 90.54 | 2.269 | 166.5 | 7.497 | 86.007 | 2.46
2006-09-30 | 2006 | 9 | 90.607 | 0.897 | 164.7 | -12.229 | 86.315 | 4.372
2006-10-31 | 2006 | 10 | 90.655 | 0.637 | 163 | -11.707 | 86.796 | 6.904
2006-11-30 | 2006 | 11 | 90.793 | 1.832 | 163.8 | 6.051 | 87.497 | 10.129
2006-12-31 | 2006 | 12 | 91.085 | 3.939 | 164.7 | 6.796 | 88.4 | 13.108
2007-01-31 | 2007 | 1 | 91.47 | 5.187 | 164.1 | -4.285 | 89.296 | 12.867
2007-02-28 | 2007 | 2 | 91.812 | 4.576 | 165.3 | 9.137 | 89.862 | 7.882
2007-03-31 | 2007 | 3 | 92.053 | 3.194 | 166.7 | 10.65 | 89.978 | 1.558
2007-04-30 | 2007 | 4 | 92.216 | 2.145 | 168.3 | 12.146 | 89.801 | -2.338
2007-05-31 | 2007 | 5 | 92.339 | 1.617 | 169.7 | 10.452 | 89.596 | -2.699
2007-06-30 | 2007 | 6 | 92.462 | 1.616 | 170.4 | 5.064 | 89.576 | -0.273
2007-07-31 | 2007 | 7 | 92.593 | 1.702 | 171.8 | 10.317 | 89.736 | 2.164
2007-08-31 | 2007 | 8 | 92.727 | 1.758 | 170.1 | -11.249 | 90.002 | 3.621
2007-09-30 | 2007 | 9 | 92.86 | 1.729 | 171.4 | 9.567 | 90.304 | 4.106
2007-10-31 | 2007 | 10 | 92.997 | 1.79 | 172.7 | 9.491 | 90.634 | 4.469
2007-11-30 | 2007 | 11 | 93.146 | 1.939 | 176.7 | 31.623 | 90.994 | 4.866
2007-12-31 | 2007 | 12 | 93.307 | 2.093 | 176.9 | 1.367 | 91.372 | 5.106
2008-01-31 | 2008 | 1 | 93.463 | 2.026 | 179.2 | 16.768 | 91.719 | 4.656
2008-02-29 | 2008 | 2 | 93.582 | 1.544 | 180.8 | 11.256 | 91.952 | 3.093
2008-03-31 | 2008 | 3 | 93.662 | 1.031 | 184.6 | 28.351 | 92.044 | 1.197
2008-04-30 | 2008 | 4 | 93.749 | 1.11 | 186.4 | 12.349 | 92.042 | -0.015
2008-05-31 | 2008 | 5 | 93.902 | 1.985 | 191.1 | 34.827 | 92.025 | -0.23
2008-06-30 | 2008 | 6 | 94.155 | 3.279 | 195.3 | 29.807 | 92.078 | 0.69
2008-07-31 | 2008 | 7 | 94.448 | 3.798 | 200.6 | 37.894 | 92.311 | 3.09
2008-08-31 | 2008 | 8 | 94.694 | 3.173 | 198.1 | -13.971 | 92.851 | 7.243
2008-09-30 | 2008 | 9 | 94.825 | 1.671 | 198 | -0.604 | 93.654 | 10.89
2008-10-31 | 2008 | 10 | 94.872 | 0.598 | 189.4 | -41.308 | 94.29 | 8.454
2008-11-30 | 2008 | 11 | 94.892 | 0.249 | 179.7 | -46.787 | 94.199 | -1.151
2008-12-31 | 2008 | 12 | 94.924 | 0.403 | 172.3 | -39.626 | 93.117 | -12.939
2009-01-31 | 2009 | 1 | 94.959 | 0.446 | 172.4 | 0.699 | 91.713 | -16.664
2009-02-28 | 2009 | 2 | 94.971 | 0.158 | 170.9 | -9.955 | 91.016 | -8.758
2009-03-31 | 2009 | 3 | 94.948 | -0.296 | 168.3 | -16.804 | 91.538 | 7.111
2009-04-30 | 2009 | 4 | 94.9 | -0.608 | 168.4 | 0.715 | 92.817 | 18.117
2009-05-31 | 2009 | 5 | 94.849 | -0.633 | 169.4 | 7.363 | 93.967 | 15.918
2009-06-30 | 2009 | 6 | 94.819 | -0.383 | 171.7 | 17.566 | 94.368 | 5.242
2009-07-31 | 2009 | 7 | 94.828 | 0.107 | 171.1 | -4.114 | 94.252 | -1.465
2009-08-31 | 2009 | 8 | 94.893 | 0.837 | 173.8 | 20.669 | 94.143 | -1.373
2009-09-30 | 2009 | 9 | 95.018 | 1.591 | 174.3 | 3.507 | 94.389 | 3.18
2009-10-31 | 2009 | 10 | 95.166 | 1.884 | 175 | 4.927 | 94.791 | 5.23
2009-11-30 | 2009 | 11 | 95.288 | 1.543 | 176.9 | 13.835 | 94.983 | 2.457
2009-12-31 | 2009 | 12 | 95.354 | 0.831 | 177.8 | 6.279 | 94.745 | -2.968
2010-01-31 | 2010 | 1 | 95.398 | 0.563 | 180.8 | 22.236 | 94.313 | -5.332
2010-02-28 | 2010 | 2 | 95.47 | 0.908 | 180.4 | -2.623 | 94.09 | -2.802
2010-03-31 | 2010 | 3 | 95.603 | 1.682 | 181.3 | 6.154 | 94.297 | 2.666
2010-04-30 | 2010 | 4 | 95.773 | 2.16 | 182.8 | 10.393 | 94.798 | 6.567
2010-05-31 | 2010 | 5 | 95.928 | 1.952 | 183.4 | 4.011 | 95.306 | 6.63
2010-06-30 | 2010 | 6 | 96.035 | 1.346 | 182.4 | -6.35 | 95.602 | 3.786
2010-07-31 | 2010 | 7 | 96.121 | 1.083 | 181.9 | -3.24 | 95.684 | 1.031
2010-08-31 | 2010 | 8 | 96.235 | 1.434 | 182.8 | 6.102 | 95.627 | -0.712
2010-09-30 | 2010 | 9 | 96.402 | 2.106 | 183.5 | 4.693 | 95.535 | -1.138
2010-10-31 | 2010 | 10 | 96.601 | 2.505 | 185.8 | 16.122 | 95.59 | 0.693
2010-11-30 | 2010 | 11 | 96.792 | 2.398 | 187.3 | 10.13 | 95.991 | 5.146
2010-12-31 | 2010 | 12 | 96.95 | 1.976 | 189.3 | 13.594 | 96.804 | 10.656
2011-01-31 | 2011 | 1 | 97.098 | 1.849 | 192.1 | 19.267 | 97.683 | 11.457
2011-02-28 | 2011 | 2 | 97.261 | 2.027 | 194.9 | 18.963 | 98.108 | 5.34
2011-03-31 | 2011 | 3 | 97.468 | 2.583 | 197.6 | 17.951 | 97.859 | -2.994
2011-04-30 | 2011 | 4 | 97.716 | 3.106 | 200.2 | 16.984 | 97.295 | -6.71
2011-05-31 | 2011 | 5 | 97.979 | 3.272 | 202 | 11.339 | 97.017 | -3.368
2011-06-30 | 2011 | 6 | 98.23 | 3.113 | 202.2 | 1.195 | 97.385 | 4.646
2011-07-31 | 2011 | 7 | 98.433 | 2.512 | 203.2 | 6.099 | 97.998 | 7.817
2011-08-31 | 2011 | 8 | 98.552 | 1.467 | 201.7 | -8.507 | 98.197 | 2.462
2011-09-30 | 2011 | 9 | 98.574 | 0.259 | 202.6 | 5.488 | 97.606 | -6.987
2011-10-31 | 2011 | 10 | 98.569 | -0.057 | 200.6 | -11.224 | 96.721 | -10.353
2011-11-30 | 2011 | 11 | 98.633 | 0.785 | 200.9 | 1.809 | 96.301 | -5.091
2011-12-31 | 2011 | 12 | 98.824 | 2.352 | 200.1 | -4.675 | 96.837 | 6.895
2012-01-31 | 2012 | 1 | 99.087 | 3.241 | 200.4 | 1.814 | 97.988 | 15.238
2012-02-29 | 2012 | 2 | 99.314 | 2.782 | 201.1 | 4.273 | 99.071 | 14.094
2012-03-31 | 2012 | 3 | 99.452 | 1.68 | 203.4 | 14.622 | 99.654 | 7.299
2012-04-30 | 2012 | 4 | 99.544 | 1.119 | 202.3 | -6.3 | 99.744 | 1.088
2012-05-31 | 2012 | 5 | 99.664 | 1.449 | 200.5 | -10.17 | 99.476 | -3.182
2012-06-30 | 2012 | 6 | 99.859 | 2.381 | 198.5 | -11.335 | 99.059 | -4.914
2012-07-31 | 2012 | 7 | 100.098 | 2.907 | 197.7 | -4.73 | 98.85 | -2.499
2012-08-31 | 2012 | 8 | 100.322 | 2.717 | 199.7 | 12.838 | 99.264 | 5.134
2012-09-30 | 2012 | 9 | 100.483 | 1.939 | 201.7 | 12.703 | 100.44 | 15.186
2012-10-31 | 2012 | 10 | 100.603 | 1.443 | 202.1 | 2.406 | 101.799 | 17.498
2012-11-30 | 2012 | 11 | 100.72 | 1.412 | 200.6 | -8.552 | 102.529 | 8.954
2012-12-31 | 2012 | 12 | 100.861 | 1.684 | 200.7 | 0.6 | 102.138 | -4.486
2013-01-31 | 2013 | 1 | 101.011 | 1.801 | 201.6 | 5.516 | 101.137 | -11.138
2013-02-28 | 2013 | 2 | 101.135 | 1.481 | 203.6 | 12.576 | 100.42 | -8.193
2013-03-31 | 2013 | 3 | 101.225 | 1.077 | 201.6 | -11.171 | 100.475 | 0.67
2013-04-30 | 2013 | 4 | 101.307 | 0.98 | 200.5 | -6.355 | 101.042 | 6.977
2013-05-31 | 2013 | 5 | 101.415 | 1.279 | 200.1 | -2.368 | 101.564 | 6.379
2013-06-30 | 2013 | 6 | 101.572 | 1.88 | 200.1 | 0 | 101.638 | 0.877
2013-07-31 | 2013 | 7 | 101.77 | 2.363 | 200.2 | 0.601 | 101.379 | -3.006
2013-08-31 | 2013 | 8 | 101.989 | 2.619 | 200.5 | 1.813 | 101.081 | -3.478
2013-09-30 | 2013 | 9 | 102.203 | 2.542 | 200.4 | -0.597 | 100.997 | -0.994
2013-10-31 | 2013 | 10 | 102.399 | 2.322 | 200.2 | -1.191 | 101.218 | 2.66
2013-11-30 | 2013 | 11 | 102.563 | 1.945 | 200.1 | -0.598 | 101.785 | 6.937
2013-12-31 | 2013 | 12 | 102.692 | 1.517 | 201 | 5.533 | 102.661 | 10.823
2014-01-31 | 2014 | 1 | 102.811 | 1.406 | 202.5 | 9.332 | 103.555 | 10.969
2014-02-28 | 2014 | 2 | 102.946 | 1.58 | 203.2 | 4.228 | 104.052 | 5.916
2014-03-31 | 2014 | 3 | 103.122 | 2.067 | 203.5 | 1.786 | 103.983 | -0.793
2014-04-30 | 2014 | 4 | 103.332 | 2.472 | 203.9 | 2.384 | 103.586 | -4.486
2014-05-31 | 2014 | 5 | 103.545 | 2.51 | 203.1 | -4.608 | 103.271 | -3.593
2014-06-30 | 2014 | 6 | 103.74 | 2.28 | 202.8 | -1.758 | 103.332 | 0.718
2014-07-31 | 2014 | 7 | 103.903 | 1.903 | 203 | 1.19 | 103.687 | 4.193
2014-08-31 | 2014 | 8 | 104.028 | 1.449 | 203.1 | 0.593 | 104.124 | 5.183
2014-09-30 | 2014 | 9 | 104.102 | 0.863 | 202.6 | -2.915 | 104.478 | 4.152
2014-10-31 | 2014 | 10 | 104.124 | 0.256 | 200.6 | -11.224 | 104.789 | 3.63
2014-11-30 | 2014 | 11 | 104.092 | -0.373 | 199 | -9.162 | 105.151 | 4.224
2014-12-31 | 2014 | 12 | 104.018 | -0.851 | 195.5 | -19.179 | 105.621 | 5.498
2015-01-31 | 2015 | 1 | 103.965 | -0.613 | 190.7 | -25.793 | 106.147 | 6.151
2015-02-28 | 2015 | 2 | 104.008 | 0.498 | 190 | -4.317 | 106.604 | 5.284
2015-03-31 | 2015 | 3 | 104.185 | 2.067 | 189.8 | -1.256 | 106.951 | 3.975
2015-04-30 | 2015 | 4 | 104.443 | 3.012 | 188.4 | -8.501 | 107.216 | 3.013
2015-05-31 | 2015 | 5 | 104.678 | 2.733 | 189.6 | 7.917 | 107.431 | 2.436
2015-06-30 | 2015 | 6 | 104.819 | 1.625 | 190.3 | 4.521 | 107.629 | 2.232
2015-07-31 | 2015 | 7 | 104.883 | 0.736 | 189.9 | -2.493 | 107.792 | 1.832
2015-08-31 | 2015 | 8 | 104.92 | 0.42 | 188.6 | -7.913 | 107.888 | 1.075
2015-09-30 | 2015 | 9 | 104.959 | 0.451 | 186 | -15.345 | 107.896 | 0.094
2015-10-31 | 2015 | 10 | 104.982 | 0.268 | 185.2 | -5.041 | 107.848 | -0.536
2015-11-30 | 2015 | 11 | 104.955 | -0.312 | 184.4 | -5.062 | 107.787 | -0.676
2015-12-31 | 2015 | 12 | 104.869 | -0.984 | 182.3 | -12.842 | 107.75 | -0.407
2016-01-31 | 2016 | 1 | 104.798 | -0.807 | 180.43 | -11.641 | 107.753 | 0.031
2016-02-29 | 2016 | 2 | 104.844 | 0.534 | 179.389 | -6.708 | 107.801 | 0.54
2016-03-31 | 2016 | 3 | 105.06 | 2.504 | 179.487 | 0.661 | 107.896 | 1.053
2016-04-30 | 2016 | 4 | 105.368 | 3.575 | 180.396 | 6.247 | 108.015 | 1.339
2016-05-31 | 2016 | 5 | 105.637 | 3.096 | 181.55 | 7.953 | 108.13 | 1.28
2016-06-30 | 2016 | 6 | 105.779 | 1.627 | 182.489 | 6.388 | 108.227 | 1.083
2016-07-31 | 2016 | 7 | 105.841 | 0.71 | 183.133 | 4.316 | 108.348 | 1.348
2016-08-31 | 2016 | 8 | 105.917 | 0.866 | 183.536 | 2.676 | 108.555 | 2.315
2016-09-30 | 2016 | 9 | 106.069 | 1.734 | 183.786 | 1.645 | 108.877 | 3.623
2016-10-31 | 2016 | 10 | 106.281 | 2.431 | 184.136 | 2.308 | 109.288 | 4.622
2016-11-30 | 2016 | 11 | 106.512 | 2.634 | 184.872 | 4.904 | 109.735 | 5.017
2016-12-31 | 2016 | 12 | 106.725 | 2.425 | 186.138 | 8.539 | 110.168 | 4.843
2017-01-31 | 2017 | 1 | 106.908 | 2.079 | 187.641 | 10.131 | 110.551 | 4.257
2017-02-28 | 2017 | 2 | 107.044 | 1.536 | 188.84 | 7.94 | 110.826 | 3.026
2017-03-31 | 2017 | 3 | 107.142 | 1.11 | 189.503 | 4.297 | 111.002 | 1.917
2017-04-30 | 2017 | 4 | 107.234 | 1.026 | 189.753 | 1.595 | 111.158 | 1.705
2017-05-31 | 2017 | 5 | 107.351 | 1.321 | 189.809 | 0.357 | 111.397 | 2.606
2017-06-30 | 2017 | 6 | 107.52 | 1.907 | 189.909 | 0.632 | 111.791 | 4.325
2017-07-31 | 2017 | 7 | 107.732 | 2.396 | 190.214 | 1.943 | 112.309 | 5.707
2017-08-31 | 2017 | 8 | 107.971 | 2.688 | 190.871 | 4.225 | 112.893 | 6.423
2017-09-30 | 2017 | 9 | 108.209 | 2.675 | 191.921 | 6.805 | 113.463 | 6.233
2017-10-31 | 2017 | 10 | 108.437 | 2.558 | 193.219 | 8.428 | 113.988 | 5.699
2017-11-30 | 2017 | 11 | 108.644 | 2.321 | 194.543 | 8.536 | 114.436 | 4.818
2017-12-31 | 2017 | 12 | 108.831 | 2.079 | 195.729 | 7.567 | 114.776 | 3.626
2018-01-31 | 2018 | 1 | 109.031 | 2.228 | 196.819 | 6.891 | 114.994 | 2.3
2018-02-28 | 2018 | 2 | 109.269 | 2.658 | 197.827 | 6.321 | 115.069 | 0.788
2018-03-31 | 2018 | 3 | 109.574 | 3.399 | 198.857 | 6.429 | 115.039 | -0.318
2018-04-30 | 2018 | 4 | 109.91 | 3.738 | 199.908 | 6.534 | 115.048 | 0.096
2018-05-31 | 2018 | 5 | 110.196 | 3.171 | 200.88 | 5.992 | 115.293 | 2.586
2018-06-30 | 2018 | 6 | 110.389 | 2.118 | 201.726 | 5.172 | 115.863 | 6.091
2018-07-31 | 2018 | 7 | 110.522 | 1.458 | 202.459 | 4.449 | 116.532 | 7.154
2018-08-31 | 2018 | 8 | 110.66 | 1.508 | 203.124 | 4.013 | 116.973 | 4.646
2018-09-30 | 2018 | 9 | 110.837 | 1.94 | 203.661 | 3.218 | 116.999 | 0.267
2018-10-31 | 2018 | 10 | 111.027 | 2.078 | 203.826 | 0.979 | 116.912 | -0.895
2018-11-30 | 2018 | 11 | 111.18 | 1.669 | 203.309 | -3.003 | 117.149 | 2.464
2018-12-31 | 2018 | 12 | 111.27 | 0.974 | 201.998 | -7.47 | 117.974 | 8.782
2019-01-31 | 2019 | 1 | 111.345 | 0.809 | 200.419 | -8.987 | 119.101 | 12.083
2019-02-28 | 2019 | 2 | 111.466 | 1.312 | 199.392 | -5.979 | 119.992 | 9.361
2019-03-31 | 2019 | 3 | 111.677 | 2.298 | 199.27 | -0.73 | 120.384 | 3.992
2019-04-30 | 2019 | 4 | 111.948 | 2.944 | 199.617 | 2.111 | 120.384 | 0.003
2019-05-31 | 2019 | 5 | 112.203 | 2.771 | 199.69 | 0.437 | 120.219 | -1.636
2019-06-30 | 2019 | 6 | 112.392 | 2.042 | 198.994 | -4.101 | 120.096 | -1.22
2019-07-31 | 2019 | 7 | 112.519 | 1.361 | 197.865 | -6.6 | 120.071 | -0.253
2019-08-31 | 2019 | 8 | 112.607 | 0.949 | 196.911 | -5.636 | 120.149 | 0.781
2019-09-30 | 2019 | 9 | 112.683 | 0.804 | 196.608 | -1.833 | 120.334 | 1.871
2019-10-31 | 2019 | 10 | 112.787 | 1.113 | 196.862 | 1.563 | 120.647 | 3.165
2019-11-30 | 2019 | 11 | 112.963 | 1.891 | 197.422 | 3.469 | 121.107 | 4.671
2019-12-31 | 2019 | 12 | 113.217 | 2.732 | 197.918 | 3.059 | 121.745 | 6.502
2020-01-31 | 2020 | 1 | 113.437 | 2.359 | 197.596 | -1.938 | 122.626 | 9.04
2020-02-29 | 2020 | 2 | 113.467 | 0.315 | 195.664 | -11.121 | 123.759 | 11.67
2020-03-31 | 2020 | 3 | 113.242 | -2.354 | 191.873 | -20.928 | 125.23 | 15.233 | <======= | actual or historical estimate
2020-04-30 | 2020 | 4 | 112.922 | -3.336 | 187.73 | -23.042 | 127.122 | 19.72 | <======= | forecast
2020-05-31 | 2020 | 5 | 112.757 | -1.745 | 185.512 | -13.296 | 129.479 | 24.664
2020-06-30 | 2020 | 6 | 112.905 | 1.591 | 186.552 | 6.94 | 132.354 | 30.151
2020-07-31 | 2020 | 7 | 113.269 | 3.944 | 189.599 | 21.465 | 131.983 | -3.316
2020-08-31 | 2020 | 8 | 113.668 | 4.3 | 192.533 | 20.233 | 131.519 | -4.139
2020-09-30 | 2020 | 9 | 113.947 | 2.993 | 193.729 | 7.711 | 131.541 | 0.203
2020-10-31 | 2020 | 10 | 114.122 | 1.858 | 193.574 | -0.954 | 131.946 | 3.759
2020-11-30 | 2020 | 11 | 114.247 | 1.326 | 193.016 | -3.408 | 132.425 | 4.446
2020-12-31 | 2020 | 12 | 114.366 | 1.25 | 192.771 | -1.513 | 132.751 | 2.992
2021-01-31 | 2021 | 1 | 114.486 | 1.274 | 192.877 | 0.664 | 132.947 | 1.785
2021-02-28 | 2021 | 2 | 114.597 | 1.169 | 193.133 | 1.605 | 133.102 | 1.41
2021-03-31 | 2021 | 3 | 114.705 | 1.13 | 193.406 | 1.712 | 133.297 | 1.77
2021-04-30 | 2021 | 4 | 114.827 | 1.287 | 193.7 | 1.833 | 133.53 | 2.119
2021-05-31 | 2021 | 5 | 114.981 | 1.623 | 194.04 | 2.133 | 133.76 | 2.086
2021-06-30 | 2021 | 6 | 115.179 | 2.087 | 194.463 | 2.641 | 133.962 | 1.832
2021-07-31 | 2021 | 7 | 115.409 | 2.423 | 194.987 | 3.287 | 134.15 | 1.691
2021-08-31 | 2021 | 8 | 115.655 | 2.58 | 195.642 | 4.102 | 134.35 | 1.805
2021-09-30 | 2021 | 9 | 115.892 | 2.488 | 196.401 | 4.761 | 134.573 | 2.011
2021-10-31 | 2021 | 10 | 116.124 | 2.435 | 197.216 | 5.095 | 134.815 | 2.179
2021-11-30 | 2021 | 11 | 116.357 | 2.432 | 198.009 | 4.931 | 135.06 | 2.207
2021-12-31 | 2021 | 12 | 116.593 | 2.459 | 198.723 | 4.413 | 135.299 | 2.14
2022-01-31 | 2022 | 1 | 116.833 | 2.497 | 199.38 | 4.04 | 135.538 | 2.145
2022-02-28 | 2022 | 2 | 117.057 | 2.328 | 199.972 | 3.624 | 135.772 | 2.085
2022-03-31 | 2022 | 3 | 117.274 | 2.249 | 200.559 | 3.579 | 136.015 | 2.17
2022-04-30 | 2022 | 4 | 117.492 | 2.254 | 201.174 | 3.744 | 136.269 | 2.27
2022-05-31 | 2022 | 5 | 117.706 | 2.205 | 201.808 | 3.847 | 136.517 | 2.2
2022-06-30 | 2022 | 6 | 117.918 | 2.179 | 202.465 | 3.979 | 136.749 | 2.065
2022-07-31 | 2022 | 7 | 118.129 | 2.175 | 203.136 | 4.049 | 136.97 | 1.957
2022-08-31 | 2022 | 8 | 118.346 | 2.229 | 203.816 | 4.093 | 137.19 | 1.942
2022-09-30 | 2022 | 9 | 118.564 | 2.226 | 204.471 | 3.925 | 137.407 | 1.917
2022-10-31 | 2022 | 10 | 118.784 | 2.253 | 205.107 | 3.792 | 137.629 | 1.951
2022-11-30 | 2022 | 11 | 119.006 | 2.267 | 205.719 | 3.645 | 137.857 | 2.003
2022-12-31 | 2022 | 12 | 119.23 | 2.278 | 206.304 | 3.463 | 138.091 | 2.058
2023-01-31 | 2023 | 1 | 119.46 | 2.342 | 206.855 | 3.255 | 138.329 | 2.09
2023-02-28 | 2023 | 2 | 119.684 | 2.273 | 207.325 | 2.761 | 138.548 | 1.919
2023-03-31 | 2023 | 3 | 119.914 | 2.329 | 207.736 | 2.403 | 138.757 | 1.823
2023-04-30 | 2023 | 4 | 120.155 | 2.446 | 208.128 | 2.287 | 138.974 | 1.889
2023-05-31 | 2023 | 5 | 120.398 | 2.452 | 208.525 | 2.319 | 139.208 | 2.039
2023-06-30 | 2023 | 6 | 120.639 | 2.432 | 208.955 | 2.502 | 139.468 | 2.269
2023-07-31 | 2023 | 7 | 120.879 | 2.405 | 209.399 | 2.581 | 139.742 | 2.382
2023-08-31 | 2023 | 8 | 121.119 | 2.416 | 209.832 | 2.508 | 140.012 | 2.349
2023-09-30 | 2023 | 9 | 121.354 | 2.353 | 210.221 | 2.244 | 140.257 | 2.113
2023-10-31 | 2023 | 10 | 121.59 | 2.355 | 210.593 | 2.144 | 140.484 | 1.961
2023-11-30 | 2023 | 11 | 121.829 | 2.387 | 210.982 | 2.24 | 140.705 | 1.909
2023-12-31 | 2023 | 12 | 122.074 | 2.441 | 211.41 | 2.465 | 140.93 | 1.928
2024-01-31 | 2024 | 1 | 122.328 | 2.527 | 211.873 | 2.659 | 141.159 | 1.976
2024-02-29 | 2024 | 2 | 122.577 | 2.471 | 212.324 | 2.582 | 141.381 | 1.898
2024-03-31 | 2024 | 3 | 122.828 | 2.478 | 212.759 | 2.49 | 141.599 | 1.864
2024-04-30 | 2024 | 4 | 123.081 | 2.503 | 213.188 | 2.446 | 141.817 | 1.871
2024-05-31 | 2024 | 5 | 123.331 | 2.461 | 213.61 | 2.402 | 142.036 | 1.864
2024-06-30 | 2024 | 6 | 123.575 | 2.404 | 214.032 | 2.397 | 142.255 | 1.869
2024-07-31 | 2024 | 7 | 123.815 | 2.357 | 214.46 | 2.423 | 142.475 | 1.87
2024-08-31 | 2024 | 8 | 124.057 | 2.368 | 214.904 | 2.516 | 142.697 | 1.889
2024-09-30 | 2024 | 9 | 124.294 | 2.317 | 215.355 | 2.544 | 142.914 | 1.84
2024-10-31 | 2024 | 10 | 124.53 | 2.299 | 215.817 | 2.607 | 143.13 | 1.825
2024-11-30 | 2024 | 11 | 124.763 | 2.271 | 216.289 | 2.653 | 143.345 | 1.817
2024-12-31 | 2024 | 12 | 124.993 | 2.237 | 216.767 | 2.686 | 143.56 | 1.816
2025-01-31 | 2025 | 1 | 125.225 | 2.248 | 217.258 | 2.751 | 143.78 | 1.853
2025-02-28 | 2025 | 2 | 125.445 | 2.128 | 217.727 | 2.624 | 143.991 | 1.777
2025-03-31 | 2025 | 3 | 125.665 | 2.125 | 218.198 | 2.626 | 144.205 | 1.803
2025-04-30 | 2025 | 4 | 125.891 | 2.187 | 218.687 | 2.726 | 144.434 | 1.917
2025-05-31 | 2025 | 5 | 126.116 | 2.163 | 219.182 | 2.749 | 144.673 | 2.001
2025-06-30 | 2025 | 6 | 126.338 | 2.13 | 219.684 | 2.782 | 144.923 | 2.097
2025-07-31 | 2025 | 7 | 126.557 | 2.098 | 220.192 | 2.81 | 145.18 | 2.149
2025-08-31 | 2025 | 8 | 126.777 | 2.106 | 220.712 | 2.875 | 145.44 | 2.173
2025-09-30 | 2025 | 9 | 126.991 | 2.051 | 221.228 | 2.839 | 145.691 | 2.086
2025-10-31 | 2025 | 10 | 127.205 | 2.036 | 221.748 | 2.855 | 145.939 | 2.066
2025-11-30 | 2025 | 11 | 127.418 | 2.028 | 222.273 | 2.878 | 146.192 | 2.099
2025-12-31 | 2025 | 12 | 127.631 | 2.026 | 222.804 | 2.904 | 146.454 | 2.17
2026-01-31 | 2026 | 1 | 127.848 | 2.058 | 223.347 | 2.967 | 146.728 | 2.273
2026-02-28 | 2026 | 2 | 128.055 | 1.958 | 223.865 | 2.821 | 146.995 | 2.206
2026-03-31 | 2026 | 3 | 128.262 | 1.958 | 224.383 | 2.808 | 147.267 | 2.235
2026-04-30 | 2026 | 4 | 128.476 | 2.021 | 224.916 | 2.889 | 147.55 | 2.338
2026-05-31 | 2026 | 5 | 128.689 | 2.013 | 225.447 | 2.872 | 147.838 | 2.366
2026-06-30 | 2026 | 6 | 128.902 | 2.001 | 225.976 | 2.853 | 148.13 | 2.393
2026-07-31 | 2026 | 7 | 129.113 | 1.986 | 226.502 | 2.829 | 148.425 | 2.415
2026-08-31 | 2026 | 8 | 129.327 | 2.001 | 227.033 | 2.846 | 148.727 | 2.47
2026-09-30 | 2026 | 9 | 129.535 | 1.953 | 227.55 | 2.767 | 149.026 | 2.441
2026-10-31 | 2026 | 10 | 129.744 | 1.952 | 228.063 | 2.742 | 149.328 | 2.462
2026-11-30 | 2026 | 11 | 129.955 | 1.972 | 228.575 | 2.728 | 149.635 | 2.495
2026-12-31 | 2026 | 12 | 130.171 | 2.005 | 229.087 | 2.721 | 149.948 | 2.537
2027-01-31 | 2027 | 1 | 130.392 | 2.063 | 229.607 | 2.757 | 150.271 | 2.619
2027-02-28 | 2027 | 2 | 130.605 | 1.972 | 230.1 | 2.608 | 150.583 | 2.521
2027-03-31 | 2027 | 3 | 130.817 | 1.971 | 230.591 | 2.589 | 150.899 | 2.545
2027-04-30 | 2027 | 4 | 131.037 | 2.036 | 231.095 | 2.657 | 151.229 | 2.653
2027-05-31 | 2027 | 5 | 131.257 | 2.035 | 231.596 | 2.633 | 151.561 | 2.671
2027-06-30 | 2027 | 6 | 131.478 | 2.035 | 232.095 | 2.611 | 151.896 | 2.683
2027-07-31 | 2027 | 7 | 131.699 | 2.035 | 232.591 | 2.599 | 152.231 | 2.681
2027-08-31 | 2027 | 8 | 131.924 | 2.07 | 233.097 | 2.642 | 152.571 | 2.707
2027-09-30 | 2027 | 9 | 132.146 | 2.037 | 233.598 | 2.608 | 152.902 | 2.636
2027-10-31 | 2027 | 10 | 132.368 | 2.037 | 234.101 | 2.614 | 153.232 | 2.621
2027-11-30 | 2027 | 11 | 132.591 | 2.037 | 234.605 | 2.615 | 153.563 | 2.624
2027-12-31 | 2027 | 12 | 132.813 | 2.036 | 235.11 | 2.613 | 153.897 | 2.646
2028-01-31 | 2028 | 1 | 133.04 | 2.07 | 235.626 | 2.665 | 154.244 | 2.735
2028-02-29 | 2028 | 2 | 133.261 | 2.004 | 236.131 | 2.601 | 154.588 | 2.712
2028-03-31 | 2028 | 3 | 133.481 | 2.005 | 236.642 | 2.632 | 154.943 | 2.789
2028-04-30 | 2028 | 4 | 133.706 | 2.043 | 237.167 | 2.695 | 155.31 | 2.884
2028-05-31 | 2028 | 5 | 133.933 | 2.05 | 237.694 | 2.696 | 155.679 | 2.889
2028-06-30 | 2028 | 6 | 134.16 | 2.057 | 238.218 | 2.681 | 156.046 | 2.864
2028-07-31 | 2028 | 7 | 134.388 | 2.055 | 238.739 | 2.655 | 156.411 | 2.845
2028-08-31 | 2028 | 8 | 134.618 | 2.076 | 239.263 | 2.666 | 156.783 | 2.891
2028-09-30 | 2028 | 9 | 134.843 | 2.025 | 239.772 | 2.584 | 157.151 | 2.855
2028-10-31 | 2028 | 10 | 135.069 | 2.024 | 240.276 | 2.551 | 157.521 | 2.858
2028-11-30 | 2028 | 11 | 135.297 | 2.047 | 240.776 | 2.526 | 157.89 | 2.849
2028-12-31 | 2028 | 12 | 135.53 | 2.085 | 241.274 | 2.507 | 158.258 | 2.834
2029-01-31 | 2029 | 1 | 135.77 | 2.146 | 241.776 | 2.53 | 158.634 | 2.884
2029-02-28 | 2029 | 2 | 135.999 | 2.048 | 242.252 | 2.388 | 158.995 | 2.767
2029-03-31 | 2029 | 3 | 136.228 | 2.04 | 242.726 | 2.369 | 159.361 | 2.8
2029-04-30 | 2029 | 4 | 136.465 | 2.099 | 243.213 | 2.435 | 159.74 | 2.892
2029-05-31 | 2029 | 5 | 136.7 | 2.09 | 243.699 | 2.424 | 160.113 | 2.833
2029-06-30 | 2029 | 6 | 136.935 | 2.082 | 244.184 | 2.418 | 160.474 | 2.74
2029-07-31 | 2029 | 7 | 137.17 | 2.077 | 244.67 | 2.414 | 160.827 | 2.67
2029-08-31 | 2029 | 8 | 137.408 | 2.107 | 245.165 | 2.452 | 161.182 | 2.686
2029-09-30 | 2029 | 9 | 137.643 | 2.071 | 245.652 | 2.414 | 161.534 | 2.649
2029-10-31 | 2029 | 10 | 137.878 | 2.067 | 246.143 | 2.422 | 161.888 | 2.665
2029-11-30 | 2029 | 11 | 138.113 | 2.061 | 246.637 | 2.437 | 162.245 | 2.68
2029-12-31 | 2029 | 12 | 138.347 | 2.055 | 247.136 | 2.457 | 162.605 | 2.694
2030-01-31 | 2030 | 1 | 138.586 | 2.093 | 247.648 | 2.514 | 162.973 | 2.749
2030-02-28 | 2030 | 2 | 138.816 | 2.006 | 248.139 | 2.402 | 163.324 | 2.619
2030-03-31 | 2030 | 3 | 139.048 | 2.028 | 248.631 | 2.407 | 163.677 | 2.619
2030-04-30 | 2030 | 4 | 139.29 | 2.108 | 249.141 | 2.489 | 164.04 | 2.698
2030-05-31 | 2030 | 5 | 139.531 | 2.101 | 249.651 | 2.484 | 164.402 | 2.676
2030-06-30 | 2030 | 6 | 139.771 | 2.081 | 250.16 | 2.473 | 164.76 | 2.65
2030-07-31 | 2030 | 7 | 140.009 | 2.063 | 250.667 | 2.46 | 165.12 | 2.649
2030-08-31 | 2030 | 8 | 140.25 | 2.084 | 251.18 | 2.484 | 165.49 | 2.727
2030-09-30 | 2030 | 9 | 140.486 | 2.042 | 251.682 | 2.427 | 165.862 | 2.73
2030-10-31 | 2030 | 10 | 140.723 | 2.039 | 252.184 | 2.418 | 166.236 | 2.739
2030-11-30 | 2030 | 11 | 140.96 | 2.04 | 252.687 | 2.419 | 166.605 | 2.694
2030-12-31 | 2030 | 12 | 141.198 | 2.044 | 253.192 | 2.425 | 166.963 | 2.614
2031-01-31 | 2031 | 1 | 141.44 | 2.081 | 253.706 | 2.467 | 167.322 | 2.61
2031-02-28 | 2031 | 2 | 141.672 | 1.98 | 254.196 | 2.341 | 167.665 | 2.487
2031-03-31 | 2031 | 3 | 141.903 | 1.98 | 254.685 | 2.33 | 168.014 | 2.526
2031-04-30 | 2031 | 4 | 142.143 | 2.044 | 255.188 | 2.398 | 168.379 | 2.636
2031-05-31 | 2031 | 5 | 142.382 | 2.037 | 255.689 | 2.384 | 168.743 | 2.624
2031-06-30 | 2031 | 6 | 142.62 | 2.025 | 256.189 | 2.37 | 169.102 | 2.585
2031-07-31 | 2031 | 7 | 142.857 | 2.01 | 256.687 | 2.355 | 169.456 | 2.539
2031-08-31 | 2031 | 8 | 143.095 | 2.023 | 257.19 | 2.377 | 169.81 | 2.535
2031-09-30 | 2031 | 9 | 143.328 | 1.969 | 257.682 | 2.323 | 170.154 | 2.458
2031-10-31 | 2031 | 10 | 143.559 | 1.953 | 258.174 | 2.313 | 170.499 | 2.461
2031-11-30 | 2031 | 11 | 143.79 | 1.943 | 258.666 | 2.313 | 170.851 | 2.51
2031-12-31 | 2031 | 12 | 144.02 | 1.94 | 259.161 | 2.32 | 171.215 | 2.586
2032-01-31 | 2032 | 1 | 144.255 | 1.976 | 259.667 | 2.369 | 171.591 | 2.668
2032-02-29 | 2032 | 2 | 144.484 | 1.923 | 260.161 | 2.304 | 171.953 | 2.561
2032-03-31 | 2032 | 3 | 144.715 | 1.937 | 260.658 | 2.316 | 172.308 | 2.506
2032-04-30 | 2032 | 4 | 144.951 | 1.974 | 261.165 | 2.36 | 172.666 | 2.52
2032-05-31 | 2032 | 5 | 145.186 | 1.964 | 261.672 | 2.356 | 173.027 | 2.538
2032-06-30 | 2032 | 6 | 145.42 | 1.944 | 262.177 | 2.342 | 173.395 | 2.581
2032-07-31 | 2032 | 7 | 145.651 | 1.929 | 262.679 | 2.32 | 173.763 | 2.58
2032-08-31 | 2032 | 8 | 145.887 | 1.956 | 263.183 | 2.328 | 174.129 | 2.555
2032-09-30 | 2032 | 9 | 146.119 | 1.927 | 263.673 | 2.256 | 174.475 | 2.412
2032-10-31 | 2032 | 10 | 146.352 | 1.931 | 264.158 | 2.229 | 174.816 | 2.372
2032-11-30 | 2032 | 11 | 146.586 | 1.935 | 264.639 | 2.211 | 175.165 | 2.418
2032-12-31 | 2032 | 12 | 146.821 | 1.939 | 265.12 | 2.202 | 175.529 | 2.523
2033-01-31 | 2033 | 1 | 147.06 | 1.978 | 265.609 | 2.237 | 175.909 | 2.634
2033-02-28 | 2033 | 2 | 147.29 | 1.89 | 266.077 | 2.133 | 176.273 | 2.508
2033-03-31 | 2033 | 3 | 147.521 | 1.898 | 266.547 | 2.142 | 176.631 | 2.467
2033-04-30 | 2033 | 4 | 147.76 | 1.966 | 267.034 | 2.216 | 176.998 | 2.517
2033-05-31 | 2033 | 5 | 148 | 1.961 | 267.52 | 2.206 | 177.363 | 2.508
2033-06-30 | 2033 | 6 | 148.238 | 1.949 | 268.004 | 2.19 | 177.731 | 2.514
2033-07-31 | 2033 | 7 | 148.475 | 1.936 | 268.488 | 2.189 | 178.097 | 2.499
2033-08-31 | 2033 | 8 | 148.715 | 1.955 | 268.985 | 2.244 | 178.462 | 2.493
2033-09-30 | 2033 | 9 | 148.95 | 1.913 | 269.481 | 2.238 | 178.814 | 2.389
2033-10-31 | 2033 | 10 | 149.185 | 1.909 | 269.984 | 2.263 | 179.16 | 2.35
2033-11-30 | 2033 | 11 | 149.421 | 1.913 | 270.49 | 2.273 | 179.507 | 2.348
2033-12-31 | 2033 | 12 | 149.658 | 1.924 | 270.998 | 2.275 | 179.859 | 2.377
2034-01-31 | 2034 | 1 | 149.902 | 1.969 | 271.517 | 2.324 | 180.222 | 2.452
2034-02-28 | 2034 | 2 | 150.135 | 1.886 | 272.018 | 2.234 | 180.574 | 2.364
2034-03-31 | 2034 | 3 | 150.37 | 1.897 | 272.525 | 2.264 | 180.929 | 2.391
2034-04-30 | 2034 | 4 | 150.615 | 1.966 | 273.056 | 2.359 | 181.3 | 2.484
2034-05-31 | 2034 | 5 | 150.858 | 1.961 | 273.587 | 2.359 | 181.67 | 2.475
2034-06-30 | 2034 | 6 | 151.101 | 1.948 | 274.115 | 2.343 | 182.036 | 2.45
2034-07-31 | 2034 | 7 | 151.343 | 1.937 | 274.64 | 2.324 | 182.401 | 2.428
2034-08-31 | 2034 | 8 | 151.588 | 1.962 | 275.171 | 2.344 | 182.77 | 2.455
2034-09-30 | 2034 | 9 | 151.83 | 1.927 | 275.691 | 2.29 | 183.133 | 2.411
2034-10-31 | 2034 | 10 | 152.071 | 1.928 | 276.21 | 2.281 | 183.497 | 2.411
2034-11-30 | 2034 | 11 | 152.314 | 1.932 | 276.729 | 2.28 | 183.862 | 2.415
2034-12-31 | 2034 | 12 | 152.558 | 1.941 | 277.25 | 2.284 | 184.229 | 2.424
2035-01-31 | 2035 | 1 | 152.809 | 1.986 | 277.782 | 2.326 | 184.605 | 2.477
2035-02-28 | 2035 | 2 | 153.049 | 1.906 | 278.289 | 2.214 | 184.966 | 2.371
2035-03-31 | 2035 | 3 | 153.292 | 1.923 | 278.797 | 2.213 | 185.33 | 2.388
2035-04-30 | 2035 | 4 | 153.545 | 1.996 | 279.323 | 2.286 | 185.709 | 2.478
2035-05-31 | 2035 | 5 | 153.797 | 1.991 | 279.848 | 2.28 | 186.087 | 2.473
2035-06-30 | 2035 | 6 | 154.049 | 1.978 | 280.373 | 2.273 | 186.464 | 2.459
2035-07-31 | 2035 | 7 | 154.299 | 1.965 | 280.896 | 2.264 | 186.84 | 2.446
2035-08-31 | 2035 | 8 | 154.552 | 1.992 | 281.427 | 2.291 | 187.222 | 2.477
2035-09-30 | 2035 | 9 | 154.802 | 1.958 | 281.948 | 2.244 | 187.597 | 2.431
2035-10-31 | 2035 | 10 | 155.053 | 1.959 | 282.47 | 2.243 | 187.972 | 2.427
2035-11-30 | 2035 | 11 | 155.304 | 1.96 | 282.994 | 2.252 | 188.347 | 2.423
2035-12-31 | 2035 | 12 | 155.556 | 1.964 | 283.524 | 2.269 | 188.724 | 2.422
2036-01-31 | 2036 | 1 | 155.813 | 2.004 | 284.066 | 2.319 | 189.108 | 2.474
2036-02-29 | 2036 | 2 | 156.064 | 1.95 | 284.593 | 2.249 | 189.485 | 2.417
2036-03-31 | 2036 | 3 | 156.317 | 1.963 | 285.121 | 2.249 | 189.867 | 2.449
2036-04-30 | 2036 | 4 | 156.575 | 2 | 285.659 | 2.287 | 190.26 | 2.512
2036-05-31 | 2036 | 5 | 156.833 | 1.993 | 286.198 | 2.29 | 190.655 | 2.518
2036-06-30 | 2036 | 6 | 157.089 | 1.977 | 286.74 | 2.293 | 191.049 | 2.51
2036-07-31 | 2036 | 7 | 157.344 | 1.965 | 287.282 | 2.295 | 191.442 | 2.496
2036-08-31 | 2036 | 8 | 157.603 | 1.994 | 287.835 | 2.332 | 191.839 | 2.517
2036-09-30 | 2036 | 9 | 157.859 | 1.966 | 288.379 | 2.292 | 192.228 | 2.457
2036-10-31 | 2036 | 10 | 158.116 | 1.971 | 288.925 | 2.296 | 192.617 | 2.454
2036-11-30 | 2036 | 11 | 158.374 | 1.977 | 289.475 | 2.307 | 193.009 | 2.472
2036-12-31 | 2036 | 12 | 158.633 | 1.983 | 290.029 | 2.324 | 193.407 | 2.503
2037-01-31 | 2037 | 1 | 158.899 | 2.024 | 290.599 | 2.381 | 193.817 | 2.571
2037-02-28 | 2037 | 2 | 159.152 | 1.934 | 291.145 | 2.281 | 194.209 | 2.459
2037-03-31 | 2037 | 3 | 159.408 | 1.943 | 291.696 | 2.294 | 194.604 | 2.465
2037-04-30 | 2037 | 4 | 159.672 | 2.009 | 292.268 | 2.376 | 195.013 | 2.552
2037-05-31 | 2037 | 5 | 159.936 | 1.997 | 292.838 | 2.369 | 195.423 | 2.554
2037-06-30 | 2037 | 6 | 160.197 | 1.976 | 293.407 | 2.353 | 195.834 | 2.554
2037-07-31 | 2037 | 7 | 160.456 | 1.96 | 293.972 | 2.337 | 196.245 | 2.548
2037-08-31 | 2037 | 8 | 160.719 | 1.986 | 294.544 | 2.361 | 196.662 | 2.576
2037-09-30 | 2037 | 9 | 160.979 | 1.954 | 295.106 | 2.312 | 197.07 | 2.518
2037-10-31 | 2037 | 10 | 161.239 | 1.955 | 295.667 | 2.306 | 197.478 | 2.512
2037-11-30 | 2037 | 11 | 161.499 | 1.956 | 296.229 | 2.306 | 197.888 | 2.52
2037-12-31 | 2037 | 12 | 161.76 | 1.958 | 296.794 | 2.311 | 198.301 | 2.537
2038-01-31 | 2038 | 1 | 162.027 | 1.998 | 297.37 | 2.355 | 198.725 | 2.594
2038-02-28 | 2038 | 2 | 162.283 | 1.914 | 297.921 | 2.246 | 199.13 | 2.475
2038-03-31 | 2038 | 3 | 162.542 | 1.93 | 298.474 | 2.25 | 199.537 | 2.478
2038-04-30 | 2038 | 4 | 162.811 | 2.001 | 299.047 | 2.326 | 199.957 | 2.561
2038-05-31 | 2038 | 5 | 163.078 | 1.987 | 299.618 | 2.317 | 200.378 | 2.554
2038-06-30 | 2038 | 6 | 163.342 | 1.961 | 300.187 | 2.302 | 200.798 | 2.545
2038-07-31 | 2038 | 7 | 163.604 | 1.942 | 300.753 | 2.288 | 201.219 | 2.542
2038-08-31 | 2038 | 8 | 163.87 | 1.967 | 301.327 | 2.314 | 201.647 | 2.587
2038-09-30 | 2038 | 9 | 164.132 | 1.937 | 301.891 | 2.268 | 202.072 | 2.553
2038-10-31 | 2038 | 10 | 164.395 | 1.939 | 302.455 | 2.266 | 202.498 | 2.56
2038-11-30 | 2038 | 11 | 164.658 | 1.939 | 303.022 | 2.27 | 202.925 | 2.562
2038-12-31 | 2038 | 12 | 164.922 | 1.939 | 303.591 | 2.28 | 203.354 | 2.564
2039-01-31 | 2039 | 1 | 165.191 | 1.978 | 304.175 | 2.33 | 203.792 | 2.615
2039-02-28 | 2039 | 2 | 165.45 | 1.896 | 304.734 | 2.229 | 204.212 | 2.504
2039-03-31 | 2039 | 3 | 165.711 | 1.914 | 305.298 | 2.242 | 204.637 | 2.525
2039-04-30 | 2039 | 4 | 165.983 | 1.984 | 305.883 | 2.323 | 205.079 | 2.623
2039-05-31 | 2039 | 5 | 166.253 | 1.97 | 306.467 | 2.317 | 205.521 | 2.618
2039-06-30 | 2039 | 6 | 166.52 | 1.941 | 307.048 | 2.301 | 205.962 | 2.604
2039-07-31 | 2039 | 7 | 166.784 | 1.919 | 307.626 | 2.282 | 206.402 | 2.595
2039-08-31 | 2039 | 8 | 167.051 | 1.941 | 308.21 | 2.3 | 206.851 | 2.643
2039-09-30 | 2039 | 9 | 167.315 | 1.91 | 308.782 | 2.249 | 207.296 | 2.612
2039-10-31 | 2039 | 10 | 167.579 | 1.912 | 309.356 | 2.255 | 207.743 | 2.621
2039-11-30 | 2039 | 11 | 167.843 | 1.911 | 309.94 | 2.287 | 208.192 | 2.622
2039-12-31 | 2039 | 12 | 168.108 | 1.91 | 310.537 | 2.337 | 208.641 | 2.619
2040-01-31 | 2040 | 1 | 168.378 | 1.945 | 311.156 | 2.42 | 209.099 | 2.665
2040-02-29 | 2040 | 2 | 168.641 | 1.888 | 311.764 | 2.369 | 209.544 | 2.588
2040-03-31 | 2040 | 3 | 168.905 | 1.897 | 312.377 | 2.385 | 209.994 | 2.603
2040-04-30 | 2040 | 4 | 169.175 | 1.93 | 313.004 | 2.436 | 210.453 | 2.655
2040-05-31 | 2040 | 5 | 169.443 | 1.923 | 313.634 | 2.443 | 210.912 | 2.652
2040-06-30 | 2040 | 6 | 169.71 | 1.908 | 314.267 | 2.447 | 211.371 | 2.642
2040-07-31 | 2040 | 7 | 169.976 | 1.891 | 314.901 | 2.449 | 211.828 | 2.628
2040-08-31 | 2040 | 8 | 170.243 | 1.908 | 315.547 | 2.491 | 212.292 | 2.657
2040-09-30 | 2040 | 9 | 170.506 | 1.865 | 316.185 | 2.451 | 212.747 | 2.601
2040-10-31 | 2040 | 10 | 170.768 | 1.862 | 316.825 | 2.458 | 213.201 | 2.595
2040-11-30 | 2040 | 11 | 171.032 | 1.87 | 317.471 | 2.472 | 213.658 | 2.598
2040-12-31 | 2040 | 12 | 171.298 | 1.885 | 318.122 | 2.49 | 214.117 | 2.608
2041-01-31 | 2041 | 1 | 171.571 | 1.93 | 318.791 | 2.551 | 214.586 | 2.661
2041-02-28 | 2041 | 2 | 171.833 | 1.842 | 319.432 | 2.443 | 215.034 | 2.537
2041-03-31 | 2041 | 3 | 172.094 | 1.842 | 320.079 | 2.457 | 215.484 | 2.542
2041-04-30 | 2041 | 4 | 172.364 | 1.899 | 320.75 | 2.545 | 215.951 | 2.629
2041-05-31 | 2041 | 5 | 172.633 | 1.886 | 321.421 | 2.538 | 216.417 | 2.623
2041-06-30 | 2041 | 6 | 172.899 | 1.869 | 322.088 | 2.521 | 216.883 | 2.613
2041-07-31 | 2041 | 7 | 173.164 | 1.855 | 322.753 | 2.503 | 217.347 | 2.597
2041-08-31 | 2041 | 8 | 173.433 | 1.88 | 323.425 | 2.528 | 217.816 | 2.619
2041-09-30 | 2041 | 9 | 173.698 | 1.848 | 324.084 | 2.475 | 218.274 | 2.555
2041-10-31 | 2041 | 10 | 173.964 | 1.85 | 324.744 | 2.47 | 218.732 | 2.547
2041-11-30 | 2041 | 11 | 174.23 | 1.852 | 325.406 | 2.475 | 219.192 | 2.556
2041-12-31 | 2041 | 12 | 174.497 | 1.855 | 326.073 | 2.485 | 219.658 | 2.577
2042-01-31 | 2042 | 1 | 174.77 | 1.892 | 326.754 | 2.536 | 220.135 | 2.638
2042-02-28 | 2042 | 2 | 175.031 | 1.809 | 327.405 | 2.417 | 220.592 | 2.52
2042-03-31 | 2042 | 3 | 175.294 | 1.818 | 328.057 | 2.418 | 221.05 | 2.524
2042-04-30 | 2042 | 4 | 175.567 | 1.881 | 328.732 | 2.496 | 221.525 | 2.61
2042-05-31 | 2042 | 5 | 175.838 | 1.87 | 329.405 | 2.485 | 222.001 | 2.605
2042-06-30 | 2042 | 6 | 176.107 | 1.851 | 330.076 | 2.471 | 222.476 | 2.597
2042-07-31 | 2042 | 7 | 176.374 | 1.835 | 330.745 | 2.458 | 222.949 | 2.586
2042-08-31 | 2042 | 8 | 176.644 | 1.856 | 331.423 | 2.49 | 223.43 | 2.615
2042-09-30 | 2042 | 9 | 176.91 | 1.821 | 332.091 | 2.445 | 223.901 | 2.561
2042-10-31 | 2042 | 10 | 177.177 | 1.821 | 332.76 | 2.444 | 224.373 | 2.56
2042-11-30 | 2042 | 11 | 177.444 | 1.825 | 333.431 | 2.449 | 224.849 | 2.573
2042-12-31 | 2042 | 12 | 177.712 | 1.832 | 334.107 | 2.458 | 225.329 | 2.596
2043-01-31 | 2043 | 1 | 177.988 | 1.874 | 334.798 | 2.511 | 225.822 | 2.656
2043-02-28 | 2043 | 2 | 178.252 | 1.797 | 335.46 | 2.4 | 226.293 | 2.533
2043-03-31 | 2043 | 3 | 178.519 | 1.811 | 336.127 | 2.413 | 226.765 | 2.531
2043-04-30 | 2043 | 4 | 178.795 | 1.875 | 336.819 | 2.499 | 227.253 | 2.609
2043-05-31 | 2043 | 5 | 179.07 | 1.861 | 337.51 | 2.489 | 227.738 | 2.592
2043-06-30 | 2043 | 6 | 179.342 | 1.836 | 338.198 | 2.471 | 228.22 | 2.571
2043-07-31 | 2043 | 7 | 179.611 | 1.814 | 338.882 | 2.455 | 228.7 | 2.552
2043-08-31 | 2043 | 8 | 179.882 | 1.829 | 339.576 | 2.485 | 229.186 | 2.581
2043-09-30 | 2043 | 9 | 180.149 | 1.793 | 340.259 | 2.439 | 229.663 | 2.529
2043-10-31 | 2043 | 10 | 180.417 | 1.798 | 340.942 | 2.437 | 230.141 | 2.523
2043-11-30 | 2043 | 11 | 180.687 | 1.814 | 341.627 | 2.438 | 230.618 | 2.518
2043-12-31 | 2043 | 12 | 180.961 | 1.836 | 342.315 | 2.441 | 231.096 | 2.516
2044-01-31 | 2044 | 1 | 181.242 | 1.877 | 343.016 | 2.487 | 231.585 | 2.566
2044-02-28 | 2044 | 2 | 181.513 | 1.811 | 343.699 | 2.414 | 232.062 | 2.501
2044-03-31 | 2044 | 3 | 181.783 | 1.794 | 344.384 | 2.421 | 232.545 | 2.525
2044-04-30 | 2044 | 4 | 182.055 | 1.811 | 345.084 | 2.465 | 233.039 | 2.579
2044-05-31 | 2044 | 5 | 182.326 | 1.806 | 345.784 | 2.46 | 233.533 | 2.574
2044-06-30 | 2044 | 6 | 182.599 | 1.808 | 346.482 | 2.451 | 234.024 | 2.556
2044-07-31 | 2044 | 7 | 182.871 | 1.806 | 347.179 | 2.442 | 234.514 | 2.541
2044-08-31 | 2044 | 8 | 183.148 | 1.83 | 347.888 | 2.477 | 235.012 | 2.578
2044-09-30 | 2044 | 9 | 183.419 | 1.792 | 348.586 | 2.434 | 235.503 | 2.538
2044-10-31 | 2044 | 10 | 183.691 | 1.789 | 349.286 | 2.437 | 235.997 | 2.545
2044-11-30 | 2044 | 11 | 183.963 | 1.795 | 349.99 | 2.446 | 236.494 | 2.558
2044-12-31 | 2044 | 12 | 184.238 | 1.806 | 350.699 | 2.458 | 236.996 | 2.573
2045-01-31 | 2045 | 1 | 184.519 | 1.848 | 351.425 | 2.511 | 237.509 | 2.63
2045-02-28 | 2045 | 2 | 184.789 | 1.767 | 352.12 | 2.399 | 238.001 | 2.513
2045-03-31 | 2045 | 3 | 185.059 | 1.774 | 352.818 | 2.407 | 238.495 | 2.52
2045-04-30 | 2045 | 4 | 185.34 | 1.833 | 353.542 | 2.49 | 239.007 | 2.607
2045-05-31 | 2045 | 5 | 185.619 | 1.821 | 354.264 | 2.48 | 239.518 | 2.598
2045-06-30 | 2045 | 6 | 185.895 | 1.803 | 354.984 | 2.464 | 240.028 | 2.583
2045-07-31 | 2045 | 7 | 186.17 | 1.787 | 355.7 | 2.448 | 240.536 | 2.571
2045-08-31 | 2045 | 8 | 186.447 | 1.805 | 356.426 | 2.476 | 241.052 | 2.606
2045-09-30 | 2045 | 9 | 186.72 | 1.77 | 357.138 | 2.426 | 241.561 | 2.561
2045-10-31 | 2045 | 10 | 186.994 | 1.772 | 357.852 | 2.423 | 242.07 | 2.561
2045-11-30 | 2045 | 11 | 187.269 | 1.779 | 358.568 | 2.427 | 242.581 | 2.562
2045-12-31 | 2045 | 12 | 187.546 | 1.792 | 359.288 | 2.437 | 243.094 | 2.565
2046-01-31 | 2046 | 1 | 187.83 | 1.832 | 360.024 | 2.486 | 243.617 | 2.615
2046-02-28 | 2046 | 2 | 188.102 | 1.749 | 360.727 | 2.37 | 244.118 | 2.496
2046-03-31 | 2046 | 3 | 188.374 | 1.751 | 361.432 | 2.372 | 244.622 | 2.506
2046-04-30 | 2046 | 4 | 188.655 | 1.807 | 362.162 | 2.451 | 245.145 | 2.594
2046-05-31 | 2046 | 5 | 188.936 | 1.798 | 362.891 | 2.442 | 245.667 | 2.587
2046-06-30 | 2046 | 6 | 189.214 | 1.785 | 363.618 | 2.429 | 246.187 | 2.571
2046-07-31 | 2046 | 7 | 189.492 | 1.772 | 364.342 | 2.417 | 246.706 | 2.557
2046-08-31 | 2046 | 8 | 189.772 | 1.788 | 365.076 | 2.446 | 247.232 | 2.588
2046-09-30 | 2046 | 9 | 190.046 | 1.75 | 365.799 | 2.4 | 247.749 | 2.54
2046-10-31 | 2046 | 10 | 190.321 | 1.75 | 366.523 | 2.401 | 248.268 | 2.54
2046-11-30 | 2046 | 11 | 190.598 | 1.761 | 367.251 | 2.412 | 248.789 | 2.548
2046-12-31 | 2046 | 12 | 190.879 | 1.78 | 367.986 | 2.429 | 249.314 | 2.562
2047-01-31 | 2047 | 1 | 191.166 | 1.824 | 368.74 | 2.485 | 249.851 | 2.617
2047-02-28 | 2047 | 2 | 191.441 | 1.74 | 369.462 | 2.375 | 250.365 | 2.499
2047-03-31 | 2047 | 3 | 191.716 | 1.737 | 370.188 | 2.383 | 250.882 | 2.505
2047-04-30 | 2047 | 4 | 192 | 1.79 | 370.94 | 2.465 | 251.417 | 2.59
2047-05-31 | 2047 | 5 | 192.282 | 1.78 | 371.69 | 2.456 | 251.951 | 2.579
2047-06-30 | 2047 | 6 | 192.563 | 1.768 | 372.439 | 2.442 | 252.483 | 2.563
2047-07-31 | 2047 | 7 | 192.843 | 1.758 | 373.184 | 2.428 | 253.014 | 2.551
2047-08-31 | 2047 | 8 | 193.127 | 1.779 | 373.94 | 2.458 | 253.553 | 2.588
2047-09-30 | 2047 | 9 | 193.406 | 1.745 | 374.683 | 2.411 | 254.085 | 2.548
2047-10-31 | 2047 | 10 | 193.684 | 1.744 | 375.427 | 2.409 | 254.62 | 2.553
2047-11-30 | 2047 | 11 | 193.964 | 1.747 | 376.173 | 2.41 | 255.157 | 2.561
2047-12-31 | 2047 | 12 | 194.245 | 1.753 | 376.921 | 2.414 | 255.697 | 2.572
2048-01-31 | 2048 | 1 | 194.532 | 1.788 | 377.685 | 2.46 | 256.25 | 2.627
2048-02-28 | 2048 | 2 | 194.812 | 1.737 | 378.428 | 2.385 | 256.789 | 2.553
2048-03-31 | 2048 | 3 | 195.092 | 1.743 | 379.173 | 2.39 | 257.332 | 2.565
2048-04-30 | 2048 | 4 | 195.379 | 1.775 | 379.933 | 2.432 | 257.887 | 2.617
2048-05-31 | 2048 | 5 | 195.665 | 1.775 | 380.694 | 2.429 | 258.444 | 2.624
2048-06-30 | 2048 | 6 | 195.952 | 1.772 | 381.454 | 2.421 | 259.003 | 2.626
2048-07-31 | 2048 | 7 | 196.238 | 1.766 | 382.212 | 2.412 | 259.562 | 2.623
2048-08-31 | 2048 | 8 | 196.528 | 1.788 | 382.981 | 2.441 | 260.13 | 2.656
2048-09-30 | 2048 | 9 | 196.813 | 1.752 | 383.736 | 2.39 | 260.687 | 2.601
2048-10-31 | 2048 | 10 | 197.098 | 1.75 | 384.49 | 2.386 | 261.244 | 2.597
2048-11-30 | 2048 | 11 | 197.384 | 1.755 | 385.248 | 2.391 | 261.804 | 2.604
2048-12-31 | 2048 | 12 | 197.671 | 1.765 | 386.011 | 2.401 | 262.369 | 2.62
2049-01-31 | 2049 | 1 | 197.966 | 1.804 | 386.79 | 2.451 | 262.948 | 2.679
2049-02-28 | 2049 | 2 | 198.248 | 1.724 | 387.536 | 2.338 | 263.502 | 2.559
2049-03-31 | 2049 | 3 | 198.532 | 1.73 | 388.284 | 2.341 | 264.059 | 2.566
2049-04-30 | 2049 | 4 | 198.825 | 1.789 | 389.058 | 2.419 | 264.636 | 2.655
2049-05-31 | 2049 | 5 | 199.118 | 1.782 | 389.83 | 2.407 | 265.213 | 2.647
2049-06-30 | 2049 | 6 | 199.41 | 1.77 | 390.599 | 2.391 | 265.788 | 2.634
2049-07-31 | 2049 | 7 | 199.7 | 1.76 | 391.364 | 2.377 | 266.362 | 2.622
2049-08-31 | 2049 | 8 | 199.994 | 1.781 | 392.14 | 2.407 | 266.945 | 2.656
2049-09-30 | 2049 | 9 | 200.283 | 1.748 | 392.905 | 2.363 | 267.518 | 2.608
2049-10-31 | 2049 | 10 | 200.573 | 1.749 | 393.671 | 2.365 | 268.093 | 2.61
2049-11-30 | 2049 | 11 | 200.863 | 1.754 | 394.441 | 2.373 | 268.672 | 2.621
2049-12-31 | 2049 | 12 | 201.156 | 1.762 | 395.217 | 2.386 | 269.255 | 2.637
2050-01-31 | 2050 | 1 | 201.455 | 1.801 | 396.011 | 2.438 | 269.853 | 2.697
2050-02-28 | 2050 | 2 | 201.742 | 1.721 | 396.771 | 2.328 | 270.426 | 2.578
2050-03-31 | 2050 | 3 | 202.03 | 1.727 | 397.535 | 2.336 | 271.002 | 2.587
2050-04-30 | 2050 | 4 | 202.328 | 1.787 | 398.327 | 2.416 | 271.6 | 2.678
2050-05-31 | 2050 | 5 | 202.626 | 1.781 | 399.117 | 2.408 | 272.197 | 2.672
2050-06-30 | 2050 | 6 | 202.923 | 1.77 | 399.905 | 2.394 | 272.793 | 2.66
2050-07-31 | 2050 | 7 | 203.218 | 1.761 | 400.69 | 2.382 | 273.388 | 2.649
2050-08-31 | 2050 | 8 | 203.518 | 1.783 | 401.487 | 2.412 | 273.993 | 2.686
2050-09-30 | 2050 | 9 | 203.812 | 1.751 | 402.271 | 2.368 | 274.588 | 2.64
2050-10-31 | 2050 | 10 | 204.107 | 1.751 | 403.056 | 2.367 | 275.185 | 2.641
2050-11-30 | 2050 | 11 | 204.403 | 1.754 | 403.843 | 2.37 | 275.785 | 2.647
2050-12-31 | 2050 | 12 | 204.701 | 1.76 | 404.634 | 2.376 | 276.389 | 2.657
Annual Averages
| 1970-12-31 |  | 21.6761 | 5.1592 | 35.3917 | 3.5289 | 12.1826 | 6.0993
| 1971-12-31 |  | 22.7757 | 4.7619 | 36.7417 | 4.2433 | 12.9273 | 5.9131
| 1972-12-31 |  | 23.7602 | 4.2177 | 38.25 | 5.9986 | 13.7686 | 7.5796
| 1973-12-31 |  | 25.0619 | 6.9962 | 42.3833 | 14.4295 | 14.8178 | 7.8458
| 1974-12-31 |  | 27.3102 | 11.0762 | 52.4833 | 30.4744 | 16.2248 | 11.3933
| 1975-12-31 |  | 29.8468 | 6.8627 | 58 | 2.5857 | 17.9276 | 8.4202
| 1976-12-31 |  | 31.4902 | 5.2961 | 60.95 | 6.1209 | 19.3207 | 8.3357
| 1977-12-31 |  | 33.4457 | 6.368 | 64.9417 | 6.1057 | 20.9001 | 8.0024
| 1978-12-31 |  | 35.7982 | 7.6615 | 69.4583 | 8.746 | 22.6881 | 9.1305
| 1979-12-31 |  | 38.7668 | 8.5078 | 78.3667 | 16.0809 | 24.8716 | 10.0266
| 1980-12-31 |  | 42.2793 | 10.1107 | 90.3083 | 12.6392 | 27.5579 | 11.2116
| 1981-12-31 |  | 46.2704 | 7.8959 | 98.5917 | 6.0779 | 30.2037 | 8.3427
| 1982-12-31 |  | 49.1308 | 5.0501 | 99.9833 | 0.12933 | 32.4283 | 6.1612
| 1983-12-31 |  | 51.051 | 3.3918 | 100.6167 | 1.8593 | 33.8637 | 3.7807
| 1984-12-31 |  | 52.8948 | 3.5694 | 103.1 | 1.3072 | 35.318 | 4.4613
| 1985-12-31 |  | 54.5683 | 2.6778 | 102.65 | -0.23983 | 37.049 | 5.9513
| 1986-12-31 |  | 55.6738 | 1.9518 | 99.1083 | -4.0773 | 39.1892 | 4.9774
| 1987-12-31 |  | 57.0412 | 2.8627 | 101.5417 | 5.4043 | 40.6702 | 3.7458
| 1988-12-31 |  | 59.0557 | 4.0165 | 107.0583 | 5.4756 | 42.7537 | 4.6016
| 1989-12-31 |  | 61.3708 | 3.5402 | 112.0083 | 2.6985 | 44.003 | 3.564
| 1990-12-31 |  | 63.6766 | 3.9033 | 114.425 | 4.6344 | 46.6543 | 5.6459
| 1991-12-31 |  | 65.8198 | 2.8863 | 114.4333 | -2.3846 | 48.8783 | 5.9425
| 1992-12-31 |  | 67.3211 | 2.2971 | 114.6583 | 1.0153 | 51.9141 | 4.2783
| 1993-12-31 |  | 68.9175 | 2.2595 | 116.225 | 0.98767 | 52.5483 | 0.98675
| 1994-12-31 |  | 70.3866 | 2.0993 | 118.5167 | 4.5947 | 53.0646 | 1.4108
| 1995-12-31 |  | 71.8644 | 1.963 | 124.9333 | 3.3063 | 54.3851 | 2.9113
| 1996-12-31 |  | 73.1781 | 1.7591 | 125.7417 | 0.8585 | 56.2647 | 3.3595
| 1997-12-31 |  | 74.4458 | 1.5467 | 125.6583 | -0.76575 | 58.4584 | 5.3558
| 1998-12-31 |  | 75.2666 | 1.0412 | 123.0167 | -3.2458 | 61.8479 | 5.0812
| 1999-12-31 |  | 76.3462 | 1.7913 | 123.1667 | 3.7652 | 64.7247 | 6.1338
| 2000-12-31 |  | 78.0689 | 2.3887 | 129.1667 | 4.4779 | 69.2741 | 5.8193
| 2001-12-31 |  | 79.8218 | 1.8921 | 129.6917 | -3.7671 | 72.2951 | 3.5112
| 2002-12-31 |  | 81.0391 | 1.8013 | 127.7917 | 3.1815 | 73.9599 | 1.983
| 2003-12-31 |  | 82.5674 | 1.9096 | 133.7083 | 4.6623 | 76.7295 | 5.3312
| 2004-12-31 |  | 84.7787 | 3.0938 | 142.5917 | 9.5532 | 80.2188 | 4.2757
| 2005-12-31 |  | 87.4079 | 3.1897 | 153.9333 | 9.5273 | 83.1469 | 3.6102
| 2006-12-31 |  | 90.074 | 2.7082 | 163.8583 | 3.2031 | 86.3472 | 4.5544
| 2007-12-31 |  | 92.4985 | 2.4455 | 170.3417 | 7.8567 | 90.0959 | 3.4441
| 2008-12-31 |  | 94.264 | 1.7389 | 187.9583 | 2.413 | 92.6902 | 2.0815
| 2009-12-31 |  | 94.9994 | 0.45642 | 172.5 | 3.7239 | 93.5602 | 2.1689
| 2010-12-31 |  | 96.109 | 1.6761 | 183.475 | 6.7685 | 95.3031 | 2.2659
| 2011-12-31 |  | 98.1114 | 1.939 | 199.8417 | 6.2241 | 97.4173 | 0.2595
| 2012-12-31 |  | 100.0006 | 2.0628 | 200.725 | 0.68075 | 100.001 | 5.7842
| 2013-12-31 |  | 101.7734 | 1.8172 | 200.825 | 0.31325 | 101.2831 | 0.7095
| 2014-12-31 |  | 103.6469 | 1.2968 | 201.9 | -2.4444 | 104.1358 | 2.9676
| 2015-12-31 |  | 104.6388 | 0.82508 | 187.9333 | -6.3437 | 107.4116 | 2.0394
| 2016-12-31 |  | 105.7359 | 1.7774 | 182.4452 | 2.274 | 108.5661 | 2.2578
| 2017-12-31 |  | 107.7519 | 1.9747 | 190.996 | 5.2047 | 112.3825 | 4.1952
| 2018-12-31 |  | 110.3221 | 2.2449 | 201.1995 | 3.2937 | 116.1538 | 2.8301
| 2019-12-31 |  | 112.3173 | 1.7522 | 198.414 | -1.9356 | 120.3524 | 3.2767
| 2020-12-31 |  | 113.5291 | 1.0418 | 191.6791 | -1.6542 | 129.3946 | 9.5352
| 2021-12-31 |  | 115.4004 | 1.9489 | 195.2164 | 3.0981 | 134.0704 | 1.9196
| 2022-12-31 |  | 118.0283 | 2.2617 | 202.8259 | 3.815 | 136.8337 | 2.0636
| 2023-12-31 |  | 120.7579 | 2.3859 | 209.1634 | 2.4758 | 139.6178 | 2.0559
| 2024-12-31 |  | 123.681 | 2.3911 | 214.2815 | 2.5337 | 142.364 | 1.8666
| 2025-12-31 |  | 126.4383 | 2.1105 | 219.9744 | 2.7849 | 145.0752 | 2.0159
| 2026-12-31 |  | 129.0064 | 1.9898 | 226.2287 | 2.8203 | 148.2998 | 2.3859
| 2027-12-31 |  | 131.5939 | 2.0303 | 232.3488 | 2.6288 | 152.0696 | 2.6339
| 2028-12-31 |  | 134.2772 | 2.0451 | 238.4648 | 2.6216 | 156.2353 | 2.8338
| 2029-12-31 |  | 137.0547 | 2.0786 | 244.4378 | 2.43 | 160.6332 | 2.7467
| 2030-12-31 |  | 139.889 | 2.0608 | 250.4135 | 2.4502 | 164.9543 | 2.6803
| 2031-12-31 |  | 142.7341 | 1.9988 | 256.4344 | 2.3576 | 169.2675 | 2.5464
| 2032-12-31 |  | 145.5356 | 1.9446 | 262.4127 | 2.2994 | 173.5681 | 2.5195
| 2033-12-31 |  | 148.3561 | 1.9327 | 268.2681 | 2.2172 | 177.9003 | 2.467
| 2034-12-31 |  | 151.2237 | 1.9378 | 274.3757 | 2.3072 | 182.2186 | 2.43
| 2035-12-31 |  | 154.1756 | 1.9648 | 280.6392 | 2.2629 | 186.6553 | 2.4393
| 2036-12-31 |  | 157.2183 | 1.9786 | 287.0252 | 2.2944 | 191.2472 | 2.4816
| 2037-12-31 |  | 160.3263 | 1.971 | 293.6887 | 2.3323 | 196.0453 | 2.5305
| 2038-12-31 |  | 163.472 | 1.9545 | 300.4713 | 2.2902 | 201.02 | 2.5479
| 2039-12-31 |  | 166.649 | 1.9322 | 307.338 | 2.2877 | 206.194 | 2.6001
| 2040-12-31 |  | 169.8396 | 1.8977 | 314.6044 | 2.4426 | 211.6013 | 2.6243
| 2041-12-31 |  | 173.0317 | 1.8673 | 322.4205 | 2.4992 | 217.1145 | 2.588
| 2042-12-31 |  | 176.239 | 1.8426 | 330.4155 | 2.4639 | 222.7175 | 2.5821
| 2043-12-31 |  | 179.4727 | 1.8282 | 338.5428 | 2.4565 | 228.4579 | 2.5593
| 2044-01-01 |  | 182.7373 | 1.8104 | 346.8397 | 2.4493 | 234.2753 | 2.5528
| 2045-01-02 |  | 186.0306 | 1.7959 | 355.3438 | 2.449 | 240.2877 | 2.5731
| 2046-01-03 |  | 189.3516 | 1.7769 | 363.9859 | 2.4212 | 246.4512 | 2.5587
| 2047-01-04 |  | 192.7031 | 1.7638 | 372.8156 | 2.428 | 252.7562 | 2.5605
| 2048-01-05 |  | 196.097 | 1.7638 | 381.8371 | 2.4115 | 259.2918 | 2.6094
| 2049 |  | 199.5557 | 1.7628 | 390.9862 | 2.3848 | 266.0826 | 2.6245
| 2050 |  | 203.0719 | 1.7623 | 400.3039 | 2.3829 | 273.0999 | 2.6493
Annual % Change
| 1971-12-31 |  | 5.073% | -7.701% | 3.814% | 20.24% | 6.113% | -3.052%
| 1972-12-31 |  | 4.322% | -11.43% | 4.105% | 41.36% | 6.508% | 28.18%
| 1973-12-31 |  | 5.479% | 65.87% | 10.81% | 140.5% | 7.62% | 3.513%
| 1974-12-31 |  | 8.971% | 58.32% | 23.83% | 111.2% | 9.495% | 45.22%
| 1975-12-31 |  | 9.288% | -38.04% | 10.51% | -91.52% | 10.5% | -26.1%
| 1976-12-31 |  | 5.506% | -22.83% | 5.086% | 136.7% | 7.771% | -1.003%
| 1977-12-31 |  | 6.21% | 20.24% | 6.549% | -0.2491% | 8.175% | -3.999%
| 1978-12-31 |  | 7.034% | 20.31% | 6.955% | 43.24% | 8.555% | 14.1%
| 1979-12-31 |  | 8.293% | 11.05% | 12.83% | 83.87% | 9.624% | 9.814%
| 1980-12-31 |  | 9.061% | 18.84% | 15.24% | -21.4% | 10.8% | 11.82%
| 1981-12-31 |  | 9.44% | -21.91% | 9.172% | -51.91% | 9.601% | -25.59%
| 1982-12-31 |  | 6.182% | -36.04% | 1.412% | -97.87% | 7.366% | -26.15%
| 1983-12-31 |  | 3.908% | -32.84% | 0.6334% | 1338% | 4.426% | -38.64%
| 1984-12-31 |  | 3.612% | 5.238% | 2.468% | -29.69% | 4.294% | 18%
| 1985-12-31 |  | 3.164% | -24.98% | -0.4365% | -118.3% | 4.901% | 33.4%
| 1986-12-31 |  | 2.026% | -27.11% | -3.45% | 1600% | 5.777% | -16.36%
| 1987-12-31 |  | 2.456% | 46.68% | 2.455% | -232.5% | 3.779% | -24.74%
| 1988-12-31 |  | 3.532% | 40.3% | 5.433% | 1.32% | 5.123% | 22.85%
| 1989-12-31 |  | 3.92% | -11.86% | 4.624% | -50.72% | 2.922% | -22.55%
| 1990-12-31 |  | 3.757% | 10.26% | 2.158% | 71.74% | 6.025% | 58.42%
| 1991-12-31 |  | 3.366% | -26.06% | 0.007283% | -151.5% | 4.767% | 5.253%
| 1992-12-31 |  | 2.281% | -20.41% | 0.1966% | -142.6% | 6.211% | -28%
| 1993-12-31 |  | 2.371% | -1.636% | 1.366% | -2.725% | 1.222% | -76.94%
| 1994-12-31 |  | 2.132% | -7.089% | 1.972% | 365.2% | 0.9824% | 42.98%
| 1995-12-31 |  | 2.1% | -6.494% | 5.414% | -28.04% | 2.488% | 106.3%
| 1996-12-31 |  | 1.828% | -10.39% | 0.647% | -74.03% | 3.456% | 15.4%
| 1997-12-31 |  | 1.732% | -12.08% | -0.06627% | -189.2% | 3.899% | 59.42%
| 1998-12-31 |  | 1.103% | -32.68% | -2.102% | 323.9% | 5.798% | -5.128%
| 1999-12-31 |  | 1.434% | 72.04% | 0.1219% | -216% | 4.651% | 20.72%
| 2000-12-31 |  | 2.256% | 33.35% | 4.871% | 18.93% | 7.029% | -5.129%
| 2001-12-31 |  | 2.245% | -20.79% | 0.4065% | -184.1% | 4.361% | -39.66%
| 2002-12-31 |  | 1.525% | -4.796% | -1.465% | -184.5% | 2.303% | -43.52%
| 2003-12-31 |  | 1.886% | 6.009% | 4.63% | 46.55% | 3.745% | 168.8%
| 2004-12-31 |  | 2.678% | 62.02% | 6.644% | 104.9% | 4.547% | -19.8%
| 2005-12-31 |  | 3.101% | 3.098% | 7.954% | -0.2704% | 3.65% | -15.56%
| 2006-12-31 |  | 3.05% | -15.1% | 6.448% | -66.38% | 3.849% | 26.16%
| 2007-12-31 |  | 2.692% | -9.699% | 3.957% | 145.3% | 4.341% | -24.38%
| 2008-12-31 |  | 1.909% | -28.89% | 10.34% | -69.29% | 2.879% | -39.56%
| 2009-12-31 |  | 0.7802% | -73.75% | -8.224% | 54.33% | 0.9386% | 4.2%
| 2010-12-31 |  | 1.168% | 267.2% | 6.362% | 81.76% | 1.863% | 4.472% |  |  | GDP Chain Price Deflator (2012=100) | Intermediate Goods, Producer Prices (1982=100) | Compensation Per Hour , Productivity and Costs (2012=100)
| 2011-12-31 |  | 2.083% | 15.69% | 8.92% | -8.043% | 2.218% | -88.55% |  | 2011-12-31 | 100% | 100% | 100%
| 2012-12-31 |  | 1.926% | 6.386% | 0.442% | -89.06% | 2.652% | 2129% |  | 2012-12-31 | 101.9% | 100.4% | 102.7%
| 2013-12-31 |  | 1.773% | -11.91% | 0.04982% | -53.98% | 1.282% | -87.73% |  | 2013-12-31 | 103.7% | 100.5% | 104%
| 2014-12-31 |  | 1.841% | -28.63% | 0.5353% | -880.3% | 2.817% | 318.3% |  | 2014-12-31 | 105.6% | 101% | 106.9%
| 2015-12-31 |  | 0.957% | -36.38% | -6.918% | 159.5% | 3.146% | -31.28% |  | 2015-12-31 | 106.7% | 94.04% | 110.3%
| 2016-12-31 |  | 1.048% | 115.4% | -2.92% | -135.8% | 1.075% | 10.71% |  | 2016-12-31 | 107.8% | 91.29% | 111.4%
| 2017-12-31 |  | 1.907% | 11.1% | 4.687% | 128.9% | 3.515% | 85.8% |  | 2017-12-31 | 109.8% | 95.57% | 115.4%
| 2018-12-31 |  | 2.385% | 13.69% | 5.342% | -36.72% | 3.356% | -32.54% |  | 2018-12-31 | 112.4% | 100.7% | 119.2%
| 2019-12-31 |  | 1.808% | -21.95% | -1.384% | -158.8% | 3.615% | 15.78% |  | 2019-12-31 | 114.5% | 99.29% | 123.5%
| 2020-12-31 |  | 1.079% | -40.55% | -3.394% | -14.53% | 7.513% | 191% |  | 2020-12-31 | 115.7% | 95.92% | 132.8%
| 2021-12-31 |  | 1.648% | 87.08% | 1.845% | -287.3% | 3.614% | -79.87%
| 2022-12-31 |  | 2.277% | 16.05% | 3.898% | 23.14% | 2.061% | 7.502%
| 2023-12-31 |  | 2.313% | 5.494% | 3.125% | -35.1% | 2.035% | -0.3715% |  |  | GDP Chain Price Deflator (2012=100) | Intermediate Goods, Producer Prices (1982=100) | Compensation Per Hour , Productivity and Costs (2012=100)
| 2024-12-31 |  | 2.421% | 0.2165% | 2.447% | 2.343% | 1.967% | -9.209% |  | 2017-12-31 | 100% | 100% | 100%
| 2025-12-31 |  | 2.229% | -11.73% | 2.657% | 9.913% | 1.904% | 8% |  | 2018-12-31 | 102.4% | 105.3% | 103.4%
| 2026-12-31 |  | 2.031% | -5.717% | 2.843% | 1.269% | 2.223% | 18.35% |  | 2019-12-31 | 104.2% | 103.9% | 107.1%
| 2027-12-31 |  | 2.006% | 2.035% | 2.705% | -6.787% | 2.542% | 10.39% |  | 2020-12-31 | 105.4% | 100.4% | 115.1%
| 2028-12-31 |  | 2.039% | 0.7265% | 2.632% | -0.2758% | 2.739% | 7.587%
| 2029-12-31 |  | 2.068% | 1.638% | 2.505% | -7.308% | 2.815% | -3.073%
| 2030-12-31 |  | 2.068% | -0.858% | 2.445% | 0.8299% | 2.69% | -2.415%
| 2031-12-31 |  | 2.034% | -3.009% | 2.404% | -3.779% | 2.615% | -4.996%
| 2032-12-31 |  | 1.963% | -2.71% | 2.331% | -2.467% | 2.541% | -1.057%
| 2033-12-31 |  | 1.938% | -0.6128% | 2.231% | -3.577% | 2.496% | -2.084%
| 2034-12-31 |  | 1.933% | 0.2673% | 2.277% | 4.059% | 2.427% | -1.5%
| 2035-12-31 |  | 1.952% | 1.393% | 2.283% | -1.918% | 2.435% | 0.3841%
| 2036-12-31 |  | 1.974% | 0.6998% | 2.275% | 1.392% | 2.46% | 1.732%
| 2037-12-31 |  | 1.977% | -0.3833% | 2.322% | 1.649% | 2.509% | 1.971%
| 2038-12-31 |  | 1.962% | -0.8371% | 2.309% | -1.804% | 2.538% | 0.6883%
| 2039-12-31 |  | 1.943% | -1.143% | 2.285% | -0.1092% | 2.574% | 2.047%
| 2040-12-31 |  | 1.915% | -1.786% | 2.364% | 6.772% | 2.622% | 0.9327%
| 2041-12-31 |  | 1.879% | -1.598% | 2.484% | 2.32% | 2.605% | -1.384%
| 2042-12-31 |  | 1.854% | -1.325% | 2.48% | -1.414% | 2.581% | -0.2286%
| 2043-12-31 |  | 1.835% | -0.7824% | 2.46% | -0.301% | 2.577% | -0.8843%
| 2044-01-01 |  | 1.819% | -0.9709% | 2.451% | -0.2917% | 2.546% | -0.2507%
| 2045-01-02 |  | 1.802% | -0.8009% | 2.452% | -0.01361% | 2.566% | 0.7932%
| 2046-01-03 |  | 1.785% | -1.058% | 2.432% | -1.133% | 2.565% | -0.5603%
| 2047-01-04 |  | 1.77% | -0.741% | 2.426% | 0.2788% | 2.558% | 0.07165%
| 2048-01-05 |  | 1.761% | 0.004725% | 2.42% | -0.6796% | 2.586% | 1.91%
| 2049 |  | 1.764% | -0.06142% | 2.396% | -1.106% | 2.619% | 0.578%
| 2050 |  | 1.762% | -0.02836% | 2.383% | -0.08037% | 2.637% | 0.9462%
Annual Average Growth Rates
1977-12-31 | 1973 - 1977 |  | 7.481% | -2.324% | 11.26% | -19.35% | 8.979% | 0.4952%
1982-12-31 | 1978 - 1982 |  | 8.236% | -9.896% | 9.534% | -65.13% | 9.341% | -9.365%
1987-12-31 | 1983 - 1987 |  | 2.813% | -4.15% | 0.229% | 30.57% | 4.685% | -0.2311%
1992-12-31 | 1988 - 1992 |  | 3.329% | -13.04% | 1.729% | -34.38% | 4.973% | -1.804%
1997-12-31 | 1993 - 1997 |  | 1.948% | -9.041% | 1.97% | #NUM! | 2.7% | 52.64%
2002-12-31 | 1998 - 2002 |  | 1.865% | 14.69% | 0.9566% | #NUM! | 4.573% | -20.96%
2007-12-31 | 2003 - 2007 |  | 2.88% | 6.379% | 6.241% | 13.94% | 4.096% | -10.35%
2012-12-31 | 2008 - 2012 |  | 1.488% | 4.363% | 1.656% | -27.12% | 1.916% | 29.11%
2017-12-31 | 2013 - 2017 |  | 1.437% | 2.1% | -1.247% | 101.9% | 2.634% | 55.94%
2022-12-31 | 2018 - 2022 |  | 1.702% | 0.186% | 0.2015% | 3.741% | 4.181% | -7.593%
2027-12-31 | 2023 - 2027 |  | 2.172% | -3.954% | 2.663% | 1.511% | 2.159% | 6.39%
2032-12-31 | 2028 - 2032 |  | 2.033% | -1.252% | 2.421% | -3.225% | 2.665% | -2.896%
2037-12-31 | 2033 - 2037 |  | 1.959% | 0.4922% | 2.289% | 1.273% | 2.458% | 0.6374%
2042-12-31 | 2038 - 2042 |  | 1.898% | -1.463% | 2.403% | 1.845% | 2.596% | 0.3336%
2007-12-31 | 2003 - 2007 |  | 2.88% | 6.379% | 6.241% | 13.94% | 4.096% | -10.35%

## Escalation Factors
Moody's Inflation Forecast - Labor |  |  |  | Moody's Inflation Forecast - Materials |  |  |  | Moody's Inflation Forecast - Disposal
Compensation Per Hour, Productivity and Costs (2012=100) |  |  |  | Intermediate Goods, Producer Prices (1982=100) |  |  |  | GDP Chain Price Deflator (2012=100)
| Annual | Compound | Compound |  | Annual | Compound | Compound |  | Annual | Compound | Compound
| Rate of | Multiplier to | Multiplier |  | Rate of | Multiplier to | Multiplier |  | Rate of | Multiplier to | Multiplier
Year | Change | 2022 | from 2022 | Year | Change | 2022 | from 2022 | Year | Change | 2022 | from 2022
- | - | - | - | - | - | - | - | - | - | - | -
2020 |  | 1 |  | 2020 |  | 1 |  | 2020 |  | 1
2021 | 3.614% | 1.0361 |  | 2021 | 1.845% | 1.0185 |  | 2021 | 1.648% | 1.0165
2022 | 2.061% | 1.0575 | 1 | 2022 | 3.898% | 1.0582 | 1 | 2022 | 2.277% | 1.0396 | 1
2023 | 2.035% |  | 1.0203 | 2023 | 3.125% |  | 1.0312 | 2023 | 2.313% |  | 1.0231
2024 | 1.967% |  | 1.0404 | 2024 | 2.447% |  | 1.0565 | 2024 | 2.421% |  | 1.0479
2025 | 1.904% |  | 1.0602 | 2025 | 2.657% |  | 1.0845 | 2025 | 2.229% |  | 1.0713
2026 | 2.223% |  | 1.0838 | 2026 | 2.843% |  | 1.1154 | 2026 | 2.031% |  | 1.093
2027 | 2.542% |  | 1.1113 | 2027 | 2.705% |  | 1.1456 | 2027 | 2.006% |  | 1.1149
2028 | 2.739% |  | 1.1418 | 2028 | 2.632% |  | 1.1757 | 2028 | 2.039% |  | 1.1377
2029 | 2.815% |  | 1.1739 | 2029 | 2.505% |  | 1.2052 | 2029 | 2.068% |  | 1.1612
2030 | 2.69% |  | 1.2055 | 2030 | 2.445% |  | 1.2346 | 2030 | 2.068% |  | 1.1852
2031 | 2.615% |  | 1.237 | 2031 | 2.404% |  | 1.2643 | 2031 | 2.034% |  | 1.2093
2032 | 2.541% |  | 1.2685 | 2032 | 2.331% |  | 1.2938 | 2032 | 1.963% |  | 1.2331
2033 | 2.496% |  | 1.3001 | 2033 | 2.231% |  | 1.3227 | 2033 | 1.938% |  | 1.257
2034 | 2.427% |  | 1.3317 | 2034 | 2.277% |  | 1.3528 | 2034 | 1.933% |  | 1.2813
2035 | 2.435% |  | 1.3641 | 2035 | 2.283% |  | 1.3836 | 2035 | 1.952% |  | 1.3063
2036 | 2.46% |  | 1.3977 | 2036 | 2.275% |  | 1.4151 | 2036 | 1.974% |  | 1.332
2037 | 2.509% |  | 1.4327 | 2037 | 2.322% |  | 1.448 | 2037 | 1.977% |  | 1.3584
2038 | 2.538% |  | 1.4691 | 2038 | 2.309% |  | 1.4814 | 2038 | 1.962% |  | 1.385
2039 | 2.574% |  | 1.5069 | 2039 | 2.285% |  | 1.5153 | 2039 | 1.943% |  | 1.4119
2040 | 2.622% |  | 1.5464 | 2040 | 2.364% |  | 1.5511 | 2040 | 1.915% |  | 1.439
2041 | 2.605% |  | 1.5867 | 2041 | 2.484% |  | 1.5896 | 2041 | 1.879% |  | 1.466
2042 | 2.581% |  | 1.6277 | 2042 | 2.48% |  | 1.6291 | 2042 | 1.854% |  | 1.4932
2043 | 2.577% |  | 1.6696 | 2043 | 2.46% |  | 1.6691 | 2043 | 1.835% |  | 1.5206
2044 | 2.546% |  | 1.7121 | 2044 | 2.451% |  | 1.71 | 2044 | 1.819% |  | 1.5483
2045 | 2.566% |  | 1.7561 | 2045 | 2.452% |  | 1.752 | 2045 | 1.802% |  | 1.5762
2046 | 2.565% |  | 1.8011 | 2046 | 2.432% |  | 1.7946 | 2046 | 1.785% |  | 1.6043
2047 | 2.558% |  | 1.8472 | 2047 | 2.426% |  | 1.8381 | 2047 | 1.77% |  | 1.6327
2048 | 2.586% |  | 1.8949 | 2048 | 2.42% |  | 1.8826 | 2048 | 1.761% |  | 1.6614
2049 | 2.619% |  | 1.9446 | 2049 | 2.396% |  | 1.9277 | 2049 | 1.764% |  | 1.6907
2050 | 2.637% |  | 1.9959 | 2050 | 2.383% |  | 1.9736 | 2050 | 1.762% |  | 1.7205
2051 | 2.637% |  | 2.0485 | 2051 | 2.383% |  | 2.0207 | 2051 | 1.762% |  | 1.7509
2052 | 2.637% |  | 2.1025 | 2052 | 2.383% |  | 2.0688 | 2052 | 1.762% |  | 1.7817
2053 | 2.637% |  | 2.158 | 2053 | 2.383% |  | 2.1181 | 2053 | 1.762% |  | 1.8131
2054 | 2.637% |  | 2.2149 | 2054 | 2.383% |  | 2.1686 | 2054 | 1.762% |  | 1.845
2055 | 2.637% |  | 2.2733 | 2055 | 2.383% |  | 2.2203 | 2055 | 1.762% |  | 1.8776
2056 | 2.637% |  | 2.3332 | 2056 | 2.383% |  | 2.2732 | 2056 | 1.762% |  | 1.9106
2057 | 2.637% |  | 2.3948 | 2057 | 2.383% |  | 2.3274 | 2057 | 1.762% |  | 1.9443
2058 | 2.637% |  | 2.4579 | 2058 | 2.383% |  | 2.3828 | 2058 | 1.762% |  | 1.9786
2059 | 2.637% |  | 2.5228 | 2059 | 2.383% |  | 2.4396 | 2059 | 1.762% |  | 2.0134
2060 | 2.637% |  | 2.5893 | 2060 | 2.383% |  | 2.4978 | 2060 | 1.762% |  | 2.0489
2061 | 2.637% |  | 2.6576 | 2061 | 2.383% |  | 2.5573 | 2061 | 1.762% |  | 2.085
2062 | 2.637% |  | 2.7277 | 2062 | 2.383% |  | 2.6182 | 2062 | 1.762% |  | 2.1217
2063 | 2.637% |  | 2.7996 | 2063 | 2.383% |  | 2.6806 | 2063 | 1.762% |  | 2.1591
2064 | 2.637% |  | 2.8734 | 2064 | 2.383% |  | 2.7445 | 2064 | 1.762% |  | 2.1972
2065 | 2.637% |  | 2.9492 | 2065 | 2.383% |  | 2.8099 | 2065 | 1.762% |  | 2.2359
2066 | 2.637% |  | 3.027 | 2066 | 2.383% |  | 2.8769 | 2066 | 1.762% |  | 2.2753
2067 | 2.637% |  | 3.1068 | 2067 | 2.383% |  | 2.9454 | 2067 | 1.762% |  | 2.3154
2068 | 2.637% |  | 3.1888 | 2068 | 2.383% |  | 3.0156 | 2068 | 1.762% |  | 2.3562
2069 | 2.637% |  | 3.2728 | 2069 | 2.383% |  | 3.0875 | 2069 | 1.762% |  | 2.3977
2070 | 2.637% |  | 3.3592 | 2070 | 2.383% |  | 3.1611 | 2070 | 1.762% |  | 2.4399
2071 | 2.637% |  | 3.4478 | 2071 | 2.383% |  | 3.2364 | 2071 | 1.762% |  | 2.4829
2072 | 2.637% |  | 3.5387 | 2072 | 2.383% |  | 3.3135 | 2072 | 1.762% |  | 2.5267
2073 | 2.637% |  | 3.632 | 2073 | 2.383% |  | 3.3925 | 2073 | 1.762% |  | 2.5712
2074 | 2.637% |  | 3.7278 | 2074 | 2.383% |  | 3.4733 | 2074 | 1.762% |  | 2.6165

## TEC Plant In-Service
TAMPA ELECTRIC COMPANY
ENERGY SUPPLY - GENERATING UNIT
CAPITAL RECOVERY DATES
[17 empty] | Year End | 2019
|  | Gen. Max. | 10-year | 10-year |  |  | In-svc | In-svc | 2003 | Maximum | 2007 | Maximum | 2011 | Maximum | 2019 | Maximum | Current | Remaining
Plant | Station | Nameplate | Summer | Winter | Unit | Fuel | Date | Date | Recovery | Lifespan | Recovery | Lifespan | Recovery | Lifespan | Recovery | Lifespan | Age | Life
Name | Unit No. | KW | MW | MW | Type | Type | Month | Year | Year | in Years | Year | in Years | Year | in Years | Year | in Years | in Years | in Years
Big Bend Station
31X | Common | - | - | - | - | - | 10 | 1970 | 2035 | 65 | 2050 | 80 | 2050 | 80 | 2045 | 75 | 49.5 | 25.5
31X | Boiler 1 | 445500 | 385 | 395 | ST | NG | 10 | 1970 | 2020 | 50 | 2035 | 65 | 2035 | 65 | 2035 | 65 | 49.5 | 15.5
31X | Boiler 2 | 445500 | 385 | 395 | ST | NG | 4 | 1973 | 2023 | 50 | 2038 | 65 | 2038 | 65 | 2038 | 65 | 46.5 | 18.5
31X | Boiler 3 | 445500 | 395 | 400 | ST | BIT/NG | 5 | 1976 | 2026 | 50 | 2041 | 65 | 2041 | 65 | 2041 | 65 | 43.5 | 21.5
31X | Boiler 4 | 486000 | 437 | 442 | ST | BIT/NG | 2 | 1985 | 2035 | 50 | 2050 | 65 | 2050 | 65 | 2045 | 60 | 34.5 | 25.5
31X | FGD 1&2 | - | - | - | - | - | 12 | 1999 | 2023 | 24 | 2038 | 39 | 2038 | 39 | 2038 | 39 | 20.5 | 18.5
31X | FGD 3&4 | - | - | - | - | - | 2 | 1985 | 2035 | 50 | 2050 | 65 | 2050 | 65 | 2045 | 60 | 34.5 | 25.5
31X | SCR 1 | - | - | - | - | - | 5 | 2010 | - | - | - | - | 2035 | 25 | 2035 | 25 | 9.5 | 15.5
31X | SCR 2 | - | - | - | - | - | 5 | 2009 | - | - | - | - | 2038 | 29 | 2038 | 29 | 10.5 | 18.5
31X | SCR 3 | - | - | - | - | - | 5 | 2008 | - | - | - | - | 2041 | 33 | 2041 | 33 | 11.5 | 21.5
31X | SCR 4 | - | - | - | - | - | 5 | 2007 | - | - | - | - | 2050 | 43 | 2045 | 38 | 12.5 | 25.5
34X | CT 4 | 69900 | 56 | 61 | GT | NG/DFO | 8 | 2009 | - | - | - | - | 2049 | 40 | 2049 | 40 | 10.5 | 29.5
34X | CT 5 | 397800 | 360 | 392 | GT | NG | 11 | 2021 | - | - | - | - | - | - | 2061 | 40 | -1.5 | 41.5
34X | CT 6 | 397800 | 360 | 392 | GT | NG | 11 | 2021 | - | - | - | - | - | - | 2061 | 40 | -1.5 | 41.5
34X | CCST 5-6 |  |  |  | ST | NGCC | 1 | 2023 | - | - | - | - | - | - | 2063 | 40 | -3.5 | 43.5
|  | 2688000 | 2378 | 2477
Bayside Station
34X | Common | 0 | 0 | 0 | 0 | 0 | 4 | 2003 | 2044 | 41 | 2044 | 41 | 2049 | 46 | 2049 | 46 | 16.5 | 29.5
34X | Unit 1 (3xCT + CCST) | 809060 | 701 | 792 | CC | NG | 4 | 2003 | 2043 | 40 | 2043 | 40 | 2043 | 40 | 2038 | 35 | 16.5 | 18.5
34X | Unit 2 (4xCT + CCST) | 1205100 | 929 | 1047 | CC | NG | 1 | 2004 | 2044 | 40 | 2044 | 40 | 2044 | 40 | 2038 | 34 | 15.5 | 18.5
34X | CT 3 | 69900 | 56 | 61 | GT | NG | 7 | 2009 | - | - | - | - | 2049 | 40 | 2049 | 40 | 10.5 | 29.5
34X | CT 4 | 69900 | 56 | 61 | GT | NG | 7 | 2009 | - | - | - | - | 2049 | 40 | 2049 | 40 | 10.5 | 29.5
34X | CT 5 | 69900 | 56 | 61 | GT | NG | 4 | 2009 | - | - | - | - | 2049 | 40 | 2049 | 40 | 10.5 | 29.5
34X | CT 6 | 69900 | 56 | 61 | GT | NG | 4 | 2009 | - | - | - | - | 2049 | 40 | 2049 | 40 | 10.5 | 29.5
|  | 2293760 | 1854 | 2083
Polk Station
34X | Common | 0 | 0 | 0 | 0 | 0 | 9 | 1996 | 2047 | 51 | 2047 | 51 | 2047 | 51 | 2047 | 51 | 23.5 | 27.5
34X | Unit 1 (Gasifier + CCST) | 326299 | 220 | 220 | IGCC | PC/BIT/NG | 9 | 1996 | 2036 | 40 | 2036 | 40 | 2036 | 40 | 2036 | 40 | 23.5 | 16.5
34X | CT 2 | 175770 | 151 | 183 | CC | NG/DFO | 7 | 2000 | 2040 | 40 | 2040 | 40 | 2040 | 40 | 2040 | 40 | 19.5 | 20.5
34X | CT 3 | 175770 | 151 | 183 | CC | NG/DFO | 5 | 2002 | 2042 | 40 | 2042 | 40 | 2042 | 40 | 2042 | 40 | 17.5 | 22.5
34X | CT 4 | 175770 | 151 | 183 | CC | NG | 3 | 2007 | - | - | - | - | 2047 | 40 | 2047 | 40 | 12.5 | 27.5
34X | CT 5 | 175770 | 151 | 183 | CC | NG | 4 | 2007 | - | - | - | - | 2047 | 40 | 2047 | 40 | 12.5 | 27.5
34X | CCST 2-5 | 513000 | 457 | 468 | ST |  |  | 2017 | - | - | - | - | - | - | 2057 | 40 | 2.5 | 37.5
|  | 1542379 | 1281 | 1420
Solar Sites
34X | TIA Solar | 1600 | 1.6 | 1.6 | PV | Solar | 12 | 2015 | - | - | - | - | - | - | 2045 | 30 | 4.5 | 25.5
34X | Legoland Solar | 1400 | 1.4 | 1.4 | PV | Solar | 12 | 2016 | - | - | - | - | - | - | 2046 | 30 | 3.5 | 26.5
34X | Big Bend Solar + Battery | 19800 | 19.8 | 19.8 | PV | Solar | 2 | 2017 | - | - | - | - | - | - | 2047 | 30 | 2.5 | 27.5
34X | Payne Creek Solar | 70300 | 70.3 | 70.3 | PV | Solar | 9 | 2018 | - | - | - | - | - | - | 2048 | 30 | 1.5 | 28.5
34X | Balm Solar | 74400 | 74.4 | 74.4 | PV | Solar | 9 | 2018 | - | - | - | - | - | - | 2048 | 30 | 1.5 | 28.5
34X | Lithia Solar | 74400 | 74.4 | 74.4 | PV | Solar | 1 | 2019 | - | - | - | - | - | - | 2049 | 30 | 0.5 | 29.5
34X | Grange Hall Solar | 61100 | 61.1 | 61.1 | PV | Solar | 1 | 2019 | - | - | - | - | - | - | 2049 | 30 | 0.5 | 29.5
34X | Bonnie Mine Solar | 37500 | 37.5 | 37.5 | PV | Solar | 1 | 2019 | - | - | - | - | - | - | 2049 | 30 | 0.5 | 29.5
34X | Peace Creek Solar | 55400 | 55.4 | 55.4 | PV | Solar | 3 | 2019 | - | - | - | - | - | - | 2049 | 30 | 0.5 | 29.5
34X | Lake Hancock Solar | 49500 | 49.5 | 49.5 | PV | Solar | 4 | 2019 | - | - | - | - | - | - | 2049 | 30 | 0.5 | 29.5
34X | Little Manatee River Solar | 74500 | 74.5 | 74.5 | PV | Solar | 2 | 2020 | - | - | - | - | - | - | 2050 | 30 | -0.5 | 30.5
34X | Wimauma Solar | 74500 | 74.8 | 74.8 | PV | Solar | 2 | 2020 | - | - | - | - | - | - | 2050 | 30 | -0.5 | 30.5
34X | Durance Solar | 60000 | 60 | 60 | PV | Solar | 1 | 2021 | - | - | - | - | - | - | 2051 | 30 | -1.5 | 31.5
34X | Mountain View Solar | 52500 | 52.5 | 52.5 | PV | Solar | 1 | 2021 | - | - | - | - | - | - | 2051 | 30 | -1.5 | 31.5
34X | Future Solar 1 | 25000 | 25 | 25 | PV | Solar | 12 | 2021 | - | - | - | - | - | - | 2051 | 30 | -1.5 | 31.5
34X | Future Solar 2 | 70000 | 72 | 72 | PV | Solar | 12 | 2021 | - | - | - | - | - | - | 2051 | 30 | -1.5 | 31.5
34X | Future Solar 3 | 74500 | 74.5 | 74.5 | PV | Solar | 12 | 2022 | - | - | - | - | - | - | 2052 | 30 | -2.5 | 32.5
34X | Future Solar 4 | 74500 | 74.5 | 74.5 | PV | Solar | 12 | 2022 | - | - | - | - | - | - | 2052 | 30 | -2.5 | 32.5
34X | Future Solar 5 | 74500 | 74.5 | 74.5 | PV | Solar | 12 | 2022 | - | - | - | - | - | - | 2052 | 30 | -2.5 | 32.5
|  | 1025400 | 1027.7 | 1027.7
Other Future Generation
34X | Reciprocating Engine x 5 | 92500 | 92.5 | 92.5 | IC | NG | 12 | 2021 | [6 empty] | 2051 | 30 | -1.5 | 31.5
34X | Battery Storage x 3 | 30000 | 30 | 30 | BA | N/A | 1 | 2022 | [6 empty] | 2032 | 10 | -2.5 | 12.5
|  | 122500 | 122.5 | 122.5
Total
|  | KW Capacity | MW | MW
| In-service | 5282939 | 4468.4 | 4851.4
| Retiring BB1 BB2 | 891000 | 770 | 790
| Future Gen | 1498100 | 1424.8 | 1488.8
*On standby
|  | 7672039 | 6663.2 | 7130.2
|  | 0 | 0 | 0
Unit Type: |  |  |  | Fuel Type:
BA = Battery Storage |  |  |  | BIT = Bituminous Coal
CC = Combined Cycle |  |  |  | DFO = Distillate Fuel Oil
GT = GasTurbine |  |  |  | NG = Natural Gas
IC = Internal Combustion |  |  |  | PC = Petroleum Coke
PV = Photovoltaic |  |  |  | SOLAR = Solar Energy
ST = Steam Turbine
IGCC = Integrated Gasification CC

## Bayside Common
TAMPA ELECTRIC COMPANY | [10 empty] | TAMPA ELECTRIC COMPANY | [11 empty] | FOSSIL-FUELED GENERATING STATIONS
PROJECTED FUTURE DOLLAR DISMANTLEMENT COST BY PLANT | [10 empty] | COMPUTATION OF ANNUAL ACCRUAL | [11 empty] | ESTIMATED FUTURE DOLLAR DISMANTLEMENT COST
| Intitial Cost |  |  |  |  | Cost |  |  |  |  | Bayside Common | Total | Labor | Mat & Eq | Disposal | Salvage | [12 empty] | Total
| Estimates | Capital | Dismantlement | Cost | Inflation | Estimate in | Start | Inflation | Future |  | Year of Study | 2022 | [13 empty] | Capital | Dismantlement | Accumlated | Future
| Are in ___ | Recovery | Component | Estimate | Compound | 2022 | Year of | Compound | Dollar |  | Capital Recovery Year | 2049 | [11 empty] | Recovery | Study | Recovery | Cost at | Reserve @ 12/31/2021 | Dollar
PLANT | Dollars | Year | Costs | Per Study | Multiplier | Dollars | Expenditure | Multiplier | Cost |  | Cost @ Study Year 2022 | 8273591.5582 | 1522576.2021 | 1489457.0411 | 5683761.6109 | -422203.296 | [6 empty] | PLANT | Period | Date | Year | Study Date |  | Cost
- | - | - | - | - | - | - | - | - | - |  | Total Future Exp | 14924325.3497 | 3038838.6429 | 2939641.5264 | 9779119.5261 | -833274.3457 | [6 empty] | - | - | - | - | - | - | -
Bayside Common | 2020 | 2049 | Labor | 1439800 | 1.0575 | 1522576.2021 | 2050 | 1.9959 | 3038838.6429 |  | Amount To Accrue | 9472567.3497 | 848476.6429 | 1296532.5264 | 7044875.5261 | 282682.6543 | [6 empty] | Bayside Common | 27 | 2022 | 2049 | 8273591.5582 | 5451758 | 14924325.3497 | 0
|  |  | Materials & Eq | 1407600 | 1.0582 | 1489457.0411 |  | 1.9736 | 2939641.5264 |  | PV of Amount to Accrue | 5319856.8183 | 425119.7567 | 656926.8678 | 4094580.5972 | 143229.5966
|  |  | Disposal | 5467100 | 1.0396 | 5683761.6109 |  | 1.7205 | 9779119.5261 |  | Capital Recovery Years | 27
|  |  | Salvage | -399000 | 1.0582 | -422203.296 |  | 1.9736 | -833274.3457 |  | Compound Average Growth | 2.209% | 2.593% | 2.55% | 2.03% | 2.55%
|  |  |  | - |  | - |  |  | - |  | First Year 2022 Accrual | 261937.6798 | 22088.8779 | 33957.3238 | 198487.7715 | 7403.7066
|  |  |  | 7915500 |  | 8273591.5582 |  |  | 14924325.3497 |  | - | - | - | - | - | -
[10 empty] | 0 | Reserve @ 12/31/2021 | 5451758 | 2190362 | 1643109 | 2734244 | -1115957 | 4-yr Avg | Labor | Mat & Eq | Disposal | Salvage | 0
| Per Last Unit | 2049 | [7 empty] | 1 | 2022 | 261937.6798 | 22088.8779 | 33957.3238 | 198487.7715 | 7403.7066
| Station Analysis | [8 empty] | 2 | 2023 | 267594.5573 | 22661.5457 | 34823.2457 | 202517.2626 | 7592.5033
[10 empty] | 3 | 2024 | 273374.9798 | 23249.0603 | 35711.249 | 206628.5561 | 7786.1145 | [5 empty] | 0
[10 empty] | 4 | 2025 | 279281.6787 | 23851.8065 | 36621.8966 | 210823.3129 | 7984.6627 | 270547.2239 | 22962.8226 | 35278.4288 | 204614.2258 | 7691.7468
[10 empty] | 5 | 2026 | 285317.4465 | 24470.1793 | 37555.766 | 215103.2272 | 8188.274
[10 empty] | 6 | 2027 | 291485.1385 | 25104.5838 | 38513.4493 | 219470.0278 | 8397.0775
[10 empty] | 7 | 2028 | 297787.6737 | 25755.4356 | 39495.5539 | 223925.4787 | 8611.2055 | [5 empty] | 0
[10 empty] | 8 | 2029 | 304228.0369 | 26423.1612 | 40502.7024 | 228471.3795 | 8830.7938 | 294704.5739 | 25438.34 | 39016.8679 | 221742.5283 | 8506.8377
[10 empty] | 9 | 2030 | 310809.2796 | 27108.1979 | 41535.5335 | 233109.5664 | 9055.9817
[10 empty] | 10 | 2031 | 317534.5217 | 27810.9947 | 42594.7022 | 237841.9129 | 9286.912
[10 empty] | 11 | 2032 | 324406.9534 | 28532.0119 | 43680.8799 | 242670.3305 | 9523.731 | [5 empty] | 0
[10 empty] | 12 | 2033 | 331429.8362 | 29271.7219 | 44794.7555 | 247596.7697 | 9766.5891 | 321045.1477 | 28180.7316 | 43151.4678 | 240304.6449 | 9408.3035
[10 empty] | 13 | 2034 | 338606.5049 | 30030.6094 | 45937.0353 | 252623.2202 | 10015.64
[10 empty] | 14 | 2035 | 345940.3693 | 30809.1714 | 47108.4435 | 257751.7125 | 10271.0419
[10 empty] | 15 | 2036 | 353434.9159 | 31607.9182 | 48309.723 | 262984.3181 | 10532.9565 | [5 empty] | 0
[10 empty] | 16 | 2037 | 361093.7092 | 32427.373 | 49541.6355 | 268323.1506 | 10801.5501 | 349768.8748 | 31218.768 | 47724.2093 | 260420.6004 | 10405.2971
[10 empty] | 17 | 2038 | 368920.3941 | 33268.0727 | 50804.9621 | 273770.3664 | 11076.9929
[10 empty] | 18 | 2039 | 376918.6974 | 34130.568 | 52100.504 | 279328.166 | 11359.4595
[10 empty] | 19 | 2040 | 385092.4298 | 35015.424 | 53429.0825 | 284998.7941 | 11649.1292 | [5 empty] | 0
[10 empty] | 20 | 2041 | 393445.4876 | 35923.2205 | 54791.5402 | 290784.5414 | 11946.1855 | 381094.2522 | 34584.3213 | 52781.5222 | 282220.467 | 11507.9418
[10 empty] | 21 | 2042 | 401981.8549 | 36854.5522 | 56188.741 | 296687.7449 | 12250.8168
[10 empty] | 22 | 2043 | 410705.6054 | 37810.0292 | 57621.5708 | 302710.7891 | 12563.2163
[10 empty] | 23 | 2044 | 419620.9047 | 38790.2775 | 59090.9382 | 308856.1068 | 12883.5821 | [5 empty] | 0
[10 empty] | 24 | 2045 | 428732.012 | 39795.9394 | 60597.775 | 315126.1803 | 13212.1173 | 415260.0943 | 38312.6996 | 58374.7563 | 305845.2053 | 12727.4331
[10 empty] | 25 | 2046 | 438043.2828 | 40827.6737 | 62143.0365 | 321523.5423 | 13549.0303
[10 empty] | 26 | 2047 | 447559.1705 | 41886.1563 | 63727.7026 | 328050.7769 | 13894.5347
[10 empty] | 27 | 2048 | 457284.229 | 42972.0808 | 65352.7783 | 334710.5205 | 14248.8495 | [5 empty] | 0
[10 empty] | 28 | 2049 | 0 | 0 | 0 | 0 | 0 | 335721.6706 | 31421.4777 | 47805.8793 | 246071.2099 | 10423.1036
[10 empty] | 29 | 2050 | 0 | 0 | 0 | 0 | 0
[10 empty] | 30 | 2051 | 0 | 0 | 0 | 0 | 0
[10 empty] | 31 | 2052 | 0 | 0 | 0 | 0 | 0 | [5 empty] | 0
[10 empty] | 32 | 2053 | 0 | 0 | 0 | 0 | 0 | 0 | 0 | 0 | 0 | 0
[11 empty] | - | - | - | - | - | -
[11 empty] | Equals: Amount To Accrue | 9472567.3497 | 848476.6429 | 1296532.5264 | 7044875.5261 | 282682.6543
[12 empty] | 0 | 0 | 0 | 0 | 0 | 0
[11 empty] | Compound Average Growth | 2.209%
[11 empty] | Monthly Rate | 0.1822%
[11 empty] | Amount To Accrue | 9472567.3497
[11 empty] | PV of Amount to Accrue | 5251302.918
[11 empty] | Months to Accrue | 324
[11 empty] | Monthly Amount | 21475.2644
[11 empty] | - | - | - | -
[10 empty] | 1 | 0 | 21475.2644 | 0 | 21475.2644
[10 empty] | 2 | 21475.2644 | 21475.2644 | 39.1368 | 42989.6655
[10 empty] | 3 | 42989.6655 | 21475.2644 | 78.3448 | 64543.2747
[10 empty] | 4 | 64543.2747 | 21475.2644 | 117.6244 | 86136.1634
[10 empty] | 5 | 86136.1634 | 21475.2644 | 156.9755 | 107768.4033
[10 empty] | 6 | 107768.4033 | 21475.2644 | 196.3983 | 129440.066
[10 empty] | 7 | 129440.066 | 21475.2644 | 235.893 | 151151.2233
[10 empty] | 8 | 151151.2233 | 21475.2644 | 275.4596 | 172901.9473
[10 empty] | 9 | 172901.9473 | 21475.2644 | 315.0984 | 194692.3101
[10 empty] | 10 | 194692.3101 | 21475.2644 | 354.8094 | 216522.3838
[10 empty] | 11 | 216522.3838 | 21475.2644 | 394.5928 | 238392.241
[10 empty] | 12 | 238392.241 | 21475.2644 | 434.4486 | 260301.9539
[10 empty] | 13 | 260301.9539 | 21475.2644 | 474.3771 | 282251.5954
[10 empty] | 14 | 282251.5954 | 21475.2644 | 514.3784 | 304241.2382
[10 empty] | 15 | 304241.2382 | 21475.2644 | 554.4525 | 326270.9551
[10 empty] | 16 | 326270.9551 | 21475.2644 | 594.5997 | 348340.8192
[10 empty] | 17 | 348340.8192 | 21475.2644 | 634.8201 | 370450.9037
[10 empty] | 18 | 370450.9037 | 21475.2644 | 675.1138 | 392601.2818
[10 empty] | 19 | 392601.2818 | 21475.2644 | 715.4809 | 414792.027
[10 empty] | 20 | 414792.027 | 21475.2644 | 755.9215 | 437023.2129
[10 empty] | 21 | 437023.2129 | 21475.2644 | 796.4359 | 459294.9132
[10 empty] | 22 | 459294.9132 | 21475.2644 | 837.0241 | 481607.2016
[10 empty] | 23 | 481607.2016 | 21475.2644 | 877.6862 | 503960.1522
[10 empty] | 24 | 503960.1522 | 21475.2644 | 918.4225 | 526353.839
[10 empty] | 25 | 526353.839 | 21475.2644 | 959.233 | 548788.3364
[10 empty] | 26 | 548788.3364 | 21475.2644 | 1000.1178 | 571263.7186
[10 empty] | 27 | 571263.7186 | 21475.2644 | 1041.0772 | 593780.0602
[10 empty] | 28 | 593780.0602 | 21475.2644 | 1082.1113 | 616337.4358
[10 empty] | 29 | 616337.4358 | 21475.2644 | 1123.2201 | 638935.9202
[10 empty] | 30 | 638935.9202 | 21475.2644 | 1164.4038 | 661575.5884
[10 empty] | 31 | 661575.5884 | 21475.2644 | 1205.6626 | 684256.5153
[10 empty] | 32 | 684256.5153 | 21475.2644 | 1246.9965 | 706978.7762
[10 empty] | 33 | 706978.7762 | 21475.2644 | 1288.4058 | 729742.4464
[10 empty] | 34 | 729742.4464 | 21475.2644 | 1329.8906 | 752547.6014
[10 empty] | 35 | 752547.6014 | 21475.2644 | 1371.451 | 775394.3167
[10 empty] | 36 | 775394.3167 | 21475.2644 | 1413.0871 | 798282.6681
[10 empty] | 37 | 798282.6681 | 21475.2644 | 1454.799 | 821212.7315
[10 empty] | 38 | 821212.7315 | 21475.2644 | 1496.587 | 844184.5829
[10 empty] | 39 | 844184.5829 | 21475.2644 | 1538.4512 | 867198.2985
[10 empty] | 40 | 867198.2985 | 21475.2644 | 1580.3916 | 890253.9545
[10 empty] | 41 | 890253.9545 | 21475.2644 | 1622.4085 | 913351.6273
[10 empty] | 42 | 913351.6273 | 21475.2644 | 1664.502 | 936491.3937
[10 empty] | 43 | 936491.3937 | 21475.2644 | 1706.6721 | 959673.3302
[10 empty] | 44 | 959673.3302 | 21475.2644 | 1748.9191 | 982897.5137
[10 empty] | 45 | 982897.5137 | 21475.2644 | 1791.2431 | 1006164.0212
[10 empty] | 46 | 1006164.0212 | 21475.2644 | 1833.6443 | 1029472.9298
[10 empty] | 47 | 1029472.9298 | 21475.2644 | 1876.1227 | 1052824.3169
[10 empty] | 48 | 1052824.3169 | 21475.2644 | 1918.6785 | 1076218.2598
[10 empty] | 49 | 1076218.2598 | 21475.2644 | 1961.3119 | 1099654.836
[10 empty] | 50 | 1099654.836 | 21475.2644 | 2004.023 | 1123134.1234
[10 empty] | 51 | 1123134.1234 | 21475.2644 | 2046.8119 | 1146656.1996
[10 empty] | 52 | 1146656.1996 | 21475.2644 | 2089.6788 | 1170221.1427
[10 empty] | 53 | 1170221.1427 | 21475.2644 | 2132.6238 | 1193829.0309
[10 empty] | 54 | 1193829.0309 | 21475.2644 | 2175.647 | 1217479.9423
[10 empty] | 55 | 1217479.9423 | 21475.2644 | 2218.7487 | 1241173.9553
[10 empty] | 56 | 1241173.9553 | 21475.2644 | 2261.9289 | 1264911.1487
[10 empty] | 57 | 1264911.1487 | 21475.2644 | 2305.1879 | 1288691.6009
[10 empty] | 58 | 1288691.6009 | 21475.2644 | 2348.5256 | 1312515.3909
[10 empty] | 59 | 1312515.3909 | 21475.2644 | 2391.9424 | 1336382.5976
[10 empty] | 60 | 1336382.5976 | 21475.2644 | 2435.4382 | 1360293.3002
[10 empty] | 61 | 1360293.3002 | 21475.2644 | 2479.0133 | 1384247.5779
[10 empty] | 62 | 1384247.5779 | 21475.2644 | 2522.6679 | 1408245.5101
[10 empty] | 63 | 1408245.5101 | 21475.2644 | 2566.402 | 1432287.1765
[10 empty] | 64 | 1432287.1765 | 21475.2644 | 2610.2158 | 1456372.6566
[10 empty] | 65 | 1456372.6566 | 21475.2644 | 2654.1094 | 1480502.0304
[10 empty] | 66 | 1480502.0304 | 21475.2644 | 2698.083 | 1504675.3778
[10 empty] | 67 | 1504675.3778 | 21475.2644 | 2742.1368 | 1528892.779
[10 empty] | 68 | 1528892.779 | 21475.2644 | 2786.2709 | 1553154.3142
[10 empty] | 69 | 1553154.3142 | 21475.2644 | 2830.4854 | 1577460.0639
[10 empty] | 70 | 1577460.0639 | 21475.2644 | 2874.7804 | 1601810.1087
[10 empty] | 71 | 1601810.1087 | 21475.2644 | 2919.1562 | 1626204.5293
[10 empty] | 72 | 1626204.5293 | 21475.2644 | 2963.6129 | 1650643.4065
[10 empty] | 73 | 1650643.4065 | 21475.2644 | 3008.1505 | 1675126.8214
[10 empty] | 74 | 1675126.8214 | 21475.2644 | 3052.7694 | 1699654.8552
[10 empty] | 75 | 1699654.8552 | 21475.2644 | 3097.4695 | 1724227.5891
[10 empty] | 76 | 1724227.5891 | 21475.2644 | 3142.2512 | 1748845.1046
[10 empty] | 77 | 1748845.1046 | 21475.2644 | 3187.1144 | 1773507.4833
[10 empty] | 78 | 1773507.4833 | 21475.2644 | 3232.0594 | 1798214.8071
[10 empty] | 79 | 1798214.8071 | 21475.2644 | 3277.0863 | 1822967.1577
[10 empty] | 80 | 1822967.1577 | 21475.2644 | 3322.1952 | 1847764.6173
[10 empty] | 81 | 1847764.6173 | 21475.2644 | 3367.3864 | 1872607.268
[10 empty] | 82 | 1872607.268 | 21475.2644 | 3412.6599 | 1897495.1923
[10 empty] | 83 | 1897495.1923 | 21475.2644 | 3458.0159 | 1922428.4726
[10 empty] | 84 | 1922428.4726 | 21475.2644 | 3503.4546 | 1947407.1916
[10 empty] | 85 | 1947407.1916 | 21475.2644 | 3548.9761 | 1972431.432
[10 empty] | 86 | 1972431.432 | 21475.2644 | 3594.5805 | 1997501.2769
[10 empty] | 87 | 1997501.2769 | 21475.2644 | 3640.2681 | 2022616.8094
[10 empty] | 88 | 2022616.8094 | 21475.2644 | 3686.0389 | 2047778.1127
[10 empty] | 89 | 2047778.1127 | 21475.2644 | 3731.8932 | 2072985.2702
[10 empty] | 90 | 2072985.2702 | 21475.2644 | 3777.831 | 2098238.3656
[10 empty] | 91 | 2098238.3656 | 21475.2644 | 3823.8525 | 2123537.4824
[10 empty] | 92 | 2123537.4824 | 21475.2644 | 3869.9579 | 2148882.7046
[10 empty] | 93 | 2148882.7046 | 21475.2644 | 3916.1473 | 2174274.1162
[10 empty] | 94 | 2174274.1162 | 21475.2644 | 3962.4209 | 2199711.8015
[10 empty] | 95 | 2199711.8015 | 21475.2644 | 4008.7788 | 2225195.8446
[10 empty] | 96 | 2225195.8446 | 21475.2644 | 4055.2212 | 2250726.3301
[10 empty] | 97 | 2250726.3301 | 21475.2644 | 4101.7482 | 2276303.3427
[10 empty] | 98 | 2276303.3427 | 21475.2644 | 4148.36 | 2301926.9671
[10 empty] | 99 | 2301926.9671 | 21475.2644 | 4195.0568 | 2327597.2883
[10 empty] | 100 | 2327597.2883 | 21475.2644 | 4241.8387 | 2353314.3913
[10 empty] | 101 | 2353314.3913 | 21475.2644 | 4288.7058 | 2379078.3615
[10 empty] | 102 | 2379078.3615 | 21475.2644 | 4335.6583 | 2404889.2842
[10 empty] | 103 | 2404889.2842 | 21475.2644 | 4382.6964 | 2430747.245
[10 empty] | 104 | 2430747.245 | 21475.2644 | 4429.8203 | 2456652.3296
[10 empty] | 105 | 2456652.3296 | 21475.2644 | 4477.03 | 2482604.624
[10 empty] | 106 | 2482604.624 | 21475.2644 | 4524.3257 | 2508604.2141
[10 empty] | 107 | 2508604.2141 | 21475.2644 | 4571.7077 | 2534651.1861
[10 empty] | 108 | 2534651.1861 | 21475.2644 | 4619.176 | 2560745.6264
[10 empty] | 109 | 2560745.6264 | 21475.2644 | 4666.7307 | 2586887.6215
[10 empty] | 110 | 2586887.6215 | 21475.2644 | 4714.3722 | 2613077.2581
[10 empty] | 111 | 2613077.2581 | 21475.2644 | 4762.1005 | 2639314.623
[10 empty] | 112 | 2639314.623 | 21475.2644 | 4809.9157 | 2665599.8031
[10 empty] | 113 | 2665599.8031 | 21475.2644 | 4857.8181 | 2691932.8856
[10 empty] | 114 | 2691932.8856 | 21475.2644 | 4905.8078 | 2718313.9578
[10 empty] | 115 | 2718313.9578 | 21475.2644 | 4953.885 | 2744743.1071
[10 empty] | 116 | 2744743.1071 | 21475.2644 | 5002.0498 | 2771220.4213
[10 empty] | 117 | 2771220.4213 | 21475.2644 | 5050.3023 | 2797745.9879
[10 empty] | 118 | 2797745.9879 | 21475.2644 | 5098.6428 | 2824319.8951
[10 empty] | 119 | 2824319.8951 | 21475.2644 | 5147.0714 | 2850942.2308
[10 empty] | 120 | 2850942.2308 | 21475.2644 | 5195.5882 | 2877613.0834
[10 empty] | 121 | 2877613.0834 | 21475.2644 | 5244.1935 | 2904332.5412
[10 empty] | 122 | 2904332.5412 | 21475.2644 | 5292.8873 | 2931100.6929
[10 empty] | 123 | 2931100.6929 | 21475.2644 | 5341.6699 | 2957917.6271
[10 empty] | 124 | 2957917.6271 | 21475.2644 | 5390.5413 | 2984783.4328
[10 empty] | 125 | 2984783.4328 | 21475.2644 | 5439.5019 | 3011698.199
[10 empty] | 126 | 3011698.199 | 21475.2644 | 5488.5516 | 3038662.015
[10 empty] | 127 | 3038662.015 | 21475.2644 | 5537.6908 | 3065674.9701
[10 empty] | 128 | 3065674.9701 | 21475.2644 | 5586.9195 | 3092737.154
[10 empty] | 129 | 3092737.154 | 21475.2644 | 5636.2379 | 3119848.6563
[10 empty] | 130 | 3119848.6563 | 21475.2644 | 5685.6462 | 3147009.5668
[10 empty] | 131 | 3147009.5668 | 21475.2644 | 5735.1445 | 3174219.9757
[10 empty] | 132 | 3174219.9757 | 21475.2644 | 5784.7331 | 3201479.9732
[10 empty] | 133 | 3201479.9732 | 21475.2644 | 5834.412 | 3228789.6496
[10 empty] | 134 | 3228789.6496 | 21475.2644 | 5884.1815 | 3256149.0954
[10 empty] | 135 | 3256149.0954 | 21475.2644 | 5934.0416 | 3283558.4014
[10 empty] | 136 | 3283558.4014 | 21475.2644 | 5983.9926 | 3311017.6584
[10 empty] | 137 | 3311017.6584 | 21475.2644 | 6034.0347 | 3338526.9574
[10 empty] | 138 | 3338526.9574 | 21475.2644 | 6084.1679 | 3366086.3897
[10 empty] | 139 | 3366086.3897 | 21475.2644 | 6134.3925 | 3393696.0466
[10 empty] | 140 | 3393696.0466 | 21475.2644 | 6184.7087 | 3421356.0196
[10 empty] | 141 | 3421356.0196 | 21475.2644 | 6235.1165 | 3449066.4005
[10 empty] | 142 | 3449066.4005 | 21475.2644 | 6285.6162 | 3476827.2811
[10 empty] | 143 | 3476827.2811 | 21475.2644 | 6336.2079 | 3504638.7534
[10 empty] | 144 | 3504638.7534 | 21475.2644 | 6386.8919 | 3532500.9096
[10 empty] | 145 | 3532500.9096 | 21475.2644 | 6437.6682 | 3560413.8421
[10 empty] | 146 | 3560413.8421 | 21475.2644 | 6488.537 | 3588377.6435
[10 empty] | 147 | 3588377.6435 | 21475.2644 | 6539.4985 | 3616392.4064
[10 empty] | 148 | 3616392.4064 | 21475.2644 | 6590.5529 | 3644458.2237
[10 empty] | 149 | 3644458.2237 | 21475.2644 | 6641.7004 | 3672575.1885
[10 empty] | 150 | 3672575.1885 | 21475.2644 | 6692.9411 | 3700743.3939
[10 empty] | 151 | 3700743.3939 | 21475.2644 | 6744.2751 | 3728962.9334
[10 empty] | 152 | 3728962.9334 | 21475.2644 | 6795.7027 | 3757233.9004
[10 empty] | 153 | 3757233.9004 | 21475.2644 | 6847.224 | 3785556.3888
[10 empty] | 154 | 3785556.3888 | 21475.2644 | 6898.8392 | 3813930.4924
[10 empty] | 155 | 3813930.4924 | 21475.2644 | 6950.5485 | 3842356.3053
[10 empty] | 156 | 3842356.3053 | 21475.2644 | 7002.352 | 3870833.9217
[10 empty] | 157 | 3870833.9217 | 21475.2644 | 7054.2499 | 3899363.436
[10 empty] | 158 | 3899363.436 | 21475.2644 | 7106.2424 | 3927944.9428
[10 empty] | 159 | 3927944.9428 | 21475.2644 | 7158.3297 | 3956578.5368
[10 empty] | 160 | 3956578.5368 | 21475.2644 | 7210.5119 | 3985264.3131
[10 empty] | 161 | 3985264.3131 | 21475.2644 | 7262.7891 | 4014002.3666
[10 empty] | 162 | 4014002.3666 | 21475.2644 | 7315.1617 | 4042792.7926
[10 empty] | 163 | 4042792.7926 | 21475.2644 | 7367.6297 | 4071635.6866
[10 empty] | 164 | 4071635.6866 | 21475.2644 | 7420.1933 | 4100531.1442
[10 empty] | 165 | 4100531.1442 | 21475.2644 | 7472.8527 | 4129479.2613
[10 empty] | 166 | 4129479.2613 | 21475.2644 | 7525.608 | 4158480.1337
[10 empty] | 167 | 4158480.1337 | 21475.2644 | 7578.4595 | 4187533.8575
[10 empty] | 168 | 4187533.8575 | 21475.2644 | 7631.4073 | 4216640.5293
[10 empty] | 169 | 4216640.5293 | 21475.2644 | 7684.4517 | 4245800.2453
[10 empty] | 170 | 4245800.2453 | 21475.2644 | 7737.5926 | 4275013.1023
[10 empty] | 171 | 4275013.1023 | 21475.2644 | 7790.8305 | 4304279.1972
[10 empty] | 172 | 4304279.1972 | 21475.2644 | 7844.1653 | 4333598.6269
[10 empty] | 173 | 4333598.6269 | 21475.2644 | 7897.5974 | 4362971.4886
[10 empty] | 174 | 4362971.4886 | 21475.2644 | 7951.1268 | 4392397.8798
[10 empty] | 175 | 4392397.8798 | 21475.2644 | 8004.7538 | 4421877.8979
[10 empty] | 176 | 4421877.8979 | 21475.2644 | 8058.4785 | 4451411.6408
[10 empty] | 177 | 4451411.6408 | 21475.2644 | 8112.3011 | 4480999.2062
[10 empty] | 178 | 4480999.2062 | 21475.2644 | 8166.2218 | 4510640.6924
[10 empty] | 179 | 4510640.6924 | 21475.2644 | 8220.2408 | 4540336.1975
[10 empty] | 180 | 4540336.1975 | 21475.2644 | 8274.3582 | 4570085.8201
[10 empty] | 181 | 4570085.8201 | 21475.2644 | 8328.5742 | 4599889.6587
[10 empty] | 182 | 4599889.6587 | 21475.2644 | 8382.8891 | 4629747.8121
[10 empty] | 183 | 4629747.8121 | 21475.2644 | 8437.3029 | 4659660.3793
[10 empty] | 184 | 4659660.3793 | 21475.2644 | 8491.8159 | 4689627.4596
[10 empty] | 185 | 4689627.4596 | 21475.2644 | 8546.4282 | 4719649.1522
[10 empty] | 186 | 4719649.1522 | 21475.2644 | 8601.1401 | 4749725.5566
[10 empty] | 187 | 4749725.5566 | 21475.2644 | 8655.9516 | 4779856.7726
[10 empty] | 188 | 4779856.7726 | 21475.2644 | 8710.8631 | 4810042.9
[10 empty] | 189 | 4810042.9 | 21475.2644 | 8765.8746 | 4840284.039
[10 empty] | 190 | 4840284.039 | 21475.2644 | 8820.9864 | 4870580.2898
[10 empty] | 191 | 4870580.2898 | 21475.2644 | 8876.1986 | 4900931.7528
[10 empty] | 192 | 4900931.7528 | 21475.2644 | 8931.5115 | 4931338.5286
[10 empty] | 193 | 4931338.5286 | 21475.2644 | 8986.9251 | 4961800.718
[10 empty] | 194 | 4961800.718 | 21475.2644 | 9042.4397 | 4992318.4221
[10 empty] | 195 | 4992318.4221 | 21475.2644 | 9098.0555 | 5022891.742
[10 empty] | 196 | 5022891.742 | 21475.2644 | 9153.7727 | 5053520.779
[10 empty] | 197 | 5053520.779 | 21475.2644 | 9209.5914 | 5084205.6348
[10 empty] | 198 | 5084205.6348 | 21475.2644 | 9265.5118 | 5114946.4109
[10 empty] | 199 | 5114946.4109 | 21475.2644 | 9321.5341 | 5145743.2094
[10 empty] | 200 | 5145743.2094 | 21475.2644 | 9377.6585 | 5176596.1322
[10 empty] | 201 | 5176596.1322 | 21475.2644 | 9433.8852 | 5207505.2818
[10 empty] | 202 | 5207505.2818 | 21475.2644 | 9490.2144 | 5238470.7606
[10 empty] | 203 | 5238470.7606 | 21475.2644 | 9546.6462 | 5269492.6712
[10 empty] | 204 | 5269492.6712 | 21475.2644 | 9603.1809 | 5300571.1164
[10 empty] | 205 | 5300571.1164 | 21475.2644 | 9659.8186 | 5331706.1994
[10 empty] | 206 | 5331706.1994 | 21475.2644 | 9716.5595 | 5362898.0232
[10 empty] | 207 | 5362898.0232 | 21475.2644 | 9773.4038 | 5394146.6914
[10 empty] | 208 | 5394146.6914 | 21475.2644 | 9830.3517 | 5425452.3075
[10 empty] | 209 | 5425452.3075 | 21475.2644 | 9887.4034 | 5456814.9753
[10 empty] | 210 | 5456814.9753 | 21475.2644 | 9944.5591 | 5488234.7988
[10 empty] | 211 | 5488234.7988 | 21475.2644 | 10001.8189 | 5519711.8821
[10 empty] | 212 | 5519711.8821 | 21475.2644 | 10059.1831 | 5551246.3296
[10 empty] | 213 | 5551246.3296 | 21475.2644 | 10116.6518 | 5582838.2457
[10 empty] | 214 | 5582838.2457 | 21475.2644 | 10174.2253 | 5614487.7354
[10 empty] | 215 | 5614487.7354 | 21475.2644 | 10231.9037 | 5646194.9034
[10 empty] | 216 | 5646194.9034 | 21475.2644 | 10289.6871 | 5677959.8549
[10 empty] | 217 | 5677959.8549 | 21475.2644 | 10347.5759 | 5709782.6952
[10 empty] | 218 | 5709782.6952 | 21475.2644 | 10405.5702 | 5741663.5298
[10 empty] | 219 | 5741663.5298 | 21475.2644 | 10463.6702 | 5773602.4644
[10 empty] | 220 | 5773602.4644 | 21475.2644 | 10521.8761 | 5805599.6048
[10 empty] | 221 | 5805599.6048 | 21475.2644 | 10580.188 | 5837655.0572
[10 empty] | 222 | 5837655.0572 | 21475.2644 | 10638.6062 | 5869768.9278
[10 empty] | 223 | 5869768.9278 | 21475.2644 | 10697.1309 | 5901941.323
[10 empty] | 224 | 5901941.323 | 21475.2644 | 10755.7622 | 5934172.3496
[10 empty] | 225 | 5934172.3496 | 21475.2644 | 10814.5004 | 5966462.1143
[10 empty] | 226 | 5966462.1143 | 21475.2644 | 10873.3456 | 5998810.7243
[10 empty] | 227 | 5998810.7243 | 21475.2644 | 10932.2981 | 6031218.2867
[10 empty] | 228 | 6031218.2867 | 21475.2644 | 10991.358 | 6063684.909
[10 empty] | 229 | 6063684.909 | 21475.2644 | 11050.5255 | 6096210.6989
[10 empty] | 230 | 6096210.6989 | 21475.2644 | 11109.8008 | 6128795.7641
[10 empty] | 231 | 6128795.7641 | 21475.2644 | 11169.1842 | 6161440.2127
[10 empty] | 232 | 6161440.2127 | 21475.2644 | 11228.6758 | 6194144.1528
[10 empty] | 233 | 6194144.1528 | 21475.2644 | 11288.2758 | 6226907.693
[10 empty] | 234 | 6226907.693 | 21475.2644 | 11347.9845 | 6259730.9419
[10 empty] | 235 | 6259730.9419 | 21475.2644 | 11407.8019 | 6292614.0081
[10 empty] | 236 | 6292614.0081 | 21475.2644 | 11467.7284 | 6325557.0009
[10 empty] | 237 | 6325557.0009 | 21475.2644 | 11527.764 | 6358560.0293
[10 empty] | 238 | 6358560.0293 | 21475.2644 | 11587.9091 | 6391623.2027
[10 empty] | 239 | 6391623.2027 | 21475.2644 | 11648.1638 | 6424746.6309
[10 empty] | 240 | 6424746.6309 | 21475.2644 | 11708.5283 | 6457930.4236
[10 empty] | 241 | 6457930.4236 | 21475.2644 | 11769.0028 | 6491174.6907
[10 empty] | 242 | 6491174.6907 | 21475.2644 | 11829.5875 | 6524479.5426
[10 empty] | 243 | 6524479.5426 | 21475.2644 | 11890.2826 | 6557845.0896
[10 empty] | 244 | 6557845.0896 | 21475.2644 | 11951.0884 | 6591271.4424
[10 empty] | 245 | 6591271.4424 | 21475.2644 | 12012.0049 | 6624758.7117
[10 empty] | 246 | 6624758.7117 | 21475.2644 | 12073.0325 | 6658307.0085
[10 empty] | 247 | 6658307.0085 | 21475.2644 | 12134.1713 | 6691916.4442
[10 empty] | 248 | 6691916.4442 | 21475.2644 | 12195.4215 | 6725587.13
[10 empty] | 249 | 6725587.13 | 21475.2644 | 12256.7833 | 6759319.1777
[10 empty] | 250 | 6759319.1777 | 21475.2644 | 12318.257 | 6793112.699
[10 empty] | 251 | 6793112.699 | 21475.2644 | 12379.8426 | 6826967.806
[10 empty] | 252 | 6826967.806 | 21475.2644 | 12441.5405 | 6860884.6109
[10 empty] | 253 | 6860884.6109 | 21475.2644 | 12503.3509 | 6894863.2262
[10 empty] | 254 | 6894863.2262 | 21475.2644 | 12565.2739 | 6928903.7645
[10 empty] | 255 | 6928903.7645 | 21475.2644 | 12627.3098 | 6963006.3386
[10 empty] | 256 | 6963006.3386 | 21475.2644 | 12689.4587 | 6997171.0616
[10 empty] | 257 | 6997171.0616 | 21475.2644 | 12751.7208 | 7031398.0468
[10 empty] | 258 | 7031398.0468 | 21475.2644 | 12814.0964 | 7065687.4076
[10 empty] | 259 | 7065687.4076 | 21475.2644 | 12876.5858 | 7100039.2577
[10 empty] | 260 | 7100039.2577 | 21475.2644 | 12939.1889 | 7134453.711
[10 empty] | 261 | 7134453.711 | 21475.2644 | 13001.9062 | 7168930.8816
[10 empty] | 262 | 7168930.8816 | 21475.2644 | 13064.7378 | 7203470.8838
[10 empty] | 263 | 7203470.8838 | 21475.2644 | 13127.6839 | 7238073.832
[10 empty] | 264 | 7238073.832 | 21475.2644 | 13190.7447 | 7272739.841
[10 empty] | 265 | 7272739.841 | 21475.2644 | 13253.9204 | 7307469.0257
[10 empty] | 266 | 7307469.0257 | 21475.2644 | 13317.2112 | 7342261.5013
[10 empty] | 267 | 7342261.5013 | 21475.2644 | 13380.6174 | 7377117.3831
[10 empty] | 268 | 7377117.3831 | 21475.2644 | 13444.1391 | 7412036.7866
[10 empty] | 269 | 7412036.7866 | 21475.2644 | 13507.7766 | 7447019.8276
[10 empty] | 270 | 7447019.8276 | 21475.2644 | 13571.5301 | 7482066.6221
[10 empty] | 271 | 7482066.6221 | 21475.2644 | 13635.3998 | 7517177.2862
[10 empty] | 272 | 7517177.2862 | 21475.2644 | 13699.3858 | 7552351.9364
[10 empty] | 273 | 7552351.9364 | 21475.2644 | 13763.4885 | 7587590.6893
[10 empty] | 274 | 7587590.6893 | 21475.2644 | 13827.708 | 7622893.6616
[10 empty] | 275 | 7622893.6616 | 21475.2644 | 13892.0445 | 7658260.9705
[10 empty] | 276 | 7658260.9705 | 21475.2644 | 13956.4983 | 7693692.7331
[10 empty] | 277 | 7693692.7331 | 21475.2644 | 14021.0695 | 7729189.067
[10 empty] | 278 | 7729189.067 | 21475.2644 | 14085.7584 | 7764750.0898
[10 empty] | 279 | 7764750.0898 | 21475.2644 | 14150.5652 | 7800375.9194
[10 empty] | 280 | 7800375.9194 | 21475.2644 | 14215.4901 | 7836066.6738
[10 empty] | 281 | 7836066.6738 | 21475.2644 | 14280.5333 | 7871822.4715
[10 empty] | 282 | 7871822.4715 | 21475.2644 | 14345.6951 | 7907643.431
[10 empty] | 283 | 7907643.431 | 21475.2644 | 14410.9756 | 7943529.6709
[10 empty] | 284 | 7943529.6709 | 21475.2644 | 14476.3751 | 7979481.3104
[10 empty] | 285 | 7979481.3104 | 21475.2644 | 14541.8937 | 8015498.4685
[10 empty] | 286 | 8015498.4685 | 21475.2644 | 14607.5318 | 8051581.2646
[10 empty] | 287 | 8051581.2646 | 21475.2644 | 14673.2895 | 8087729.8184
[10 empty] | 288 | 8087729.8184 | 21475.2644 | 14739.167 | 8123944.2498
[10 empty] | 289 | 8123944.2498 | 21475.2644 | 14805.1646 | 8160224.6787
[10 empty] | 290 | 8160224.6787 | 21475.2644 | 14871.2824 | 8196571.2255
[10 empty] | 291 | 8196571.2255 | 21475.2644 | 14937.5208 | 8232984.0106
[10 empty] | 292 | 8232984.0106 | 21475.2644 | 15003.8798 | 8269463.1548
[10 empty] | 293 | 8269463.1548 | 21475.2644 | 15070.3598 | 8306008.779
[10 empty] | 294 | 8306008.779 | 21475.2644 | 15136.9609 | 8342621.0043
[10 empty] | 295 | 8342621.0043 | 21475.2644 | 15203.6835 | 8379299.9521
[10 empty] | 296 | 8379299.9521 | 21475.2644 | 15270.5276 | 8416045.744
[10 empty] | 297 | 8416045.744 | 21475.2644 | 15337.4935 | 8452858.5019
[10 empty] | 298 | 8452858.5019 | 21475.2644 | 15404.5815 | 8489738.3478
[10 empty] | 299 | 8489738.3478 | 21475.2644 | 15471.7917 | 8526685.4038
[10 empty] | 300 | 8526685.4038 | 21475.2644 | 15539.1244 | 8563699.7926
[10 empty] | 301 | 8563699.7926 | 21475.2644 | 15606.5799 | 8600781.6368
[10 empty] | 302 | 8600781.6368 | 21475.2644 | 15674.1582 | 8637931.0594
[10 empty] | 303 | 8637931.0594 | 21475.2644 | 15741.8597 | 8675148.1835
[10 empty] | 304 | 8675148.1835 | 21475.2644 | 15809.6846 | 8712433.1325
[10 empty] | 305 | 8712433.1325 | 21475.2644 | 15877.6331 | 8749786.03
[10 empty] | 306 | 8749786.03 | 21475.2644 | 15945.7054 | 8787206.9998
[10 empty] | 307 | 8787206.9998 | 21475.2644 | 16013.9018 | 8824696.166
[10 empty] | 308 | 8824696.166 | 21475.2644 | 16082.2225 | 8862253.6528
[10 empty] | 309 | 8862253.6528 | 21475.2644 | 16150.6677 | 8899879.5849
[10 empty] | 310 | 8899879.5849 | 21475.2644 | 16219.2376 | 8937574.0868
[10 empty] | 311 | 8937574.0868 | 21475.2644 | 16287.9324 | 8975337.2836
[10 empty] | 312 | 8975337.2836 | 21475.2644 | 16356.7525 | 9013169.3005
[10 empty] | 313 | 9013169.3005 | 21475.2644 | 16425.698 | 9051070.2628
[10 empty] | 314 | 9051070.2628 | 21475.2644 | 16494.7691 | 9089040.2963
[10 empty] | 315 | 9089040.2963 | 21475.2644 | 16563.9661 | 9127079.5268
[10 empty] | 316 | 9127079.5268 | 21475.2644 | 16633.2892 | 9165188.0804
[10 empty] | 317 | 9165188.0804 | 21475.2644 | 16702.7387 | 9203366.0834
[10 empty] | 318 | 9203366.0834 | 21475.2644 | 16772.3147 | 9241613.6625
[10 empty] | 319 | 9241613.6625 | 21475.2644 | 16842.0175 | 9279930.9443
[10 empty] | 320 | 9279930.9443 | 21475.2644 | 16911.8473 | 9318318.056
[10 empty] | 321 | 9318318.056 | 21475.2644 | 16981.8044 | 9356775.1248
[10 empty] | 322 | 9356775.1248 | 21475.2644 | 17051.889 | 9395302.2781
[10 empty] | 323 | 9395302.2781 | 21475.2644 | 17122.1013 | 9433899.6438
[10 empty] | 324 | 9433899.6438 | 21475.2644 | 17192.4415 | 9472567.3497
[10 empty] | - | - | - | - | -
[11 empty] | Equals: Amount To Accrue | 6957985.6553 | 2514581.6944 | 9472567.3497 | 3.1665e-08

## Bayside Unit #1 (3xGT ...
TAMPA ELECTRIC COMPANY | [10 empty] | TAMPA ELECTRIC COMPANY | [11 empty] | FOSSIL-FUELED GENERATING STATIONS
PROJECTED FUTURE DOLLAR DISMANTLEMENT COST BY PLANT | [10 empty] | COMPUTATION OF ANNUAL ACCRUAL | [11 empty] | ESTIMATED FUTURE DOLLAR DISMANTLEMENT COST
| Intitial Cost |  |  |  |  | Cost |  |  |  |  | Bayside Unit #1 (3xGT - HSRG - ST) | Total | Labor | Mat & Eq | Disposal | Salvage | [12 empty] | Total
| Estimates | Capital | Dismantlement | Cost | Inflation | Estimate in | Start | Inflation | Future |  | Year of Study | 2022 | [13 empty] | Capital | Dismantlement | Accumlated | Future
| Are in ___ | Recovery | Component | Estimate | Compound | 2022 | Year of | Compound | Dollar |  | Capital Recovery Year | 2038 | [11 empty] | Recovery | Study | Recovery | Cost at | Reserve @ 12/31/2021 | Dollar
PLANT | Dollars | Year | Costs | Per Study | Multiplier | Dollars | Expenditure | Multiplier | Cost |  | Cost @ Study Year 2022 | 3011940.2034 | 3783334.3169 | 3699305.0694 | 92059.2436 | -4562758.4265 | [6 empty] | PLANT | Period | Date | Year | Study Date |  | Cost
- | - | - | - | - | - | - | - | - | - |  | Total Future Exp | 4522697.3565 | 5701088.4466 | 5605481.9823 | 129982.2787 | -6913855.3511 | [6 empty] | - | - | - | - | - | - | -
Bayside Unit #1 (3xGT - HSRG - ST) | 2020 | 2038 | Labor | 3577650 | 1.0575 | 3783334.3169 | 2039 | 1.5069 | 5701088.4466 |  | Amount To Accrue | 1307877.3565 | 2696902.4466 | 3605814.9823 | -1188838.7213 | -3806001.3511 | [6 empty] | Bayside Unit #1 (3xGT - HSRG - ST) | 16 | 2022 | 2038 | 3011940.2034 | 3214820 | 4522697.3565 | 0
|  |  | Materials & Eq | 3496000 | 1.0582 | 3699305.0694 |  | 1.5153 | 5605481.9823 |  | PV of Amount to Accrue | 815607.5978 | 1789707.9955 | 2379636.521 | -841988.5736 | -2511748.3451
|  |  | Disposal | 88550 | 1.0396 | 92059.2436 |  | 1.4119 | 129982.2787 |  | Capital Recovery Years | 16
|  |  | Salvage | -4312000 | 1.0582 | -4562758.4265 |  | 1.5153 | -6913855.3511 |  | Compound Average Growth | 2.573% | 2.596% | 2.632% | 2.179% | 2.632%
|  |  |  | - |  | - |  |  | - |  | First Year 2022 Accrual | 64994.4508 | 138115.4696 | 184148.6804 | -62897.517 | -194372.1822
|  |  |  | 2850200 |  | 3011940.2034 |  |  | 4522697.3565 |  | - | - | - | - | - | -
[10 empty] | 0 | Reserve @ 12/31/2021 | 3214820 | 3004186 | 1999667 | 1318821 | -3107854 | 4-yr Avg | Labor | Mat & Eq | Disposal | Salvage | 0
| Per Last Unit | 2049 | [7 empty] | 1 | 2022 | 64994.4508 | 138115.4696 | 184148.6804 | -62897.517 | -194372.1822
| Station Analysis | [8 empty] | 2 | 2023 | 66939.9985 | 141700.8696 | 188994.6071 | -64268.3349 | -199487.1433
[10 empty] | 3 | 2024 | 68941.6653 | 145379.3446 | 193968.0558 | -65669.029 | -204736.7062 | [5 empty] | 0
[10 empty] | 4 | 2025 | 71001.0298 | 149153.3108 | 199072.3823 | -67100.2504 | -210124.4128 | 67969.2861 | 143587.2486 | 191545.9314 | -64983.7828 | -202180.1111
[10 empty] | 5 | 2026 | 73119.7144 | 153025.2469 | 204311.0306 | -68562.6646 | -215653.8986
[10 empty] | 6 | 2027 | 75299.3862 | 156997.6964 | 209687.5355 | -70056.9513 | -221328.8944
[10 empty] | 7 | 2028 | 77541.7586 | 161073.2685 | 215205.5247 | -71583.8052 | -227153.2294 | [5 empty] | 0
[10 empty] | 8 | 2029 | 79848.592 | 165254.6401 | 220868.7214 | -73143.936 | -233130.8334 | 76452.3628 | 159087.713 | 212518.203 | -70836.8393 | -224316.7139
[10 empty] | 9 | 2030 | 82221.6955 | 169544.5577 | 226680.9468 | -74738.0691 | -239265.7399
[10 empty] | 10 | 2031 | 84662.9281 | 173945.8392 | 232646.1226 | -76366.9455 | -245562.0882
[10 empty] | 11 | 2032 | 87174.2001 | 178461.3755 | 238768.2737 | -78031.3223 | -252024.1268 | [5 empty] | 0
[10 empty] | 12 | 2033 | 89757.4745 | 183094.1326 | 245051.5311 | -79731.9734 | -258656.2159 | 85954.0746 | 176261.4763 | 235786.7185 | -77217.0776 | -248877.0427
[10 empty] | 13 | 2034 | 92414.7683 | 187847.1535 | 251500.1342 | -81469.6892 | -265462.8303
[10 empty] | 14 | 2035 | 95148.154 | 192723.5601 | 258118.4343 | -83245.2776 | -272448.5628
[10 empty] | 15 | 2036 | 97959.7614 | 197726.5555 | 264910.8968 | -85059.564 | -279618.1269 | [5 empty] | 0
[10 empty] | 16 | 2037 | 100851.7789 | 202859.4259 | 271882.105 | -86913.3919 | -286976.3601 | 96593.6156 | 195289.1738 | 261602.8926 | -84171.9807 | -276126.47
[10 empty] | 17 | 2038 | 0 | 0 | 0 | 0 | 0
[10 empty] | 18 | 2039 | 0 | 0 | 0 | 0 | 0
[10 empty] | 19 | 2040 | 0 | 0 | 0 | 0 | 0 | [5 empty] | 0
[10 empty] | 20 | 2041 | 0 | 0 | 0 | 0 | 0 | 0 | 0 | 0 | 0 | 0
[11 empty] | - | - | - | - | - | -
[11 empty] | Equals: Amount To Accrue | 1307877.3565 | 2696902.4466 | 3605814.9823 | -1188838.7213 | -3806001.3511
[12 empty] | 0 | 0 | 0 | 0 | 0 | 0
[11 empty] | Earnings Rate | 2.573%
[11 empty] | Monthly Rate | 0.212%
[11 empty] | Amount To Accrue | 1307877.3565
[11 empty] | PV of Amount to Accrue | 870995.3553
[11 empty] | Months to Accrue | 192
[11 empty] | Monthly Amount | 5526.6714
[11 empty] | - | - | - | -
[10 empty] | 1 | 0 | 5526.6714 | 0 | 5526.6714
[10 empty] | 2 | 5526.6714 | 5526.6714 | 11.7141 | 11065.0569
[10 empty] | 3 | 11065.0569 | 5526.6714 | 23.453 | 16615.1814
[10 empty] | 4 | 16615.1814 | 5526.6714 | 35.2168 | 22177.0696
[10 empty] | 5 | 22177.0696 | 5526.6714 | 47.0055 | 27750.7466
[10 empty] | 6 | 27750.7466 | 5526.6714 | 58.8193 | 33336.2373
[10 empty] | 7 | 33336.2373 | 5526.6714 | 70.658 | 38933.5668
[10 empty] | 8 | 38933.5668 | 5526.6714 | 82.5219 | 44542.7601
[10 empty] | 9 | 44542.7601 | 5526.6714 | 94.4109 | 50163.8424
[10 empty] | 10 | 50163.8424 | 5526.6714 | 106.3251 | 55796.8389
[10 empty] | 11 | 55796.8389 | 5526.6714 | 118.2645 | 61441.7749
[10 empty] | 12 | 61441.7749 | 5526.6714 | 130.2293 | 67098.6756
[10 empty] | 13 | 67098.6756 | 5526.6714 | 142.2194 | 72767.5664
[10 empty] | 14 | 72767.5664 | 5526.6714 | 154.2349 | 78448.4728
[10 empty] | 15 | 78448.4728 | 5526.6714 | 166.2759 | 84141.4202
[10 empty] | 16 | 84141.4202 | 5526.6714 | 178.3425 | 89846.4341
[10 empty] | 17 | 89846.4341 | 5526.6714 | 190.4346 | 95563.5401
[10 empty] | 18 | 95563.5401 | 5526.6714 | 202.5523 | 101292.7638
[10 empty] | 19 | 101292.7638 | 5526.6714 | 214.6957 | 107034.1309
[10 empty] | 20 | 107034.1309 | 5526.6714 | 226.8649 | 112787.6672
[10 empty] | 21 | 112787.6672 | 5526.6714 | 239.0598 | 118553.3985
[10 empty] | 22 | 118553.3985 | 5526.6714 | 251.2806 | 124331.3505
[10 empty] | 23 | 124331.3505 | 5526.6714 | 263.5273 | 130121.5492
[10 empty] | 24 | 130121.5492 | 5526.6714 | 275.7999 | 135924.0206
[10 empty] | 25 | 135924.0206 | 5526.6714 | 288.0986 | 141738.7906
[10 empty] | 26 | 141738.7906 | 5526.6714 | 300.4233 | 147565.8853
[10 empty] | 27 | 147565.8853 | 5526.6714 | 312.7742 | 153405.331
[10 empty] | 28 | 153405.331 | 5526.6714 | 325.1512 | 159257.1536
[10 empty] | 29 | 159257.1536 | 5526.6714 | 337.5545 | 165121.3795
[10 empty] | 30 | 165121.3795 | 5526.6714 | 349.984 | 170998.035
[10 empty] | 31 | 170998.035 | 5526.6714 | 362.4399 | 176887.1464
[10 empty] | 32 | 176887.1464 | 5526.6714 | 374.9222 | 182788.7401
[10 empty] | 33 | 182788.7401 | 5526.6714 | 387.431 | 188702.8425
[10 empty] | 34 | 188702.8425 | 5526.6714 | 399.9663 | 194629.4802
[10 empty] | 35 | 194629.4802 | 5526.6714 | 412.5281 | 200568.6798
[10 empty] | 36 | 200568.6798 | 5526.6714 | 425.1166 | 206520.4678
[10 empty] | 37 | 206520.4678 | 5526.6714 | 437.7317 | 212484.871
[10 empty] | 38 | 212484.871 | 5526.6714 | 450.3736 | 218461.916
[10 empty] | 39 | 218461.916 | 5526.6714 | 463.0423 | 224451.6298
[10 empty] | 40 | 224451.6298 | 5526.6714 | 475.7378 | 230454.039
[10 empty] | 41 | 230454.039 | 5526.6714 | 488.4603 | 236469.1707
[10 empty] | 42 | 236469.1707 | 5526.6714 | 501.2097 | 242497.0519
[10 empty] | 43 | 242497.0519 | 5526.6714 | 513.9861 | 248537.7094
[10 empty] | 44 | 248537.7094 | 5526.6714 | 526.7896 | 254591.1705
[10 empty] | 45 | 254591.1705 | 5526.6714 | 539.6203 | 260657.4622
[10 empty] | 46 | 260657.4622 | 5526.6714 | 552.4781 | 266736.6118
[10 empty] | 47 | 266736.6118 | 5526.6714 | 565.3632 | 272828.6465
[10 empty] | 48 | 272828.6465 | 5526.6714 | 578.2757 | 278933.5936
[10 empty] | 49 | 278933.5936 | 5526.6714 | 591.2154 | 285051.4804
[10 empty] | 50 | 285051.4804 | 5526.6714 | 604.1826 | 291182.3345
[10 empty] | 51 | 291182.3345 | 5526.6714 | 617.1773 | 297326.1832
[10 empty] | 52 | 297326.1832 | 5526.6714 | 630.1996 | 303483.0542
[10 empty] | 53 | 303483.0542 | 5526.6714 | 643.2494 | 309652.975
[10 empty] | 54 | 309652.975 | 5526.6714 | 656.3269 | 315835.9734
[10 empty] | 55 | 315835.9734 | 5526.6714 | 669.4321 | 322032.0769
[10 empty] | 56 | 322032.0769 | 5526.6714 | 682.5651 | 328241.3134
[10 empty] | 57 | 328241.3134 | 5526.6714 | 695.7259 | 334463.7108
[10 empty] | 58 | 334463.7108 | 5526.6714 | 708.9146 | 340699.2968
[10 empty] | 59 | 340699.2968 | 5526.6714 | 722.1313 | 346948.0996
[10 empty] | 60 | 346948.0996 | 5526.6714 | 735.376 | 353210.147
[10 empty] | 61 | 353210.147 | 5526.6714 | 748.6488 | 359485.4672
[10 empty] | 62 | 359485.4672 | 5526.6714 | 761.9497 | 365774.0883
[10 empty] | 63 | 365774.0883 | 5526.6714 | 775.2787 | 372076.0384
[10 empty] | 64 | 372076.0384 | 5526.6714 | 788.6361 | 378391.3459
[10 empty] | 65 | 378391.3459 | 5526.6714 | 802.0217 | 384720.0391
[10 empty] | 66 | 384720.0391 | 5526.6714 | 815.4357 | 391062.1463
[10 empty] | 67 | 391062.1463 | 5526.6714 | 828.8782 | 397417.6959
[10 empty] | 68 | 397417.6959 | 5526.6714 | 842.3491 | 403786.7165
[10 empty] | 69 | 403786.7165 | 5526.6714 | 855.8486 | 410169.2365
[10 empty] | 70 | 410169.2365 | 5526.6714 | 869.3768 | 416565.2847
[10 empty] | 71 | 416565.2847 | 5526.6714 | 882.9335 | 422974.8897
[10 empty] | 72 | 422974.8897 | 5526.6714 | 896.5191 | 429398.0802
[10 empty] | 73 | 429398.0802 | 5526.6714 | 910.1334 | 435834.885
[10 empty] | 74 | 435834.885 | 5526.6714 | 923.7765 | 442285.3329
[10 empty] | 75 | 442285.3329 | 5526.6714 | 937.4486 | 448749.453
[10 empty] | 76 | 448749.453 | 5526.6714 | 951.1497 | 455227.2741
[10 empty] | 77 | 455227.2741 | 5526.6714 | 964.8798 | 461718.8253
[10 empty] | 78 | 461718.8253 | 5526.6714 | 978.639 | 468224.1358
[10 empty] | 79 | 468224.1358 | 5526.6714 | 992.4274 | 474743.2346
[10 empty] | 80 | 474743.2346 | 5526.6714 | 1006.245 | 481276.151
[10 empty] | 81 | 481276.151 | 5526.6714 | 1020.0919 | 487822.9143
[10 empty] | 82 | 487822.9143 | 5526.6714 | 1033.9681 | 494383.5538
[10 empty] | 83 | 494383.5538 | 5526.6714 | 1047.8737 | 500958.0989
[10 empty] | 84 | 500958.0989 | 5526.6714 | 1061.8089 | 507546.5792
[10 empty] | 85 | 507546.5792 | 5526.6714 | 1075.7735 | 514149.0242
[10 empty] | 86 | 514149.0242 | 5526.6714 | 1089.7678 | 520765.4633
[10 empty] | 87 | 520765.4633 | 5526.6714 | 1103.7917 | 527395.9264
[10 empty] | 88 | 527395.9264 | 5526.6714 | 1117.8453 | 534040.4432
[10 empty] | 89 | 534040.4432 | 5526.6714 | 1131.9287 | 540699.0433
[10 empty] | 90 | 540699.0433 | 5526.6714 | 1146.042 | 547371.7568
[10 empty] | 91 | 547371.7568 | 5526.6714 | 1160.1852 | 554058.6134
[10 empty] | 92 | 554058.6134 | 5526.6714 | 1174.3584 | 560759.6432
[10 empty] | 93 | 560759.6432 | 5526.6714 | 1188.5616 | 567474.8762
[10 empty] | 94 | 567474.8762 | 5526.6714 | 1202.7949 | 574204.3426
[10 empty] | 95 | 574204.3426 | 5526.6714 | 1217.0584 | 580948.0724
[10 empty] | 96 | 580948.0724 | 5526.6714 | 1231.3521 | 587706.0959
[10 empty] | 97 | 587706.0959 | 5526.6714 | 1245.6761 | 594478.4434
[10 empty] | 98 | 594478.4434 | 5526.6714 | 1260.0305 | 601265.1453
[10 empty] | 99 | 601265.1453 | 5526.6714 | 1274.4153 | 608066.232
[10 empty] | 100 | 608066.232 | 5526.6714 | 1288.8306 | 614881.734
[10 empty] | 101 | 614881.734 | 5526.6714 | 1303.2764 | 621711.6819
[10 empty] | 102 | 621711.6819 | 5526.6714 | 1317.7529 | 628556.1062
[10 empty] | 103 | 628556.1062 | 5526.6714 | 1332.26 | 635415.0376
[10 empty] | 104 | 635415.0376 | 5526.6714 | 1346.7979 | 642288.5069
[10 empty] | 105 | 642288.5069 | 5526.6714 | 1361.3666 | 649176.5449
[10 empty] | 106 | 649176.5449 | 5526.6714 | 1375.9662 | 656079.1825
[10 empty] | 107 | 656079.1825 | 5526.6714 | 1390.5967 | 662996.4507
[10 empty] | 108 | 662996.4507 | 5526.6714 | 1405.2582 | 669928.3803
[10 empty] | 109 | 669928.3803 | 5526.6714 | 1419.9509 | 676875.0026
[10 empty] | 110 | 676875.0026 | 5526.6714 | 1434.6746 | 683836.3487
[10 empty] | 111 | 683836.3487 | 5526.6714 | 1449.4296 | 690812.4497
[10 empty] | 112 | 690812.4497 | 5526.6714 | 1464.2158 | 697803.3369
[10 empty] | 113 | 697803.3369 | 5526.6714 | 1479.0334 | 704809.0418
[10 empty] | 114 | 704809.0418 | 5526.6714 | 1493.8824 | 711829.5956
[10 empty] | 115 | 711829.5956 | 5526.6714 | 1508.7628 | 718865.0298
[10 empty] | 116 | 718865.0298 | 5526.6714 | 1523.6748 | 725915.3761
[10 empty] | 117 | 725915.3761 | 5526.6714 | 1538.6184 | 732980.666
[10 empty] | 118 | 732980.666 | 5526.6714 | 1553.5937 | 740060.9311
[10 empty] | 119 | 740060.9311 | 5526.6714 | 1568.6007 | 747156.2033
[10 empty] | 120 | 747156.2033 | 5526.6714 | 1583.6396 | 754266.5143
[10 empty] | 121 | 754266.5143 | 5526.6714 | 1598.7103 | 761391.896
[10 empty] | 122 | 761391.896 | 5526.6714 | 1613.8129 | 768532.3804
[10 empty] | 123 | 768532.3804 | 5526.6714 | 1628.9476 | 775687.9994
[10 empty] | 124 | 775687.9994 | 5526.6714 | 1644.1143 | 782858.7851
[10 empty] | 125 | 782858.7851 | 5526.6714 | 1659.3132 | 790044.7697
[10 empty] | 126 | 790044.7697 | 5526.6714 | 1674.5443 | 797245.9855
[10 empty] | 127 | 797245.9855 | 5526.6714 | 1689.8077 | 804462.4646
[10 empty] | 128 | 804462.4646 | 5526.6714 | 1705.1034 | 811694.2394
[10 empty] | 129 | 811694.2394 | 5526.6714 | 1720.4316 | 818941.3424
[10 empty] | 130 | 818941.3424 | 5526.6714 | 1735.7922 | 826203.806
[10 empty] | 131 | 826203.806 | 5526.6714 | 1751.1854 | 833481.6629
[10 empty] | 132 | 833481.6629 | 5526.6714 | 1766.6112 | 840774.9456
[10 empty] | 133 | 840774.9456 | 5526.6714 | 1782.0698 | 848083.6867
[10 empty] | 134 | 848083.6867 | 5526.6714 | 1797.561 | 855407.9192
[10 empty] | 135 | 855407.9192 | 5526.6714 | 1813.0852 | 862747.6758
[10 empty] | 136 | 862747.6758 | 5526.6714 | 1828.6422 | 870102.9894
[10 empty] | 137 | 870102.9894 | 5526.6714 | 1844.2322 | 877473.8931
[10 empty] | 138 | 877473.8931 | 5526.6714 | 1859.8552 | 884860.4197
[10 empty] | 139 | 884860.4197 | 5526.6714 | 1875.5114 | 892262.6026
[10 empty] | 140 | 892262.6026 | 5526.6714 | 1891.2007 | 899680.4747
[10 empty] | 141 | 899680.4747 | 5526.6714 | 1906.9233 | 907114.0695
[10 empty] | 142 | 907114.0695 | 5526.6714 | 1922.6793 | 914563.4202
[10 empty] | 143 | 914563.4202 | 5526.6714 | 1938.4686 | 922028.5602
[10 empty] | 144 | 922028.5602 | 5526.6714 | 1954.2914 | 929509.523
[10 empty] | 145 | 929509.523 | 5526.6714 | 1970.1477 | 937006.3421
[10 empty] | 146 | 937006.3421 | 5526.6714 | 1986.0376 | 944519.0511
[10 empty] | 147 | 944519.0511 | 5526.6714 | 2001.9612 | 952047.6838
[10 empty] | 148 | 952047.6838 | 5526.6714 | 2017.9186 | 959592.2738
[10 empty] | 149 | 959592.2738 | 5526.6714 | 2033.9098 | 967152.855
[10 empty] | 150 | 967152.855 | 5526.6714 | 2049.9348 | 974729.4613
[10 empty] | 151 | 974729.4613 | 5526.6714 | 2065.9939 | 982322.1266
[10 empty] | 152 | 982322.1266 | 5526.6714 | 2082.087 | 989930.885
[10 empty] | 153 | 989930.885 | 5526.6714 | 2098.2142 | 997555.7705
[10 empty] | 154 | 997555.7705 | 5526.6714 | 2114.3755 | 1005196.8175
[10 empty] | 155 | 1005196.8175 | 5526.6714 | 2130.5712 | 1012854.0601
[10 empty] | 156 | 1012854.0601 | 5526.6714 | 2146.8011 | 1020527.5326
[10 empty] | 157 | 1020527.5326 | 5526.6714 | 2163.0655 | 1028217.2695
[10 empty] | 158 | 1028217.2695 | 5526.6714 | 2179.3643 | 1035923.3053
[10 empty] | 159 | 1035923.3053 | 5526.6714 | 2195.6977 | 1043645.6744
[10 empty] | 160 | 1043645.6744 | 5526.6714 | 2212.0657 | 1051384.4115
[10 empty] | 161 | 1051384.4115 | 5526.6714 | 2228.4684 | 1059139.5513
[10 empty] | 162 | 1059139.5513 | 5526.6714 | 2244.9058 | 1066911.1285
[10 empty] | 163 | 1066911.1285 | 5526.6714 | 2261.3781 | 1074699.178
[10 empty] | 164 | 1074699.178 | 5526.6714 | 2277.8853 | 1082503.7348
[10 empty] | 165 | 1082503.7348 | 5526.6714 | 2294.4275 | 1090324.8337
[10 empty] | 166 | 1090324.8337 | 5526.6714 | 2311.0048 | 1098162.5099
[10 empty] | 167 | 1098162.5099 | 5526.6714 | 2327.6172 | 1106016.7985
[10 empty] | 168 | 1106016.7985 | 5526.6714 | 2344.2648 | 1113887.7347
[10 empty] | 169 | 1113887.7347 | 5526.6714 | 2360.9477 | 1121775.3538
[10 empty] | 170 | 1121775.3538 | 5526.6714 | 2377.6659 | 1129679.6912
[10 empty] | 171 | 1129679.6912 | 5526.6714 | 2394.4196 | 1137600.7822
[10 empty] | 172 | 1137600.7822 | 5526.6714 | 2411.2088 | 1145538.6624
[10 empty] | 173 | 1145538.6624 | 5526.6714 | 2428.0336 | 1153493.3675
[10 empty] | 174 | 1153493.3675 | 5526.6714 | 2444.894 | 1161464.9329
[10 empty] | 175 | 1161464.9329 | 5526.6714 | 2461.7902 | 1169453.3946
[10 empty] | 176 | 1169453.3946 | 5526.6714 | 2478.7222 | 1177458.7882
[10 empty] | 177 | 1177458.7882 | 5526.6714 | 2495.6901 | 1185481.1497
[10 empty] | 178 | 1185481.1497 | 5526.6714 | 2512.6939 | 1193520.5151
[10 empty] | 179 | 1193520.5151 | 5526.6714 | 2529.7338 | 1201576.9203
[10 empty] | 180 | 1201576.9203 | 5526.6714 | 2546.8098 | 1209650.4016
[10 empty] | 181 | 1209650.4016 | 5526.6714 | 2563.922 | 1217740.995
[10 empty] | 182 | 1217740.995 | 5526.6714 | 2581.0705 | 1225848.7369
[10 empty] | 183 | 1225848.7369 | 5526.6714 | 2598.2553 | 1233973.6637
[10 empty] | 184 | 1233973.6637 | 5526.6714 | 2615.4765 | 1242115.8117
[10 empty] | 185 | 1242115.8117 | 5526.6714 | 2632.7343 | 1250275.2174
[10 empty] | 186 | 1250275.2174 | 5526.6714 | 2650.0286 | 1258451.9174
[10 empty] | 187 | 1258451.9174 | 5526.6714 | 2667.3596 | 1266645.9484
[10 empty] | 188 | 1266645.9484 | 5526.6714 | 2684.7273 | 1274857.3471
[10 empty] | 189 | 1274857.3471 | 5526.6714 | 2702.1318 | 1283086.1504
[10 empty] | 190 | 1283086.1504 | 5526.6714 | 2719.5732 | 1291332.395
[10 empty] | 191 | 1291332.395 | 5526.6714 | 2737.0516 | 1299596.118
[10 empty] | 192 | 1299596.118 | 5526.6714 | 2754.567 | 1307877.3565
[10 empty] | - | - | - | - | -
[11 empty] | Equals: Amount To Accrue | 1061120.9144 | 246756.4421 | 1307877.3565 | -1.0245e-08

## Bayside Unit #2 (4xGT ...
TAMPA ELECTRIC COMPANY | [10 empty] | TAMPA ELECTRIC COMPANY | [11 empty] | FOSSIL-FUELED GENERATING STATIONS
PROJECTED FUTURE DOLLAR DISMANTLEMENT COST BY PLANT | [10 empty] | COMPUTATION OF ANNUAL ACCRUAL | [11 empty] | ESTIMATED FUTURE DOLLAR DISMANTLEMENT COST
| Intitial Cost |  |  |  |  | Cost |  |  |  |  | Bayside Unit #2 (4xGT - HSRG - ST) | Total | Labor | Mat & Eq | Disposal | Salvage | [12 empty] | Total
| Estimates | Capital | Dismantlement | Cost | Inflation | Estimate in | Start | Inflation | Future |  | Year of Study | 2022 | [13 empty] | Capital | Dismantlement | Accumlated | Future
| Are in ___ | Recovery | Component | Estimate | Compound | 2022 | Year of | Compound | Dollar |  | Capital Recovery Year | 2038 | [11 empty] | Recovery | Study | Recovery | Cost at | Reserve @ 12/31/2021 | Dollar
PLANT | Dollars | Year | Costs | Per Study | Multiplier | Dollars | Expenditure | Multiplier | Cost |  | Cost @ Study Year 2022 | 3929496.143 | 4917969.7775 | 4806662.8368 | 86081.3706 | -5881217.842 | [6 empty] | PLANT | Period | Date | Year | Study Date |  | Cost
- | - | - | - | - | - | - | - | - | - |  | Total Future Exp | 5904155.6674 | 7410865.2132 | 7283438.7598 | 121541.871 | -8911690.1766 | [6 empty] | - | - | - | - | - | - | -
Bayside Unit #2 (4xGT - HSRG - ST) | 2020 | 2038 | Labor | 4650600 | 1.0575 | 4917969.7775 | 2039 | 1.5069 | 7410865.2132 |  | Amount To Accrue | 2053463.6674 | 3560372.2132 | 4776324.7598 | -1197902.129 | -5085331.1766 | [6 empty] | Bayside Unit #2 (4xGT - HSRG - ST) | 16 | 2022 | 2038 | 3929496.143 | 3850692 | 5904155.6674 | 0
|  |  | Materials & Eq | 4542500 | 1.0582 | 4806662.8368 |  | 1.5153 | 7283438.7598 |  | PV of Amount to Accrue | 1310385.8087 | 2362720.4702 | 3152107.607 | -848407.683 | -3356034.5855
|  |  | Disposal | 82800 | 1.0396 | 86081.3706 |  | 1.4119 | 121541.871 |  | Capital Recovery Years | 16
|  |  | Salvage | -5558000 | 1.0582 | -5881217.842 |  | 1.5153 | -8911690.1766 |  | Compound Average Growth | 2.577% | 2.596% | 2.632% | 2.179% | 2.632%
|  |  |  | - |  | - |  |  | - |  | First Year 2022 Accrual | 103178.0633 | 182336.028 | 243926.5204 | -63377.0319 | -259707.4532
|  |  |  | 3717900 |  | 3929496.143 |  |  | 5904155.6674 |  | - | - | - | - | - | -
[10 empty] | 0 | Reserve @ 12/31/2021 | 3850692 | 3850493 | 2507114 | 1319444 | -3826359 | 4-yr Avg | Labor | Mat & Eq | Disposal | Salvage | 0
| Per Last Unit | 2049 | [7 empty] | 1 | 2022 | 103178.0633 | 182336.028 | 243926.5204 | -63377.0319 | -259707.4532
| Station Analysis | [8 empty] | 2 | 2023 | 106114.8557 | 187069.3689 | 250345.5186 | -64758.3005 | -266541.7313
[10 empty] | 3 | 2024 | 109133.4908 | 191925.5847 | 256933.4345 | -66169.6731 | -273555.8553 | [5 empty] | 0
[10 empty] | 4 | 2025 | 112236.2145 | 196907.8651 | 263694.7135 | -67611.8059 | -280754.5581 | 107665.6561 | 189559.7117 | 253725.0468 | -65479.2029 | -270139.8995
[10 empty] | 5 | 2026 | 115425.3341 | 202019.4827 | 270633.9174 | -69085.3691 | -288142.6969
[10 empty] | 6 | 2027 | 118703.2189 | 207263.795 | 277755.7286 | -70591.0479 | -295725.2568
[10 empty] | 7 | 2028 | 122072.303 | 212644.2468 | 285064.9523 | -72129.5421 | -303507.3539 | [5 empty] | 0
[10 empty] | 8 | 2029 | 125535.0861 | 218164.372 | 292566.5204 | -73701.567 | -311494.2392 | 120433.9855 | 210022.9741 | 281505.2797 | -71376.8815 | -299717.3867
[10 empty] | 9 | 2030 | 129094.1359 | 223827.7966 | 300265.4945 | -75307.8534 | -319691.3018
[10 empty] | 10 | 2031 | 132752.0895 | 229638.2405 | 308167.0693 | -76949.1479 | -328104.0724
[10 empty] | 11 | 2032 | 136511.6555 | 235599.5203 | 316276.5764 | -78626.2135 | -336738.2276 | [5 empty] | 0
[10 empty] | 12 | 2033 | 140375.616 | 241715.5515 | 324599.4875 | -80339.8299 | -345599.5932 | 134683.3742 | 232695.2772 | 312327.1569 | -77805.7612 | -332533.2988
[10 empty] | 13 | 2034 | 144346.8283 | 247990.3515 | 333141.4186 | -82090.7936 | -354694.1481
[10 empty] | 14 | 2035 | 148428.2271 | 254428.0418 | 341908.133 | -83879.9187 | -364028.029
[10 empty] | 15 | 2036 | 152622.8265 | 261032.8509 | 350905.5461 | -85708.0368 | -373607.5337 | [5 empty] | 0
[10 empty] | 16 | 2037 | 156933.7223 | 267809.1171 | 360139.7288 | -87575.9977 | -383439.1259 | 150582.901 | 257815.0903 | 346523.7066 | -84813.6867 | -368942.2092
[10 empty] | 17 | 2038 | 0 | 0 | 0 | 0 | 0
[10 empty] | 18 | 2039 | 0 | 0 | 0 | 0 | 0
[10 empty] | 19 | 2040 | 0 | 0 | 0 | 0 | 0 | [5 empty] | 0
[10 empty] | 20 | 2041 | 0 | 0 | 0 | 0 | 0 | 0 | 0 | 0 | 0 | 0
[11 empty] | - | - | - | - | - | -
[11 empty] | Equals: Amount To Accrue | 2053463.6674 | 3560372.2132 | 4776324.7598 | -1197902.129 | -5085331.1766
[12 empty] | 0 | 0 | 0 | 0 | 0 | 0
[11 empty] | Earnings Rate | 2.577%
[11 empty] | Monthly Rate | 0.2123%
[11 empty] | Amount To Accrue | 2053463.6674
[11 empty] | PV of Amount to Accrue | 1366677.6446
[11 empty] | Months to Accrue | 192
[11 empty] | Monthly Amount | 8674.4182
[11 empty] | - | - | - | -
[10 empty] | 1 | 0 | 8674.4182 | 0 | 8674.4182
[10 empty] | 2 | 8674.4182 | 8674.4182 | 18.414 | 17367.2504
[10 empty] | 3 | 17367.2504 | 8674.4182 | 36.8672 | 26078.5358
[10 empty] | 4 | 26078.5358 | 8674.4182 | 55.3595 | 34808.3134
[10 empty] | 5 | 34808.3134 | 8674.4182 | 73.891 | 43556.6226
[10 empty] | 6 | 43556.6226 | 8674.4182 | 92.4619 | 52323.5027
[10 empty] | 7 | 52323.5027 | 8674.4182 | 111.0722 | 61108.9931
[10 empty] | 8 | 61108.9931 | 8674.4182 | 129.7221 | 69913.1334
[10 empty] | 9 | 69913.1334 | 8674.4182 | 148.4115 | 78735.963
[10 empty] | 10 | 78735.963 | 8674.4182 | 167.1406 | 87577.5217
[10 empty] | 11 | 87577.5217 | 8674.4182 | 185.9094 | 96437.8493
[10 empty] | 12 | 96437.8493 | 8674.4182 | 204.7181 | 105316.9856
[10 empty] | 13 | 105316.9856 | 8674.4182 | 223.5667 | 114214.9705
[10 empty] | 14 | 114214.9705 | 8674.4182 | 242.4553 | 123131.844
[10 empty] | 15 | 123131.844 | 8674.4182 | 261.384 | 132067.6462
[10 empty] | 16 | 132067.6462 | 8674.4182 | 280.3529 | 141022.4173
[10 empty] | 17 | 141022.4173 | 8674.4182 | 299.3621 | 149996.1976
[10 empty] | 18 | 149996.1976 | 8674.4182 | 318.4116 | 158989.0275
[10 empty] | 19 | 158989.0275 | 8674.4182 | 337.5016 | 168000.9472
[10 empty] | 20 | 168000.9472 | 8674.4182 | 356.6321 | 177031.9975
[10 empty] | 21 | 177031.9975 | 8674.4182 | 375.8032 | 186082.2189
[10 empty] | 22 | 186082.2189 | 8674.4182 | 395.015 | 195151.652
[10 empty] | 23 | 195151.652 | 8674.4182 | 414.2676 | 204240.3378
[10 empty] | 24 | 204240.3378 | 8674.4182 | 433.561 | 213348.317
[10 empty] | 25 | 213348.317 | 8674.4182 | 452.8954 | 222475.6306
[10 empty] | 26 | 222475.6306 | 8674.4182 | 472.2708 | 231622.3196
[10 empty] | 27 | 231622.3196 | 8674.4182 | 491.6874 | 240788.4252
[10 empty] | 28 | 240788.4252 | 8674.4182 | 511.1452 | 249973.9886
[10 empty] | 29 | 249973.9886 | 8674.4182 | 530.6443 | 259179.0511
[10 empty] | 30 | 259179.0511 | 8674.4182 | 550.1848 | 268403.654
[10 empty] | 31 | 268403.654 | 8674.4182 | 569.7668 | 277647.839
[10 empty] | 32 | 277647.839 | 8674.4182 | 589.3903 | 286911.6475
[10 empty] | 33 | 286911.6475 | 8674.4182 | 609.0555 | 296195.1212
[10 empty] | 34 | 296195.1212 | 8674.4182 | 628.7624 | 305498.3018
[10 empty] | 35 | 305498.3018 | 8674.4182 | 648.5112 | 314821.2312
[10 empty] | 36 | 314821.2312 | 8674.4182 | 668.3019 | 324163.9513
[10 empty] | 37 | 324163.9513 | 8674.4182 | 688.1346 | 333526.5041
[10 empty] | 38 | 333526.5041 | 8674.4182 | 708.0094 | 342908.9317
[10 empty] | 39 | 342908.9317 | 8674.4182 | 727.9264 | 352311.2763
[10 empty] | 40 | 352311.2763 | 8674.4182 | 747.8857 | 361733.5802
[10 empty] | 41 | 361733.5802 | 8674.4182 | 767.8874 | 371175.8857
[10 empty] | 42 | 371175.8857 | 8674.4182 | 787.9315 | 380638.2354
[10 empty] | 43 | 380638.2354 | 8674.4182 | 808.0181 | 390120.6717
[10 empty] | 44 | 390120.6717 | 8674.4182 | 828.1474 | 399623.2373
[10 empty] | 45 | 399623.2373 | 8674.4182 | 848.3194 | 409145.9749
[10 empty] | 46 | 409145.9749 | 8674.4182 | 868.5343 | 418688.9274
[10 empty] | 47 | 418688.9274 | 8674.4182 | 888.7921 | 428252.1376
[10 empty] | 48 | 428252.1376 | 8674.4182 | 909.0928 | 437835.6486
[10 empty] | 49 | 437835.6486 | 8674.4182 | 929.4367 | 447439.5035
[10 empty] | 50 | 447439.5035 | 8674.4182 | 949.8237 | 457063.7454
[10 empty] | 51 | 457063.7454 | 8674.4182 | 970.254 | 466708.4176
[10 empty] | 52 | 466708.4176 | 8674.4182 | 990.7277 | 476373.5636
[10 empty] | 53 | 476373.5636 | 8674.4182 | 1011.2449 | 486059.2266
[10 empty] | 54 | 486059.2266 | 8674.4182 | 1031.8056 | 495765.4504
[10 empty] | 55 | 495765.4504 | 8674.4182 | 1052.41 | 505492.2786
[10 empty] | 56 | 505492.2786 | 8674.4182 | 1073.058 | 515239.7548
[10 empty] | 57 | 515239.7548 | 8674.4182 | 1093.75 | 525007.9229
[10 empty] | 58 | 525007.9229 | 8674.4182 | 1114.4858 | 534796.8269
[10 empty] | 59 | 534796.8269 | 8674.4182 | 1135.2657 | 544606.5108
[10 empty] | 60 | 544606.5108 | 8674.4182 | 1156.0897 | 554437.0187
[10 empty] | 61 | 554437.0187 | 8674.4182 | 1176.9578 | 564288.3947
[10 empty] | 62 | 564288.3947 | 8674.4182 | 1197.8703 | 574160.6832
[10 empty] | 63 | 574160.6832 | 8674.4182 | 1218.8272 | 584053.9286
[10 empty] | 64 | 584053.9286 | 8674.4182 | 1239.8286 | 593968.1753
[10 empty] | 65 | 593968.1753 | 8674.4182 | 1260.8745 | 603903.468
[10 empty] | 66 | 603903.468 | 8674.4182 | 1281.9651 | 613859.8514
[10 empty] | 67 | 613859.8514 | 8674.4182 | 1303.1005 | 623837.3701
[10 empty] | 68 | 623837.3701 | 8674.4182 | 1324.2808 | 633836.069
[10 empty] | 69 | 633836.069 | 8674.4182 | 1345.506 | 643855.9932
[10 empty] | 70 | 643855.9932 | 8674.4182 | 1366.7763 | 653897.1877
[10 empty] | 71 | 653897.1877 | 8674.4182 | 1388.0917 | 663959.6976
[10 empty] | 72 | 663959.6976 | 8674.4182 | 1409.4524 | 674043.5681
[10 empty] | 73 | 674043.5681 | 8674.4182 | 1430.8584 | 684148.8447
[10 empty] | 74 | 684148.8447 | 8674.4182 | 1452.3099 | 694275.5728
[10 empty] | 75 | 694275.5728 | 8674.4182 | 1473.8069 | 704423.7978
[10 empty] | 76 | 704423.7978 | 8674.4182 | 1495.3495 | 714593.5655
[10 empty] | 77 | 714593.5655 | 8674.4182 | 1516.9379 | 724784.9215
[10 empty] | 78 | 724784.9215 | 8674.4182 | 1538.5721 | 734997.9118
[10 empty] | 79 | 734997.9118 | 8674.4182 | 1560.2522 | 745232.5821
[10 empty] | 80 | 745232.5821 | 8674.4182 | 1581.9783 | 755488.9786
[10 empty] | 81 | 755488.9786 | 8674.4182 | 1603.7506 | 765767.1473
[10 empty] | 82 | 765767.1473 | 8674.4182 | 1625.569 | 776067.1346
[10 empty] | 83 | 776067.1346 | 8674.4182 | 1647.4338 | 786388.9866
[10 empty] | 84 | 786388.9866 | 8674.4182 | 1669.345 | 796732.7498
[10 empty] | 85 | 796732.7498 | 8674.4182 | 1691.3028 | 807098.4708
[10 empty] | 86 | 807098.4708 | 8674.4182 | 1713.3071 | 817486.196
[10 empty] | 87 | 817486.196 | 8674.4182 | 1735.3581 | 827895.9724
[10 empty] | 88 | 827895.9724 | 8674.4182 | 1757.456 | 838327.8465
[10 empty] | 89 | 838327.8465 | 8674.4182 | 1779.6008 | 848781.8655
[10 empty] | 90 | 848781.8655 | 8674.4182 | 1801.7925 | 859258.0762
[10 empty] | 91 | 859258.0762 | 8674.4182 | 1824.0314 | 869756.5258
[10 empty] | 92 | 869756.5258 | 8674.4182 | 1846.3175 | 880277.2615
[10 empty] | 93 | 880277.2615 | 8674.4182 | 1868.6509 | 890820.3305
[10 empty] | 94 | 890820.3305 | 8674.4182 | 1891.0317 | 901385.7804
[10 empty] | 95 | 901385.7804 | 8674.4182 | 1913.46 | 911973.6586
[10 empty] | 96 | 911973.6586 | 8674.4182 | 1935.9359 | 922584.0128
[10 empty] | 97 | 922584.0128 | 8674.4182 | 1958.4596 | 933216.8905
[10 empty] | 98 | 933216.8905 | 8674.4182 | 1981.031 | 943872.3397
[10 empty] | 99 | 943872.3397 | 8674.4182 | 2003.6504 | 954550.4083
[10 empty] | 100 | 954550.4083 | 8674.4182 | 2026.3178 | 965251.1443
[10 empty] | 101 | 965251.1443 | 8674.4182 | 2049.0333 | 975974.5958
[10 empty] | 102 | 975974.5958 | 8674.4182 | 2071.797 | 986720.811
[10 empty] | 103 | 986720.811 | 8674.4182 | 2094.6091 | 997489.8382
[10 empty] | 104 | 997489.8382 | 8674.4182 | 2117.4695 | 1008281.7259
[10 empty] | 105 | 1008281.7259 | 8674.4182 | 2140.3785 | 1019096.5226
[10 empty] | 106 | 1019096.5226 | 8674.4182 | 2163.3362 | 1029934.277
[10 empty] | 107 | 1029934.277 | 8674.4182 | 2186.3425 | 1040795.0377
[10 empty] | 108 | 1040795.0377 | 8674.4182 | 2209.3977 | 1051678.8536
[10 empty] | 109 | 1051678.8536 | 8674.4182 | 2232.5019 | 1062585.7737
[10 empty] | 110 | 1062585.7737 | 8674.4182 | 2255.6551 | 1073515.8469
[10 empty] | 111 | 1073515.8469 | 8674.4182 | 2278.8574 | 1084469.1225
[10 empty] | 112 | 1084469.1225 | 8674.4182 | 2302.109 | 1095445.6496
[10 empty] | 113 | 1095445.6496 | 8674.4182 | 2325.4099 | 1106445.4778
[10 empty] | 114 | 1106445.4778 | 8674.4182 | 2348.7604 | 1117468.6563
[10 empty] | 115 | 1117468.6563 | 8674.4182 | 2372.1603 | 1128515.2348
[10 empty] | 116 | 1128515.2348 | 8674.4182 | 2395.61 | 1139585.263
[10 empty] | 117 | 1139585.263 | 8674.4182 | 2419.1094 | 1150678.7906
[10 empty] | 118 | 1150678.7906 | 8674.4182 | 2442.6587 | 1161795.8675
[10 empty] | 119 | 1161795.8675 | 8674.4182 | 2466.2581 | 1172936.5438
[10 empty] | 120 | 1172936.5438 | 8674.4182 | 2489.9075 | 1184100.8694
[10 empty] | 121 | 1184100.8694 | 8674.4182 | 2513.6071 | 1195288.8947
[10 empty] | 122 | 1195288.8947 | 8674.4182 | 2537.357 | 1206500.6698
[10 empty] | 123 | 1206500.6698 | 8674.4182 | 2561.1573 | 1217736.2454
[10 empty] | 124 | 1217736.2454 | 8674.4182 | 2585.0082 | 1228995.6717
[10 empty] | 125 | 1228995.6717 | 8674.4182 | 2608.9097 | 1240278.9996
[10 empty] | 126 | 1240278.9996 | 8674.4182 | 2632.8619 | 1251586.2797
[10 empty] | 127 | 1251586.2797 | 8674.4182 | 2656.865 | 1262917.5628
[10 empty] | 128 | 1262917.5628 | 8674.4182 | 2680.919 | 1274272.9
[10 empty] | 129 | 1274272.9 | 8674.4182 | 2705.0241 | 1285652.3423
[10 empty] | 130 | 1285652.3423 | 8674.4182 | 2729.1803 | 1297055.9408
[10 empty] | 131 | 1297055.9408 | 8674.4182 | 2753.3879 | 1308483.7469
[10 empty] | 132 | 1308483.7469 | 8674.4182 | 2777.6468 | 1319935.8118
[10 empty] | 133 | 1319935.8118 | 8674.4182 | 2801.9572 | 1331412.1873
[10 empty] | 134 | 1331412.1873 | 8674.4182 | 2826.3193 | 1342912.9247
[10 empty] | 135 | 1342912.9247 | 8674.4182 | 2850.733 | 1354438.0759
[10 empty] | 136 | 1354438.0759 | 8674.4182 | 2875.1986 | 1365987.6926
[10 empty] | 137 | 1365987.6926 | 8674.4182 | 2899.7161 | 1377561.8269
[10 empty] | 138 | 1377561.8269 | 8674.4182 | 2924.2856 | 1389160.5307
[10 empty] | 139 | 1389160.5307 | 8674.4182 | 2948.9073 | 1400783.8562
[10 empty] | 140 | 1400783.8562 | 8674.4182 | 2973.5813 | 1412431.8557
[10 empty] | 141 | 1412431.8557 | 8674.4182 | 2998.3077 | 1424104.5815
[10 empty] | 142 | 1424104.5815 | 8674.4182 | 3023.0865 | 1435802.0862
[10 empty] | 143 | 1435802.0862 | 8674.4182 | 3047.9179 | 1447524.4223
[10 empty] | 144 | 1447524.4223 | 8674.4182 | 3072.8021 | 1459271.6426
[10 empty] | 145 | 1459271.6426 | 8674.4182 | 3097.7391 | 1471043.7998
[10 empty] | 146 | 1471043.7998 | 8674.4182 | 3122.729 | 1482840.947
[10 empty] | 147 | 1482840.947 | 8674.4182 | 3147.7719 | 1494663.1371
[10 empty] | 148 | 1494663.1371 | 8674.4182 | 3172.8681 | 1506510.4234
[10 empty] | 149 | 1506510.4234 | 8674.4182 | 3198.0175 | 1518382.859
[10 empty] | 150 | 1518382.859 | 8674.4182 | 3223.2202 | 1530280.4974
[10 empty] | 151 | 1530280.4974 | 8674.4182 | 3248.4765 | 1542203.3921
[10 empty] | 152 | 1542203.3921 | 8674.4182 | 3273.7864 | 1554151.5967
[10 empty] | 153 | 1554151.5967 | 8674.4182 | 3299.1501 | 1566125.165
[10 empty] | 154 | 1566125.165 | 8674.4182 | 3324.5675 | 1578124.1507
[10 empty] | 155 | 1578124.1507 | 8674.4182 | 3350.0389 | 1590148.6078
[10 empty] | 156 | 1590148.6078 | 8674.4182 | 3375.5644 | 1602198.5904
[10 empty] | 157 | 1602198.5904 | 8674.4182 | 3401.1441 | 1614274.1527
[10 empty] | 158 | 1614274.1527 | 8674.4182 | 3426.7781 | 1626375.349
[10 empty] | 159 | 1626375.349 | 8674.4182 | 3452.4665 | 1638502.2337
[10 empty] | 160 | 1638502.2337 | 8674.4182 | 3478.2094 | 1650654.8613
[10 empty] | 161 | 1650654.8613 | 8674.4182 | 3504.007 | 1662833.2865
[10 empty] | 162 | 1662833.2865 | 8674.4182 | 3529.8593 | 1675037.564
[10 empty] | 163 | 1675037.564 | 8674.4182 | 3555.7666 | 1687267.7487
[10 empty] | 164 | 1687267.7487 | 8674.4182 | 3581.7288 | 1699523.8957
[10 empty] | 165 | 1699523.8957 | 8674.4182 | 3607.7461 | 1711806.0599
[10 empty] | 166 | 1711806.0599 | 8674.4182 | 3633.8186 | 1724114.2968
[10 empty] | 167 | 1724114.2968 | 8674.4182 | 3659.9465 | 1736448.6615
[10 empty] | 168 | 1736448.6615 | 8674.4182 | 3686.1299 | 1748809.2096
[10 empty] | 169 | 1748809.2096 | 8674.4182 | 3712.3689 | 1761195.9966
[10 empty] | 170 | 1761195.9966 | 8674.4182 | 3738.6635 | 1773609.0783
[10 empty] | 171 | 1773609.0783 | 8674.4182 | 3765.014 | 1786048.5105
[10 empty] | 172 | 1786048.5105 | 8674.4182 | 3791.4204 | 1798514.3491
[10 empty] | 173 | 1798514.3491 | 8674.4182 | 3817.8828 | 1811006.6501
[10 empty] | 174 | 1811006.6501 | 8674.4182 | 3844.4015 | 1823525.4697
[10 empty] | 175 | 1823525.4697 | 8674.4182 | 3870.9764 | 1836070.8643
[10 empty] | 176 | 1836070.8643 | 8674.4182 | 3897.6077 | 1848642.8902
[10 empty] | 177 | 1848642.8902 | 8674.4182 | 3924.2956 | 1861241.604
[10 empty] | 178 | 1861241.604 | 8674.4182 | 3951.0401 | 1873867.0623
[10 empty] | 179 | 1873867.0623 | 8674.4182 | 3977.8414 | 1886519.3219
[10 empty] | 180 | 1886519.3219 | 8674.4182 | 4004.6996 | 1899198.4397
[10 empty] | 181 | 1899198.4397 | 8674.4182 | 4031.6148 | 1911904.4728
[10 empty] | 182 | 1911904.4728 | 8674.4182 | 4058.5872 | 1924637.4781
[10 empty] | 183 | 1924637.4781 | 8674.4182 | 4085.6168 | 1937397.5131
[10 empty] | 184 | 1937397.5131 | 8674.4182 | 4112.7038 | 1950184.635
[10 empty] | 185 | 1950184.635 | 8674.4182 | 4139.8482 | 1962998.9014
[10 empty] | 186 | 1962998.9014 | 8674.4182 | 4167.0503 | 1975840.3699
[10 empty] | 187 | 1975840.3699 | 8674.4182 | 4194.3102 | 1988709.0983
[10 empty] | 188 | 1988709.0983 | 8674.4182 | 4221.6279 | 2001605.1444
[10 empty] | 189 | 2001605.1444 | 8674.4182 | 4249.0036 | 2014528.5661
[10 empty] | 190 | 2014528.5661 | 8674.4182 | 4276.4374 | 2027479.4217
[10 empty] | 191 | 2027479.4217 | 8674.4182 | 4303.9295 | 2040457.7694
[10 empty] | 192 | 2040457.7694 | 8674.4182 | 4331.4799 | 2053463.6674
[10 empty] | - | - | - | - | -
[11 empty] | Equals: Amount To Accrue | 1665488.2911 | 387975.3763 | 2053463.6674 | 2.0722e-08

## Bayside GTs 3-6
TAMPA ELECTRIC COMPANY | [10 empty] | TAMPA ELECTRIC COMPANY | [11 empty] | FOSSIL-FUELED GENERATING STATIONS
PROJECTED FUTURE DOLLAR DISMANTLEMENT COST BY PLANT | [10 empty] | COMPUTATION OF ANNUAL ACCRUAL | [11 empty] | ESTIMATED FUTURE DOLLAR DISMANTLEMENT COST
| Intitial Cost |  |  |  |  | Cost |  |  |  |  | Bayside CT 3-6 | Total | Labor | Mat & Eq | Disposal | Salvage | [12 empty] | Total
| Estimates | Capital | Dismantlement | Cost | Inflation | Estimate in | Start | Inflation | Future |  | Year of Study | 2022 | [13 empty] | Capital | Dismantlement | Accumlated | Future
| Are in ___ | Recovery | Component | Estimate | Compound | 2022 | Year of | Compound | Dollar |  | Capital Recovery Year | 2049 | [11 empty] | Recovery | Study | Recovery | Cost at | Reserve @ 12/31/2021 | Dollar
PLANT | Dollars | Year | Costs | Per Study | Multiplier | Dollars | Expenditure | Multiplier | Cost |  | Cost @ Study Year 2022 | 96974.4354 | 716291.8395 | 702137.8372 | 10760.1713 | -1332215.4126 | [6 empty] | PLANT | Period | Date | Year | Study Date |  | Cost
- | - | - | - | - | - | - | - | - | - |  | Total Future Exp | 204584.7775 | 1429613.3871 | 1385762.3862 | 18513.2679 | -2629304.2638 | [6 empty] | - | - | - | - | - | - | -
Bayside CT 3-6 | 2020 | 2049 | Labor | 677350 | 1.0575 | 716291.8395 | 2050 | 1.9959 | 1429613.3871 |  | Amount To Accrue | 204.7775 | 1166013.3871 | 1202192.3862 | -68666.7321 | -2299334.2638 | [6 empty] | Bayside CT 3-6 | 27 | 2022 | 2049 | 96974.4354 | 204380 | 204584.7775 | 0
|  |  | Materials & Eq | 663550 | 1.0582 | 702137.8372 |  | 1.9736 | 1385762.3862 |  | PV of Amount to Accrue | -11591.7186 | 584218.0001 | 609126.6225 | -39910.0691 | -1165026.2722
|  |  | Disposal | 10350 | 1.0396 | 10760.1713 |  | 1.7205 | 18513.2679 |  | Capital Recovery Years | 27
|  |  | Salvage | -1259000 | 1.0582 | -1332215.4126 |  | 1.9736 | -2629304.2638 |  | Compound Average Growth | 2.804% | 2.593% | 2.55% | 2.03% | 2.55%
|  |  |  | - |  | - |  |  | - |  | First Year 2022 Accrual | -314.2838 | 30355.4936 | 31486.4728 | -1934.6696 | -60221.5806
|  |  |  | 92250 |  | 96974.4354 |  |  | 204584.7775 |  | - | - | - | - | - | -
[10 empty] | 0 | Reserve @ 12/31/2021 | 204380 | 263600 | 183570 | 87180 | -329970 | 4-yr Avg | Labor | Mat & Eq | Disposal | Salvage | 0
| Per Last Unit | 2049 | [7 empty] | 1 | 2022 | -314.2838 | 30355.4936 | 31486.4728 | -1934.6696 | -60221.5806
| Station Analysis | [8 empty] | 2 | 2023 | -299.3284 | 31142.4785 | 32289.3873 | -1973.9453 | -61757.249
[10 empty] | 3 | 2024 | -283.4528 | 31949.8665 | 33112.7764 | -2014.0182 | -63332.0775 | [5 empty] | 7.276e-12
[10 empty] | 4 | 2025 | -266.6205 | 32778.1865 | 33957.1622 | -2054.9047 | -64947.0645 | -290.9214 | 31556.5063 | 32711.4497 | -1994.3845 | -62564.4929
[10 empty] | 5 | 2026 | -248.7942 | 33627.9812 | 34823.08 | -2096.6212 | -66603.2342
[10 empty] | 6 | 2027 | -229.935 | 34499.8074 | 35711.0791 | -2139.1847 | -68301.6368
[10 empty] | 7 | 2028 | -210.0027 | 35394.2362 | 36621.7223 | -2182.6121 | -70043.3491 | [5 empty] | 1.0914e-11
[10 empty] | 8 | 2029 | -188.9559 | 36311.8536 | 37555.5873 | -2226.9212 | -71829.4756 | -219.4219 | 34958.4696 | 36177.8672 | -2161.3348 | -69194.4239
[10 empty] | 9 | 2030 | -166.7518 | 37253.2608 | 38513.2661 | -2272.1299 | -73661.1489
[10 empty] | 10 | 2031 | -143.346 | 38219.0746 | 39495.366 | -2318.2563 | -75539.5304
[10 empty] | 11 | 2032 | -118.6928 | 39209.9277 | 40502.5097 | -2365.3191 | -77465.8111 | [5 empty] | 7.276e-12
[10 empty] | 12 | 2033 | -92.7448 | 40226.4693 | 41535.3359 | -2413.3373 | -79441.2127 | -130.3839 | 38727.1831 | 40011.6194 | -2342.2606 | -76526.9258
[10 empty] | 13 | 2034 | -65.4531 | 41269.3653 | 42594.4995 | -2462.3304 | -81466.9875
[10 empty] | 14 | 2035 | -36.7671 | 42339.2991 | 43680.6721 | -2512.318 | -83544.4203
[10 empty] | 15 | 2036 | -6.6347 | 43436.9715 | 44794.5424 | -2563.3205 | -85674.8281 | [5 empty] | -7.276e-12
[10 empty] | 16 | 2037 | 24.9981 | 44563.1018 | 45936.8167 | -2615.3583 | -87859.5621 | -20.9642 | 42902.1845 | 44251.6327 | -2538.3318 | -84636.4495
[10 empty] | 17 | 2038 | 58.1871 | 45718.4278 | 47108.2194 | -2668.4526 | -90100.0074
[10 empty] | 18 | 2039 | 92.9899 | 46903.7062 | 48309.4931 | -2722.6247 | -92397.5847
[10 empty] | 19 | 2040 | 129.4659 | 48119.7137 | 49541.3998 | -2777.8966 | -94753.751 | [5 empty] | 3.638e-12
[10 empty] | 20 | 2041 | 167.6767 | 49367.247 | 50804.7204 | -2834.2906 | -97170.0001 | 112.0799 | 47527.2737 | 48940.9582 | -2750.8161 | -93605.3358
[10 empty] | 21 | 2042 | 207.6856 | 50647.1234 | 52100.2561 | -2891.8294 | -99647.8644
[10 empty] | 22 | 2043 | 249.5583 | 51960.1813 | 53428.8283 | -2950.5363 | -102188.915
[10 empty] | 23 | 2044 | 293.3625 | 53307.2811 | 54791.2795 | -3010.435 | -104794.7631 | [5 empty] | 0
[10 empty] | 24 | 2045 | 339.1681 | 54689.3052 | 56188.4736 | -3071.5497 | -107467.0611 | 272.4436 | 52650.9727 | 54127.2094 | -2981.0876 | -103524.6509
[10 empty] | 25 | 2046 | 387.0472 | 56107.1592 | 57621.2966 | -3133.905 | -110207.5036
[10 empty] | 26 | 2047 | 437.0746 | 57561.7719 | 59090.6571 | -3197.5263 | -113017.8281
[10 empty] | 27 | 2048 | 489.3271 | 59054.0964 | 60597.4866 | -3262.4391 | -115899.8168 | [5 empty] | 3.638e-12
[10 empty] | 28 | 2049 | 0 | 0 | 0 | 0 | 0 | 328.3622 | 43180.7569 | 44327.3601 | -2398.4676 | -84781.2871
[10 empty] | 29 | 2050 | 0 | 0 | 0 | 0 | 0
[10 empty] | 30 | 2051 | 0 | 0 | 0 | 0 | 0
[10 empty] | 31 | 2052 | 0 | 0 | 0 | 0 | 0 | [5 empty] | 0
[10 empty] | 32 | 2053 | 0 | 0 | 0 | 0 | 0 | 0 | 0 | 0 | 0 | 0
[11 empty] | - | - | - | - | - | -
[11 empty] | Equals: Amount To Accrue | 204.7775 | 1166013.3871 | 1202192.3862 | -68666.7321 | -2299334.2638
[12 empty] | 0 | 0 | 0 | 0 | 0 | 0
[11 empty] | Earnings Rate | 2.804%
[11 empty] | Monthly Rate | 0.2307%
[11 empty] | Amount To Accrue | 204.7775
[11 empty] | PV of Amount to Accrue | 97.0658
[11 empty] | Months to Accrue | 324
[11 empty] | Monthly Amount | 0.42569
[11 empty] | - | - | - | -
[10 empty] | 1 | 0 | 0.42569 | 0 | 0.42569
[10 empty] | 2 | 0.42569 | 0.42569 | 0.00098197 | 0.85236
[10 empty] | 3 | 0.85236 | 0.42569 | 0.0019662 | 1.28
[10 empty] | 4 | 1.28 | 0.42569 | 0.0029527 | 1.7087
[10 empty] | 5 | 1.7087 | 0.42569 | 0.0039415 | 2.1383
[10 empty] | 6 | 2.1383 | 0.42569 | 0.0049325 | 2.5689
[10 empty] | 7 | 2.5689 | 0.42569 | 0.0059259 | 3.0005
[10 empty] | 8 | 3.0005 | 0.42569 | 0.0069215 | 3.4331
[10 empty] | 9 | 3.4331 | 0.42569 | 0.0079195 | 3.8667
[10 empty] | 10 | 3.8667 | 0.42569 | 0.0089197 | 4.3013
[10 empty] | 11 | 4.3013 | 0.42569 | 0.0099222 | 4.7369
[10 empty] | 12 | 4.7369 | 0.42569 | 0.010927 | 5.1736
[10 empty] | 13 | 5.1736 | 0.42569 | 0.011934 | 5.6112
[10 empty] | 14 | 5.6112 | 0.42569 | 0.012944 | 6.0498
[10 empty] | 15 | 6.0498 | 0.42569 | 0.013956 | 6.4895
[10 empty] | 16 | 6.4895 | 0.42569 | 0.01497 | 6.9301
[10 empty] | 17 | 6.9301 | 0.42569 | 0.015986 | 7.3718
[10 empty] | 18 | 7.3718 | 0.42569 | 0.017005 | 7.8145
[10 empty] | 19 | 7.8145 | 0.42569 | 0.018026 | 8.2582
[10 empty] | 20 | 8.2582 | 0.42569 | 0.01905 | 8.7029
[10 empty] | 21 | 8.7029 | 0.42569 | 0.020076 | 9.1487
[10 empty] | 22 | 9.1487 | 0.42569 | 0.021104 | 9.5955
[10 empty] | 23 | 9.5955 | 0.42569 | 0.022135 | 10.0433
[10 empty] | 24 | 10.0433 | 0.42569 | 0.023168 | 10.4922
[10 empty] | 25 | 10.4922 | 0.42569 | 0.024203 | 10.9421
[10 empty] | 26 | 10.9421 | 0.42569 | 0.025241 | 11.393
[10 empty] | 27 | 11.393 | 0.42569 | 0.026281 | 11.845
[10 empty] | 28 | 11.845 | 0.42569 | 0.027324 | 12.298
[10 empty] | 29 | 12.298 | 0.42569 | 0.028369 | 12.752
[10 empty] | 30 | 12.752 | 0.42569 | 0.029416 | 13.2071
[10 empty] | 31 | 13.2071 | 0.42569 | 0.030466 | 13.6633
[10 empty] | 32 | 13.6633 | 0.42569 | 0.031518 | 14.1205
[10 empty] | 33 | 14.1205 | 0.42569 | 0.032573 | 14.5787
[10 empty] | 34 | 14.5787 | 0.42569 | 0.03363 | 15.0381
[10 empty] | 35 | 15.0381 | 0.42569 | 0.034689 | 15.4984
[10 empty] | 36 | 15.4984 | 0.42569 | 0.035751 | 15.9599
[10 empty] | 37 | 15.9599 | 0.42569 | 0.036816 | 16.4224
[10 empty] | 38 | 16.4224 | 0.42569 | 0.037883 | 16.886
[10 empty] | 39 | 16.886 | 0.42569 | 0.038952 | 17.3506
[10 empty] | 40 | 17.3506 | 0.42569 | 0.040024 | 17.8163
[10 empty] | 41 | 17.8163 | 0.42569 | 0.041098 | 18.2831
[10 empty] | 42 | 18.2831 | 0.42569 | 0.042175 | 18.751
[10 empty] | 43 | 18.751 | 0.42569 | 0.043254 | 19.2199
[10 empty] | 44 | 19.2199 | 0.42569 | 0.044336 | 19.6899
[10 empty] | 45 | 19.6899 | 0.42569 | 0.04542 | 20.161
[10 empty] | 46 | 20.161 | 0.42569 | 0.046507 | 20.6332
[10 empty] | 47 | 20.6332 | 0.42569 | 0.047596 | 21.1065
[10 empty] | 48 | 21.1065 | 0.42569 | 0.048688 | 21.5809
[10 empty] | 49 | 21.5809 | 0.42569 | 0.049782 | 22.0564
[10 empty] | 50 | 22.0564 | 0.42569 | 0.050879 | 22.5329
[10 empty] | 51 | 22.5329 | 0.42569 | 0.051978 | 23.0106
[10 empty] | 52 | 23.0106 | 0.42569 | 0.05308 | 23.4894
[10 empty] | 53 | 23.4894 | 0.42569 | 0.054185 | 23.9692
[10 empty] | 54 | 23.9692 | 0.42569 | 0.055292 | 24.4502
[10 empty] | 55 | 24.4502 | 0.42569 | 0.056401 | 24.9323
[10 empty] | 56 | 24.9323 | 0.42569 | 0.057513 | 25.4155
[10 empty] | 57 | 25.4155 | 0.42569 | 0.058628 | 25.8998
[10 empty] | 58 | 25.8998 | 0.42569 | 0.059745 | 26.3852
[10 empty] | 59 | 26.3852 | 0.42569 | 0.060865 | 26.8718
[10 empty] | 60 | 26.8718 | 0.42569 | 0.061987 | 27.3595
[10 empty] | 61 | 27.3595 | 0.42569 | 0.063112 | 27.8483
[10 empty] | 62 | 27.8483 | 0.42569 | 0.06424 | 28.3382
[10 empty] | 63 | 28.3382 | 0.42569 | 0.06537 | 28.8293
[10 empty] | 64 | 28.8293 | 0.42569 | 0.066503 | 29.3214
[10 empty] | 65 | 29.3214 | 0.42569 | 0.067638 | 29.8148
[10 empty] | 66 | 29.8148 | 0.42569 | 0.068776 | 30.3092
[10 empty] | 67 | 30.3092 | 0.42569 | 0.069917 | 30.8048
[10 empty] | 68 | 30.8048 | 0.42569 | 0.07106 | 31.3016
[10 empty] | 69 | 31.3016 | 0.42569 | 0.072206 | 31.7995
[10 empty] | 70 | 31.7995 | 0.42569 | 0.073354 | 32.2985
[10 empty] | 71 | 32.2985 | 0.42569 | 0.074505 | 32.7987
[10 empty] | 72 | 32.7987 | 0.42569 | 0.075659 | 33.3001
[10 empty] | 73 | 33.3001 | 0.42569 | 0.076816 | 33.8026
[10 empty] | 74 | 33.8026 | 0.42569 | 0.077975 | 34.3062
[10 empty] | 75 | 34.3062 | 0.42569 | 0.079137 | 34.8111
[10 empty] | 76 | 34.8111 | 0.42569 | 0.080301 | 35.317
[10 empty] | 77 | 35.317 | 0.42569 | 0.081469 | 35.8242
[10 empty] | 78 | 35.8242 | 0.42569 | 0.082638 | 36.3325
[10 empty] | 79 | 36.3325 | 0.42569 | 0.083811 | 36.842
[10 empty] | 80 | 36.842 | 0.42569 | 0.084986 | 37.3527
[10 empty] | 81 | 37.3527 | 0.42569 | 0.086164 | 37.8645
[10 empty] | 82 | 37.8645 | 0.42569 | 0.087345 | 38.3776
[10 empty] | 83 | 38.3776 | 0.42569 | 0.088529 | 38.8918
[10 empty] | 84 | 38.8918 | 0.42569 | 0.089715 | 39.4072
[10 empty] | 85 | 39.4072 | 0.42569 | 0.090904 | 39.9238
[10 empty] | 86 | 39.9238 | 0.42569 | 0.092095 | 40.4416
[10 empty] | 87 | 40.4416 | 0.42569 | 0.09329 | 40.9606
[10 empty] | 88 | 40.9606 | 0.42569 | 0.094487 | 41.4807
[10 empty] | 89 | 41.4807 | 0.42569 | 0.095687 | 42.0021
[10 empty] | 90 | 42.0021 | 0.42569 | 0.096889 | 42.5247
[10 empty] | 91 | 42.5247 | 0.42569 | 0.098095 | 43.0485
[10 empty] | 92 | 43.0485 | 0.42569 | 0.099303 | 43.5735
[10 empty] | 93 | 43.5735 | 0.42569 | 0.10051 | 44.0997
[10 empty] | 94 | 44.0997 | 0.42569 | 0.10173 | 44.6271
[10 empty] | 95 | 44.6271 | 0.42569 | 0.10294 | 45.1557
[10 empty] | 96 | 45.1557 | 0.42569 | 0.10416 | 45.6856
[10 empty] | 97 | 45.6856 | 0.42569 | 0.10539 | 46.2166
[10 empty] | 98 | 46.2166 | 0.42569 | 0.10661 | 46.7489
[10 empty] | 99 | 46.7489 | 0.42569 | 0.10784 | 47.2825
[10 empty] | 100 | 47.2825 | 0.42569 | 0.10907 | 47.8172
[10 empty] | 101 | 47.8172 | 0.42569 | 0.1103 | 48.3532
[10 empty] | 102 | 48.3532 | 0.42569 | 0.11154 | 48.8904
[10 empty] | 103 | 48.8904 | 0.42569 | 0.11278 | 49.4289
[10 empty] | 104 | 49.4289 | 0.42569 | 0.11402 | 49.9686
[10 empty] | 105 | 49.9686 | 0.42569 | 0.11527 | 50.5096
[10 empty] | 106 | 50.5096 | 0.42569 | 0.11651 | 51.0518
[10 empty] | 107 | 51.0518 | 0.42569 | 0.11777 | 51.5952
[10 empty] | 108 | 51.5952 | 0.42569 | 0.11902 | 52.1399
[10 empty] | 109 | 52.1399 | 0.42569 | 0.12028 | 52.6859
[10 empty] | 110 | 52.6859 | 0.42569 | 0.12153 | 53.2331
[10 empty] | 111 | 53.2331 | 0.42569 | 0.1228 | 53.7816
[10 empty] | 112 | 53.7816 | 0.42569 | 0.12406 | 54.3313
[10 empty] | 113 | 54.3313 | 0.42569 | 0.12533 | 54.8824
[10 empty] | 114 | 54.8824 | 0.42569 | 0.1266 | 55.4346
[10 empty] | 115 | 55.4346 | 0.42569 | 0.12788 | 55.9882
[10 empty] | 116 | 55.9882 | 0.42569 | 0.12915 | 56.5431
[10 empty] | 117 | 56.5431 | 0.42569 | 0.13043 | 57.0992
[10 empty] | 118 | 57.0992 | 0.42569 | 0.13172 | 57.6566
[10 empty] | 119 | 57.6566 | 0.42569 | 0.133 | 58.2153
[10 empty] | 120 | 58.2153 | 0.42569 | 0.13429 | 58.7752
[10 empty] | 121 | 58.7752 | 0.42569 | 0.13558 | 59.3365
[10 empty] | 122 | 59.3365 | 0.42569 | 0.13688 | 59.8991
[10 empty] | 123 | 59.8991 | 0.42569 | 0.13817 | 60.4629
[10 empty] | 124 | 60.4629 | 0.42569 | 0.13947 | 61.0281
[10 empty] | 125 | 61.0281 | 0.42569 | 0.14078 | 61.5946
[10 empty] | 126 | 61.5946 | 0.42569 | 0.14208 | 62.1623
[10 empty] | 127 | 62.1623 | 0.42569 | 0.14339 | 62.7314
[10 empty] | 128 | 62.7314 | 0.42569 | 0.14471 | 63.3018
[10 empty] | 129 | 63.3018 | 0.42569 | 0.14602 | 63.8735
[10 empty] | 130 | 63.8735 | 0.42569 | 0.14734 | 64.4466
[10 empty] | 131 | 64.4466 | 0.42569 | 0.14866 | 65.0209
[10 empty] | 132 | 65.0209 | 0.42569 | 0.14999 | 65.5966
[10 empty] | 133 | 65.5966 | 0.42569 | 0.15132 | 66.1736
[10 empty] | 134 | 66.1736 | 0.42569 | 0.15265 | 66.7519
[10 empty] | 135 | 66.7519 | 0.42569 | 0.15398 | 67.3316
[10 empty] | 136 | 67.3316 | 0.42569 | 0.15532 | 67.9126
[10 empty] | 137 | 67.9126 | 0.42569 | 0.15666 | 68.4949
[10 empty] | 138 | 68.4949 | 0.42569 | 0.158 | 69.0786
[10 empty] | 139 | 69.0786 | 0.42569 | 0.15935 | 69.6637
[10 empty] | 140 | 69.6637 | 0.42569 | 0.1607 | 70.2501
[10 empty] | 141 | 70.2501 | 0.42569 | 0.16205 | 70.8378
[10 empty] | 142 | 70.8378 | 0.42569 | 0.16341 | 71.4269
[10 empty] | 143 | 71.4269 | 0.42569 | 0.16477 | 72.0173
[10 empty] | 144 | 72.0173 | 0.42569 | 0.16613 | 72.6092
[10 empty] | 145 | 72.6092 | 0.42569 | 0.16749 | 73.2023
[10 empty] | 146 | 73.2023 | 0.42569 | 0.16886 | 73.7969
[10 empty] | 147 | 73.7969 | 0.42569 | 0.17023 | 74.3928
[10 empty] | 148 | 74.3928 | 0.42569 | 0.17161 | 74.9901
[10 empty] | 149 | 74.9901 | 0.42569 | 0.17299 | 75.5888
[10 empty] | 150 | 75.5888 | 0.42569 | 0.17437 | 76.1888
[10 empty] | 151 | 76.1888 | 0.42569 | 0.17575 | 76.7903
[10 empty] | 152 | 76.7903 | 0.42569 | 0.17714 | 77.3931
[10 empty] | 153 | 77.3931 | 0.42569 | 0.17853 | 77.9973
[10 empty] | 154 | 77.9973 | 0.42569 | 0.17992 | 78.6029
[10 empty] | 155 | 78.6029 | 0.42569 | 0.18132 | 79.2099
[10 empty] | 156 | 79.2099 | 0.42569 | 0.18272 | 79.8183
[10 empty] | 157 | 79.8183 | 0.42569 | 0.18412 | 80.4281
[10 empty] | 158 | 80.4281 | 0.42569 | 0.18553 | 81.0394
[10 empty] | 159 | 81.0394 | 0.42569 | 0.18694 | 81.652
[10 empty] | 160 | 81.652 | 0.42569 | 0.18835 | 82.266
[10 empty] | 161 | 82.266 | 0.42569 | 0.18977 | 82.8815
[10 empty] | 162 | 82.8815 | 0.42569 | 0.19119 | 83.4984
[10 empty] | 163 | 83.4984 | 0.42569 | 0.19261 | 84.1167
[10 empty] | 164 | 84.1167 | 0.42569 | 0.19404 | 84.7364
[10 empty] | 165 | 84.7364 | 0.42569 | 0.19547 | 85.3575
[10 empty] | 166 | 85.3575 | 0.42569 | 0.1969 | 85.9801
[10 empty] | 167 | 85.9801 | 0.42569 | 0.19834 | 86.6042
[10 empty] | 168 | 86.6042 | 0.42569 | 0.19978 | 87.2296
[10 empty] | 169 | 87.2296 | 0.42569 | 0.20122 | 87.8565
[10 empty] | 170 | 87.8565 | 0.42569 | 0.20267 | 88.4849
[10 empty] | 171 | 88.4849 | 0.42569 | 0.20411 | 89.1147
[10 empty] | 172 | 89.1147 | 0.42569 | 0.20557 | 89.7459
[10 empty] | 173 | 89.7459 | 0.42569 | 0.20702 | 90.3787
[10 empty] | 174 | 90.3787 | 0.42569 | 0.20848 | 91.0128
[10 empty] | 175 | 91.0128 | 0.42569 | 0.20995 | 91.6485
[10 empty] | 176 | 91.6485 | 0.42569 | 0.21141 | 92.2856
[10 empty] | 177 | 92.2856 | 0.42569 | 0.21288 | 92.9241
[10 empty] | 178 | 92.9241 | 0.42569 | 0.21436 | 93.5642
[10 empty] | 179 | 93.5642 | 0.42569 | 0.21583 | 94.2057
[10 empty] | 180 | 94.2057 | 0.42569 | 0.21731 | 94.8487
[10 empty] | 181 | 94.8487 | 0.42569 | 0.21879 | 95.4932
[10 empty] | 182 | 95.4932 | 0.42569 | 0.22028 | 96.1391
[10 empty] | 183 | 96.1391 | 0.42569 | 0.22177 | 96.7866
[10 empty] | 184 | 96.7866 | 0.42569 | 0.22327 | 97.4356
[10 empty] | 185 | 97.4356 | 0.42569 | 0.22476 | 98.086
[10 empty] | 186 | 98.086 | 0.42569 | 0.22626 | 98.738
[10 empty] | 187 | 98.738 | 0.42569 | 0.22777 | 99.3914
[10 empty] | 188 | 99.3914 | 0.42569 | 0.22927 | 100.0464
[10 empty] | 189 | 100.0464 | 0.42569 | 0.23078 | 100.7028
[10 empty] | 190 | 100.7028 | 0.42569 | 0.2323 | 101.3608
[10 empty] | 191 | 101.3608 | 0.42569 | 0.23382 | 102.0203
[10 empty] | 192 | 102.0203 | 0.42569 | 0.23534 | 102.6814
[10 empty] | 193 | 102.6814 | 0.42569 | 0.23686 | 103.3439
[10 empty] | 194 | 103.3439 | 0.42569 | 0.23839 | 104.008
[10 empty] | 195 | 104.008 | 0.42569 | 0.23992 | 104.6736
[10 empty] | 196 | 104.6736 | 0.42569 | 0.24146 | 105.3407
[10 empty] | 197 | 105.3407 | 0.42569 | 0.243 | 106.0094
[10 empty] | 198 | 106.0094 | 0.42569 | 0.24454 | 106.6797
[10 empty] | 199 | 106.6797 | 0.42569 | 0.24609 | 107.3514
[10 empty] | 200 | 107.3514 | 0.42569 | 0.24764 | 108.0248
[10 empty] | 201 | 108.0248 | 0.42569 | 0.24919 | 108.6996
[10 empty] | 202 | 108.6996 | 0.42569 | 0.25075 | 109.3761
[10 empty] | 203 | 109.3761 | 0.42569 | 0.25231 | 110.0541
[10 empty] | 204 | 110.0541 | 0.42569 | 0.25387 | 110.7336
[10 empty] | 205 | 110.7336 | 0.42569 | 0.25544 | 111.4147
[10 empty] | 206 | 111.4147 | 0.42569 | 0.25701 | 112.0974
[10 empty] | 207 | 112.0974 | 0.42569 | 0.25858 | 112.7817
[10 empty] | 208 | 112.7817 | 0.42569 | 0.26016 | 113.4676
[10 empty] | 209 | 113.4676 | 0.42569 | 0.26174 | 114.155
[10 empty] | 210 | 114.155 | 0.42569 | 0.26333 | 114.844
[10 empty] | 211 | 114.844 | 0.42569 | 0.26492 | 115.5346
[10 empty] | 212 | 115.5346 | 0.42569 | 0.26651 | 116.2268
[10 empty] | 213 | 116.2268 | 0.42569 | 0.26811 | 116.9206
[10 empty] | 214 | 116.9206 | 0.42569 | 0.26971 | 117.616
[10 empty] | 215 | 117.616 | 0.42569 | 0.27131 | 118.313
[10 empty] | 216 | 118.313 | 0.42569 | 0.27292 | 119.0116
[10 empty] | 217 | 119.0116 | 0.42569 | 0.27453 | 119.7118
[10 empty] | 218 | 119.7118 | 0.42569 | 0.27615 | 120.4137
[10 empty] | 219 | 120.4137 | 0.42569 | 0.27777 | 121.1171
[10 empty] | 220 | 121.1171 | 0.42569 | 0.27939 | 121.8222
[10 empty] | 221 | 121.8222 | 0.42569 | 0.28102 | 122.5289
[10 empty] | 222 | 122.5289 | 0.42569 | 0.28265 | 123.2373
[10 empty] | 223 | 123.2373 | 0.42569 | 0.28428 | 123.9472
[10 empty] | 224 | 123.9472 | 0.42569 | 0.28592 | 124.6588
[10 empty] | 225 | 124.6588 | 0.42569 | 0.28756 | 125.3721
[10 empty] | 226 | 125.3721 | 0.42569 | 0.28921 | 126.087
[10 empty] | 227 | 126.087 | 0.42569 | 0.29085 | 126.8035
[10 empty] | 228 | 126.8035 | 0.42569 | 0.29251 | 127.5217
[10 empty] | 229 | 127.5217 | 0.42569 | 0.29416 | 128.2416
[10 empty] | 230 | 128.2416 | 0.42569 | 0.29582 | 128.9631
[10 empty] | 231 | 128.9631 | 0.42569 | 0.29749 | 129.6862
[10 empty] | 232 | 129.6862 | 0.42569 | 0.29916 | 130.4111
[10 empty] | 233 | 130.4111 | 0.42569 | 0.30083 | 131.1376
[10 empty] | 234 | 131.1376 | 0.42569 | 0.30251 | 131.8658
[10 empty] | 235 | 131.8658 | 0.42569 | 0.30419 | 132.5957
[10 empty] | 236 | 132.5957 | 0.42569 | 0.30587 | 133.3272
[10 empty] | 237 | 133.3272 | 0.42569 | 0.30756 | 134.0605
[10 empty] | 238 | 134.0605 | 0.42569 | 0.30925 | 134.7954
[10 empty] | 239 | 134.7954 | 0.42569 | 0.31094 | 135.532
[10 empty] | 240 | 135.532 | 0.42569 | 0.31264 | 136.2704
[10 empty] | 241 | 136.2704 | 0.42569 | 0.31435 | 137.0104
[10 empty] | 242 | 137.0104 | 0.42569 | 0.31605 | 137.7521
[10 empty] | 243 | 137.7521 | 0.42569 | 0.31776 | 138.4956
[10 empty] | 244 | 138.4956 | 0.42569 | 0.31948 | 139.2408
[10 empty] | 245 | 139.2408 | 0.42569 | 0.3212 | 139.9876
[10 empty] | 246 | 139.9876 | 0.42569 | 0.32292 | 140.7363
[10 empty] | 247 | 140.7363 | 0.42569 | 0.32465 | 141.4866
[10 empty] | 248 | 141.4866 | 0.42569 | 0.32638 | 142.2387
[10 empty] | 249 | 142.2387 | 0.42569 | 0.32811 | 142.9925
[10 empty] | 250 | 142.9925 | 0.42569 | 0.32985 | 143.748
[10 empty] | 251 | 143.748 | 0.42569 | 0.33159 | 144.5053
[10 empty] | 252 | 144.5053 | 0.42569 | 0.33334 | 145.2643
[10 empty] | 253 | 145.2643 | 0.42569 | 0.33509 | 146.0251
[10 empty] | 254 | 146.0251 | 0.42569 | 0.33685 | 146.7876
[10 empty] | 255 | 146.7876 | 0.42569 | 0.33861 | 147.5519
[10 empty] | 256 | 147.5519 | 0.42569 | 0.34037 | 148.318
[10 empty] | 257 | 148.318 | 0.42569 | 0.34214 | 149.0858
[10 empty] | 258 | 149.0858 | 0.42569 | 0.34391 | 149.8554
[10 empty] | 259 | 149.8554 | 0.42569 | 0.34568 | 150.6268
[10 empty] | 260 | 150.6268 | 0.42569 | 0.34746 | 151.3999
[10 empty] | 261 | 151.3999 | 0.42569 | 0.34925 | 152.1748
[10 empty] | 262 | 152.1748 | 0.42569 | 0.35103 | 152.9516
[10 empty] | 263 | 152.9516 | 0.42569 | 0.35283 | 153.7301
[10 empty] | 264 | 153.7301 | 0.42569 | 0.35462 | 154.5104
[10 empty] | 265 | 154.5104 | 0.42569 | 0.35642 | 155.2925
[10 empty] | 266 | 155.2925 | 0.42569 | 0.35823 | 156.0764
[10 empty] | 267 | 156.0764 | 0.42569 | 0.36003 | 156.8621
[10 empty] | 268 | 156.8621 | 0.42569 | 0.36185 | 157.6497
[10 empty] | 269 | 157.6497 | 0.42569 | 0.36366 | 158.439
[10 empty] | 270 | 158.439 | 0.42569 | 0.36548 | 159.2302
[10 empty] | 271 | 159.2302 | 0.42569 | 0.36731 | 160.0232
[10 empty] | 272 | 160.0232 | 0.42569 | 0.36914 | 160.818
[10 empty] | 273 | 160.818 | 0.42569 | 0.37097 | 161.6147
[10 empty] | 274 | 161.6147 | 0.42569 | 0.37281 | 162.4132
[10 empty] | 275 | 162.4132 | 0.42569 | 0.37465 | 163.2135
[10 empty] | 276 | 163.2135 | 0.42569 | 0.3765 | 164.0157
[10 empty] | 277 | 164.0157 | 0.42569 | 0.37835 | 164.8197
[10 empty] | 278 | 164.8197 | 0.42569 | 0.3802 | 165.6256
[10 empty] | 279 | 165.6256 | 0.42569 | 0.38206 | 166.4334
[10 empty] | 280 | 166.4334 | 0.42569 | 0.38392 | 167.243
[10 empty] | 281 | 167.243 | 0.42569 | 0.38579 | 168.0545
[10 empty] | 282 | 168.0545 | 0.42569 | 0.38766 | 168.8678
[10 empty] | 283 | 168.8678 | 0.42569 | 0.38954 | 169.683
[10 empty] | 284 | 169.683 | 0.42569 | 0.39142 | 170.5001
[10 empty] | 285 | 170.5001 | 0.42569 | 0.39331 | 171.3191
[10 empty] | 286 | 171.3191 | 0.42569 | 0.3952 | 172.14
[10 empty] | 287 | 172.14 | 0.42569 | 0.39709 | 172.9628
[10 empty] | 288 | 172.9628 | 0.42569 | 0.39899 | 173.7875
[10 empty] | 289 | 173.7875 | 0.42569 | 0.40089 | 174.614
[10 empty] | 290 | 174.614 | 0.42569 | 0.4028 | 175.4425
[10 empty] | 291 | 175.4425 | 0.42569 | 0.40471 | 176.2729
[10 empty] | 292 | 176.2729 | 0.42569 | 0.40662 | 177.1052
[10 empty] | 293 | 177.1052 | 0.42569 | 0.40854 | 177.9395
[10 empty] | 294 | 177.9395 | 0.42569 | 0.41047 | 178.7756
[10 empty] | 295 | 178.7756 | 0.42569 | 0.4124 | 179.6137
[10 empty] | 296 | 179.6137 | 0.42569 | 0.41433 | 180.4537
[10 empty] | 297 | 180.4537 | 0.42569 | 0.41627 | 181.2957
[10 empty] | 298 | 181.2957 | 0.42569 | 0.41821 | 182.1396
[10 empty] | 299 | 182.1396 | 0.42569 | 0.42016 | 182.9854
[10 empty] | 300 | 182.9854 | 0.42569 | 0.42211 | 183.8332
[10 empty] | 301 | 183.8332 | 0.42569 | 0.42406 | 184.683
[10 empty] | 302 | 184.683 | 0.42569 | 0.42602 | 185.5347
[10 empty] | 303 | 185.5347 | 0.42569 | 0.42799 | 186.3883
[10 empty] | 304 | 186.3883 | 0.42569 | 0.42996 | 187.244
[10 empty] | 305 | 187.244 | 0.42569 | 0.43193 | 188.1016
[10 empty] | 306 | 188.1016 | 0.42569 | 0.43391 | 188.9612
[10 empty] | 307 | 188.9612 | 0.42569 | 0.43589 | 189.8228
[10 empty] | 308 | 189.8228 | 0.42569 | 0.43788 | 190.6863
[10 empty] | 309 | 190.6863 | 0.42569 | 0.43987 | 191.5519
[10 empty] | 310 | 191.5519 | 0.42569 | 0.44187 | 192.4195
[10 empty] | 311 | 192.4195 | 0.42569 | 0.44387 | 193.289
[10 empty] | 312 | 193.289 | 0.42569 | 0.44587 | 194.1606
[10 empty] | 313 | 194.1606 | 0.42569 | 0.44789 | 195.0342
[10 empty] | 314 | 195.0342 | 0.42569 | 0.4499 | 195.9097
[10 empty] | 315 | 195.9097 | 0.42569 | 0.45192 | 196.7873
[10 empty] | 316 | 196.7873 | 0.42569 | 0.45394 | 197.667
[10 empty] | 317 | 197.667 | 0.42569 | 0.45597 | 198.5486
[10 empty] | 318 | 198.5486 | 0.42569 | 0.45801 | 199.4323
[10 empty] | 319 | 199.4323 | 0.42569 | 0.46005 | 200.3181
[10 empty] | 320 | 200.3181 | 0.42569 | 0.46209 | 201.2058
[10 empty] | 321 | 201.2058 | 0.42569 | 0.46414 | 202.0957
[10 empty] | 322 | 202.0957 | 0.42569 | 0.46619 | 202.9875
[10 empty] | 323 | 202.9875 | 0.42569 | 0.46825 | 203.8815
[10 empty] | 324 | 203.8815 | 0.42569 | 0.47031 | 204.7775
[10 empty] | - | - | - | - | -
[11 empty] | Equals: Amount To Accrue | 137.9228 | 66.8547 | 204.7775 | 7.3896e-13

## Big Bend Common (Handling)
TAMPA ELECTRIC COMPANY | [10 empty] | TAMPA ELECTRIC COMPANY | [11 empty] | FOSSIL-FUELED GENERATING STATIONS
PROJECTED FUTURE DOLLAR DISMANTLEMENT COST BY PLANT | [10 empty] | COMPUTATION OF ANNUAL ACCRUAL | [11 empty] | ESTIMATED FUTURE DOLLAR DISMANTLEMENT COST
| Intitial Cost |  |  |  |  | Cost |  |  |  |  | Big Bend Common (Handling) | Total | Labor | Mat & Eq | Disposal | Salvage | [12 empty] | Total
| Estimates | Capital | Dismantlement | Cost | Inflation | Estimate in | Start | Inflation | Future |  | Year of Study | 2022 | [13 empty] | Capital | Dismantlement | Accumlated | Future
| Are in ___ | Recovery | Component | Estimate | Compound | 2022 | Year of | Compound | Dollar |  | Capital Recovery Year | 2045 | [11 empty] | Recovery | Study | Recovery | Cost at | Reserve @ 12/31/2021 | Dollar
PLANT | Dollars | Year | Costs | Per Study | Multiplier | Dollars | Expenditure | Multiplier | Cost |  | Cost @ Study Year 2022 | 72944683.1292 | 2375072.9415 | 2324234.435 | 68886616.8488 | -641241.0961 | [6 empty] | PLANT | Period | Date | Year | Study Date |  | Cost
- | - | - | - | - | - | - | - | - | - |  | Total Future Exp | 117812134.3054 | 4277744.7364 | 4171008.3962 | 110514135.1396 | -1150753.9668 | [6 empty] | - | - | - | - | - | - | -
Big Bend Common (Handling) | 2020 | 2045 | Labor | 2245950 | 1.0575 | 2375072.9415 | 2046 | 1.8011 | 4277744.7364 |  | Amount To Accrue | 49657169.3054 | -1679199.2636 | 2681489.3962 | 47464596.1396 | 1190283.0332 | [6 empty] | Big Bend Common (Handling) | 23 | 2022 | 2045 | 72944683.1292 | 68154965 | 117812134.3054 | 0
|  |  | Materials & Eq | 2196500 | 1.0582 | 2324234.435 |  | 1.7946 | 4171008.3962 |  | PV of Amount to Accrue | 30811209.3745 | -932318.5417 | 1494221.3968 | 29586038.4196 | 663268.0998
|  |  | Disposal | 66260700 | 1.0396 | 68886616.8488 |  | 1.6043 | 110514135.1396 |  | Capital Recovery Years | 23
|  |  | Salvage | -606000 | 1.0582 | -641241.0961 |  | 1.7946 | -1150753.9668 |  | Compound Average Growth | 2.106% | 2.591% | 2.575% | 2.076% | 2.575%
|  |  |  | - |  | - |  |  | - |  | First Year 2022 Accrual | 1702090.7955 | -54315.7173 | 86902.0402 | 1630929.6328 | 38574.8398
|  |  |  | 70097150 |  | 72944683.1292 |  |  | 117812134.3054 |  | - | - | - | - | - | -
[10 empty] | 0 | Reserve @ 12/31/2021 | 68154965 | 5956944 | 1489519 | 63049539 | -2341037 | 4-yr Avg | Labor | Mat & Eq | Disposal | Salvage | 0
| Per Last Unit | 2045 | [7 empty] | 1 | 2022 | 1702090.7955 | -54315.7173 | 86902.0402 | 1630929.6328 | 38574.8398
| Station Analysis | [8 empty] | 2 | 2023 | 1737779.0731 | -55723.1762 | 89139.8216 | 1664794.2618 | 39568.1659
[10 empty] | 3 | 2024 | 1774217.2481 | -57167.106 | 91435.2273 | 1699362.056 | 40587.0707
[10 empty] | 4 | 2025 | 1811421.1185 | -58648.4517 | 93789.7412 | 1734647.616 | 41632.213 | 1756377.0588 | -56463.6128 | 90316.7076 | 1682433.3917 | 40090.5724 | 0
[10 empty] | 5 | 2026 | 1849406.8162 | -60168.1828 | 96204.8852 | 1770665.8455 | 42704.2683
[10 empty] | 6 | 2027 | 1888190.8141 | -61727.2941 | 98682.2207 | 1807431.9577 | 43803.9297
[10 empty] | 7 | 2028 | 1927789.9329 | -63326.8059 | 101223.3492 | 1844961.4816 | 44931.9081
[10 empty] | 8 | 2029 | 1968221.3493 | -64967.7651 | 103829.9132 | 1883270.2686 | 46088.9326 | 1908402.2281 | -62547.512 | 99985.0921 | 1826582.3884 | 44382.2597 | 0
[10 empty] | 9 | 2030 | 2009502.6028 | -66651.2458 | 106503.5979 | 1922374.4995 | 47275.7512
[10 empty] | 10 | 2031 | 2051651.6037 | -68378.3498 | 109246.1316 | 1962290.6907 | 48493.1311
[10 empty] | 11 | 2032 | 2094686.6411 | -70150.2075 | 112059.2873 | 2003035.7019 | 49741.8594
[10 empty] | 12 | 2033 | 2138626.3908 | -71967.9785 | 114944.8835 | 2044626.7426 | 51022.7431 | 2073616.8096 | -69286.9454 | 110688.4751 | 1983081.9087 | 49133.3712 | 0
[10 empty] | 13 | 2034 | 2183489.9233 | -73832.8526 | 117904.7856 | 2087081.3799 | 52336.6104
[10 empty] | 14 | 2035 | 2229296.7127 | -75746.0503 | 120940.907 | 2130417.5454 | 53684.3106
[10 empty] | 15 | 2036 | 2276066.6446 | -77708.8239 | 124055.2104 | 2174653.5432 | 55066.7149
[10 empty] | 16 | 2037 | 2323820.0255 | -79722.458 | 127249.7091 | 2219808.0574 | 56484.717 | 2253168.3265 | -76752.5462 | 122537.653 | 2152990.1315 | 54393.0882 | 0
[10 empty] | 17 | 2038 | 2372577.5913 | -81788.2704 | 130526.468 | 2265900.1601 | 57939.2335
[10 empty] | 18 | 2039 | 2422360.5164 | -83907.6134 | 133887.6056 | 2312949.3195 | 59431.2047
[10 empty] | 19 | 2040 | 2473190.4235 | -86081.8739 | 137335.2945 | 2360975.4077 | 60961.5951
[10 empty] | 20 | 2041 | 2525089.3924 | -88312.475 | 140871.7636 | 2409998.7098 | 62531.394 | 2448304.4809 | -85022.5582 | 135655.2829 | 2337455.8993 | 60215.8569 | 0
[10 empty] | 21 | 2042 | 2578079.9704 | -90600.8768 | 144499.2989 | 2460039.932 | 64141.6162
[10 empty] | 22 | 2043 | 2632185.1816 | -92948.5768 | 148220.2455 | 2511120.2102 | 65793.3027
[10 empty] | 23 | 2044 | 2687428.5376 | -95357.1118 | 152037.0088 | 2563261.1196 | 67487.521
[10 empty] | 24 | 2045 | 0 | 0 | 0 | 0 | 0 | 1974423.4224 | -69726.6414 | 111189.1383 | 1883605.3154 | 49355.61 | 0
[10 empty] | 25 | 2046 | 0 | 0 | 0 | 0 | 0
[10 empty] | 26 | 2047 | 0 | 0 | 0 | 0 | 0
[10 empty] | 27 | 2048 | 0 | 0 | 0 | 0 | 0
[10 empty] | 28 | 2049 | 0 | 0 | 0 | 0 | 0 | 0 | 0 | 0 | 0 | 0 | 0
[11 empty] | - | - | - | - | - | -
[11 empty] | Equals: Amount To Accrue | 49657169.3054 | -1679199.2636 | 2681489.3962 | 47464596.1396 | 1190283.0332
[12 empty] | 0 | 0 | 0 | 0 | 0 | 0
[11 empty] | Earnings Rate | 2.106%
[11 empty] | Monthly Rate | 0.1738%
[11 empty] | Amount To Accrue | 49657169.3054
[11 empty] | PV of Amount to Accrue | 30745784.3916
[11 empty] | Months to Accrue | 276
[11 empty] | Monthly Amount | 140346.3778
[11 empty] | - | - | - | -
[10 empty] | 1 | 0 | 140346.3778 | 0 | 140346.3778
[10 empty] | 2 | 140346.3778 | 140346.3778 | 243.9822 | 280936.7379
[10 empty] | 3 | 280936.7379 | 140346.3778 | 488.3886 | 421771.5043
[10 empty] | 4 | 421771.5043 | 140346.3778 | 733.2199 | 562851.102
[10 empty] | 5 | 562851.102 | 140346.3778 | 978.4768 | 704175.9566
[10 empty] | 6 | 704175.9566 | 140346.3778 | 1224.16 | 845746.4945
[10 empty] | 7 | 845746.4945 | 140346.3778 | 1470.2704 | 987563.1427
[10 empty] | 8 | 987563.1427 | 140346.3778 | 1716.8086 | 1129626.3291
[10 empty] | 9 | 1129626.3291 | 140346.3778 | 1963.7754 | 1271936.4823
[10 empty] | 10 | 1271936.4823 | 140346.3778 | 2211.1715 | 1414494.0317
[10 empty] | 11 | 1414494.0317 | 140346.3778 | 2458.9977 | 1557299.4072
[10 empty] | 12 | 1557299.4072 | 140346.3778 | 2707.2548 | 1700353.0398
[10 empty] | 13 | 1700353.0398 | 140346.3778 | 2955.9434 | 1843655.361
[10 empty] | 14 | 1843655.361 | 140346.3778 | 3205.0643 | 1987206.8031
[10 empty] | 15 | 1987206.8031 | 140346.3778 | 3454.6183 | 2131007.7992
[10 empty] | 16 | 2131007.7992 | 140346.3778 | 3704.6062 | 2275058.7832
[10 empty] | 17 | 2275058.7832 | 140346.3778 | 3955.0286 | 2419360.1896
[10 empty] | 18 | 2419360.1896 | 140346.3778 | 4205.8864 | 2563912.4538
[10 empty] | 19 | 2563912.4538 | 140346.3778 | 4457.1803 | 2708716.0119
[10 empty] | 20 | 2708716.0119 | 140346.3778 | 4708.911 | 2853771.3007
[10 empty] | 21 | 2853771.3007 | 140346.3778 | 4961.0793 | 2999078.7579
[10 empty] | 22 | 2999078.7579 | 140346.3778 | 5213.6861 | 3144638.8217
[10 empty] | 23 | 3144638.8217 | 140346.3778 | 5466.7319 | 3290451.9315
[10 empty] | 24 | 3290451.9315 | 140346.3778 | 5720.2177 | 3436518.527
[10 empty] | 25 | 3436518.527 | 140346.3778 | 5974.1441 | 3582839.049
[10 empty] | 26 | 3582839.049 | 140346.3778 | 6228.512 | 3729413.9388
[10 empty] | 27 | 3729413.9388 | 140346.3778 | 6483.3221 | 3876243.6387
[10 empty] | 28 | 3876243.6387 | 140346.3778 | 6738.5751 | 4023328.5916
[10 empty] | 29 | 4023328.5916 | 140346.3778 | 6994.2719 | 4170669.2413
[10 empty] | 30 | 4170669.2413 | 140346.3778 | 7250.4132 | 4318266.0322
[10 empty] | 31 | 4318266.0322 | 140346.3778 | 7506.9997 | 4466119.4098
[10 empty] | 32 | 4466119.4098 | 140346.3778 | 7764.0324 | 4614229.82
[10 empty] | 33 | 4614229.82 | 140346.3778 | 8021.5118 | 4762597.7096
[10 empty] | 34 | 4762597.7096 | 140346.3778 | 8279.4389 | 4911223.5263
[10 empty] | 35 | 4911223.5263 | 140346.3778 | 8537.8143 | 5060107.7185
[10 empty] | 36 | 5060107.7185 | 140346.3778 | 8796.639 | 5209250.7353
[10 empty] | 37 | 5209250.7353 | 140346.3778 | 9055.9135 | 5358653.0266
[10 empty] | 38 | 5358653.0266 | 140346.3778 | 9315.6389 | 5508315.0433
[10 empty] | 39 | 5508315.0433 | 140346.3778 | 9575.8157 | 5658237.2368
[10 empty] | 40 | 5658237.2368 | 140346.3778 | 9836.4448 | 5808420.0594
[10 empty] | 41 | 5808420.0594 | 140346.3778 | 10097.527 | 5958863.9642
[10 empty] | 42 | 5958863.9642 | 140346.3778 | 10359.0631 | 6109569.4051
[10 empty] | 43 | 6109569.4051 | 140346.3778 | 10621.0538 | 6260536.8368
[10 empty] | 44 | 6260536.8368 | 140346.3778 | 10883.5 | 6411766.7146
[10 empty] | 45 | 6411766.7146 | 140346.3778 | 11146.4024 | 6563259.4948
[10 empty] | 46 | 6563259.4948 | 140346.3778 | 11409.7619 | 6715015.6345
[10 empty] | 47 | 6715015.6345 | 140346.3778 | 11673.5792 | 6867035.5916
[10 empty] | 48 | 6867035.5916 | 140346.3778 | 11937.8551 | 7019319.8245
[10 empty] | 49 | 7019319.8245 | 140346.3778 | 12202.5905 | 7171868.7928
[10 empty] | 50 | 7171868.7928 | 140346.3778 | 12467.7861 | 7324682.9567
[10 empty] | 51 | 7324682.9567 | 140346.3778 | 12733.4427 | 7477762.7772
[10 empty] | 52 | 7477762.7772 | 140346.3778 | 12999.5611 | 7631108.7162
[10 empty] | 53 | 7631108.7162 | 140346.3778 | 13266.1422 | 7784721.2361
[10 empty] | 54 | 7784721.2361 | 140346.3778 | 13533.1867 | 7938600.8006
[10 empty] | 55 | 7938600.8006 | 140346.3778 | 13800.6954 | 8092747.8738
[10 empty] | 56 | 8092747.8738 | 140346.3778 | 14068.6692 | 8247162.9208
[10 empty] | 57 | 8247162.9208 | 140346.3778 | 14337.1088 | 8401846.4074
[10 empty] | 58 | 8401846.4074 | 140346.3778 | 14606.0151 | 8556798.8003
[10 empty] | 59 | 8556798.8003 | 140346.3778 | 14875.3888 | 8712020.5669
[10 empty] | 60 | 8712020.5669 | 140346.3778 | 15145.2309 | 8867512.1756
[10 empty] | 61 | 8867512.1756 | 140346.3778 | 15415.542 | 9023274.0954
[10 empty] | 62 | 9023274.0954 | 140346.3778 | 15686.3231 | 9179306.7964
[10 empty] | 63 | 9179306.7964 | 140346.3778 | 15957.5749 | 9335610.7491
[10 empty] | 64 | 9335610.7491 | 140346.3778 | 16229.2983 | 9492186.4252
[10 empty] | 65 | 9492186.4252 | 140346.3778 | 16501.494 | 9649034.297
[10 empty] | 66 | 9649034.297 | 140346.3778 | 16774.1629 | 9806154.8377
[10 empty] | 67 | 9806154.8377 | 140346.3778 | 17047.3058 | 9963548.5213
[10 empty] | 68 | 9963548.5213 | 140346.3778 | 17320.9236 | 10121215.8228
[10 empty] | 69 | 10121215.8228 | 140346.3778 | 17595.017 | 10279157.2176
[10 empty] | 70 | 10279157.2176 | 140346.3778 | 17869.587 | 10437373.1824
[10 empty] | 71 | 10437373.1824 | 140346.3778 | 18144.6342 | 10595864.1945
[10 empty] | 72 | 10595864.1945 | 140346.3778 | 18420.1596 | 10754630.7319
[10 empty] | 73 | 10754630.7319 | 140346.3778 | 18696.164 | 10913673.2738
[10 empty] | 74 | 10913673.2738 | 140346.3778 | 18972.6482 | 11072992.2998
[10 empty] | 75 | 11072992.2998 | 140346.3778 | 19249.6131 | 11232588.2907
[10 empty] | 76 | 11232588.2907 | 140346.3778 | 19527.0594 | 11392461.7279
[10 empty] | 77 | 11392461.7279 | 140346.3778 | 19804.988 | 11552613.0938
[10 empty] | 78 | 11552613.0938 | 140346.3778 | 20083.3999 | 11713042.8714
[10 empty] | 79 | 11713042.8714 | 140346.3778 | 20362.2957 | 11873751.5449
[10 empty] | 80 | 11873751.5449 | 140346.3778 | 20641.6763 | 12034739.599
[10 empty] | 81 | 12034739.599 | 140346.3778 | 20921.5426 | 12196007.5195
[10 empty] | 82 | 12196007.5195 | 140346.3778 | 21201.8955 | 12357555.7928
[10 empty] | 83 | 12357555.7928 | 140346.3778 | 21482.7357 | 12519384.9064
[10 empty] | 84 | 12519384.9064 | 140346.3778 | 21764.0642 | 12681495.3484
[10 empty] | 85 | 12681495.3484 | 140346.3778 | 22045.8817 | 12843887.6079
[10 empty] | 86 | 12843887.6079 | 140346.3778 | 22328.1892 | 13006562.1749
[10 empty] | 87 | 13006562.1749 | 140346.3778 | 22610.9874 | 13169519.5401
[10 empty] | 88 | 13169519.5401 | 140346.3778 | 22894.2772 | 13332760.1951
[10 empty] | 89 | 13332760.1951 | 140346.3778 | 23178.0595 | 13496284.6325
[10 empty] | 90 | 13496284.6325 | 140346.3778 | 23462.3352 | 13660093.3455
[10 empty] | 91 | 13660093.3455 | 140346.3778 | 23747.105 | 13824186.8284
[10 empty] | 92 | 13824186.8284 | 140346.3778 | 24032.3699 | 13988565.5761
[10 empty] | 93 | 13988565.5761 | 140346.3778 | 24318.1308 | 14153230.0847
[10 empty] | 94 | 14153230.0847 | 140346.3778 | 24604.3883 | 14318180.8509
[10 empty] | 95 | 14318180.8509 | 140346.3778 | 24891.1436 | 14483418.3723
[10 empty] | 96 | 14483418.3723 | 140346.3778 | 25178.3973 | 14648943.1474
[10 empty] | 97 | 14648943.1474 | 140346.3778 | 25466.1504 | 14814755.6756
[10 empty] | 98 | 14814755.6756 | 140346.3778 | 25754.4037 | 14980856.4572
[10 empty] | 99 | 14980856.4572 | 140346.3778 | 26043.1582 | 15147245.9932
[10 empty] | 100 | 15147245.9932 | 140346.3778 | 26332.4146 | 15313924.7856
[10 empty] | 101 | 15313924.7856 | 140346.3778 | 26622.1739 | 15480893.3374
[10 empty] | 102 | 15480893.3374 | 140346.3778 | 26912.4369 | 15648152.1521
[10 empty] | 103 | 15648152.1521 | 140346.3778 | 27203.2045 | 15815701.7344
[10 empty] | 104 | 15815701.7344 | 140346.3778 | 27494.4776 | 15983542.5898
[10 empty] | 105 | 15983542.5898 | 140346.3778 | 27786.257 | 16151675.2247
[10 empty] | 106 | 16151675.2247 | 140346.3778 | 28078.5437 | 16320100.1462
[10 empty] | 107 | 16320100.1462 | 140346.3778 | 28371.3385 | 16488817.8626
[10 empty] | 108 | 16488817.8626 | 140346.3778 | 28664.6423 | 16657828.8827
[10 empty] | 109 | 16657828.8827 | 140346.3778 | 28958.456 | 16827133.7165
[10 empty] | 110 | 16827133.7165 | 140346.3778 | 29252.7805 | 16996732.8748
[10 empty] | 111 | 16996732.8748 | 140346.3778 | 29547.6166 | 17166626.8692
[10 empty] | 112 | 17166626.8692 | 140346.3778 | 29842.9653 | 17336816.2124
[10 empty] | 113 | 17336816.2124 | 140346.3778 | 30138.8274 | 17507301.4176
[10 empty] | 114 | 17507301.4176 | 140346.3778 | 30435.2039 | 17678082.9993
[10 empty] | 115 | 17678082.9993 | 140346.3778 | 30732.0956 | 17849161.4726
[10 empty] | 116 | 17849161.4726 | 140346.3778 | 31029.5034 | 18020537.3538
[10 empty] | 117 | 18020537.3538 | 140346.3778 | 31327.4282 | 18192211.1598
[10 empty] | 118 | 18192211.1598 | 140346.3778 | 31625.871 | 18364183.4086
[10 empty] | 119 | 18364183.4086 | 140346.3778 | 31924.8325 | 18536454.619
[10 empty] | 120 | 18536454.619 | 140346.3778 | 32224.3138 | 18709025.3106
[10 empty] | 121 | 18709025.3106 | 140346.3778 | 32524.3158 | 18881896.0042
[10 empty] | 122 | 18881896.0042 | 140346.3778 | 32824.8392 | 19055067.2212
[10 empty] | 123 | 19055067.2212 | 140346.3778 | 33125.8851 | 19228539.4842
[10 empty] | 124 | 19228539.4842 | 140346.3778 | 33427.4544 | 19402313.3164
[10 empty] | 125 | 19402313.3164 | 140346.3778 | 33729.5479 | 19576389.2421
[10 empty] | 126 | 19576389.2421 | 140346.3778 | 34032.1665 | 19750767.7864
[10 empty] | 127 | 19750767.7864 | 140346.3778 | 34335.3113 | 19925449.4755
[10 empty] | 128 | 19925449.4755 | 140346.3778 | 34638.983 | 20100434.8364
[10 empty] | 129 | 20100434.8364 | 140346.3778 | 34943.1827 | 20275724.3969
[10 empty] | 130 | 20275724.3969 | 140346.3778 | 35247.9112 | 20451318.6859
[10 empty] | 131 | 20451318.6859 | 140346.3778 | 35553.1694 | 20627218.2332
[10 empty] | 132 | 20627218.2332 | 140346.3778 | 35858.9583 | 20803423.5693
[10 empty] | 133 | 20803423.5693 | 140346.3778 | 36165.2788 | 20979935.226
[10 empty] | 134 | 20979935.226 | 140346.3778 | 36472.1319 | 21156753.7356
[10 empty] | 135 | 21156753.7356 | 140346.3778 | 36779.5183 | 21333879.6318
[10 empty] | 136 | 21333879.6318 | 140346.3778 | 37087.4391 | 21511313.4487
[10 empty] | 137 | 21511313.4487 | 140346.3778 | 37395.8953 | 21689055.7218
[10 empty] | 138 | 21689055.7218 | 140346.3778 | 37704.8876 | 21867106.9873
[10 empty] | 139 | 21867106.9873 | 140346.3778 | 38014.4171 | 22045467.7822
[10 empty] | 140 | 22045467.7822 | 140346.3778 | 38324.4848 | 22224138.6448
[10 empty] | 141 | 22224138.6448 | 140346.3778 | 38635.0914 | 22403120.114
[10 empty] | 142 | 22403120.114 | 140346.3778 | 38946.238 | 22582412.7298
[10 empty] | 143 | 22582412.7298 | 140346.3778 | 39257.9255 | 22762017.0332
[10 empty] | 144 | 22762017.0332 | 140346.3778 | 39570.1549 | 22941933.5659
[10 empty] | 145 | 22941933.5659 | 140346.3778 | 39882.927 | 23122162.8707
[10 empty] | 146 | 23122162.8707 | 140346.3778 | 40196.2429 | 23302705.4915
[10 empty] | 147 | 23302705.4915 | 140346.3778 | 40510.1035 | 23483561.9728
[10 empty] | 148 | 23483561.9728 | 140346.3778 | 40824.5097 | 23664732.8603
[10 empty] | 149 | 23664732.8603 | 140346.3778 | 41139.4624 | 23846218.7006
[10 empty] | 150 | 23846218.7006 | 140346.3778 | 41454.9627 | 24028020.0411
[10 empty] | 151 | 24028020.0411 | 140346.3778 | 41771.0115 | 24210137.4304
[10 empty] | 152 | 24210137.4304 | 140346.3778 | 42087.6097 | 24392571.4179
[10 empty] | 153 | 24392571.4179 | 140346.3778 | 42404.7582 | 24575322.5539
[10 empty] | 154 | 24575322.5539 | 140346.3778 | 42722.4581 | 24758391.3899
[10 empty] | 155 | 24758391.3899 | 140346.3778 | 43040.7103 | 24941778.478
[10 empty] | 156 | 24941778.478 | 140346.3778 | 43359.5158 | 25125484.3717
[10 empty] | 157 | 25125484.3717 | 140346.3778 | 43678.8755 | 25309509.625
[10 empty] | 158 | 25309509.625 | 140346.3778 | 43998.7904 | 25493854.7932
[10 empty] | 159 | 25493854.7932 | 140346.3778 | 44319.2614 | 25678520.4324
[10 empty] | 160 | 25678520.4324 | 140346.3778 | 44640.2895 | 25863507.0998
[10 empty] | 161 | 25863507.0998 | 140346.3778 | 44961.8758 | 26048815.3534
[10 empty] | 162 | 26048815.3534 | 140346.3778 | 45284.021 | 26234445.7522
[10 empty] | 163 | 26234445.7522 | 140346.3778 | 45606.7263 | 26420398.8564
[10 empty] | 164 | 26420398.8564 | 140346.3778 | 45929.9926 | 26606675.2269
[10 empty] | 165 | 26606675.2269 | 140346.3778 | 46253.8209 | 26793275.4256
[10 empty] | 166 | 26793275.4256 | 140346.3778 | 46578.2122 | 26980200.0156
[10 empty] | 167 | 26980200.0156 | 140346.3778 | 46903.1673 | 27167449.5607
[10 empty] | 168 | 27167449.5607 | 140346.3778 | 47228.6874 | 27355024.6259
[10 empty] | 169 | 27355024.6259 | 140346.3778 | 47554.7734 | 27542925.7771
[10 empty] | 170 | 27542925.7771 | 140346.3778 | 47881.4262 | 27731153.5812
[10 empty] | 171 | 27731153.5812 | 140346.3778 | 48208.6469 | 27919708.6059
[10 empty] | 172 | 27919708.6059 | 140346.3778 | 48536.4365 | 28108591.4202
[10 empty] | 173 | 28108591.4202 | 140346.3778 | 48864.7959 | 28297802.5939
[10 empty] | 174 | 28297802.5939 | 140346.3778 | 49193.7261 | 28487342.6978
[10 empty] | 175 | 28487342.6978 | 140346.3778 | 49523.2282 | 28677212.3038
[10 empty] | 176 | 28677212.3038 | 140346.3778 | 49853.303 | 28867411.9847
[10 empty] | 177 | 28867411.9847 | 140346.3778 | 50183.9517 | 29057942.3142
[10 empty] | 178 | 29057942.3142 | 140346.3778 | 50515.1752 | 29248803.8672
[10 empty] | 179 | 29248803.8672 | 140346.3778 | 50846.9745 | 29439997.2195
[10 empty] | 180 | 29439997.2195 | 140346.3778 | 51179.3506 | 29631522.9479
[10 empty] | 181 | 29631522.9479 | 140346.3778 | 51512.3045 | 29823381.6303
[10 empty] | 182 | 29823381.6303 | 140346.3778 | 51845.8372 | 30015573.8453
[10 empty] | 183 | 30015573.8453 | 140346.3778 | 52179.9498 | 30208100.1729
[10 empty] | 184 | 30208100.1729 | 140346.3778 | 52514.6432 | 30400961.1939
[10 empty] | 185 | 30400961.1939 | 140346.3778 | 52849.9184 | 30594157.4902
[10 empty] | 186 | 30594157.4902 | 140346.3778 | 53185.7765 | 30787689.6445
[10 empty] | 187 | 30787689.6445 | 140346.3778 | 53522.2184 | 30981558.2408
[10 empty] | 188 | 30981558.2408 | 140346.3778 | 53859.2453 | 31175763.8639
[10 empty] | 189 | 31175763.8639 | 140346.3778 | 54196.858 | 31370307.0997
[10 empty] | 190 | 31370307.0997 | 140346.3778 | 54535.0576 | 31565188.5351
[10 empty] | 191 | 31565188.5351 | 140346.3778 | 54873.8452 | 31760408.7582
[10 empty] | 192 | 31760408.7582 | 140346.3778 | 55213.2217 | 31955968.3577
[10 empty] | 193 | 31955968.3577 | 140346.3778 | 55553.1883 | 32151867.9238
[10 empty] | 194 | 32151867.9238 | 140346.3778 | 55893.7458 | 32348108.0474
[10 empty] | 195 | 32348108.0474 | 140346.3778 | 56234.8953 | 32544689.3206
[10 empty] | 196 | 32544689.3206 | 140346.3778 | 56576.638 | 32741612.3364
[10 empty] | 197 | 32741612.3364 | 140346.3778 | 56918.9747 | 32938877.6889
[10 empty] | 198 | 32938877.6889 | 140346.3778 | 57261.9065 | 33136485.9733
[10 empty] | 199 | 33136485.9733 | 140346.3778 | 57605.4346 | 33334437.7856
[10 empty] | 200 | 33334437.7856 | 140346.3778 | 57949.5598 | 33532733.7232
[10 empty] | 201 | 33532733.7232 | 140346.3778 | 58294.2832 | 33731374.3842
[10 empty] | 202 | 33731374.3842 | 140346.3778 | 58639.6059 | 33930360.368
[10 empty] | 203 | 33930360.368 | 140346.3778 | 58985.529 | 34129692.2748
[10 empty] | 204 | 34129692.2748 | 140346.3778 | 59332.0534 | 34329370.706
[10 empty] | 205 | 34329370.706 | 140346.3778 | 59679.1802 | 34529396.264
[10 empty] | 206 | 34529396.264 | 140346.3778 | 60026.9105 | 34729769.5523
[10 empty] | 207 | 34729769.5523 | 140346.3778 | 60375.2452 | 34930491.1753
[10 empty] | 208 | 34930491.1753 | 140346.3778 | 60724.1856 | 35131561.7387
[10 empty] | 209 | 35131561.7387 | 140346.3778 | 61073.7325 | 35332981.849
[10 empty] | 210 | 35332981.849 | 140346.3778 | 61423.8871 | 35534752.1139
[10 empty] | 211 | 35534752.1139 | 140346.3778 | 61774.6504 | 35736873.1422
[10 empty] | 212 | 35736873.1422 | 140346.3778 | 62126.0235 | 35939345.5435
[10 empty] | 213 | 35939345.5435 | 140346.3778 | 62478.0074 | 36142169.9288
[10 empty] | 214 | 36142169.9288 | 140346.3778 | 62830.6033 | 36345346.9099
[10 empty] | 215 | 36345346.9099 | 140346.3778 | 63183.8121 | 36548877.0998
[10 empty] | 216 | 36548877.0998 | 140346.3778 | 63537.6349 | 36752761.1125
[10 empty] | 217 | 36752761.1125 | 140346.3778 | 63892.0728 | 36956999.5632
[10 empty] | 218 | 36956999.5632 | 140346.3778 | 64247.1269 | 37161593.0679
[10 empty] | 219 | 37161593.0679 | 140346.3778 | 64602.7982 | 37366542.2439
[10 empty] | 220 | 37366542.2439 | 140346.3778 | 64959.0879 | 37571847.7096
[10 empty] | 221 | 37571847.7096 | 140346.3778 | 65315.9969 | 37777510.0843
[10 empty] | 222 | 37777510.0843 | 140346.3778 | 65673.5263 | 37983529.9885
[10 empty] | 223 | 37983529.9885 | 140346.3778 | 66031.6774 | 38189908.0436
[10 empty] | 224 | 38189908.0436 | 140346.3778 | 66390.451 | 38396644.8725
[10 empty] | 225 | 38396644.8725 | 140346.3778 | 66749.8483 | 38603741.0986
[10 empty] | 226 | 38603741.0986 | 140346.3778 | 67109.8705 | 38811197.3469
[10 empty] | 227 | 38811197.3469 | 140346.3778 | 67470.5185 | 39019014.2432
[10 empty] | 228 | 39019014.2432 | 140346.3778 | 67831.7934 | 39227192.4144
[10 empty] | 229 | 39227192.4144 | 140346.3778 | 68193.6964 | 39435732.4887
[10 empty] | 230 | 39435732.4887 | 140346.3778 | 68556.2286 | 39644635.0951
[10 empty] | 231 | 39644635.0951 | 140346.3778 | 68919.391 | 39853900.8639
[10 empty] | 232 | 39853900.8639 | 140346.3778 | 69283.1847 | 40063530.4264
[10 empty] | 233 | 40063530.4264 | 140346.3778 | 69647.6108 | 40273524.415
[10 empty] | 234 | 40273524.415 | 140346.3778 | 70012.6705 | 40483883.4634
[10 empty] | 235 | 40483883.4634 | 140346.3778 | 70378.3648 | 40694608.206
[10 empty] | 236 | 40694608.206 | 140346.3778 | 70744.6949 | 40905699.2787
[10 empty] | 237 | 40905699.2787 | 140346.3778 | 71111.6618 | 41117157.3183
[10 empty] | 238 | 41117157.3183 | 140346.3778 | 71479.2666 | 41328982.9627
[10 empty] | 239 | 41328982.9627 | 140346.3778 | 71847.5105 | 41541176.851
[10 empty] | 240 | 41541176.851 | 140346.3778 | 72216.3945 | 41753739.6234
[10 empty] | 241 | 41753739.6234 | 140346.3778 | 72585.9199 | 41966671.921
[10 empty] | 242 | 41966671.921 | 140346.3778 | 72956.0876 | 42179974.3864
[10 empty] | 243 | 42179974.3864 | 140346.3778 | 73326.8988 | 42393647.6631
[10 empty] | 244 | 42393647.6631 | 140346.3778 | 73698.3547 | 42607692.3956
[10 empty] | 245 | 42607692.3956 | 140346.3778 | 74070.4563 | 42822109.2297
[10 empty] | 246 | 42822109.2297 | 140346.3778 | 74443.2048 | 43036898.8122
[10 empty] | 247 | 43036898.8122 | 140346.3778 | 74816.6012 | 43252061.7913
[10 empty] | 248 | 43252061.7913 | 140346.3778 | 75190.6469 | 43467598.816
[10 empty] | 249 | 43467598.816 | 140346.3778 | 75565.3427 | 43683510.5365
[10 empty] | 250 | 43683510.5365 | 140346.3778 | 75940.6899 | 43899797.6043
[10 empty] | 251 | 43899797.6043 | 140346.3778 | 76316.6897 | 44116460.6718
[10 empty] | 252 | 44116460.6718 | 140346.3778 | 76693.3431 | 44333500.3927
[10 empty] | 253 | 44333500.3927 | 140346.3778 | 77070.6513 | 44550917.4218
[10 empty] | 254 | 44550917.4218 | 140346.3778 | 77448.6154 | 44768712.415
[10 empty] | 255 | 44768712.415 | 140346.3778 | 77827.2366 | 44986886.0294
[10 empty] | 256 | 44986886.0294 | 140346.3778 | 78206.516 | 45205438.9232
[10 empty] | 257 | 45205438.9232 | 140346.3778 | 78586.4547 | 45424371.7557
[10 empty] | 258 | 45424371.7557 | 140346.3778 | 78967.0539 | 45643685.1874
[10 empty] | 259 | 45643685.1874 | 140346.3778 | 79348.3148 | 45863379.88
[10 empty] | 260 | 45863379.88 | 140346.3778 | 79730.2384 | 46083456.4963
[10 empty] | 261 | 46083456.4963 | 140346.3778 | 80112.8261 | 46303915.7002
[10 empty] | 262 | 46303915.7002 | 140346.3778 | 80496.0788 | 46524758.1568
[10 empty] | 263 | 46524758.1568 | 140346.3778 | 80879.9978 | 46745984.5323
[10 empty] | 264 | 46745984.5323 | 140346.3778 | 81264.5841 | 46967595.4943
[10 empty] | 265 | 46967595.4943 | 140346.3778 | 81649.8391 | 47189591.7112
[10 empty] | 266 | 47189591.7112 | 140346.3778 | 82035.7638 | 47411973.8528
[10 empty] | 267 | 47411973.8528 | 140346.3778 | 82422.3594 | 47634742.5901
[10 empty] | 268 | 47634742.5901 | 140346.3778 | 82809.6271 | 47857898.595
[10 empty] | 269 | 47857898.595 | 140346.3778 | 83197.568 | 48081442.5408
[10 empty] | 270 | 48081442.5408 | 140346.3778 | 83586.1833 | 48305375.102
[10 empty] | 271 | 48305375.102 | 140346.3778 | 83975.4742 | 48529696.954
[10 empty] | 272 | 48529696.954 | 140346.3778 | 84365.4419 | 48754408.7737
[10 empty] | 273 | 48754408.7737 | 140346.3778 | 84756.0875 | 48979511.239
[10 empty] | 274 | 48979511.239 | 140346.3778 | 85147.4122 | 49205005.029
[10 empty] | 275 | 49205005.029 | 140346.3778 | 85539.4172 | 49430890.824
[10 empty] | 276 | 49430890.824 | 140346.3778 | 85932.1036 | 49657169.3054
[10 empty] | - | - | - | - | -
[11 empty] | Equals: Amount To Accrue | 38735600.2781 | 10921569.0273 | 49657169.3054 | -1.0133e-06

## Big Bend Unit #1 (hidden)
TAMPA ELECTRIC COMPANY | [10 empty] | TAMPA ELECTRIC COMPANY | [11 empty] | FOSSIL-FUELED GENERATING STATIONS
PROJECTED FUTURE DOLLAR DISMANTLEMENT COST BY PLANT | [10 empty] | COMPUTATION OF ANNUAL ACCRUAL | [11 empty] | ESTIMATED FUTURE DOLLAR DISMANTLEMENT COST
| Intitial Cost |  |  |  |  | Cost |  |  |  |  | Big Bend Unit #1 | Total | Labor | Mat & Eq | Disposal | Salvage | [12 empty] | Total
| Estimates | Capital | Dismantlement | Cost | Inflation | Estimate in | Start | Inflation | Future |  | Year of Study | 2022 | [13 empty] | Capital | Dismantlement | Accumlated | Future
| Are in ___ | Recovery | Component | Estimate | Compound | 2022 | Year of | Compound | Dollar |  | Capital Recovery Year | 2035 | [11 empty] | Recovery | Study | Recovery | Cost at | Reserve @ 12/31/2021 | Dollar
PLANT | Dollars | Year | Costs | Per Study | Multiplier | Dollars | Expenditure | Multiplier | Cost |  | Cost @ Study Year 2022 | 33215719.4114 | 24235727.78 | 5528073.8841 | 7207199.1433 | -3755281.3961 | [6 empty] | PLANT | Period | Date | Year | Study Date |  | Cost
- | - | - | - | - | - | - | - | - | - |  | Total Future Exp | 45982356.4502 | 33873346.9836 | 7822946.6629 | 9600276.5211 | -5314213.7174 | [6 empty] | - | - | - | - | - | - | -
Big Bend Unit #1 | 2020 | 2035 | Labor | 22918131 | 1.0575 | 24235727.78 | 2036 | 1.3977 | 33873346.9836 |  | Amount To Accrue | 42928248.4502 | 29054763.9836 | 5489837.6629 | 8395666.5211 | -12019.7174 | [6 empty] | Big Bend Unit #1 | 13 | 2022 | 2035 | 33215719.4114 | 3054108 | 45982356.4502 | 0
|  |  | Materials & Eq | 5224264 | 1.0582 | 5528073.8841 |  | 1.4151 | 7822946.6629 |  | PV of Amount to Accrue | 30961880.8186 | 20788124.3906 | 3879385.8018 | 6302864.342 | -8493.7158
|  |  | Disposal | 6932465 | 1.0396 | 7207199.1433 |  | 1.332 | 9600276.5211 |  | Capital Recovery Years | 13
|  |  | Salvage | -3548900 | 1.0582 | -3755281.3961 |  | 1.4151 | -5314213.7174 |  | Compound Average Growth | 2.533% | 2.609% | 2.707% | 2.23% | 2.707%
|  |  |  | - |  | - |  |  | - |  | First Year 2022 Accrual | 2827164.2412 | 1906122.8817 | 357973.7555 | 563851.3692 | -783.7651
|  |  |  | 31525960 |  | 33215719.4114 |  |  | 45982356.4502 |  | - | - | - | - | - | -
[10 empty] | 0 | Reserve @ 12/31/2021 | 3054108 | 4818583 | 2333109 | 1204610 | -5302194 | 4-yr Avg | Labor | Mat & Eq | Disposal | Salvage | 0
| Per Last Unit | 2045 | [7 empty] | 1 | 2022 | 2827164.2412 | 1906122.8817 | 357973.7555 | 563851.3692 | -783.7651
| Station Analysis | [8 empty] | 2 | 2023 | 2899134.5198 | 1955850.5544 | 367663.8419 | 576425.1046 | -804.9811
[10 empty] | 3 | 2024 | 2972944.2334 | 2006875.5419 | 377616.2318 | 589279.231 | -826.7713
[10 empty] | 4 | 2025 | 3048640.5642 | 2059231.6891 | 387838.0256 | 602420.001 | -849.1514 | 2936970.8896 | 1982020.1668 | 372772.9637 | 582993.9264 | -816.1672 | 0
[10 empty] | 5 | 2026 | 3126271.9088 | 2112953.7238 | 398336.5158 | 615853.8066 | -872.1373
[10 empty] | 6 | 2027 | 3205887.9092 | 2168077.2797 | 409119.1924 | 629587.1825 | -895.7454
[10 empty] | 7 | 2028 | 3287539.485 | 2224638.9203 | 420193.7482 | 643626.8091 | -919.9926
[10 empty] | 8 | 2029 | 3371278.8665 | 2282676.1629 | 431568.0841 | 657979.5156 | -944.8961 | 3247744.5424 | 2197086.5217 | 414804.3851 | 636761.8285 | -908.1929 | 0
[10 empty] | 9 | 2030 | 3457159.6283 | 2342227.5036 | 443250.3148 | 672652.2836 | -970.4738
[10 empty] | 10 | 2031 | 3545236.7245 | 2403332.4428 | 455248.775 | 687652.2505 | -996.7438
[10 empty] | 11 | 2032 | 3635566.5237 | 2466031.5113 | 467572.0246 | 702986.7126 | -1023.7249
[10 empty] | 12 | 2033 | 3728206.8459 | 2530366.2975 | 480228.8556 | 718663.1292 | -1051.4364 | 3591542.4306 | 2435489.4388 | 461574.9925 | 695488.594 | -1010.5947 | 0
[10 empty] | 13 | 2034 | 3823216.9998 | 2596379.4744 | 493228.2977 | 734689.1256 | -1079.898
[10 empty] | 14 | 2035 | 0 | 0 | 0 | 0 | 0
[10 empty] | 15 | 2036 | 0 | 0 | 0 | 0 | 0
[10 empty] | 16 | 2037 | 0 | 0 | 0 | 0 | 0 | 955804.2499 | 649094.8686 | 123307.0744 | 183672.2814 | -269.9745 | 0
[10 empty] | 17 | 2038 | 0 | 0 | 0 | 0 | 0
[10 empty] | 18 | 2039 | 0 | 0 | 0 | 0 | 0
[10 empty] | 19 | 2040 | 0 | 0 | 0 | 0 | 0
[10 empty] | 20 | 2041 | 0 | 0 | 0 | 0 | 0 | 0 | 0 | 0 | 0 | 0 | 0
[11 empty] | - | - | - | - | - | -
[11 empty] | Equals: Amount To Accrue | 42928248.4502 | 29054763.9836 | 5489837.6629 | 8395666.5211 | -12019.7174
[12 empty] | 0 | 0 | 0 | 0 | 0 | 0
[11 empty] | Earnings Rate | 2.533%
[11 empty] | Monthly Rate | 0.2087%
[11 empty] | Amount To Accrue | 42928248.4502
[11 empty] | PV of Amount to Accrue | 31009560.3057
[11 empty] | Months to Accrue | 156
[11 empty] | Monthly Amount | 233096.1831
[11 empty] | - | - | - | -
[10 empty] | 1 | 0 | 233096.1831 | 0 | 233096.1831
[10 empty] | 2 | 233096.1831 | 233096.1831 | 486.4744 | 466678.8407
[10 empty] | 3 | 466678.8407 | 233096.1831 | 973.9641 | 700748.9879
[10 empty] | 4 | 700748.9879 | 233096.1831 | 1462.4712 | 935307.6423
[10 empty] | 5 | 935307.6423 | 233096.1831 | 1951.9978 | 1170355.8232
[10 empty] | 6 | 1170355.8232 | 233096.1831 | 2442.5461 | 1405894.5524
[10 empty] | 7 | 1405894.5524 | 233096.1831 | 2934.1181 | 1641924.8536
[10 empty] | 8 | 1641924.8536 | 233096.1831 | 3426.716 | 1878447.7528
[10 empty] | 9 | 1878447.7528 | 233096.1831 | 3920.3421 | 2115464.278
[10 empty] | 10 | 2115464.278 | 233096.1831 | 4414.9983 | 2352975.4594
[10 empty] | 11 | 2352975.4594 | 233096.1831 | 4910.6868 | 2590982.3294
[10 empty] | 12 | 2590982.3294 | 233096.1831 | 5407.4099 | 2829485.9225
[10 empty] | 13 | 2829485.9225 | 233096.1831 | 5905.1697 | 3068487.2752
[10 empty] | 14 | 3068487.2752 | 233096.1831 | 6403.9682 | 3307987.4266
[10 empty] | 15 | 3307987.4266 | 233096.1831 | 6903.8078 | 3547987.4175
[10 empty] | 16 | 3547987.4175 | 233096.1831 | 7404.6905 | 3788488.2912
[10 empty] | 17 | 3788488.2912 | 233096.1831 | 7906.6186 | 4029491.093
[10 empty] | 18 | 4029491.093 | 233096.1831 | 8409.5942 | 4270996.8703
[10 empty] | 19 | 4270996.8703 | 233096.1831 | 8913.6196 | 4513006.6731
[10 empty] | 20 | 4513006.6731 | 233096.1831 | 9418.6968 | 4755521.553
[10 empty] | 21 | 4755521.553 | 233096.1831 | 9924.8282 | 4998542.5643
[10 empty] | 22 | 4998542.5643 | 233096.1831 | 10432.0158 | 5242070.7632
[10 empty] | 23 | 5242070.7632 | 233096.1831 | 10940.262 | 5486107.2083
[10 empty] | 24 | 5486107.2083 | 233096.1831 | 11449.5688 | 5730652.9603
[10 empty] | 25 | 5730652.9603 | 233096.1831 | 11959.9386 | 5975709.082
[10 empty] | 26 | 5975709.082 | 233096.1831 | 12471.3736 | 6221276.6387
[10 empty] | 27 | 6221276.6387 | 233096.1831 | 12983.8759 | 6467356.6977
[10 empty] | 28 | 6467356.6977 | 233096.1831 | 13497.4478 | 6713950.3287
[10 empty] | 29 | 6713950.3287 | 233096.1831 | 14012.0915 | 6961058.6033
[10 empty] | 30 | 6961058.6033 | 233096.1831 | 14527.8093 | 7208682.5958
[10 empty] | 31 | 7208682.5958 | 233096.1831 | 15044.6035 | 7456823.3824
[10 empty] | 32 | 7456823.3824 | 233096.1831 | 15562.4761 | 7705482.0417
[10 empty] | 33 | 7705482.0417 | 233096.1831 | 16081.4296 | 7954659.6544
[10 empty] | 34 | 7954659.6544 | 233096.1831 | 16601.4662 | 8204357.3037
[10 empty] | 35 | 8204357.3037 | 233096.1831 | 17122.588 | 8454576.0749
[10 empty] | 36 | 8454576.0749 | 233096.1831 | 17644.7975 | 8705317.0555
[10 empty] | 37 | 8705317.0555 | 233096.1831 | 18168.0968 | 8956581.3354
[10 empty] | 38 | 8956581.3354 | 233096.1831 | 18692.4882 | 9208370.0068
[10 empty] | 39 | 9208370.0068 | 233096.1831 | 19217.9741 | 9460684.164
[10 empty] | 40 | 9460684.164 | 233096.1831 | 19744.5566 | 9713524.9037
[10 empty] | 41 | 9713524.9037 | 233096.1831 | 20272.2382 | 9966893.325
[10 empty] | 42 | 9966893.325 | 233096.1831 | 20801.021 | 10220790.5291
[10 empty] | 43 | 10220790.5291 | 233096.1831 | 21330.9073 | 10475217.6196
[10 empty] | 44 | 10475217.6196 | 233096.1831 | 21861.8996 | 10730175.7024
[10 empty] | 45 | 10730175.7024 | 233096.1831 | 22394.0001 | 10985665.8855
[10 empty] | 46 | 10985665.8855 | 233096.1831 | 22927.211 | 11241689.2797
[10 empty] | 47 | 11241689.2797 | 233096.1831 | 23461.5348 | 11498246.9976
[10 empty] | 48 | 11498246.9976 | 233096.1831 | 23996.9737 | 11755340.1544
[10 empty] | 49 | 11755340.1544 | 233096.1831 | 24533.5301 | 12012969.8676
[10 empty] | 50 | 12012969.8676 | 233096.1831 | 25071.2062 | 12271137.257
[10 empty] | 51 | 12271137.257 | 233096.1831 | 25610.0045 | 12529843.4447
[10 empty] | 52 | 12529843.4447 | 233096.1831 | 26149.9273 | 12789089.5551
[10 empty] | 53 | 12789089.5551 | 233096.1831 | 26690.9769 | 13048876.7152
[10 empty] | 54 | 13048876.7152 | 233096.1831 | 27233.1557 | 13309206.0541
[10 empty] | 55 | 13309206.0541 | 233096.1831 | 27776.4661 | 13570078.7033
[10 empty] | 56 | 13570078.7033 | 233096.1831 | 28320.9103 | 13831495.7967
[10 empty] | 57 | 13831495.7967 | 233096.1831 | 28866.4907 | 14093458.4706
[10 empty] | 58 | 14093458.4706 | 233096.1831 | 29413.2099 | 14355967.8636
[10 empty] | 59 | 14355967.8636 | 233096.1831 | 29961.07 | 14619025.1167
[10 empty] | 60 | 14619025.1167 | 233096.1831 | 30510.0735 | 14882631.3733
[10 empty] | 61 | 14882631.3733 | 233096.1831 | 31060.2228 | 15146787.7792
[10 empty] | 62 | 15146787.7792 | 233096.1831 | 31611.5202 | 15411495.4826
[10 empty] | 63 | 15411495.4826 | 233096.1831 | 32163.9683 | 15676755.634
[10 empty] | 64 | 15676755.634 | 233096.1831 | 32717.5692 | 15942569.3864
[10 empty] | 65 | 15942569.3864 | 233096.1831 | 33272.3256 | 16208937.8951
[10 empty] | 66 | 16208937.8951 | 233096.1831 | 33828.2397 | 16475862.318
[10 empty] | 67 | 16475862.318 | 233096.1831 | 34385.3141 | 16743343.8152
[10 empty] | 68 | 16743343.8152 | 233096.1831 | 34943.551 | 17011383.5494
[10 empty] | 69 | 17011383.5494 | 233096.1831 | 35502.953 | 17279982.6856
[10 empty] | 70 | 17279982.6856 | 233096.1831 | 36063.5225 | 17549142.3913
[10 empty] | 71 | 17549142.3913 | 233096.1831 | 36625.2619 | 17818863.8363
[10 empty] | 72 | 17818863.8363 | 233096.1831 | 37188.1737 | 18089148.1932
[10 empty] | 73 | 18089148.1932 | 233096.1831 | 37752.2603 | 18359996.6366
[10 empty] | 74 | 18359996.6366 | 233096.1831 | 38317.5241 | 18631410.3438
[10 empty] | 75 | 18631410.3438 | 233096.1831 | 38883.9676 | 18903390.4945
[10 empty] | 76 | 18903390.4945 | 233096.1831 | 39451.5933 | 19175938.2709
[10 empty] | 77 | 19175938.2709 | 233096.1831 | 40020.4036 | 19449054.8577
[10 empty] | 78 | 19449054.8577 | 233096.1831 | 40590.4011 | 19722741.4419
[10 empty] | 79 | 19722741.4419 | 233096.1831 | 41161.5881 | 19996999.2132
[10 empty] | 80 | 19996999.2132 | 233096.1831 | 41733.9673 | 20271829.3636
[10 empty] | 81 | 20271829.3636 | 233096.1831 | 42307.5409 | 20547233.0877
[10 empty] | 82 | 20547233.0877 | 233096.1831 | 42882.3117 | 20823211.5825
[10 empty] | 83 | 20823211.5825 | 233096.1831 | 43458.282 | 21099766.0477
[10 empty] | 84 | 21099766.0477 | 233096.1831 | 44035.4543 | 21376897.6851
[10 empty] | 85 | 21376897.6851 | 233096.1831 | 44613.8312 | 21654607.6995
[10 empty] | 86 | 21654607.6995 | 233096.1831 | 45193.4152 | 21932897.2979
[10 empty] | 87 | 21932897.2979 | 233096.1831 | 45774.2088 | 22211767.6898
[10 empty] | 88 | 22211767.6898 | 233096.1831 | 46356.2145 | 22491220.0875
[10 empty] | 89 | 22491220.0875 | 233096.1831 | 46939.4349 | 22771255.7056
[10 empty] | 90 | 22771255.7056 | 233096.1831 | 47523.8725 | 23051875.7612
[10 empty] | 91 | 23051875.7612 | 233096.1831 | 48109.5297 | 23333081.474
[10 empty] | 92 | 23333081.474 | 233096.1831 | 48696.4093 | 23614874.0665
[10 empty] | 93 | 23614874.0665 | 233096.1831 | 49284.5137 | 23897254.7633
[10 empty] | 94 | 23897254.7633 | 233096.1831 | 49873.8454 | 24180224.7919
[10 empty] | 95 | 24180224.7919 | 233096.1831 | 50464.4071 | 24463785.3822
[10 empty] | 96 | 24463785.3822 | 233096.1831 | 51056.2014 | 24747937.7667
[10 empty] | 97 | 24747937.7667 | 233096.1831 | 51649.2306 | 25032683.1804
[10 empty] | 98 | 25032683.1804 | 233096.1831 | 52243.4976 | 25318022.8612
[10 empty] | 99 | 25318022.8612 | 233096.1831 | 52839.0048 | 25603958.0491
[10 empty] | 100 | 25603958.0491 | 233096.1831 | 53435.7548 | 25890489.9871
[10 empty] | 101 | 25890489.9871 | 233096.1831 | 54033.7503 | 26177619.9205
[10 empty] | 102 | 26177619.9205 | 233096.1831 | 54632.9937 | 26465349.0974
[10 empty] | 103 | 26465349.0974 | 233096.1831 | 55233.4878 | 26753678.7683
[10 empty] | 104 | 26753678.7683 | 233096.1831 | 55835.2352 | 27042610.1866
[10 empty] | 105 | 27042610.1866 | 233096.1831 | 56438.2384 | 27332144.6082
[10 empty] | 106 | 27332144.6082 | 233096.1831 | 57042.5 | 27622283.2913
[10 empty] | 107 | 27622283.2913 | 233096.1831 | 57648.0228 | 27913027.4973
[10 empty] | 108 | 27913027.4973 | 233096.1831 | 58254.8093 | 28204378.4897
[10 empty] | 109 | 28204378.4897 | 233096.1831 | 58862.8622 | 28496337.535
[10 empty] | 110 | 28496337.535 | 233096.1831 | 59472.1841 | 28788905.9022
[10 empty] | 111 | 28788905.9022 | 233096.1831 | 60082.7776 | 29082084.863
[10 empty] | 112 | 29082084.863 | 233096.1831 | 60694.6455 | 29375875.6916
[10 empty] | 113 | 29375875.6916 | 233096.1831 | 61307.7903 | 29670279.665
[10 empty] | 114 | 29670279.665 | 233096.1831 | 61922.2148 | 29965298.0629
[10 empty] | 115 | 29965298.0629 | 233096.1831 | 62537.9216 | 30260932.1677
[10 empty] | 116 | 30260932.1677 | 233096.1831 | 63154.9133 | 30557183.2641
[10 empty] | 117 | 30557183.2641 | 233096.1831 | 63773.1928 | 30854052.6401
[10 empty] | 118 | 30854052.6401 | 233096.1831 | 64392.7626 | 31151541.5858
[10 empty] | 119 | 31151541.5858 | 233096.1831 | 65013.6254 | 31449651.3944
[10 empty] | 120 | 31449651.3944 | 233096.1831 | 65635.784 | 31748383.3616
[10 empty] | 121 | 31748383.3616 | 233096.1831 | 66259.2411 | 32047738.7858
[10 empty] | 122 | 32047738.7858 | 233096.1831 | 66883.9993 | 32347718.9682
[10 empty] | 123 | 32347718.9682 | 233096.1831 | 67510.0614 | 32648325.2128
[10 empty] | 124 | 32648325.2128 | 233096.1831 | 68137.4301 | 32949558.826
[10 empty] | 125 | 32949558.826 | 233096.1831 | 68766.1081 | 33251421.1172
[10 empty] | 126 | 33251421.1172 | 233096.1831 | 69396.0982 | 33553913.3985
[10 empty] | 127 | 33553913.3985 | 233096.1831 | 70027.403 | 33857036.9847
[10 empty] | 128 | 33857036.9847 | 233096.1831 | 70660.0254 | 34160793.1933
[10 empty] | 129 | 34160793.1933 | 233096.1831 | 71293.9681 | 34465183.3445
[10 empty] | 130 | 34465183.3445 | 233096.1831 | 71929.2339 | 34770208.7616
[10 empty] | 131 | 34770208.7616 | 233096.1831 | 72565.8254 | 35075870.7702
[10 empty] | 132 | 35075870.7702 | 233096.1831 | 73203.7456 | 35382170.6989
[10 empty] | 133 | 35382170.6989 | 233096.1831 | 73842.997 | 35689109.879
[10 empty] | 134 | 35689109.879 | 233096.1831 | 74483.5826 | 35996689.6448
[10 empty] | 135 | 35996689.6448 | 233096.1831 | 75125.5051 | 36304911.3331
[10 empty] | 136 | 36304911.3331 | 233096.1831 | 75768.7674 | 36613776.2836
[10 empty] | 137 | 36613776.2836 | 233096.1831 | 76413.3721 | 36923285.8388
[10 empty] | 138 | 36923285.8388 | 233096.1831 | 77059.3221 | 37233441.344
[10 empty] | 139 | 37233441.344 | 233096.1831 | 77706.6202 | 37544244.1473
[10 empty] | 140 | 37544244.1473 | 233096.1831 | 78355.2692 | 37855695.5996
[10 empty] | 141 | 37855695.5996 | 233096.1831 | 79005.2719 | 38167797.0547
[10 empty] | 142 | 38167797.0547 | 233096.1831 | 79656.6313 | 38480549.8691
[10 empty] | 143 | 38480549.8691 | 233096.1831 | 80309.35 | 38793955.4022
[10 empty] | 144 | 38793955.4022 | 233096.1831 | 80963.4309 | 39108015.0163
[10 empty] | 145 | 39108015.0163 | 233096.1831 | 81618.877 | 39422730.0764
[10 empty] | 146 | 39422730.0764 | 233096.1831 | 82275.6909 | 39738101.9505
[10 empty] | 147 | 39738101.9505 | 233096.1831 | 82933.8756 | 40054132.0092
[10 empty] | 148 | 40054132.0092 | 233096.1831 | 83593.434 | 40370821.6264
[10 empty] | 149 | 40370821.6264 | 233096.1831 | 84254.3689 | 40688172.1784
[10 empty] | 150 | 40688172.1784 | 233096.1831 | 84916.6831 | 41006185.0447
[10 empty] | 151 | 41006185.0447 | 233096.1831 | 85580.3796 | 41324861.6075
[10 empty] | 152 | 41324861.6075 | 233096.1831 | 86245.4613 | 41644203.2519
[10 empty] | 153 | 41644203.2519 | 233096.1831 | 86911.931 | 41964211.366
[10 empty] | 154 | 41964211.366 | 233096.1831 | 87579.7916 | 42284887.3407
[10 empty] | 155 | 42284887.3407 | 233096.1831 | 88249.046 | 42606232.5699
[10 empty] | 156 | 42606232.5699 | 233096.1831 | 88919.6972 | 42928248.4502
[10 empty] | - | 42928248.4502 | 233096.1831 | 89591.7481 | 43250936.3815
[11 empty] | Equals: Amount To Accrue | 36363004.5697 | 6565243.8806 | 42928248.4502 | 0

## Big Bend Unit #2 (hidden)
TAMPA ELECTRIC COMPANY | [10 empty] | TAMPA ELECTRIC COMPANY | [11 empty] | FOSSIL-FUELED GENERATING STATIONS
PROJECTED FUTURE DOLLAR DISMANTLEMENT COST BY PLANT | [10 empty] | COMPUTATION OF ANNUAL ACCRUAL | [11 empty] | ESTIMATED FUTURE DOLLAR DISMANTLEMENT COST
| Intitial Cost |  |  |  |  | Cost |  |  |  |  | Big Bend Unit #2 | Total | Labor | Mat & Eq | Disposal | Salvage | [12 empty] | Total
| Estimates | Capital | Dismantlement | Cost | Inflation | Estimate in | Start | Inflation | Future |  | Year of Study | 2022 | [13 empty] | Capital | Dismantlement | Accumlated | Future
| Are in ___ | Recovery | Component | Estimate | Compound | 2022 | Year of | Compound | Dollar |  | Capital Recovery Year | 2038 | [11 empty] | Recovery | Study | Recovery | Cost at | Reserve @ 12/31/2021 | Dollar
PLANT | Dollars | Year | Costs | Per Study | Multiplier | Dollars | Expenditure | Multiplier | Cost |  | Cost @ Study Year 2022 | 44851736.8207 | 32488761.2451 | 9853720.1884 | 6972487.0582 | -4463231.6711 | [6 empty] | PLANT | Period | Date | Year | Study Date |  | Cost
- | - | - | - | - | - | - | - | - | - |  | Total Future Exp | 66970002.1821 | 48957159.443 | 14931142.4548 | 9844744.7604 | -6763044.4762 | [6 empty] | - | - | - | - | - | - | -
Big Bend Unit #2 | 2020 | 2038 | Labor | 30722481 | 1.0575 | 32488761.2451 | 2039 | 1.5069 | 48957159.443 |  | Amount To Accrue | 64088865.1821 | 44438088.443 | 12861073.4548 | 8586849.7604 | -1797146.4762 | [6 empty] | Big Bend Unit #2 | 16 | 2022 | 2038 | 44851736.8207 | 2881137 | 66970002.1821 | 7.4506e-09
|  |  | Materials & Eq | 9312183 | 1.0582 | 9853720.1884 |  | 1.5153 | 14931142.4548 |  | PV of Amount to Accrue | 42872996.4745 | 29489832.7852 | 8487590.2517 | 6081589.7499 | -1186016.3124
|  |  | Disposal | 6706700 | 1.0396 | 6972487.0582 |  | 1.4119 | 9844744.7604 |  | Capital Recovery Years | 16
|  |  | Salvage | -4217943 | 1.0582 | -4463231.6711 |  | 1.5153 | -6763044.4762 |  | Compound Average Growth | 2.537% | 2.596% | 2.632% | 2.179% | 2.632%
|  |  |  | - |  | - |  |  | - |  | First Year 2022 Accrual | 3295127.0447 | 2275791.4212 | 656813.9845 | 454301.7647 | -91780.1257
|  |  |  | 42523421 |  | 44851736.8207 |  |  | 66970002.1821 |  | - | - | - | - | - | -
[10 empty] | 0 | Reserve @ 12/31/2021 | 2881137 | 4519071 | 2070069 | 1257895 | -4965898 | 4-yr Avg | Labor | Mat & Eq | Disposal | Salvage | 0
| Per Last Unit | 2045 | [7 empty] | 1 | 2022 | 3295127.0447 | 2275791.4212 | 656813.9845 | 454301.7647 | -91780.1257
| Station Analysis | [8 empty] | 2 | 2023 | 3378975.609 | 2334869.6885 | 674098.2377 | 464203.0294 | -94195.3467
[10 empty] | 3 | 2024 | 3464964.8876 | 2395481.5945 | 691837.3312 | 474320.0868 | -96674.1249
[10 empty] | 4 | 2025 | 3553149.6928 | 2457666.9516 | 710043.2341 | 484657.6402 | -99218.133 | 3423054.3085 | 2365952.4139 | 683198.1969 | 469370.6303 | -95466.9325 | 0
[10 empty] | 5 | 2026 | 3643586.2439 | 2521466.6056 | 728728.2307 | 495220.4949 | -101829.0873
[10 empty] | 6 | 2027 | 3736332.203 | 2586922.4627 | 747904.9285 | 506013.5615 | -104508.7497
[10 empty] | 7 | 2028 | 3831446.7129 | 2654077.5172 | 767586.2667 | 517041.8572 | -107258.9282
[10 empty] | 8 | 2029 | 3928990.4346 | 2722975.8792 | 787785.5252 | 528310.5087 | -110081.4785 | 3785088.8986 | 2621360.6162 | 758001.2378 | 511646.6056 | -105919.5609 | 0
[10 empty] | 9 | 2030 | 4029025.5865 | 2793662.804 | 808516.333 | 539824.7544 | -112978.305
[10 empty] | 10 | 2031 | 4131615.9846 | 2866184.7217 | 829792.6782 | 551589.947 | -115951.3623
[10 empty] | 11 | 2032 | 4236827.0835 | 2940589.2676 | 851628.9167 | 563611.5557 | -119002.6565
[10 empty] | 12 | 2033 | 4344726.0185 | 3016925.3137 | 874039.7822 | 575895.169 | -122134.2464 | 4185548.6683 | 2904340.5267 | 840994.4275 | 557730.3566 | -117516.6425 | 0
[10 empty] | 13 | 2034 | 4455381.6489 | 3095243.0008 | 897040.3962 | 588446.497 | -125348.245
[10 empty] | 14 | 2035 | 4568864.6027 | 3175593.771 | 920646.2781 | 601271.3746 | -128646.821
[10 empty] | 15 | 2036 | 4685247.3214 | 3258030.4021 | 944873.3558 | 614375.7635 | -132032.1999
[10 empty] | 16 | 2037 | 4804604.1074 | 3342607.0418 | 969737.9761 | 627765.7556 | -135506.6661 | 4628524.4201 | 3217868.5539 | 933074.5016 | 607964.8477 | -130383.483 | 0
[10 empty] | 17 | 2038 | 0 | 0 | 0 | 0 | 0
[10 empty] | 18 | 2039 | 0 | 0 | 0 | 0 | 0
[10 empty] | 19 | 2040 | 0 | 0 | 0 | 0 | 0
[10 empty] | 20 | 2041 | 0 | 0 | 0 | 0 | 0 | 0 | 0 | 0 | 0 | 0 | 0
[11 empty] | - | - | - | - | - | -
[11 empty] | Equals: Amount To Accrue | 64088865.1821 | 44438088.443 | 12861073.4548 | 8586849.7604 | -1797146.4762
[12 empty] | 0 | 0 | 0 | 0 | 0 | 0
[11 empty] | Earnings Rate | 2.537%
[11 empty] | Monthly Rate | 0.209%
[11 empty] | Amount To Accrue | 64088865.1821
[11 empty] | PV of Amount to Accrue | 42922156.4973
[11 empty] | Months to Accrue | 192
[11 empty] | Monthly Amount | 271631.4768
[11 empty] | - | - | - | -
[10 empty] | 1 | 0 | 271631.4768 | 0 | 271631.4768
[10 empty] | 2 | 271631.4768 | 271631.4768 | 567.7399 | 543830.6935
[10 empty] | 3 | 543830.6935 | 271631.4768 | 1136.6664 | 816598.8368
[10 empty] | 4 | 816598.8368 | 271631.4768 | 1706.7821 | 1089937.0957
[10 empty] | 5 | 1089937.0957 | 271631.4768 | 2278.0893 | 1363846.6618
[10 empty] | 6 | 1363846.6618 | 271631.4768 | 2850.5907 | 1638328.7293
[10 empty] | 7 | 1638328.7293 | 271631.4768 | 3424.2886 | 1913384.4947
[10 empty] | 8 | 1913384.4947 | 271631.4768 | 3999.1856 | 2189015.1572
[10 empty] | 9 | 2189015.1572 | 271631.4768 | 4575.2843 | 2465221.9182
[10 empty] | 10 | 2465221.9182 | 271631.4768 | 5152.587 | 2742005.9821
[10 empty] | 11 | 2742005.9821 | 271631.4768 | 5731.0964 | 3019368.5553
[10 empty] | 12 | 3019368.5553 | 271631.4768 | 6310.8149 | 3297310.8469
[10 empty] | 13 | 3297310.8469 | 271631.4768 | 6891.7451 | 3575834.0688
[10 empty] | 14 | 3575834.0688 | 271631.4768 | 7473.8895 | 3854939.4351
[10 empty] | 15 | 3854939.4351 | 271631.4768 | 8057.2506 | 4134628.1625
[10 empty] | 16 | 4134628.1625 | 271631.4768 | 8641.831 | 4414901.4704
[10 empty] | 17 | 4414901.4704 | 271631.4768 | 9227.6333 | 4695760.5805
[10 empty] | 18 | 4695760.5805 | 271631.4768 | 9814.66 | 4977206.7173
[10 empty] | 19 | 4977206.7173 | 271631.4768 | 10402.9136 | 5259241.1077
[10 empty] | 20 | 5259241.1077 | 271631.4768 | 10992.3967 | 5541864.9813
[10 empty] | 21 | 5541864.9813 | 271631.4768 | 11583.1119 | 5825079.57
[10 empty] | 22 | 5825079.57 | 271631.4768 | 12175.0618 | 6108886.1087
[10 empty] | 23 | 6108886.1087 | 271631.4768 | 12768.2489 | 6393285.8344
[10 empty] | 24 | 6393285.8344 | 271631.4768 | 13362.6759 | 6678279.9871
[10 empty] | 25 | 6678279.9871 | 271631.4768 | 13958.3452 | 6963869.8092
[10 empty] | 26 | 6963869.8092 | 271631.4768 | 14555.2596 | 7250056.5456
[10 empty] | 27 | 7250056.5456 | 271631.4768 | 15153.4216 | 7536841.444
[10 empty] | 28 | 7536841.444 | 271631.4768 | 15752.8338 | 7824225.7546
[10 empty] | 29 | 7824225.7546 | 271631.4768 | 16353.4989 | 8112210.7303
[10 empty] | 30 | 8112210.7303 | 271631.4768 | 16955.4194 | 8400797.6265
[10 empty] | 31 | 8400797.6265 | 271631.4768 | 17558.598 | 8689987.7013
[10 empty] | 32 | 8689987.7013 | 271631.4768 | 18163.0373 | 8979782.2154
[10 empty] | 33 | 8979782.2154 | 271631.4768 | 18768.7399 | 9270182.4321
[10 empty] | 34 | 9270182.4321 | 271631.4768 | 19375.7085 | 9561189.6175
[10 empty] | 35 | 9561189.6175 | 271631.4768 | 19983.9458 | 9852805.0402
[10 empty] | 36 | 9852805.0402 | 271631.4768 | 20593.4544 | 10145029.9713
[10 empty] | 37 | 10145029.9713 | 271631.4768 | 21204.2369 | 10437865.685
[10 empty] | 38 | 10437865.685 | 271631.4768 | 21816.2959 | 10731313.4578
[10 empty] | 39 | 10731313.4578 | 271631.4768 | 22429.6343 | 11025374.5689
[10 empty] | 40 | 11025374.5689 | 271631.4768 | 23044.2546 | 11320050.3004
[10 empty] | 41 | 11320050.3004 | 271631.4768 | 23660.1595 | 11615341.9367
[10 empty] | 42 | 11615341.9367 | 271631.4768 | 24277.3518 | 11911250.7654
[10 empty] | 43 | 11911250.7654 | 271631.4768 | 24895.834 | 12207778.0762
[10 empty] | 44 | 12207778.0762 | 271631.4768 | 25515.609 | 12504925.162
[10 empty] | 45 | 12504925.162 | 271631.4768 | 26136.6793 | 12802693.3182
[10 empty] | 46 | 12802693.3182 | 271631.4768 | 26759.0478 | 13101083.8427
[10 empty] | 47 | 13101083.8427 | 271631.4768 | 27382.717 | 13400098.0366
[10 empty] | 48 | 13400098.0366 | 271631.4768 | 28007.6898 | 13699737.2032
[10 empty] | 49 | 13699737.2032 | 271631.4768 | 28633.9689 | 14000002.6489
[10 empty] | 50 | 14000002.6489 | 271631.4768 | 29261.5569 | 14300895.6827
[10 empty] | 51 | 14300895.6827 | 271631.4768 | 29890.4567 | 14602417.6162
[10 empty] | 52 | 14602417.6162 | 271631.4768 | 30520.671 | 14904569.764
[10 empty] | 53 | 14904569.764 | 271631.4768 | 31152.2024 | 15207353.4433
[10 empty] | 54 | 15207353.4433 | 271631.4768 | 31785.0539 | 15510769.974
[10 empty] | 55 | 15510769.974 | 271631.4768 | 32419.2281 | 15814820.6789
[10 empty] | 56 | 15814820.6789 | 271631.4768 | 33054.7277 | 16119506.8834
[10 empty] | 57 | 16119506.8834 | 271631.4768 | 33691.5557 | 16424829.9159
[10 empty] | 58 | 16424829.9159 | 271631.4768 | 34329.7146 | 16730791.1074
[10 empty] | 59 | 16730791.1074 | 271631.4768 | 34969.2074 | 17037391.7916
[10 empty] | 60 | 17037391.7916 | 271631.4768 | 35610.0368 | 17344633.3053
[10 empty] | 61 | 17344633.3053 | 271631.4768 | 36252.2056 | 17652516.9877
[10 empty] | 62 | 17652516.9877 | 271631.4768 | 36895.7166 | 17961044.1812
[10 empty] | 63 | 17961044.1812 | 271631.4768 | 37540.5727 | 18270216.2307
[10 empty] | 64 | 18270216.2307 | 271631.4768 | 38186.7765 | 18580034.484
[10 empty] | 65 | 18580034.484 | 271631.4768 | 38834.331 | 18890500.2919
[10 empty] | 66 | 18890500.2919 | 271631.4768 | 39483.2389 | 19201615.0076
[10 empty] | 67 | 19201615.0076 | 271631.4768 | 40133.5032 | 19513379.9876
[10 empty] | 68 | 19513379.9876 | 271631.4768 | 40785.1265 | 19825796.591
[10 empty] | 69 | 19825796.591 | 271631.4768 | 41438.1118 | 20138866.1797
[10 empty] | 70 | 20138866.1797 | 271631.4768 | 42092.462 | 20452590.1185
[10 empty] | 71 | 20452590.1185 | 271631.4768 | 42748.1798 | 20766969.7751
[10 empty] | 72 | 20766969.7751 | 271631.4768 | 43405.2681 | 21082006.52
[10 empty] | 73 | 21082006.52 | 271631.4768 | 44063.7298 | 21397701.7266
[10 empty] | 74 | 21397701.7266 | 271631.4768 | 44723.5678 | 21714056.7712
[10 empty] | 75 | 21714056.7712 | 271631.4768 | 45384.7849 | 22031073.0329
[10 empty] | 76 | 22031073.0329 | 271631.4768 | 46047.384 | 22348751.8938
[10 empty] | 77 | 22348751.8938 | 271631.4768 | 46711.368 | 22667094.7386
[10 empty] | 78 | 22667094.7386 | 271631.4768 | 47376.7398 | 22986102.9553
[10 empty] | 79 | 22986102.9553 | 271631.4768 | 48043.5024 | 23305777.9344
[10 empty] | 80 | 23305777.9344 | 271631.4768 | 48711.6585 | 23626121.0698
[10 empty] | 81 | 23626121.0698 | 271631.4768 | 49381.2111 | 23947133.7577
[10 empty] | 82 | 23947133.7577 | 271631.4768 | 50052.1632 | 24268817.3978
[10 empty] | 83 | 24268817.3978 | 271631.4768 | 50724.5177 | 24591173.3923
[10 empty] | 84 | 24591173.3923 | 271631.4768 | 51398.2774 | 24914203.1465
[10 empty] | 85 | 24914203.1465 | 271631.4768 | 52073.4454 | 25237908.0688
[10 empty] | 86 | 25237908.0688 | 271631.4768 | 52750.0246 | 25562289.5702
[10 empty] | 87 | 25562289.5702 | 271631.4768 | 53428.0179 | 25887349.0649
[10 empty] | 88 | 25887349.0649 | 271631.4768 | 54107.4282 | 26213087.9699
[10 empty] | 89 | 26213087.9699 | 271631.4768 | 54788.2586 | 26539507.7054
[10 empty] | 90 | 26539507.7054 | 271631.4768 | 55470.512 | 26866609.6943
[10 empty] | 91 | 26866609.6943 | 271631.4768 | 56154.1915 | 27194395.3626
[10 empty] | 92 | 27194395.3626 | 271631.4768 | 56839.2998 | 27522866.1392
[10 empty] | 93 | 27522866.1392 | 271631.4768 | 57525.8401 | 27852023.4562
[10 empty] | 94 | 27852023.4562 | 271631.4768 | 58213.8154 | 28181868.7484
[10 empty] | 95 | 28181868.7484 | 271631.4768 | 58903.2286 | 28512403.4539
[10 empty] | 96 | 28512403.4539 | 271631.4768 | 59594.0828 | 28843629.0135
[10 empty] | 97 | 28843629.0135 | 271631.4768 | 60286.3809 | 29175546.8712
[10 empty] | 98 | 29175546.8712 | 271631.4768 | 60980.126 | 29508158.4741
[10 empty] | 99 | 29508158.4741 | 271631.4768 | 61675.3211 | 29841465.272
[10 empty] | 100 | 29841465.272 | 271631.4768 | 62371.9693 | 30175468.7181
[10 empty] | 101 | 30175468.7181 | 271631.4768 | 63070.0735 | 30510170.2684
[10 empty] | 102 | 30510170.2684 | 271631.4768 | 63769.6368 | 30845571.3821
[10 empty] | 103 | 30845571.3821 | 271631.4768 | 64470.6623 | 31181673.5212
[10 empty] | 104 | 31181673.5212 | 271631.4768 | 65173.153 | 31518478.1511
[10 empty] | 105 | 31518478.1511 | 271631.4768 | 65877.112 | 31855986.7399
[10 empty] | 106 | 31855986.7399 | 271631.4768 | 66582.5424 | 32194200.7591
[10 empty] | 107 | 32194200.7591 | 271631.4768 | 67289.4472 | 32533121.6831
[10 empty] | 108 | 32533121.6831 | 271631.4768 | 67997.8294 | 32872750.9894
[10 empty] | 109 | 32872750.9894 | 271631.4768 | 68707.6923 | 33213090.1585
[10 empty] | 110 | 33213090.1585 | 271631.4768 | 69419.0389 | 33554140.6742
[10 empty] | 111 | 33554140.6742 | 271631.4768 | 70131.8723 | 33895904.0233
[10 empty] | 112 | 33895904.0233 | 271631.4768 | 70846.1955 | 34238381.6957
[10 empty] | 113 | 34238381.6957 | 271631.4768 | 71562.0118 | 34581575.1844
[10 empty] | 114 | 34581575.1844 | 271631.4768 | 72279.3243 | 34925485.9855
[10 empty] | 115 | 34925485.9855 | 271631.4768 | 72998.1359 | 35270115.5982
[10 empty] | 116 | 35270115.5982 | 271631.4768 | 73718.45 | 35615465.5251
[10 empty] | 117 | 35615465.5251 | 271631.4768 | 74440.2696 | 35961537.2715
[10 empty] | 118 | 35961537.2715 | 271631.4768 | 75163.5979 | 36308332.3463
[10 empty] | 119 | 36308332.3463 | 271631.4768 | 75888.4381 | 36655852.2612
[10 empty] | 120 | 36655852.2612 | 271631.4768 | 76614.7932 | 37004098.5312
[10 empty] | 121 | 37004098.5312 | 271631.4768 | 77342.6665 | 37353072.6745
[10 empty] | 122 | 37353072.6745 | 271631.4768 | 78072.0611 | 37702776.2125
[10 empty] | 123 | 37702776.2125 | 271631.4768 | 78802.9803 | 38053210.6696
[10 empty] | 124 | 38053210.6696 | 271631.4768 | 79535.4271 | 38404377.5736
[10 empty] | 125 | 38404377.5736 | 271631.4768 | 80269.4049 | 38756278.4553
[10 empty] | 126 | 38756278.4553 | 271631.4768 | 81004.9167 | 39108914.8488
[10 empty] | 127 | 39108914.8488 | 271631.4768 | 81741.9658 | 39462288.2915
[10 empty] | 128 | 39462288.2915 | 271631.4768 | 82480.5555 | 39816400.3238
[10 empty] | 129 | 39816400.3238 | 271631.4768 | 83220.6889 | 40171252.4895
[10 empty] | 130 | 40171252.4895 | 271631.4768 | 83962.3692 | 40526846.3356
[10 empty] | 131 | 40526846.3356 | 271631.4768 | 84705.5998 | 40883183.4122
[10 empty] | 132 | 40883183.4122 | 271631.4768 | 85450.3838 | 41240265.2728
[10 empty] | 133 | 41240265.2728 | 271631.4768 | 86196.7244 | 41598093.474
[10 empty] | 134 | 41598093.474 | 271631.4768 | 86944.625 | 41956669.5758
[10 empty] | 135 | 41956669.5758 | 271631.4768 | 87694.0888 | 42315995.1415
[10 empty] | 136 | 42315995.1415 | 271631.4768 | 88445.119 | 42676071.7373
[10 empty] | 137 | 42676071.7373 | 271631.4768 | 89197.719 | 43036900.9332
[10 empty] | 138 | 43036900.9332 | 271631.4768 | 89951.892 | 43398484.3021
[10 empty] | 139 | 43398484.3021 | 271631.4768 | 90707.6413 | 43760823.4202
[10 empty] | 140 | 43760823.4202 | 271631.4768 | 91464.9703 | 44123919.8673
[10 empty] | 141 | 44123919.8673 | 271631.4768 | 92223.8821 | 44487775.2262
[10 empty] | 142 | 44487775.2262 | 271631.4768 | 92984.3801 | 44852391.0831
[10 empty] | 143 | 44852391.0831 | 271631.4768 | 93746.4676 | 45217769.0276
[10 empty] | 144 | 45217769.0276 | 271631.4768 | 94510.148 | 45583910.6524
[10 empty] | 145 | 45583910.6524 | 271631.4768 | 95275.4246 | 45950817.5538
[10 empty] | 146 | 45950817.5538 | 271631.4768 | 96042.3007 | 46318491.3314
[10 empty] | 147 | 46318491.3314 | 271631.4768 | 96810.7796 | 46686933.5878
[10 empty] | 148 | 46686933.5878 | 271631.4768 | 97580.8648 | 47056145.9294
[10 empty] | 149 | 47056145.9294 | 271631.4768 | 98352.5595 | 47426129.9657
[10 empty] | 150 | 47426129.9657 | 271631.4768 | 99125.8671 | 47796887.3096
[10 empty] | 151 | 47796887.3096 | 271631.4768 | 99900.791 | 48168419.5775
[10 empty] | 152 | 48168419.5775 | 271631.4768 | 100677.3346 | 48540728.3889
[10 empty] | 153 | 48540728.3889 | 271631.4768 | 101455.5013 | 48913815.3671
[10 empty] | 154 | 48913815.3671 | 271631.4768 | 102235.2944 | 49287682.1384
[10 empty] | 155 | 49287682.1384 | 271631.4768 | 103016.7174 | 49662330.3326
[10 empty] | 156 | 49662330.3326 | 271631.4768 | 103799.7737 | 50037761.5831
[10 empty] | 157 | 50037761.5831 | 271631.4768 | 104584.4666 | 50413977.5265
[10 empty] | 158 | 50413977.5265 | 271631.4768 | 105370.7996 | 50790979.803
[10 empty] | 159 | 50790979.803 | 271631.4768 | 106158.7761 | 51168770.0559
[10 empty] | 160 | 51168770.0559 | 271631.4768 | 106948.3996 | 51547349.9324
[10 empty] | 161 | 51547349.9324 | 271631.4768 | 107739.6735 | 51926721.0827
[10 empty] | 162 | 51926721.0827 | 271631.4768 | 108532.6013 | 52306885.1608
[10 empty] | 163 | 52306885.1608 | 271631.4768 | 109327.1863 | 52687843.824
[10 empty] | 164 | 52687843.824 | 271631.4768 | 110123.4321 | 53069598.7329
[10 empty] | 165 | 53069598.7329 | 271631.4768 | 110921.3422 | 53452151.552
[10 empty] | 166 | 53452151.552 | 271631.4768 | 111720.92 | 53835503.9488
[10 empty] | 167 | 53835503.9488 | 271631.4768 | 112522.169 | 54219657.5946
[10 empty] | 168 | 54219657.5946 | 271631.4768 | 113325.0927 | 54604614.1641
[10 empty] | 169 | 54604614.1641 | 271631.4768 | 114129.6946 | 54990375.3354
[10 empty] | 170 | 54990375.3354 | 271631.4768 | 114935.9781 | 55376942.7904
[10 empty] | 171 | 55376942.7904 | 271631.4768 | 115743.947 | 55764318.2142
[10 empty] | 172 | 55764318.2142 | 271631.4768 | 116553.6045 | 56152503.2956
[10 empty] | 173 | 56152503.2956 | 271631.4768 | 117364.9544 | 56541499.7268
[10 empty] | 174 | 56541499.7268 | 271631.4768 | 118178 | 56931309.2036
[10 empty] | 175 | 56931309.2036 | 271631.4768 | 118992.745 | 57321933.4254
[10 empty] | 176 | 57321933.4254 | 271631.4768 | 119809.1929 | 57713374.0952
[10 empty] | 177 | 57713374.0952 | 271631.4768 | 120627.3473 | 58105632.9193
[10 empty] | 178 | 58105632.9193 | 271631.4768 | 121447.2117 | 58498711.6079
[10 empty] | 179 | 58498711.6079 | 271631.4768 | 122268.7897 | 58892611.8744
[10 empty] | 180 | 58892611.8744 | 271631.4768 | 123092.0849 | 59287335.4362
[10 empty] | 181 | 59287335.4362 | 271631.4768 | 123917.1009 | 59682884.0139
[10 empty] | 182 | 59682884.0139 | 271631.4768 | 124743.8413 | 60079259.332
[10 empty] | 183 | 60079259.332 | 271631.4768 | 125572.3096 | 60476463.1185
[10 empty] | 184 | 60476463.1185 | 271631.4768 | 126402.5095 | 60874497.1049
[10 empty] | 185 | 60874497.1049 | 271631.4768 | 127234.4447 | 61273363.0264
[10 empty] | 186 | 61273363.0264 | 271631.4768 | 128068.1187 | 61673062.6219
[10 empty] | 187 | 61673062.6219 | 271631.4768 | 128903.5351 | 62073597.6338
[10 empty] | 188 | 62073597.6338 | 271631.4768 | 129740.6977 | 62474969.8083
[10 empty] | 189 | 62474969.8083 | 271631.4768 | 130579.61 | 62877180.8951
[10 empty] | 190 | 62877180.8951 | 271631.4768 | 131420.2757 | 63280232.6477
[10 empty] | 191 | 63280232.6477 | 271631.4768 | 132262.6986 | 63684126.8231
[10 empty] | 192 | 63684126.8231 | 271631.4768 | 133106.8821 | 64088865.1821
[10 empty] | - | - | - | - | -
[11 empty] | Equals: Amount To Accrue | 52153243.551 | 11935621.6311 | 64088865.1821 | -1.9372e-07

## Big Bend Unit #3 (hidden)
TAMPA ELECTRIC COMPANY | [10 empty] | TAMPA ELECTRIC COMPANY | [11 empty] | FOSSIL-FUELED GENERATING STATIONS
PROJECTED FUTURE DOLLAR DISMANTLEMENT COST BY PLANT | [10 empty] | COMPUTATION OF ANNUAL ACCRUAL | [11 empty] | ESTIMATED FUTURE DOLLAR DISMANTLEMENT COST
| Intitial Cost |  |  |  |  | Cost |  |  |  |  | Big Bend Unit #3 | Total | Labor | Mat & Eq | Disposal | Salvage | [12 empty] | Total
| Estimates | Capital | Dismantlement | Cost | Inflation | Estimate in | Start | Inflation | Future |  | Year of Study | 2022 | [13 empty] | Capital | Dismantlement | Accumlated | Future
| Are in ___ | Recovery | Component | Estimate | Compound | 2022 | Year of | Compound | Dollar |  | Capital Recovery Year | 2041 | [11 empty] | Recovery | Study | Recovery | Cost at | Reserve @ 12/31/2021 | Dollar
PLANT | Dollars | Year | Costs | Per Study | Multiplier | Dollars | Expenditure | Multiplier | Cost |  | Cost @ Study Year 2022 | 47826098.6046 | 37141166.365 | 8985365.4637 | 7230354.824 | -5530788.0482 | [6 empty] | PLANT | Period | Date | Year | Study Date |  | Cost
- | - | - | - | - | - | - | - | - | - |  | Total Future Exp | 76876899.2092 | 60452868.957 | 14637695.5725 | 10796317.8632 | -9009983.1834 | [6 empty] | - | - | - | - | - | - | -
Big Bend Unit #3 | 2020 | 2041 | Labor | 35121954 | 1.0575 | 37141166.365 | 2042 | 1.6277 | 60452868.957 |  | Amount To Accrue | 74510157.2092 | 56110319.957 | 12760996.5725 | 9716972.8632 | -4078132.1834 | [6 empty] | Big Bend Unit #3 | 19 | 2022 | 2041 | 47826098.6046 | 2366742 | 76876899.2092 | 0
|  |  | Materials & Eq | 8491551 | 1.0582 | 8985365.4637 |  | 1.6291 | 14637695.5725 |  | PV of Amount to Accrue | 46310678.7975 | 34473181.5756 | 7833351.7265 | 6507511.4041 | -2503365.9087
|  |  | Disposal | 6954738 | 1.0396 | 7230354.824 |  | 1.4932 | 10796317.8632 |  | Capital Recovery Years | 19
|  |  | Salvage | -5226829 | 1.0582 | -5530788.0482 |  | 1.6291 | -9009983.1834 |  | Compound Average Growth | 2.53% | 2.597% | 2.602% | 2.133% | 2.602%
|  |  |  | - |  | - |  |  | - |  | First Year 2022 Accrual | 3100940.226 | 2321678.4204 | 527777.4667 | 420150.3409 | -168666.0019
|  |  |  | 45341414 |  | 47826098.6046 |  |  | 76876899.2092 |  | - | - | - | - | - | -
[10 empty] | 0 | Reserve @ 12/31/2021 | 2366742 | 4342549 | 1876699 | 1079345 | -4931851 | 4-yr Avg | Labor | Mat & Eq | Disposal | Salvage | 0
| Per Last Unit | 2045 | [7 empty] | 1 | 2022 | 3100940.226 | 2321678.4204 | 527777.4667 | 420150.3409 | -168666.0019
| Station Analysis | [8 empty] | 2 | 2023 | 3179537.7892 | 2381973.2177 | 541508.6785 | 429110.0864 | -173054.1935
[10 empty] | 3 | 2024 | 3260135.3747 | 2443833.892 | 555597.136 | 438260.8994 | -177556.5528
[10 empty] | 4 | 2025 | 3342784.0473 | 2507301.1095 | 570052.1335 | 447606.8544 | -182176.0502 | 3220849.3593 | 2413696.6599 | 548733.8537 | 433782.0453 | -175363.1996 | 0
[10 empty] | 5 | 2026 | 3427536.1796 | 2572416.5928 | 584883.2075 | 457152.1127 | -186915.7333
[10 empty] | 6 | 2027 | 3514445.4856 | 2639223.1479 | 600100.1421 | 466900.9245 | -191778.729
[10 empty] | 7 | 2028 | 3603567.0542 | 2707764.6924 | 615712.9765 | 476857.6307 | -196768.2454
[10 empty] | 8 | 2029 | 3694957.3858 | 2778086.2848 | 631732.0108 | 487026.6646 | -201887.5744 | 3560126.5263 | 2674372.6795 | 608107.0842 | 471984.3331 | -194337.5705 | 0
[10 empty] | 9 | 2030 | 3788674.4274 | 2850234.1534 | 648167.8131 | 497412.5541 | -207140.0932
[10 empty] | 10 | 2031 | 3884777.6103 | 2924255.7273 | 665031.2264 | 508019.9236 | -212529.267
[10 empty] | 11 | 2032 | 3983327.8883 | 3000199.6672 | 682333.376 | 518853.4963 | -218058.6512
[10 empty] | 12 | 2033 | 4084387.7765 | 3078115.8977 | 700085.6764 | 529918.096 | -223731.8937 | 3935291.9256 | 2963201.3614 | 673904.523 | 513551.0175 | -215364.9762 | 0
[10 empty] | 13 | 2034 | 4188021.3913 | 3158055.6399 | 718299.8393 | 541218.6493 | -229552.7371
[10 empty] | 14 | 2035 | 4294294.4921 | 3240071.445 | 736987.8809 | 552760.1879 | -235525.0218
[10 empty] | 15 | 2036 | 4403274.5227 | 3324217.2292 | 756162.1303 | 564547.851 | -241652.6877
[10 empty] | 16 | 2037 | 4515030.6553 | 3410548.3087 | 775835.2369 | 576586.887 | -247939.7773 | 4350155.2654 | 3283223.1557 | 746821.2719 | 558778.3938 | -238667.556 | 0
[10 empty] | 17 | 2038 | 4629633.8344 | 3499121.4364 | 796020.1798 | 588882.6567 | -254390.4385
[10 empty] | 18 | 2039 | 4747156.8223 | 3589994.8391 | 816730.2753 | 601440.6348 | -261008.9269
[10 empty] | 19 | 2040 | 4867674.2463 | 3683228.2557 | 837979.1864 | 614266.413 | -267799.6087
[10 empty] | 20 | 2041 | 0 | 0 | 0 | 0 | 0 | 3561116.2257 | 2693086.1328 | 612682.4104 | 451147.4261 | -195799.7435 | 0
[10 empty] | 21 | 2042 | 0 | 0 | 0 | 0 | 0
[10 empty] | 22 | 2043 | 0 | 0 | 0 | 0 | 0
[10 empty] | 23 | 2044 | 0 | 0 | 0 | 0 | 0
[10 empty] | 24 | 2045 | 0 | 0 | 0 | 0 | 0 | 0 | 0 | 0 | 0 | 0 | 0
[11 empty] | - | - | - | - | - | -
[11 empty] | Equals: Amount To Accrue | 74510157.2092 | 56110319.957 | 12760996.5725 | 9716972.8632 | -4078132.1834
[12 empty] | 0 | -6.7055e-08 | 0 | 1.4901e-08 | 0 | 0
[11 empty] | Earnings Rate | 2.53%
[11 empty] | Monthly Rate | 0.2084%
[11 empty] | Amount To Accrue | 74510157.2092
[11 empty] | PV of Amount to Accrue | 46353718.2481
[11 empty] | Months to Accrue | 228
[11 empty] | Monthly Amount | 255622.0989
[11 empty] | - | - | - | -
[10 empty] | 1 | 0 | 255622.0989 | 0 | 255622.0989
[10 empty] | 2 | 255622.0989 | 255622.0989 | 532.6899 | 511776.8878
[10 empty] | 3 | 511776.8878 | 255622.0989 | 1066.4899 | 768465.4766
[10 empty] | 4 | 768465.4766 | 255622.0989 | 1601.4022 | 1025688.9778
[10 empty] | 5 | 1025688.9778 | 255622.0989 | 2137.4293 | 1283448.506
[10 empty] | 6 | 1283448.506 | 255622.0989 | 2674.5734 | 1541745.1784
[10 empty] | 7 | 1541745.1784 | 255622.0989 | 3212.8368 | 1800580.1141
[10 empty] | 8 | 1800580.1141 | 255622.0989 | 3752.2219 | 2059954.435
[10 empty] | 9 | 2059954.435 | 255622.0989 | 4292.7311 | 2319869.265
[10 empty] | 10 | 2319869.265 | 255622.0989 | 4834.3666 | 2580325.7305
[10 empty] | 11 | 2580325.7305 | 255622.0989 | 5377.1308 | 2841324.9603
[10 empty] | 12 | 2841324.9603 | 255622.0989 | 5921.0261 | 3102868.0853
[10 empty] | 13 | 3102868.0853 | 255622.0989 | 6466.0548 | 3364956.2391
[10 empty] | 14 | 3364956.2391 | 255622.0989 | 7012.2193 | 3627590.5573
[10 empty] | 15 | 3627590.5573 | 255622.0989 | 7559.5219 | 3890772.1781
[10 empty] | 16 | 3890772.1781 | 255622.0989 | 8107.9651 | 4154502.2422
[10 empty] | 17 | 4154502.2422 | 255622.0989 | 8657.5511 | 4418781.8922
[10 empty] | 18 | 4418781.8922 | 255622.0989 | 9208.2825 | 4683612.2737
[10 empty] | 19 | 4683612.2737 | 255622.0989 | 9760.1615 | 4948994.5341
[10 empty] | 20 | 4948994.5341 | 255622.0989 | 10313.1905 | 5214929.8236
[10 empty] | 21 | 5214929.8236 | 255622.0989 | 10867.3721 | 5481419.2946
[10 empty] | 22 | 5481419.2946 | 255622.0989 | 11422.7084 | 5748464.102
[10 empty] | 23 | 5748464.102 | 255622.0989 | 11979.2021 | 6016065.403
[10 empty] | 24 | 6016065.403 | 255622.0989 | 12536.8554 | 6284224.3573
[10 empty] | 25 | 6284224.3573 | 255622.0989 | 13095.6708 | 6552942.1271
[10 empty] | 26 | 6552942.1271 | 255622.0989 | 13655.6507 | 6822219.8768
[10 empty] | 27 | 6822219.8768 | 255622.0989 | 14216.7976 | 7092058.7733
[10 empty] | 28 | 7092058.7733 | 255622.0989 | 14779.1138 | 7362459.986
[10 empty] | 29 | 7362459.986 | 255622.0989 | 15342.6018 | 7633424.6868
[10 empty] | 30 | 7633424.6868 | 255622.0989 | 15907.2641 | 7904954.0499
[10 empty] | 31 | 7904954.0499 | 255622.0989 | 16473.1031 | 8177049.252
[10 empty] | 32 | 8177049.252 | 255622.0989 | 17040.1213 | 8449711.4722
[10 empty] | 33 | 8449711.4722 | 255622.0989 | 17608.321 | 8722941.8922
[10 empty] | 34 | 8722941.8922 | 255622.0989 | 18177.7048 | 8996741.696
[10 empty] | 35 | 8996741.696 | 255622.0989 | 18748.2752 | 9271112.0701
[10 empty] | 36 | 9271112.0701 | 255622.0989 | 19320.0345 | 9546054.2036
[10 empty] | 37 | 9546054.2036 | 255622.0989 | 19892.9854 | 9821569.2879
[10 empty] | 38 | 9821569.2879 | 255622.0989 | 20467.1302 | 10097658.517
[10 empty] | 39 | 10097658.517 | 255622.0989 | 21042.4715 | 10374323.0875
[10 empty] | 40 | 10374323.0875 | 255622.0989 | 21619.0117 | 10651564.1981
[10 empty] | 41 | 10651564.1981 | 255622.0989 | 22196.7534 | 10929383.0504
[10 empty] | 42 | 10929383.0504 | 255622.0989 | 22775.699 | 11207780.8484
[10 empty] | 43 | 11207780.8484 | 255622.0989 | 23355.8511 | 11486758.7985
[10 empty] | 44 | 11486758.7985 | 255622.0989 | 23937.2122 | 11766318.1096
[10 empty] | 45 | 11766318.1096 | 255622.0989 | 24519.7847 | 12046459.9933
[10 empty] | 46 | 12046459.9933 | 255622.0989 | 25103.5713 | 12327185.6635
[10 empty] | 47 | 12327185.6635 | 255622.0989 | 25688.5745 | 12608496.3369
[10 empty] | 48 | 12608496.3369 | 255622.0989 | 26274.7967 | 12890393.2326
[10 empty] | 49 | 12890393.2326 | 255622.0989 | 26862.2405 | 13172877.572
[10 empty] | 50 | 13172877.572 | 255622.0989 | 27450.9086 | 13455950.5795
[10 empty] | 51 | 13455950.5795 | 255622.0989 | 28040.8033 | 13739613.4818
[10 empty] | 52 | 13739613.4818 | 255622.0989 | 28631.9273 | 14023867.5081
[10 empty] | 53 | 14023867.5081 | 255622.0989 | 29224.2832 | 14308713.8902
[10 empty] | 54 | 14308713.8902 | 255622.0989 | 29817.8735 | 14594153.8626
[10 empty] | 55 | 14594153.8626 | 255622.0989 | 30412.7007 | 14880188.6623
[10 empty] | 56 | 14880188.6623 | 255622.0989 | 31008.7675 | 15166819.5287
[10 empty] | 57 | 15166819.5287 | 255622.0989 | 31606.0765 | 15454047.7041
[10 empty] | 58 | 15454047.7041 | 255622.0989 | 32204.6302 | 15741874.4333
[10 empty] | 59 | 15741874.4333 | 255622.0989 | 32804.4312 | 16030300.9634
[10 empty] | 60 | 16030300.9634 | 255622.0989 | 33405.4821 | 16319328.5444
[10 empty] | 61 | 16319328.5444 | 255622.0989 | 34007.7855 | 16608958.4289
[10 empty] | 62 | 16608958.4289 | 255622.0989 | 34611.3441 | 16899191.872
[10 empty] | 63 | 16899191.872 | 255622.0989 | 35216.1605 | 17190030.1314
[10 empty] | 64 | 17190030.1314 | 255622.0989 | 35822.2372 | 17481474.4676
[10 empty] | 65 | 17481474.4676 | 255622.0989 | 36429.5769 | 17773526.1435
[10 empty] | 66 | 17773526.1435 | 255622.0989 | 37038.1823 | 18066186.4247
[10 empty] | 67 | 18066186.4247 | 255622.0989 | 37648.0559 | 18359456.5796
[10 empty] | 68 | 18359456.5796 | 255622.0989 | 38259.2005 | 18653337.879
[10 empty] | 69 | 18653337.879 | 255622.0989 | 38871.6186 | 18947831.5965
[10 empty] | 70 | 18947831.5965 | 255622.0989 | 39485.3129 | 19242939.0083
[10 empty] | 71 | 19242939.0083 | 255622.0989 | 40100.2861 | 19538661.3933
[10 empty] | 72 | 19538661.3933 | 255622.0989 | 40716.5408 | 19835000.0331
[10 empty] | 73 | 19835000.0331 | 255622.0989 | 41334.0797 | 20131956.2118
[10 empty] | 74 | 20131956.2118 | 255622.0989 | 41952.9056 | 20429531.2163
[10 empty] | 75 | 20429531.2163 | 255622.0989 | 42573.021 | 20727726.3362
[10 empty] | 76 | 20727726.3362 | 255622.0989 | 43194.4286 | 21026542.8638
[10 empty] | 77 | 21026542.8638 | 255622.0989 | 43817.1312 | 21325982.094
[10 empty] | 78 | 21325982.094 | 255622.0989 | 44441.1315 | 21626045.3244
[10 empty] | 79 | 21626045.3244 | 255622.0989 | 45066.4321 | 21926733.8555
[10 empty] | 80 | 21926733.8555 | 255622.0989 | 45693.0358 | 22228048.9902
[10 empty] | 81 | 22228048.9902 | 255622.0989 | 46320.9452 | 22529992.0343
[10 empty] | 82 | 22529992.0343 | 255622.0989 | 46950.1631 | 22832564.2964
[10 empty] | 83 | 22832564.2964 | 255622.0989 | 47580.6923 | 23135767.0876
[10 empty] | 84 | 23135767.0876 | 255622.0989 | 48212.5354 | 23439601.722
[10 empty] | 85 | 23439601.722 | 255622.0989 | 48845.6952 | 23744069.5162
[10 empty] | 86 | 23744069.5162 | 255622.0989 | 49480.1745 | 24049171.7897
[10 empty] | 87 | 24049171.7897 | 255622.0989 | 50115.9759 | 24354909.8646
[10 empty] | 88 | 24354909.8646 | 255622.0989 | 50753.1023 | 24661285.0658
[10 empty] | 89 | 24661285.0658 | 255622.0989 | 51391.5564 | 24968298.7212
[10 empty] | 90 | 24968298.7212 | 255622.0989 | 52031.341 | 25275952.1612
[10 empty] | 91 | 25275952.1612 | 255622.0989 | 52672.4588 | 25584246.7189
[10 empty] | 92 | 25584246.7189 | 255622.0989 | 53314.9126 | 25893183.7305
[10 empty] | 93 | 25893183.7305 | 255622.0989 | 53958.7053 | 26202764.5348
[10 empty] | 94 | 26202764.5348 | 255622.0989 | 54603.8395 | 26512990.4732
[10 empty] | 95 | 26512990.4732 | 255622.0989 | 55250.3182 | 26823862.8903
[10 empty] | 96 | 26823862.8903 | 255622.0989 | 55898.144 | 27135383.1333
[10 empty] | 97 | 27135383.1333 | 255622.0989 | 56547.3198 | 27447552.552
[10 empty] | 98 | 27447552.552 | 255622.0989 | 57197.8485 | 27760372.4994
[10 empty] | 99 | 27760372.4994 | 255622.0989 | 57849.7327 | 28073844.3311
[10 empty] | 100 | 28073844.3311 | 255622.0989 | 58502.9755 | 28387969.4055
[10 empty] | 101 | 28387969.4055 | 255622.0989 | 59157.5795 | 28702749.084
[10 empty] | 102 | 28702749.084 | 255622.0989 | 59813.5476 | 29018184.7306
[10 empty] | 103 | 29018184.7306 | 255622.0989 | 60470.8828 | 29334277.7123
[10 empty] | 104 | 29334277.7123 | 255622.0989 | 61129.5877 | 29651029.3989
[10 empty] | 105 | 29651029.3989 | 255622.0989 | 61789.6653 | 29968441.1632
[10 empty] | 106 | 29968441.1632 | 255622.0989 | 62451.1185 | 30286514.3806
[10 empty] | 107 | 30286514.3806 | 255622.0989 | 63113.95 | 30605250.4296
[10 empty] | 108 | 30605250.4296 | 255622.0989 | 63778.1628 | 30924650.6914
[10 empty] | 109 | 30924650.6914 | 255622.0989 | 64443.7598 | 31244716.5501
[10 empty] | 110 | 31244716.5501 | 255622.0989 | 65110.7438 | 31565449.3929
[10 empty] | 111 | 31565449.3929 | 255622.0989 | 65779.1177 | 31886850.6096
[10 empty] | 112 | 31886850.6096 | 255622.0989 | 66448.8845 | 32208921.593
[10 empty] | 113 | 32208921.593 | 255622.0989 | 67120.047 | 32531663.7389
[10 empty] | 114 | 32531663.7389 | 255622.0989 | 67792.6081 | 32855078.4459
[10 empty] | 115 | 32855078.4459 | 255622.0989 | 68466.5707 | 33179167.1156
[10 empty] | 116 | 33179167.1156 | 255622.0989 | 69141.9378 | 33503931.1524
[10 empty] | 117 | 33503931.1524 | 255622.0989 | 69818.7124 | 33829371.9637
[10 empty] | 118 | 33829371.9637 | 255622.0989 | 70496.8972 | 34155490.9598
[10 empty] | 119 | 34155490.9598 | 255622.0989 | 71176.4953 | 34482289.5541
[10 empty] | 120 | 34482289.5541 | 255622.0989 | 71857.5096 | 34809769.1627
[10 empty] | 121 | 34809769.1627 | 255622.0989 | 72539.9431 | 35137931.2048
[10 empty] | 122 | 35137931.2048 | 255622.0989 | 73223.7987 | 35466777.1025
[10 empty] | 123 | 35466777.1025 | 255622.0989 | 73909.0794 | 35796308.2809
[10 empty] | 124 | 35796308.2809 | 255622.0989 | 74595.7882 | 36126526.168
[10 empty] | 125 | 36126526.168 | 255622.0989 | 75283.928 | 36457432.1949
[10 empty] | 126 | 36457432.1949 | 255622.0989 | 75973.5017 | 36789027.7956
[10 empty] | 127 | 36789027.7956 | 255622.0989 | 76664.5125 | 37121314.4071
[10 empty] | 128 | 37121314.4071 | 255622.0989 | 77356.9633 | 37454293.4693
[10 empty] | 129 | 37454293.4693 | 255622.0989 | 78050.8571 | 37787966.4254
[10 empty] | 130 | 37787966.4254 | 255622.0989 | 78746.1969 | 38122334.7212
[10 empty] | 131 | 38122334.7212 | 255622.0989 | 79442.9857 | 38457399.8058
[10 empty] | 132 | 38457399.8058 | 255622.0989 | 80141.2265 | 38793163.1313
[10 empty] | 133 | 38793163.1313 | 255622.0989 | 80840.9224 | 39129626.1526
[10 empty] | 134 | 39129626.1526 | 255622.0989 | 81542.0764 | 39466790.3279
[10 empty] | 135 | 39466790.3279 | 255622.0989 | 82244.6915 | 39804657.1184
[10 empty] | 136 | 39804657.1184 | 255622.0989 | 82948.7708 | 40143227.9881
[10 empty] | 137 | 40143227.9881 | 255622.0989 | 83654.3173 | 40482504.4044
[10 empty] | 138 | 40482504.4044 | 255622.0989 | 84361.3341 | 40822487.8375
[10 empty] | 139 | 40822487.8375 | 255622.0989 | 85069.8243 | 41163179.7607
[10 empty] | 140 | 41163179.7607 | 255622.0989 | 85779.7909 | 41504581.6506
[10 empty] | 141 | 41504581.6506 | 255622.0989 | 86491.2369 | 41846694.9864
[10 empty] | 142 | 41846694.9864 | 255622.0989 | 87204.1656 | 42189521.251
[10 empty] | 143 | 42189521.251 | 255622.0989 | 87918.5799 | 42533061.9299
[10 empty] | 144 | 42533061.9299 | 255622.0989 | 88634.483 | 42877318.5118
[10 empty] | 145 | 42877318.5118 | 255622.0989 | 89351.878 | 43222292.4888
[10 empty] | 146 | 43222292.4888 | 255622.0989 | 90070.7679 | 43567985.3556
[10 empty] | 147 | 43567985.3556 | 255622.0989 | 90791.1559 | 43914398.6105
[10 empty] | 148 | 43914398.6105 | 255622.0989 | 91513.0452 | 44261533.7546
[10 empty] | 149 | 44261533.7546 | 255622.0989 | 92236.4388 | 44609392.2923
[10 empty] | 150 | 44609392.2923 | 255622.0989 | 92961.3398 | 44957975.7311
[10 empty] | 151 | 44957975.7311 | 255622.0989 | 93687.7515 | 45307285.5816
[10 empty] | 152 | 45307285.5816 | 255622.0989 | 94415.6769 | 45657323.3574
[10 empty] | 153 | 45657323.3574 | 255622.0989 | 95145.1193 | 46008090.5757
[10 empty] | 154 | 46008090.5757 | 255622.0989 | 95876.0818 | 46359588.7564
[10 empty] | 155 | 46359588.7564 | 255622.0989 | 96608.5674 | 46711819.4228
[10 empty] | 156 | 46711819.4228 | 255622.0989 | 97342.5796 | 47064784.1013
[10 empty] | 157 | 47064784.1013 | 255622.0989 | 98078.1213 | 47418484.3216
[10 empty] | 158 | 47418484.3216 | 255622.0989 | 98815.1958 | 47772921.6163
[10 empty] | 159 | 47772921.6163 | 255622.0989 | 99553.8063 | 48128097.5216
[10 empty] | 160 | 48128097.5216 | 255622.0989 | 100293.956 | 48484013.5766
[10 empty] | 161 | 48484013.5766 | 255622.0989 | 101035.6481 | 48840671.3236
[10 empty] | 162 | 48840671.3236 | 255622.0989 | 101778.8858 | 49198072.3084
[10 empty] | 163 | 49198072.3084 | 255622.0989 | 102523.6723 | 49556218.0797
[10 empty] | 164 | 49556218.0797 | 255622.0989 | 103270.0109 | 49915110.1895
[10 empty] | 165 | 49915110.1895 | 255622.0989 | 104017.9048 | 50274750.1933
[10 empty] | 166 | 50274750.1933 | 255622.0989 | 104767.3572 | 50635139.6494
[10 empty] | 167 | 50635139.6494 | 255622.0989 | 105518.3714 | 50996280.1198
[10 empty] | 168 | 50996280.1198 | 255622.0989 | 106270.9506 | 51358173.1693
[10 empty] | 169 | 51358173.1693 | 255622.0989 | 107025.0981 | 51720820.3664
[10 empty] | 170 | 51720820.3664 | 255622.0989 | 107780.8172 | 52084223.2826
[10 empty] | 171 | 52084223.2826 | 255622.0989 | 108538.1112 | 52448383.4927
[10 empty] | 172 | 52448383.4927 | 255622.0989 | 109296.9832 | 52813302.5749
[10 empty] | 173 | 52813302.5749 | 255622.0989 | 110057.4367 | 53178982.1105
[10 empty] | 174 | 53178982.1105 | 255622.0989 | 110819.4748 | 53545423.6843
[10 empty] | 175 | 53545423.6843 | 255622.0989 | 111583.101 | 53912628.8843
[10 empty] | 176 | 53912628.8843 | 255622.0989 | 112348.3185 | 54280599.3018
[10 empty] | 177 | 54280599.3018 | 255622.0989 | 113115.1306 | 54649336.5314
[10 empty] | 178 | 54649336.5314 | 255622.0989 | 113883.5407 | 55018842.171
[10 empty] | 179 | 55018842.171 | 255622.0989 | 114653.5521 | 55389117.8221
[10 empty] | 180 | 55389117.8221 | 255622.0989 | 115425.1681 | 55760165.0891
[10 empty] | 181 | 55760165.0891 | 255622.0989 | 116198.3921 | 56131985.5801
[10 empty] | 182 | 56131985.5801 | 255622.0989 | 116973.2273 | 56504580.9064
[10 empty] | 183 | 56504580.9064 | 255622.0989 | 117749.6773 | 56877952.6827
[10 empty] | 184 | 56877952.6827 | 255622.0989 | 118527.7453 | 57252102.5269
[10 empty] | 185 | 57252102.5269 | 255622.0989 | 119307.4347 | 57627032.0606
[10 empty] | 186 | 57627032.0606 | 255622.0989 | 120088.7489 | 58002742.9084
[10 empty] | 187 | 58002742.9084 | 255622.0989 | 120871.6913 | 58379236.6987
[10 empty] | 188 | 58379236.6987 | 255622.0989 | 121656.2652 | 58756515.0629
[10 empty] | 189 | 58756515.0629 | 255622.0989 | 122442.4742 | 59134579.636
[10 empty] | 190 | 59134579.636 | 255622.0989 | 123230.3215 | 59513432.0564
[10 empty] | 191 | 59513432.0564 | 255622.0989 | 124019.8106 | 59893073.9659
[10 empty] | 192 | 59893073.9659 | 255622.0989 | 124810.9449 | 60273507.0097
[10 empty] | 193 | 60273507.0097 | 255622.0989 | 125603.7278 | 60654732.8365
[10 empty] | 194 | 60654732.8365 | 255622.0989 | 126398.1628 | 61036753.0982
[10 empty] | 195 | 61036753.0982 | 255622.0989 | 127194.2534 | 61419569.4506
[10 empty] | 196 | 61419569.4506 | 255622.0989 | 127992.0029 | 61803183.5524
[10 empty] | 197 | 61803183.5524 | 255622.0989 | 128791.4148 | 62187597.0662
[10 empty] | 198 | 62187597.0662 | 255622.0989 | 129592.4927 | 62572811.6578
[10 empty] | 199 | 62572811.6578 | 255622.0989 | 130395.2399 | 62958828.9966
[10 empty] | 200 | 62958828.9966 | 255622.0989 | 131199.6599 | 63345650.7554
[10 empty] | 201 | 63345650.7554 | 255622.0989 | 132005.7563 | 63733278.6106
[10 empty] | 202 | 63733278.6106 | 255622.0989 | 132813.5324 | 64121714.242
[10 empty] | 203 | 64121714.242 | 255622.0989 | 133622.992 | 64510959.3329
[10 empty] | 204 | 64510959.3329 | 255622.0989 | 134434.1383 | 64901015.5702
[10 empty] | 205 | 64901015.5702 | 255622.0989 | 135246.975 | 65291884.6441
[10 empty] | 206 | 65291884.6441 | 255622.0989 | 136061.5055 | 65683568.2486
[10 empty] | 207 | 65683568.2486 | 255622.0989 | 136877.7335 | 66076068.081
[10 empty] | 208 | 66076068.081 | 255622.0989 | 137695.6623 | 66469385.8423
[10 empty] | 209 | 66469385.8423 | 255622.0989 | 138515.2957 | 66863523.2369
[10 empty] | 210 | 66863523.2369 | 255622.0989 | 139336.6371 | 67258481.973
[10 empty] | 211 | 67258481.973 | 255622.0989 | 140159.6901 | 67654263.762
[10 empty] | 212 | 67654263.762 | 255622.0989 | 140984.4582 | 68050870.3192
[10 empty] | 213 | 68050870.3192 | 255622.0989 | 141810.9451 | 68448303.3632
[10 empty] | 214 | 68448303.3632 | 255622.0989 | 142639.1543 | 68846564.6164
[10 empty] | 215 | 68846564.6164 | 255622.0989 | 143469.0893 | 69245655.8047
[10 empty] | 216 | 69245655.8047 | 255622.0989 | 144300.7539 | 69645578.6576
[10 empty] | 217 | 69645578.6576 | 255622.0989 | 145134.1516 | 70046334.9082
[10 empty] | 218 | 70046334.9082 | 255622.0989 | 145969.286 | 70447926.2931
[10 empty] | 219 | 70447926.2931 | 255622.0989 | 146806.1607 | 70850354.5528
[10 empty] | 220 | 70850354.5528 | 255622.0989 | 147644.7794 | 71253621.4312
[10 empty] | 221 | 71253621.4312 | 255622.0989 | 148485.1457 | 71657728.6759
[10 empty] | 222 | 71657728.6759 | 255622.0989 | 149327.2632 | 72062678.0381
[10 empty] | 223 | 72062678.0381 | 255622.0989 | 150171.1356 | 72468471.2727
[10 empty] | 224 | 72468471.2727 | 255622.0989 | 151016.7666 | 72875110.1382
[10 empty] | 225 | 72875110.1382 | 255622.0989 | 151864.1598 | 73282596.3969
[10 empty] | 226 | 73282596.3969 | 255622.0989 | 152713.3188 | 73690931.8147
[10 empty] | 227 | 73690931.8147 | 255622.0989 | 153564.2474 | 74100118.161
[10 empty] | 228 | 74100118.161 | 255622.0989 | 154416.9492 | 74510157.2092
[10 empty] | - | - | - | - | -
[11 empty] | Equals: Amount To Accrue | 58281838.5606 | 16228318.6486 | 74510157.2092 | -1.1027e-06

## Big Bend Unit #4
TAMPA ELECTRIC COMPANY | [10 empty] | TAMPA ELECTRIC COMPANY | [11 empty] | FOSSIL-FUELED GENERATING STATIONS
PROJECTED FUTURE DOLLAR DISMANTLEMENT COST BY PLANT | [10 empty] | COMPUTATION OF ANNUAL ACCRUAL | [11 empty] | ESTIMATED FUTURE DOLLAR DISMANTLEMENT COST
| Intitial Cost |  |  |  |  | Cost |  |  |  |  | Big Bend Unit #4 | Total | Labor | Mat & Eq | Disposal | Salvage | [12 empty] | Total
| Estimates | Capital | Dismantlement | Cost | Inflation | Estimate in | Start | Inflation | Future |  | Year of Study | 2022 | [13 empty] | Capital | Dismantlement | Accumlated | Future
| Are in ___ | Recovery | Component | Estimate | Compound | 2022 | Year of | Compound | Dollar |  | Capital Recovery Year | 2045 | [11 empty] | Recovery | Study | Recovery | Cost at | Reserve @ 12/31/2021 | Dollar
PLANT | Dollars | Year | Costs | Per Study | Multiplier | Dollars | Expenditure | Multiplier | Cost |  | Cost @ Study Year 2022 | 7083389.029 | 4296534.9218 | 4203092.0097 | 1773037.1201 | -3189275.0226 | [6 empty] | PLANT | Period | Date | Year | Study Date |  | Cost
- | - | - | - | - | - | - | - | - | - |  | Total Future Exp | 12402325.5672 | 7738490.6061 | 7542755.4976 | 2844466.3545 | -5723386.891 | [6 empty] | - | - | - | - | - | - | -
Big Bend Unit #4 | 2020 | 2045 | Labor | 4062950 | 1.0575 | 4296534.9218 | 2046 | 1.8011 | 7738490.6061 |  | Amount To Accrue | 11105239.5672 | 3525260.6061 | 6256895.4976 | 2315068.3545 | -991984.891 | [6 empty] | Big Bend Unit #4 | 23 | 2022 | 2045 | 7083389.029 | 1297086 | 12402325.5672 | 0
|  |  | Materials & Eq | 3972100 | 1.0582 | 4203092.0097 |  | 1.7946 | 7542755.4976 |  | PV of Amount to Accrue | 6334125.5376 | 1957281.6036 | 3486565.0199 | 1443048.2265 | -552769.3123
|  |  | Disposal | 1705450 | 1.0396 | 1773037.1201 |  | 1.6043 | 2844466.3545 |  | Capital Recovery Years | 23
|  |  | Salvage | -3014000 | 1.0582 | -3189275.0226 |  | 1.7946 | -5723386.891 |  | Compound Average Growth | 2.465% | 2.591% | 2.575% | 2.076% | 2.575%
|  |  |  | - |  | - |  |  | - |  | First Year 2022 Accrual | 364202.661 | 114028.7889 | 202774.2435 | 79547.9976 | -32148.3691
|  |  |  | 6726500 |  | 7083389.029 |  |  | 12402325.5672 |  | - | - | - | - | - | -
[10 empty] | 0 | Reserve @ 12/31/2021 | 1297086 | 4213230 | 1285860 | 529398 | -4731402 | 4-yr Avg | Labor | Mat & Eq | Disposal | Salvage | 0
| Per Last Unit | 2045 | [7 empty] | 1 | 2022 | 364202.661 | 114028.7889 | 202774.2435 | 79547.9976 | -32148.3691
| Station Analysis | [8 empty] | 2 | 2023 | 373202.8952 | 116983.566 | 207995.8061 | 81199.7326 | -32976.2096
[10 empty] | 3 | 2024 | 382427.1328 | 120014.9089 | 213351.8272 | 82885.7641 | -33825.3674
[10 empty] | 4 | 2025 | 391880.9837 | 123124.8017 | 218845.7692 | 84606.8044 | -34696.3916 | 377928.4182 | 118538.0164 | 210741.9115 | 82060.0747 | -33411.5844 | 0
[10 empty] | 5 | 2026 | 401570.1984 | 126315.2797 | 224481.1835 | 86363.5804 | -35589.8452
[10 empty] | 6 | 2027 | 411500.6728 | 129588.4312 | 230261.7133 | 88156.8341 | -36506.3058
[10 empty] | 7 | 2028 | 421678.4507 | 132946.3983 | 236191.0953 | 89987.3229 | -37446.3659
[10 empty] | 8 | 2029 | 432109.7286 | 136391.379 | 242273.1626 | 91855.8201 | -38410.633 | 416714.7626 | 131310.372 | 233301.7887 | 89090.8894 | -36988.2875 | 0
[10 empty] | 9 | 2030 | 442800.8588 | 139925.6279 | 248511.8469 | 93763.1146 | -39399.7307
[10 empty] | 10 | 2031 | 453758.3535 | 143551.4582 | 254911.1812 | 95710.0123 | -40414.2982
[10 empty] | 11 | 2032 | 464988.8892 | 147271.2431 | 261475.3023 | 97697.3353 | -41454.9914
[10 empty] | 12 | 2033 | 476499.3106 | 151087.417 | 268208.4536 | 99725.9232 | -42522.4832 | 459511.853 | 145458.9366 | 258276.696 | 96724.0964 | -40947.8759 | 0
[10 empty] | 13 | 2034 | 488296.6346 | 155002.4778 | 275114.9877 | 101796.6326 | -43617.4635
[10 empty] | 14 | 2035 | 500388.0552 | 159018.9878 | 282199.3693 | 103910.3383 | -44740.6403
[10 empty] | 15 | 2036 | 512780.9475 | 163139.5759 | 289466.1782 | 106067.9329 | -45892.7395
[10 empty] | 16 | 2037 | 525482.8726 | 167366.9388 | 296920.112 | 108270.3279 | -47074.506 | 506737.1275 | 161131.9951 | 285925.1618 | 105011.3079 | -45331.3373 | 0
[10 empty] | 17 | 2038 | 538501.5823 | 171703.8436 | 304565.9891 | 110518.4534 | -48286.7038
[10 empty] | 18 | 2039 | 551845.0235 | 176153.1286 | 312408.7523 | 112813.2589 | -49530.1164
[10 empty] | 19 | 2040 | 565521.3439 | 180717.706 | 320453.4716 | 115155.7139 | -50805.5476
[10 empty] | 20 | 2041 | 579538.8961 | 185400.5633 | 328705.3473 | 117546.8075 | -52113.822 | 558851.7115 | 178493.8104 | 316533.3901 | 114008.5584 | -50184.0474 | 0
[10 empty] | 21 | 2042 | 593906.2439 | 190204.7653 | 337169.714 | 119987.5499 | -53455.7852
[10 empty] | 22 | 2043 | 608632.1667 | 195133.4564 | 345852.0434 | 122478.9718 | -54832.3049
[10 empty] | 23 | 2044 | 623725.6656 | 200189.8626 | 354757.9481 | 125022.1256 | -56244.2708
[10 empty] | 24 | 2045 | 0 | 0 | 0 | 0 | 0 | 456566.0191 | 146382.0211 | 259444.9264 | 91872.1618 | -41133.0902 | 0
[10 empty] | 25 | 2046 | 0 | 0 | 0 | 0 | 0
[10 empty] | 26 | 2047 | 0 | 0 | 0 | 0 | 0
[10 empty] | 27 | 2048 | 0 | 0 | 0 | 0 | 0
[10 empty] | 28 | 2049 | 0 | 0 | 0 | 0 | 0 | 0 | 0 | 0 | 0 | 0 | 0
[11 empty] | - | - | - | - | - | -
[11 empty] | Equals: Amount To Accrue | 11105239.5672 | 3525260.6061 | 6256895.4976 | 2315068.3545 | -991984.891
[12 empty] | 0 | 0 | 0 | 0 | 0 | 0
[11 empty] | Earnings Rate | 2.465%
[11 empty] | Monthly Rate | 0.2032%
[11 empty] | Amount To Accrue | 11105239.5672
[11 empty] | PV of Amount to Accrue | 6342579.1952
[11 empty] | Months to Accrue | 276
[11 empty] | Monthly Amount | 30044.5652
[11 empty] | - | - | - | -
[10 empty] | 1 | 0 | 30044.5652 | 0 | 30044.5652
[10 empty] | 2 | 30044.5652 | 30044.5652 | 61.0362 | 60150.1666
[10 empty] | 3 | 60150.1666 | 30044.5652 | 122.1964 | 90316.9282
[10 empty] | 4 | 90316.9282 | 30044.5652 | 183.4809 | 120544.9743
[10 empty] | 5 | 120544.9743 | 30044.5652 | 244.8899 | 150834.4293
[10 empty] | 6 | 150834.4293 | 30044.5652 | 306.4236 | 181185.4181
[10 empty] | 7 | 181185.4181 | 30044.5652 | 368.0823 | 211598.0656
[10 empty] | 8 | 211598.0656 | 30044.5652 | 429.8663 | 242072.497
[10 empty] | 9 | 242072.497 | 30044.5652 | 491.7758 | 272608.838
[10 empty] | 10 | 272608.838 | 30044.5652 | 553.8111 | 303207.2143
[10 empty] | 11 | 303207.2143 | 30044.5652 | 615.9724 | 333867.7518
[10 empty] | 12 | 333867.7518 | 30044.5652 | 678.26 | 364590.5769
[10 empty] | 13 | 364590.5769 | 30044.5652 | 740.6741 | 395375.8162
[10 empty] | 14 | 395375.8162 | 30044.5652 | 803.215 | 426223.5964
[10 empty] | 15 | 426223.5964 | 30044.5652 | 865.883 | 457134.0445
[10 empty] | 16 | 457134.0445 | 30044.5652 | 928.6782 | 488107.2879
[10 empty] | 17 | 488107.2879 | 30044.5652 | 991.6011 | 519143.4542
[10 empty] | 18 | 519143.4542 | 30044.5652 | 1054.6518 | 550242.6712
[10 empty] | 19 | 550242.6712 | 30044.5652 | 1117.8305 | 581405.0669
[10 empty] | 20 | 581405.0669 | 30044.5652 | 1181.1377 | 612630.7697
[10 empty] | 21 | 612630.7697 | 30044.5652 | 1244.5734 | 643919.9083
[10 empty] | 22 | 643919.9083 | 30044.5652 | 1308.138 | 675272.6114
[10 empty] | 23 | 675272.6114 | 30044.5652 | 1371.8317 | 706689.0083
[10 empty] | 24 | 706689.0083 | 30044.5652 | 1435.6548 | 738169.2284
[10 empty] | 25 | 738169.2284 | 30044.5652 | 1499.6076 | 769713.4012
[10 empty] | 26 | 769713.4012 | 30044.5652 | 1563.6903 | 801321.6567
[10 empty] | 27 | 801321.6567 | 30044.5652 | 1627.9032 | 832994.1251
[10 empty] | 28 | 832994.1251 | 30044.5652 | 1692.2466 | 864730.9369
[10 empty] | 29 | 864730.9369 | 30044.5652 | 1756.7206 | 896532.2227
[10 empty] | 30 | 896532.2227 | 30044.5652 | 1821.3257 | 928398.1135
[10 empty] | 31 | 928398.1135 | 30044.5652 | 1886.062 | 960328.7406
[10 empty] | 32 | 960328.7406 | 30044.5652 | 1950.9298 | 992324.2356
[10 empty] | 33 | 992324.2356 | 30044.5652 | 2015.9293 | 1024384.7301
[10 empty] | 34 | 1024384.7301 | 30044.5652 | 2081.061 | 1056510.3562
[10 empty] | 35 | 1056510.3562 | 30044.5652 | 2146.3249 | 1088701.2463
[10 empty] | 36 | 1088701.2463 | 30044.5652 | 2211.7214 | 1120957.5329
[10 empty] | 37 | 1120957.5329 | 30044.5652 | 2277.2508 | 1153279.3489
[10 empty] | 38 | 1153279.3489 | 30044.5652 | 2342.9133 | 1185666.8274
[10 empty] | 39 | 1185666.8274 | 30044.5652 | 2408.7092 | 1218120.1018
[10 empty] | 40 | 1218120.1018 | 30044.5652 | 2474.6388 | 1250639.3057
[10 empty] | 41 | 1250639.3057 | 30044.5652 | 2540.7023 | 1283224.5732
[10 empty] | 42 | 1283224.5732 | 30044.5652 | 2606.9 | 1315876.0384
[10 empty] | 43 | 1315876.0384 | 30044.5652 | 2673.2322 | 1348593.8358
[10 empty] | 44 | 1348593.8358 | 30044.5652 | 2739.6992 | 1381378.1001
[10 empty] | 45 | 1381378.1001 | 30044.5652 | 2806.3011 | 1414228.9664
[10 empty] | 46 | 1414228.9664 | 30044.5652 | 2873.0384 | 1447146.57
[10 empty] | 47 | 1447146.57 | 30044.5652 | 2939.9113 | 1480131.0464
[10 empty] | 48 | 1480131.0464 | 30044.5652 | 3006.92 | 1513182.5316
[10 empty] | 49 | 1513182.5316 | 30044.5652 | 3074.0648 | 1546301.1616
[10 empty] | 50 | 1546301.1616 | 30044.5652 | 3141.3461 | 1579487.0729
[10 empty] | 51 | 1579487.0729 | 30044.5652 | 3208.764 | 1612740.4021
[10 empty] | 52 | 1612740.4021 | 30044.5652 | 3276.3189 | 1646061.2862
[10 empty] | 53 | 1646061.2862 | 30044.5652 | 3344.0111 | 1679449.8625
[10 empty] | 54 | 1679449.8625 | 30044.5652 | 3411.8407 | 1712906.2684
[10 empty] | 55 | 1712906.2684 | 30044.5652 | 3479.8082 | 1746430.6417
[10 empty] | 56 | 1746430.6417 | 30044.5652 | 3547.9137 | 1780023.1206
[10 empty] | 57 | 1780023.1206 | 30044.5652 | 3616.1576 | 1813683.8434
[10 empty] | 58 | 1813683.8434 | 30044.5652 | 3684.5401 | 1847412.9487
[10 empty] | 59 | 1847412.9487 | 30044.5652 | 3753.0616 | 1881210.5754
[10 empty] | 60 | 1881210.5754 | 30044.5652 | 3821.7222 | 1915076.8628
[10 empty] | 61 | 1915076.8628 | 30044.5652 | 3890.5224 | 1949011.9503
[10 empty] | 62 | 1949011.9503 | 30044.5652 | 3959.4623 | 1983015.9778
[10 empty] | 63 | 1983015.9778 | 30044.5652 | 4028.5422 | 2017089.0852
[10 empty] | 64 | 2017089.0852 | 30044.5652 | 4097.7625 | 2051231.4129
[10 empty] | 65 | 2051231.4129 | 30044.5652 | 4167.1234 | 2085443.1015
[10 empty] | 66 | 2085443.1015 | 30044.5652 | 4236.6253 | 2119724.2919
[10 empty] | 67 | 2119724.2919 | 30044.5652 | 4306.2683 | 2154075.1253
[10 empty] | 68 | 2154075.1253 | 30044.5652 | 4376.0528 | 2188495.7433
[10 empty] | 69 | 2188495.7433 | 30044.5652 | 4445.979 | 2222986.2875
[10 empty] | 70 | 2222986.2875 | 30044.5652 | 4516.0474 | 2257546.9001
[10 empty] | 71 | 2257546.9001 | 30044.5652 | 4586.258 | 2292177.7233
[10 empty] | 72 | 2292177.7233 | 30044.5652 | 4656.6114 | 2326878.8998
[10 empty] | 73 | 2326878.8998 | 30044.5652 | 4727.1076 | 2361650.5726
[10 empty] | 74 | 2361650.5726 | 30044.5652 | 4797.747 | 2396492.8848
[10 empty] | 75 | 2396492.8848 | 30044.5652 | 4868.53 | 2431405.98
[10 empty] | 76 | 2431405.98 | 30044.5652 | 4939.4567 | 2466390.0019
[10 empty] | 77 | 2466390.0019 | 30044.5652 | 5010.5276 | 2501445.0946
[10 empty] | 78 | 2501445.0946 | 30044.5652 | 5081.7428 | 2536571.4026
[10 empty] | 79 | 2536571.4026 | 30044.5652 | 5153.1027 | 2571769.0705
[10 empty] | 80 | 2571769.0705 | 30044.5652 | 5224.6076 | 2607038.2432
[10 empty] | 81 | 2607038.2432 | 30044.5652 | 5296.2577 | 2642379.0661
[10 empty] | 82 | 2642379.0661 | 30044.5652 | 5368.0534 | 2677791.6846
[10 empty] | 83 | 2677791.6846 | 30044.5652 | 5439.9949 | 2713276.2447
[10 empty] | 84 | 2713276.2447 | 30044.5652 | 5512.0826 | 2748832.8925
[10 empty] | 85 | 2748832.8925 | 30044.5652 | 5584.3168 | 2784461.7744
[10 empty] | 86 | 2784461.7744 | 30044.5652 | 5656.6976 | 2820163.0372
[10 empty] | 87 | 2820163.0372 | 30044.5652 | 5729.2256 | 2855936.828
[10 empty] | 88 | 2855936.828 | 30044.5652 | 5801.9008 | 2891783.294
[10 empty] | 89 | 2891783.294 | 30044.5652 | 5874.7238 | 2927702.5829
[10 empty] | 90 | 2927702.5829 | 30044.5652 | 5947.6946 | 2963694.8427
[10 empty] | 91 | 2963694.8427 | 30044.5652 | 6020.8137 | 2999760.2216
[10 empty] | 92 | 2999760.2216 | 30044.5652 | 6094.0813 | 3035898.8681
[10 empty] | 93 | 3035898.8681 | 30044.5652 | 6167.4978 | 3072110.9312
[10 empty] | 94 | 3072110.9312 | 30044.5652 | 6241.0635 | 3108396.5598
[10 empty] | 95 | 3108396.5598 | 30044.5652 | 6314.7785 | 3144755.9035
[10 empty] | 96 | 3144755.9035 | 30044.5652 | 6388.6434 | 3181189.1121
[10 empty] | 97 | 3181189.1121 | 30044.5652 | 6462.6583 | 3217696.3355
[10 empty] | 98 | 3217696.3355 | 30044.5652 | 6536.8235 | 3254277.7243
[10 empty] | 99 | 3254277.7243 | 30044.5652 | 6611.1395 | 3290933.4289
[10 empty] | 100 | 3290933.4289 | 30044.5652 | 6685.6064 | 3327663.6004
[10 empty] | 101 | 3327663.6004 | 30044.5652 | 6760.2245 | 3364468.3902
[10 empty] | 102 | 3364468.3902 | 30044.5652 | 6834.9943 | 3401347.9497
[10 empty] | 103 | 3401347.9497 | 30044.5652 | 6909.916 | 3438302.4308
[10 empty] | 104 | 3438302.4308 | 30044.5652 | 6984.9899 | 3475331.9858
[10 empty] | 105 | 3475331.9858 | 30044.5652 | 7060.2162 | 3512436.7673
[10 empty] | 106 | 3512436.7673 | 30044.5652 | 7135.5955 | 3549616.9279
[10 empty] | 107 | 3549616.9279 | 30044.5652 | 7211.1278 | 3586872.6209
[10 empty] | 108 | 3586872.6209 | 30044.5652 | 7286.8136 | 3624203.9996
[10 empty] | 109 | 3624203.9996 | 30044.5652 | 7362.6531 | 3661611.2179
[10 empty] | 110 | 3661611.2179 | 30044.5652 | 7438.6468 | 3699094.4299
[10 empty] | 111 | 3699094.4299 | 30044.5652 | 7514.7948 | 3736653.7898
[10 empty] | 112 | 3736653.7898 | 30044.5652 | 7591.0974 | 3774289.4524
[10 empty] | 113 | 3774289.4524 | 30044.5652 | 7667.5552 | 3812001.5728
[10 empty] | 114 | 3812001.5728 | 30044.5652 | 7744.1682 | 3849790.3061
[10 empty] | 115 | 3849790.3061 | 30044.5652 | 7820.9369 | 3887655.8082
[10 empty] | 116 | 3887655.8082 | 30044.5652 | 7897.8615 | 3925598.2348
[10 empty] | 117 | 3925598.2348 | 30044.5652 | 7974.9424 | 3963617.7424
[10 empty] | 118 | 3963617.7424 | 30044.5652 | 8052.1799 | 4001714.4875
[10 empty] | 119 | 4001714.4875 | 30044.5652 | 8129.5743 | 4039888.627
[10 empty] | 120 | 4039888.627 | 30044.5652 | 8207.1259 | 4078140.3181
[10 empty] | 121 | 4078140.3181 | 30044.5652 | 8284.8351 | 4116469.7184
[10 empty] | 122 | 4116469.7184 | 30044.5652 | 8362.7022 | 4154876.9857
[10 empty] | 123 | 4154876.9857 | 30044.5652 | 8440.7274 | 4193362.2783
[10 empty] | 124 | 4193362.2783 | 30044.5652 | 8518.9112 | 4231925.7547
[10 empty] | 125 | 4231925.7547 | 30044.5652 | 8597.2537 | 4270567.5736
[10 empty] | 126 | 4270567.5736 | 30044.5652 | 8675.7555 | 4309287.8943
[10 empty] | 127 | 4309287.8943 | 30044.5652 | 8754.4167 | 4348086.8762
[10 empty] | 128 | 4348086.8762 | 30044.5652 | 8833.2377 | 4386964.679
[10 empty] | 129 | 4386964.679 | 30044.5652 | 8912.2189 | 4425921.4631
[10 empty] | 130 | 4425921.4631 | 30044.5652 | 8991.3605 | 4464957.3887
[10 empty] | 131 | 4464957.3887 | 30044.5652 | 9070.6628 | 4504072.6167
[10 empty] | 132 | 4504072.6167 | 30044.5652 | 9150.1263 | 4543267.3082
[10 empty] | 133 | 4543267.3082 | 30044.5652 | 9229.7512 | 4582541.6246
[10 empty] | 134 | 4582541.6246 | 30044.5652 | 9309.5379 | 4621895.7277
[10 empty] | 135 | 4621895.7277 | 30044.5652 | 9389.4866 | 4661329.7795
[10 empty] | 136 | 4661329.7795 | 30044.5652 | 9469.5978 | 4700843.9425
[10 empty] | 137 | 4700843.9425 | 30044.5652 | 9549.8717 | 4740438.3794
[10 empty] | 138 | 4740438.3794 | 30044.5652 | 9630.3088 | 4780113.2534
[10 empty] | 139 | 4780113.2534 | 30044.5652 | 9710.9092 | 4819868.7277
[10 empty] | 140 | 4819868.7277 | 30044.5652 | 9791.6733 | 4859704.9662
[10 empty] | 141 | 4859704.9662 | 30044.5652 | 9872.6015 | 4899622.1329
[10 empty] | 142 | 4899622.1329 | 30044.5652 | 9953.6942 | 4939620.3923
[10 empty] | 143 | 4939620.3923 | 30044.5652 | 10034.9516 | 4979699.909
[10 empty] | 144 | 4979699.909 | 30044.5652 | 10116.374 | 5019860.8482
[10 empty] | 145 | 5019860.8482 | 30044.5652 | 10197.9619 | 5060103.3752
[10 empty] | 146 | 5060103.3752 | 30044.5652 | 10279.7155 | 5100427.6559
[10 empty] | 147 | 5100427.6559 | 30044.5652 | 10361.6352 | 5140833.8563
[10 empty] | 148 | 5140833.8563 | 30044.5652 | 10443.7213 | 5181322.1427
[10 empty] | 149 | 5181322.1427 | 30044.5652 | 10525.9742 | 5221892.6821
[10 empty] | 150 | 5221892.6821 | 30044.5652 | 10608.3942 | 5262545.6414
[10 empty] | 151 | 5262545.6414 | 30044.5652 | 10690.9816 | 5303281.1882
[10 empty] | 152 | 5303281.1882 | 30044.5652 | 10773.7368 | 5344099.4901
[10 empty] | 153 | 5344099.4901 | 30044.5652 | 10856.6601 | 5385000.7154
[10 empty] | 154 | 5385000.7154 | 30044.5652 | 10939.7518 | 5425985.0324
[10 empty] | 155 | 5425985.0324 | 30044.5652 | 11023.0124 | 5467052.61
[10 empty] | 156 | 5467052.61 | 30044.5652 | 11106.4421 | 5508203.6173
[10 empty] | 157 | 5508203.6173 | 30044.5652 | 11190.0414 | 5549438.2238
[10 empty] | 158 | 5549438.2238 | 30044.5652 | 11273.8104 | 5590756.5994
[10 empty] | 159 | 5590756.5994 | 30044.5652 | 11357.7496 | 5632158.9142
[10 empty] | 160 | 5632158.9142 | 30044.5652 | 11441.8594 | 5673645.3387
[10 empty] | 161 | 5673645.3387 | 30044.5652 | 11526.14 | 5715216.0439
[10 empty] | 162 | 5715216.0439 | 30044.5652 | 11610.5918 | 5756871.2009
[10 empty] | 163 | 5756871.2009 | 30044.5652 | 11695.2152 | 5798610.9813
[10 empty] | 164 | 5798610.9813 | 30044.5652 | 11780.0105 | 5840435.557
[10 empty] | 165 | 5840435.557 | 30044.5652 | 11864.9781 | 5882345.1003
[10 empty] | 166 | 5882345.1003 | 30044.5652 | 11950.1183 | 5924339.7838
[10 empty] | 167 | 5924339.7838 | 30044.5652 | 12035.4315 | 5966419.7805
[10 empty] | 168 | 5966419.7805 | 30044.5652 | 12120.9179 | 6008585.2636
[10 empty] | 169 | 6008585.2636 | 30044.5652 | 12206.5781 | 6050836.4068
[10 empty] | 170 | 6050836.4068 | 30044.5652 | 12292.4122 | 6093173.3843
[10 empty] | 171 | 6093173.3843 | 30044.5652 | 12378.4208 | 6135596.3702
[10 empty] | 172 | 6135596.3702 | 30044.5652 | 12464.604 | 6178105.5395
[10 empty] | 173 | 6178105.5395 | 30044.5652 | 12550.9624 | 6220701.067
[10 empty] | 174 | 6220701.067 | 30044.5652 | 12637.4962 | 6263383.1284
[10 empty] | 175 | 6263383.1284 | 30044.5652 | 12724.2058 | 6306151.8993
[10 empty] | 176 | 6306151.8993 | 30044.5652 | 12811.0915 | 6349007.556
[10 empty] | 177 | 6349007.556 | 30044.5652 | 12898.1537 | 6391950.2749
[10 empty] | 178 | 6391950.2749 | 30044.5652 | 12985.3929 | 6434980.233
[10 empty] | 179 | 6434980.233 | 30044.5652 | 13072.8092 | 6478097.6073
[10 empty] | 180 | 6478097.6073 | 30044.5652 | 13160.4031 | 6521302.5756
[10 empty] | 181 | 6521302.5756 | 30044.5652 | 13248.175 | 6564595.3158
[10 empty] | 182 | 6564595.3158 | 30044.5652 | 13336.1252 | 6607976.0062
[10 empty] | 183 | 6607976.0062 | 30044.5652 | 13424.2541 | 6651444.8254
[10 empty] | 184 | 6651444.8254 | 30044.5652 | 13512.562 | 6695001.9526
[10 empty] | 185 | 6695001.9526 | 30044.5652 | 13601.0493 | 6738647.567
[10 empty] | 186 | 6738647.567 | 30044.5652 | 13689.7163 | 6782381.8485
[10 empty] | 187 | 6782381.8485 | 30044.5652 | 13778.5635 | 6826204.9772
[10 empty] | 188 | 6826204.9772 | 30044.5652 | 13867.5912 | 6870117.1336
[10 empty] | 189 | 6870117.1336 | 30044.5652 | 13956.7997 | 6914118.4985
[10 empty] | 190 | 6914118.4985 | 30044.5652 | 14046.1895 | 6958209.2532
[10 empty] | 191 | 6958209.2532 | 30044.5652 | 14135.7609 | 7002389.5792
[10 empty] | 192 | 7002389.5792 | 30044.5652 | 14225.5142 | 7046659.6587
[10 empty] | 193 | 7046659.6587 | 30044.5652 | 14315.4499 | 7091019.6737
[10 empty] | 194 | 7091019.6737 | 30044.5652 | 14405.5683 | 7135469.8072
[10 empty] | 195 | 7135469.8072 | 30044.5652 | 14495.8698 | 7180010.2421
[10 empty] | 196 | 7180010.2421 | 30044.5652 | 14586.3547 | 7224641.162
[10 empty] | 197 | 7224641.162 | 30044.5652 | 14677.0234 | 7269362.7506
[10 empty] | 198 | 7269362.7506 | 30044.5652 | 14767.8763 | 7314175.1921
[10 empty] | 199 | 7314175.1921 | 30044.5652 | 14858.9138 | 7359078.6711
[10 empty] | 200 | 7359078.6711 | 30044.5652 | 14950.1363 | 7404073.3725
[10 empty] | 201 | 7404073.3725 | 30044.5652 | 15041.544 | 7449159.4817
[10 empty] | 202 | 7449159.4817 | 30044.5652 | 15133.1375 | 7494337.1844
[10 empty] | 203 | 7494337.1844 | 30044.5652 | 15224.917 | 7539606.6666
[10 empty] | 204 | 7539606.6666 | 30044.5652 | 15316.883 | 7584968.1148
[10 empty] | 205 | 7584968.1148 | 30044.5652 | 15409.0358 | 7630421.7158
[10 empty] | 206 | 7630421.7158 | 30044.5652 | 15501.3759 | 7675967.6568
[10 empty] | 207 | 7675967.6568 | 30044.5652 | 15593.9035 | 7721606.1254
[10 empty] | 208 | 7721606.1254 | 30044.5652 | 15686.6191 | 7767337.3097
[10 empty] | 209 | 7767337.3097 | 30044.5652 | 15779.523 | 7813161.3979
[10 empty] | 210 | 7813161.3979 | 30044.5652 | 15872.6157 | 7859078.5787
[10 empty] | 211 | 7859078.5787 | 30044.5652 | 15965.8975 | 7905089.0414
[10 empty] | 212 | 7905089.0414 | 30044.5652 | 16059.3688 | 7951192.9754
[10 empty] | 213 | 7951192.9754 | 30044.5652 | 16153.03 | 7997390.5705
[10 empty] | 214 | 7997390.5705 | 30044.5652 | 16246.8815 | 8043682.0171
[10 empty] | 215 | 8043682.0171 | 30044.5652 | 16340.9236 | 8090067.5059
[10 empty] | 216 | 8090067.5059 | 30044.5652 | 16435.1568 | 8136547.2279
[10 empty] | 217 | 8136547.2279 | 30044.5652 | 16529.5814 | 8183121.3744
[10 empty] | 218 | 8183121.3744 | 30044.5652 | 16624.1978 | 8229790.1374
[10 empty] | 219 | 8229790.1374 | 30044.5652 | 16719.0065 | 8276553.7091
[10 empty] | 220 | 8276553.7091 | 30044.5652 | 16814.0077 | 8323412.282
[10 empty] | 221 | 8323412.282 | 30044.5652 | 16909.202 | 8370366.0492
[10 empty] | 222 | 8370366.0492 | 30044.5652 | 17004.5897 | 8417415.204
[10 empty] | 223 | 8417415.204 | 30044.5652 | 17100.1711 | 8464559.9403
[10 empty] | 224 | 8464559.9403 | 30044.5652 | 17195.9467 | 8511800.4521
[10 empty] | 225 | 8511800.4521 | 30044.5652 | 17291.9169 | 8559136.9342
[10 empty] | 226 | 8559136.9342 | 30044.5652 | 17388.082 | 8606569.5814
[10 empty] | 227 | 8606569.5814 | 30044.5652 | 17484.4425 | 8654098.5891
[10 empty] | 228 | 8654098.5891 | 30044.5652 | 17580.9988 | 8701724.153
[10 empty] | 229 | 8701724.153 | 30044.5652 | 17677.7512 | 8749446.4694
[10 empty] | 230 | 8749446.4694 | 30044.5652 | 17774.7002 | 8797265.7347
[10 empty] | 231 | 8797265.7347 | 30044.5652 | 17871.8461 | 8845182.146
[10 empty] | 232 | 8845182.146 | 30044.5652 | 17969.1894 | 8893195.9006
[10 empty] | 233 | 8893195.9006 | 30044.5652 | 18066.7304 | 8941307.1962
[10 empty] | 234 | 8941307.1962 | 30044.5652 | 18164.4696 | 8989516.231
[10 empty] | 235 | 8989516.231 | 30044.5652 | 18262.4074 | 9037823.2036
[10 empty] | 236 | 9037823.2036 | 30044.5652 | 18360.5441 | 9086228.3128
[10 empty] | 237 | 9086228.3128 | 30044.5652 | 18458.8802 | 9134731.7582
[10 empty] | 238 | 9134731.7582 | 30044.5652 | 18557.416 | 9183333.7394
[10 empty] | 239 | 9183333.7394 | 30044.5652 | 18656.1521 | 9232034.4566
[10 empty] | 240 | 9232034.4566 | 30044.5652 | 18755.0887 | 9280834.1105
[10 empty] | 241 | 9280834.1105 | 30044.5652 | 18854.2263 | 9329732.902
[10 empty] | 242 | 9329732.902 | 30044.5652 | 18953.5653 | 9378731.0325
[10 empty] | 243 | 9378731.0325 | 30044.5652 | 19053.1061 | 9427828.7038
[10 empty] | 244 | 9427828.7038 | 30044.5652 | 19152.8492 | 9477026.1181
[10 empty] | 245 | 9477026.1181 | 30044.5652 | 19252.7948 | 9526323.4781
[10 empty] | 246 | 9526323.4781 | 30044.5652 | 19352.9436 | 9575720.9868
[10 empty] | 247 | 9575720.9868 | 30044.5652 | 19453.2957 | 9625218.8477
[10 empty] | 248 | 9625218.8477 | 30044.5652 | 19553.8518 | 9674817.2647
[10 empty] | 249 | 9674817.2647 | 30044.5652 | 19654.6121 | 9724516.4419
[10 empty] | 250 | 9724516.4419 | 30044.5652 | 19755.5771 | 9774316.5842
[10 empty] | 251 | 9774316.5842 | 30044.5652 | 19856.7472 | 9824217.8965
[10 empty] | 252 | 9824217.8965 | 30044.5652 | 19958.1229 | 9874220.5846
[10 empty] | 253 | 9874220.5846 | 30044.5652 | 20059.7045 | 9924324.8542
[10 empty] | 254 | 9924324.8542 | 30044.5652 | 20161.4924 | 9974530.9118
[10 empty] | 255 | 9974530.9118 | 30044.5652 | 20263.4872 | 10024838.9642
[10 empty] | 256 | 10024838.9642 | 30044.5652 | 20365.6891 | 10075249.2185
[10 empty] | 257 | 10075249.2185 | 30044.5652 | 20468.0987 | 10125761.8824
[10 empty] | 258 | 10125761.8824 | 30044.5652 | 20570.7163 | 10176377.1639
[10 empty] | 259 | 10176377.1639 | 30044.5652 | 20673.5424 | 10227095.2715
[10 empty] | 260 | 10227095.2715 | 30044.5652 | 20776.5774 | 10277916.4142
[10 empty] | 261 | 10277916.4142 | 30044.5652 | 20879.8218 | 10328840.8011
[10 empty] | 262 | 10328840.8011 | 30044.5652 | 20983.2758 | 10379868.6421
[10 empty] | 263 | 10379868.6421 | 30044.5652 | 21086.94 | 10431000.1473
[10 empty] | 264 | 10431000.1473 | 30044.5652 | 21190.8148 | 10482235.5273
[10 empty] | 265 | 10482235.5273 | 30044.5652 | 21294.9007 | 10533574.9932
[10 empty] | 266 | 10533574.9932 | 30044.5652 | 21399.198 | 10585018.7563
[10 empty] | 267 | 10585018.7563 | 30044.5652 | 21503.7072 | 10636567.0287
[10 empty] | 268 | 10636567.0287 | 30044.5652 | 21608.4287 | 10688220.0225
[10 empty] | 269 | 10688220.0225 | 30044.5652 | 21713.3629 | 10739977.9506
[10 empty] | 270 | 10739977.9506 | 30044.5652 | 21818.5103 | 10791841.0261
[10 empty] | 271 | 10791841.0261 | 30044.5652 | 21923.8713 | 10843809.4626
[10 empty] | 272 | 10843809.4626 | 30044.5652 | 22029.4464 | 10895883.4742
[10 empty] | 273 | 10895883.4742 | 30044.5652 | 22135.2359 | 10948063.2753
[10 empty] | 274 | 10948063.2753 | 30044.5652 | 22241.2404 | 11000349.0808
[10 empty] | 275 | 11000349.0808 | 30044.5652 | 22347.4602 | 11052741.1062
[10 empty] | 276 | 11052741.1062 | 30044.5652 | 22453.8958 | 11105239.5672
[10 empty] | - | - | - | - | -
[11 empty] | Equals: Amount To Accrue | 8292299.9887 | 2812939.5785 | 11105239.5672 | 2.2352e-07

## Big Bend GT 4
TAMPA ELECTRIC COMPANY | [10 empty] | TAMPA ELECTRIC COMPANY | [11 empty] | FOSSIL-FUELED GENERATING STATIONS
PROJECTED FUTURE DOLLAR DISMANTLEMENT COST BY PLANT | [10 empty] | COMPUTATION OF ANNUAL ACCRUAL | [11 empty] | ESTIMATED FUTURE DOLLAR DISMANTLEMENT COST
| Intitial Cost |  |  |  |  | Cost |  |  |  |  | Big Bend GT 4 | Total | Labor | Mat & Eq | Disposal | Salvage | [12 empty] | Total
| Estimates | Capital | Dismantlement | Cost | Inflation | Estimate in | Start | Inflation | Future |  | Year of Study | 2022 | [13 empty] | Capital | Dismantlement | Accumlated | Future
| Are in ___ | Recovery | Component | Estimate | Compound | 2022 | Year of | Compound | Dollar |  | Capital Recovery Year | 2049 | [11 empty] | Recovery | Study | Recovery | Cost at | Reserve @ 12/31/2021 | Dollar
PLANT | Dollars | Year | Costs | Per Study | Multiplier | Dollars | Expenditure | Multiplier | Cost |  | Cost @ Study Year 2022 | 92013.7499 | 172688.3552 | 169145.8568 | 8369.0221 | -258189.4842 | [6 empty] | PLANT | Period | Date | Year | Study Date |  | Cost
- | - | - | - | - | - | - | - | - | - |  | Total Future Exp | 183320.3822 | 344660.6129 | 333831.84 | 14399.2084 | -509571.2791 | [6 empty] | - | - | - | - | - | - | -
Big Bend GT 4 | 2020 | 2049 | Labor | 163300 | 1.0575 | 172688.3552 | 2050 | 1.9959 | 344660.6129 |  | Amount To Accrue | 119930.3822 | 274290.6129 | 284821.84 | -12100.7916 | -427081.2791 | [6 empty] | Big Bend GT 4 | 27 | 2022 | 2049 | 92013.7499 | 63390 | 183320.3822 | 0
|  |  | Materials & Eq | 159850 | 1.0582 | 169145.8568 |  | 1.9736 | 333831.84 |  | PV of Amount to Accrue | 58317.1146 | 137430.2517 | 144313.4788 | -7033.15 | -216393.4658
|  |  | Disposal | 8050 | 1.0396 | 8369.0221 |  | 1.7205 | 14399.2084 |  | Capital Recovery Years | 27
|  |  | Salvage | -244000 | 1.0582 | -258189.4842 |  | 1.9736 | -509571.2791 |  | Compound Average Growth | 2.586% | 2.593% | 2.55% | 2.03% | 2.55%
|  |  |  | - |  | - |  |  | - |  | First Year 2022 Accrual | 3073.9279 | 7140.7645 | 7459.7337 | -340.9371 | -11185.6332
|  |  |  | 87200 |  | 92013.7499 |  |  | 183320.3822 |  | - | - | - | - | - | -
[10 empty] | 0 | Reserve @ 12/31/2021 | 63390 | 70370 | 49010 | 26500 | -82490 | 4-yr Avg | Labor | Mat & Eq | Disposal | Salvage | 0
| Per Last Unit | 2045 | [7 empty] | 1 | 2022 | 3073.9279 | 7140.7645 | 7459.7337 | -340.9371 | -11185.6332
| Station Analysis | [8 empty] | 2 | 2023 | 3157.1238 | 7325.8932 | 7649.9592 | -347.8584 | -11470.8702
[10 empty] | 3 | 2024 | 3242.5558 | 7515.8215 | 7845.0355 | -354.9203 | -11763.3809
[10 empty] | 4 | 2025 | 3330.2839 | 7710.6738 | 8045.0862 | -362.1255 | -12063.3506 | 3200.9729 | 7423.2882 | 7749.9537 | -351.4603 | -11620.8087 | 0
[10 empty] | 5 | 2026 | 3420.3695 | 7910.5778 | 8250.2384 | -369.477 | -12370.9697
[10 empty] | 6 | 2027 | 3512.8754 | 8115.6644 | 8460.6219 | -376.9777 | -12686.4331
[10 empty] | 7 | 2028 | 3607.8666 | 8326.068 | 8676.3703 | -384.6307 | -13009.941
[10 empty] | 8 | 2029 | 3705.4093 | 8541.9264 | 8897.6204 | -392.4391 | -13341.6984 | 3561.6302 | 8223.5591 | 8571.2127 | -380.8811 | -12852.2606 | 0
[10 empty] | 9 | 2030 | 3805.5718 | 8763.3812 | 9124.5124 | -400.406 | -13681.9158
[10 empty] | 10 | 2031 | 3908.4241 | 8990.5772 | 9357.1902 | -408.5346 | -14030.8087
[10 empty] | 11 | 2032 | 4014.038 | 9223.6635 | 9595.8014 | -416.8282 | -14388.5986
[10 empty] | 12 | 2033 | 4122.4874 | 9462.7927 | 9840.4972 | -425.2903 | -14755.5122 | 3962.6303 | 9110.1036 | 9479.5003 | -412.7648 | -14214.2088 | 0
[10 empty] | 13 | 2034 | 4233.848 | 9708.1214 | 10091.4328 | -433.9241 | -15131.7822
[10 empty] | 14 | 2035 | 4348.1975 | 9959.8104 | 10348.7674 | -442.7331 | -15517.6472
[10 empty] | 15 | 2036 | 4465.6159 | 10218.0247 | 10612.6641 | -451.721 | -15913.3519
[10 empty] | 16 | 2037 | 4586.185 | 10482.9333 | 10883.2902 | -460.8914 | -16319.1471 | 4408.4616 | 10092.2224 | 10484.0386 | -447.3174 | -15720.4821 | 0
[10 empty] | 17 | 2038 | 4709.989 | 10754.7098 | 11160.8174 | -470.2479 | -16735.2903
[10 empty] | 18 | 2039 | 4837.1142 | 11033.5323 | 11445.4216 | -479.7944 | -17162.0452
[10 empty] | 19 | 2040 | 4967.6494 | 11319.5834 | 11737.2833 | -489.5347 | -17599.6826
[10 empty] | 20 | 2041 | 5101.6857 | 11613.0506 | 12036.5876 | -499.4727 | -18048.4798 | 4904.1096 | 11180.219 | 11595.0275 | -484.7624 | -17386.3745 | 0
[10 empty] | 21 | 2042 | 5239.3163 | 11914.1261 | 12343.5242 | -509.6125 | -18508.7214
[10 empty] | 22 | 2043 | 5380.6374 | 12223.0072 | 12658.2878 | -519.9581 | -18980.6994
[10 empty] | 23 | 2044 | 5525.7473 | 12539.8962 | 12981.0779 | -530.5138 | -19464.713
[10 empty] | 24 | 2045 | 5674.7473 | 12865.0007 | 13312.0993 | -541.2837 | -19961.069 | 5455.1121 | 12385.5075 | 12823.7473 | -525.342 | -19228.8007 | 0
[10 empty] | 25 | 2046 | 5827.7411 | 13198.5338 | 13651.5619 | -552.2723 | -20470.0823
[10 empty] | 26 | 2047 | 5984.8352 | 13540.7139 | 13999.6808 | -563.4839 | -20992.0756
[10 empty] | 27 | 2048 | 6146.1392 | 13891.7653 | 14356.6769 | -574.9232 | -21527.3798
[10 empty] | 28 | 2049 | 0 | 0 | 0 | 0 | 0 | 4489.6789 | 10157.7532 | 10501.9799 | -422.6698 | -15747.3844 | 0
[10 empty] | 29 | 2050 | 0 | 0 | 0 | 0 | 0
[10 empty] | 30 | 2051 | 0 | 0 | 0 | 0 | 0
[10 empty] | 31 | 2052 | 0 | 0 | 0 | 0 | 0
[10 empty] | 32 | 2053 | 0 | 0 | 0 | 0 | 0 | 0 | 0 | 0 | 0 | 0 | 0
[11 empty] | - | - | - | - | - | -
[11 empty] | Equals: Amount To Accrue | 119930.3822 | 274290.6129 | 284821.84 | -12100.7916 | -427081.2791
[12 empty] | 0 | 0 | 0 | 1.4552e-11 | 0 | 0
[11 empty] | Earnings Rate | 2.586%
[11 empty] | Monthly Rate | 0.213%
[11 empty] | Amount To Accrue | 119930.3822
[11 empty] | PV of Amount to Accrue | 60196.4935
[11 empty] | Months to Accrue | 324
[11 empty] | Monthly Amount | 257.3969
[11 empty] | - | - | - | -
[10 empty] | 1 | 0 | 257.3969 | 0 | 257.3969
[10 empty] | 2 | 257.3969 | 257.3969 | 0.54818 | 515.3419
[10 empty] | 3 | 515.3419 | 257.3969 | 1.0975 | 773.8363
[10 empty] | 4 | 773.8363 | 257.3969 | 1.6481 | 1032.8813
[10 empty] | 5 | 1032.8813 | 257.3969 | 2.1998 | 1292.4779
[10 empty] | 6 | 1292.4779 | 257.3969 | 2.7526 | 1552.6274
[10 empty] | 7 | 1552.6274 | 257.3969 | 3.3067 | 1813.3309
[10 empty] | 8 | 1813.3309 | 257.3969 | 3.8619 | 2074.5897
[10 empty] | 9 | 2074.5897 | 257.3969 | 4.4183 | 2336.4048
[10 empty] | 10 | 2336.4048 | 257.3969 | 4.9759 | 2598.7776
[10 empty] | 11 | 2598.7776 | 257.3969 | 5.5347 | 2861.7092
[10 empty] | 12 | 2861.7092 | 257.3969 | 6.0947 | 3125.2007
[10 empty] | 13 | 3125.2007 | 257.3969 | 6.6558 | 3389.2534
[10 empty] | 14 | 3389.2534 | 257.3969 | 7.2182 | 3653.8684
[10 empty] | 15 | 3653.8684 | 257.3969 | 7.7817 | 3919.047
[10 empty] | 16 | 3919.047 | 257.3969 | 8.3465 | 4184.7904
[10 empty] | 17 | 4184.7904 | 257.3969 | 8.9125 | 4451.0997
[10 empty] | 18 | 4451.0997 | 257.3969 | 9.4796 | 4717.9762
[10 empty] | 19 | 4717.9762 | 257.3969 | 10.048 | 4985.4211
[10 empty] | 20 | 4985.4211 | 257.3969 | 10.6176 | 5253.4355
[10 empty] | 21 | 5253.4355 | 257.3969 | 11.1884 | 5522.0208
[10 empty] | 22 | 5522.0208 | 257.3969 | 11.7604 | 5791.178
[10 empty] | 23 | 5791.178 | 257.3969 | 12.3336 | 6060.9085
[10 empty] | 24 | 6060.9085 | 257.3969 | 12.9081 | 6331.2134
[10 empty] | 25 | 6331.2134 | 257.3969 | 13.4837 | 6602.0941
[10 empty] | 26 | 6602.0941 | 257.3969 | 14.0606 | 6873.5516
[10 empty] | 27 | 6873.5516 | 257.3969 | 14.6388 | 7145.5872
[10 empty] | 28 | 7145.5872 | 257.3969 | 15.2181 | 7418.2022
[10 empty] | 29 | 7418.2022 | 257.3969 | 15.7987 | 7691.3978
[10 empty] | 30 | 7691.3978 | 257.3969 | 16.3806 | 7965.1753
[10 empty] | 31 | 7965.1753 | 257.3969 | 16.9636 | 8239.5358
[10 empty] | 32 | 8239.5358 | 257.3969 | 17.5479 | 8514.4806
[10 empty] | 33 | 8514.4806 | 257.3969 | 18.1335 | 8790.011
[10 empty] | 34 | 8790.011 | 257.3969 | 18.7203 | 9066.1281
[10 empty] | 35 | 9066.1281 | 257.3969 | 19.3084 | 9342.8334
[10 empty] | 36 | 9342.8334 | 257.3969 | 19.8977 | 9620.1279
[10 empty] | 37 | 9620.1279 | 257.3969 | 20.4882 | 9898.013
[10 empty] | 38 | 9898.013 | 257.3969 | 21.0801 | 10176.4899
[10 empty] | 39 | 10176.4899 | 257.3969 | 21.6731 | 10455.5599
[10 empty] | 40 | 10455.5599 | 257.3969 | 22.2675 | 10735.2243
[10 empty] | 41 | 10735.2243 | 257.3969 | 22.8631 | 11015.4842
[10 empty] | 42 | 11015.4842 | 257.3969 | 23.46 | 11296.3411
[10 empty] | 43 | 11296.3411 | 257.3969 | 24.0581 | 11577.796
[10 empty] | 44 | 11577.796 | 257.3969 | 24.6575 | 11859.8504
[10 empty] | 45 | 11859.8504 | 257.3969 | 25.2582 | 12142.5055
[10 empty] | 46 | 12142.5055 | 257.3969 | 25.8602 | 12425.7626
[10 empty] | 47 | 12425.7626 | 257.3969 | 26.4635 | 12709.6229
[10 empty] | 48 | 12709.6229 | 257.3969 | 27.068 | 12994.0878
[10 empty] | 49 | 12994.0878 | 257.3969 | 27.6738 | 13279.1585
[10 empty] | 50 | 13279.1585 | 257.3969 | 28.281 | 13564.8363
[10 empty] | 51 | 13564.8363 | 257.3969 | 28.8894 | 13851.1226
[10 empty] | 52 | 13851.1226 | 257.3969 | 29.4991 | 14138.0185
[10 empty] | 53 | 14138.0185 | 257.3969 | 30.1101 | 14425.5255
[10 empty] | 54 | 14425.5255 | 257.3969 | 30.7224 | 14713.6448
[10 empty] | 55 | 14713.6448 | 257.3969 | 31.336 | 15002.3777
[10 empty] | 56 | 15002.3777 | 257.3969 | 31.9509 | 15291.7255
[10 empty] | 57 | 15291.7255 | 257.3969 | 32.5672 | 15581.6895
[10 empty] | 58 | 15581.6895 | 257.3969 | 33.1847 | 15872.2711
[10 empty] | 59 | 15872.2711 | 257.3969 | 33.8036 | 16163.4716
[10 empty] | 60 | 16163.4716 | 257.3969 | 34.4238 | 16455.2922
[10 empty] | 61 | 16455.2922 | 257.3969 | 35.0453 | 16747.7343
[10 empty] | 62 | 16747.7343 | 257.3969 | 35.6681 | 17040.7993
[10 empty] | 63 | 17040.7993 | 257.3969 | 36.2922 | 17334.4884
[10 empty] | 64 | 17334.4884 | 257.3969 | 36.9177 | 17628.803
[10 empty] | 65 | 17628.803 | 257.3969 | 37.5445 | 17923.7443
[10 empty] | 66 | 17923.7443 | 257.3969 | 38.1727 | 18219.3139
[10 empty] | 67 | 18219.3139 | 257.3969 | 38.8021 | 18515.5129
[10 empty] | 68 | 18515.5129 | 257.3969 | 39.433 | 18812.3427
[10 empty] | 69 | 18812.3427 | 257.3969 | 40.0651 | 19109.8047
[10 empty] | 70 | 19109.8047 | 257.3969 | 40.6986 | 19407.9002
[10 empty] | 71 | 19407.9002 | 257.3969 | 41.3335 | 19706.6306
[10 empty] | 72 | 19706.6306 | 257.3969 | 41.9697 | 20005.9971
[10 empty] | 73 | 20005.9971 | 257.3969 | 42.6073 | 20306.0013
[10 empty] | 74 | 20306.0013 | 257.3969 | 43.2462 | 20606.6444
[10 empty] | 75 | 20606.6444 | 257.3969 | 43.8865 | 20907.9277
[10 empty] | 76 | 20907.9277 | 257.3969 | 44.5281 | 21209.8528
[10 empty] | 77 | 21209.8528 | 257.3969 | 45.1712 | 21512.4208
[10 empty] | 78 | 21512.4208 | 257.3969 | 45.8156 | 21815.6332
[10 empty] | 79 | 21815.6332 | 257.3969 | 46.4613 | 22119.4914
[10 empty] | 80 | 22119.4914 | 257.3969 | 47.1084 | 22423.9967
[10 empty] | 81 | 22423.9967 | 257.3969 | 47.757 | 22729.1505
[10 empty] | 82 | 22729.1505 | 257.3969 | 48.4069 | 23034.9542
[10 empty] | 83 | 23034.9542 | 257.3969 | 49.0581 | 23341.4092
[10 empty] | 84 | 23341.4092 | 257.3969 | 49.7108 | 23648.5169
[10 empty] | 85 | 23648.5169 | 257.3969 | 50.3649 | 23956.2786
[10 empty] | 86 | 23956.2786 | 257.3969 | 51.0203 | 24264.6958
[10 empty] | 87 | 24264.6958 | 257.3969 | 51.6771 | 24573.7698
[10 empty] | 88 | 24573.7698 | 257.3969 | 52.3354 | 24883.5021
[10 empty] | 89 | 24883.5021 | 257.3969 | 52.995 | 25193.894
[10 empty] | 90 | 25193.894 | 257.3969 | 53.6561 | 25504.9469
[10 empty] | 91 | 25504.9469 | 257.3969 | 54.3185 | 25816.6623
[10 empty] | 92 | 25816.6623 | 257.3969 | 54.9824 | 26129.0416
[10 empty] | 93 | 26129.0416 | 257.3969 | 55.6477 | 26442.0861
[10 empty] | 94 | 26442.0861 | 257.3969 | 56.3144 | 26755.7974
[10 empty] | 95 | 26755.7974 | 257.3969 | 56.9825 | 27070.1768
[10 empty] | 96 | 27070.1768 | 257.3969 | 57.652 | 27385.2257
[10 empty] | 97 | 27385.2257 | 257.3969 | 58.323 | 27700.9456
[10 empty] | 98 | 27700.9456 | 257.3969 | 58.9954 | 28017.3378
[10 empty] | 99 | 28017.3378 | 257.3969 | 59.6692 | 28334.4039
[10 empty] | 100 | 28334.4039 | 257.3969 | 60.3445 | 28652.1453
[10 empty] | 101 | 28652.1453 | 257.3969 | 61.0212 | 28970.5634
[10 empty] | 102 | 28970.5634 | 257.3969 | 61.6993 | 29289.6596
[10 empty] | 103 | 29289.6596 | 257.3969 | 62.3789 | 29609.4354
[10 empty] | 104 | 29609.4354 | 257.3969 | 63.06 | 29929.8923
[10 empty] | 105 | 29929.8923 | 257.3969 | 63.7425 | 30251.0316
[10 empty] | 106 | 30251.0316 | 257.3969 | 64.4264 | 30572.8548
[10 empty] | 107 | 30572.8548 | 257.3969 | 65.1118 | 30895.3635
[10 empty] | 108 | 30895.3635 | 257.3969 | 65.7986 | 31218.559
[10 empty] | 109 | 31218.559 | 257.3969 | 66.487 | 31542.4428
[10 empty] | 110 | 31542.4428 | 257.3969 | 67.1767 | 31867.0165
[10 empty] | 111 | 31867.0165 | 257.3969 | 67.868 | 32192.2813
[10 empty] | 112 | 32192.2813 | 257.3969 | 68.5607 | 32518.2389
[10 empty] | 113 | 32518.2389 | 257.3969 | 69.2549 | 32844.8907
[10 empty] | 114 | 32844.8907 | 257.3969 | 69.9506 | 33172.2382
[10 empty] | 115 | 33172.2382 | 257.3969 | 70.6478 | 33500.2828
[10 empty] | 116 | 33500.2828 | 257.3969 | 71.3464 | 33829.0261
[10 empty] | 117 | 33829.0261 | 257.3969 | 72.0465 | 34158.4695
[10 empty] | 118 | 34158.4695 | 257.3969 | 72.7482 | 34488.6145
[10 empty] | 119 | 34488.6145 | 257.3969 | 73.4513 | 34819.4627
[10 empty] | 120 | 34819.4627 | 257.3969 | 74.1559 | 35151.0154
[10 empty] | 121 | 35151.0154 | 257.3969 | 74.862 | 35483.2743
[10 empty] | 122 | 35483.2743 | 257.3969 | 75.5696 | 35816.2408
[10 empty] | 123 | 35816.2408 | 257.3969 | 76.2788 | 36149.9165
[10 empty] | 124 | 36149.9165 | 257.3969 | 76.9894 | 36484.3027
[10 empty] | 125 | 36484.3027 | 257.3969 | 77.7016 | 36819.4011
[10 empty] | 126 | 36819.4011 | 257.3969 | 78.4152 | 37155.2132
[10 empty] | 127 | 37155.2132 | 257.3969 | 79.1304 | 37491.7405
[10 empty] | 128 | 37491.7405 | 257.3969 | 79.8471 | 37828.9845
[10 empty] | 129 | 37828.9845 | 257.3969 | 80.5654 | 38166.9467
[10 empty] | 130 | 38166.9467 | 257.3969 | 81.2851 | 38505.6287
[10 empty] | 131 | 38505.6287 | 257.3969 | 82.0064 | 38845.032
[10 empty] | 132 | 38845.032 | 257.3969 | 82.7293 | 39185.1581
[10 empty] | 133 | 39185.1581 | 257.3969 | 83.4536 | 39526.0086
[10 empty] | 134 | 39526.0086 | 257.3969 | 84.1795 | 39867.585
[10 empty] | 135 | 39867.585 | 257.3969 | 84.907 | 40209.8889
[10 empty] | 136 | 40209.8889 | 257.3969 | 85.636 | 40552.9218
[10 empty] | 137 | 40552.9218 | 257.3969 | 86.3666 | 40896.6853
[10 empty] | 138 | 40896.6853 | 257.3969 | 87.0987 | 41241.1809
[10 empty] | 139 | 41241.1809 | 257.3969 | 87.8324 | 41586.4101
[10 empty] | 140 | 41586.4101 | 257.3969 | 88.5676 | 41932.3746
[10 empty] | 141 | 41932.3746 | 257.3969 | 89.3044 | 42279.0759
[10 empty] | 142 | 42279.0759 | 257.3969 | 90.0428 | 42626.5156
[10 empty] | 143 | 42626.5156 | 257.3969 | 90.7828 | 42974.6953
[10 empty] | 144 | 42974.6953 | 257.3969 | 91.5243 | 43323.6165
[10 empty] | 145 | 43323.6165 | 257.3969 | 92.2674 | 43673.2807
[10 empty] | 146 | 43673.2807 | 257.3969 | 93.0121 | 44023.6897
[10 empty] | 147 | 44023.6897 | 257.3969 | 93.7584 | 44374.845
[10 empty] | 148 | 44374.845 | 257.3969 | 94.5062 | 44726.7481
[10 empty] | 149 | 44726.7481 | 257.3969 | 95.2557 | 45079.4006
[10 empty] | 150 | 45079.4006 | 257.3969 | 96.0068 | 45432.8042
[10 empty] | 151 | 45432.8042 | 257.3969 | 96.7594 | 45786.9605
[10 empty] | 152 | 45786.9605 | 257.3969 | 97.5137 | 46141.871
[10 empty] | 153 | 46141.871 | 257.3969 | 98.2695 | 46497.5374
[10 empty] | 154 | 46497.5374 | 257.3969 | 99.027 | 46853.9613
[10 empty] | 155 | 46853.9613 | 257.3969 | 99.7861 | 47211.1442
[10 empty] | 156 | 47211.1442 | 257.3969 | 100.5468 | 47569.0879
[10 empty] | 157 | 47569.0879 | 257.3969 | 101.3091 | 47927.7939
[10 empty] | 158 | 47927.7939 | 257.3969 | 102.073 | 48287.2638
[10 empty] | 159 | 48287.2638 | 257.3969 | 102.8386 | 48647.4993
[10 empty] | 160 | 48647.4993 | 257.3969 | 103.6058 | 49008.5019
[10 empty] | 161 | 49008.5019 | 257.3969 | 104.3747 | 49370.2735
[10 empty] | 162 | 49370.2735 | 257.3969 | 105.1451 | 49732.8155
[10 empty] | 163 | 49732.8155 | 257.3969 | 105.9172 | 50096.1296
[10 empty] | 164 | 50096.1296 | 257.3969 | 106.691 | 50460.2175
[10 empty] | 165 | 50460.2175 | 257.3969 | 107.4664 | 50825.0807
[10 empty] | 166 | 50825.0807 | 257.3969 | 108.2435 | 51190.7211
[10 empty] | 167 | 51190.7211 | 257.3969 | 109.0222 | 51557.1401
[10 empty] | 168 | 51557.1401 | 257.3969 | 109.8026 | 51924.3396
[10 empty] | 169 | 51924.3396 | 257.3969 | 110.5846 | 52292.321
[10 empty] | 170 | 52292.321 | 257.3969 | 111.3683 | 52661.0862
[10 empty] | 171 | 52661.0862 | 257.3969 | 112.1537 | 53030.6367
[10 empty] | 172 | 53030.6367 | 257.3969 | 112.9407 | 53400.9743
[10 empty] | 173 | 53400.9743 | 257.3969 | 113.7294 | 53772.1006
[10 empty] | 174 | 53772.1006 | 257.3969 | 114.5198 | 54144.0173
[10 empty] | 175 | 54144.0173 | 257.3969 | 115.3119 | 54516.726
[10 empty] | 176 | 54516.726 | 257.3969 | 116.1057 | 54890.2285
[10 empty] | 177 | 54890.2285 | 257.3969 | 116.9011 | 55264.5265
[10 empty] | 178 | 55264.5265 | 257.3969 | 117.6983 | 55639.6217
[10 empty] | 179 | 55639.6217 | 257.3969 | 118.4971 | 56015.5157
[10 empty] | 180 | 56015.5157 | 257.3969 | 119.2977 | 56392.2102
[10 empty] | 181 | 56392.2102 | 257.3969 | 120.0999 | 56769.707
[10 empty] | 182 | 56769.707 | 257.3969 | 120.9039 | 57148.0078
[10 empty] | 183 | 57148.0078 | 257.3969 | 121.7096 | 57527.1142
[10 empty] | 184 | 57527.1142 | 257.3969 | 122.517 | 57907.028
[10 empty] | 185 | 57907.028 | 257.3969 | 123.3261 | 58287.751
[10 empty] | 186 | 58287.751 | 257.3969 | 124.1369 | 58669.2848
[10 empty] | 187 | 58669.2848 | 257.3969 | 124.9495 | 59051.6311
[10 empty] | 188 | 59051.6311 | 257.3969 | 125.7638 | 59434.7917
[10 empty] | 189 | 59434.7917 | 257.3969 | 126.5798 | 59818.7684
[10 empty] | 190 | 59818.7684 | 257.3969 | 127.3976 | 60203.5628
[10 empty] | 191 | 60203.5628 | 257.3969 | 128.2171 | 60589.1768
[10 empty] | 192 | 60589.1768 | 257.3969 | 129.0383 | 60975.6119
[10 empty] | 193 | 60975.6119 | 257.3969 | 129.8613 | 61362.8701
[10 empty] | 194 | 61362.8701 | 257.3969 | 130.6861 | 61750.9531
[10 empty] | 195 | 61750.9531 | 257.3969 | 131.5126 | 62139.8625
[10 empty] | 196 | 62139.8625 | 257.3969 | 132.3409 | 62529.6002
[10 empty] | 197 | 62529.6002 | 257.3969 | 133.1709 | 62920.168
[10 empty] | 198 | 62920.168 | 257.3969 | 134.0027 | 63311.5676
[10 empty] | 199 | 63311.5676 | 257.3969 | 134.8363 | 63703.8007
[10 empty] | 200 | 63703.8007 | 257.3969 | 135.6716 | 64096.8692
[10 empty] | 201 | 64096.8692 | 257.3969 | 136.5087 | 64490.7748
[10 empty] | 202 | 64490.7748 | 257.3969 | 137.3476 | 64885.5193
[10 empty] | 203 | 64885.5193 | 257.3969 | 138.1883 | 65281.1045
[10 empty] | 204 | 65281.1045 | 257.3969 | 139.0308 | 65677.5322
[10 empty] | 205 | 65677.5322 | 257.3969 | 139.8751 | 66074.8042
[10 empty] | 206 | 66074.8042 | 257.3969 | 140.7212 | 66472.9223
[10 empty] | 207 | 66472.9223 | 257.3969 | 141.5691 | 66871.8882
[10 empty] | 208 | 66871.8882 | 257.3969 | 142.4188 | 67271.7038
[10 empty] | 209 | 67271.7038 | 257.3969 | 143.2703 | 67672.371
[10 empty] | 210 | 67672.371 | 257.3969 | 144.1236 | 68073.8914
[10 empty] | 211 | 68073.8914 | 257.3969 | 144.9787 | 68476.267
[10 empty] | 212 | 68476.267 | 257.3969 | 145.8357 | 68879.4995
[10 empty] | 213 | 68879.4995 | 257.3969 | 146.6944 | 69283.5908
[10 empty] | 214 | 69283.5908 | 257.3969 | 147.555 | 69688.5427
[10 empty] | 215 | 69688.5427 | 257.3969 | 148.4175 | 70094.357
[10 empty] | 216 | 70094.357 | 257.3969 | 149.2817 | 70501.0357
[10 empty] | 217 | 70501.0357 | 257.3969 | 150.1479 | 70908.5804
[10 empty] | 218 | 70908.5804 | 257.3969 | 151.0158 | 71316.9931
[10 empty] | 219 | 71316.9931 | 257.3969 | 151.8856 | 71726.2755
[10 empty] | 220 | 71726.2755 | 257.3969 | 152.7573 | 72136.4297
[10 empty] | 221 | 72136.4297 | 257.3969 | 153.6308 | 72547.4574
[10 empty] | 222 | 72547.4574 | 257.3969 | 154.5062 | 72959.3604
[10 empty] | 223 | 72959.3604 | 257.3969 | 155.3834 | 73372.1407
[10 empty] | 224 | 73372.1407 | 257.3969 | 156.2625 | 73785.8001
[10 empty] | 225 | 73785.8001 | 257.3969 | 157.1435 | 74200.3404
[10 empty] | 226 | 74200.3404 | 257.3969 | 158.0264 | 74615.7637
[10 empty] | 227 | 74615.7637 | 257.3969 | 158.9111 | 75032.0716
[10 empty] | 228 | 75032.0716 | 257.3969 | 159.7977 | 75449.2662
[10 empty] | 229 | 75449.2662 | 257.3969 | 160.6862 | 75867.3493
[10 empty] | 230 | 75867.3493 | 257.3969 | 161.5766 | 76286.3228
[10 empty] | 231 | 76286.3228 | 257.3969 | 162.4689 | 76706.1886
[10 empty] | 232 | 76706.1886 | 257.3969 | 163.3631 | 77126.9486
[10 empty] | 233 | 77126.9486 | 257.3969 | 164.2592 | 77548.6047
[10 empty] | 234 | 77548.6047 | 257.3969 | 165.1572 | 77971.1588
[10 empty] | 235 | 77971.1588 | 257.3969 | 166.0572 | 78394.6129
[10 empty] | 236 | 78394.6129 | 257.3969 | 166.959 | 78818.9687
[10 empty] | 237 | 78818.9687 | 257.3969 | 167.8628 | 79244.2284
[10 empty] | 238 | 79244.2284 | 257.3969 | 168.7685 | 79670.3937
[10 empty] | 239 | 79670.3937 | 257.3969 | 169.6761 | 80097.4666
[10 empty] | 240 | 80097.4666 | 257.3969 | 170.5856 | 80525.4491
[10 empty] | 241 | 80525.4491 | 257.3969 | 171.4971 | 80954.3431
[10 empty] | 242 | 80954.3431 | 257.3969 | 172.4105 | 81384.1505
[10 empty] | 243 | 81384.1505 | 257.3969 | 173.3259 | 81814.8733
[10 empty] | 244 | 81814.8733 | 257.3969 | 174.2432 | 82246.5134
[10 empty] | 245 | 82246.5134 | 257.3969 | 175.1625 | 82679.0727
[10 empty] | 246 | 82679.0727 | 257.3969 | 176.0837 | 83112.5533
[10 empty] | 247 | 83112.5533 | 257.3969 | 177.0069 | 83546.9571
[10 empty] | 248 | 83546.9571 | 257.3969 | 177.9321 | 83982.2861
[10 empty] | 249 | 83982.2861 | 257.3969 | 178.8592 | 84418.5422
[10 empty] | 250 | 84418.5422 | 257.3969 | 179.7883 | 84855.7274
[10 empty] | 251 | 84855.7274 | 257.3969 | 180.7194 | 85293.8436
[10 empty] | 252 | 85293.8436 | 257.3969 | 181.6525 | 85732.893
[10 empty] | 253 | 85732.893 | 257.3969 | 182.5875 | 86172.8774
[10 empty] | 254 | 86172.8774 | 257.3969 | 183.5246 | 86613.7988
[10 empty] | 255 | 86613.7988 | 257.3969 | 184.4636 | 87055.6593
[10 empty] | 256 | 87055.6593 | 257.3969 | 185.4047 | 87498.4608
[10 empty] | 257 | 87498.4608 | 257.3969 | 186.3477 | 87942.2054
[10 empty] | 258 | 87942.2054 | 257.3969 | 187.2928 | 88386.895
[10 empty] | 259 | 88386.895 | 257.3969 | 188.2398 | 88832.5317
[10 empty] | 260 | 88832.5317 | 257.3969 | 189.1889 | 89279.1175
[10 empty] | 261 | 89279.1175 | 257.3969 | 190.14 | 89726.6544
[10 empty] | 262 | 89726.6544 | 257.3969 | 191.0931 | 90175.1444
[10 empty] | 263 | 90175.1444 | 257.3969 | 192.0483 | 90624.5896
[10 empty] | 264 | 90624.5896 | 257.3969 | 193.0055 | 91074.9919
[10 empty] | 265 | 91074.9919 | 257.3969 | 193.9647 | 91526.3536
[10 empty] | 266 | 91526.3536 | 257.3969 | 194.926 | 91978.6764
[10 empty] | 267 | 91978.6764 | 257.3969 | 195.8893 | 92431.9626
[10 empty] | 268 | 92431.9626 | 257.3969 | 196.8547 | 92886.2142
[10 empty] | 269 | 92886.2142 | 257.3969 | 197.8221 | 93341.4332
[10 empty] | 270 | 93341.4332 | 257.3969 | 198.7916 | 93797.6217
[10 empty] | 271 | 93797.6217 | 257.3969 | 199.7632 | 94254.7818
[10 empty] | 272 | 94254.7818 | 257.3969 | 200.7368 | 94712.9155
[10 empty] | 273 | 94712.9155 | 257.3969 | 201.7125 | 95172.0248
[10 empty] | 274 | 95172.0248 | 257.3969 | 202.6903 | 95632.112
[10 empty] | 275 | 95632.112 | 257.3969 | 203.6701 | 96093.179
[10 empty] | 276 | 96093.179 | 257.3969 | 204.6521 | 96555.228
[10 empty] | 277 | 96555.228 | 257.3969 | 205.6361 | 97018.261
[10 empty] | 278 | 97018.261 | 257.3969 | 206.6223 | 97482.2801
[10 empty] | 279 | 97482.2801 | 257.3969 | 207.6105 | 97947.2875
[10 empty] | 280 | 97947.2875 | 257.3969 | 208.6008 | 98413.2852
[10 empty] | 281 | 98413.2852 | 257.3969 | 209.5933 | 98880.2754
[10 empty] | 282 | 98880.2754 | 257.3969 | 210.5878 | 99348.2601
[10 empty] | 283 | 99348.2601 | 257.3969 | 211.5845 | 99817.2415
[10 empty] | 284 | 99817.2415 | 257.3969 | 212.5833 | 100287.2217
[10 empty] | 285 | 100287.2217 | 257.3969 | 213.5843 | 100758.2028
[10 empty] | 286 | 100758.2028 | 257.3969 | 214.5873 | 101230.187
[10 empty] | 287 | 101230.187 | 257.3969 | 215.5925 | 101703.1764
[10 empty] | 288 | 101703.1764 | 257.3969 | 216.5999 | 102177.1731
[10 empty] | 289 | 102177.1731 | 257.3969 | 217.6093 | 102652.1793
[10 empty] | 290 | 102652.1793 | 257.3969 | 218.621 | 103128.1971
[10 empty] | 291 | 103128.1971 | 257.3969 | 219.6348 | 103605.2287
[10 empty] | 292 | 103605.2287 | 257.3969 | 220.6507 | 104083.2763
[10 empty] | 293 | 104083.2763 | 257.3969 | 221.6688 | 104562.342
[10 empty] | 294 | 104562.342 | 257.3969 | 222.6891 | 105042.4279
[10 empty] | 295 | 105042.4279 | 257.3969 | 223.7115 | 105523.5363
[10 empty] | 296 | 105523.5363 | 257.3969 | 224.7362 | 106005.6694
[10 empty] | 297 | 106005.6694 | 257.3969 | 225.763 | 106488.8292
[10 empty] | 298 | 106488.8292 | 257.3969 | 226.792 | 106973.0181
[10 empty] | 299 | 106973.0181 | 257.3969 | 227.8232 | 107458.2381
[10 empty] | 300 | 107458.2381 | 257.3969 | 228.8566 | 107944.4915
[10 empty] | 301 | 107944.4915 | 257.3969 | 229.8921 | 108431.7805
[10 empty] | 302 | 108431.7805 | 257.3969 | 230.9299 | 108920.1073
[10 empty] | 303 | 108920.1073 | 257.3969 | 231.9699 | 109409.4741
[10 empty] | 304 | 109409.4741 | 257.3969 | 233.0121 | 109899.8832
[10 empty] | 305 | 109899.8832 | 257.3969 | 234.0566 | 110391.3366
[10 empty] | 306 | 110391.3366 | 257.3969 | 235.1032 | 110883.8367
[10 empty] | 307 | 110883.8367 | 257.3969 | 236.1521 | 111377.3857
[10 empty] | 308 | 111377.3857 | 257.3969 | 237.2033 | 111871.9859
[10 empty] | 309 | 111871.9859 | 257.3969 | 238.2566 | 112367.6394
[10 empty] | 310 | 112367.6394 | 257.3969 | 239.3122 | 112864.3485
[10 empty] | 311 | 112864.3485 | 257.3969 | 240.3701 | 113362.1154
[10 empty] | 312 | 113362.1154 | 257.3969 | 241.4302 | 113860.9425
[10 empty] | 313 | 113860.9425 | 257.3969 | 242.4926 | 114360.8319
[10 empty] | 314 | 114360.8319 | 257.3969 | 243.5572 | 114861.7859
[10 empty] | 315 | 114861.7859 | 257.3969 | 244.6241 | 115363.8069
[10 empty] | 316 | 115363.8069 | 257.3969 | 245.6932 | 115866.897
[10 empty] | 317 | 115866.897 | 257.3969 | 246.7647 | 116371.0586
[10 empty] | 318 | 116371.0586 | 257.3969 | 247.8384 | 116876.2938
[10 empty] | 319 | 116876.2938 | 257.3969 | 248.9144 | 117382.6051
[10 empty] | 320 | 117382.6051 | 257.3969 | 249.9927 | 117889.9947
[10 empty] | 321 | 117889.9947 | 257.3969 | 251.0733 | 118398.4649
[10 empty] | 322 | 118398.4649 | 257.3969 | 252.1562 | 118908.018
[10 empty] | 323 | 118908.018 | 257.3969 | 253.2414 | 119418.6563
[10 empty] | 324 | 119418.6563 | 257.3969 | 254.329 | 119930.3822
[10 empty] | - | - | - | - | -
[11 empty] | Equals: Amount To Accrue | 83396.5854 | 36533.7968 | 119930.3822 | 1.5425e-09

## Big Bend GTs 5-6
TAMPA ELECTRIC COMPANY | [10 empty] | TAMPA ELECTRIC COMPANY | [11 empty] | FOSSIL-FUELED GENERATING STATIONS
PROJECTED FUTURE DOLLAR DISMANTLEMENT COST BY PLANT | [10 empty] | COMPUTATION OF ANNUAL ACCRUAL | [11 empty] | ESTIMATED FUTURE DOLLAR DISMANTLEMENT COST
| Intitial Cost |  |  |  |  | Cost |  |  |  |  | Big Bend GT's 5-6 | Total | Labor | Mat & Eq | Disposal | Salvage | [12 empty] | Total
| Estimates | Capital | Dismantlement | Cost | Inflation | Estimate in | Start | Inflation | Future |  | Year of Study | 2022 | [13 empty] | Capital | Dismantlement | Accumlated | Future
| Are in ___ | Recovery | Component | Estimate | Compound | 2022 | Year of | Compound | Dollar |  | Capital Recovery Year | 2061 | [11 empty] | Recovery | Study | Recovery | Cost at | Reserve @ 12/31/2021 | Dollar
PLANT | Dollars | Year | Costs | Per Study | Multiplier | Dollars | Expenditure | Multiplier | Cost |  | Cost @ Study Year 2022 | 4081840.8464 | 4252754.7754 | 4159284.4497 | 99232.6911 | -4429431.0699 | [6 empty] | PLANT | Period | Date | Year | Study Date |  | Cost
- | - | - | - | - | - | - | - | - | - |  | Total Future Exp | 11103306.2404 | 11600063.7233 | 10889934.5904 | 210546.6362 | -11597238.7095 | [6 empty] | - | - | - | - | - | - | -
Big Bend GT's 5-6 | 2020 | 2061 | Labor | 4021550 | 1.0575 | 4252754.7754 | 2062 | 2.7277 | 11600063.7233 |  | Amount To Accrue | 11103306.2404 | 11600063.7233 | 10889934.5904 | 210546.6362 | -11597238.7095 | [6 empty] | Big Bend GT's 5-6 | 39 | 2022 | 2061 | 4081840.8464 | 0 | 11103306.2404 | 0
|  |  | Materials & Eq | 3930700 | 1.0582 | 4159284.4497 |  | 2.6182 | 10889934.5904 |  | PV of Amount to Accrue | 4081840.8464 | 4252754.7754 | 4159284.4497 | 99232.6911 | -4429431.0699
|  |  | Disposal | 95450 | 1.0396 | 99232.6911 |  | 2.1217 | 210546.6362 |  | Capital Recovery Years | 39
|  |  | Salvage | -4186000 | 1.0582 | -4429431.0699 |  | 2.6182 | -11597238.7095 |  | Compound Average Growth | 2.599% | 2.606% | 2.499% | 1.948% | 2.499%
|  |  |  | - |  | - |  |  | - |  | First Year 2022 Accrual | 167730.8846 | 174996.6846 | 168147.8155 | 3655.4449 | -179069.0604
|  |  |  | 3861700 |  | 4081840.8464 |  |  | 11103306.2404 |  | - | - | - | - | - | -
[10 empty] | 0 | Reserve @ 12/31/2021 | 0 | 0 | 0 | 0 | 0 | 4-yr Avg | Labor | Mat & Eq | Disposal | Salvage | 0
| Per Last Unit | 2045 | [7 empty] | 1 | 2022 | 167730.8846 | 174996.6846 | 168147.8155 | 3655.4449 | -179069.0604
| Station Analysis | [8 empty] | 2 | 2023 | 172090.163 | 179557.6547 | 172349.2305 | 3726.6362 | -183543.3584
[10 empty] | 3 | 2024 | 176562.8829 | 184237.4982 | 176655.6239 | 3799.214 | -188129.4532
[10 empty] | 4 | 2025 | 181151.9992 | 189039.3133 | 181069.6187 | 3873.2052 | -192830.1382 | 174383.9824 | 181957.7877 | 174555.5722 | 3763.6251 | -185893.0025 | 0
[10 empty] | 5 | 2026 | 185860.5437 | 193966.279 | 185593.9036 | 3948.6375 | -197648.2765
[10 empty] | 6 | 2027 | 190691.6272 | 199021.6571 | 190231.2342 | 4025.5389 | -202586.8029
[10 empty] | 7 | 2028 | 195648.442 | 204208.7944 | 194984.4352 | 4103.9379 | -207648.7256
[10 empty] | 8 | 2029 | 200734.2629 | 209531.125 | 199856.4017 | 4183.8638 | -212837.1276 | 193233.7189 | 201681.9639 | 192666.4937 | 4065.4945 | -205180.2332 | 0
[10 empty] | 9 | 2030 | 205952.4508 | 214992.1725 | 204850.1013 | 4265.3463 | -218155.1694
[10 empty] | 10 | 2031 | 211306.4537 | 220595.5523 | 209968.5757 | 4348.4157 | -223606.09
[10 empty] | 11 | 2032 | 216799.8096 | 226344.9739 | 215214.9426 | 4433.1029 | -229193.2098
[10 empty] | 12 | 2033 | 222436.1488 | 232244.2437 | 220592.3975 | 4519.4394 | -234919.9318 | 214123.7157 | 223544.2356 | 212656.5043 | 4391.5761 | -226468.6002 | 0
[10 empty] | 13 | 2034 | 228219.1963 | 238297.2673 | 226104.2158 | 4607.4574 | -240789.7441
[10 empty] | 14 | 2035 | 234152.7741 | 244508.0519 | 231753.7548 | 4697.1895 | -246806.2222
[10 empty] | 15 | 2036 | 240240.8037 | 250880.7093 | 237544.4557 | 4788.6693 | -252973.0306
[10 empty] | 16 | 2037 | 246487.309 | 257419.4585 | 243479.8455 | 4881.9306 | -259293.9256 | 237275.0208 | 247776.3718 | 234720.5679 | 4743.8117 | -249965.7306 | 0
[10 empty] | 17 | 2038 | 252896.4188 | 264128.6282 | 249563.5396 | 4977.0082 | -265772.7573
[10 empty] | 18 | 2039 | 259472.3695 | 271012.6602 | 255799.2436 | 5073.9375 | -272413.4718
[10 empty] | 19 | 2040 | 266219.508 | 278076.1121 | 262190.7556 | 5172.7546 | -279220.1142
[10 empty] | 20 | 2041 | 273142.2943 | 285323.6599 | 268741.9687 | 5273.4961 | -286196.8304 | 262932.6477 | 274635.2651 | 259073.8769 | 5124.2991 | -275900.7934 | 0
[10 empty] | 21 | 2042 | 280245.305 | 292760.1018 | 275456.8733 | 5376.1996 | -293347.8698
[10 empty] | 22 | 2043 | 287533.2357 | 300390.3611 | 282339.5595 | 5480.9033 | -300677.5882
[10 empty] | 23 | 2044 | 295010.9047 | 308219.4892 | 289394.2194 | 5587.6462 | -308190.4502
[10 empty] | 24 | 2045 | 302683.2557 | 316252.6693 | 296625.1502 | 5696.468 | -315891.0318 | 291368.1753 | 304405.6554 | 285953.9506 | 5535.3043 | -304526.735 | 0
[10 empty] | 25 | 2046 | 310555.3613 | 324495.2196 | 304036.7562 | 5807.409 | -323784.0236
[10 empty] | 26 | 2047 | 318632.4265 | 332952.597 | 311633.5518 | 5920.5107 | -331874.2331
[10 empty] | 27 | 2048 | 326919.7919 | 341630.4006 | 319420.1643 | 6035.8151 | -340166.5881
[10 empty] | 28 | 2049 | 335422.9374 | 350534.3753 | 327401.3365 | 6153.3652 | -348666.1395 | 322882.6293 | 337403.1481 | 315622.9522 | 5979.275 | -336122.7461 | 0
[10 empty] | 29 | 2050 | 344147.4857 | 359670.4159 | 335581.9298 | 6273.2045 | -357378.0645
[10 empty] | 30 | 2051 | 353099.206 | 369044.5707 | 343966.9269 | 6395.3778 | -366307.6694
[10 empty] | 31 | 2052 | 362284.0182 | 378663.0459 | 352561.4353 | 6519.9304 | -375460.3934
[10 empty] | 32 | 2053 | 371707.9964 | 388532.2091 | 361370.6898 | 6646.9088 | -384841.8113 | 357809.6766 | 373977.5604 | 348370.2455 | 6458.8554 | -370996.9846 | 0
[10 empty] | 33 | 2054 | 381377.3729 | 398658.5941 | 370400.0562 | 6776.3601 | -394457.6374
[10 empty] | 34 | 2055 | 391298.5429 | 409048.9048 | 379655.0344 | 6908.3325 | -404313.7288
[10 empty] | 35 | 2056 | 401478.0679 | 419710.0202 | 389141.2614 | 7042.8751 | -414416.0888
[10 empty] | 36 | 2057 | 411922.6808 | 430648.998 | 398864.5155 | 7180.0381 | -424770.8708 | 396519.1661 | 414516.6293 | 384515.2169 | 6976.9014 | -409489.5815 | 0
[10 empty] | 37 | 2058 | 422639.2899 | 441873.0805 | 408830.7191 | 7319.8723 | -435384.3819
[10 empty] | 38 | 2059 | 433634.9837 | 453389.6982 | 419045.9426 | 7462.4299 | -446263.0869
[10 empty] | 39 | 2060 | 444917.0356 | 465206.4756 | 429516.4082 | 7607.7638 | -457413.612
[10 empty] | 40 | 2061 | 0 | 0 | 0 | 0 | 0 | 325297.8273 | 340117.3136 | 314348.2675 | 5597.5165 | -334765.2702 | 0
[10 empty] | 41 | 2062 | 0 | 0 | 0 | 0 | 0
[10 empty] | 42 | 2063 | 0 | 0 | 0 | 0 | 0
[10 empty] | 43 | 2064 | 0 | 0 | 0 | 0 | 0 | [5 empty] | 0
[10 empty] | 44 | 2065 | 0 | 0 | 0 | 0 | 0 | 0 | 0 | 0 | 0 | 0
[11 empty] | - | - | - | - | - | -
[11 empty] | Equals: Amount To Accrue | 11103306.2404 | 11600063.7233 | 10889934.5904 | 210546.6362 | -11597238.7095
[12 empty] | -1.8626e-08 | 0 | 0 | 4.3656e-10 | 0 | -1.8626e-08
[11 empty] | Earnings Rate | 2.599%
[11 empty] | Monthly Rate | 0.2141%
[11 empty] | Amount To Accrue | 11103306.2404
[11 empty] | PV of Amount to Accrue | 4081840.8464
[11 empty] | Months to Accrue | 468
[11 empty] | Monthly Amount | 13816.5888
[11 empty] | - | - | - | -
[10 empty] | 1 | 0 | 13816.5888 | 0 | 13816.5888
[10 empty] | 2 | 13816.5888 | 13816.5888 | 29.5747 | 27662.7523
[10 empty] | 3 | 27662.7523 | 13816.5888 | 59.2128 | 41538.5539
[10 empty] | 4 | 41538.5539 | 13816.5888 | 88.9143 | 55444.057
[10 empty] | 5 | 55444.057 | 13816.5888 | 118.6794 | 69379.3251
[10 empty] | 6 | 69379.3251 | 13816.5888 | 148.5081 | 83344.422
[10 empty] | 7 | 83344.422 | 13816.5888 | 178.4008 | 97339.4116
[10 empty] | 8 | 97339.4116 | 13816.5888 | 208.3574 | 111364.3578
[10 empty] | 9 | 111364.3578 | 13816.5888 | 238.3781 | 125419.3247
[10 empty] | 10 | 125419.3247 | 13816.5888 | 268.4631 | 139504.3766
[10 empty] | 11 | 139504.3766 | 13816.5888 | 298.6125 | 153619.5779
[10 empty] | 12 | 153619.5779 | 13816.5888 | 328.8265 | 167764.9932
[10 empty] | 13 | 167764.9932 | 13816.5888 | 359.1051 | 181940.687
[10 empty] | 14 | 181940.687 | 13816.5888 | 389.4485 | 196146.7243
[10 empty] | 15 | 196146.7243 | 13816.5888 | 419.8569 | 210383.17
[10 empty] | 16 | 210383.17 | 13816.5888 | 450.3303 | 224650.0891
[10 empty] | 17 | 224650.0891 | 13816.5888 | 480.869 | 238947.5469
[10 empty] | 18 | 238947.5469 | 13816.5888 | 511.4731 | 253275.6088
[10 empty] | 19 | 253275.6088 | 13816.5888 | 542.1426 | 267634.3402
[10 empty] | 20 | 267634.3402 | 13816.5888 | 572.8779 | 282023.8068
[10 empty] | 21 | 282023.8068 | 13816.5888 | 603.6789 | 296444.0745
[10 empty] | 22 | 296444.0745 | 13816.5888 | 634.5458 | 310895.2091
[10 empty] | 23 | 310895.2091 | 13816.5888 | 665.4788 | 325377.2767
[10 empty] | 24 | 325377.2767 | 13816.5888 | 696.478 | 339890.3435
[10 empty] | 25 | 339890.3435 | 13816.5888 | 727.5436 | 354434.4759
[10 empty] | 26 | 354434.4759 | 13816.5888 | 758.6757 | 369009.7403
[10 empty] | 27 | 369009.7403 | 13816.5888 | 789.8744 | 383616.2035
[10 empty] | 28 | 383616.2035 | 13816.5888 | 821.1399 | 398253.9322
[10 empty] | 29 | 398253.9322 | 13816.5888 | 852.4723 | 412922.9933
[10 empty] | 30 | 412922.9933 | 13816.5888 | 883.8718 | 427623.4538
[10 empty] | 31 | 427623.4538 | 13816.5888 | 915.3385 | 442355.3811
[10 empty] | 32 | 442355.3811 | 13816.5888 | 946.8725 | 457118.8424
[10 empty] | 33 | 457118.8424 | 13816.5888 | 978.4741 | 471913.9053
[10 empty] | 34 | 471913.9053 | 13816.5888 | 1010.1433 | 486740.6374
[10 empty] | 35 | 486740.6374 | 13816.5888 | 1041.8803 | 501599.1064
[10 empty] | 36 | 501599.1064 | 13816.5888 | 1073.6852 | 516489.3804
[10 empty] | 37 | 516489.3804 | 13816.5888 | 1105.5582 | 531411.5273
[10 empty] | 38 | 531411.5273 | 13816.5888 | 1137.4994 | 546365.6155
[10 empty] | 39 | 546365.6155 | 13816.5888 | 1169.509 | 561351.7133
[10 empty] | 40 | 561351.7133 | 13816.5888 | 1201.5871 | 576369.8892
[10 empty] | 41 | 576369.8892 | 13816.5888 | 1233.7339 | 591420.2118
[10 empty] | 42 | 591420.2118 | 13816.5888 | 1265.9495 | 606502.7501
[10 empty] | 43 | 606502.7501 | 13816.5888 | 1298.234 | 621617.5729
[10 empty] | 44 | 621617.5729 | 13816.5888 | 1330.5877 | 636764.7493
[10 empty] | 45 | 636764.7493 | 13816.5888 | 1363.0106 | 651944.3486
[10 empty] | 46 | 651944.3486 | 13816.5888 | 1395.5029 | 667156.4403
[10 empty] | 47 | 667156.4403 | 13816.5888 | 1428.0647 | 682401.0938
[10 empty] | 48 | 682401.0938 | 13816.5888 | 1460.6963 | 697678.3788
[10 empty] | 49 | 697678.3788 | 13816.5888 | 1493.3977 | 712988.3653
[10 empty] | 50 | 712988.3653 | 13816.5888 | 1526.1691 | 728331.1231
[10 empty] | 51 | 728331.1231 | 13816.5888 | 1559.0106 | 743706.7225
[10 empty] | 52 | 743706.7225 | 13816.5888 | 1591.9225 | 759115.2338
[10 empty] | 53 | 759115.2338 | 13816.5888 | 1624.9048 | 774556.7273
[10 empty] | 54 | 774556.7273 | 13816.5888 | 1657.9577 | 790031.2738
[10 empty] | 55 | 790031.2738 | 13816.5888 | 1691.0813 | 805538.9439
[10 empty] | 56 | 805538.9439 | 13816.5888 | 1724.2759 | 821079.8085
[10 empty] | 57 | 821079.8085 | 13816.5888 | 1757.5415 | 836653.9388
[10 empty] | 58 | 836653.9388 | 13816.5888 | 1790.8783 | 852261.4058
[10 empty] | 59 | 852261.4058 | 13816.5888 | 1824.2864 | 867902.281
[10 empty] | 60 | 867902.281 | 13816.5888 | 1857.7661 | 883576.6359
[10 empty] | 61 | 883576.6359 | 13816.5888 | 1891.3175 | 899284.5421
[10 empty] | 62 | 899284.5421 | 13816.5888 | 1924.9406 | 915026.0715
[10 empty] | 63 | 915026.0715 | 13816.5888 | 1958.6357 | 930801.296
[10 empty] | 64 | 930801.296 | 13816.5888 | 1992.403 | 946610.2878
[10 empty] | 65 | 946610.2878 | 13816.5888 | 2026.2425 | 962453.1191
[10 empty] | 66 | 962453.1191 | 13816.5888 | 2060.1545 | 978329.8624
[10 empty] | 67 | 978329.8624 | 13816.5888 | 2094.1391 | 994240.5902
[10 empty] | 68 | 994240.5902 | 13816.5888 | 2128.1964 | 1010185.3754
[10 empty] | 69 | 1010185.3754 | 13816.5888 | 2162.3266 | 1026164.2907
[10 empty] | 70 | 1026164.2907 | 13816.5888 | 2196.5298 | 1042177.4093
[10 empty] | 71 | 1042177.4093 | 13816.5888 | 2230.8063 | 1058224.8044
[10 empty] | 72 | 1058224.8044 | 13816.5888 | 2265.1561 | 1074306.5493
[10 empty] | 73 | 1074306.5493 | 13816.5888 | 2299.5795 | 1090422.7176
[10 empty] | 74 | 1090422.7176 | 13816.5888 | 2334.0766 | 1106573.3829
[10 empty] | 75 | 1106573.3829 | 13816.5888 | 2368.6475 | 1122758.6192
[10 empty] | 76 | 1122758.6192 | 13816.5888 | 2403.2923 | 1138978.5003
[10 empty] | 77 | 1138978.5003 | 13816.5888 | 2438.0114 | 1155233.1005
[10 empty] | 78 | 1155233.1005 | 13816.5888 | 2472.8048 | 1171522.494
[10 empty] | 79 | 1171522.494 | 13816.5888 | 2507.6726 | 1187846.7554
[10 empty] | 80 | 1187846.7554 | 13816.5888 | 2542.6151 | 1204205.9593
[10 empty] | 81 | 1204205.9593 | 13816.5888 | 2577.6324 | 1220600.1805
[10 empty] | 82 | 1220600.1805 | 13816.5888 | 2612.7246 | 1237029.4939
[10 empty] | 83 | 1237029.4939 | 13816.5888 | 2647.892 | 1253493.9746
[10 empty] | 84 | 1253493.9746 | 13816.5888 | 2683.1346 | 1269993.698
[10 empty] | 85 | 1269993.698 | 13816.5888 | 2718.4526 | 1286528.7394
[10 empty] | 86 | 1286528.7394 | 13816.5888 | 2753.8463 | 1303099.1745
[10 empty] | 87 | 1303099.1745 | 13816.5888 | 2789.3157 | 1319705.079
[10 empty] | 88 | 1319705.079 | 13816.5888 | 2824.8611 | 1336346.5288
[10 empty] | 89 | 1336346.5288 | 13816.5888 | 2860.4825 | 1353023.6001
[10 empty] | 90 | 1353023.6001 | 13816.5888 | 2896.1802 | 1369736.3691
[10 empty] | 91 | 1369736.3691 | 13816.5888 | 2931.9543 | 1386484.9122
[10 empty] | 92 | 1386484.9122 | 13816.5888 | 2967.8049 | 1403269.3059
[10 empty] | 93 | 1403269.3059 | 13816.5888 | 3003.7324 | 1420089.627
[10 empty] | 94 | 1420089.627 | 13816.5888 | 3039.7367 | 1436945.9525
[10 empty] | 95 | 1436945.9525 | 13816.5888 | 3075.818 | 1453838.3593
[10 empty] | 96 | 1453838.3593 | 13816.5888 | 3111.9766 | 1470766.9247
[10 empty] | 97 | 1470766.9247 | 13816.5888 | 3148.2127 | 1487731.7261
[10 empty] | 98 | 1487731.7261 | 13816.5888 | 3184.5262 | 1504732.8412
[10 empty] | 99 | 1504732.8412 | 13816.5888 | 3220.9175 | 1521770.3475
[10 empty] | 100 | 1521770.3475 | 13816.5888 | 3257.3867 | 1538844.323
[10 empty] | 101 | 1538844.323 | 13816.5888 | 3293.934 | 1555954.8458
[10 empty] | 102 | 1555954.8458 | 13816.5888 | 3330.5595 | 1573101.994
[10 empty] | 103 | 1573101.994 | 13816.5888 | 3367.2634 | 1590285.8462
[10 empty] | 104 | 1590285.8462 | 13816.5888 | 3404.0458 | 1607506.4808
[10 empty] | 105 | 1607506.4808 | 13816.5888 | 3440.907 | 1624763.9766
[10 empty] | 106 | 1624763.9766 | 13816.5888 | 3477.8471 | 1642058.4125
[10 empty] | 107 | 1642058.4125 | 13816.5888 | 3514.8663 | 1659389.8676
[10 empty] | 108 | 1659389.8676 | 13816.5888 | 3551.9647 | 1676758.4211
[10 empty] | 109 | 1676758.4211 | 13816.5888 | 3589.1425 | 1694164.1524
[10 empty] | 110 | 1694164.1524 | 13816.5888 | 3626.3999 | 1711607.141
[10 empty] | 111 | 1711607.141 | 13816.5888 | 3663.737 | 1729087.4669
[10 empty] | 112 | 1729087.4669 | 13816.5888 | 3701.1541 | 1746605.2098
[10 empty] | 113 | 1746605.2098 | 13816.5888 | 3738.6513 | 1764160.4498
[10 empty] | 114 | 1764160.4498 | 13816.5888 | 3776.2287 | 1781753.2673
[10 empty] | 115 | 1781753.2673 | 13816.5888 | 3813.8865 | 1799383.7426
[10 empty] | 116 | 1799383.7426 | 13816.5888 | 3851.625 | 1817051.9564
[10 empty] | 117 | 1817051.9564 | 13816.5888 | 3889.4443 | 1834757.9895
[10 empty] | 118 | 1834757.9895 | 13816.5888 | 3927.3445 | 1852501.9227
[10 empty] | 119 | 1852501.9227 | 13816.5888 | 3965.3258 | 1870283.8373
[10 empty] | 120 | 1870283.8373 | 13816.5888 | 4003.3884 | 1888103.8144
[10 empty] | 121 | 1888103.8144 | 13816.5888 | 4041.5325 | 1905961.9357
[10 empty] | 122 | 1905961.9357 | 13816.5888 | 4079.7582 | 1923858.2828
[10 empty] | 123 | 1923858.2828 | 13816.5888 | 4118.0658 | 1941792.9373
[10 empty] | 124 | 1941792.9373 | 13816.5888 | 4156.4554 | 1959765.9815
[10 empty] | 125 | 1959765.9815 | 13816.5888 | 4194.9271 | 1977777.4974
[10 empty] | 126 | 1977777.4974 | 13816.5888 | 4233.4812 | 1995827.5674
[10 empty] | 127 | 1995827.5674 | 13816.5888 | 4272.1178 | 2013916.274
[10 empty] | 128 | 2013916.274 | 13816.5888 | 4310.8372 | 2032043.7
[10 empty] | 129 | 2032043.7 | 13816.5888 | 4349.6394 | 2050209.9281
[10 empty] | 130 | 2050209.9281 | 13816.5888 | 4388.5246 | 2068415.0415
[10 empty] | 131 | 2068415.0415 | 13816.5888 | 4427.4931 | 2086659.1234
[10 empty] | 132 | 2086659.1234 | 13816.5888 | 4466.545 | 2104942.2572
[10 empty] | 133 | 2104942.2572 | 13816.5888 | 4505.6805 | 2123264.5265
[10 empty] | 134 | 2123264.5265 | 13816.5888 | 4544.8998 | 2141626.015
[10 empty] | 135 | 2141626.015 | 13816.5888 | 4584.203 | 2160026.8068
[10 empty] | 136 | 2160026.8068 | 13816.5888 | 4623.5903 | 2178466.9859
[10 empty] | 137 | 2178466.9859 | 13816.5888 | 4663.062 | 2196946.6367
[10 empty] | 138 | 2196946.6367 | 13816.5888 | 4702.6181 | 2215465.8436
[10 empty] | 139 | 2215465.8436 | 13816.5888 | 4742.259 | 2234024.6913
[10 empty] | 140 | 2234024.6913 | 13816.5888 | 4781.9846 | 2252623.2647
[10 empty] | 141 | 2252623.2647 | 13816.5888 | 4821.7953 | 2271261.6488
[10 empty] | 142 | 2271261.6488 | 13816.5888 | 4861.6912 | 2289939.9288
[10 empty] | 143 | 2289939.9288 | 13816.5888 | 4901.6726 | 2308658.1902
[10 empty] | 144 | 2308658.1902 | 13816.5888 | 4941.7395 | 2327416.5184
[10 empty] | 145 | 2327416.5184 | 13816.5888 | 4981.8921 | 2346214.9993
[10 empty] | 146 | 2346214.9993 | 13816.5888 | 5022.1307 | 2365053.7188
[10 empty] | 147 | 2365053.7188 | 13816.5888 | 5062.4555 | 2383932.7631
[10 empty] | 148 | 2383932.7631 | 13816.5888 | 5102.8665 | 2402852.2184
[10 empty] | 149 | 2402852.2184 | 13816.5888 | 5143.3641 | 2421812.1712
[10 empty] | 150 | 2421812.1712 | 13816.5888 | 5183.9483 | 2440812.7083
[10 empty] | 151 | 2440812.7083 | 13816.5888 | 5224.6194 | 2459853.9166
[10 empty] | 152 | 2459853.9166 | 13816.5888 | 5265.3776 | 2478935.8829
[10 empty] | 153 | 2478935.8829 | 13816.5888 | 5306.223 | 2498058.6948
[10 empty] | 154 | 2498058.6948 | 13816.5888 | 5347.1559 | 2517222.4394
[10 empty] | 155 | 2517222.4394 | 13816.5888 | 5388.1763 | 2536427.2045
[10 empty] | 156 | 2536427.2045 | 13816.5888 | 5429.2846 | 2555673.0779
[10 empty] | 157 | 2555673.0779 | 13816.5888 | 5470.4809 | 2574960.1476
[10 empty] | 158 | 2574960.1476 | 13816.5888 | 5511.7653 | 2594288.5017
[10 empty] | 159 | 2594288.5017 | 13816.5888 | 5553.1381 | 2613658.2286
[10 empty] | 160 | 2613658.2286 | 13816.5888 | 5594.5995 | 2633069.4169
[10 empty] | 161 | 2633069.4169 | 13816.5888 | 5636.1496 | 2652522.1553
[10 empty] | 162 | 2652522.1553 | 13816.5888 | 5677.7887 | 2672016.5328
[10 empty] | 163 | 2672016.5328 | 13816.5888 | 5719.5169 | 2691552.6385
[10 empty] | 164 | 2691552.6385 | 13816.5888 | 5761.3344 | 2711130.5617
[10 empty] | 165 | 2711130.5617 | 13816.5888 | 5803.2414 | 2730750.3919
[10 empty] | 166 | 2730750.3919 | 13816.5888 | 5845.2382 | 2750412.2188
[10 empty] | 167 | 2750412.2188 | 13816.5888 | 5887.3248 | 2770116.1324
[10 empty] | 168 | 2770116.1324 | 13816.5888 | 5929.5015 | 2789862.2226
[10 empty] | 169 | 2789862.2226 | 13816.5888 | 5971.7685 | 2809650.5799
[10 empty] | 170 | 2809650.5799 | 13816.5888 | 6014.1259 | 2829481.2946
[10 empty] | 171 | 2829481.2946 | 13816.5888 | 6056.5741 | 2849354.4575
[10 empty] | 172 | 2849354.4575 | 13816.5888 | 6099.1131 | 2869270.1593
[10 empty] | 173 | 2869270.1593 | 13816.5888 | 6141.7431 | 2889228.4912
[10 empty] | 174 | 2889228.4912 | 13816.5888 | 6184.4644 | 2909229.5444
[10 empty] | 175 | 2909229.5444 | 13816.5888 | 6227.2772 | 2929273.4104
[10 empty] | 176 | 2929273.4104 | 13816.5888 | 6270.1815 | 2949360.1807
[10 empty] | 177 | 2949360.1807 | 13816.5888 | 6313.1778 | 2969489.9473
[10 empty] | 178 | 2969489.9473 | 13816.5888 | 6356.266 | 2989662.8021
[10 empty] | 179 | 2989662.8021 | 13816.5888 | 6399.4465 | 3009878.8374
[10 empty] | 180 | 3009878.8374 | 13816.5888 | 6442.7194 | 3030138.1456
[10 empty] | 181 | 3030138.1456 | 13816.5888 | 6486.085 | 3050440.8194
[10 empty] | 182 | 3050440.8194 | 13816.5888 | 6529.5434 | 3070786.9515
[10 empty] | 183 | 3070786.9515 | 13816.5888 | 6573.0948 | 3091176.635
[10 empty] | 184 | 3091176.635 | 13816.5888 | 6616.7394 | 3111609.9632
[10 empty] | 185 | 3111609.9632 | 13816.5888 | 6660.4774 | 3132087.0294
[10 empty] | 186 | 3132087.0294 | 13816.5888 | 6704.3091 | 3152607.9272
[10 empty] | 187 | 3152607.9272 | 13816.5888 | 6748.2346 | 3173172.7506
[10 empty] | 188 | 3173172.7506 | 13816.5888 | 6792.2541 | 3193781.5934
[10 empty] | 189 | 3193781.5934 | 13816.5888 | 6836.3678 | 3214434.55
[10 empty] | 190 | 3214434.55 | 13816.5888 | 6880.576 | 3235131.7147
[10 empty] | 191 | 3235131.7147 | 13816.5888 | 6924.8787 | 3255873.1822
[10 empty] | 192 | 3255873.1822 | 13816.5888 | 6969.2764 | 3276659.0474
[10 empty] | 193 | 3276659.0474 | 13816.5888 | 7013.769 | 3297489.4052
[10 empty] | 194 | 3297489.4052 | 13816.5888 | 7058.3569 | 3318364.3509
[10 empty] | 195 | 3318364.3509 | 13816.5888 | 7103.0402 | 3339283.9799
[10 empty] | 196 | 3339283.9799 | 13816.5888 | 7147.8192 | 3360248.3879
[10 empty] | 197 | 3360248.3879 | 13816.5888 | 7192.6941 | 3381257.6707
[10 empty] | 198 | 3381257.6707 | 13816.5888 | 7237.6649 | 3402311.9245
[10 empty] | 199 | 3402311.9245 | 13816.5888 | 7282.7321 | 3423411.2453
[10 empty] | 200 | 3423411.2453 | 13816.5888 | 7327.8957 | 3444555.7298
[10 empty] | 201 | 3444555.7298 | 13816.5888 | 7373.156 | 3465745.4746
[10 empty] | 202 | 3465745.4746 | 13816.5888 | 7418.5132 | 3486980.5765
[10 empty] | 203 | 3486980.5765 | 13816.5888 | 7463.9674 | 3508261.1327
[10 empty] | 204 | 3508261.1327 | 13816.5888 | 7509.519 | 3529587.2404
[10 empty] | 205 | 3529587.2404 | 13816.5888 | 7555.168 | 3550958.9972
[10 empty] | 206 | 3550958.9972 | 13816.5888 | 7600.9148 | 3572376.5008
[10 empty] | 207 | 3572376.5008 | 13816.5888 | 7646.7595 | 3593839.8491
[10 empty] | 208 | 3593839.8491 | 13816.5888 | 7692.7023 | 3615349.1401
[10 empty] | 209 | 3615349.1401 | 13816.5888 | 7738.7435 | 3636904.4724
[10 empty] | 210 | 3636904.4724 | 13816.5888 | 7784.8832 | 3658505.9443
[10 empty] | 211 | 3658505.9443 | 13816.5888 | 7831.1217 | 3680153.6548
[10 empty] | 212 | 3680153.6548 | 13816.5888 | 7877.4591 | 3701847.7027
[10 empty] | 213 | 3701847.7027 | 13816.5888 | 7923.8958 | 3723588.1872
[10 empty] | 214 | 3723588.1872 | 13816.5888 | 7970.4318 | 3745375.2078
[10 empty] | 215 | 3745375.2078 | 13816.5888 | 8017.0675 | 3767208.864
[10 empty] | 216 | 3767208.864 | 13816.5888 | 8063.8029 | 3789089.2557
[10 empty] | 217 | 3789089.2557 | 13816.5888 | 8110.6384 | 3811016.483
[10 empty] | 218 | 3811016.483 | 13816.5888 | 8157.5742 | 3832990.646
[10 empty] | 219 | 3832990.646 | 13816.5888 | 8204.6104 | 3855011.8452
[10 empty] | 220 | 3855011.8452 | 13816.5888 | 8251.7474 | 3877080.1813
[10 empty] | 221 | 3877080.1813 | 13816.5888 | 8298.9852 | 3899195.7553
[10 empty] | 222 | 3899195.7553 | 13816.5888 | 8346.3241 | 3921358.6682
[10 empty] | 223 | 3921358.6682 | 13816.5888 | 8393.7644 | 3943569.0213
[10 empty] | 224 | 3943569.0213 | 13816.5888 | 8441.3062 | 3965826.9163
[10 empty] | 225 | 3965826.9163 | 13816.5888 | 8488.9497 | 3988132.4548
[10 empty] | 226 | 3988132.4548 | 13816.5888 | 8536.6953 | 4010485.7389
[10 empty] | 227 | 4010485.7389 | 13816.5888 | 8584.543 | 4032886.8707
[10 empty] | 228 | 4032886.8707 | 13816.5888 | 8632.4932 | 4055335.9527
[10 empty] | 229 | 4055335.9527 | 13816.5888 | 8680.546 | 4077833.0875
[10 empty] | 230 | 4077833.0875 | 13816.5888 | 8728.7017 | 4100378.378
[10 empty] | 231 | 4100378.378 | 13816.5888 | 8776.9604 | 4122971.9272
[10 empty] | 232 | 4122971.9272 | 13816.5888 | 8825.3225 | 4145613.8384
[10 empty] | 233 | 4145613.8384 | 13816.5888 | 8873.7881 | 4168304.2153
[10 empty] | 234 | 4168304.2153 | 13816.5888 | 8922.3574 | 4191043.1614
[10 empty] | 235 | 4191043.1614 | 13816.5888 | 8971.0306 | 4213830.7808
[10 empty] | 236 | 4213830.7808 | 13816.5888 | 9019.8081 | 4236667.1777
[10 empty] | 237 | 4236667.1777 | 13816.5888 | 9068.69 | 4259552.4564
[10 empty] | 238 | 4259552.4564 | 13816.5888 | 9117.6765 | 4282486.7217
[10 empty] | 239 | 4282486.7217 | 13816.5888 | 9166.7678 | 4305470.0783
[10 empty] | 240 | 4305470.0783 | 13816.5888 | 9215.9643 | 4328502.6313
[10 empty] | 241 | 4328502.6313 | 13816.5888 | 9265.266 | 4351584.4861
[10 empty] | 242 | 4351584.4861 | 13816.5888 | 9314.6733 | 4374715.7481
[10 empty] | 243 | 4374715.7481 | 13816.5888 | 9364.1863 | 4397896.5232
[10 empty] | 244 | 4397896.5232 | 13816.5888 | 9413.8053 | 4421126.9173
[10 empty] | 245 | 4421126.9173 | 13816.5888 | 9463.5306 | 4444407.0367
[10 empty] | 246 | 4444407.0367 | 13816.5888 | 9513.3622 | 4467736.9877
[10 empty] | 247 | 4467736.9877 | 13816.5888 | 9563.3006 | 4491116.877
[10 empty] | 248 | 4491116.877 | 13816.5888 | 9613.3458 | 4514546.8115
[10 empty] | 249 | 4514546.8115 | 13816.5888 | 9663.4981 | 4538026.8985
[10 empty] | 250 | 4538026.8985 | 13816.5888 | 9713.7578 | 4561557.2451
[10 empty] | 251 | 4561557.2451 | 13816.5888 | 9764.1251 | 4585137.959
[10 empty] | 252 | 4585137.959 | 13816.5888 | 9814.6002 | 4608769.1479
[10 empty] | 253 | 4608769.1479 | 13816.5888 | 9865.1833 | 4632450.9201
[10 empty] | 254 | 4632450.9201 | 13816.5888 | 9915.8748 | 4656183.3836
[10 empty] | 255 | 4656183.3836 | 13816.5888 | 9966.6747 | 4679966.6471
[10 empty] | 256 | 4679966.6471 | 13816.5888 | 10017.5833 | 4703800.8192
[10 empty] | 257 | 4703800.8192 | 13816.5888 | 10068.601 | 4727686.0089
[10 empty] | 258 | 4727686.0089 | 13816.5888 | 10119.7278 | 4751622.3255
[10 empty] | 259 | 4751622.3255 | 13816.5888 | 10170.9641 | 4775609.8784
[10 empty] | 260 | 4775609.8784 | 13816.5888 | 10222.31 | 4799648.7772
[10 empty] | 261 | 4799648.7772 | 13816.5888 | 10273.7659 | 4823739.1318
[10 empty] | 262 | 4823739.1318 | 13816.5888 | 10325.3319 | 4847881.0525
[10 empty] | 263 | 4847881.0525 | 13816.5888 | 10377.0082 | 4872074.6495
[10 empty] | 264 | 4872074.6495 | 13816.5888 | 10428.7952 | 4896320.0335
[10 empty] | 265 | 4896320.0335 | 13816.5888 | 10480.6931 | 4920617.3154
[10 empty] | 266 | 4920617.3154 | 13816.5888 | 10532.702 | 4944966.6061
[10 empty] | 267 | 4944966.6061 | 13816.5888 | 10584.8222 | 4969368.0172
[10 empty] | 268 | 4969368.0172 | 13816.5888 | 10637.0541 | 4993821.66
[10 empty] | 269 | 4993821.66 | 13816.5888 | 10689.3977 | 5018327.6465
[10 empty] | 270 | 5018327.6465 | 13816.5888 | 10741.8534 | 5042886.0886
[10 empty] | 271 | 5042886.0886 | 13816.5888 | 10794.4213 | 5067497.0987
[10 empty] | 272 | 5067497.0987 | 13816.5888 | 10847.1018 | 5092160.7893
[10 empty] | 273 | 5092160.7893 | 13816.5888 | 10899.895 | 5116877.273
[10 empty] | 274 | 5116877.273 | 13816.5888 | 10952.8012 | 5141646.6631
[10 empty] | 275 | 5141646.6631 | 13816.5888 | 11005.8207 | 5166469.0726
[10 empty] | 276 | 5166469.0726 | 13816.5888 | 11058.9537 | 5191344.6151
[10 empty] | 277 | 5191344.6151 | 13816.5888 | 11112.2004 | 5216273.4043
[10 empty] | 278 | 5216273.4043 | 13816.5888 | 11165.5611 | 5241255.5541
[10 empty] | 279 | 5241255.5541 | 13816.5888 | 11219.036 | 5266291.1789
[10 empty] | 280 | 5266291.1789 | 13816.5888 | 11272.6254 | 5291380.3931
[10 empty] | 281 | 5291380.3931 | 13816.5888 | 11326.3295 | 5316523.3113
[10 empty] | 282 | 5316523.3113 | 13816.5888 | 11380.1485 | 5341720.0486
[10 empty] | 283 | 5341720.0486 | 13816.5888 | 11434.0827 | 5366970.7201
[10 empty] | 284 | 5366970.7201 | 13816.5888 | 11488.1324 | 5392275.4413
[10 empty] | 285 | 5392275.4413 | 13816.5888 | 11542.2978 | 5417634.3278
[10 empty] | 286 | 5417634.3278 | 13816.5888 | 11596.5791 | 5443047.4957
[10 empty] | 287 | 5443047.4957 | 13816.5888 | 11650.9766 | 5468515.0611
[10 empty] | 288 | 5468515.0611 | 13816.5888 | 11705.4906 | 5494037.1404
[10 empty] | 289 | 5494037.1404 | 13816.5888 | 11760.1212 | 5519613.8504
[10 empty] | 290 | 5519613.8504 | 13816.5888 | 11814.8688 | 5545245.3079
[10 empty] | 291 | 5545245.3079 | 13816.5888 | 11869.7335 | 5570931.6302
[10 empty] | 292 | 5570931.6302 | 13816.5888 | 11924.7157 | 5596672.9347
[10 empty] | 293 | 5596672.9347 | 13816.5888 | 11979.8156 | 5622469.3391
[10 empty] | 294 | 5622469.3391 | 13816.5888 | 12035.0335 | 5648320.9614
[10 empty] | 295 | 5648320.9614 | 13816.5888 | 12090.3695 | 5674227.9196
[10 empty] | 296 | 5674227.9196 | 13816.5888 | 12145.824 | 5700190.3324
[10 empty] | 297 | 5700190.3324 | 13816.5888 | 12201.3971 | 5726208.3183
[10 empty] | 298 | 5726208.3183 | 13816.5888 | 12257.0893 | 5752281.9964
[10 empty] | 299 | 5752281.9964 | 13816.5888 | 12312.9006 | 5778411.4858
[10 empty] | 300 | 5778411.4858 | 13816.5888 | 12368.8314 | 5804596.906
[10 empty] | 301 | 5804596.906 | 13816.5888 | 12424.882 | 5830838.3768
[10 empty] | 302 | 5830838.3768 | 13816.5888 | 12481.0525 | 5857136.0181
[10 empty] | 303 | 5857136.0181 | 13816.5888 | 12537.3432 | 5883489.9501
[10 empty] | 304 | 5883489.9501 | 13816.5888 | 12593.7545 | 5909900.2933
[10 empty] | 305 | 5909900.2933 | 13816.5888 | 12650.2865 | 5936367.1686
[10 empty] | 306 | 5936367.1686 | 13816.5888 | 12706.9395 | 5962890.6968
[10 empty] | 307 | 5962890.6968 | 13816.5888 | 12763.7137 | 5989470.9993
[10 empty] | 308 | 5989470.9993 | 13816.5888 | 12820.6095 | 6016108.1976
[10 empty] | 309 | 6016108.1976 | 13816.5888 | 12877.6271 | 6042802.4135
[10 empty] | 310 | 6042802.4135 | 13816.5888 | 12934.7667 | 6069553.7689
[10 empty] | 311 | 6069553.7689 | 13816.5888 | 12992.0286 | 6096362.3864
[10 empty] | 312 | 6096362.3864 | 13816.5888 | 13049.4131 | 6123228.3883
[10 empty] | 313 | 6123228.3883 | 13816.5888 | 13106.9205 | 6150151.8976
[10 empty] | 314 | 6150151.8976 | 13816.5888 | 13164.5509 | 6177133.0372
[10 empty] | 315 | 6177133.0372 | 13816.5888 | 13222.3047 | 6204171.9307
[10 empty] | 316 | 6204171.9307 | 13816.5888 | 13280.1821 | 6231268.7016
[10 empty] | 317 | 6231268.7016 | 13816.5888 | 13338.1834 | 6258423.4738
[10 empty] | 318 | 6258423.4738 | 13816.5888 | 13396.3089 | 6285636.3715
[10 empty] | 319 | 6285636.3715 | 13816.5888 | 13454.5587 | 6312907.519
[10 empty] | 320 | 6312907.519 | 13816.5888 | 13512.9333 | 6340237.0411
[10 empty] | 321 | 6340237.0411 | 13816.5888 | 13571.4328 | 6367625.0627
[10 empty] | 322 | 6367625.0627 | 13816.5888 | 13630.0576 | 6395071.709
[10 empty] | 323 | 6395071.709 | 13816.5888 | 13688.8078 | 6422577.1056
[10 empty] | 324 | 6422577.1056 | 13816.5888 | 13747.6837 | 6450141.3781
[10 empty] | 325 | 6450141.3781 | 13816.5888 | 13806.6857 | 6477764.6526
[10 empty] | 326 | 6477764.6526 | 13816.5888 | 13865.814 | 6505447.0555
[10 empty] | 327 | 6505447.0555 | 13816.5888 | 13925.0689 | 6533188.7131
[10 empty] | 328 | 6533188.7131 | 13816.5888 | 13984.4506 | 6560989.7525
[10 empty] | 329 | 6560989.7525 | 13816.5888 | 14043.9594 | 6588850.3007
[10 empty] | 330 | 6588850.3007 | 13816.5888 | 14103.5956 | 6616770.4851
[10 empty] | 331 | 6616770.4851 | 13816.5888 | 14163.3594 | 6644750.4333
[10 empty] | 332 | 6644750.4333 | 13816.5888 | 14223.2512 | 6672790.2733
[10 empty] | 333 | 6672790.2733 | 13816.5888 | 14283.2712 | 6700890.1332
[10 empty] | 334 | 6700890.1332 | 13816.5888 | 14343.4196 | 6729050.1416
[10 empty] | 335 | 6729050.1416 | 13816.5888 | 14403.6968 | 6757270.4272
[10 empty] | 336 | 6757270.4272 | 13816.5888 | 14464.103 | 6785551.119
[10 empty] | 337 | 6785551.119 | 13816.5888 | 14524.6385 | 6813892.3463
[10 empty] | 338 | 6813892.3463 | 13816.5888 | 14585.3036 | 6842294.2387
[10 empty] | 339 | 6842294.2387 | 13816.5888 | 14646.0986 | 6870756.926
[10 empty] | 340 | 6870756.926 | 13816.5888 | 14707.0236 | 6899280.5384
[10 empty] | 341 | 6899280.5384 | 13816.5888 | 14768.0791 | 6927865.2064
[10 empty] | 342 | 6927865.2064 | 13816.5888 | 14829.2653 | 6956511.0604
[10 empty] | 343 | 6956511.0604 | 13816.5888 | 14890.5825 | 6985218.2317
[10 empty] | 344 | 6985218.2317 | 13816.5888 | 14952.0309 | 7013986.8513
[10 empty] | 345 | 7013986.8513 | 13816.5888 | 15013.6108 | 7042817.0509
[10 empty] | 346 | 7042817.0509 | 13816.5888 | 15075.3226 | 7071708.9623
[10 empty] | 347 | 7071708.9623 | 13816.5888 | 15137.1664 | 7100662.7174
[10 empty] | 348 | 7100662.7174 | 13816.5888 | 15199.1426 | 7129678.4488
[10 empty] | 349 | 7129678.4488 | 13816.5888 | 15261.2515 | 7158756.2891
[10 empty] | 350 | 7158756.2891 | 13816.5888 | 15323.4933 | 7187896.3713
[10 empty] | 351 | 7187896.3713 | 13816.5888 | 15385.8684 | 7217098.8284
[10 empty] | 352 | 7217098.8284 | 13816.5888 | 15448.377 | 7246363.7942
[10 empty] | 353 | 7246363.7942 | 13816.5888 | 15511.0193 | 7275691.4023
[10 empty] | 354 | 7275691.4023 | 13816.5888 | 15573.7958 | 7305081.7869
[10 empty] | 355 | 7305081.7869 | 13816.5888 | 15636.7067 | 7334535.0823
[10 empty] | 356 | 7334535.0823 | 13816.5888 | 15699.7522 | 7364051.4233
[10 empty] | 357 | 7364051.4233 | 13816.5888 | 15762.9326 | 7393630.9447
[10 empty] | 358 | 7393630.9447 | 13816.5888 | 15826.2483 | 7423273.7817
[10 empty] | 359 | 7423273.7817 | 13816.5888 | 15889.6995 | 7452980.07
[10 empty] | 360 | 7452980.07 | 13816.5888 | 15953.2866 | 7482749.9454
[10 empty] | 361 | 7482749.9454 | 13816.5888 | 16017.0097 | 7512583.5438
[10 empty] | 362 | 7512583.5438 | 13816.5888 | 16080.8692 | 7542481.0019
[10 empty] | 363 | 7542481.0019 | 13816.5888 | 16144.8655 | 7572442.4561
[10 empty] | 364 | 7572442.4561 | 13816.5888 | 16208.9987 | 7602468.0436
[10 empty] | 365 | 7602468.0436 | 13816.5888 | 16273.2692 | 7632557.9017
[10 empty] | 366 | 7632557.9017 | 13816.5888 | 16337.6773 | 7662712.1677
[10 empty] | 367 | 7662712.1677 | 13816.5888 | 16402.2232 | 7692930.9798
[10 empty] | 368 | 7692930.9798 | 13816.5888 | 16466.9074 | 7723214.4759
[10 empty] | 369 | 7723214.4759 | 13816.5888 | 16531.7299 | 7753562.7946
[10 empty] | 370 | 7753562.7946 | 13816.5888 | 16596.6912 | 7783976.0746
[10 empty] | 371 | 7783976.0746 | 13816.5888 | 16661.7916 | 7814454.455
[10 empty] | 372 | 7814454.455 | 13816.5888 | 16727.0313 | 7844998.0751
[10 empty] | 373 | 7844998.0751 | 13816.5888 | 16792.4107 | 7875607.0746
[10 empty] | 374 | 7875607.0746 | 13816.5888 | 16857.93 | 7906281.5934
[10 empty] | 375 | 7906281.5934 | 13816.5888 | 16923.5896 | 7937021.7718
[10 empty] | 376 | 7937021.7718 | 13816.5888 | 16989.3897 | 7967827.7502
[10 empty] | 377 | 7967827.7502 | 13816.5888 | 17055.3306 | 7998699.6697
[10 empty] | 378 | 7998699.6697 | 13816.5888 | 17121.4127 | 8029637.6712
[10 empty] | 379 | 8029637.6712 | 13816.5888 | 17187.6363 | 8060641.8962
[10 empty] | 380 | 8060641.8962 | 13816.5888 | 17254.0016 | 8091712.4866
[10 empty] | 381 | 8091712.4866 | 13816.5888 | 17320.5089 | 8122849.5843
[10 empty] | 382 | 8122849.5843 | 13816.5888 | 17387.1587 | 8154053.3318
[10 empty] | 383 | 8154053.3318 | 13816.5888 | 17453.9511 | 8185323.8716
[10 empty] | 384 | 8185323.8716 | 13816.5888 | 17520.8864 | 8216661.3468
[10 empty] | 385 | 8216661.3468 | 13816.5888 | 17587.965 | 8248065.9006
[10 empty] | 386 | 8248065.9006 | 13816.5888 | 17655.1873 | 8279537.6767
[10 empty] | 387 | 8279537.6767 | 13816.5888 | 17722.5534 | 8311076.8188
[10 empty] | 388 | 8311076.8188 | 13816.5888 | 17790.0637 | 8342683.4713
[10 empty] | 389 | 8342683.4713 | 13816.5888 | 17857.7185 | 8374357.7786
[10 empty] | 390 | 8374357.7786 | 13816.5888 | 17925.5181 | 8406099.8855
[10 empty] | 391 | 8406099.8855 | 13816.5888 | 17993.4629 | 8437909.9372
[10 empty] | 392 | 8437909.9372 | 13816.5888 | 18061.5531 | 8469788.079
[10 empty] | 393 | 8469788.079 | 13816.5888 | 18129.789 | 8501734.4568
[10 empty] | 394 | 8501734.4568 | 13816.5888 | 18198.171 | 8533749.2166
[10 empty] | 395 | 8533749.2166 | 13816.5888 | 18266.6994 | 8565832.5048
[10 empty] | 396 | 8565832.5048 | 13816.5888 | 18335.3745 | 8597984.4681
[10 empty] | 397 | 8597984.4681 | 13816.5888 | 18404.1965 | 8630205.2534
[10 empty] | 398 | 8630205.2534 | 13816.5888 | 18473.1659 | 8662495.0081
[10 empty] | 399 | 8662495.0081 | 13816.5888 | 18542.2829 | 8694853.8798
[10 empty] | 400 | 8694853.8798 | 13816.5888 | 18611.5479 | 8727282.0165
[10 empty] | 401 | 8727282.0165 | 13816.5888 | 18680.9611 | 8759779.5663
[10 empty] | 402 | 8759779.5663 | 13816.5888 | 18750.5229 | 8792346.678
[10 empty] | 403 | 8792346.678 | 13816.5888 | 18820.2336 | 8824983.5004
[10 empty] | 404 | 8824983.5004 | 13816.5888 | 18890.0935 | 8857690.1827
[10 empty] | 405 | 8857690.1827 | 13816.5888 | 18960.103 | 8890466.8745
[10 empty] | 406 | 8890466.8745 | 13816.5888 | 19030.2623 | 8923313.7256
[10 empty] | 407 | 8923313.7256 | 13816.5888 | 19100.5718 | 8956230.8862
[10 empty] | 408 | 8956230.8862 | 13816.5888 | 19171.0318 | 8989218.5067
[10 empty] | 409 | 8989218.5067 | 13816.5888 | 19241.6426 | 9022276.7381
[10 empty] | 410 | 9022276.7381 | 13816.5888 | 19312.4045 | 9055405.7314
[10 empty] | 411 | 9055405.7314 | 13816.5888 | 19383.318 | 9088605.6382
[10 empty] | 412 | 9088605.6382 | 13816.5888 | 19454.3832 | 9121876.6101
[10 empty] | 413 | 9121876.6101 | 13816.5888 | 19525.6005 | 9155218.7994
[10 empty] | 414 | 9155218.7994 | 13816.5888 | 19596.9703 | 9188632.3585
[10 empty] | 415 | 9188632.3585 | 13816.5888 | 19668.4928 | 9222117.4401
[10 empty] | 416 | 9222117.4401 | 13816.5888 | 19740.1685 | 9255674.1973
[10 empty] | 417 | 9255674.1973 | 13816.5888 | 19811.9975 | 9289302.7836
[10 empty] | 418 | 9289302.7836 | 13816.5888 | 19883.9803 | 9323003.3528
[10 empty] | 419 | 9323003.3528 | 13816.5888 | 19956.1172 | 9356776.0588
[10 empty] | 420 | 9356776.0588 | 13816.5888 | 20028.4085 | 9390621.0561
[10 empty] | 421 | 9390621.0561 | 13816.5888 | 20100.8546 | 9424538.4994
[10 empty] | 422 | 9424538.4994 | 13816.5888 | 20173.4557 | 9458528.5439
[10 empty] | 423 | 9458528.5439 | 13816.5888 | 20246.2122 | 9492591.3449
[10 empty] | 424 | 9492591.3449 | 13816.5888 | 20319.1245 | 9526727.0582
[10 empty] | 425 | 9526727.0582 | 13816.5888 | 20392.1928 | 9560935.8398
[10 empty] | 426 | 9560935.8398 | 13816.5888 | 20465.4176 | 9595217.8461
[10 empty] | 427 | 9595217.8461 | 13816.5888 | 20538.799 | 9629573.234
[10 empty] | 428 | 9629573.234 | 13816.5888 | 20612.3376 | 9664002.1603
[10 empty] | 429 | 9664002.1603 | 13816.5888 | 20686.0335 | 9698504.7826
[10 empty] | 430 | 9698504.7826 | 13816.5888 | 20759.8873 | 9733081.2587
[10 empty] | 431 | 9733081.2587 | 13816.5888 | 20833.899 | 9767731.7465
[10 empty] | 432 | 9767731.7465 | 13816.5888 | 20908.0693 | 9802456.4045
[10 empty] | 433 | 9802456.4045 | 13816.5888 | 20982.3982 | 9837255.3916
[10 empty] | 434 | 9837255.3916 | 13816.5888 | 21056.8863 | 9872128.8667
[10 empty] | 435 | 9872128.8667 | 13816.5888 | 21131.5339 | 9907076.9893
[10 empty] | 436 | 9907076.9893 | 13816.5888 | 21206.3412 | 9942099.9193
[10 empty] | 437 | 9942099.9193 | 13816.5888 | 21281.3086 | 9977197.8167
[10 empty] | 438 | 9977197.8167 | 13816.5888 | 21356.4365 | 10012370.842
[10 empty] | 439 | 10012370.842 | 13816.5888 | 21431.7252 | 10047619.156
[10 empty] | 440 | 10047619.156 | 13816.5888 | 21507.1751 | 10082942.9199
[10 empty] | 441 | 10082942.9199 | 13816.5888 | 21582.7865 | 10118342.2952
[10 empty] | 442 | 10118342.2952 | 13816.5888 | 21658.5597 | 10153817.4437
[10 empty] | 443 | 10153817.4437 | 13816.5888 | 21734.4952 | 10189368.5276
[10 empty] | 444 | 10189368.5276 | 13816.5888 | 21810.5931 | 10224995.7096
[10 empty] | 445 | 10224995.7096 | 13816.5888 | 21886.854 | 10260699.1523
[10 empty] | 446 | 10260699.1523 | 13816.5888 | 21963.2781 | 10296479.0192
[10 empty] | 447 | 10296479.0192 | 13816.5888 | 22039.8658 | 10332335.4737
[10 empty] | 448 | 10332335.4737 | 13816.5888 | 22116.6174 | 10368268.6799
[10 empty] | 449 | 10368268.6799 | 13816.5888 | 22193.5333 | 10404278.802
[10 empty] | 450 | 10404278.802 | 13816.5888 | 22270.6138 | 10440366.0046
[10 empty] | 451 | 10440366.0046 | 13816.5888 | 22347.8594 | 10476530.4527
[10 empty] | 452 | 10476530.4527 | 13816.5888 | 22425.2703 | 10512772.3118
[10 empty] | 453 | 10512772.3118 | 13816.5888 | 22502.8469 | 10549091.7474
[10 empty] | 454 | 10549091.7474 | 13816.5888 | 22580.5895 | 10585488.9257
[10 empty] | 455 | 10585488.9257 | 13816.5888 | 22658.4986 | 10621964.0131
[10 empty] | 456 | 10621964.0131 | 13816.5888 | 22736.5744 | 10658517.1762
[10 empty] | 457 | 10658517.1762 | 13816.5888 | 22814.8173 | 10695148.5823
[10 empty] | 458 | 10695148.5823 | 13816.5888 | 22893.2277 | 10731858.3988
[10 empty] | 459 | 10731858.3988 | 13816.5888 | 22971.806 | 10768646.7936
[10 empty] | 460 | 10768646.7936 | 13816.5888 | 23050.5525 | 10805513.9348
[10 empty] | 461 | 10805513.9348 | 13816.5888 | 23129.4675 | 10842459.9911
[10 empty] | 462 | 10842459.9911 | 13816.5888 | 23208.5514 | 10879485.1313
[10 empty] | 463 | 10879485.1313 | 13816.5888 | 23287.8046 | 10916589.5247
[10 empty] | 464 | 10916589.5247 | 13816.5888 | 23367.2275 | 10953773.341
[10 empty] | 465 | 10953773.341 | 13816.5888 | 23446.8204 | 10991036.7501
[10 empty] | 466 | 10991036.7501 | 13816.5888 | 23526.5836 | 11028379.9225
[10 empty] | 467 | 11028379.9225 | 13816.5888 | 23606.5176 | 11065803.0289
[10 empty] | 468 | 11065803.0289 | 13816.5888 | 23686.6227 | 11103306.2404
[10 empty] | - | - | - | - | -
[11 empty] | Equals: Amount To Accrue | 6466163.5493 | 4637142.6911 | 11103306.2404 | -8.9407e-08

## Polk Common (Handling)
TAMPA ELECTRIC COMPANY | [10 empty] | TAMPA ELECTRIC COMPANY | [11 empty] | FOSSIL-FUELED GENERATING STATIONS
PROJECTED FUTURE DOLLAR DISMANTLEMENT COST BY PLANT | [10 empty] | COMPUTATION OF ANNUAL ACCRUAL | [11 empty] | ESTIMATED FUTURE DOLLAR DISMANTLEMENT COST
| Intitial Cost |  |  |  |  | Cost |  |  |  |  | Polk Common (Handling) | Total | Labor | Mat & Eq | Disposal | Salvage | [12 empty] | Total
| Estimates | Capital | Dismantlement | Cost | Inflation | Estimate in | Start | Inflation | Future |  | Year of Study | 2022 | [13 empty] | Capital | Dismantlement | Accumlated | Future
| Are in ___ | Recovery | Component | Estimate | Compound | 2022 | Year of | Compound | Dollar |  | Capital Recovery Year | 2047 | [11 empty] | Recovery | Study | Recovery | Cost at | Reserve @ 12/31/2021 | Dollar
PLANT | Dollars | Year | Costs | Per Study | Multiplier | Dollars | Expenditure | Multiplier | Cost |  | Cost @ Study Year 2022 | 11790981.9026 | 1707425.7091 | 1671988.5412 | 8757583.8873 | -346016.235 | [6 empty] | PLANT | Period | Date | Year | Study Date |  | Cost
- | - | - | - | - | - | - | - | - | - |  | Total Future Exp | 20281938.1064 | 3235471.2907 | 3147661.0013 | 14550210.8821 | -651405.0677 | [6 empty] | - | - | - | - | - | - | -
Polk Common (Handling) | 2020 | 2047 | Labor | 1614600 | 1.0575 | 1707425.7091 | 2048 | 1.8949 | 3235471.2907 |  | Amount To Accrue | 13572214.1064 | 212991.2907 | -1572619.9987 | 11811655.8821 | 3120186.9323 | [6 empty] | Polk Common (Handling) | 25 | 2022 | 2047 | 11790981.9026 | 6709724 | 20281938.1064 | 0
|  |  | Materials & Eq | 1580100 | 1.0582 | 1671988.5412 |  | 1.8826 | 3147661.0013 |  | PV of Amount to Accrue | 8043726.4458 | 112399.9482 | -835351.2708 | 7109283.0251 | 1657394.7433
|  |  | Disposal | 8423750 | 1.0396 | 8757583.8873 |  | 1.6614 | 14550210.8821 |  | Capital Recovery Years | 25
|  |  | Salvage | -327000 | 1.0582 | -346016.235 |  | 1.8826 | -651405.0677 |  | Compound Average Growth | 2.193% | 2.59% | 2.563% | 2.052% | 2.563%
|  |  |  | - |  | - |  |  | - |  | First Year 2022 Accrual | 417447.9963 | 6163.3888 | -45666.165 | 366345.9402 | 90604.8323
|  |  |  | 11291450 |  | 11790981.9026 |  |  | 20281938.1064 |  | - | - | - | - | - | -
[10 empty] | 0 | Reserve @ 12/31/2021 | 6709724 | 3022480 | 4720281 | 2738555 | -3771592 | 4-yr Avg | Labor | Mat & Eq | Disposal | Salvage
| Per Last Unit | 2057 | [7 empty] | 1 | 2022 | 417447.9963 | 6163.3888 | -45666.165 | 366345.9402 | 90604.8323 | [5 empty] | 0
| Station Analysis | [8 empty] | 2 | 2023 | 426274.9252 | 6323.0031 | -46836.5317 | 373861.533 | 92926.9209
[10 empty] | 3 | 2024 | 435289.6874 | 6486.7509 | -48036.8935 | 381531.3082 | 95308.5217
[10 empty] | 4 | 2025 | 444496.3094 | 6654.7394 | -49268.019 | 389358.429 | 97751.16 | 430877.2296 | 6406.9705 | -47451.9023 | 377774.3026 | 94147.8587 | 0
[10 empty] | 5 | 2026 | 453898.9049 | 6827.0783 | -50530.6967 | 397346.1233 | 100256.4
[10 empty] | 6 | 2027 | 463501.6764 | 7003.8802 | -51825.7353 | 405497.6853 | 102825.8462
[10 empty] | 7 | 2028 | 473308.9176 | 7185.2609 | -53153.9641 | 413816.4767 | 105461.1441
[10 empty] | 8 | 2029 | 483325.0146 | 7371.3387 | -54516.2338 | 422305.9283 | 108163.9814 | 468508.6284 | 7096.8895 | -52506.6575 | 409741.5534 | 104176.8429 | 0
[10 empty] | 9 | 2030 | 493554.4489 | 7562.2355 | -55913.4167 | 430969.541 | 110936.089
[10 empty] | 10 | 2031 | 504001.7986 | 7758.076 | -57346.4077 | 439810.888 | 113779.2423
[10 empty] | 11 | 2032 | 514671.741 | 7958.9881 | -58816.1244 | 448833.6153 | 116695.2621
[10 empty] | 12 | 2033 | 525569.0549 | 8165.1034 | -60323.5082 | 458041.444 | 119686.0157 | 509449.2608 | 7861.1008 | -58099.8643 | 444413.8721 | 115274.1523 | 0
[10 empty] | 13 | 2034 | 536698.6222 | 8376.5564 | -61869.5243 | 467438.1714 | 122753.4187
[10 empty] | 14 | 2035 | 548065.4308 | 8593.4854 | -63455.1628 | 477027.6729 | 125899.4354
[10 empty] | 15 | 2036 | 559674.5766 | 8816.0323 | -65081.4393 | 486813.9031 | 129126.0805
[10 empty] | 16 | 2037 | 571531.2658 | 9044.3426 | -66749.3953 | 496800.898 | 132435.4205 | 553992.4739 | 8707.6042 | -64288.8804 | 482020.1613 | 127553.5888 | 0
[10 empty] | 17 | 2038 | 583640.8176 | 9278.5654 | -68460.0988 | 506992.7763 | 135829.5748
[10 empty] | 18 | 2039 | 596008.6664 | 9518.8539 | -70214.6456 | 517393.741 | 139310.717
[10 empty] | 19 | 2040 | 608640.3644 | 9765.3653 | -72014.1592 | 528008.0818 | 142881.0765
[10 empty] | 20 | 2041 | 621541.5843 | 10018.2605 | -73859.792 | 538840.1759 | 146542.9399 | 602457.8582 | 9645.2613 | -71137.1739 | 522808.6938 | 141141.0771 | 0
[10 empty] | 21 | 2042 | 634718.1218 | 10277.7051 | -75752.7262 | 549894.4906 | 150298.6523
[10 empty] | 22 | 2043 | 648175.8982 | 10543.8685 | -77694.1739 | 561175.5848 | 154150.6188
[10 empty] | 23 | 2044 | 661920.9636 | 10816.9248 | -79685.3784 | 572688.1107 | 158101.3065
[10 empty] | 24 | 2045 | 675959.4991 | 11097.0525 | -81727.615 | 584436.8164 | 162153.2453 | 655193.6207 | 10683.8877 | -78714.9734 | 567048.7506 | 156175.9557 | 0
[10 empty] | 25 | 2046 | 690297.8202 | 11384.4347 | -83822.1916 | 596426.5469 | 166309.0303
[10 empty] | 26 | 2047 | 0 | 0 | 0 | 0 | 0
[10 empty] | 27 | 2048 | 0 | 0 | 0 | 0 | 0
[10 empty] | 28 | 2049 | 0 | 0 | 0 | 0 | 0 | 172574.455 | 2846.1087 | -20955.5479 | 149106.6367 | 41577.2576 | 0
[10 empty] | 29 | 2050 | 0 | 0 | 0 | 0 | 0
[10 empty] | 30 | 2051 | 0 | 0 | 0 | 0 | 0
[10 empty] | 31 | 2052 | 0 | 0 | 0 | 0 | 0
[10 empty] | 32 | 2053 | 0 | 0 | 0 | 0 | 0 | 0 | 0 | 0 | 0 | 0 | 0
[10 empty] | 33 | 2054 | 0 | 0 | 0 | 0 | 0
[10 empty] | 34 | 2055 | 0 | 0 | 0 | 0 | 0
[10 empty] | 35 | 2056 | 0 | 0 | 0 | 0 | 0
[10 empty] | 36 | 2057 | 0 | 0 | 0 | 0 | 0 | 0 | 0 | 0 | 0 | 0 | 0
[10 empty] | 37 | 2058 | 0 | 0 | 0 | 0 | 0
[10 empty] | 38 | 2059 | 0 | 0 | 0 | 0 | 0
[10 empty] | 39 | 2060 | 0 | 0 | 0 | 0 | 0
[10 empty] | 40 | 2061 | 0 | 0 | 0 | 0 | 0 | 0 | 0 | 0 | 0 | 0 | 0
[11 empty] | - | - | - | - | - | -
[11 empty] | Equals: Amount To Accrue | 13572214.1064 | 212991.2907 | -1572619.9987 | 11811655.8821 | 3120186.9323
[12 empty] | 0 | 2.9104e-10 | -1.8626e-09 | 0 | 0 | 0
[11 empty] | Earnings Rate | 2.193%
[11 empty] | Monthly Rate | 0.181%
[11 empty] | Amount To Accrue | 13572214.1064
[11 empty] | PV of Amount to Accrue | 7890258.3208
[11 empty] | Months to Accrue | 300
[11 empty] | Monthly Amount | 34106.0759
[11 empty] | - | - | - | -
[10 empty] | 1 | 0 | 34106.0759 | 0 | 34106.0759
[10 empty] | 2 | 34106.0759 | 34106.0759 | 61.7191 | 68273.8708
[10 empty] | 3 | 68273.8708 | 34106.0759 | 123.5498 | 102503.4965
[10 empty] | 4 | 102503.4965 | 34106.0759 | 185.4925 | 136795.0649
[10 empty] | 5 | 136795.0649 | 34106.0759 | 247.5473 | 171148.688
[10 empty] | 6 | 171148.688 | 34106.0759 | 309.7143 | 205564.4782
[10 empty] | 7 | 205564.4782 | 34106.0759 | 371.9938 | 240042.5479
[10 empty] | 8 | 240042.5479 | 34106.0759 | 434.3861 | 274583.0099
[10 empty] | 9 | 274583.0099 | 34106.0759 | 496.8912 | 309185.977
[10 empty] | 10 | 309185.977 | 34106.0759 | 559.5095 | 343851.5624
[10 empty] | 11 | 343851.5624 | 34106.0759 | 622.2411 | 378579.8793
[10 empty] | 12 | 378579.8793 | 34106.0759 | 685.0862 | 413371.0414
[10 empty] | 13 | 413371.0414 | 34106.0759 | 748.045 | 448225.1623
[10 empty] | 14 | 448225.1623 | 34106.0759 | 811.1178 | 483142.3559
[10 empty] | 15 | 483142.3559 | 34106.0759 | 874.3047 | 518122.7364
[10 empty] | 16 | 518122.7364 | 34106.0759 | 937.6059 | 553166.4182
[10 empty] | 17 | 553166.4182 | 34106.0759 | 1001.0217 | 588273.5158
[10 empty] | 18 | 588273.5158 | 34106.0759 | 1064.5522 | 623444.1439
[10 empty] | 19 | 623444.1439 | 34106.0759 | 1128.1978 | 658678.4175
[10 empty] | 20 | 658678.4175 | 34106.0759 | 1191.9584 | 693976.4518
[10 empty] | 21 | 693976.4518 | 34106.0759 | 1255.8345 | 729338.3622
[10 empty] | 22 | 729338.3622 | 34106.0759 | 1319.8262 | 764764.2643
[10 empty] | 23 | 764764.2643 | 34106.0759 | 1383.9336 | 800254.2738
[10 empty] | 24 | 800254.2738 | 34106.0759 | 1448.1571 | 835808.5068
[10 empty] | 25 | 835808.5068 | 34106.0759 | 1512.4968 | 871427.0794
[10 empty] | 26 | 871427.0794 | 34106.0759 | 1576.9529 | 907110.1082
[10 empty] | 27 | 907110.1082 | 34106.0759 | 1641.5257 | 942857.7098
[10 empty] | 28 | 942857.7098 | 34106.0759 | 1706.2153 | 978670.001
[10 empty] | 29 | 978670.001 | 34106.0759 | 1771.022 | 1014547.0989
[10 empty] | 30 | 1014547.0989 | 34106.0759 | 1835.946 | 1050489.1207
[10 empty] | 31 | 1050489.1207 | 34106.0759 | 1900.9874 | 1086496.184
[10 empty] | 32 | 1086496.184 | 34106.0759 | 1966.1465 | 1122568.4064
[10 empty] | 33 | 1122568.4064 | 34106.0759 | 2031.4236 | 1158705.9059
[10 empty] | 34 | 1158705.9059 | 34106.0759 | 2096.8188 | 1194908.8005
[10 empty] | 35 | 1194908.8005 | 34106.0759 | 2162.3323 | 1231177.2087
[10 empty] | 36 | 1231177.2087 | 34106.0759 | 2227.9644 | 1267511.249
[10 empty] | 37 | 1267511.249 | 34106.0759 | 2293.7153 | 1303911.0401
[10 empty] | 38 | 1303911.0401 | 34106.0759 | 2359.5851 | 1340376.7011
[10 empty] | 39 | 1340376.7011 | 34106.0759 | 2425.5741 | 1376908.3511
[10 empty] | 40 | 1376908.3511 | 34106.0759 | 2491.6826 | 1413506.1095
[10 empty] | 41 | 1413506.1095 | 34106.0759 | 2557.9106 | 1450170.096
[10 empty] | 42 | 1450170.096 | 34106.0759 | 2624.2586 | 1486900.4305
[10 empty] | 43 | 1486900.4305 | 34106.0759 | 2690.7266 | 1523697.2329
[10 empty] | 44 | 1523697.2329 | 34106.0759 | 2757.3148 | 1560560.6237
[10 empty] | 45 | 1560560.6237 | 34106.0759 | 2824.0236 | 1597490.7231
[10 empty] | 46 | 1597490.7231 | 34106.0759 | 2890.8531 | 1634487.6521
[10 empty] | 47 | 1634487.6521 | 34106.0759 | 2957.8035 | 1671551.5315
[10 empty] | 48 | 1671551.5315 | 34106.0759 | 3024.8751 | 1708682.4825
[10 empty] | 49 | 1708682.4825 | 34106.0759 | 3092.0681 | 1745880.6265
[10 empty] | 50 | 1745880.6265 | 34106.0759 | 3159.3826 | 1783146.085
[10 empty] | 51 | 1783146.085 | 34106.0759 | 3226.819 | 1820478.9798
[10 empty] | 52 | 1820478.9798 | 34106.0759 | 3294.3774 | 1857879.4331
[10 empty] | 53 | 1857879.4331 | 34106.0759 | 3362.058 | 1895347.567
[10 empty] | 54 | 1895347.567 | 34106.0759 | 3429.8612 | 1932883.5041
[10 empty] | 55 | 1932883.5041 | 34106.0759 | 3497.787 | 1970487.3669
[10 empty] | 56 | 1970487.3669 | 34106.0759 | 3565.8357 | 2008159.2786
[10 empty] | 57 | 2008159.2786 | 34106.0759 | 3634.0076 | 2045899.3621
[10 empty] | 58 | 2045899.3621 | 34106.0759 | 3702.3029 | 2083707.7408
[10 empty] | 59 | 2083707.7408 | 34106.0759 | 3770.7217 | 2121584.5384
[10 empty] | 60 | 2121584.5384 | 34106.0759 | 3839.2644 | 2159529.8787
[10 empty] | 61 | 2159529.8787 | 34106.0759 | 3907.9311 | 2197543.8857
[10 empty] | 62 | 2197543.8857 | 34106.0759 | 3976.722 | 2235626.6836
[10 empty] | 63 | 2235626.6836 | 34106.0759 | 4045.6375 | 2273778.3969
[10 empty] | 64 | 2273778.3969 | 34106.0759 | 4114.6776 | 2311999.1505
[10 empty] | 65 | 2311999.1505 | 34106.0759 | 4183.8427 | 2350289.069
[10 empty] | 66 | 2350289.069 | 34106.0759 | 4253.133 | 2388648.2779
[10 empty] | 67 | 2388648.2779 | 34106.0759 | 4322.5486 | 2427076.9024
[10 empty] | 68 | 2427076.9024 | 34106.0759 | 4392.0899 | 2465575.0681
[10 empty] | 69 | 2465575.0681 | 34106.0759 | 4461.757 | 2504142.9009
[10 empty] | 70 | 2504142.9009 | 34106.0759 | 4531.5501 | 2542780.5269
[10 empty] | 71 | 2542780.5269 | 34106.0759 | 4601.4696 | 2581488.0724
[10 empty] | 72 | 2581488.0724 | 34106.0759 | 4671.5156 | 2620265.6639
[10 empty] | 73 | 2620265.6639 | 34106.0759 | 4741.6883 | 2659113.4281
[10 empty] | 74 | 2659113.4281 | 34106.0759 | 4811.9881 | 2698031.492
[10 empty] | 75 | 2698031.492 | 34106.0759 | 4882.415 | 2737019.9829
[10 empty] | 76 | 2737019.9829 | 34106.0759 | 4952.9694 | 2776079.0282
[10 empty] | 77 | 2776079.0282 | 34106.0759 | 5023.6515 | 2815208.7556
[10 empty] | 78 | 2815208.7556 | 34106.0759 | 5094.4615 | 2854409.293
[10 empty] | 79 | 2854409.293 | 34106.0759 | 5165.3996 | 2893680.7685
[10 empty] | 80 | 2893680.7685 | 34106.0759 | 5236.4661 | 2933023.3105
[10 empty] | 81 | 2933023.3105 | 34106.0759 | 5307.6612 | 2972437.0476
[10 empty] | 82 | 2972437.0476 | 34106.0759 | 5378.9851 | 3011922.1086
[10 empty] | 83 | 3011922.1086 | 34106.0759 | 5450.4382 | 3051478.6226
[10 empty] | 84 | 3051478.6226 | 34106.0759 | 5522.0205 | 3091106.719
[10 empty] | 85 | 3091106.719 | 34106.0759 | 5593.7323 | 3130806.5271
[10 empty] | 86 | 3130806.5271 | 34106.0759 | 5665.5739 | 3170578.1769
[10 empty] | 87 | 3170578.1769 | 34106.0759 | 5737.5455 | 3210421.7983
[10 empty] | 88 | 3210421.7983 | 34106.0759 | 5809.6474 | 3250337.5216
[10 empty] | 89 | 3250337.5216 | 34106.0759 | 5881.8797 | 3290325.4772
[10 empty] | 90 | 3290325.4772 | 34106.0759 | 5954.2428 | 3330385.7959
[10 empty] | 91 | 3330385.7959 | 34106.0759 | 6026.7368 | 3370518.6086
[10 empty] | 92 | 3370518.6086 | 34106.0759 | 6099.362 | 3410724.0464
[10 empty] | 93 | 3410724.0464 | 34106.0759 | 6172.1186 | 3451002.2409
[10 empty] | 94 | 3451002.2409 | 34106.0759 | 6245.0069 | 3491353.3237
[10 empty] | 95 | 3491353.3237 | 34106.0759 | 6318.0271 | 3531777.4266
[10 empty] | 96 | 3531777.4266 | 34106.0759 | 6391.1794 | 3572274.6818
[10 empty] | 97 | 3572274.6818 | 34106.0759 | 6464.4641 | 3612845.2218
[10 empty] | 98 | 3612845.2218 | 34106.0759 | 6537.8814 | 3653489.179
[10 empty] | 99 | 3653489.179 | 34106.0759 | 6611.4315 | 3694206.6864
[10 empty] | 100 | 3694206.6864 | 34106.0759 | 6685.1148 | 3734997.8771
[10 empty] | 101 | 3734997.8771 | 34106.0759 | 6758.9314 | 3775862.8844
[10 empty] | 102 | 3775862.8844 | 34106.0759 | 6832.8816 | 3816801.8418
[10 empty] | 103 | 3816801.8418 | 34106.0759 | 6906.9656 | 3857814.8833
[10 empty] | 104 | 3857814.8833 | 34106.0759 | 6981.1837 | 3898902.1429
[10 empty] | 105 | 3898902.1429 | 34106.0759 | 7055.536 | 3940063.7548
[10 empty] | 106 | 3940063.7548 | 34106.0759 | 7130.023 | 3981299.8536
[10 empty] | 107 | 3981299.8536 | 34106.0759 | 7204.6447 | 4022610.5742
[10 empty] | 108 | 4022610.5742 | 34106.0759 | 7279.4014 | 4063996.0515
[10 empty] | 109 | 4063996.0515 | 34106.0759 | 7354.2935 | 4105456.4209
[10 empty] | 110 | 4105456.4209 | 34106.0759 | 7429.321 | 4146991.8178
[10 empty] | 111 | 4146991.8178 | 34106.0759 | 7504.4844 | 4188602.378
[10 empty] | 112 | 4188602.378 | 34106.0759 | 7579.7837 | 4230288.2376
[10 empty] | 113 | 4230288.2376 | 34106.0759 | 7655.2194 | 4272049.5329
[10 empty] | 114 | 4272049.5329 | 34106.0759 | 7730.7915 | 4313886.4002
[10 empty] | 115 | 4313886.4002 | 34106.0759 | 7806.5004 | 4355798.9765
[10 empty] | 116 | 4355798.9765 | 34106.0759 | 7882.3462 | 4397787.3986
[10 empty] | 117 | 4397787.3986 | 34106.0759 | 7958.3294 | 4439851.8038
[10 empty] | 118 | 4439851.8038 | 34106.0759 | 8034.45 | 4481992.3297
[10 empty] | 119 | 4481992.3297 | 34106.0759 | 8110.7084 | 4524209.114
[10 empty] | 120 | 4524209.114 | 34106.0759 | 8187.1048 | 4566502.2947
[10 empty] | 121 | 4566502.2947 | 34106.0759 | 8263.6394 | 4608872.01
[10 empty] | 122 | 4608872.01 | 34106.0759 | 8340.3126 | 4651318.3985
[10 empty] | 123 | 4651318.3985 | 34106.0759 | 8417.1245 | 4693841.5988
[10 empty] | 124 | 4693841.5988 | 34106.0759 | 8494.0754 | 4736441.75
[10 empty] | 125 | 4736441.75 | 34106.0759 | 8571.1655 | 4779118.9914
[10 empty] | 126 | 4779118.9914 | 34106.0759 | 8648.3951 | 4821873.4624
[10 empty] | 127 | 4821873.4624 | 34106.0759 | 8725.7645 | 4864705.3028
[10 empty] | 128 | 4864705.3028 | 34106.0759 | 8803.2739 | 4907614.6526
[10 empty] | 129 | 4907614.6526 | 34106.0759 | 8880.9236 | 4950601.6521
[10 empty] | 130 | 4950601.6521 | 34106.0759 | 8958.7138 | 4993666.4418
[10 empty] | 131 | 4993666.4418 | 34106.0759 | 9036.6447 | 5036809.1624
[10 empty] | 132 | 5036809.1624 | 34106.0759 | 9114.7167 | 5080029.955
[10 empty] | 133 | 5080029.955 | 34106.0759 | 9192.93 | 5123328.9608
[10 empty] | 134 | 5123328.9608 | 34106.0759 | 9271.2848 | 5166706.3215
[10 empty] | 135 | 5166706.3215 | 34106.0759 | 9349.7814 | 5210162.1788
[10 empty] | 136 | 5210162.1788 | 34106.0759 | 9428.42 | 5253696.6747
[10 empty] | 137 | 5253696.6747 | 34106.0759 | 9507.201 | 5297309.9515
[10 empty] | 138 | 5297309.9515 | 34106.0759 | 9586.1245 | 5341002.1519
[10 empty] | 139 | 5341002.1519 | 34106.0759 | 9665.1908 | 5384773.4186
[10 empty] | 140 | 5384773.4186 | 34106.0759 | 9744.4002 | 5428623.8947
[10 empty] | 141 | 5428623.8947 | 34106.0759 | 9823.753 | 5472553.7235
[10 empty] | 142 | 5472553.7235 | 34106.0759 | 9903.2493 | 5516563.0487
[10 empty] | 143 | 5516563.0487 | 34106.0759 | 9982.8895 | 5560652.0142
[10 empty] | 144 | 5560652.0142 | 34106.0759 | 10062.6739 | 5604820.7639
[10 empty] | 145 | 5604820.7639 | 34106.0759 | 10142.6026 | 5649069.4423
[10 empty] | 146 | 5649069.4423 | 34106.0759 | 10222.6759 | 5693398.1941
[10 empty] | 147 | 5693398.1941 | 34106.0759 | 10302.8942 | 5737807.1642
[10 empty] | 148 | 5737807.1642 | 34106.0759 | 10383.2576 | 5782296.4976
[10 empty] | 149 | 5782296.4976 | 34106.0759 | 10463.7664 | 5826866.34
[10 empty] | 150 | 5826866.34 | 34106.0759 | 10544.421 | 5871516.8368
[10 empty] | 151 | 5871516.8368 | 34106.0759 | 10625.2214 | 5916248.1341
[10 empty] | 152 | 5916248.1341 | 34106.0759 | 10706.1682 | 5961060.3781
[10 empty] | 153 | 5961060.3781 | 34106.0759 | 10787.2613 | 6005953.7154
[10 empty] | 154 | 6005953.7154 | 34106.0759 | 10868.5013 | 6050928.2925
[10 empty] | 155 | 6050928.2925 | 34106.0759 | 10949.8882 | 6095984.2566
[10 empty] | 156 | 6095984.2566 | 34106.0759 | 11031.4225 | 6141121.7549
[10 empty] | 157 | 6141121.7549 | 34106.0759 | 11113.1042 | 6186340.935
[10 empty] | 158 | 6186340.935 | 34106.0759 | 11194.9338 | 6231641.9447
[10 empty] | 159 | 6231641.9447 | 34106.0759 | 11276.9115 | 6277024.9321
[10 empty] | 160 | 6277024.9321 | 34106.0759 | 11359.0375 | 6322490.0455
[10 empty] | 161 | 6322490.0455 | 34106.0759 | 11441.3121 | 6368037.4335
[10 empty] | 162 | 6368037.4335 | 34106.0759 | 11523.7357 | 6413667.245
[10 empty] | 163 | 6413667.245 | 34106.0759 | 11606.3083 | 6459379.6292
[10 empty] | 164 | 6459379.6292 | 34106.0759 | 11689.0304 | 6505174.7355
[10 empty] | 165 | 6505174.7355 | 34106.0759 | 11771.9022 | 6551052.7136
[10 empty] | 166 | 6551052.7136 | 34106.0759 | 11854.924 | 6597013.7135
[10 empty] | 167 | 6597013.7135 | 34106.0759 | 11938.096 | 6643057.8853
[10 empty] | 168 | 6643057.8853 | 34106.0759 | 12021.4185 | 6689185.3797
[10 empty] | 169 | 6689185.3797 | 34106.0759 | 12104.8918 | 6735396.3474
[10 empty] | 170 | 6735396.3474 | 34106.0759 | 12188.5161 | 6781690.9394
[10 empty] | 171 | 6781690.9394 | 34106.0759 | 12272.2918 | 6828069.3071
[10 empty] | 172 | 6828069.3071 | 34106.0759 | 12356.2191 | 6874531.602
[10 empty] | 173 | 6874531.602 | 34106.0759 | 12440.2982 | 6921077.9762
[10 empty] | 174 | 6921077.9762 | 34106.0759 | 12524.5296 | 6967708.5816
[10 empty] | 175 | 6967708.5816 | 34106.0759 | 12608.9133 | 7014423.5707
[10 empty] | 176 | 7014423.5707 | 34106.0759 | 12693.4497 | 7061223.0963
[10 empty] | 177 | 7061223.0963 | 34106.0759 | 12778.1391 | 7108107.3114
[10 empty] | 178 | 7108107.3114 | 34106.0759 | 12862.9818 | 7155076.369
[10 empty] | 179 | 7155076.369 | 34106.0759 | 12947.978 | 7202130.4229
[10 empty] | 180 | 7202130.4229 | 34106.0759 | 13033.128 | 7249269.6268
[10 empty] | 181 | 7249269.6268 | 34106.0759 | 13118.4321 | 7296494.1348
[10 empty] | 182 | 7296494.1348 | 34106.0759 | 13203.8906 | 7343804.1013
[10 empty] | 183 | 7343804.1013 | 34106.0759 | 13289.5037 | 7391199.6809
[10 empty] | 184 | 7391199.6809 | 34106.0759 | 13375.2718 | 7438681.0285
[10 empty] | 185 | 7438681.0285 | 34106.0759 | 13461.195 | 7486248.2994
[10 empty] | 186 | 7486248.2994 | 34106.0759 | 13547.2738 | 7533901.6491
[10 empty] | 187 | 7533901.6491 | 34106.0759 | 13633.5083 | 7581641.2332
[10 empty] | 188 | 7581641.2332 | 34106.0759 | 13719.8988 | 7629467.2079
[10 empty] | 189 | 7629467.2079 | 34106.0759 | 13806.4457 | 7677379.7296
[10 empty] | 190 | 7677379.7296 | 34106.0759 | 13893.1493 | 7725378.9547
[10 empty] | 191 | 7725378.9547 | 34106.0759 | 13980.0097 | 7773465.0402
[10 empty] | 192 | 7773465.0402 | 34106.0759 | 14067.0273 | 7821638.1434
[10 empty] | 193 | 7821638.1434 | 34106.0759 | 14154.2023 | 7869898.4216
[10 empty] | 194 | 7869898.4216 | 34106.0759 | 14241.5352 | 7918246.0326
[10 empty] | 195 | 7918246.0326 | 34106.0759 | 14329.026 | 7966681.1345
[10 empty] | 196 | 7966681.1345 | 34106.0759 | 14416.6752 | 8015203.8856
[10 empty] | 197 | 8015203.8856 | 34106.0759 | 14504.483 | 8063814.4445
[10 empty] | 198 | 8063814.4445 | 34106.0759 | 14592.4497 | 8112512.9701
[10 empty] | 199 | 8112512.9701 | 34106.0759 | 14680.5756 | 8161299.6216
[10 empty] | 200 | 8161299.6216 | 34106.0759 | 14768.861 | 8210174.5584
[10 empty] | 201 | 8210174.5584 | 34106.0759 | 14857.3061 | 8259137.9404
[10 empty] | 202 | 8259137.9404 | 34106.0759 | 14945.9113 | 8308189.9275
[10 empty] | 203 | 8308189.9275 | 34106.0759 | 15034.6768 | 8357330.6801
[10 empty] | 204 | 8357330.6801 | 34106.0759 | 15123.6029 | 8406560.3589
[10 empty] | 205 | 8406560.3589 | 34106.0759 | 15212.69 | 8455879.1248
[10 empty] | 206 | 8455879.1248 | 34106.0759 | 15301.9383 | 8505287.139
[10 empty] | 207 | 8505287.139 | 34106.0759 | 15391.3481 | 8554784.5629
[10 empty] | 208 | 8554784.5629 | 34106.0759 | 15480.9197 | 8604371.5584
[10 empty] | 209 | 8604371.5584 | 34106.0759 | 15570.6533 | 8654048.2876
[10 empty] | 210 | 8654048.2876 | 34106.0759 | 15660.5494 | 8703814.9129
[10 empty] | 211 | 8703814.9129 | 34106.0759 | 15750.6081 | 8753671.5969
[10 empty] | 212 | 8753671.5969 | 34106.0759 | 15840.8299 | 8803618.5027
[10 empty] | 213 | 8803618.5027 | 34106.0759 | 15931.2148 | 8853655.7934
[10 empty] | 214 | 8853655.7934 | 34106.0759 | 16021.7634 | 8903783.6326
[10 empty] | 215 | 8903783.6326 | 34106.0759 | 16112.4758 | 8954002.1843
[10 empty] | 216 | 8954002.1843 | 34106.0759 | 16203.3523 | 9004311.6125
[10 empty] | 217 | 9004311.6125 | 34106.0759 | 16294.3933 | 9054712.0817
[10 empty] | 218 | 9054712.0817 | 34106.0759 | 16385.5991 | 9105203.7567
[10 empty] | 219 | 9105203.7567 | 34106.0759 | 16476.9699 | 9155786.8025
[10 empty] | 220 | 9155786.8025 | 34106.0759 | 16568.5061 | 9206461.3844
[10 empty] | 221 | 9206461.3844 | 34106.0759 | 16660.2079 | 9257227.6681
[10 empty] | 222 | 9257227.6681 | 34106.0759 | 16752.0756 | 9308085.8196
[10 empty] | 223 | 9308085.8196 | 34106.0759 | 16844.1096 | 9359036.0051
[10 empty] | 224 | 9359036.0051 | 34106.0759 | 16936.3101 | 9410078.3911
[10 empty] | 225 | 9410078.3911 | 34106.0759 | 17028.6775 | 9461213.1445
[10 empty] | 226 | 9461213.1445 | 34106.0759 | 17121.2121 | 9512440.4324
[10 empty] | 227 | 9512440.4324 | 34106.0759 | 17213.914 | 9563760.4223
[10 empty] | 228 | 9563760.4223 | 34106.0759 | 17306.7838 | 9615173.282
[10 empty] | 229 | 9615173.282 | 34106.0759 | 17399.8216 | 9666679.1794
[10 empty] | 230 | 9666679.1794 | 34106.0759 | 17493.0277 | 9718278.2831
[10 empty] | 231 | 9718278.2831 | 34106.0759 | 17586.4026 | 9769970.7615
[10 empty] | 232 | 9769970.7615 | 34106.0759 | 17679.9464 | 9821756.7838
[10 empty] | 233 | 9821756.7838 | 34106.0759 | 17773.6595 | 9873636.5191
[10 empty] | 234 | 9873636.5191 | 34106.0759 | 17867.5421 | 9925610.1371
[10 empty] | 235 | 9925610.1371 | 34106.0759 | 17961.5947 | 9977677.8077
[10 empty] | 236 | 9977677.8077 | 34106.0759 | 18055.8175 | 10029839.701
[10 empty] | 237 | 10029839.701 | 34106.0759 | 18150.2107 | 10082095.9877
[10 empty] | 238 | 10082095.9877 | 34106.0759 | 18244.7748 | 10134446.8383
[10 empty] | 239 | 10134446.8383 | 34106.0759 | 18339.51 | 10186892.4242
[10 empty] | 240 | 10186892.4242 | 34106.0759 | 18434.4167 | 10239432.9168
[10 empty] | 241 | 10239432.9168 | 34106.0759 | 18529.4951 | 10292068.4877
[10 empty] | 242 | 10292068.4877 | 34106.0759 | 18624.7455 | 10344799.3091
[10 empty] | 243 | 10344799.3091 | 34106.0759 | 18720.1683 | 10397625.5533
[10 empty] | 244 | 10397625.5533 | 34106.0759 | 18815.7638 | 10450547.393
[10 empty] | 245 | 10450547.393 | 34106.0759 | 18911.5323 | 10503565.0012
[10 empty] | 246 | 10503565.0012 | 34106.0759 | 19007.4741 | 10556678.5511
[10 empty] | 247 | 10556678.5511 | 34106.0759 | 19103.5895 | 10609888.2165
[10 empty] | 248 | 10609888.2165 | 34106.0759 | 19199.8788 | 10663194.1712
[10 empty] | 249 | 10663194.1712 | 34106.0759 | 19296.3424 | 10716596.5895
[10 empty] | 250 | 10716596.5895 | 34106.0759 | 19392.9806 | 10770095.646
[10 empty] | 251 | 10770095.646 | 34106.0759 | 19489.7936 | 10823691.5154
[10 empty] | 252 | 10823691.5154 | 34106.0759 | 19586.7818 | 10877384.3731
[10 empty] | 253 | 10877384.3731 | 34106.0759 | 19683.9456 | 10931174.3946
[10 empty] | 254 | 10931174.3946 | 34106.0759 | 19781.2851 | 10985061.7555
[10 empty] | 255 | 10985061.7555 | 34106.0759 | 19878.8008 | 11039046.6322
[10 empty] | 256 | 11039046.6322 | 34106.0759 | 19976.493 | 11093129.2011
[10 empty] | 257 | 11093129.2011 | 34106.0759 | 20074.362 | 11147309.639
[10 empty] | 258 | 11147309.639 | 34106.0759 | 20172.408 | 11201588.1229
[10 empty] | 259 | 11201588.1229 | 34106.0759 | 20270.6315 | 11255964.8303
[10 empty] | 260 | 11255964.8303 | 34106.0759 | 20369.0328 | 11310439.939
[10 empty] | 261 | 11310439.939 | 34106.0759 | 20467.6121 | 11365013.6269
[10 empty] | 262 | 11365013.6269 | 34106.0759 | 20566.3698 | 11419686.0726
[10 empty] | 263 | 11419686.0726 | 34106.0759 | 20665.3062 | 11474457.4547
[10 empty] | 264 | 11474457.4547 | 34106.0759 | 20764.4217 | 11529327.9522
[10 empty] | 265 | 11529327.9522 | 34106.0759 | 20863.7165 | 11584297.7446
[10 empty] | 266 | 11584297.7446 | 34106.0759 | 20963.191 | 11639367.0115
[10 empty] | 267 | 11639367.0115 | 34106.0759 | 21062.8455 | 11694535.9329
[10 empty] | 268 | 11694535.9329 | 34106.0759 | 21162.6804 | 11749804.6891
[10 empty] | 269 | 11749804.6891 | 34106.0759 | 21262.6959 | 11805173.4608
[10 empty] | 270 | 11805173.4608 | 34106.0759 | 21362.8924 | 11860642.4291
[10 empty] | 271 | 11860642.4291 | 34106.0759 | 21463.2702 | 11916211.7751
[10 empty] | 272 | 11916211.7751 | 34106.0759 | 21563.8297 | 11971881.6807
[10 empty] | 273 | 11971881.6807 | 34106.0759 | 21664.5711 | 12027652.3277
[10 empty] | 274 | 12027652.3277 | 34106.0759 | 21765.4949 | 12083523.8984
[10 empty] | 275 | 12083523.8984 | 34106.0759 | 21866.6012 | 12139496.5755
[10 empty] | 276 | 12139496.5755 | 34106.0759 | 21967.8906 | 12195570.5419
[10 empty] | 277 | 12195570.5419 | 34106.0759 | 22069.3632 | 12251745.981
[10 empty] | 278 | 12251745.981 | 34106.0759 | 22171.0195 | 12308023.0764
[10 empty] | 279 | 12308023.0764 | 34106.0759 | 22272.8597 | 12364402.012
[10 empty] | 280 | 12364402.012 | 34106.0759 | 22374.8842 | 12420882.9721
[10 empty] | 281 | 12420882.9721 | 34106.0759 | 22477.0934 | 12477466.1413
[10 empty] | 282 | 12477466.1413 | 34106.0759 | 22579.4875 | 12534151.7047
[10 empty] | 283 | 12534151.7047 | 34106.0759 | 22682.0669 | 12590939.8474
[10 empty] | 284 | 12590939.8474 | 34106.0759 | 22784.8319 | 12647830.7552
[10 empty] | 285 | 12647830.7552 | 34106.0759 | 22887.7829 | 12704824.6139
[10 empty] | 286 | 12704824.6139 | 34106.0759 | 22990.9202 | 12761921.61
[10 empty] | 287 | 12761921.61 | 34106.0759 | 23094.2441 | 12819121.93
[10 empty] | 288 | 12819121.93 | 34106.0759 | 23197.755 | 12876425.7609
[10 empty] | 289 | 12876425.7609 | 34106.0759 | 23301.4533 | 12933833.2901
[10 empty] | 290 | 12933833.2901 | 34106.0759 | 23405.3391 | 12991344.7051
[10 empty] | 291 | 12991344.7051 | 34106.0759 | 23509.413 | 13048960.194
[10 empty] | 292 | 13048960.194 | 34106.0759 | 23613.6752 | 13106679.9451
[10 empty] | 293 | 13106679.9451 | 34106.0759 | 23718.1261 | 13164504.1471
[10 empty] | 294 | 13164504.1471 | 34106.0759 | 23822.766 | 13222432.989
[10 empty] | 295 | 13222432.989 | 34106.0759 | 23927.5953 | 13280466.6601
[10 empty] | 296 | 13280466.6601 | 34106.0759 | 24032.6143 | 13338605.3503
[10 empty] | 297 | 13338605.3503 | 34106.0759 | 24137.8233 | 13396849.2494
[10 empty] | 298 | 13396849.2494 | 34106.0759 | 24243.2227 | 13455198.5479
[10 empty] | 299 | 13455198.5479 | 34106.0759 | 24348.8128 | 13513653.4366
[10 empty] | 300 | 13513653.4366 | 34106.0759 | 24454.594 | 13572214.1064
[10 empty] | - | - | - | - | -
[11 empty] | Equals: Amount To Accrue | 10231822.762 | 3340391.3445 | 13572214.1064 | -3.0175e-07

## Polk Unit #1 (Gasifier ...
TAMPA ELECTRIC COMPANY | [10 empty] | TAMPA ELECTRIC COMPANY | [11 empty] | FOSSIL-FUELED GENERATING STATIONS
PROJECTED FUTURE DOLLAR DISMANTLEMENT COST BY PLANT | [10 empty] | COMPUTATION OF ANNUAL ACCRUAL | [11 empty] | ESTIMATED FUTURE DOLLAR DISMANTLEMENT COST
| Intitial Cost |  |  |  |  | Cost |  |  |  |  | Polk Unit #1 (Gasifier - GT - HRSG - ST) | Total | Labor | Mat & Eq | Disposal | Salvage | [12 empty] | Total
| Estimates | Capital | Dismantlement | Cost | Inflation | Estimate in | Start | Inflation | Future |  | Year of Study | 2022 | [13 empty] | Capital | Dismantlement | Accumlated | Future
| Are in ___ | Recovery | Component | Estimate | Compound | 2022 | Year of | Compound | Dollar |  | Capital Recovery Year | 2036 | [11 empty] | Recovery | Study | Recovery | Cost at | Reserve @ 12/31/2021 | Dollar
PLANT | Dollars | Year | Costs | Per Study | Multiplier | Dollars | Expenditure | Multiplier | Cost |  | Cost @ Study Year 2022 | 1835589.1473 | 2676669.5055 | 2617501.7119 | 59778.7296 | -3518360.7997 | [6 empty] | PLANT | Period | Date | Year | Study Date |  | Cost
- | - | - | - | - | - | - | - | - | - |  | Total Future Exp | 2611709.4806 | 3834937.5429 | 3790101.4748 | 81201.7846 | -5094531.3217 | [6 empty] | - | - | - | - | - | - | -
Polk Unit #1 (Gasifier - GT - HRSG - ST) | 2020 | 2036 | Labor | 2531150 | 1.0575 | 2676669.5055 | 2037 | 1.4327 | 3834937.5429 |  | Amount To Accrue | 2398566.4806 | 2158646.5429 | 2619899.4748 | 60374.7846 | -2440354.3217 | [6 empty] | Polk Unit #1 (Gasifier - GT - HRSG - ST) | 14 | 2022 | 2036 | 1835589.1473 | 213143 | 2611709.4806 | 0
|  |  | Materials & Eq | 2473650 | 1.0582 | 2617501.7119 |  | 1.448 | 3790101.4748 |  | PV of Amount to Accrue | 1675112.5098 | 1506669.4854 | 1809342.4163 | 44446.4114 | -1685345.8033
|  |  | Disposal | 57500 | 1.0396 | 59778.7296 |  | 1.3584 | 81201.7846 |  | Capital Recovery Years | 14
|  |  | Salvage | -3325000 | 1.0582 | -3518360.7997 |  | 1.448 | -5094531.3217 |  | Compound Average Growth | 2.551% | 2.602% | 2.679% | 2.212% | 2.679%
|  |  |  | - |  | - |  |  | - |  | First Year 2022 Accrual | 144249.5383 | 129784.7701 | 156693.9054 | 3726.3289 | -145955.4662
|  |  |  | 1737300 |  | 1835589.1473 |  |  | 2611709.4806 |  | - | - | - | - | - | -
[10 empty] | 0 | Reserve @ 12/31/2021 | 213143 | 1676291 | 1170202 | 20827 | -2654177 | 4-yr Avg | Labor | Mat & Eq | Disposal | Salvage | 0
| Per Last Unit | 2057 | [7 empty] | 1 | 2022 | 144249.5383 | 129784.7701 | 156693.9054 | 3726.3289 | -145955.4662
| Station Analysis | [8 empty] | 2 | 2023 | 147996.2858 | 133161.375 | 160892.2919 | 3808.7506 | -149866.1317
[10 empty] | 3 | 2024 | 151840.4145 | 136625.8289 | 165203.168 | 3892.9954 | -153881.5778
[10 empty] | 4 | 2025 | 155784.4567 | 140180.4174 | 169629.5478 | 3979.1035 | -158004.612 | 149967.6738 | 134938.0979 | 163104.7283 | 3851.7946 | -151926.9469 | 0
[10 empty] | 5 | 2026 | 159831.0108 | 143827.4854 | 174174.526 | 4067.1163 | -162238.1169
[10 empty] | 6 | 2027 | 163982.7427 | 147569.4391 | 178841.2804 | 4157.0757 | -166585.0525
[10 empty] | 7 | 2028 | 168242.3878 | 151408.747 | 183633.0737 | 4249.025 | -171048.4579
[10 empty] | 8 | 2029 | 172612.7525 | 155347.942 | 188553.2562 | 4343.0081 | -175631.4538 | 166167.2235 | 149538.4034 | 181300.5341 | 4204.0563 | -168875.7703 | 0
[10 empty] | 9 | 2030 | 177096.7162 | 159389.6229 | 193605.2678 | 4439.0699 | -180337.2444
[10 empty] | 10 | 2031 | 181697.2334 | 163536.456 | 198792.6408 | 4537.2565 | -185169.1199
[10 empty] | 11 | 2032 | 186417.3354 | 167791.1771 | 204119.0019 | 4637.6149 | -190130.4585
[10 empty] | 12 | 2033 | 191260.1324 | 172156.5932 | 209588.0751 | 4740.1931 | -195224.729 | 184117.8544 | 165718.4623 | 201526.2464 | 4588.5336 | -187715.388 | 0
[10 empty] | 13 | 2034 | 196228.8154 | 176635.584 | 215203.6843 | 4845.0402 | -200455.4931
[10 empty] | 14 | 2035 | 201326.6586 | 181231.1046 | 220969.7556 | 4952.2064 | -205826.4079
[10 empty] | 15 | 2036 | 0 | 0 | 0 | 0 | 0
[10 empty] | 16 | 2037 | 0 | 0 | 0 | 0 | 0 | 99388.8685 | 89466.6722 | 109043.36 | 2449.3116 | -101570.4752 | 0
[10 empty] | 17 | 2038 | 0 | 0 | 0 | 0 | 0
[10 empty] | 18 | 2039 | 0 | 0 | 0 | 0 | 0
[10 empty] | 19 | 2040 | 0 | 0 | 0 | 0 | 0
[10 empty] | 20 | 2041 | 0 | 0 | 0 | 0 | 0 | 0 | 0 | 0 | 0 | 0 | 0
[11 empty] | - | - | - | - | - | -
[11 empty] | Equals: Amount To Accrue | 2398566.4806 | 2158646.5429 | 2619899.4748 | 60374.7846 | -2440354.3217
[12 empty] | 0 | 0 | 0 | 0 | 0 | 0
[11 empty] | Earnings Rate | 2.551%
[11 empty] | Monthly Rate | 0.2101%
[11 empty] | Amount To Accrue | 2398566.4806
[11 empty] | PV of Amount to Accrue | 1685785.7406
[11 empty] | Months to Accrue | 168
[11 empty] | Monthly Amount | 11919.9854
[11 empty] | - | - | - | -
[10 empty] | 1 | 0 | 11919.9854 | 0 | 11919.9854
[10 empty] | 2 | 11919.9854 | 11919.9854 | 25.0469 | 23865.0177
[10 empty] | 3 | 23865.0177 | 11919.9854 | 50.1463 | 35835.1494
[10 empty] | 4 | 35835.1494 | 11919.9854 | 75.2986 | 47830.4334
[10 empty] | 5 | 47830.4334 | 11919.9854 | 100.5037 | 59850.9224
[10 empty] | 6 | 59850.9224 | 11919.9854 | 125.7617 | 71896.6695
[10 empty] | 7 | 71896.6695 | 11919.9854 | 151.0728 | 83967.7278
[10 empty] | 8 | 83967.7278 | 11919.9854 | 176.4371 | 96064.1503
[10 empty] | 9 | 96064.1503 | 11919.9854 | 201.8547 | 108185.9904
[10 empty] | 10 | 108185.9904 | 11919.9854 | 227.3257 | 120333.3015
[10 empty] | 11 | 120333.3015 | 11919.9854 | 252.8502 | 132506.1371
[10 empty] | 12 | 132506.1371 | 11919.9854 | 278.4284 | 144704.5509
[10 empty] | 13 | 144704.5509 | 11919.9854 | 304.0603 | 156928.5967
[10 empty] | 14 | 156928.5967 | 11919.9854 | 329.7461 | 169178.3281
[10 empty] | 15 | 169178.3281 | 11919.9854 | 355.4858 | 181453.7993
[10 empty] | 16 | 181453.7993 | 11919.9854 | 381.2796 | 193755.0644
[10 empty] | 17 | 193755.0644 | 11919.9854 | 407.1277 | 206082.1774
[10 empty] | 18 | 206082.1774 | 11919.9854 | 433.03 | 218435.1928
[10 empty] | 19 | 218435.1928 | 11919.9854 | 458.9868 | 230814.165
[10 empty] | 20 | 230814.165 | 11919.9854 | 484.9981 | 243219.1484
[10 empty] | 21 | 243219.1484 | 11919.9854 | 511.064 | 255650.1979
[10 empty] | 22 | 255650.1979 | 11919.9854 | 537.1848 | 268107.368
[10 empty] | 23 | 268107.368 | 11919.9854 | 563.3604 | 280590.7138
[10 empty] | 24 | 280590.7138 | 11919.9854 | 589.591 | 293100.2902
[10 empty] | 25 | 293100.2902 | 11919.9854 | 615.8767 | 305636.1523
[10 empty] | 26 | 305636.1523 | 11919.9854 | 642.2177 | 318198.3554
[10 empty] | 27 | 318198.3554 | 11919.9854 | 668.614 | 330786.9548
[10 empty] | 28 | 330786.9548 | 11919.9854 | 695.0658 | 343402.006
[10 empty] | 29 | 343402.006 | 11919.9854 | 721.5732 | 356043.5646
[10 empty] | 30 | 356043.5646 | 11919.9854 | 748.1362 | 368711.6862
[10 empty] | 31 | 368711.6862 | 11919.9854 | 774.7551 | 381406.4267
[10 empty] | 32 | 381406.4267 | 11919.9854 | 801.4299 | 394127.842
[10 empty] | 33 | 394127.842 | 11919.9854 | 828.1608 | 406875.9882
[10 empty] | 34 | 406875.9882 | 11919.9854 | 854.9478 | 419650.9214
[10 empty] | 35 | 419650.9214 | 11919.9854 | 881.7911 | 432452.6979
[10 empty] | 36 | 432452.6979 | 11919.9854 | 908.6908 | 445281.3742
[10 empty] | 37 | 445281.3742 | 11919.9854 | 935.6471 | 458137.0067
[10 empty] | 38 | 458137.0067 | 11919.9854 | 962.66 | 471019.6521
[10 empty] | 39 | 471019.6521 | 11919.9854 | 989.7296 | 483929.3671
[10 empty] | 40 | 483929.3671 | 11919.9854 | 1016.8562 | 496866.2086
[10 empty] | 41 | 496866.2086 | 11919.9854 | 1044.0397 | 509830.2337
[10 empty] | 42 | 509830.2337 | 11919.9854 | 1071.2803 | 522821.4995
[10 empty] | 43 | 522821.4995 | 11919.9854 | 1098.5782 | 535840.0631
[10 empty] | 44 | 535840.0631 | 11919.9854 | 1125.9335 | 548885.9819
[10 empty] | 45 | 548885.9819 | 11919.9854 | 1153.3462 | 561959.3135
[10 empty] | 46 | 561959.3135 | 11919.9854 | 1180.8165 | 575060.1154
[10 empty] | 47 | 575060.1154 | 11919.9854 | 1208.3446 | 588188.4454
[10 empty] | 48 | 588188.4454 | 11919.9854 | 1235.9305 | 601344.3612
[10 empty] | 49 | 601344.3612 | 11919.9854 | 1263.5743 | 614527.9209
[10 empty] | 50 | 614527.9209 | 11919.9854 | 1291.2762 | 627739.1826
[10 empty] | 51 | 627739.1826 | 11919.9854 | 1319.0364 | 640978.2044
[10 empty] | 52 | 640978.2044 | 11919.9854 | 1346.8549 | 654245.0447
[10 empty] | 53 | 654245.0447 | 11919.9854 | 1374.7318 | 667539.7619
[10 empty] | 54 | 667539.7619 | 11919.9854 | 1402.6673 | 680862.4146
[10 empty] | 55 | 680862.4146 | 11919.9854 | 1430.6615 | 694213.0616
[10 empty] | 56 | 694213.0616 | 11919.9854 | 1458.7146 | 707591.7616
[10 empty] | 57 | 707591.7616 | 11919.9854 | 1486.8266 | 720998.5735
[10 empty] | 58 | 720998.5735 | 11919.9854 | 1514.9976 | 734433.5565
[10 empty] | 59 | 734433.5565 | 11919.9854 | 1543.2279 | 747896.7698
[10 empty] | 60 | 747896.7698 | 11919.9854 | 1571.5174 | 761388.2726
[10 empty] | 61 | 761388.2726 | 11919.9854 | 1599.8664 | 774908.1245
[10 empty] | 62 | 774908.1245 | 11919.9854 | 1628.275 | 788456.3849
[10 empty] | 63 | 788456.3849 | 11919.9854 | 1656.7433 | 802033.1136
[10 empty] | 64 | 802033.1136 | 11919.9854 | 1685.2714 | 815638.3703
[10 empty] | 65 | 815638.3703 | 11919.9854 | 1713.8594 | 829272.2151
[10 empty] | 66 | 829272.2151 | 11919.9854 | 1742.5075 | 842934.708
[10 empty] | 67 | 842934.708 | 11919.9854 | 1771.2158 | 856625.9092
[10 empty] | 68 | 856625.9092 | 11919.9854 | 1799.9844 | 870345.8791
[10 empty] | 69 | 870345.8791 | 11919.9854 | 1828.8135 | 884094.678
[10 empty] | 70 | 884094.678 | 11919.9854 | 1857.7032 | 897872.3665
[10 empty] | 71 | 897872.3665 | 11919.9854 | 1886.6535 | 911679.0055
[10 empty] | 72 | 911679.0055 | 11919.9854 | 1915.6647 | 925514.6556
[10 empty] | 73 | 925514.6556 | 11919.9854 | 1944.7369 | 939379.3778
[10 empty] | 74 | 939379.3778 | 11919.9854 | 1973.8701 | 953273.2333
[10 empty] | 75 | 953273.2333 | 11919.9854 | 2003.0645 | 967196.2832
[10 empty] | 76 | 967196.2832 | 11919.9854 | 2032.3203 | 981148.589
[10 empty] | 77 | 981148.589 | 11919.9854 | 2061.6376 | 995130.212
[10 empty] | 78 | 995130.212 | 11919.9854 | 2091.0165 | 1009141.2139
[10 empty] | 79 | 1009141.2139 | 11919.9854 | 2120.4571 | 1023181.6563
[10 empty] | 80 | 1023181.6563 | 11919.9854 | 2149.9595 | 1037251.6013
[10 empty] | 81 | 1037251.6013 | 11919.9854 | 2179.524 | 1051351.1107
[10 empty] | 82 | 1051351.1107 | 11919.9854 | 2209.1506 | 1065480.2467
[10 empty] | 83 | 1065480.2467 | 11919.9854 | 2238.8394 | 1079639.0715
[10 empty] | 84 | 1079639.0715 | 11919.9854 | 2268.5906 | 1093827.6476
[10 empty] | 85 | 1093827.6476 | 11919.9854 | 2298.4044 | 1108046.0373
[10 empty] | 86 | 1108046.0373 | 11919.9854 | 2328.2808 | 1122294.3035
[10 empty] | 87 | 1122294.3035 | 11919.9854 | 2358.2199 | 1136572.5088
[10 empty] | 88 | 1136572.5088 | 11919.9854 | 2388.222 | 1150880.7162
[10 empty] | 89 | 1150880.7162 | 11919.9854 | 2418.2871 | 1165218.9887
[10 empty] | 90 | 1165218.9887 | 11919.9854 | 2448.4154 | 1179587.3894
[10 empty] | 91 | 1179587.3894 | 11919.9854 | 2478.607 | 1193985.9818
[10 empty] | 92 | 1193985.9818 | 11919.9854 | 2508.862 | 1208414.8292
[10 empty] | 93 | 1208414.8292 | 11919.9854 | 2539.1806 | 1222873.9952
[10 empty] | 94 | 1222873.9952 | 11919.9854 | 2569.5629 | 1237363.5435
[10 empty] | 95 | 1237363.5435 | 11919.9854 | 2600.0091 | 1251883.5379
[10 empty] | 96 | 1251883.5379 | 11919.9854 | 2630.5192 | 1266434.0425
[10 empty] | 97 | 1266434.0425 | 11919.9854 | 2661.0934 | 1281015.1213
[10 empty] | 98 | 1281015.1213 | 11919.9854 | 2691.7319 | 1295626.8386
[10 empty] | 99 | 1295626.8386 | 11919.9854 | 2722.4347 | 1310269.2588
[10 empty] | 100 | 1310269.2588 | 11919.9854 | 2753.2021 | 1324942.4463
[10 empty] | 101 | 1324942.4463 | 11919.9854 | 2784.0341 | 1339646.4658
[10 empty] | 102 | 1339646.4658 | 11919.9854 | 2814.931 | 1354381.3822
[10 empty] | 103 | 1354381.3822 | 11919.9854 | 2845.8927 | 1369147.2602
[10 empty] | 104 | 1369147.2602 | 11919.9854 | 2876.9195 | 1383944.1651
[10 empty] | 105 | 1383944.1651 | 11919.9854 | 2908.0115 | 1398772.162
[10 empty] | 106 | 1398772.162 | 11919.9854 | 2939.1688 | 1413631.3161
[10 empty] | 107 | 1413631.3161 | 11919.9854 | 2970.3916 | 1428521.6931
[10 empty] | 108 | 1428521.6931 | 11919.9854 | 3001.6799 | 1443443.3584
[10 empty] | 109 | 1443443.3584 | 11919.9854 | 3033.0341 | 1458396.3779
[10 empty] | 110 | 1458396.3779 | 11919.9854 | 3064.4541 | 1473380.8174
[10 empty] | 111 | 1473380.8174 | 11919.9854 | 3095.9401 | 1488396.7429
[10 empty] | 112 | 1488396.7429 | 11919.9854 | 3127.4923 | 1503444.2207
[10 empty] | 113 | 1503444.2207 | 11919.9854 | 3159.1108 | 1518523.3169
[10 empty] | 114 | 1518523.3169 | 11919.9854 | 3190.7958 | 1533634.0981
[10 empty] | 115 | 1533634.0981 | 11919.9854 | 3222.5473 | 1548776.6308
[10 empty] | 116 | 1548776.6308 | 11919.9854 | 3254.3655 | 1563950.9817
[10 empty] | 117 | 1563950.9817 | 11919.9854 | 3286.2506 | 1579157.2177
[10 empty] | 118 | 1579157.2177 | 11919.9854 | 3318.2027 | 1594395.4058
[10 empty] | 119 | 1594395.4058 | 11919.9854 | 3350.2219 | 1609665.6132
[10 empty] | 120 | 1609665.6132 | 11919.9854 | 3382.3084 | 1624967.907
[10 empty] | 121 | 1624967.907 | 11919.9854 | 3414.4624 | 1640302.3548
[10 empty] | 122 | 1640302.3548 | 11919.9854 | 3446.6839 | 1655669.0241
[10 empty] | 123 | 1655669.0241 | 11919.9854 | 3478.9731 | 1671067.9825
[10 empty] | 124 | 1671067.9825 | 11919.9854 | 3511.3301 | 1686499.2981
[10 empty] | 125 | 1686499.2981 | 11919.9854 | 3543.7552 | 1701963.0386
[10 empty] | 126 | 1701963.0386 | 11919.9854 | 3576.2483 | 1717459.2723
[10 empty] | 127 | 1717459.2723 | 11919.9854 | 3608.8098 | 1732988.0675
[10 empty] | 128 | 1732988.0675 | 11919.9854 | 3641.4396 | 1748549.4926
[10 empty] | 129 | 1748549.4926 | 11919.9854 | 3674.1381 | 1764143.616
[10 empty] | 130 | 1764143.616 | 11919.9854 | 3706.9052 | 1779770.5066
[10 empty] | 131 | 1779770.5066 | 11919.9854 | 3739.7412 | 1795430.2332
[10 empty] | 132 | 1795430.2332 | 11919.9854 | 3772.6462 | 1811122.8648
[10 empty] | 133 | 1811122.8648 | 11919.9854 | 3805.6203 | 1826848.4706
[10 empty] | 134 | 1826848.4706 | 11919.9854 | 3838.6637 | 1842607.1197
[10 empty] | 135 | 1842607.1197 | 11919.9854 | 3871.7766 | 1858398.8817
[10 empty] | 136 | 1858398.8817 | 11919.9854 | 3904.959 | 1874223.8261
[10 empty] | 137 | 1874223.8261 | 11919.9854 | 3938.2112 | 1890082.0226
[10 empty] | 138 | 1890082.0226 | 11919.9854 | 3971.5332 | 1905973.5412
[10 empty] | 139 | 1905973.5412 | 11919.9854 | 4004.9252 | 1921898.4518
[10 empty] | 140 | 1921898.4518 | 11919.9854 | 4038.3874 | 1937856.8246
[10 empty] | 141 | 1937856.8246 | 11919.9854 | 4071.9199 | 1953848.73
[10 empty] | 142 | 1953848.73 | 11919.9854 | 4105.5229 | 1969874.2383
[10 empty] | 143 | 1969874.2383 | 11919.9854 | 4139.1965 | 1985933.4202
[10 empty] | 144 | 1985933.4202 | 11919.9854 | 4172.9408 | 2002026.3464
[10 empty] | 145 | 2002026.3464 | 11919.9854 | 4206.7561 | 2018153.0879
[10 empty] | 146 | 2018153.0879 | 11919.9854 | 4240.6424 | 2034313.7157
[10 empty] | 147 | 2034313.7157 | 11919.9854 | 4274.5999 | 2050508.301
[10 empty] | 148 | 2050508.301 | 11919.9854 | 4308.6288 | 2066736.9152
[10 empty] | 149 | 2066736.9152 | 11919.9854 | 4342.7291 | 2082999.6297
[10 empty] | 150 | 2082999.6297 | 11919.9854 | 4376.9011 | 2099296.5162
[10 empty] | 151 | 2099296.5162 | 11919.9854 | 4411.1449 | 2115627.6465
[10 empty] | 152 | 2115627.6465 | 11919.9854 | 4445.4607 | 2131993.0927
[10 empty] | 153 | 2131993.0927 | 11919.9854 | 4479.8486 | 2148392.9267
[10 empty] | 154 | 2148392.9267 | 11919.9854 | 4514.3087 | 2164827.2208
[10 empty] | 155 | 2164827.2208 | 11919.9854 | 4548.8413 | 2181296.0475
[10 empty] | 156 | 2181296.0475 | 11919.9854 | 4583.4464 | 2197799.4793
[10 empty] | 157 | 2197799.4793 | 11919.9854 | 4618.1242 | 2214337.5889
[10 empty] | 158 | 2214337.5889 | 11919.9854 | 4652.8749 | 2230910.4492
[10 empty] | 159 | 2230910.4492 | 11919.9854 | 4687.6986 | 2247518.1332
[10 empty] | 160 | 2247518.1332 | 11919.9854 | 4722.5955 | 2264160.7141
[10 empty] | 161 | 2264160.7141 | 11919.9854 | 4757.5657 | 2280838.2652
[10 empty] | 162 | 2280838.2652 | 11919.9854 | 4792.6094 | 2297550.86
[10 empty] | 163 | 2297550.86 | 11919.9854 | 4827.7267 | 2314298.5721
[10 empty] | 164 | 2314298.5721 | 11919.9854 | 4862.9178 | 2331081.4753
[10 empty] | 165 | 2331081.4753 | 11919.9854 | 4898.1829 | 2347899.6436
[10 empty] | 166 | 2347899.6436 | 11919.9854 | 4933.522 | 2364753.151
[10 empty] | 167 | 2364753.151 | 11919.9854 | 4968.9355 | 2381642.0719
[10 empty] | 168 | 2381642.0719 | 11919.9854 | 5004.4233 | 2398566.4806
[10 empty] | - | - | - | - | -
[11 empty] | Equals: Amount To Accrue | 2002557.5473 | 396008.9333 | 2398566.4806 | 0

## Polk Unit #2
TAMPA ELECTRIC COMPANY | [10 empty] | TAMPA ELECTRIC COMPANY | [11 empty] | FOSSIL-FUELED GENERATING STATIONS
PROJECTED FUTURE DOLLAR DISMANTLEMENT COST BY PLANT | [10 empty] | COMPUTATION OF ANNUAL ACCRUAL | [11 empty] | ESTIMATED FUTURE DOLLAR DISMANTLEMENT COST
| Intitial Cost |  |  |  |  | Cost |  |  |  |  | Polk Unit #2 | Total | Labor | Mat & Eq | Disposal | Salvage | [12 empty] | Total
| Estimates | Capital | Dismantlement | Cost | Inflation | Estimate in | Start | Inflation | Future |  | Year of Study | 2022 | [13 empty] | Capital | Dismantlement | Accumlated | Future
| Are in ___ | Recovery | Component | Estimate | Compound | 2022 | Year of | Compound | Dollar |  | Capital Recovery Year | 2040 | [11 empty] | Recovery | Study | Recovery | Cost at | Reserve @ 12/31/2021 | Dollar
PLANT | Dollars | Year | Costs | Per Study | Multiplier | Dollars | Expenditure | Multiplier | Cost |  | Cost @ Study Year 2022 | 0 | 0 | 0 | 0 | 0 | [6 empty] | PLANT | Period | Date | Year | Study Date |  | Cost
- | - | - | - | - | - | - | - | - | - |  | Total Future Exp | 0 | 0 | 0 | 0 | 0 | [6 empty] | - | - | - | - | - | - | -
Polk Unit #2 | 2020 | 2040 | Labor | 0 | 1.0575 | 0 | 2041 | 1.5867 | 0 |  | Amount To Accrue | 0 | 0 | 0 | 0 | 0 | [6 empty] | Polk Unit #2 | 18 | 2022 | 2040 | 0 | 0 | 0 | 0
|  |  | Materials & Eq | 0 | 1.0582 | 0 |  | 1.5896 | 0 |  | PV of Amount to Accrue | 0 | 0 | 0 | 0 | 0
|  |  | Disposal | 0 | 1.0396 | 0 |  | 1.466 | 0 |  | Capital Recovery Years | 18
|  |  | Salvage | 0 | 1.0582 | 0 |  | 1.5896 | 0 |  | Compound Average Growth | 0% | 0% | 0% | 0% | 0%
|  |  |  | - |  | - |  |  | - |  | First Year 2022 Accrual | 0 | 0 | 0 | 0 | 0
|  |  |  | 0 |  | 0 |  |  | 0 |  | - | - | - | - | - | -
[10 empty] | 0 | Reserve @ 12/31/2021 | 0 | 0 | 0 | 0 | 0 | 4-yr Avg | Labor | Mat & Eq | Disposal | Salvage | 0
| Per Last Unit | 2057 | [7 empty] | 1 | 2022 | 0 | 0 | 0 | 0 | 0
| Station Analysis | [8 empty] | 2 | 2023 | 0 | 0 | 0 | 0 | 0
[10 empty] | 3 | 2024 | 0 | 0 | 0 | 0 | 0
[10 empty] | 4 | 2025 | 0 | 0 | 0 | 0 | 0 | 0 | 0 | 0 | 0 | 0 | 0
[10 empty] | 5 | 2026 | 0 | 0 | 0 | 0 | 0
[10 empty] | 6 | 2027 | 0 | 0 | 0 | 0 | 0
[10 empty] | 7 | 2028 | 0 | 0 | 0 | 0 | 0
[10 empty] | 8 | 2029 | 0 | 0 | 0 | 0 | 0 | 0 | 0 | 0 | 0 | 0 | 0
[10 empty] | 9 | 2030 | 0 | 0 | 0 | 0 | 0
[10 empty] | 10 | 2031 | 0 | 0 | 0 | 0 | 0
[10 empty] | 11 | 2032 | 0 | 0 | 0 | 0 | 0
[10 empty] | 12 | 2033 | 0 | 0 | 0 | 0 | 0 | 0 | 0 | 0 | 0 | 0 | 0
[10 empty] | 13 | 2034 | 0 | 0 | 0 | 0 | 0
[10 empty] | 14 | 2035 | 0 | 0 | 0 | 0 | 0
[10 empty] | 15 | 2036 | 0 | 0 | 0 | 0 | 0
[10 empty] | 16 | 2037 | 0 | 0 | 0 | 0 | 0 | 0 | 0 | 0 | 0 | 0 | 0
[10 empty] | 17 | 2038 | 0 | 0 | 0 | 0 | 0
[10 empty] | 18 | 2039 | 0 | 0 | 0 | 0 | 0
[10 empty] | 19 | 2040 | 0 | 0 | 0 | 0 | 0
[10 empty] | 20 | 2041 | 0 | 0 | 0 | 0 | 0 | 0 | 0 | 0 | 0 | 0 | 0
[10 empty] | 21 | 2042 | 0 | 0 | 0 | 0 | 0
[10 empty] | 22 | 2043 | 0 | 0 | 0 | 0 | 0
[10 empty] | 23 | 2044 | 0 | 0 | 0 | 0 | 0
[10 empty] | 24 | 2045 | 0 | 0 | 0 | 0 | 0 | 0 | 0 | 0 | 0 | 0 | 0
[10 empty] | 25 | 2046 | 0 | 0 | 0 | 0 | 0
[10 empty] | 26 | 2047 | 0 | 0 | 0 | 0 | 0
[10 empty] | 27 | 2048 | 0 | 0 | 0 | 0 | 0
[10 empty] | 28 | 2049 | 0 | 0 | 0 | 0 | 0 | 0 | 0 | 0 | 0 | 0 | 0
[10 empty] | 29 | 2050 | 0 | 0 | 0 | 0 | 0
[10 empty] | 30 | 2051 | 0 | 0 | 0 | 0 | 0
[10 empty] | 31 | 2052 | 0 | 0 | 0 | 0 | 0
[10 empty] | 32 | 2053 | 0 | 0 | 0 | 0 | 0 | 0 | 0 | 0 | 0 | 0 | 0
[10 empty] | 33 | 2054 | 0 | 0 | 0 | 0 | 0
[10 empty] | 34 | 2055 | 0 | 0 | 0 | 0 | 0
[10 empty] | 35 | 2056 | 0 | 0 | 0 | 0 | 0
[10 empty] | 36 | 2057 | 0 | 0 | 0 | 0 | 0 | 0 | 0 | 0 | 0 | 0 | 0
[10 empty] | 37 | 2058 | 0 | 0 | 0 | 0 | 0
[10 empty] | 38 | 2059 | 0 | 0 | 0 | 0 | 0
[10 empty] | 39 | 2060 | 0 | 0 | 0 | 0 | 0
[10 empty] | 40 | 2061 | 0 | 0 | 0 | 0 | 0 | 0 | 0 | 0 | 0 | 0 | 0
[11 empty] | - | - | - | - | - | -
[11 empty] | Equals: Amount To Accrue | 0 | 0 | 0 | 0 | 0
[12 empty] | 0 | 0 | 0 | 0 | 0 | 0
[11 empty] | Earnings Rate | 0%
[11 empty] | Monthly Rate | 0%
[11 empty] | Amount To Accrue | 0
[11 empty] | PV of Amount to Accrue | 0
[11 empty] | Months to Accrue | 216
[11 empty] | Monthly Amount | 0
[11 empty] | - | - | - | -
[10 empty] | 1 | 0 | 0 | 0 | 0
[10 empty] | 2 | 0 | 0 | 0 | 0
[10 empty] | 3 | 0 | 0 | 0 | 0
[10 empty] | 4 | 0 | 0 | 0 | 0
[10 empty] | 5 | 0 | 0 | 0 | 0
[10 empty] | 6 | 0 | 0 | 0 | 0
[10 empty] | 7 | 0 | 0 | 0 | 0
[10 empty] | 8 | 0 | 0 | 0 | 0
[10 empty] | 9 | 0 | 0 | 0 | 0
[10 empty] | 10 | 0 | 0 | 0 | 0
[10 empty] | 11 | 0 | 0 | 0 | 0
[10 empty] | 12 | 0 | 0 | 0 | 0
[10 empty] | 13 | 0 | 0 | 0 | 0
[10 empty] | 14 | 0 | 0 | 0 | 0
[10 empty] | 15 | 0 | 0 | 0 | 0
[10 empty] | 16 | 0 | 0 | 0 | 0
[10 empty] | 17 | 0 | 0 | 0 | 0
[10 empty] | 18 | 0 | 0 | 0 | 0
[10 empty] | 19 | 0 | 0 | 0 | 0
[10 empty] | 20 | 0 | 0 | 0 | 0
[10 empty] | 21 | 0 | 0 | 0 | 0
[10 empty] | 22 | 0 | 0 | 0 | 0
[10 empty] | 23 | 0 | 0 | 0 | 0
[10 empty] | 24 | 0 | 0 | 0 | 0
[10 empty] | 25 | 0 | 0 | 0 | 0
[10 empty] | 26 | 0 | 0 | 0 | 0
[10 empty] | 27 | 0 | 0 | 0 | 0
[10 empty] | 28 | 0 | 0 | 0 | 0
[10 empty] | 29 | 0 | 0 | 0 | 0
[10 empty] | 30 | 0 | 0 | 0 | 0
[10 empty] | 31 | 0 | 0 | 0 | 0
[10 empty] | 32 | 0 | 0 | 0 | 0
[10 empty] | 33 | 0 | 0 | 0 | 0
[10 empty] | 34 | 0 | 0 | 0 | 0
[10 empty] | 35 | 0 | 0 | 0 | 0
[10 empty] | 36 | 0 | 0 | 0 | 0
[10 empty] | 37 | 0 | 0 | 0 | 0
[10 empty] | 38 | 0 | 0 | 0 | 0
[10 empty] | 39 | 0 | 0 | 0 | 0
[10 empty] | 40 | 0 | 0 | 0 | 0
[10 empty] | 41 | 0 | 0 | 0 | 0
[10 empty] | 42 | 0 | 0 | 0 | 0
[10 empty] | 43 | 0 | 0 | 0 | 0
[10 empty] | 44 | 0 | 0 | 0 | 0
[10 empty] | 45 | 0 | 0 | 0 | 0
[10 empty] | 46 | 0 | 0 | 0 | 0
[10 empty] | 47 | 0 | 0 | 0 | 0
[10 empty] | 48 | 0 | 0 | 0 | 0
[10 empty] | 49 | 0 | 0 | 0 | 0
[10 empty] | 50 | 0 | 0 | 0 | 0
[10 empty] | 51 | 0 | 0 | 0 | 0
[10 empty] | 52 | 0 | 0 | 0 | 0
[10 empty] | 53 | 0 | 0 | 0 | 0
[10 empty] | 54 | 0 | 0 | 0 | 0
[10 empty] | 55 | 0 | 0 | 0 | 0
[10 empty] | 56 | 0 | 0 | 0 | 0
[10 empty] | 57 | 0 | 0 | 0 | 0
[10 empty] | 58 | 0 | 0 | 0 | 0
[10 empty] | 59 | 0 | 0 | 0 | 0
[10 empty] | 60 | 0 | 0 | 0 | 0
[10 empty] | 61 | 0 | 0 | 0 | 0
[10 empty] | 62 | 0 | 0 | 0 | 0
[10 empty] | 63 | 0 | 0 | 0 | 0
[10 empty] | 64 | 0 | 0 | 0 | 0
[10 empty] | 65 | 0 | 0 | 0 | 0
[10 empty] | 66 | 0 | 0 | 0 | 0
[10 empty] | 67 | 0 | 0 | 0 | 0
[10 empty] | 68 | 0 | 0 | 0 | 0
[10 empty] | 69 | 0 | 0 | 0 | 0
[10 empty] | 70 | 0 | 0 | 0 | 0
[10 empty] | 71 | 0 | 0 | 0 | 0
[10 empty] | 72 | 0 | 0 | 0 | 0
[10 empty] | 73 | 0 | 0 | 0 | 0
[10 empty] | 74 | 0 | 0 | 0 | 0
[10 empty] | 75 | 0 | 0 | 0 | 0
[10 empty] | 76 | 0 | 0 | 0 | 0
[10 empty] | 77 | 0 | 0 | 0 | 0
[10 empty] | 78 | 0 | 0 | 0 | 0
[10 empty] | 79 | 0 | 0 | 0 | 0
[10 empty] | 80 | 0 | 0 | 0 | 0
[10 empty] | 81 | 0 | 0 | 0 | 0
[10 empty] | 82 | 0 | 0 | 0 | 0
[10 empty] | 83 | 0 | 0 | 0 | 0
[10 empty] | 84 | 0 | 0 | 0 | 0
[10 empty] | 85 | 0 | 0 | 0 | 0
[10 empty] | 86 | 0 | 0 | 0 | 0
[10 empty] | 87 | 0 | 0 | 0 | 0
[10 empty] | 88 | 0 | 0 | 0 | 0
[10 empty] | 89 | 0 | 0 | 0 | 0
[10 empty] | 90 | 0 | 0 | 0 | 0
[10 empty] | 91 | 0 | 0 | 0 | 0
[10 empty] | 92 | 0 | 0 | 0 | 0
[10 empty] | 93 | 0 | 0 | 0 | 0
[10 empty] | 94 | 0 | 0 | 0 | 0
[10 empty] | 95 | 0 | 0 | 0 | 0
[10 empty] | 96 | 0 | 0 | 0 | 0
[10 empty] | 97 | 0 | 0 | 0 | 0
[10 empty] | 98 | 0 | 0 | 0 | 0
[10 empty] | 99 | 0 | 0 | 0 | 0
[10 empty] | 100 | 0 | 0 | 0 | 0
[10 empty] | 101 | 0 | 0 | 0 | 0
[10 empty] | 102 | 0 | 0 | 0 | 0
[10 empty] | 103 | 0 | 0 | 0 | 0
[10 empty] | 104 | 0 | 0 | 0 | 0
[10 empty] | 105 | 0 | 0 | 0 | 0
[10 empty] | 106 | 0 | 0 | 0 | 0
[10 empty] | 107 | 0 | 0 | 0 | 0
[10 empty] | 108 | 0 | 0 | 0 | 0
[10 empty] | 109 | 0 | 0 | 0 | 0
[10 empty] | 110 | 0 | 0 | 0 | 0
[10 empty] | 111 | 0 | 0 | 0 | 0
[10 empty] | 112 | 0 | 0 | 0 | 0
[10 empty] | 113 | 0 | 0 | 0 | 0
[10 empty] | 114 | 0 | 0 | 0 | 0
[10 empty] | 115 | 0 | 0 | 0 | 0
[10 empty] | 116 | 0 | 0 | 0 | 0
[10 empty] | 117 | 0 | 0 | 0 | 0
[10 empty] | 118 | 0 | 0 | 0 | 0
[10 empty] | 119 | 0 | 0 | 0 | 0
[10 empty] | 120 | 0 | 0 | 0 | 0
[10 empty] | 121 | 0 | 0 | 0 | 0
[10 empty] | 122 | 0 | 0 | 0 | 0
[10 empty] | 123 | 0 | 0 | 0 | 0
[10 empty] | 124 | 0 | 0 | 0 | 0
[10 empty] | 125 | 0 | 0 | 0 | 0
[10 empty] | 126 | 0 | 0 | 0 | 0
[10 empty] | 127 | 0 | 0 | 0 | 0
[10 empty] | 128 | 0 | 0 | 0 | 0
[10 empty] | 129 | 0 | 0 | 0 | 0
[10 empty] | 130 | 0 | 0 | 0 | 0
[10 empty] | 131 | 0 | 0 | 0 | 0
[10 empty] | 132 | 0 | 0 | 0 | 0
[10 empty] | 133 | 0 | 0 | 0 | 0
[10 empty] | 134 | 0 | 0 | 0 | 0
[10 empty] | 135 | 0 | 0 | 0 | 0
[10 empty] | 136 | 0 | 0 | 0 | 0
[10 empty] | 137 | 0 | 0 | 0 | 0
[10 empty] | 138 | 0 | 0 | 0 | 0
[10 empty] | 139 | 0 | 0 | 0 | 0
[10 empty] | 140 | 0 | 0 | 0 | 0
[10 empty] | 141 | 0 | 0 | 0 | 0
[10 empty] | 142 | 0 | 0 | 0 | 0
[10 empty] | 143 | 0 | 0 | 0 | 0
[10 empty] | 144 | 0 | 0 | 0 | 0
[10 empty] | 145 | 0 | 0 | 0 | 0
[10 empty] | 146 | 0 | 0 | 0 | 0
[10 empty] | 147 | 0 | 0 | 0 | 0
[10 empty] | 148 | 0 | 0 | 0 | 0
[10 empty] | 149 | 0 | 0 | 0 | 0
[10 empty] | 150 | 0 | 0 | 0 | 0
[10 empty] | 151 | 0 | 0 | 0 | 0
[10 empty] | 152 | 0 | 0 | 0 | 0
[10 empty] | 153 | 0 | 0 | 0 | 0
[10 empty] | 154 | 0 | 0 | 0 | 0
[10 empty] | 155 | 0 | 0 | 0 | 0
[10 empty] | 156 | 0 | 0 | 0 | 0
[10 empty] | 157 | 0 | 0 | 0 | 0
[10 empty] | 158 | 0 | 0 | 0 | 0
[10 empty] | 159 | 0 | 0 | 0 | 0
[10 empty] | 160 | 0 | 0 | 0 | 0
[10 empty] | 161 | 0 | 0 | 0 | 0
[10 empty] | 162 | 0 | 0 | 0 | 0
[10 empty] | 163 | 0 | 0 | 0 | 0
[10 empty] | 164 | 0 | 0 | 0 | 0
[10 empty] | 165 | 0 | 0 | 0 | 0
[10 empty] | 166 | 0 | 0 | 0 | 0
[10 empty] | 167 | 0 | 0 | 0 | 0
[10 empty] | 168 | 0 | 0 | 0 | 0
[10 empty] | 169 | 0 | 0 | 0 | 0
[10 empty] | 170 | 0 | 0 | 0 | 0
[10 empty] | 171 | 0 | 0 | 0 | 0
[10 empty] | 172 | 0 | 0 | 0 | 0
[10 empty] | 173 | 0 | 0 | 0 | 0
[10 empty] | 174 | 0 | 0 | 0 | 0
[10 empty] | 175 | 0 | 0 | 0 | 0
[10 empty] | 176 | 0 | 0 | 0 | 0
[10 empty] | 177 | 0 | 0 | 0 | 0
[10 empty] | 178 | 0 | 0 | 0 | 0
[10 empty] | 179 | 0 | 0 | 0 | 0
[10 empty] | 180 | 0 | 0 | 0 | 0
[10 empty] | 181 | 0 | 0 | 0 | 0
[10 empty] | 182 | 0 | 0 | 0 | 0
[10 empty] | 183 | 0 | 0 | 0 | 0
[10 empty] | 184 | 0 | 0 | 0 | 0
[10 empty] | 185 | 0 | 0 | 0 | 0
[10 empty] | 186 | 0 | 0 | 0 | 0
[10 empty] | 187 | 0 | 0 | 0 | 0
[10 empty] | 188 | 0 | 0 | 0 | 0
[10 empty] | 189 | 0 | 0 | 0 | 0
[10 empty] | 190 | 0 | 0 | 0 | 0
[10 empty] | 191 | 0 | 0 | 0 | 0
[10 empty] | 192 | 0 | 0 | 0 | 0
[10 empty] | 193 | 0 | 0 | 0 | 0
[10 empty] | 194 | 0 | 0 | 0 | 0
[10 empty] | 195 | 0 | 0 | 0 | 0
[10 empty] | 196 | 0 | 0 | 0 | 0
[10 empty] | 197 | 0 | 0 | 0 | 0
[10 empty] | 198 | 0 | 0 | 0 | 0
[10 empty] | 199 | 0 | 0 | 0 | 0
[10 empty] | 200 | 0 | 0 | 0 | 0
[10 empty] | 201 | 0 | 0 | 0 | 0
[10 empty] | 202 | 0 | 0 | 0 | 0
[10 empty] | 203 | 0 | 0 | 0 | 0
[10 empty] | 204 | 0 | 0 | 0 | 0
[10 empty] | 205 | 0 | 0 | 0 | 0
[10 empty] | 206 | 0 | 0 | 0 | 0
[10 empty] | 207 | 0 | 0 | 0 | 0
[10 empty] | 208 | 0 | 0 | 0 | 0
[10 empty] | 209 | 0 | 0 | 0 | 0
[10 empty] | 210 | 0 | 0 | 0 | 0
[10 empty] | 211 | 0 | 0 | 0 | 0
[10 empty] | 212 | 0 | 0 | 0 | 0
[10 empty] | 213 | 0 | 0 | 0 | 0
[10 empty] | 214 | 0 | 0 | 0 | 0
[10 empty] | 215 | 0 | 0 | 0 | 0
[10 empty] | 216 | 0 | 0 | 0 | 0
[10 empty] | 217 | 0 | 0 | 0 | 0
[10 empty] | 218 | 0 | 0 | 0 | 0
[10 empty] | 219 | 0 | 0 | 0 | 0
[10 empty] | 220 | 0 | 0 | 0 | 0
[10 empty] | 221 | 0 | 0 | 0 | 0
[10 empty] | 222 | 0 | 0 | 0 | 0
[10 empty] | 223 | 0 | 0 | 0 | 0
[10 empty] | 224 | 0 | 0 | 0 | 0
[10 empty] | 225 | 0 | 0 | 0 | 0
[10 empty] | 226 | 0 | 0 | 0 | 0
[10 empty] | 227 | 0 | 0 | 0 | 0
[10 empty] | 228 | 0 | 0 | 0 | 0
[10 empty] | 229 | 0 | 0 | 0 | 0
[10 empty] | 230 | 0 | 0 | 0 | 0
[10 empty] | 231 | 0 | 0 | 0 | 0
[10 empty] | 232 | 0 | 0 | 0 | 0
[10 empty] | 233 | 0 | 0 | 0 | 0
[10 empty] | 234 | 0 | 0 | 0 | 0
[10 empty] | 235 | 0 | 0 | 0 | 0
[10 empty] | 236 | 0 | 0 | 0 | 0
[10 empty] | 237 | 0 | 0 | 0 | 0
[10 empty] | 238 | 0 | 0 | 0 | 0
[10 empty] | 239 | 0 | 0 | 0 | 0
[10 empty] | 240 | 0 | 0 | 0 | 0
[10 empty] | 241 | 0 | 0 | 0 | 0
[10 empty] | 242 | 0 | 0 | 0 | 0
[10 empty] | 243 | 0 | 0 | 0 | 0
[10 empty] | 244 | 0 | 0 | 0 | 0
[10 empty] | 245 | 0 | 0 | 0 | 0
[10 empty] | 246 | 0 | 0 | 0 | 0
[10 empty] | 247 | 0 | 0 | 0 | 0
[10 empty] | 248 | 0 | 0 | 0 | 0
[10 empty] | 249 | 0 | 0 | 0 | 0
[10 empty] | 250 | 0 | 0 | 0 | 0
[10 empty] | 251 | 0 | 0 | 0 | 0
[10 empty] | 252 | 0 | 0 | 0 | 0
[10 empty] | 253 | 0 | 0 | 0 | 0
[10 empty] | 254 | 0 | 0 | 0 | 0
[10 empty] | 255 | 0 | 0 | 0 | 0
[10 empty] | 256 | 0 | 0 | 0 | 0
[10 empty] | 257 | 0 | 0 | 0 | 0
[10 empty] | 258 | 0 | 0 | 0 | 0
[10 empty] | 259 | 0 | 0 | 0 | 0
[10 empty] | 260 | 0 | 0 | 0 | 0
[10 empty] | 261 | 0 | 0 | 0 | 0
[10 empty] | 262 | 0 | 0 | 0 | 0
[10 empty] | 263 | 0 | 0 | 0 | 0
[10 empty] | 264 | 0 | 0 | 0 | 0
[10 empty] | 265 | 0 | 0 | 0 | 0
[10 empty] | 266 | 0 | 0 | 0 | 0
[10 empty] | 267 | 0 | 0 | 0 | 0
[10 empty] | 268 | 0 | 0 | 0 | 0
[10 empty] | 269 | 0 | 0 | 0 | 0
[10 empty] | 270 | 0 | 0 | 0 | 0
[10 empty] | 271 | 0 | 0 | 0 | 0
[10 empty] | 272 | 0 | 0 | 0 | 0
[10 empty] | 273 | 0 | 0 | 0 | 0
[10 empty] | 274 | 0 | 0 | 0 | 0
[10 empty] | 275 | 0 | 0 | 0 | 0
[10 empty] | 276 | 0 | 0 | 0 | 0
[10 empty] | 277 | 0 | 0 | 0 | 0
[10 empty] | 278 | 0 | 0 | 0 | 0
[10 empty] | 279 | 0 | 0 | 0 | 0
[10 empty] | 280 | 0 | 0 | 0 | 0
[10 empty] | 281 | 0 | 0 | 0 | 0
[10 empty] | 282 | 0 | 0 | 0 | 0
[10 empty] | 283 | 0 | 0 | 0 | 0
[10 empty] | 284 | 0 | 0 | 0 | 0
[10 empty] | 285 | 0 | 0 | 0 | 0
[10 empty] | 286 | 0 | 0 | 0 | 0
[10 empty] | 287 | 0 | 0 | 0 | 0
[10 empty] | 288 | 0 | 0 | 0 | 0
[10 empty] | 289 | 0 | 0 | 0 | 0
[10 empty] | 290 | 0 | 0 | 0 | 0
[10 empty] | 291 | 0 | 0 | 0 | 0
[10 empty] | 292 | 0 | 0 | 0 | 0
[10 empty] | 293 | 0 | 0 | 0 | 0
[10 empty] | 294 | 0 | 0 | 0 | 0
[10 empty] | 295 | 0 | 0 | 0 | 0
[10 empty] | 296 | 0 | 0 | 0 | 0
[10 empty] | 297 | 0 | 0 | 0 | 0
[10 empty] | 298 | 0 | 0 | 0 | 0
[10 empty] | 299 | 0 | 0 | 0 | 0
[10 empty] | 300 | 0 | 0 | 0 | 0
[10 empty] | 301 | 0 | 0 | 0 | 0
[10 empty] | 302 | 0 | 0 | 0 | 0
[10 empty] | 303 | 0 | 0 | 0 | 0
[10 empty] | 304 | 0 | 0 | 0 | 0
[10 empty] | 305 | 0 | 0 | 0 | 0
[10 empty] | 306 | 0 | 0 | 0 | 0
[10 empty] | 307 | 0 | 0 | 0 | 0
[10 empty] | 308 | 0 | 0 | 0 | 0
[10 empty] | 309 | 0 | 0 | 0 | 0
[10 empty] | 310 | 0 | 0 | 0 | 0
[10 empty] | 311 | 0 | 0 | 0 | 0
[10 empty] | 312 | 0 | 0 | 0 | 0
[10 empty] | 313 | 0 | 0 | 0 | 0
[10 empty] | 314 | 0 | 0 | 0 | 0
[10 empty] | 315 | 0 | 0 | 0 | 0
[10 empty] | 316 | 0 | 0 | 0 | 0
[10 empty] | 317 | 0 | 0 | 0 | 0
[10 empty] | 318 | 0 | 0 | 0 | 0
[10 empty] | 319 | 0 | 0 | 0 | 0
[10 empty] | 320 | 0 | 0 | 0 | 0
[10 empty] | 321 | 0 | 0 | 0 | 0
[10 empty] | 322 | 0 | 0 | 0 | 0
[10 empty] | 323 | 0 | 0 | 0 | 0
[10 empty] | 324 | 0 | 0 | 0 | 0
[10 empty] | 325 | 0 | 0 | 0 | 0
[10 empty] | 326 | 0 | 0 | 0 | 0
[10 empty] | 327 | 0 | 0 | 0 | 0
[10 empty] | 328 | 0 | 0 | 0 | 0
[10 empty] | 329 | 0 | 0 | 0 | 0
[10 empty] | 330 | 0 | 0 | 0 | 0
[10 empty] | 331 | 0 | 0 | 0 | 0
[10 empty] | 332 | 0 | 0 | 0 | 0
[10 empty] | 333 | 0 | 0 | 0 | 0
[10 empty] | 334 | 0 | 0 | 0 | 0
[10 empty] | 335 | 0 | 0 | 0 | 0
[10 empty] | 336 | 0 | 0 | 0 | 0
[10 empty] | 337 | 0 | 0 | 0 | 0
[10 empty] | 338 | 0 | 0 | 0 | 0
[10 empty] | 339 | 0 | 0 | 0 | 0
[10 empty] | 340 | 0 | 0 | 0 | 0
[10 empty] | 341 | 0 | 0 | 0 | 0
[10 empty] | 342 | 0 | 0 | 0 | 0
[10 empty] | 343 | 0 | 0 | 0 | 0
[10 empty] | 344 | 0 | 0 | 0 | 0
[10 empty] | 345 | 0 | 0 | 0 | 0
[10 empty] | 346 | 0 | 0 | 0 | 0
[10 empty] | 347 | 0 | 0 | 0 | 0
[10 empty] | 348 | 0 | 0 | 0 | 0
[10 empty] | 349 | 0 | 0 | 0 | 0
[10 empty] | 350 | 0 | 0 | 0 | 0
[10 empty] | 351 | 0 | 0 | 0 | 0
[10 empty] | 352 | 0 | 0 | 0 | 0
[10 empty] | 353 | 0 | 0 | 0 | 0
[10 empty] | 354 | 0 | 0 | 0 | 0
[10 empty] | 355 | 0 | 0 | 0 | 0
[10 empty] | 356 | 0 | 0 | 0 | 0
[10 empty] | 357 | 0 | 0 | 0 | 0
[10 empty] | 358 | 0 | 0 | 0 | 0
[10 empty] | 359 | 0 | 0 | 0 | 0
[10 empty] | 360 | 0 | 0 | 0 | 0
[10 empty] | 361 | 0 | 0 | 0 | 0
[10 empty] | 362 | 0 | 0 | 0 | 0
[10 empty] | 363 | 0 | 0 | 0 | 0
[10 empty] | 364 | 0 | 0 | 0 | 0
[10 empty] | 365 | 0 | 0 | 0 | 0
[10 empty] | 366 | 0 | 0 | 0 | 0
[10 empty] | 367 | 0 | 0 | 0 | 0
[10 empty] | 368 | 0 | 0 | 0 | 0
[10 empty] | 369 | 0 | 0 | 0 | 0
[10 empty] | 370 | 0 | 0 | 0 | 0
[10 empty] | 371 | 0 | 0 | 0 | 0
[10 empty] | 372 | 0 | 0 | 0 | 0
[10 empty] | 373 | 0 | 0 | 0 | 0
[10 empty] | 374 | 0 | 0 | 0 | 0
[10 empty] | 375 | 0 | 0 | 0 | 0
[10 empty] | 376 | 0 | 0 | 0 | 0
[10 empty] | 377 | 0 | 0 | 0 | 0
[10 empty] | 378 | 0 | 0 | 0 | 0
[10 empty] | 379 | 0 | 0 | 0 | 0
[10 empty] | 380 | 0 | 0 | 0 | 0
[10 empty] | 381 | 0 | 0 | 0 | 0
[10 empty] | 382 | 0 | 0 | 0 | 0
[10 empty] | 383 | 0 | 0 | 0 | 0
[10 empty] | 384 | 0 | 0 | 0 | 0
[10 empty] | 385 | 0 | 0 | 0 | 0
[10 empty] | 386 | 0 | 0 | 0 | 0
[10 empty] | 387 | 0 | 0 | 0 | 0
[10 empty] | 388 | 0 | 0 | 0 | 0
[10 empty] | 389 | 0 | 0 | 0 | 0
[10 empty] | 390 | 0 | 0 | 0 | 0
[10 empty] | 391 | 0 | 0 | 0 | 0
[10 empty] | 392 | 0 | 0 | 0 | 0
[10 empty] | 393 | 0 | 0 | 0 | 0
[10 empty] | 394 | 0 | 0 | 0 | 0
[10 empty] | 395 | 0 | 0 | 0 | 0
[10 empty] | 396 | 0 | 0 | 0 | 0
[10 empty] | 397 | 0 | 0 | 0 | 0
[10 empty] | 398 | 0 | 0 | 0 | 0
[10 empty] | 399 | 0 | 0 | 0 | 0
[10 empty] | 400 | 0 | 0 | 0 | 0
[10 empty] | 401 | 0 | 0 | 0 | 0
[10 empty] | 402 | 0 | 0 | 0 | 0
[10 empty] | 403 | 0 | 0 | 0 | 0
[10 empty] | 404 | 0 | 0 | 0 | 0
[10 empty] | 405 | 0 | 0 | 0 | 0
[10 empty] | 406 | 0 | 0 | 0 | 0
[10 empty] | 407 | 0 | 0 | 0 | 0
[10 empty] | 408 | 0 | 0 | 0 | 0
[10 empty] | 409 | 0 | 0 | 0 | 0
[10 empty] | 410 | 0 | 0 | 0 | 0
[10 empty] | 411 | 0 | 0 | 0 | 0
[10 empty] | 412 | 0 | 0 | 0 | 0
[10 empty] | 413 | 0 | 0 | 0 | 0
[10 empty] | 414 | 0 | 0 | 0 | 0
[10 empty] | 415 | 0 | 0 | 0 | 0
[10 empty] | 416 | 0 | 0 | 0 | 0
[10 empty] | 417 | 0 | 0 | 0 | 0
[10 empty] | 418 | 0 | 0 | 0 | 0
[10 empty] | 419 | 0 | 0 | 0 | 0
[10 empty] | 420 | 0 | 0 | 0 | 0
[10 empty] | - | - | - | - | -
[11 empty] | Equals: Amount To Accrue | 0 | 0 | 0 | 0

## Polk Unit #3
TAMPA ELECTRIC COMPANY | [10 empty] | TAMPA ELECTRIC COMPANY | [11 empty] | FOSSIL-FUELED GENERATING STATIONS
PROJECTED FUTURE DOLLAR DISMANTLEMENT COST BY PLANT | [10 empty] | COMPUTATION OF ANNUAL ACCRUAL | [11 empty] | ESTIMATED FUTURE DOLLAR DISMANTLEMENT COST
| Intitial Cost |  |  |  |  | Cost |  |  |  |  | Polk Unit #3 | Total | Labor | Mat & Eq | Disposal | Salvage | [12 empty] | Total
| Estimates | Capital | Dismantlement | Cost | Inflation | Estimate in | Start | Inflation | Future |  | Year of Study | 2022 | [13 empty] | Capital | Dismantlement | Accumlated | Future
| Are in ___ | Recovery | Component | Estimate | Compound | 2022 | Year of | Compound | Dollar |  | Capital Recovery Year | 2042 | [11 empty] | Recovery | Study | Recovery | Cost at | Reserve @ 12/31/2021 | Dollar
PLANT | Dollars | Year | Costs | Per Study | Multiplier | Dollars | Expenditure | Multiplier | Cost |  | Cost @ Study Year 2022 | 0 | 0 | 0 | 0 | 0 | [6 empty] | PLANT | Period | Date | Year | Study Date |  | Cost
- | - | - | - | - | - | - | - | - | - |  | Total Future Exp | 0 | 0 | 0 | 0 | 0 | [6 empty] | - | - | - | - | - | - | -
Polk Unit #3 | 2020 | 2042 | Labor | 0 | 1.0575 | 0 | 2043 | 1.6696 | 0 |  | Amount To Accrue | 0 | 0 | 0 | 0 | 0 | [6 empty] | Polk Unit #3 | 20 | 2022 | 2042 | 0 | 0 | 0 | 0
|  |  | Materials & Eq | 0 | 1.0582 | 0 |  | 1.6691 | 0 |  | PV of Amount to Accrue | 0 | 0 | 0 | 0 | 0
|  |  | Disposal | 0 | 1.0396 | 0 |  | 1.5206 | 0 |  | Capital Recovery Years | 20
|  |  | Salvage | 0 | 1.0582 | 0 |  | 1.6691 | 0 |  | Compound Average Growth | 0% | 0% | 0% | 0% | 0%
|  |  |  | - |  | - |  |  | - |  | First Year 2022 Accrual | 0 | 0 | 0 | 0 | 0
|  |  |  | 0 |  | 0 |  |  | 0 |  | - | - | - | - | - | -
[10 empty] | 0 | Reserve @ 12/31/2021 | 0 | 0 | 0 | 0 | 0 | 4-yr Avg | Labor | Mat & Eq | Disposal | Salvage | 0
| Per Last Unit | 2057 | [7 empty] | 1 | 2022 | 0 | 0 | 0 | 0 | 0
| Station Analysis | [8 empty] | 2 | 2023 | 0 | 0 | 0 | 0 | 0
[10 empty] | 3 | 2024 | 0 | 0 | 0 | 0 | 0
[10 empty] | 4 | 2025 | 0 | 0 | 0 | 0 | 0 | 0 | 0 | 0 | 0 | 0 | 0
[10 empty] | 5 | 2026 | 0 | 0 | 0 | 0 | 0
[10 empty] | 6 | 2027 | 0 | 0 | 0 | 0 | 0
[10 empty] | 7 | 2028 | 0 | 0 | 0 | 0 | 0
[10 empty] | 8 | 2029 | 0 | 0 | 0 | 0 | 0 | 0 | 0 | 0 | 0 | 0 | 0
[10 empty] | 9 | 2030 | 0 | 0 | 0 | 0 | 0
[10 empty] | 10 | 2031 | 0 | 0 | 0 | 0 | 0
[10 empty] | 11 | 2032 | 0 | 0 | 0 | 0 | 0
[10 empty] | 12 | 2033 | 0 | 0 | 0 | 0 | 0 | 0 | 0 | 0 | 0 | 0 | 0
[10 empty] | 13 | 2034 | 0 | 0 | 0 | 0 | 0
[10 empty] | 14 | 2035 | 0 | 0 | 0 | 0 | 0
[10 empty] | 15 | 2036 | 0 | 0 | 0 | 0 | 0
[10 empty] | 16 | 2037 | 0 | 0 | 0 | 0 | 0 | 0 | 0 | 0 | 0 | 0 | 0
[10 empty] | 17 | 2038 | 0 | 0 | 0 | 0 | 0
[10 empty] | 18 | 2039 | 0 | 0 | 0 | 0 | 0
[10 empty] | 19 | 2040 | 0 | 0 | 0 | 0 | 0
[10 empty] | 20 | 2041 | 0 | 0 | 0 | 0 | 0 | 0 | 0 | 0 | 0 | 0 | 0
[10 empty] | 21 | 2042 | 0 | 0 | 0 | 0 | 0
[10 empty] | 22 | 2043 | 0 | 0 | 0 | 0 | 0
[10 empty] | 23 | 2044 | 0 | 0 | 0 | 0 | 0
[10 empty] | 24 | 2045 | 0 | 0 | 0 | 0 | 0 | 0 | 0 | 0 | 0 | 0 | 0
[10 empty] | 25 | 2046 | 0 | 0 | 0 | 0 | 0
[10 empty] | 26 | 2047 | 0 | 0 | 0 | 0 | 0
[10 empty] | 27 | 2048 | 0 | 0 | 0 | 0 | 0
[10 empty] | 28 | 2049 | 0 | 0 | 0 | 0 | 0 | 0 | 0 | 0 | 0 | 0 | 0
[10 empty] | 29 | 2050 | 0 | 0 | 0 | 0 | 0
[10 empty] | 30 | 2051 | 0 | 0 | 0 | 0 | 0
[10 empty] | 31 | 2052 | 0 | 0 | 0 | 0 | 0
[10 empty] | 32 | 2053 | 0 | 0 | 0 | 0 | 0 | 0 | 0 | 0 | 0 | 0 | 0
[10 empty] | 33 | 2054 | 0 | 0 | 0 | 0 | 0
[10 empty] | 34 | 2055 | 0 | 0 | 0 | 0 | 0
[10 empty] | 35 | 2056 | 0 | 0 | 0 | 0 | 0
[10 empty] | 36 | 2057 | 0 | 0 | 0 | 0 | 0 | 0 | 0 | 0 | 0 | 0 | 0
[10 empty] | 37 | 2058 | 0 | 0 | 0 | 0 | 0
[10 empty] | 38 | 2059 | 0 | 0 | 0 | 0 | 0
[10 empty] | 39 | 2060 | 0 | 0 | 0 | 0 | 0
[10 empty] | 40 | 2061 | 0 | 0 | 0 | 0 | 0 | 0 | 0 | 0 | 0 | 0 | 0
[11 empty] | - | - | - | - | - | -
[11 empty] | Equals: Amount To Accrue | 0 | 0 | 0 | 0 | 0
[12 empty] | 0 | 0 | 0 | 0 | 0 | 0
[11 empty] | Earnings Rate | 0%
[11 empty] | Monthly Rate | 0%
[11 empty] | Amount To Accrue | 0
[11 empty] | PV of Amount to Accrue | 0
[11 empty] | Months to Accrue | 240
[11 empty] | Monthly Amount | 0
[11 empty] | - | - | - | -
[10 empty] | 1 | 0 | 0 | 0 | 0
[10 empty] | 2 | 0 | 0 | 0 | 0
[10 empty] | 3 | 0 | 0 | 0 | 0
[10 empty] | 4 | 0 | 0 | 0 | 0
[10 empty] | 5 | 0 | 0 | 0 | 0
[10 empty] | 6 | 0 | 0 | 0 | 0
[10 empty] | 7 | 0 | 0 | 0 | 0
[10 empty] | 8 | 0 | 0 | 0 | 0
[10 empty] | 9 | 0 | 0 | 0 | 0
[10 empty] | 10 | 0 | 0 | 0 | 0
[10 empty] | 11 | 0 | 0 | 0 | 0
[10 empty] | 12 | 0 | 0 | 0 | 0
[10 empty] | 13 | 0 | 0 | 0 | 0
[10 empty] | 14 | 0 | 0 | 0 | 0
[10 empty] | 15 | 0 | 0 | 0 | 0
[10 empty] | 16 | 0 | 0 | 0 | 0
[10 empty] | 17 | 0 | 0 | 0 | 0
[10 empty] | 18 | 0 | 0 | 0 | 0
[10 empty] | 19 | 0 | 0 | 0 | 0
[10 empty] | 20 | 0 | 0 | 0 | 0
[10 empty] | 21 | 0 | 0 | 0 | 0
[10 empty] | 22 | 0 | 0 | 0 | 0
[10 empty] | 23 | 0 | 0 | 0 | 0
[10 empty] | 24 | 0 | 0 | 0 | 0
[10 empty] | 25 | 0 | 0 | 0 | 0
[10 empty] | 26 | 0 | 0 | 0 | 0
[10 empty] | 27 | 0 | 0 | 0 | 0
[10 empty] | 28 | 0 | 0 | 0 | 0
[10 empty] | 29 | 0 | 0 | 0 | 0
[10 empty] | 30 | 0 | 0 | 0 | 0
[10 empty] | 31 | 0 | 0 | 0 | 0
[10 empty] | 32 | 0 | 0 | 0 | 0
[10 empty] | 33 | 0 | 0 | 0 | 0
[10 empty] | 34 | 0 | 0 | 0 | 0
[10 empty] | 35 | 0 | 0 | 0 | 0
[10 empty] | 36 | 0 | 0 | 0 | 0
[10 empty] | 37 | 0 | 0 | 0 | 0
[10 empty] | 38 | 0 | 0 | 0 | 0
[10 empty] | 39 | 0 | 0 | 0 | 0
[10 empty] | 40 | 0 | 0 | 0 | 0
[10 empty] | 41 | 0 | 0 | 0 | 0
[10 empty] | 42 | 0 | 0 | 0 | 0
[10 empty] | 43 | 0 | 0 | 0 | 0
[10 empty] | 44 | 0 | 0 | 0 | 0
[10 empty] | 45 | 0 | 0 | 0 | 0
[10 empty] | 46 | 0 | 0 | 0 | 0
[10 empty] | 47 | 0 | 0 | 0 | 0
[10 empty] | 48 | 0 | 0 | 0 | 0
[10 empty] | 49 | 0 | 0 | 0 | 0
[10 empty] | 50 | 0 | 0 | 0 | 0
[10 empty] | 51 | 0 | 0 | 0 | 0
[10 empty] | 52 | 0 | 0 | 0 | 0
[10 empty] | 53 | 0 | 0 | 0 | 0
[10 empty] | 54 | 0 | 0 | 0 | 0
[10 empty] | 55 | 0 | 0 | 0 | 0
[10 empty] | 56 | 0 | 0 | 0 | 0
[10 empty] | 57 | 0 | 0 | 0 | 0
[10 empty] | 58 | 0 | 0 | 0 | 0
[10 empty] | 59 | 0 | 0 | 0 | 0
[10 empty] | 60 | 0 | 0 | 0 | 0
[10 empty] | 61 | 0 | 0 | 0 | 0
[10 empty] | 62 | 0 | 0 | 0 | 0
[10 empty] | 63 | 0 | 0 | 0 | 0
[10 empty] | 64 | 0 | 0 | 0 | 0
[10 empty] | 65 | 0 | 0 | 0 | 0
[10 empty] | 66 | 0 | 0 | 0 | 0
[10 empty] | 67 | 0 | 0 | 0 | 0
[10 empty] | 68 | 0 | 0 | 0 | 0
[10 empty] | 69 | 0 | 0 | 0 | 0
[10 empty] | 70 | 0 | 0 | 0 | 0
[10 empty] | 71 | 0 | 0 | 0 | 0
[10 empty] | 72 | 0 | 0 | 0 | 0
[10 empty] | 73 | 0 | 0 | 0 | 0
[10 empty] | 74 | 0 | 0 | 0 | 0
[10 empty] | 75 | 0 | 0 | 0 | 0
[10 empty] | 76 | 0 | 0 | 0 | 0
[10 empty] | 77 | 0 | 0 | 0 | 0
[10 empty] | 78 | 0 | 0 | 0 | 0
[10 empty] | 79 | 0 | 0 | 0 | 0
[10 empty] | 80 | 0 | 0 | 0 | 0
[10 empty] | 81 | 0 | 0 | 0 | 0
[10 empty] | 82 | 0 | 0 | 0 | 0
[10 empty] | 83 | 0 | 0 | 0 | 0
[10 empty] | 84 | 0 | 0 | 0 | 0
[10 empty] | 85 | 0 | 0 | 0 | 0
[10 empty] | 86 | 0 | 0 | 0 | 0
[10 empty] | 87 | 0 | 0 | 0 | 0
[10 empty] | 88 | 0 | 0 | 0 | 0
[10 empty] | 89 | 0 | 0 | 0 | 0
[10 empty] | 90 | 0 | 0 | 0 | 0
[10 empty] | 91 | 0 | 0 | 0 | 0
[10 empty] | 92 | 0 | 0 | 0 | 0
[10 empty] | 93 | 0 | 0 | 0 | 0
[10 empty] | 94 | 0 | 0 | 0 | 0
[10 empty] | 95 | 0 | 0 | 0 | 0
[10 empty] | 96 | 0 | 0 | 0 | 0
[10 empty] | 97 | 0 | 0 | 0 | 0
[10 empty] | 98 | 0 | 0 | 0 | 0
[10 empty] | 99 | 0 | 0 | 0 | 0
[10 empty] | 100 | 0 | 0 | 0 | 0
[10 empty] | 101 | 0 | 0 | 0 | 0
[10 empty] | 102 | 0 | 0 | 0 | 0
[10 empty] | 103 | 0 | 0 | 0 | 0
[10 empty] | 104 | 0 | 0 | 0 | 0
[10 empty] | 105 | 0 | 0 | 0 | 0
[10 empty] | 106 | 0 | 0 | 0 | 0
[10 empty] | 107 | 0 | 0 | 0 | 0
[10 empty] | 108 | 0 | 0 | 0 | 0
[10 empty] | 109 | 0 | 0 | 0 | 0
[10 empty] | 110 | 0 | 0 | 0 | 0
[10 empty] | 111 | 0 | 0 | 0 | 0
[10 empty] | 112 | 0 | 0 | 0 | 0
[10 empty] | 113 | 0 | 0 | 0 | 0
[10 empty] | 114 | 0 | 0 | 0 | 0
[10 empty] | 115 | 0 | 0 | 0 | 0
[10 empty] | 116 | 0 | 0 | 0 | 0
[10 empty] | 117 | 0 | 0 | 0 | 0
[10 empty] | 118 | 0 | 0 | 0 | 0
[10 empty] | 119 | 0 | 0 | 0 | 0
[10 empty] | 120 | 0 | 0 | 0 | 0
[10 empty] | 121 | 0 | 0 | 0 | 0
[10 empty] | 122 | 0 | 0 | 0 | 0
[10 empty] | 123 | 0 | 0 | 0 | 0
[10 empty] | 124 | 0 | 0 | 0 | 0
[10 empty] | 125 | 0 | 0 | 0 | 0
[10 empty] | 126 | 0 | 0 | 0 | 0
[10 empty] | 127 | 0 | 0 | 0 | 0
[10 empty] | 128 | 0 | 0 | 0 | 0
[10 empty] | 129 | 0 | 0 | 0 | 0
[10 empty] | 130 | 0 | 0 | 0 | 0
[10 empty] | 131 | 0 | 0 | 0 | 0
[10 empty] | 132 | 0 | 0 | 0 | 0
[10 empty] | 133 | 0 | 0 | 0 | 0
[10 empty] | 134 | 0 | 0 | 0 | 0
[10 empty] | 135 | 0 | 0 | 0 | 0
[10 empty] | 136 | 0 | 0 | 0 | 0
[10 empty] | 137 | 0 | 0 | 0 | 0
[10 empty] | 138 | 0 | 0 | 0 | 0
[10 empty] | 139 | 0 | 0 | 0 | 0
[10 empty] | 140 | 0 | 0 | 0 | 0
[10 empty] | 141 | 0 | 0 | 0 | 0
[10 empty] | 142 | 0 | 0 | 0 | 0
[10 empty] | 143 | 0 | 0 | 0 | 0
[10 empty] | 144 | 0 | 0 | 0 | 0
[10 empty] | 145 | 0 | 0 | 0 | 0
[10 empty] | 146 | 0 | 0 | 0 | 0
[10 empty] | 147 | 0 | 0 | 0 | 0
[10 empty] | 148 | 0 | 0 | 0 | 0
[10 empty] | 149 | 0 | 0 | 0 | 0
[10 empty] | 150 | 0 | 0 | 0 | 0
[10 empty] | 151 | 0 | 0 | 0 | 0
[10 empty] | 152 | 0 | 0 | 0 | 0
[10 empty] | 153 | 0 | 0 | 0 | 0
[10 empty] | 154 | 0 | 0 | 0 | 0
[10 empty] | 155 | 0 | 0 | 0 | 0
[10 empty] | 156 | 0 | 0 | 0 | 0
[10 empty] | 157 | 0 | 0 | 0 | 0
[10 empty] | 158 | 0 | 0 | 0 | 0
[10 empty] | 159 | 0 | 0 | 0 | 0
[10 empty] | 160 | 0 | 0 | 0 | 0
[10 empty] | 161 | 0 | 0 | 0 | 0
[10 empty] | 162 | 0 | 0 | 0 | 0
[10 empty] | 163 | 0 | 0 | 0 | 0
[10 empty] | 164 | 0 | 0 | 0 | 0
[10 empty] | 165 | 0 | 0 | 0 | 0
[10 empty] | 166 | 0 | 0 | 0 | 0
[10 empty] | 167 | 0 | 0 | 0 | 0
[10 empty] | 168 | 0 | 0 | 0 | 0
[10 empty] | 169 | 0 | 0 | 0 | 0
[10 empty] | 170 | 0 | 0 | 0 | 0
[10 empty] | 171 | 0 | 0 | 0 | 0
[10 empty] | 172 | 0 | 0 | 0 | 0
[10 empty] | 173 | 0 | 0 | 0 | 0
[10 empty] | 174 | 0 | 0 | 0 | 0
[10 empty] | 175 | 0 | 0 | 0 | 0
[10 empty] | 176 | 0 | 0 | 0 | 0
[10 empty] | 177 | 0 | 0 | 0 | 0
[10 empty] | 178 | 0 | 0 | 0 | 0
[10 empty] | 179 | 0 | 0 | 0 | 0
[10 empty] | 180 | 0 | 0 | 0 | 0
[10 empty] | 181 | 0 | 0 | 0 | 0
[10 empty] | 182 | 0 | 0 | 0 | 0
[10 empty] | 183 | 0 | 0 | 0 | 0
[10 empty] | 184 | 0 | 0 | 0 | 0
[10 empty] | 185 | 0 | 0 | 0 | 0
[10 empty] | 186 | 0 | 0 | 0 | 0
[10 empty] | 187 | 0 | 0 | 0 | 0
[10 empty] | 188 | 0 | 0 | 0 | 0
[10 empty] | 189 | 0 | 0 | 0 | 0
[10 empty] | 190 | 0 | 0 | 0 | 0
[10 empty] | 191 | 0 | 0 | 0 | 0
[10 empty] | 192 | 0 | 0 | 0 | 0
[10 empty] | 193 | 0 | 0 | 0 | 0
[10 empty] | 194 | 0 | 0 | 0 | 0
[10 empty] | 195 | 0 | 0 | 0 | 0
[10 empty] | 196 | 0 | 0 | 0 | 0
[10 empty] | 197 | 0 | 0 | 0 | 0
[10 empty] | 198 | 0 | 0 | 0 | 0
[10 empty] | 199 | 0 | 0 | 0 | 0
[10 empty] | 200 | 0 | 0 | 0 | 0
[10 empty] | 201 | 0 | 0 | 0 | 0
[10 empty] | 202 | 0 | 0 | 0 | 0
[10 empty] | 203 | 0 | 0 | 0 | 0
[10 empty] | 204 | 0 | 0 | 0 | 0
[10 empty] | 205 | 0 | 0 | 0 | 0
[10 empty] | 206 | 0 | 0 | 0 | 0
[10 empty] | 207 | 0 | 0 | 0 | 0
[10 empty] | 208 | 0 | 0 | 0 | 0
[10 empty] | 209 | 0 | 0 | 0 | 0
[10 empty] | 210 | 0 | 0 | 0 | 0
[10 empty] | 211 | 0 | 0 | 0 | 0
[10 empty] | 212 | 0 | 0 | 0 | 0
[10 empty] | 213 | 0 | 0 | 0 | 0
[10 empty] | 214 | 0 | 0 | 0 | 0
[10 empty] | 215 | 0 | 0 | 0 | 0
[10 empty] | 216 | 0 | 0 | 0 | 0
[10 empty] | 217 | 0 | 0 | 0 | 0
[10 empty] | 218 | 0 | 0 | 0 | 0
[10 empty] | 219 | 0 | 0 | 0 | 0
[10 empty] | 220 | 0 | 0 | 0 | 0
[10 empty] | 221 | 0 | 0 | 0 | 0
[10 empty] | 222 | 0 | 0 | 0 | 0
[10 empty] | 223 | 0 | 0 | 0 | 0
[10 empty] | 224 | 0 | 0 | 0 | 0
[10 empty] | 225 | 0 | 0 | 0 | 0
[10 empty] | 226 | 0 | 0 | 0 | 0
[10 empty] | 227 | 0 | 0 | 0 | 0
[10 empty] | 228 | 0 | 0 | 0 | 0
[10 empty] | 229 | 0 | 0 | 0 | 0
[10 empty] | 230 | 0 | 0 | 0 | 0
[10 empty] | 231 | 0 | 0 | 0 | 0
[10 empty] | 232 | 0 | 0 | 0 | 0
[10 empty] | 233 | 0 | 0 | 0 | 0
[10 empty] | 234 | 0 | 0 | 0 | 0
[10 empty] | 235 | 0 | 0 | 0 | 0
[10 empty] | 236 | 0 | 0 | 0 | 0
[10 empty] | 237 | 0 | 0 | 0 | 0
[10 empty] | 238 | 0 | 0 | 0 | 0
[10 empty] | 239 | 0 | 0 | 0 | 0
[10 empty] | 240 | 0 | 0 | 0 | 0
[10 empty] | 241 | 0 | 0 | 0 | 0
[10 empty] | 242 | 0 | 0 | 0 | 0
[10 empty] | 243 | 0 | 0 | 0 | 0
[10 empty] | 244 | 0 | 0 | 0 | 0
[10 empty] | 245 | 0 | 0 | 0 | 0
[10 empty] | 246 | 0 | 0 | 0 | 0
[10 empty] | 247 | 0 | 0 | 0 | 0
[10 empty] | 248 | 0 | 0 | 0 | 0
[10 empty] | 249 | 0 | 0 | 0 | 0
[10 empty] | 250 | 0 | 0 | 0 | 0
[10 empty] | 251 | 0 | 0 | 0 | 0
[10 empty] | 252 | 0 | 0 | 0 | 0
[10 empty] | 253 | 0 | 0 | 0 | 0
[10 empty] | 254 | 0 | 0 | 0 | 0
[10 empty] | 255 | 0 | 0 | 0 | 0
[10 empty] | 256 | 0 | 0 | 0 | 0
[10 empty] | 257 | 0 | 0 | 0 | 0
[10 empty] | 258 | 0 | 0 | 0 | 0
[10 empty] | 259 | 0 | 0 | 0 | 0
[10 empty] | 260 | 0 | 0 | 0 | 0
[10 empty] | 261 | 0 | 0 | 0 | 0
[10 empty] | 262 | 0 | 0 | 0 | 0
[10 empty] | 263 | 0 | 0 | 0 | 0
[10 empty] | 264 | 0 | 0 | 0 | 0
[10 empty] | 265 | 0 | 0 | 0 | 0
[10 empty] | 266 | 0 | 0 | 0 | 0
[10 empty] | 267 | 0 | 0 | 0 | 0
[10 empty] | 268 | 0 | 0 | 0 | 0
[10 empty] | 269 | 0 | 0 | 0 | 0
[10 empty] | 270 | 0 | 0 | 0 | 0
[10 empty] | 271 | 0 | 0 | 0 | 0
[10 empty] | 272 | 0 | 0 | 0 | 0
[10 empty] | 273 | 0 | 0 | 0 | 0
[10 empty] | 274 | 0 | 0 | 0 | 0
[10 empty] | 275 | 0 | 0 | 0 | 0
[10 empty] | 276 | 0 | 0 | 0 | 0
[10 empty] | 277 | 0 | 0 | 0 | 0
[10 empty] | 278 | 0 | 0 | 0 | 0
[10 empty] | 279 | 0 | 0 | 0 | 0
[10 empty] | 280 | 0 | 0 | 0 | 0
[10 empty] | 281 | 0 | 0 | 0 | 0
[10 empty] | 282 | 0 | 0 | 0 | 0
[10 empty] | 283 | 0 | 0 | 0 | 0
[10 empty] | 284 | 0 | 0 | 0 | 0
[10 empty] | 285 | 0 | 0 | 0 | 0
[10 empty] | 286 | 0 | 0 | 0 | 0
[10 empty] | 287 | 0 | 0 | 0 | 0
[10 empty] | 288 | 0 | 0 | 0 | 0
[10 empty] | 289 | 0 | 0 | 0 | 0
[10 empty] | 290 | 0 | 0 | 0 | 0
[10 empty] | 291 | 0 | 0 | 0 | 0
[10 empty] | 292 | 0 | 0 | 0 | 0
[10 empty] | 293 | 0 | 0 | 0 | 0
[10 empty] | 294 | 0 | 0 | 0 | 0
[10 empty] | 295 | 0 | 0 | 0 | 0
[10 empty] | 296 | 0 | 0 | 0 | 0
[10 empty] | 297 | 0 | 0 | 0 | 0
[10 empty] | 298 | 0 | 0 | 0 | 0
[10 empty] | 299 | 0 | 0 | 0 | 0
[10 empty] | 300 | 0 | 0 | 0 | 0
[10 empty] | 301 | 0 | 0 | 0 | 0
[10 empty] | 302 | 0 | 0 | 0 | 0
[10 empty] | 303 | 0 | 0 | 0 | 0
[10 empty] | 304 | 0 | 0 | 0 | 0
[10 empty] | 305 | 0 | 0 | 0 | 0
[10 empty] | 306 | 0 | 0 | 0 | 0
[10 empty] | 307 | 0 | 0 | 0 | 0
[10 empty] | 308 | 0 | 0 | 0 | 0
[10 empty] | 309 | 0 | 0 | 0 | 0
[10 empty] | 310 | 0 | 0 | 0 | 0
[10 empty] | 311 | 0 | 0 | 0 | 0
[10 empty] | 312 | 0 | 0 | 0 | 0
[10 empty] | 313 | 0 | 0 | 0 | 0
[10 empty] | 314 | 0 | 0 | 0 | 0
[10 empty] | 315 | 0 | 0 | 0 | 0
[10 empty] | 316 | 0 | 0 | 0 | 0
[10 empty] | 317 | 0 | 0 | 0 | 0
[10 empty] | 318 | 0 | 0 | 0 | 0
[10 empty] | 319 | 0 | 0 | 0 | 0
[10 empty] | 320 | 0 | 0 | 0 | 0
[10 empty] | 321 | 0 | 0 | 0 | 0
[10 empty] | 322 | 0 | 0 | 0 | 0
[10 empty] | 323 | 0 | 0 | 0 | 0
[10 empty] | 324 | 0 | 0 | 0 | 0
[10 empty] | 325 | 0 | 0 | 0 | 0
[10 empty] | 326 | 0 | 0 | 0 | 0
[10 empty] | 327 | 0 | 0 | 0 | 0
[10 empty] | 328 | 0 | 0 | 0 | 0
[10 empty] | 329 | 0 | 0 | 0 | 0
[10 empty] | 330 | 0 | 0 | 0 | 0
[10 empty] | 331 | 0 | 0 | 0 | 0
[10 empty] | 332 | 0 | 0 | 0 | 0
[10 empty] | 333 | 0 | 0 | 0 | 0
[10 empty] | 334 | 0 | 0 | 0 | 0
[10 empty] | 335 | 0 | 0 | 0 | 0
[10 empty] | 336 | 0 | 0 | 0 | 0
[10 empty] | 337 | 0 | 0 | 0 | 0
[10 empty] | 338 | 0 | 0 | 0 | 0
[10 empty] | 339 | 0 | 0 | 0 | 0
[10 empty] | 340 | 0 | 0 | 0 | 0
[10 empty] | 341 | 0 | 0 | 0 | 0
[10 empty] | 342 | 0 | 0 | 0 | 0
[10 empty] | 343 | 0 | 0 | 0 | 0
[10 empty] | 344 | 0 | 0 | 0 | 0
[10 empty] | 345 | 0 | 0 | 0 | 0
[10 empty] | 346 | 0 | 0 | 0 | 0
[10 empty] | 347 | 0 | 0 | 0 | 0
[10 empty] | 348 | 0 | 0 | 0 | 0
[10 empty] | 349 | 0 | 0 | 0 | 0
[10 empty] | 350 | 0 | 0 | 0 | 0
[10 empty] | 351 | 0 | 0 | 0 | 0
[10 empty] | 352 | 0 | 0 | 0 | 0
[10 empty] | 353 | 0 | 0 | 0 | 0
[10 empty] | 354 | 0 | 0 | 0 | 0
[10 empty] | 355 | 0 | 0 | 0 | 0
[10 empty] | 356 | 0 | 0 | 0 | 0
[10 empty] | 357 | 0 | 0 | 0 | 0
[10 empty] | 358 | 0 | 0 | 0 | 0
[10 empty] | 359 | 0 | 0 | 0 | 0
[10 empty] | 360 | 0 | 0 | 0 | 0
[10 empty] | 361 | 0 | 0 | 0 | 0
[10 empty] | 362 | 0 | 0 | 0 | 0
[10 empty] | 363 | 0 | 0 | 0 | 0
[10 empty] | 364 | 0 | 0 | 0 | 0
[10 empty] | 365 | 0 | 0 | 0 | 0
[10 empty] | 366 | 0 | 0 | 0 | 0
[10 empty] | 367 | 0 | 0 | 0 | 0
[10 empty] | 368 | 0 | 0 | 0 | 0
[10 empty] | 369 | 0 | 0 | 0 | 0
[10 empty] | 370 | 0 | 0 | 0 | 0
[10 empty] | 371 | 0 | 0 | 0 | 0
[10 empty] | 372 | 0 | 0 | 0 | 0
[10 empty] | 373 | 0 | 0 | 0 | 0
[10 empty] | 374 | 0 | 0 | 0 | 0
[10 empty] | 375 | 0 | 0 | 0 | 0
[10 empty] | 376 | 0 | 0 | 0 | 0
[10 empty] | 377 | 0 | 0 | 0 | 0
[10 empty] | 378 | 0 | 0 | 0 | 0
[10 empty] | 379 | 0 | 0 | 0 | 0
[10 empty] | 380 | 0 | 0 | 0 | 0
[10 empty] | 381 | 0 | 0 | 0 | 0
[10 empty] | 382 | 0 | 0 | 0 | 0
[10 empty] | 383 | 0 | 0 | 0 | 0
[10 empty] | 384 | 0 | 0 | 0 | 0
[10 empty] | 385 | 0 | 0 | 0 | 0
[10 empty] | 386 | 0 | 0 | 0 | 0
[10 empty] | 387 | 0 | 0 | 0 | 0
[10 empty] | 388 | 0 | 0 | 0 | 0
[10 empty] | 389 | 0 | 0 | 0 | 0
[10 empty] | 390 | 0 | 0 | 0 | 0
[10 empty] | 391 | 0 | 0 | 0 | 0
[10 empty] | 392 | 0 | 0 | 0 | 0
[10 empty] | 393 | 0 | 0 | 0 | 0
[10 empty] | 394 | 0 | 0 | 0 | 0
[10 empty] | 395 | 0 | 0 | 0 | 0
[10 empty] | 396 | 0 | 0 | 0 | 0
[10 empty] | 397 | 0 | 0 | 0 | 0
[10 empty] | 398 | 0 | 0 | 0 | 0
[10 empty] | 399 | 0 | 0 | 0 | 0
[10 empty] | 400 | 0 | 0 | 0 | 0
[10 empty] | 401 | 0 | 0 | 0 | 0
[10 empty] | 402 | 0 | 0 | 0 | 0
[10 empty] | 403 | 0 | 0 | 0 | 0
[10 empty] | 404 | 0 | 0 | 0 | 0
[10 empty] | 405 | 0 | 0 | 0 | 0
[10 empty] | 406 | 0 | 0 | 0 | 0
[10 empty] | 407 | 0 | 0 | 0 | 0
[10 empty] | 408 | 0 | 0 | 0 | 0
[10 empty] | 409 | 0 | 0 | 0 | 0
[10 empty] | 410 | 0 | 0 | 0 | 0
[10 empty] | 411 | 0 | 0 | 0 | 0
[10 empty] | 412 | 0 | 0 | 0 | 0
[10 empty] | 413 | 0 | 0 | 0 | 0
[10 empty] | 414 | 0 | 0 | 0 | 0
[10 empty] | 415 | 0 | 0 | 0 | 0
[10 empty] | 416 | 0 | 0 | 0 | 0
[10 empty] | 417 | 0 | 0 | 0 | 0
[10 empty] | 418 | 0 | 0 | 0 | 0
[10 empty] | 419 | 0 | 0 | 0 | 0
[10 empty] | 420 | 0 | 0 | 0 | 0
[10 empty] | - | - | - | - | -
[11 empty] | Equals: Amount To Accrue | 0 | 0 | 0 | 0

## Polk Unit #4
TAMPA ELECTRIC COMPANY | [10 empty] | TAMPA ELECTRIC COMPANY | [11 empty] | FOSSIL-FUELED GENERATING STATIONS
PROJECTED FUTURE DOLLAR DISMANTLEMENT COST BY PLANT | [10 empty] | COMPUTATION OF ANNUAL ACCRUAL | [11 empty] | ESTIMATED FUTURE DOLLAR DISMANTLEMENT COST
| Intitial Cost |  |  |  |  | Cost |  |  |  |  | Polk Unit #4 | Total | Labor | Mat & Eq | Disposal | Salvage | [12 empty] | Total
| Estimates | Capital | Dismantlement | Cost | Inflation | Estimate in | Start | Inflation | Future |  | Year of Study | 2022 | [13 empty] | Capital | Dismantlement | Accumlated | Future
| Are in ___ | Recovery | Component | Estimate | Compound | 2022 | Year of | Compound | Dollar |  | Capital Recovery Year | 2047 | [11 empty] | Recovery | Study | Recovery | Cost at | Reserve @ 12/31/2021 | Dollar
PLANT | Dollars | Year | Costs | Per Study | Multiplier | Dollars | Expenditure | Multiplier | Cost |  | Cost @ Study Year 2022 | 0 | 0 | 0 | 0 | 0 | [6 empty] | PLANT | Period | Date | Year | Study Date |  | Cost
- | - | - | - | - | - | - | - | - | - |  | Total Future Exp | 0 | 0 | 0 | 0 | 0 | [6 empty] | - | - | - | - | - | - | -
Polk Unit #4 | 2020 | 2047 | Labor | 0 | 1.0575 | 0 | 2048 | 1.8949 | 0 |  | Amount To Accrue | 0 | 0 | 0 | 0 | 0 | [6 empty] | Polk Unit #4 | 25 | 2022 | 2047 | 0 | 0 | 0 | 0
|  |  | Materials & Eq | 0 | 1.0582 | 0 |  | 1.8826 | 0 |  | PV of Amount to Accrue | 0 | 0 | 0 | 0 | 0
|  |  | Disposal | 0 | 1.0396 | 0 |  | 1.6614 | 0 |  | Capital Recovery Years | 25
|  |  | Salvage | 0 | 1.0582 | 0 |  | 1.8826 | 0 |  | Compound Average Growth | 0% | 0% | 0% | 0% | 0%
|  |  |  | - |  | - |  |  | - |  | First Year 2022 Accrual | 0 | 0 | 0 | 0 | 0
|  |  |  | 0 |  | 0 |  |  | 0 |  | - | - | - | - | - | -
[10 empty] | 0 | Reserve @ 12/31/2021 | 0 | 0 | 0 | 0 | 0 | 4-yr Avg | Labor | Mat & Eq | Disposal | Salvage | 0
| Per Last Unit | 2057 | [7 empty] | 1 | 2022 | 0 | 0 | 0 | 0 | 0
| Station Analysis | [8 empty] | 2 | 2023 | 0 | 0 | 0 | 0 | 0
[10 empty] | 3 | 2024 | 0 | 0 | 0 | 0 | 0
[10 empty] | 4 | 2025 | 0 | 0 | 0 | 0 | 0 | 0 | 0 | 0 | 0 | 0 | 0
[10 empty] | 5 | 2026 | 0 | 0 | 0 | 0 | 0
[10 empty] | 6 | 2027 | 0 | 0 | 0 | 0 | 0
[10 empty] | 7 | 2028 | 0 | 0 | 0 | 0 | 0
[10 empty] | 8 | 2029 | 0 | 0 | 0 | 0 | 0 | 0 | 0 | 0 | 0 | 0 | 0
[10 empty] | 9 | 2030 | 0 | 0 | 0 | 0 | 0
[10 empty] | 10 | 2031 | 0 | 0 | 0 | 0 | 0
[10 empty] | 11 | 2032 | 0 | 0 | 0 | 0 | 0
[10 empty] | 12 | 2033 | 0 | 0 | 0 | 0 | 0 | 0 | 0 | 0 | 0 | 0 | 0
[10 empty] | 13 | 2034 | 0 | 0 | 0 | 0 | 0
[10 empty] | 14 | 2035 | 0 | 0 | 0 | 0 | 0
[10 empty] | 15 | 2036 | 0 | 0 | 0 | 0 | 0
[10 empty] | 16 | 2037 | 0 | 0 | 0 | 0 | 0 | 0 | 0 | 0 | 0 | 0 | 0
[10 empty] | 17 | 2038 | 0 | 0 | 0 | 0 | 0
[10 empty] | 18 | 2039 | 0 | 0 | 0 | 0 | 0
[10 empty] | 19 | 2040 | 0 | 0 | 0 | 0 | 0
[10 empty] | 20 | 2041 | 0 | 0 | 0 | 0 | 0 | 0 | 0 | 0 | 0 | 0 | 0
[10 empty] | 21 | 2042 | 0 | 0 | 0 | 0 | 0
[10 empty] | 22 | 2043 | 0 | 0 | 0 | 0 | 0
[10 empty] | 23 | 2044 | 0 | 0 | 0 | 0 | 0
[10 empty] | 24 | 2045 | 0 | 0 | 0 | 0 | 0 | 0 | 0 | 0 | 0 | 0 | 0
[10 empty] | 25 | 2046 | 0 | 0 | 0 | 0 | 0
[10 empty] | 26 | 2047 | 0 | 0 | 0 | 0 | 0
[10 empty] | 27 | 2048 | 0 | 0 | 0 | 0 | 0
[10 empty] | 28 | 2049 | 0 | 0 | 0 | 0 | 0 | 0 | 0 | 0 | 0 | 0 | 0
[10 empty] | 29 | 2050 | 0 | 0 | 0 | 0 | 0
[10 empty] | 30 | 2051 | 0 | 0 | 0 | 0 | 0
[10 empty] | 31 | 2052 | 0 | 0 | 0 | 0 | 0
[10 empty] | 32 | 2053 | 0 | 0 | 0 | 0 | 0 | 0 | 0 | 0 | 0 | 0 | 0
[10 empty] | 33 | 2054 | 0 | 0 | 0 | 0 | 0
[10 empty] | 34 | 2055 | 0 | 0 | 0 | 0 | 0
[10 empty] | 35 | 2056 | 0 | 0 | 0 | 0 | 0
[10 empty] | 36 | 2057 | 0 | 0 | 0 | 0 | 0 | 0 | 0 | 0 | 0 | 0 | 0
[10 empty] | 37 | 2058 | 0 | 0 | 0 | 0 | 0
[10 empty] | 38 | 2059 | 0 | 0 | 0 | 0 | 0
[10 empty] | 39 | 2060 | 0 | 0 | 0 | 0 | 0
[10 empty] | 40 | 2061 | 0 | 0 | 0 | 0 | 0 | 0 | 0 | 0 | 0 | 0 | 0
[11 empty] | - | - | - | - | - | -
[11 empty] | Equals: Amount To Accrue | 0 | 0 | 0 | 0 | 0
[12 empty] | 0 | 0 | 0 | 0 | 0 | 0
[11 empty] | Earnings Rate | 0%
[11 empty] | Monthly Rate | 0%
[11 empty] | Amount To Accrue | 0
[11 empty] | PV of Amount to Accrue | 0
[11 empty] | Months to Accrue | 300
[11 empty] | Monthly Amount | 0
[11 empty] | - | - | - | -
[10 empty] | 1 | 0 | 0 | 0 | 0
[10 empty] | 2 | 0 | 0 | 0 | 0
[10 empty] | 3 | 0 | 0 | 0 | 0
[10 empty] | 4 | 0 | 0 | 0 | 0
[10 empty] | 5 | 0 | 0 | 0 | 0
[10 empty] | 6 | 0 | 0 | 0 | 0
[10 empty] | 7 | 0 | 0 | 0 | 0
[10 empty] | 8 | 0 | 0 | 0 | 0
[10 empty] | 9 | 0 | 0 | 0 | 0
[10 empty] | 10 | 0 | 0 | 0 | 0
[10 empty] | 11 | 0 | 0 | 0 | 0
[10 empty] | 12 | 0 | 0 | 0 | 0
[10 empty] | 13 | 0 | 0 | 0 | 0
[10 empty] | 14 | 0 | 0 | 0 | 0
[10 empty] | 15 | 0 | 0 | 0 | 0
[10 empty] | 16 | 0 | 0 | 0 | 0
[10 empty] | 17 | 0 | 0 | 0 | 0
[10 empty] | 18 | 0 | 0 | 0 | 0
[10 empty] | 19 | 0 | 0 | 0 | 0
[10 empty] | 20 | 0 | 0 | 0 | 0
[10 empty] | 21 | 0 | 0 | 0 | 0
[10 empty] | 22 | 0 | 0 | 0 | 0
[10 empty] | 23 | 0 | 0 | 0 | 0
[10 empty] | 24 | 0 | 0 | 0 | 0
[10 empty] | 25 | 0 | 0 | 0 | 0
[10 empty] | 26 | 0 | 0 | 0 | 0
[10 empty] | 27 | 0 | 0 | 0 | 0
[10 empty] | 28 | 0 | 0 | 0 | 0
[10 empty] | 29 | 0 | 0 | 0 | 0
[10 empty] | 30 | 0 | 0 | 0 | 0
[10 empty] | 31 | 0 | 0 | 0 | 0
[10 empty] | 32 | 0 | 0 | 0 | 0
[10 empty] | 33 | 0 | 0 | 0 | 0
[10 empty] | 34 | 0 | 0 | 0 | 0
[10 empty] | 35 | 0 | 0 | 0 | 0
[10 empty] | 36 | 0 | 0 | 0 | 0
[10 empty] | 37 | 0 | 0 | 0 | 0
[10 empty] | 38 | 0 | 0 | 0 | 0
[10 empty] | 39 | 0 | 0 | 0 | 0
[10 empty] | 40 | 0 | 0 | 0 | 0
[10 empty] | 41 | 0 | 0 | 0 | 0
[10 empty] | 42 | 0 | 0 | 0 | 0
[10 empty] | 43 | 0 | 0 | 0 | 0
[10 empty] | 44 | 0 | 0 | 0 | 0
[10 empty] | 45 | 0 | 0 | 0 | 0
[10 empty] | 46 | 0 | 0 | 0 | 0
[10 empty] | 47 | 0 | 0 | 0 | 0
[10 empty] | 48 | 0 | 0 | 0 | 0
[10 empty] | 49 | 0 | 0 | 0 | 0
[10 empty] | 50 | 0 | 0 | 0 | 0
[10 empty] | 51 | 0 | 0 | 0 | 0
[10 empty] | 52 | 0 | 0 | 0 | 0
[10 empty] | 53 | 0 | 0 | 0 | 0
[10 empty] | 54 | 0 | 0 | 0 | 0
[10 empty] | 55 | 0 | 0 | 0 | 0
[10 empty] | 56 | 0 | 0 | 0 | 0
[10 empty] | 57 | 0 | 0 | 0 | 0
[10 empty] | 58 | 0 | 0 | 0 | 0
[10 empty] | 59 | 0 | 0 | 0 | 0
[10 empty] | 60 | 0 | 0 | 0 | 0
[10 empty] | 61 | 0 | 0 | 0 | 0
[10 empty] | 62 | 0 | 0 | 0 | 0
[10 empty] | 63 | 0 | 0 | 0 | 0
[10 empty] | 64 | 0 | 0 | 0 | 0
[10 empty] | 65 | 0 | 0 | 0 | 0
[10 empty] | 66 | 0 | 0 | 0 | 0
[10 empty] | 67 | 0 | 0 | 0 | 0
[10 empty] | 68 | 0 | 0 | 0 | 0
[10 empty] | 69 | 0 | 0 | 0 | 0
[10 empty] | 70 | 0 | 0 | 0 | 0
[10 empty] | 71 | 0 | 0 | 0 | 0
[10 empty] | 72 | 0 | 0 | 0 | 0
[10 empty] | 73 | 0 | 0 | 0 | 0
[10 empty] | 74 | 0 | 0 | 0 | 0
[10 empty] | 75 | 0 | 0 | 0 | 0
[10 empty] | 76 | 0 | 0 | 0 | 0
[10 empty] | 77 | 0 | 0 | 0 | 0
[10 empty] | 78 | 0 | 0 | 0 | 0
[10 empty] | 79 | 0 | 0 | 0 | 0
[10 empty] | 80 | 0 | 0 | 0 | 0
[10 empty] | 81 | 0 | 0 | 0 | 0
[10 empty] | 82 | 0 | 0 | 0 | 0
[10 empty] | 83 | 0 | 0 | 0 | 0
[10 empty] | 84 | 0 | 0 | 0 | 0
[10 empty] | 85 | 0 | 0 | 0 | 0
[10 empty] | 86 | 0 | 0 | 0 | 0
[10 empty] | 87 | 0 | 0 | 0 | 0
[10 empty] | 88 | 0 | 0 | 0 | 0
[10 empty] | 89 | 0 | 0 | 0 | 0
[10 empty] | 90 | 0 | 0 | 0 | 0
[10 empty] | 91 | 0 | 0 | 0 | 0
[10 empty] | 92 | 0 | 0 | 0 | 0
[10 empty] | 93 | 0 | 0 | 0 | 0
[10 empty] | 94 | 0 | 0 | 0 | 0
[10 empty] | 95 | 0 | 0 | 0 | 0
[10 empty] | 96 | 0 | 0 | 0 | 0
[10 empty] | 97 | 0 | 0 | 0 | 0
[10 empty] | 98 | 0 | 0 | 0 | 0
[10 empty] | 99 | 0 | 0 | 0 | 0
[10 empty] | 100 | 0 | 0 | 0 | 0
[10 empty] | 101 | 0 | 0 | 0 | 0
[10 empty] | 102 | 0 | 0 | 0 | 0
[10 empty] | 103 | 0 | 0 | 0 | 0
[10 empty] | 104 | 0 | 0 | 0 | 0
[10 empty] | 105 | 0 | 0 | 0 | 0
[10 empty] | 106 | 0 | 0 | 0 | 0
[10 empty] | 107 | 0 | 0 | 0 | 0
[10 empty] | 108 | 0 | 0 | 0 | 0
[10 empty] | 109 | 0 | 0 | 0 | 0
[10 empty] | 110 | 0 | 0 | 0 | 0
[10 empty] | 111 | 0 | 0 | 0 | 0
[10 empty] | 112 | 0 | 0 | 0 | 0
[10 empty] | 113 | 0 | 0 | 0 | 0
[10 empty] | 114 | 0 | 0 | 0 | 0
[10 empty] | 115 | 0 | 0 | 0 | 0
[10 empty] | 116 | 0 | 0 | 0 | 0
[10 empty] | 117 | 0 | 0 | 0 | 0
[10 empty] | 118 | 0 | 0 | 0 | 0
[10 empty] | 119 | 0 | 0 | 0 | 0
[10 empty] | 120 | 0 | 0 | 0 | 0
[10 empty] | 121 | 0 | 0 | 0 | 0
[10 empty] | 122 | 0 | 0 | 0 | 0
[10 empty] | 123 | 0 | 0 | 0 | 0
[10 empty] | 124 | 0 | 0 | 0 | 0
[10 empty] | 125 | 0 | 0 | 0 | 0
[10 empty] | 126 | 0 | 0 | 0 | 0
[10 empty] | 127 | 0 | 0 | 0 | 0
[10 empty] | 128 | 0 | 0 | 0 | 0
[10 empty] | 129 | 0 | 0 | 0 | 0
[10 empty] | 130 | 0 | 0 | 0 | 0
[10 empty] | 131 | 0 | 0 | 0 | 0
[10 empty] | 132 | 0 | 0 | 0 | 0
[10 empty] | 133 | 0 | 0 | 0 | 0
[10 empty] | 134 | 0 | 0 | 0 | 0
[10 empty] | 135 | 0 | 0 | 0 | 0
[10 empty] | 136 | 0 | 0 | 0 | 0
[10 empty] | 137 | 0 | 0 | 0 | 0
[10 empty] | 138 | 0 | 0 | 0 | 0
[10 empty] | 139 | 0 | 0 | 0 | 0
[10 empty] | 140 | 0 | 0 | 0 | 0
[10 empty] | 141 | 0 | 0 | 0 | 0
[10 empty] | 142 | 0 | 0 | 0 | 0
[10 empty] | 143 | 0 | 0 | 0 | 0
[10 empty] | 144 | 0 | 0 | 0 | 0
[10 empty] | 145 | 0 | 0 | 0 | 0
[10 empty] | 146 | 0 | 0 | 0 | 0
[10 empty] | 147 | 0 | 0 | 0 | 0
[10 empty] | 148 | 0 | 0 | 0 | 0
[10 empty] | 149 | 0 | 0 | 0 | 0
[10 empty] | 150 | 0 | 0 | 0 | 0
[10 empty] | 151 | 0 | 0 | 0 | 0
[10 empty] | 152 | 0 | 0 | 0 | 0
[10 empty] | 153 | 0 | 0 | 0 | 0
[10 empty] | 154 | 0 | 0 | 0 | 0
[10 empty] | 155 | 0 | 0 | 0 | 0
[10 empty] | 156 | 0 | 0 | 0 | 0
[10 empty] | 157 | 0 | 0 | 0 | 0
[10 empty] | 158 | 0 | 0 | 0 | 0
[10 empty] | 159 | 0 | 0 | 0 | 0
[10 empty] | 160 | 0 | 0 | 0 | 0
[10 empty] | 161 | 0 | 0 | 0 | 0
[10 empty] | 162 | 0 | 0 | 0 | 0
[10 empty] | 163 | 0 | 0 | 0 | 0
[10 empty] | 164 | 0 | 0 | 0 | 0
[10 empty] | 165 | 0 | 0 | 0 | 0
[10 empty] | 166 | 0 | 0 | 0 | 0
[10 empty] | 167 | 0 | 0 | 0 | 0
[10 empty] | 168 | 0 | 0 | 0 | 0
[10 empty] | 169 | 0 | 0 | 0 | 0
[10 empty] | 170 | 0 | 0 | 0 | 0
[10 empty] | 171 | 0 | 0 | 0 | 0
[10 empty] | 172 | 0 | 0 | 0 | 0
[10 empty] | 173 | 0 | 0 | 0 | 0
[10 empty] | 174 | 0 | 0 | 0 | 0
[10 empty] | 175 | 0 | 0 | 0 | 0
[10 empty] | 176 | 0 | 0 | 0 | 0
[10 empty] | 177 | 0 | 0 | 0 | 0
[10 empty] | 178 | 0 | 0 | 0 | 0
[10 empty] | 179 | 0 | 0 | 0 | 0
[10 empty] | 180 | 0 | 0 | 0 | 0
[10 empty] | 181 | 0 | 0 | 0 | 0
[10 empty] | 182 | 0 | 0 | 0 | 0
[10 empty] | 183 | 0 | 0 | 0 | 0
[10 empty] | 184 | 0 | 0 | 0 | 0
[10 empty] | 185 | 0 | 0 | 0 | 0
[10 empty] | 186 | 0 | 0 | 0 | 0
[10 empty] | 187 | 0 | 0 | 0 | 0
[10 empty] | 188 | 0 | 0 | 0 | 0
[10 empty] | 189 | 0 | 0 | 0 | 0
[10 empty] | 190 | 0 | 0 | 0 | 0
[10 empty] | 191 | 0 | 0 | 0 | 0
[10 empty] | 192 | 0 | 0 | 0 | 0
[10 empty] | 193 | 0 | 0 | 0 | 0
[10 empty] | 194 | 0 | 0 | 0 | 0
[10 empty] | 195 | 0 | 0 | 0 | 0
[10 empty] | 196 | 0 | 0 | 0 | 0
[10 empty] | 197 | 0 | 0 | 0 | 0
[10 empty] | 198 | 0 | 0 | 0 | 0
[10 empty] | 199 | 0 | 0 | 0 | 0
[10 empty] | 200 | 0 | 0 | 0 | 0
[10 empty] | 201 | 0 | 0 | 0 | 0
[10 empty] | 202 | 0 | 0 | 0 | 0
[10 empty] | 203 | 0 | 0 | 0 | 0
[10 empty] | 204 | 0 | 0 | 0 | 0
[10 empty] | 205 | 0 | 0 | 0 | 0
[10 empty] | 206 | 0 | 0 | 0 | 0
[10 empty] | 207 | 0 | 0 | 0 | 0
[10 empty] | 208 | 0 | 0 | 0 | 0
[10 empty] | 209 | 0 | 0 | 0 | 0
[10 empty] | 210 | 0 | 0 | 0 | 0
[10 empty] | 211 | 0 | 0 | 0 | 0
[10 empty] | 212 | 0 | 0 | 0 | 0
[10 empty] | 213 | 0 | 0 | 0 | 0
[10 empty] | 214 | 0 | 0 | 0 | 0
[10 empty] | 215 | 0 | 0 | 0 | 0
[10 empty] | 216 | 0 | 0 | 0 | 0
[10 empty] | 217 | 0 | 0 | 0 | 0
[10 empty] | 218 | 0 | 0 | 0 | 0
[10 empty] | 219 | 0 | 0 | 0 | 0
[10 empty] | 220 | 0 | 0 | 0 | 0
[10 empty] | 221 | 0 | 0 | 0 | 0
[10 empty] | 222 | 0 | 0 | 0 | 0
[10 empty] | 223 | 0 | 0 | 0 | 0
[10 empty] | 224 | 0 | 0 | 0 | 0
[10 empty] | 225 | 0 | 0 | 0 | 0
[10 empty] | 226 | 0 | 0 | 0 | 0
[10 empty] | 227 | 0 | 0 | 0 | 0
[10 empty] | 228 | 0 | 0 | 0 | 0
[10 empty] | 229 | 0 | 0 | 0 | 0
[10 empty] | 230 | 0 | 0 | 0 | 0
[10 empty] | 231 | 0 | 0 | 0 | 0
[10 empty] | 232 | 0 | 0 | 0 | 0
[10 empty] | 233 | 0 | 0 | 0 | 0
[10 empty] | 234 | 0 | 0 | 0 | 0
[10 empty] | 235 | 0 | 0 | 0 | 0
[10 empty] | 236 | 0 | 0 | 0 | 0
[10 empty] | 237 | 0 | 0 | 0 | 0
[10 empty] | 238 | 0 | 0 | 0 | 0
[10 empty] | 239 | 0 | 0 | 0 | 0
[10 empty] | 240 | 0 | 0 | 0 | 0
[10 empty] | 241 | 0 | 0 | 0 | 0
[10 empty] | 242 | 0 | 0 | 0 | 0
[10 empty] | 243 | 0 | 0 | 0 | 0
[10 empty] | 244 | 0 | 0 | 0 | 0
[10 empty] | 245 | 0 | 0 | 0 | 0
[10 empty] | 246 | 0 | 0 | 0 | 0
[10 empty] | 247 | 0 | 0 | 0 | 0
[10 empty] | 248 | 0 | 0 | 0 | 0
[10 empty] | 249 | 0 | 0 | 0 | 0
[10 empty] | 250 | 0 | 0 | 0 | 0
[10 empty] | 251 | 0 | 0 | 0 | 0
[10 empty] | 252 | 0 | 0 | 0 | 0
[10 empty] | 253 | 0 | 0 | 0 | 0
[10 empty] | 254 | 0 | 0 | 0 | 0
[10 empty] | 255 | 0 | 0 | 0 | 0
[10 empty] | 256 | 0 | 0 | 0 | 0
[10 empty] | 257 | 0 | 0 | 0 | 0
[10 empty] | 258 | 0 | 0 | 0 | 0
[10 empty] | 259 | 0 | 0 | 0 | 0
[10 empty] | 260 | 0 | 0 | 0 | 0
[10 empty] | 261 | 0 | 0 | 0 | 0
[10 empty] | 262 | 0 | 0 | 0 | 0
[10 empty] | 263 | 0 | 0 | 0 | 0
[10 empty] | 264 | 0 | 0 | 0 | 0
[10 empty] | 265 | 0 | 0 | 0 | 0
[10 empty] | 266 | 0 | 0 | 0 | 0
[10 empty] | 267 | 0 | 0 | 0 | 0
[10 empty] | 268 | 0 | 0 | 0 | 0
[10 empty] | 269 | 0 | 0 | 0 | 0
[10 empty] | 270 | 0 | 0 | 0 | 0
[10 empty] | 271 | 0 | 0 | 0 | 0
[10 empty] | 272 | 0 | 0 | 0 | 0
[10 empty] | 273 | 0 | 0 | 0 | 0
[10 empty] | 274 | 0 | 0 | 0 | 0
[10 empty] | 275 | 0 | 0 | 0 | 0
[10 empty] | 276 | 0 | 0 | 0 | 0
[10 empty] | 277 | 0 | 0 | 0 | 0
[10 empty] | 278 | 0 | 0 | 0 | 0
[10 empty] | 279 | 0 | 0 | 0 | 0
[10 empty] | 280 | 0 | 0 | 0 | 0
[10 empty] | 281 | 0 | 0 | 0 | 0
[10 empty] | 282 | 0 | 0 | 0 | 0
[10 empty] | 283 | 0 | 0 | 0 | 0
[10 empty] | 284 | 0 | 0 | 0 | 0
[10 empty] | 285 | 0 | 0 | 0 | 0
[10 empty] | 286 | 0 | 0 | 0 | 0
[10 empty] | 287 | 0 | 0 | 0 | 0
[10 empty] | 288 | 0 | 0 | 0 | 0
[10 empty] | 289 | 0 | 0 | 0 | 0
[10 empty] | 290 | 0 | 0 | 0 | 0
[10 empty] | 291 | 0 | 0 | 0 | 0
[10 empty] | 292 | 0 | 0 | 0 | 0
[10 empty] | 293 | 0 | 0 | 0 | 0
[10 empty] | 294 | 0 | 0 | 0 | 0
[10 empty] | 295 | 0 | 0 | 0 | 0
[10 empty] | 296 | 0 | 0 | 0 | 0
[10 empty] | 297 | 0 | 0 | 0 | 0
[10 empty] | 298 | 0 | 0 | 0 | 0
[10 empty] | 299 | 0 | 0 | 0 | 0
[10 empty] | 300 | 0 | 0 | 0 | 0
[10 empty] | 301 | 0 | 0 | 0 | 0
[10 empty] | 302 | 0 | 0 | 0 | 0
[10 empty] | 303 | 0 | 0 | 0 | 0
[10 empty] | 304 | 0 | 0 | 0 | 0
[10 empty] | 305 | 0 | 0 | 0 | 0
[10 empty] | 306 | 0 | 0 | 0 | 0
[10 empty] | 307 | 0 | 0 | 0 | 0
[10 empty] | 308 | 0 | 0 | 0 | 0
[10 empty] | 309 | 0 | 0 | 0 | 0
[10 empty] | 310 | 0 | 0 | 0 | 0
[10 empty] | 311 | 0 | 0 | 0 | 0
[10 empty] | 312 | 0 | 0 | 0 | 0
[10 empty] | 313 | 0 | 0 | 0 | 0
[10 empty] | 314 | 0 | 0 | 0 | 0
[10 empty] | 315 | 0 | 0 | 0 | 0
[10 empty] | 316 | 0 | 0 | 0 | 0
[10 empty] | 317 | 0 | 0 | 0 | 0
[10 empty] | 318 | 0 | 0 | 0 | 0
[10 empty] | 319 | 0 | 0 | 0 | 0
[10 empty] | 320 | 0 | 0 | 0 | 0
[10 empty] | 321 | 0 | 0 | 0 | 0
[10 empty] | 322 | 0 | 0 | 0 | 0
[10 empty] | 323 | 0 | 0 | 0 | 0
[10 empty] | 324 | 0 | 0 | 0 | 0
[10 empty] | 325 | 0 | 0 | 0 | 0
[10 empty] | 326 | 0 | 0 | 0 | 0
[10 empty] | 327 | 0 | 0 | 0 | 0
[10 empty] | 328 | 0 | 0 | 0 | 0
[10 empty] | 329 | 0 | 0 | 0 | 0
[10 empty] | 330 | 0 | 0 | 0 | 0
[10 empty] | 331 | 0 | 0 | 0 | 0
[10 empty] | 332 | 0 | 0 | 0 | 0
[10 empty] | 333 | 0 | 0 | 0 | 0
[10 empty] | 334 | 0 | 0 | 0 | 0
[10 empty] | 335 | 0 | 0 | 0 | 0
[10 empty] | 336 | 0 | 0 | 0 | 0
[10 empty] | 337 | 0 | 0 | 0 | 0
[10 empty] | 338 | 0 | 0 | 0 | 0
[10 empty] | 339 | 0 | 0 | 0 | 0
[10 empty] | 340 | 0 | 0 | 0 | 0
[10 empty] | 341 | 0 | 0 | 0 | 0
[10 empty] | 342 | 0 | 0 | 0 | 0
[10 empty] | 343 | 0 | 0 | 0 | 0
[10 empty] | 344 | 0 | 0 | 0 | 0
[10 empty] | 345 | 0 | 0 | 0 | 0
[10 empty] | 346 | 0 | 0 | 0 | 0
[10 empty] | 347 | 0 | 0 | 0 | 0
[10 empty] | 348 | 0 | 0 | 0 | 0
[10 empty] | 349 | 0 | 0 | 0 | 0
[10 empty] | 350 | 0 | 0 | 0 | 0
[10 empty] | 351 | 0 | 0 | 0 | 0
[10 empty] | 352 | 0 | 0 | 0 | 0
[10 empty] | 353 | 0 | 0 | 0 | 0
[10 empty] | 354 | 0 | 0 | 0 | 0
[10 empty] | 355 | 0 | 0 | 0 | 0
[10 empty] | 356 | 0 | 0 | 0 | 0
[10 empty] | 357 | 0 | 0 | 0 | 0
[10 empty] | 358 | 0 | 0 | 0 | 0
[10 empty] | 359 | 0 | 0 | 0 | 0
[10 empty] | 360 | 0 | 0 | 0 | 0
[10 empty] | 361 | 0 | 0 | 0 | 0
[10 empty] | 362 | 0 | 0 | 0 | 0
[10 empty] | 363 | 0 | 0 | 0 | 0
[10 empty] | 364 | 0 | 0 | 0 | 0
[10 empty] | 365 | 0 | 0 | 0 | 0
[10 empty] | 366 | 0 | 0 | 0 | 0
[10 empty] | 367 | 0 | 0 | 0 | 0
[10 empty] | 368 | 0 | 0 | 0 | 0
[10 empty] | 369 | 0 | 0 | 0 | 0
[10 empty] | 370 | 0 | 0 | 0 | 0
[10 empty] | 371 | 0 | 0 | 0 | 0
[10 empty] | 372 | 0 | 0 | 0 | 0
[10 empty] | 373 | 0 | 0 | 0 | 0
[10 empty] | 374 | 0 | 0 | 0 | 0
[10 empty] | 375 | 0 | 0 | 0 | 0
[10 empty] | 376 | 0 | 0 | 0 | 0
[10 empty] | 377 | 0 | 0 | 0 | 0
[10 empty] | 378 | 0 | 0 | 0 | 0
[10 empty] | 379 | 0 | 0 | 0 | 0
[10 empty] | 380 | 0 | 0 | 0 | 0
[10 empty] | 381 | 0 | 0 | 0 | 0
[10 empty] | 382 | 0 | 0 | 0 | 0
[10 empty] | 383 | 0 | 0 | 0 | 0
[10 empty] | 384 | 0 | 0 | 0 | 0
[10 empty] | 385 | 0 | 0 | 0 | 0
[10 empty] | 386 | 0 | 0 | 0 | 0
[10 empty] | 387 | 0 | 0 | 0 | 0
[10 empty] | 388 | 0 | 0 | 0 | 0
[10 empty] | 389 | 0 | 0 | 0 | 0
[10 empty] | 390 | 0 | 0 | 0 | 0
[10 empty] | 391 | 0 | 0 | 0 | 0
[10 empty] | 392 | 0 | 0 | 0 | 0
[10 empty] | 393 | 0 | 0 | 0 | 0
[10 empty] | 394 | 0 | 0 | 0 | 0
[10 empty] | 395 | 0 | 0 | 0 | 0
[10 empty] | 396 | 0 | 0 | 0 | 0
[10 empty] | 397 | 0 | 0 | 0 | 0
[10 empty] | 398 | 0 | 0 | 0 | 0
[10 empty] | 399 | 0 | 0 | 0 | 0
[10 empty] | 400 | 0 | 0 | 0 | 0
[10 empty] | 401 | 0 | 0 | 0 | 0
[10 empty] | 402 | 0 | 0 | 0 | 0
[10 empty] | 403 | 0 | 0 | 0 | 0
[10 empty] | 404 | 0 | 0 | 0 | 0
[10 empty] | 405 | 0 | 0 | 0 | 0
[10 empty] | 406 | 0 | 0 | 0 | 0
[10 empty] | 407 | 0 | 0 | 0 | 0
[10 empty] | 408 | 0 | 0 | 0 | 0
[10 empty] | 409 | 0 | 0 | 0 | 0
[10 empty] | 410 | 0 | 0 | 0 | 0
[10 empty] | 411 | 0 | 0 | 0 | 0
[10 empty] | 412 | 0 | 0 | 0 | 0
[10 empty] | 413 | 0 | 0 | 0 | 0
[10 empty] | 414 | 0 | 0 | 0 | 0
[10 empty] | 415 | 0 | 0 | 0 | 0
[10 empty] | 416 | 0 | 0 | 0 | 0
[10 empty] | 417 | 0 | 0 | 0 | 0
[10 empty] | 418 | 0 | 0 | 0 | 0
[10 empty] | 419 | 0 | 0 | 0 | 0
[10 empty] | 420 | 0 | 0 | 0 | 0
[10 empty] | - | - | - | - | -
[11 empty] | Equals: Amount To Accrue | 0 | 0 | 0 | 0

## Polk Unit #5
TAMPA ELECTRIC COMPANY | [10 empty] | TAMPA ELECTRIC COMPANY | [11 empty] | FOSSIL-FUELED GENERATING STATIONS
PROJECTED FUTURE DOLLAR DISMANTLEMENT COST BY PLANT | [10 empty] | COMPUTATION OF ANNUAL ACCRUAL | [11 empty] | ESTIMATED FUTURE DOLLAR DISMANTLEMENT COST
| Intitial Cost |  |  |  |  | Cost |  |  |  |  | Polk Unit #5 | Total | Labor | Mat & Eq | Disposal | Salvage | [12 empty] | Total
| Estimates | Capital | Dismantlement | Cost | Inflation | Estimate in | Start | Inflation | Future |  | Year of Study | 2022 | [13 empty] | Capital | Dismantlement | Accumlated | Future
| Are in ___ | Recovery | Component | Estimate | Compound | 2022 | Year of | Compound | Dollar |  | Capital Recovery Year | 2047 | [11 empty] | Recovery | Study | Recovery | Cost at | Reserve @ 12/31/2021 | Dollar
PLANT | Dollars | Year | Costs | Per Study | Multiplier | Dollars | Expenditure | Multiplier | Cost |  | Cost @ Study Year 2022 | 0 | 0 | 0 | 0 | 0 | [6 empty] | PLANT | Period | Date | Year | Study Date |  | Cost
- | - | - | - | - | - | - | - | - | - |  | Total Future Exp | 0 | 0 | 0 | 0 | 0 | [6 empty] | - | - | - | - | - | - | -
Polk Unit #5 | 2020 | 2047 | Labor | 0 | 1.0575 | 0 | 2048 | 1.8949 | 0 |  | Amount To Accrue | 0 | 0 | 0 | 0 | 0 | [6 empty] | Polk Unit #5 | 25 | 2022 | 2047 | 0 | 0 | 0 | 0
|  |  | Materials & Eq | 0 | 1.0582 | 0 |  | 1.8826 | 0 |  | PV of Amount to Accrue | 0 | 0 | 0 | 0 | 0
|  |  | Disposal | 0 | 1.0396 | 0 |  | 1.6614 | 0 |  | Capital Recovery Years | 25
|  |  | Salvage | 0 | 1.0582 | 0 |  | 1.8826 | 0 |  | Compound Average Growth | 0% | 0% | 0% | 0% | 0%
|  |  |  | - |  | - |  |  | - |  | First Year 2022 Accrual | 0 | 0 | 0 | 0 | 0
|  |  |  | 0 |  | 0 |  |  | 0 |  | - | - | - | - | - | -
[10 empty] | 0 | Reserve @ 12/31/2021 | 0 | 0 | 0 | 0 | 0 | 4-yr Avg | Labor | Mat & Eq | Disposal | Salvage | 0
| Per Last Unit | 2057 | [7 empty] | 1 | 2022 | 0 | 0 | 0 | 0 | 0
| Station Analysis | [8 empty] | 2 | 2023 | 0 | 0 | 0 | 0 | 0
[10 empty] | 3 | 2024 | 0 | 0 | 0 | 0 | 0
[10 empty] | 4 | 2025 | 0 | 0 | 0 | 0 | 0 | 0 | 0 | 0 | 0 | 0 | 0
[10 empty] | 5 | 2026 | 0 | 0 | 0 | 0 | 0
[10 empty] | 6 | 2027 | 0 | 0 | 0 | 0 | 0
[10 empty] | 7 | 2028 | 0 | 0 | 0 | 0 | 0
[10 empty] | 8 | 2029 | 0 | 0 | 0 | 0 | 0 | 0 | 0 | 0 | 0 | 0 | 0
[10 empty] | 9 | 2030 | 0 | 0 | 0 | 0 | 0
[10 empty] | 10 | 2031 | 0 | 0 | 0 | 0 | 0
[10 empty] | 11 | 2032 | 0 | 0 | 0 | 0 | 0
[10 empty] | 12 | 2033 | 0 | 0 | 0 | 0 | 0 | 0 | 0 | 0 | 0 | 0 | 0
[10 empty] | 13 | 2034 | 0 | 0 | 0 | 0 | 0
[10 empty] | 14 | 2035 | 0 | 0 | 0 | 0 | 0
[10 empty] | 15 | 2036 | 0 | 0 | 0 | 0 | 0
[10 empty] | 16 | 2037 | 0 | 0 | 0 | 0 | 0 | 0 | 0 | 0 | 0 | 0 | 0
[10 empty] | 17 | 2038 | 0 | 0 | 0 | 0 | 0
[10 empty] | 18 | 2039 | 0 | 0 | 0 | 0 | 0
[10 empty] | 19 | 2040 | 0 | 0 | 0 | 0 | 0
[10 empty] | 20 | 2041 | 0 | 0 | 0 | 0 | 0 | 0 | 0 | 0 | 0 | 0 | 0
[10 empty] | 21 | 2042 | 0 | 0 | 0 | 0 | 0
[10 empty] | 22 | 2043 | 0 | 0 | 0 | 0 | 0
[10 empty] | 23 | 2044 | 0 | 0 | 0 | 0 | 0
[10 empty] | 24 | 2045 | 0 | 0 | 0 | 0 | 0 | 0 | 0 | 0 | 0 | 0 | 0
[10 empty] | 25 | 2046 | 0 | 0 | 0 | 0 | 0
[10 empty] | 26 | 2047 | 0 | 0 | 0 | 0 | 0
[10 empty] | 27 | 2048 | 0 | 0 | 0 | 0 | 0
[10 empty] | 28 | 2049 | 0 | 0 | 0 | 0 | 0 | 0 | 0 | 0 | 0 | 0 | 0
[10 empty] | 29 | 2050 | 0 | 0 | 0 | 0 | 0
[10 empty] | 30 | 2051 | 0 | 0 | 0 | 0 | 0
[10 empty] | 31 | 2052 | 0 | 0 | 0 | 0 | 0
[10 empty] | 32 | 2053 | 0 | 0 | 0 | 0 | 0 | 0 | 0 | 0 | 0 | 0 | 0
[10 empty] | 33 | 2054 | 0 | 0 | 0 | 0 | 0
[10 empty] | 34 | 2055 | 0 | 0 | 0 | 0 | 0
[10 empty] | 35 | 2056 | 0 | 0 | 0 | 0 | 0
[10 empty] | 36 | 2057 | 0 | 0 | 0 | 0 | 0 | 0 | 0 | 0 | 0 | 0 | 0
[10 empty] | 37 | 2058 | 0 | 0 | 0 | 0 | 0
[10 empty] | 38 | 2059 | 0 | 0 | 0 | 0 | 0
[10 empty] | 39 | 2060 | 0 | 0 | 0 | 0 | 0
[10 empty] | 40 | 2061 | 0 | 0 | 0 | 0 | 0 | 0 | 0 | 0 | 0 | 0 | 0
[11 empty] | - | - | - | - | - | -
[11 empty] | Equals: Amount To Accrue | 0 | 0 | 0 | 0 | 0
[12 empty] | 0 | 0 | 0 | 0 | 0 | 0
[11 empty] | Earnings Rate | 0%
[11 empty] | Monthly Rate | 0%
[11 empty] | Amount To Accrue | 0
[11 empty] | PV of Amount to Accrue | 0
[11 empty] | Months to Accrue | 300
[11 empty] | Monthly Amount | 0
[11 empty] | - | - | - | -
[10 empty] | 1 | 0 | 0 | 0 | 0
[10 empty] | 2 | 0 | 0 | 0 | 0
[10 empty] | 3 | 0 | 0 | 0 | 0
[10 empty] | 4 | 0 | 0 | 0 | 0
[10 empty] | 5 | 0 | 0 | 0 | 0
[10 empty] | 6 | 0 | 0 | 0 | 0
[10 empty] | 7 | 0 | 0 | 0 | 0
[10 empty] | 8 | 0 | 0 | 0 | 0
[10 empty] | 9 | 0 | 0 | 0 | 0
[10 empty] | 10 | 0 | 0 | 0 | 0
[10 empty] | 11 | 0 | 0 | 0 | 0
[10 empty] | 12 | 0 | 0 | 0 | 0
[10 empty] | 13 | 0 | 0 | 0 | 0
[10 empty] | 14 | 0 | 0 | 0 | 0
[10 empty] | 15 | 0 | 0 | 0 | 0
[10 empty] | 16 | 0 | 0 | 0 | 0
[10 empty] | 17 | 0 | 0 | 0 | 0
[10 empty] | 18 | 0 | 0 | 0 | 0
[10 empty] | 19 | 0 | 0 | 0 | 0
[10 empty] | 20 | 0 | 0 | 0 | 0
[10 empty] | 21 | 0 | 0 | 0 | 0
[10 empty] | 22 | 0 | 0 | 0 | 0
[10 empty] | 23 | 0 | 0 | 0 | 0
[10 empty] | 24 | 0 | 0 | 0 | 0
[10 empty] | 25 | 0 | 0 | 0 | 0
[10 empty] | 26 | 0 | 0 | 0 | 0
[10 empty] | 27 | 0 | 0 | 0 | 0
[10 empty] | 28 | 0 | 0 | 0 | 0
[10 empty] | 29 | 0 | 0 | 0 | 0
[10 empty] | 30 | 0 | 0 | 0 | 0
[10 empty] | 31 | 0 | 0 | 0 | 0
[10 empty] | 32 | 0 | 0 | 0 | 0
[10 empty] | 33 | 0 | 0 | 0 | 0
[10 empty] | 34 | 0 | 0 | 0 | 0
[10 empty] | 35 | 0 | 0 | 0 | 0
[10 empty] | 36 | 0 | 0 | 0 | 0
[10 empty] | 37 | 0 | 0 | 0 | 0
[10 empty] | 38 | 0 | 0 | 0 | 0
[10 empty] | 39 | 0 | 0 | 0 | 0
[10 empty] | 40 | 0 | 0 | 0 | 0
[10 empty] | 41 | 0 | 0 | 0 | 0
[10 empty] | 42 | 0 | 0 | 0 | 0
[10 empty] | 43 | 0 | 0 | 0 | 0
[10 empty] | 44 | 0 | 0 | 0 | 0
[10 empty] | 45 | 0 | 0 | 0 | 0
[10 empty] | 46 | 0 | 0 | 0 | 0
[10 empty] | 47 | 0 | 0 | 0 | 0
[10 empty] | 48 | 0 | 0 | 0 | 0
[10 empty] | 49 | 0 | 0 | 0 | 0
[10 empty] | 50 | 0 | 0 | 0 | 0
[10 empty] | 51 | 0 | 0 | 0 | 0
[10 empty] | 52 | 0 | 0 | 0 | 0
[10 empty] | 53 | 0 | 0 | 0 | 0
[10 empty] | 54 | 0 | 0 | 0 | 0
[10 empty] | 55 | 0 | 0 | 0 | 0
[10 empty] | 56 | 0 | 0 | 0 | 0
[10 empty] | 57 | 0 | 0 | 0 | 0
[10 empty] | 58 | 0 | 0 | 0 | 0
[10 empty] | 59 | 0 | 0 | 0 | 0
[10 empty] | 60 | 0 | 0 | 0 | 0
[10 empty] | 61 | 0 | 0 | 0 | 0
[10 empty] | 62 | 0 | 0 | 0 | 0
[10 empty] | 63 | 0 | 0 | 0 | 0
[10 empty] | 64 | 0 | 0 | 0 | 0
[10 empty] | 65 | 0 | 0 | 0 | 0
[10 empty] | 66 | 0 | 0 | 0 | 0
[10 empty] | 67 | 0 | 0 | 0 | 0
[10 empty] | 68 | 0 | 0 | 0 | 0
[10 empty] | 69 | 0 | 0 | 0 | 0
[10 empty] | 70 | 0 | 0 | 0 | 0
[10 empty] | 71 | 0 | 0 | 0 | 0
[10 empty] | 72 | 0 | 0 | 0 | 0
[10 empty] | 73 | 0 | 0 | 0 | 0
[10 empty] | 74 | 0 | 0 | 0 | 0
[10 empty] | 75 | 0 | 0 | 0 | 0
[10 empty] | 76 | 0 | 0 | 0 | 0
[10 empty] | 77 | 0 | 0 | 0 | 0
[10 empty] | 78 | 0 | 0 | 0 | 0
[10 empty] | 79 | 0 | 0 | 0 | 0
[10 empty] | 80 | 0 | 0 | 0 | 0
[10 empty] | 81 | 0 | 0 | 0 | 0
[10 empty] | 82 | 0 | 0 | 0 | 0
[10 empty] | 83 | 0 | 0 | 0 | 0
[10 empty] | 84 | 0 | 0 | 0 | 0
[10 empty] | 85 | 0 | 0 | 0 | 0
[10 empty] | 86 | 0 | 0 | 0 | 0
[10 empty] | 87 | 0 | 0 | 0 | 0
[10 empty] | 88 | 0 | 0 | 0 | 0
[10 empty] | 89 | 0 | 0 | 0 | 0
[10 empty] | 90 | 0 | 0 | 0 | 0
[10 empty] | 91 | 0 | 0 | 0 | 0
[10 empty] | 92 | 0 | 0 | 0 | 0
[10 empty] | 93 | 0 | 0 | 0 | 0
[10 empty] | 94 | 0 | 0 | 0 | 0
[10 empty] | 95 | 0 | 0 | 0 | 0
[10 empty] | 96 | 0 | 0 | 0 | 0
[10 empty] | 97 | 0 | 0 | 0 | 0
[10 empty] | 98 | 0 | 0 | 0 | 0
[10 empty] | 99 | 0 | 0 | 0 | 0
[10 empty] | 100 | 0 | 0 | 0 | 0
[10 empty] | 101 | 0 | 0 | 0 | 0
[10 empty] | 102 | 0 | 0 | 0 | 0
[10 empty] | 103 | 0 | 0 | 0 | 0
[10 empty] | 104 | 0 | 0 | 0 | 0
[10 empty] | 105 | 0 | 0 | 0 | 0
[10 empty] | 106 | 0 | 0 | 0 | 0
[10 empty] | 107 | 0 | 0 | 0 | 0
[10 empty] | 108 | 0 | 0 | 0 | 0
[10 empty] | 109 | 0 | 0 | 0 | 0
[10 empty] | 110 | 0 | 0 | 0 | 0
[10 empty] | 111 | 0 | 0 | 0 | 0
[10 empty] | 112 | 0 | 0 | 0 | 0
[10 empty] | 113 | 0 | 0 | 0 | 0
[10 empty] | 114 | 0 | 0 | 0 | 0
[10 empty] | 115 | 0 | 0 | 0 | 0
[10 empty] | 116 | 0 | 0 | 0 | 0
[10 empty] | 117 | 0 | 0 | 0 | 0
[10 empty] | 118 | 0 | 0 | 0 | 0
[10 empty] | 119 | 0 | 0 | 0 | 0
[10 empty] | 120 | 0 | 0 | 0 | 0
[10 empty] | 121 | 0 | 0 | 0 | 0
[10 empty] | 122 | 0 | 0 | 0 | 0
[10 empty] | 123 | 0 | 0 | 0 | 0
[10 empty] | 124 | 0 | 0 | 0 | 0
[10 empty] | 125 | 0 | 0 | 0 | 0
[10 empty] | 126 | 0 | 0 | 0 | 0
[10 empty] | 127 | 0 | 0 | 0 | 0
[10 empty] | 128 | 0 | 0 | 0 | 0
[10 empty] | 129 | 0 | 0 | 0 | 0
[10 empty] | 130 | 0 | 0 | 0 | 0
[10 empty] | 131 | 0 | 0 | 0 | 0
[10 empty] | 132 | 0 | 0 | 0 | 0
[10 empty] | 133 | 0 | 0 | 0 | 0
[10 empty] | 134 | 0 | 0 | 0 | 0
[10 empty] | 135 | 0 | 0 | 0 | 0
[10 empty] | 136 | 0 | 0 | 0 | 0
[10 empty] | 137 | 0 | 0 | 0 | 0
[10 empty] | 138 | 0 | 0 | 0 | 0
[10 empty] | 139 | 0 | 0 | 0 | 0
[10 empty] | 140 | 0 | 0 | 0 | 0
[10 empty] | 141 | 0 | 0 | 0 | 0
[10 empty] | 142 | 0 | 0 | 0 | 0
[10 empty] | 143 | 0 | 0 | 0 | 0
[10 empty] | 144 | 0 | 0 | 0 | 0
[10 empty] | 145 | 0 | 0 | 0 | 0
[10 empty] | 146 | 0 | 0 | 0 | 0
[10 empty] | 147 | 0 | 0 | 0 | 0
[10 empty] | 148 | 0 | 0 | 0 | 0
[10 empty] | 149 | 0 | 0 | 0 | 0
[10 empty] | 150 | 0 | 0 | 0 | 0
[10 empty] | 151 | 0 | 0 | 0 | 0
[10 empty] | 152 | 0 | 0 | 0 | 0
[10 empty] | 153 | 0 | 0 | 0 | 0
[10 empty] | 154 | 0 | 0 | 0 | 0
[10 empty] | 155 | 0 | 0 | 0 | 0
[10 empty] | 156 | 0 | 0 | 0 | 0
[10 empty] | 157 | 0 | 0 | 0 | 0
[10 empty] | 158 | 0 | 0 | 0 | 0
[10 empty] | 159 | 0 | 0 | 0 | 0
[10 empty] | 160 | 0 | 0 | 0 | 0
[10 empty] | 161 | 0 | 0 | 0 | 0
[10 empty] | 162 | 0 | 0 | 0 | 0
[10 empty] | 163 | 0 | 0 | 0 | 0
[10 empty] | 164 | 0 | 0 | 0 | 0
[10 empty] | 165 | 0 | 0 | 0 | 0
[10 empty] | 166 | 0 | 0 | 0 | 0
[10 empty] | 167 | 0 | 0 | 0 | 0
[10 empty] | 168 | 0 | 0 | 0 | 0
[10 empty] | 169 | 0 | 0 | 0 | 0
[10 empty] | 170 | 0 | 0 | 0 | 0
[10 empty] | 171 | 0 | 0 | 0 | 0
[10 empty] | 172 | 0 | 0 | 0 | 0
[10 empty] | 173 | 0 | 0 | 0 | 0
[10 empty] | 174 | 0 | 0 | 0 | 0
[10 empty] | 175 | 0 | 0 | 0 | 0
[10 empty] | 176 | 0 | 0 | 0 | 0
[10 empty] | 177 | 0 | 0 | 0 | 0
[10 empty] | 178 | 0 | 0 | 0 | 0
[10 empty] | 179 | 0 | 0 | 0 | 0
[10 empty] | 180 | 0 | 0 | 0 | 0
[10 empty] | 181 | 0 | 0 | 0 | 0
[10 empty] | 182 | 0 | 0 | 0 | 0
[10 empty] | 183 | 0 | 0 | 0 | 0
[10 empty] | 184 | 0 | 0 | 0 | 0
[10 empty] | 185 | 0 | 0 | 0 | 0
[10 empty] | 186 | 0 | 0 | 0 | 0
[10 empty] | 187 | 0 | 0 | 0 | 0
[10 empty] | 188 | 0 | 0 | 0 | 0
[10 empty] | 189 | 0 | 0 | 0 | 0
[10 empty] | 190 | 0 | 0 | 0 | 0
[10 empty] | 191 | 0 | 0 | 0 | 0
[10 empty] | 192 | 0 | 0 | 0 | 0
[10 empty] | 193 | 0 | 0 | 0 | 0
[10 empty] | 194 | 0 | 0 | 0 | 0
[10 empty] | 195 | 0 | 0 | 0 | 0
[10 empty] | 196 | 0 | 0 | 0 | 0
[10 empty] | 197 | 0 | 0 | 0 | 0
[10 empty] | 198 | 0 | 0 | 0 | 0
[10 empty] | 199 | 0 | 0 | 0 | 0
[10 empty] | 200 | 0 | 0 | 0 | 0
[10 empty] | 201 | 0 | 0 | 0 | 0
[10 empty] | 202 | 0 | 0 | 0 | 0
[10 empty] | 203 | 0 | 0 | 0 | 0
[10 empty] | 204 | 0 | 0 | 0 | 0
[10 empty] | 205 | 0 | 0 | 0 | 0
[10 empty] | 206 | 0 | 0 | 0 | 0
[10 empty] | 207 | 0 | 0 | 0 | 0
[10 empty] | 208 | 0 | 0 | 0 | 0
[10 empty] | 209 | 0 | 0 | 0 | 0
[10 empty] | 210 | 0 | 0 | 0 | 0
[10 empty] | 211 | 0 | 0 | 0 | 0
[10 empty] | 212 | 0 | 0 | 0 | 0
[10 empty] | 213 | 0 | 0 | 0 | 0
[10 empty] | 214 | 0 | 0 | 0 | 0
[10 empty] | 215 | 0 | 0 | 0 | 0
[10 empty] | 216 | 0 | 0 | 0 | 0
[10 empty] | 217 | 0 | 0 | 0 | 0
[10 empty] | 218 | 0 | 0 | 0 | 0
[10 empty] | 219 | 0 | 0 | 0 | 0
[10 empty] | 220 | 0 | 0 | 0 | 0
[10 empty] | 221 | 0 | 0 | 0 | 0
[10 empty] | 222 | 0 | 0 | 0 | 0
[10 empty] | 223 | 0 | 0 | 0 | 0
[10 empty] | 224 | 0 | 0 | 0 | 0
[10 empty] | 225 | 0 | 0 | 0 | 0
[10 empty] | 226 | 0 | 0 | 0 | 0
[10 empty] | 227 | 0 | 0 | 0 | 0
[10 empty] | 228 | 0 | 0 | 0 | 0
[10 empty] | 229 | 0 | 0 | 0 | 0
[10 empty] | 230 | 0 | 0 | 0 | 0
[10 empty] | 231 | 0 | 0 | 0 | 0
[10 empty] | 232 | 0 | 0 | 0 | 0
[10 empty] | 233 | 0 | 0 | 0 | 0
[10 empty] | 234 | 0 | 0 | 0 | 0
[10 empty] | 235 | 0 | 0 | 0 | 0
[10 empty] | 236 | 0 | 0 | 0 | 0
[10 empty] | 237 | 0 | 0 | 0 | 0
[10 empty] | 238 | 0 | 0 | 0 | 0
[10 empty] | 239 | 0 | 0 | 0 | 0
[10 empty] | 240 | 0 | 0 | 0 | 0
[10 empty] | 241 | 0 | 0 | 0 | 0
[10 empty] | 242 | 0 | 0 | 0 | 0
[10 empty] | 243 | 0 | 0 | 0 | 0
[10 empty] | 244 | 0 | 0 | 0 | 0
[10 empty] | 245 | 0 | 0 | 0 | 0
[10 empty] | 246 | 0 | 0 | 0 | 0
[10 empty] | 247 | 0 | 0 | 0 | 0
[10 empty] | 248 | 0 | 0 | 0 | 0
[10 empty] | 249 | 0 | 0 | 0 | 0
[10 empty] | 250 | 0 | 0 | 0 | 0
[10 empty] | 251 | 0 | 0 | 0 | 0
[10 empty] | 252 | 0 | 0 | 0 | 0
[10 empty] | 253 | 0 | 0 | 0 | 0
[10 empty] | 254 | 0 | 0 | 0 | 0
[10 empty] | 255 | 0 | 0 | 0 | 0
[10 empty] | 256 | 0 | 0 | 0 | 0
[10 empty] | 257 | 0 | 0 | 0 | 0
[10 empty] | 258 | 0 | 0 | 0 | 0
[10 empty] | 259 | 0 | 0 | 0 | 0
[10 empty] | 260 | 0 | 0 | 0 | 0
[10 empty] | 261 | 0 | 0 | 0 | 0
[10 empty] | 262 | 0 | 0 | 0 | 0
[10 empty] | 263 | 0 | 0 | 0 | 0
[10 empty] | 264 | 0 | 0 | 0 | 0
[10 empty] | 265 | 0 | 0 | 0 | 0
[10 empty] | 266 | 0 | 0 | 0 | 0
[10 empty] | 267 | 0 | 0 | 0 | 0
[10 empty] | 268 | 0 | 0 | 0 | 0
[10 empty] | 269 | 0 | 0 | 0 | 0
[10 empty] | 270 | 0 | 0 | 0 | 0
[10 empty] | 271 | 0 | 0 | 0 | 0
[10 empty] | 272 | 0 | 0 | 0 | 0
[10 empty] | 273 | 0 | 0 | 0 | 0
[10 empty] | 274 | 0 | 0 | 0 | 0
[10 empty] | 275 | 0 | 0 | 0 | 0
[10 empty] | 276 | 0 | 0 | 0 | 0
[10 empty] | 277 | 0 | 0 | 0 | 0
[10 empty] | 278 | 0 | 0 | 0 | 0
[10 empty] | 279 | 0 | 0 | 0 | 0
[10 empty] | 280 | 0 | 0 | 0 | 0
[10 empty] | 281 | 0 | 0 | 0 | 0
[10 empty] | 282 | 0 | 0 | 0 | 0
[10 empty] | 283 | 0 | 0 | 0 | 0
[10 empty] | 284 | 0 | 0 | 0 | 0
[10 empty] | 285 | 0 | 0 | 0 | 0
[10 empty] | 286 | 0 | 0 | 0 | 0
[10 empty] | 287 | 0 | 0 | 0 | 0
[10 empty] | 288 | 0 | 0 | 0 | 0
[10 empty] | 289 | 0 | 0 | 0 | 0
[10 empty] | 290 | 0 | 0 | 0 | 0
[10 empty] | 291 | 0 | 0 | 0 | 0
[10 empty] | 292 | 0 | 0 | 0 | 0
[10 empty] | 293 | 0 | 0 | 0 | 0
[10 empty] | 294 | 0 | 0 | 0 | 0
[10 empty] | 295 | 0 | 0 | 0 | 0
[10 empty] | 296 | 0 | 0 | 0 | 0
[10 empty] | 297 | 0 | 0 | 0 | 0
[10 empty] | 298 | 0 | 0 | 0 | 0
[10 empty] | 299 | 0 | 0 | 0 | 0
[10 empty] | 300 | 0 | 0 | 0 | 0
[10 empty] | 301 | 0 | 0 | 0 | 0
[10 empty] | 302 | 0 | 0 | 0 | 0
[10 empty] | 303 | 0 | 0 | 0 | 0
[10 empty] | 304 | 0 | 0 | 0 | 0
[10 empty] | 305 | 0 | 0 | 0 | 0
[10 empty] | 306 | 0 | 0 | 0 | 0
[10 empty] | 307 | 0 | 0 | 0 | 0
[10 empty] | 308 | 0 | 0 | 0 | 0
[10 empty] | 309 | 0 | 0 | 0 | 0
[10 empty] | 310 | 0 | 0 | 0 | 0
[10 empty] | 311 | 0 | 0 | 0 | 0
[10 empty] | 312 | 0 | 0 | 0 | 0
[10 empty] | 313 | 0 | 0 | 0 | 0
[10 empty] | 314 | 0 | 0 | 0 | 0
[10 empty] | 315 | 0 | 0 | 0 | 0
[10 empty] | 316 | 0 | 0 | 0 | 0
[10 empty] | 317 | 0 | 0 | 0 | 0
[10 empty] | 318 | 0 | 0 | 0 | 0
[10 empty] | 319 | 0 | 0 | 0 | 0
[10 empty] | 320 | 0 | 0 | 0 | 0
[10 empty] | 321 | 0 | 0 | 0 | 0
[10 empty] | 322 | 0 | 0 | 0 | 0
[10 empty] | 323 | 0 | 0 | 0 | 0
[10 empty] | 324 | 0 | 0 | 0 | 0
[10 empty] | 325 | 0 | 0 | 0 | 0
[10 empty] | 326 | 0 | 0 | 0 | 0
[10 empty] | 327 | 0 | 0 | 0 | 0
[10 empty] | 328 | 0 | 0 | 0 | 0
[10 empty] | 329 | 0 | 0 | 0 | 0
[10 empty] | 330 | 0 | 0 | 0 | 0
[10 empty] | 331 | 0 | 0 | 0 | 0
[10 empty] | 332 | 0 | 0 | 0 | 0
[10 empty] | 333 | 0 | 0 | 0 | 0
[10 empty] | 334 | 0 | 0 | 0 | 0
[10 empty] | 335 | 0 | 0 | 0 | 0
[10 empty] | 336 | 0 | 0 | 0 | 0
[10 empty] | 337 | 0 | 0 | 0 | 0
[10 empty] | 338 | 0 | 0 | 0 | 0
[10 empty] | 339 | 0 | 0 | 0 | 0
[10 empty] | 340 | 0 | 0 | 0 | 0
[10 empty] | 341 | 0 | 0 | 0 | 0
[10 empty] | 342 | 0 | 0 | 0 | 0
[10 empty] | 343 | 0 | 0 | 0 | 0
[10 empty] | 344 | 0 | 0 | 0 | 0
[10 empty] | 345 | 0 | 0 | 0 | 0
[10 empty] | 346 | 0 | 0 | 0 | 0
[10 empty] | 347 | 0 | 0 | 0 | 0
[10 empty] | 348 | 0 | 0 | 0 | 0
[10 empty] | 349 | 0 | 0 | 0 | 0
[10 empty] | 350 | 0 | 0 | 0 | 0
[10 empty] | 351 | 0 | 0 | 0 | 0
[10 empty] | 352 | 0 | 0 | 0 | 0
[10 empty] | 353 | 0 | 0 | 0 | 0
[10 empty] | 354 | 0 | 0 | 0 | 0
[10 empty] | 355 | 0 | 0 | 0 | 0
[10 empty] | 356 | 0 | 0 | 0 | 0
[10 empty] | 357 | 0 | 0 | 0 | 0
[10 empty] | 358 | 0 | 0 | 0 | 0
[10 empty] | 359 | 0 | 0 | 0 | 0
[10 empty] | 360 | 0 | 0 | 0 | 0
[10 empty] | 361 | 0 | 0 | 0 | 0
[10 empty] | 362 | 0 | 0 | 0 | 0
[10 empty] | 363 | 0 | 0 | 0 | 0
[10 empty] | 364 | 0 | 0 | 0 | 0
[10 empty] | 365 | 0 | 0 | 0 | 0
[10 empty] | 366 | 0 | 0 | 0 | 0
[10 empty] | 367 | 0 | 0 | 0 | 0
[10 empty] | 368 | 0 | 0 | 0 | 0
[10 empty] | 369 | 0 | 0 | 0 | 0
[10 empty] | 370 | 0 | 0 | 0 | 0
[10 empty] | 371 | 0 | 0 | 0 | 0
[10 empty] | 372 | 0 | 0 | 0 | 0
[10 empty] | 373 | 0 | 0 | 0 | 0
[10 empty] | 374 | 0 | 0 | 0 | 0
[10 empty] | 375 | 0 | 0 | 0 | 0
[10 empty] | 376 | 0 | 0 | 0 | 0
[10 empty] | 377 | 0 | 0 | 0 | 0
[10 empty] | 378 | 0 | 0 | 0 | 0
[10 empty] | 379 | 0 | 0 | 0 | 0
[10 empty] | 380 | 0 | 0 | 0 | 0
[10 empty] | 381 | 0 | 0 | 0 | 0
[10 empty] | 382 | 0 | 0 | 0 | 0
[10 empty] | 383 | 0 | 0 | 0 | 0
[10 empty] | 384 | 0 | 0 | 0 | 0
[10 empty] | 385 | 0 | 0 | 0 | 0
[10 empty] | 386 | 0 | 0 | 0 | 0
[10 empty] | 387 | 0 | 0 | 0 | 0
[10 empty] | 388 | 0 | 0 | 0 | 0
[10 empty] | 389 | 0 | 0 | 0 | 0
[10 empty] | 390 | 0 | 0 | 0 | 0
[10 empty] | 391 | 0 | 0 | 0 | 0
[10 empty] | 392 | 0 | 0 | 0 | 0
[10 empty] | 393 | 0 | 0 | 0 | 0
[10 empty] | 394 | 0 | 0 | 0 | 0
[10 empty] | 395 | 0 | 0 | 0 | 0
[10 empty] | 396 | 0 | 0 | 0 | 0
[10 empty] | 397 | 0 | 0 | 0 | 0
[10 empty] | 398 | 0 | 0 | 0 | 0
[10 empty] | 399 | 0 | 0 | 0 | 0
[10 empty] | 400 | 0 | 0 | 0 | 0
[10 empty] | 401 | 0 | 0 | 0 | 0
[10 empty] | 402 | 0 | 0 | 0 | 0
[10 empty] | 403 | 0 | 0 | 0 | 0
[10 empty] | 404 | 0 | 0 | 0 | 0
[10 empty] | 405 | 0 | 0 | 0 | 0
[10 empty] | 406 | 0 | 0 | 0 | 0
[10 empty] | 407 | 0 | 0 | 0 | 0
[10 empty] | 408 | 0 | 0 | 0 | 0
[10 empty] | 409 | 0 | 0 | 0 | 0
[10 empty] | 410 | 0 | 0 | 0 | 0
[10 empty] | 411 | 0 | 0 | 0 | 0
[10 empty] | 412 | 0 | 0 | 0 | 0
[10 empty] | 413 | 0 | 0 | 0 | 0
[10 empty] | 414 | 0 | 0 | 0 | 0
[10 empty] | 415 | 0 | 0 | 0 | 0
[10 empty] | 416 | 0 | 0 | 0 | 0
[10 empty] | 417 | 0 | 0 | 0 | 0
[10 empty] | 418 | 0 | 0 | 0 | 0
[10 empty] | 419 | 0 | 0 | 0 | 0
[10 empty] | 420 | 0 | 0 | 0 | 0
[10 empty] | - | - | - | - | -
[11 empty] | Equals: Amount To Accrue | 0 | 0 | 0 | 0

## Polk 2-5 (4xGT ...
TAMPA ELECTRIC COMPANY | [10 empty] | TAMPA ELECTRIC COMPANY | [11 empty] | FOSSIL-FUELED GENERATING STATIONS
PROJECTED FUTURE DOLLAR DISMANTLEMENT COST BY PLANT | [10 empty] | COMPUTATION OF ANNUAL ACCRUAL | [11 empty] | ESTIMATED FUTURE DOLLAR DISMANTLEMENT COST
| Intitial Cost |  |  |  |  | Cost |  |  |  |  | Polk 2-5 (4xGT - HRSG - ST) | Total | Labor | Mat & Eq | Disposal | Salvage | [12 empty] | Total
| Estimates | Capital | Dismantlement | Cost | Inflation | Estimate in | Start | Inflation | Future |  | Year of Study | 2022 | [13 empty] | Capital | Dismantlement | Accumlated | Future
| Are in ___ | Recovery | Component | Estimate | Compound | 2022 | Year of | Compound | Dollar |  | Capital Recovery Year | 2057 | [11 empty] | Recovery | Study | Recovery | Cost at | Reserve @ 12/31/2021 | Dollar
PLANT | Dollars | Year | Costs | Per Study | Multiplier | Dollars | Expenditure | Multiplier | Cost |  | Cost @ Study Year 2022 | 2326059.2131 | 4081282.5354 | 3990138.5929 | 3586.7238 | -5748948.639 | [6 empty] | PLANT | Period | Date | Year | Study Date |  | Cost
- | - | - | - | - | - | - | - | - | - |  | Total Future Exp | 5847657.4379 | 10031507.86 | 9507825.6781 | 7096.5662 | -13698772.6664 | [6 empty] | - | - | - | - | - | - | -
Polk 2-5 (4xGT - HRSG - ST) | 2020 | 2057 | Labor | 3859400 | 1.0575 | 4081282.5354 | 2058 | 2.4579 | 10031507.86 |  | Amount To Accrue | 5414917.4379 | 9093889.86 | 9113428.6781 | -661.4338 | -12791739.6664 | [6 empty] | Polk 2-5 (4xGT - HRSG - ST) | 35 | 2022 | 2057 | 2326059.2131 | 432740 | 5847657.4379 | 0
|  |  | Materials & Eq | 3770850 | 1.0582 | 3990138.5929 |  | 2.3828 | 9507825.6781 |  | PV of Amount to Accrue | 2155809.0901 | 3699816.0578 | 3824622.444 | -334.2998 | -5368295.112
|  |  | Disposal | 3450 | 1.0396 | 3586.7238 |  | 1.9786 | 7096.5662 |  | Capital Recovery Years | 35
|  |  | Salvage | -5433000 | 1.0582 | -5748948.639 |  | 2.3828 | -13698772.6664 |  | Compound Average Growth | 2.669% | 2.603% | 2.512% | 1.969% | 2.512%
|  |  |  | - |  | - |  |  | - |  | First Year 2022 Accrual | 95521.0247 | 162349.3239 | 165541.6483 | -13.3073 | -232356.6402
|  |  |  | 2200700 |  | 2326059.2131 |  |  | 5847657.4379 |  | - | - | - | - | - | -
[10 empty] | 0 | Reserve @ 12/31/2021 | 432740 | 937618 | 394397 | 7758 | -907033 | 4-yr Avg | Labor | Mat & Eq | Disposal | Salvage | 0
| Per Last Unit | 2057 | [7 empty] | 1 | 2022 | 95521.0247 | 162349.3239 | 165541.6483 | -13.3073 | -232356.6402
| Station Analysis | [8 empty] | 2 | 2023 | 98068.0635 | 166574.9205 | 169699.8144 | -13.5693 | -238193.1021
[10 empty] | 3 | 2024 | 100682.9239 | 170910.5 | 173962.4277 | -13.8364 | -244176.1674
[10 empty] | 4 | 2025 | 103367.4093 | 175358.9252 | 178332.1116 | -14.1089 | -250309.5186 | 99409.8553 | 168798.4174 | 171884.0005 | -13.7055 | -241258.8571 | 0
[10 empty] | 5 | 2026 | 106123.3714 | 179923.1331 | 182811.5556 | -14.3866 | -256596.9307
[10 empty] | 6 | 2027 | 108952.7108 | 184606.1374 | 187403.5168 | -14.6699 | -263042.2735
[10 empty] | 7 | 2028 | 111857.3786 | 189411.0299 | 192110.8213 | -14.9587 | -269649.514
[10 empty] | 8 | 2029 | 114839.378 | 194340.9833 | 196936.3666 | -15.2532 | -276422.7187 | 110443.2097 | 187070.321 | 189815.5651 | -14.8171 | -266427.8592 | 0
[10 empty] | 9 | 2030 | 117900.765 | 199399.2525 | 201883.1225 | -15.5535 | -283366.0566
[10 empty] | 10 | 2031 | 121043.6506 | 204589.1774 | 206954.1338 | -15.8597 | -290483.801
[10 empty] | 11 | 2032 | 124270.2014 | 209914.1847 | 212152.5215 | -16.1719 | -297780.3328
[10 empty] | 12 | 2033 | 127582.6421 | 215377.7901 | 217481.4852 | -16.4903 | -305260.1429 | 122699.3148 | 207320.1012 | 209617.8158 | -16.0189 | -294222.5833 | 0
[10 empty] | 13 | 2034 | 130983.256 | 220983.6013 | 222944.3047 | -16.815 | -312927.835
[10 empty] | 14 | 2035 | 134474.3872 | 226735.3194 | 228544.3423 | -17.146 | -320788.1285
[10 empty] | 15 | 2036 | 138058.4422 | 232636.7421 | 234285.0448 | -17.4836 | -328845.8611
[10 empty] | 16 | 2037 | 141737.8912 | 238691.7659 | 240169.9454 | -17.8278 | -337105.9922 | 136313.4942 | 229761.8571 | 231485.9093 | -17.3181 | -324916.9542 | 0
[10 empty] | 17 | 2038 | 145515.2701 | 244904.3886 | 246202.6661 | -18.1788 | -345573.6059
[10 empty] | 18 | 2039 | 149393.182 | 251278.7123 | 252386.9201 | -18.5367 | -354253.9137
[10 empty] | 19 | 2040 | 153374.2992 | 257818.9456 | 258726.5135 | -18.9016 | -363152.2583
[10 empty] | 20 | 2041 | 157461.3651 | 264529.4069 | 265225.3483 | -19.2737 | -372274.1164 | 151436.0291 | 254632.8634 | 255635.362 | -18.7227 | -358813.4736 | 0
[10 empty] | 21 | 2042 | 161657.1956 | 271414.5268 | 271887.4244 | -19.6532 | -381625.1023
[10 empty] | 22 | 2043 | 165964.6818 | 278478.8512 | 278716.8423 | -20.0401 | -391210.9715
[10 empty] | 23 | 2044 | 170386.7911 | 285727.0444 | 285717.8051 | -20.4347 | -401037.6238
[10 empty] | 24 | 2045 | 174926.57 | 293163.8922 | 292894.6221 | -20.837 | -411111.1073 | 168233.8096 | 282196.0786 | 282304.1735 | -20.2412 | -396246.2012 | 0
[10 empty] | 25 | 2046 | 179587.1457 | 300794.3049 | 300251.7102 | -21.2472 | -421437.6222
[10 empty] | 26 | 2047 | 184371.7286 | 308623.3204 | 307793.5978 | -21.6655 | -432023.5241
[10 empty] | 27 | 2048 | 189283.6141 | 316656.108 | 315524.9266 | -22.0921 | -442875.3285
[10 empty] | 28 | 2049 | 194326.1852 | 324897.9715 | 323450.4552 | -22.527 | -453999.7145 | 186892.1684 | 312742.9262 | 311755.1725 | -21.8829 | -437584.0473 | 0
[10 empty] | 29 | 2050 | 199502.9147 | 333354.3526 | 331575.0616 | -22.9705 | -465403.5289
[10 empty] | 30 | 2051 | 204817.3675 | 342030.8347 | 339903.7463 | -23.4227 | -477093.7907
[10 empty] | 31 | 2052 | 210273.2033 | 350933.1466 | 348441.6355 | -23.8839 | -489077.6948
[10 empty] | 32 | 2053 | 215874.1788 | 360067.1661 | 357193.9841 | -24.3541 | -501362.6173 | 207616.9161 | 346596.375 | 344278.6069 | -23.6578 | -483234.4079 | 0
[10 empty] | 33 | 2054 | 221624.1503 | 369438.9241 | 366166.179 | -24.8336 | -513956.1192
[10 empty] | 34 | 2055 | 227527.0767 | 379054.6084 | 375363.7424 | -25.3225 | -526865.9516
[10 empty] | 35 | 2056 | 233587.0219 | 388920.5679 | 384792.3352 | -25.821 | -540100.0602
[10 empty] | 36 | 2057 | 0 | 0 | 0 | 0 | 0 | 170684.5622 | 284353.5251 | 281580.5641 | -18.9943 | -395230.5327 | 0
[10 empty] | 37 | 2058 | 0 | 0 | 0 | 0 | 0
[10 empty] | 38 | 2059 | 0 | 0 | 0 | 0 | 0
[10 empty] | 39 | 2060 | 0 | 0 | 0 | 0 | 0
[10 empty] | 40 | 2061 | 0 | 0 | 0 | 0 | 0 | 0 | 0 | 0 | 0 | 0 | 0
[11 empty] | - | - | - | - | - | -
[11 empty] | Equals: Amount To Accrue | 5414917.4379 | 9093889.86 | 9113428.6781 | -661.4338 | -12791739.6664
[12 empty] | 9.3132e-09 | 0 | 0 | -1.3642e-12 | 0 | 9.3132e-09
[11 empty] | Earnings Rate | 2.669%
[11 empty] | Monthly Rate | 0.2197%
[11 empty] | Amount To Accrue | 5414917.4379
[11 empty] | PV of Amount to Accrue | 2153925.5212
[11 empty] | Months to Accrue | 420
[11 empty] | Monthly Amount | 7859.01
[11 empty] | - | - | - | -
[10 empty] | 1 | 0 | 7859.01 | 0 | 7859.01
[10 empty] | 2 | 7859.01 | 7859.01 | 17.2688 | 15735.2888
[10 empty] | 3 | 15735.2888 | 7859.01 | 34.5756 | 23628.8744
[10 empty] | 4 | 23628.8744 | 7859.01 | 51.9204 | 31539.8048
[10 empty] | 5 | 31539.8048 | 7859.01 | 69.3033 | 39468.1181
[10 empty] | 6 | 39468.1181 | 7859.01 | 86.7244 | 47413.8525
[10 empty] | 7 | 47413.8525 | 7859.01 | 104.1838 | 55377.0463
[10 empty] | 8 | 55377.0463 | 7859.01 | 121.6816 | 63357.7379
[10 empty] | 9 | 63357.7379 | 7859.01 | 139.2178 | 71355.9657
[10 empty] | 10 | 71355.9657 | 7859.01 | 156.7925 | 79371.7682
[10 empty] | 11 | 79371.7682 | 7859.01 | 174.4059 | 87405.184
[10 empty] | 12 | 87405.184 | 7859.01 | 192.0579 | 95456.2519
[10 empty] | 13 | 95456.2519 | 7859.01 | 209.7488 | 103525.0107
[10 empty] | 14 | 103525.0107 | 7859.01 | 227.4785 | 111611.4992
[10 empty] | 15 | 111611.4992 | 7859.01 | 245.2472 | 119715.7563
[10 empty] | 16 | 119715.7563 | 7859.01 | 263.0549 | 127837.8212
[10 empty] | 17 | 127837.8212 | 7859.01 | 280.9017 | 135977.7329
[10 empty] | 18 | 135977.7329 | 7859.01 | 298.7878 | 144135.5307
[10 empty] | 19 | 144135.5307 | 7859.01 | 316.7131 | 152311.2538
[10 empty] | 20 | 152311.2538 | 7859.01 | 334.6779 | 160504.9417
[10 empty] | 21 | 160504.9417 | 7859.01 | 352.6821 | 168716.6338
[10 empty] | 22 | 168716.6338 | 7859.01 | 370.7259 | 176946.3697
[10 empty] | 23 | 176946.3697 | 7859.01 | 388.8093 | 185194.1891
[10 empty] | 24 | 185194.1891 | 7859.01 | 406.9325 | 193460.1316
[10 empty] | 25 | 193460.1316 | 7859.01 | 425.0955 | 201744.2371
[10 empty] | 26 | 201744.2371 | 7859.01 | 443.2984 | 210046.5455
[10 empty] | 27 | 210046.5455 | 7859.01 | 461.5413 | 218367.0968
[10 empty] | 28 | 218367.0968 | 7859.01 | 479.8243 | 226705.9311
[10 empty] | 29 | 226705.9311 | 7859.01 | 498.1475 | 235063.0885
[10 empty] | 30 | 235063.0885 | 7859.01 | 516.5109 | 243438.6094
[10 empty] | 31 | 243438.6094 | 7859.01 | 534.9147 | 251832.5341
[10 empty] | 32 | 251832.5341 | 7859.01 | 553.3589 | 260244.9029
[10 empty] | 33 | 260244.9029 | 7859.01 | 571.8436 | 268675.7565
[10 empty] | 34 | 268675.7565 | 7859.01 | 590.369 | 277125.1355
[10 empty] | 35 | 277125.1355 | 7859.01 | 608.935 | 285593.0805
[10 empty] | 36 | 285593.0805 | 7859.01 | 627.5419 | 294079.6324
[10 empty] | 37 | 294079.6324 | 7859.01 | 646.1896 | 302584.832
[10 empty] | 38 | 302584.832 | 7859.01 | 664.8784 | 311108.7203
[10 empty] | 39 | 311108.7203 | 7859.01 | 683.6081 | 319651.3385
[10 empty] | 40 | 319651.3385 | 7859.01 | 702.3791 | 328212.7275
[10 empty] | 41 | 328212.7275 | 7859.01 | 721.1913 | 336792.9288
[10 empty] | 42 | 336792.9288 | 7859.01 | 740.0448 | 345391.9836
[10 empty] | 43 | 345391.9836 | 7859.01 | 758.9397 | 354009.9333
[10 empty] | 44 | 354009.9333 | 7859.01 | 777.8762 | 362646.8195
[10 empty] | 45 | 362646.8195 | 7859.01 | 796.8543 | 371302.6838
[10 empty] | 46 | 371302.6838 | 7859.01 | 815.8741 | 379977.5679
[10 empty] | 47 | 379977.5679 | 7859.01 | 834.9356 | 388671.5135
[10 empty] | 48 | 388671.5135 | 7859.01 | 854.0391 | 397384.5626
[10 empty] | 49 | 397384.5626 | 7859.01 | 873.1845 | 406116.7571
[10 empty] | 50 | 406116.7571 | 7859.01 | 892.372 | 414868.1391
[10 empty] | 51 | 414868.1391 | 7859.01 | 911.6017 | 423638.7508
[10 empty] | 52 | 423638.7508 | 7859.01 | 930.8736 | 432428.6344
[10 empty] | 53 | 432428.6344 | 7859.01 | 950.1879 | 441237.8323
[10 empty] | 54 | 441237.8323 | 7859.01 | 969.5446 | 450066.3868
[10 empty] | 55 | 450066.3868 | 7859.01 | 988.9438 | 458914.3407
[10 empty] | 56 | 458914.3407 | 7859.01 | 1008.3857 | 467781.7363
[10 empty] | 57 | 467781.7363 | 7859.01 | 1027.8703 | 476668.6166
[10 empty] | 58 | 476668.6166 | 7859.01 | 1047.3977 | 485575.0242
[10 empty] | 59 | 485575.0242 | 7859.01 | 1066.968 | 494501.0022
[10 empty] | 60 | 494501.0022 | 7859.01 | 1086.5813 | 503446.5935
[10 empty] | 61 | 503446.5935 | 7859.01 | 1106.2377 | 512411.8411
[10 empty] | 62 | 512411.8411 | 7859.01 | 1125.9373 | 521396.7884
[10 empty] | 63 | 521396.7884 | 7859.01 | 1145.6802 | 530401.4786
[10 empty] | 64 | 530401.4786 | 7859.01 | 1165.4664 | 539425.955
[10 empty] | 65 | 539425.955 | 7859.01 | 1185.2962 | 548470.2611
[10 empty] | 66 | 548470.2611 | 7859.01 | 1205.1695 | 557534.4406
[10 empty] | 67 | 557534.4406 | 7859.01 | 1225.0865 | 566618.5371
[10 empty] | 68 | 566618.5371 | 7859.01 | 1245.0472 | 575722.5943
[10 empty] | 69 | 575722.5943 | 7859.01 | 1265.0518 | 584846.6561
[10 empty] | 70 | 584846.6561 | 7859.01 | 1285.1004 | 593990.7664
[10 empty] | 71 | 593990.7664 | 7859.01 | 1305.193 | 603154.9694
[10 empty] | 72 | 603154.9694 | 7859.01 | 1325.3298 | 612339.3092
[10 empty] | 73 | 612339.3092 | 7859.01 | 1345.5108 | 621543.8299
[10 empty] | 74 | 621543.8299 | 7859.01 | 1365.7361 | 630768.5761
[10 empty] | 75 | 630768.5761 | 7859.01 | 1386.0059 | 640013.592
[10 empty] | 76 | 640013.592 | 7859.01 | 1406.3203 | 649278.9223
[10 empty] | 77 | 649278.9223 | 7859.01 | 1426.6793 | 658564.6115
[10 empty] | 78 | 658564.6115 | 7859.01 | 1447.083 | 667870.7045
[10 empty] | 79 | 667870.7045 | 7859.01 | 1467.5315 | 677197.246
[10 empty] | 80 | 677197.246 | 7859.01 | 1488.025 | 686544.281
[10 empty] | 81 | 686544.281 | 7859.01 | 1508.5635 | 695911.8544
[10 empty] | 82 | 695911.8544 | 7859.01 | 1529.1471 | 705300.0116
[10 empty] | 83 | 705300.0116 | 7859.01 | 1549.776 | 714708.7976
[10 empty] | 84 | 714708.7976 | 7859.01 | 1570.4502 | 724138.2578
[10 empty] | 85 | 724138.2578 | 7859.01 | 1591.1698 | 733588.4376
[10 empty] | 86 | 733588.4376 | 7859.01 | 1611.935 | 743059.3825
[10 empty] | 87 | 743059.3825 | 7859.01 | 1632.7458 | 752551.1383
[10 empty] | 88 | 752551.1383 | 7859.01 | 1653.6023 | 762063.7505
[10 empty] | 89 | 762063.7505 | 7859.01 | 1674.5046 | 771597.2651
[10 empty] | 90 | 771597.2651 | 7859.01 | 1695.4529 | 781151.728
[10 empty] | 91 | 781151.728 | 7859.01 | 1716.4472 | 790727.1851
[10 empty] | 92 | 790727.1851 | 7859.01 | 1737.4876 | 800323.6827
[10 empty] | 93 | 800323.6827 | 7859.01 | 1758.5743 | 809941.267
[10 empty] | 94 | 809941.267 | 7859.01 | 1779.7072 | 819579.9842
[10 empty] | 95 | 819579.9842 | 7859.01 | 1800.8867 | 829239.8809
[10 empty] | 96 | 829239.8809 | 7859.01 | 1822.1126 | 838921.0035
[10 empty] | 97 | 838921.0035 | 7859.01 | 1843.3853 | 848623.3987
[10 empty] | 98 | 848623.3987 | 7859.01 | 1864.7046 | 858347.1133
[10 empty] | 99 | 858347.1133 | 7859.01 | 1886.0708 | 868092.1941
[10 empty] | 100 | 868092.1941 | 7859.01 | 1907.484 | 877858.6881
[10 empty] | 101 | 877858.6881 | 7859.01 | 1928.9441 | 887646.6422
[10 empty] | 102 | 887646.6422 | 7859.01 | 1950.4515 | 897456.1037
[10 empty] | 103 | 897456.1037 | 7859.01 | 1972.0061 | 907287.1198
[10 empty] | 104 | 907287.1198 | 7859.01 | 1993.6081 | 917139.7379
[10 empty] | 105 | 917139.7379 | 7859.01 | 2015.2575 | 927014.0054
[10 empty] | 106 | 927014.0054 | 7859.01 | 2036.9545 | 936909.9699
[10 empty] | 107 | 936909.9699 | 7859.01 | 2058.6992 | 946827.6792
[10 empty] | 108 | 946827.6792 | 7859.01 | 2080.4917 | 956767.1808
[10 empty] | 109 | 956767.1808 | 7859.01 | 2102.3321 | 966728.5229
[10 empty] | 110 | 966728.5229 | 7859.01 | 2124.2204 | 976711.7533
[10 empty] | 111 | 976711.7533 | 7859.01 | 2146.1568 | 986716.9201
[10 empty] | 112 | 986716.9201 | 7859.01 | 2168.1415 | 996744.0716
[10 empty] | 113 | 996744.0716 | 7859.01 | 2190.1744 | 1006793.256
[10 empty] | 114 | 1006793.256 | 7859.01 | 2212.2558 | 1016864.5217
[10 empty] | 115 | 1016864.5217 | 7859.01 | 2234.3857 | 1026957.9174
[10 empty] | 116 | 1026957.9174 | 7859.01 | 2256.5642 | 1037073.4916
[10 empty] | 117 | 1037073.4916 | 7859.01 | 2278.7914 | 1047211.293
[10 empty] | 118 | 1047211.293 | 7859.01 | 2301.0675 | 1057371.3705
[10 empty] | 119 | 1057371.3705 | 7859.01 | 2323.3925 | 1067553.773
[10 empty] | 120 | 1067553.773 | 7859.01 | 2345.7666 | 1077758.5496
[10 empty] | 121 | 1077758.5496 | 7859.01 | 2368.1899 | 1087985.7494
[10 empty] | 122 | 1087985.7494 | 7859.01 | 2390.6624 | 1098235.4218
[10 empty] | 123 | 1098235.4218 | 7859.01 | 2413.1843 | 1108507.6161
[10 empty] | 124 | 1108507.6161 | 7859.01 | 2435.7557 | 1118802.3818
[10 empty] | 125 | 1118802.3818 | 7859.01 | 2458.3767 | 1129119.7684
[10 empty] | 126 | 1129119.7684 | 7859.01 | 2481.0473 | 1139459.8257
[10 empty] | 127 | 1139459.8257 | 7859.01 | 2503.7679 | 1149822.6036
[10 empty] | 128 | 1149822.6036 | 7859.01 | 2526.5383 | 1160208.1519
[10 empty] | 129 | 1160208.1519 | 7859.01 | 2549.3587 | 1170616.5206
[10 empty] | 130 | 1170616.5206 | 7859.01 | 2572.2294 | 1181047.76
[10 empty] | 131 | 1181047.76 | 7859.01 | 2595.1502 | 1191501.9202
[10 empty] | 132 | 1191501.9202 | 7859.01 | 2618.1214 | 1201979.0516
[10 empty] | 133 | 1201979.0516 | 7859.01 | 2641.1431 | 1212479.2047
[10 empty] | 134 | 1212479.2047 | 7859.01 | 2664.2154 | 1223002.4302
[10 empty] | 135 | 1223002.4302 | 7859.01 | 2687.3384 | 1233548.7786
[10 empty] | 136 | 1233548.7786 | 7859.01 | 2710.5122 | 1244118.3008
[10 empty] | 137 | 1244118.3008 | 7859.01 | 2733.7369 | 1254711.0477
[10 empty] | 138 | 1254711.0477 | 7859.01 | 2757.0127 | 1265327.0704
[10 empty] | 139 | 1265327.0704 | 7859.01 | 2780.3396 | 1275966.4199
[10 empty] | 140 | 1275966.4199 | 7859.01 | 2803.7177 | 1286629.1476
[10 empty] | 141 | 1286629.1476 | 7859.01 | 2827.1472 | 1297315.3049
[10 empty] | 142 | 1297315.3049 | 7859.01 | 2850.6282 | 1308024.9431
[10 empty] | 143 | 1308024.9431 | 7859.01 | 2874.1608 | 1318758.1139
[10 empty] | 144 | 1318758.1139 | 7859.01 | 2897.7451 | 1329514.8691
[10 empty] | 145 | 1329514.8691 | 7859.01 | 2921.3813 | 1340295.2603
[10 empty] | 146 | 1340295.2603 | 7859.01 | 2945.0693 | 1351099.3396
[10 empty] | 147 | 1351099.3396 | 7859.01 | 2968.8094 | 1361927.1591
[10 empty] | 148 | 1361927.1591 | 7859.01 | 2992.6017 | 1372778.7708
[10 empty] | 149 | 1372778.7708 | 7859.01 | 3016.4463 | 1383654.2271
[10 empty] | 150 | 1383654.2271 | 7859.01 | 3040.3432 | 1394553.5803
[10 empty] | 151 | 1394553.5803 | 7859.01 | 3064.2927 | 1405476.883
[10 empty] | 152 | 1405476.883 | 7859.01 | 3088.2948 | 1416424.1878
[10 empty] | 153 | 1416424.1878 | 7859.01 | 3112.3496 | 1427395.5474
[10 empty] | 154 | 1427395.5474 | 7859.01 | 3136.4573 | 1438391.0147
[10 empty] | 155 | 1438391.0147 | 7859.01 | 3160.618 | 1449410.6426
[10 empty] | 156 | 1449410.6426 | 7859.01 | 3184.8317 | 1460454.4843
[10 empty] | 157 | 1460454.4843 | 7859.01 | 3209.0987 | 1471522.5929
[10 empty] | 158 | 1471522.5929 | 7859.01 | 3233.4189 | 1482615.0219
[10 empty] | 159 | 1482615.0219 | 7859.01 | 3257.7926 | 1493731.8245
[10 empty] | 160 | 1493731.8245 | 7859.01 | 3282.2199 | 1504873.0544
[10 empty] | 161 | 1504873.0544 | 7859.01 | 3306.7009 | 1516038.7652
[10 empty] | 162 | 1516038.7652 | 7859.01 | 3331.2356 | 1527229.0108
[10 empty] | 163 | 1527229.0108 | 7859.01 | 3355.8242 | 1538443.845
[10 empty] | 164 | 1538443.845 | 7859.01 | 3380.4669 | 1549683.322
[10 empty] | 165 | 1549683.322 | 7859.01 | 3405.1637 | 1560947.4957
[10 empty] | 166 | 1560947.4957 | 7859.01 | 3429.9148 | 1572236.4205
[10 empty] | 167 | 1572236.4205 | 7859.01 | 3454.7203 | 1583550.1508
[10 empty] | 168 | 1583550.1508 | 7859.01 | 3479.5803 | 1594888.7411
[10 empty] | 169 | 1594888.7411 | 7859.01 | 3504.4949 | 1606252.246
[10 empty] | 170 | 1606252.246 | 7859.01 | 3529.4643 | 1617640.7203
[10 empty] | 171 | 1617640.7203 | 7859.01 | 3554.4885 | 1629054.2188
[10 empty] | 172 | 1629054.2188 | 7859.01 | 3579.5677 | 1640492.7964
[10 empty] | 173 | 1640492.7964 | 7859.01 | 3604.702 | 1651956.5084
[10 empty] | 174 | 1651956.5084 | 7859.01 | 3629.8916 | 1663445.41
[10 empty] | 175 | 1663445.41 | 7859.01 | 3655.1365 | 1674959.5564
[10 empty] | 176 | 1674959.5564 | 7859.01 | 3680.4368 | 1686499.0032
[10 empty] | 177 | 1686499.0032 | 7859.01 | 3705.7928 | 1698063.806
[10 empty] | 178 | 1698063.806 | 7859.01 | 3731.2045 | 1709654.0205
[10 empty] | 179 | 1709654.0205 | 7859.01 | 3756.672 | 1721269.7024
[10 empty] | 180 | 1721269.7024 | 7859.01 | 3782.1954 | 1732910.9078
[10 empty] | 181 | 1732910.9078 | 7859.01 | 3807.775 | 1744577.6928
[10 empty] | 182 | 1744577.6928 | 7859.01 | 3833.4108 | 1756270.1136
[10 empty] | 183 | 1756270.1136 | 7859.01 | 3859.1028 | 1767988.2264
[10 empty] | 184 | 1767988.2264 | 7859.01 | 3884.8514 | 1779732.0878
[10 empty] | 185 | 1779732.0878 | 7859.01 | 3910.6565 | 1791501.7543
[10 empty] | 186 | 1791501.7543 | 7859.01 | 3936.5183 | 1803297.2826
[10 empty] | 187 | 1803297.2826 | 7859.01 | 3962.437 | 1815118.7296
[10 empty] | 188 | 1815118.7296 | 7859.01 | 3988.4126 | 1826966.1522
[10 empty] | 189 | 1826966.1522 | 7859.01 | 4014.4453 | 1838839.6075
[10 empty] | 190 | 1838839.6075 | 7859.01 | 4040.5352 | 1850739.1526
[10 empty] | 191 | 1850739.1526 | 7859.01 | 4066.6824 | 1862664.845
[10 empty] | 192 | 1862664.845 | 7859.01 | 4092.887 | 1874616.742
[10 empty] | 193 | 1874616.742 | 7859.01 | 4119.1493 | 1886594.9013
[10 empty] | 194 | 1886594.9013 | 7859.01 | 4145.4693 | 1898599.3806
[10 empty] | 195 | 1898599.3806 | 7859.01 | 4171.847 | 1910630.2376
[10 empty] | 196 | 1910630.2376 | 7859.01 | 4198.2828 | 1922687.5304
[10 empty] | 197 | 1922687.5304 | 7859.01 | 4224.7766 | 1934771.317
[10 empty] | 198 | 1934771.317 | 7859.01 | 4251.3287 | 1946881.6556
[10 empty] | 199 | 1946881.6556 | 7859.01 | 4277.9391 | 1959018.6047
[10 empty] | 200 | 1959018.6047 | 7859.01 | 4304.6079 | 1971182.2226
[10 empty] | 201 | 1971182.2226 | 7859.01 | 4331.3354 | 1983372.568
[10 empty] | 202 | 1983372.568 | 7859.01 | 4358.1216 | 1995589.6996
[10 empty] | 203 | 1995589.6996 | 7859.01 | 4384.9667 | 2007833.6763
[10 empty] | 204 | 2007833.6763 | 7859.01 | 4411.8707 | 2020104.5569
[10 empty] | 205 | 2020104.5569 | 7859.01 | 4438.8339 | 2032402.4008
[10 empty] | 206 | 2032402.4008 | 7859.01 | 4465.8563 | 2044727.267
[10 empty] | 207 | 2044727.267 | 7859.01 | 4492.938 | 2057079.2151
[10 empty] | 208 | 2057079.2151 | 7859.01 | 4520.0793 | 2069458.3044
[10 empty] | 209 | 2069458.3044 | 7859.01 | 4547.2803 | 2081864.5947
[10 empty] | 210 | 2081864.5947 | 7859.01 | 4574.541 | 2094298.1456
[10 empty] | 211 | 2094298.1456 | 7859.01 | 4601.8616 | 2106759.0172
[10 empty] | 212 | 2106759.0172 | 7859.01 | 4629.2422 | 2119247.2694
[10 empty] | 213 | 2119247.2694 | 7859.01 | 4656.683 | 2131762.9623
[10 empty] | 214 | 2131762.9623 | 7859.01 | 4684.1841 | 2144306.1564
[10 empty] | 215 | 2144306.1564 | 7859.01 | 4711.7456 | 2156876.912
[10 empty] | 216 | 2156876.912 | 7859.01 | 4739.3677 | 2169475.2897
[10 empty] | 217 | 2169475.2897 | 7859.01 | 4767.0505 | 2182101.3501
[10 empty] | 218 | 2182101.3501 | 7859.01 | 4794.7941 | 2194755.1542
[10 empty] | 219 | 2194755.1542 | 7859.01 | 4822.5986 | 2207436.7628
[10 empty] | 220 | 2207436.7628 | 7859.01 | 4850.4643 | 2220146.2371
[10 empty] | 221 | 2220146.2371 | 7859.01 | 4878.3912 | 2232883.6383
[10 empty] | 222 | 2232883.6383 | 7859.01 | 4906.3795 | 2245649.0277
[10 empty] | 223 | 2245649.0277 | 7859.01 | 4934.4292 | 2258442.4669
[10 empty] | 224 | 2258442.4669 | 7859.01 | 4962.5406 | 2271264.0175
[10 empty] | 225 | 2271264.0175 | 7859.01 | 4990.7138 | 2284113.7413
[10 empty] | 226 | 2284113.7413 | 7859.01 | 5018.9488 | 2296991.7001
[10 empty] | 227 | 2296991.7001 | 7859.01 | 5047.2459 | 2309897.9561
[10 empty] | 228 | 2309897.9561 | 7859.01 | 5075.6052 | 2322832.5713
[10 empty] | 229 | 2322832.5713 | 7859.01 | 5104.0268 | 2335795.6081
[10 empty] | 230 | 2335795.6081 | 7859.01 | 5132.5109 | 2348787.129
[10 empty] | 231 | 2348787.129 | 7859.01 | 5161.0575 | 2361807.1965
[10 empty] | 232 | 2361807.1965 | 7859.01 | 5189.6669 | 2374855.8734
[10 empty] | 233 | 2374855.8734 | 7859.01 | 5218.3391 | 2387933.2225
[10 empty] | 234 | 2387933.2225 | 7859.01 | 5247.0744 | 2401039.3069
[10 empty] | 235 | 2401039.3069 | 7859.01 | 5275.8727 | 2414174.1896
[10 empty] | 236 | 2414174.1896 | 7859.01 | 5304.7344 | 2427337.934
[10 empty] | 237 | 2427337.934 | 7859.01 | 5333.6595 | 2440530.6034
[10 empty] | 238 | 2440530.6034 | 7859.01 | 5362.6481 | 2453752.2615
[10 empty] | 239 | 2453752.2615 | 7859.01 | 5391.7004 | 2467002.972
[10 empty] | 240 | 2467002.972 | 7859.01 | 5420.8166 | 2480282.7985
[10 empty] | 241 | 2480282.7985 | 7859.01 | 5449.9967 | 2493591.8053
[10 empty] | 242 | 2493591.8053 | 7859.01 | 5479.241 | 2506930.0563
[10 empty] | 243 | 2506930.0563 | 7859.01 | 5508.5495 | 2520297.6158
[10 empty] | 244 | 2520297.6158 | 7859.01 | 5537.9225 | 2533694.5482
[10 empty] | 245 | 2533694.5482 | 7859.01 | 5567.3599 | 2547120.9182
[10 empty] | 246 | 2547120.9182 | 7859.01 | 5596.8621 | 2560576.7902
[10 empty] | 247 | 2560576.7902 | 7859.01 | 5626.429 | 2574062.2292
[10 empty] | 248 | 2574062.2292 | 7859.01 | 5656.061 | 2587577.3002
[10 empty] | 249 | 2587577.3002 | 7859.01 | 5685.758 | 2601122.0683
[10 empty] | 250 | 2601122.0683 | 7859.01 | 5715.5204 | 2614696.5986
[10 empty] | 251 | 2614696.5986 | 7859.01 | 5745.3481 | 2628300.9566
[10 empty] | 252 | 2628300.9566 | 7859.01 | 5775.2413 | 2641935.2079
[10 empty] | 253 | 2641935.2079 | 7859.01 | 5805.2002 | 2655599.4182
[10 empty] | 254 | 2655599.4182 | 7859.01 | 5835.225 | 2669293.6531
[10 empty] | 255 | 2669293.6531 | 7859.01 | 5865.3157 | 2683017.9789
[10 empty] | 256 | 2683017.9789 | 7859.01 | 5895.4726 | 2696772.4615
[10 empty] | 257 | 2696772.4615 | 7859.01 | 5925.6957 | 2710557.1672
[10 empty] | 258 | 2710557.1672 | 7859.01 | 5955.9852 | 2724372.1624
[10 empty] | 259 | 2724372.1624 | 7859.01 | 5986.3413 | 2738217.5137
[10 empty] | 260 | 2738217.5137 | 7859.01 | 6016.7641 | 2752093.2878
[10 empty] | 261 | 2752093.2878 | 7859.01 | 6047.2538 | 2765999.5515
[10 empty] | 262 | 2765999.5515 | 7859.01 | 6077.8104 | 2779936.3719
[10 empty] | 263 | 2779936.3719 | 7859.01 | 6108.4342 | 2793903.8161
[10 empty] | 264 | 2793903.8161 | 7859.01 | 6139.1252 | 2807901.9513
[10 empty] | 265 | 2807901.9513 | 7859.01 | 6169.8837 | 2821930.845
[10 empty] | 266 | 2821930.845 | 7859.01 | 6200.7098 | 2835990.5648
[10 empty] | 267 | 2835990.5648 | 7859.01 | 6231.6037 | 2850081.1785
[10 empty] | 268 | 2850081.1785 | 7859.01 | 6262.5654 | 2864202.7538
[10 empty] | 269 | 2864202.7538 | 7859.01 | 6293.5951 | 2878355.3589
[10 empty] | 270 | 2878355.3589 | 7859.01 | 6324.693 | 2892539.062
[10 empty] | 271 | 2892539.062 | 7859.01 | 6355.8593 | 2906753.9312
[10 empty] | 272 | 2906753.9312 | 7859.01 | 6387.094 | 2921000.0353
[10 empty] | 273 | 2921000.0353 | 7859.01 | 6418.3974 | 2935277.4427
[10 empty] | 274 | 2935277.4427 | 7859.01 | 6449.7696 | 2949586.2222
[10 empty] | 275 | 2949586.2222 | 7859.01 | 6481.2107 | 2963926.4429
[10 empty] | 276 | 2963926.4429 | 7859.01 | 6512.7208 | 2978298.1737
[10 empty] | 277 | 2978298.1737 | 7859.01 | 6544.3003 | 2992701.484
[10 empty] | 278 | 2992701.484 | 7859.01 | 6575.9491 | 3007136.443
[10 empty] | 279 | 3007136.443 | 7859.01 | 6607.6674 | 3021603.1204
[10 empty] | 280 | 3021603.1204 | 7859.01 | 6639.4555 | 3036101.5859
[10 empty] | 281 | 3036101.5859 | 7859.01 | 6671.3134 | 3050631.9092
[10 empty] | 282 | 3050631.9092 | 7859.01 | 6703.2413 | 3065194.1605
[10 empty] | 283 | 3065194.1605 | 7859.01 | 6735.2393 | 3079788.4098
[10 empty] | 284 | 3079788.4098 | 7859.01 | 6767.3077 | 3094414.7274
[10 empty] | 285 | 3094414.7274 | 7859.01 | 6799.4465 | 3109073.1839
[10 empty] | 286 | 3109073.1839 | 7859.01 | 6831.6559 | 3123763.8498
[10 empty] | 287 | 3123763.8498 | 7859.01 | 6863.9362 | 3138486.796
[10 empty] | 288 | 3138486.796 | 7859.01 | 6896.2873 | 3153242.0933
[10 empty] | 289 | 3153242.0933 | 7859.01 | 6928.7096 | 3168029.8129
[10 empty] | 290 | 3168029.8129 | 7859.01 | 6961.203 | 3182850.0259
[10 empty] | 291 | 3182850.0259 | 7859.01 | 6993.7679 | 3197702.8038
[10 empty] | 292 | 3197702.8038 | 7859.01 | 7026.4044 | 3212588.2182
[10 empty] | 293 | 3212588.2182 | 7859.01 | 7059.1125 | 3227506.3407
[10 empty] | 294 | 3227506.3407 | 7859.01 | 7091.8925 | 3242457.2432
[10 empty] | 295 | 3242457.2432 | 7859.01 | 7124.7446 | 3257440.9978
[10 empty] | 296 | 3257440.9978 | 7859.01 | 7157.6688 | 3272457.6766
[10 empty] | 297 | 3272457.6766 | 7859.01 | 7190.6654 | 3287507.352
[10 empty] | 298 | 3287507.352 | 7859.01 | 7223.7345 | 3302590.0964
[10 empty] | 299 | 3302590.0964 | 7859.01 | 7256.8762 | 3317705.9827
[10 empty] | 300 | 3317705.9827 | 7859.01 | 7290.0908 | 3332855.0834
[10 empty] | 301 | 3332855.0834 | 7859.01 | 7323.3784 | 3348037.4718
[10 empty] | 302 | 3348037.4718 | 7859.01 | 7356.7391 | 3363253.2208
[10 empty] | 303 | 3363253.2208 | 7859.01 | 7390.1731 | 3378502.4039
[10 empty] | 304 | 3378502.4039 | 7859.01 | 7423.6805 | 3393785.0944
[10 empty] | 305 | 3393785.0944 | 7859.01 | 7457.2616 | 3409101.366
[10 empty] | 306 | 3409101.366 | 7859.01 | 7490.9165 | 3424451.2925
[10 empty] | 307 | 3424451.2925 | 7859.01 | 7524.6453 | 3439834.9478
[10 empty] | 308 | 3439834.9478 | 7859.01 | 7558.4483 | 3455252.4061
[10 empty] | 309 | 3455252.4061 | 7859.01 | 7592.3255 | 3470703.7416
[10 empty] | 310 | 3470703.7416 | 7859.01 | 7626.2772 | 3486189.0288
[10 empty] | 311 | 3486189.0288 | 7859.01 | 7660.3034 | 3501708.3422
[10 empty] | 312 | 3501708.3422 | 7859.01 | 7694.4045 | 3517261.7567
[10 empty] | 313 | 3517261.7567 | 7859.01 | 7728.5804 | 3532849.3471
[10 empty] | 314 | 3532849.3471 | 7859.01 | 7762.8315 | 3548471.1886
[10 empty] | 315 | 3548471.1886 | 7859.01 | 7797.1578 | 3564127.3564
[10 empty] | 316 | 3564127.3564 | 7859.01 | 7831.5596 | 3579817.926
[10 empty] | 317 | 3579817.926 | 7859.01 | 7866.0369 | 3595542.9729
[10 empty] | 318 | 3595542.9729 | 7859.01 | 7900.59 | 3611302.5729
[10 empty] | 319 | 3611302.5729 | 7859.01 | 7935.219 | 3627096.8019
[10 empty] | 320 | 3627096.8019 | 7859.01 | 7969.9241 | 3642925.736
[10 empty] | 321 | 3642925.736 | 7859.01 | 8004.7055 | 3658789.4516
[10 empty] | 322 | 3658789.4516 | 7859.01 | 8039.5633 | 3674688.0249
[10 empty] | 323 | 3674688.0249 | 7859.01 | 8074.4977 | 3690621.5326
[10 empty] | 324 | 3690621.5326 | 7859.01 | 8109.5089 | 3706590.0514
[10 empty] | 325 | 3706590.0514 | 7859.01 | 8144.597 | 3722593.6584
[10 empty] | 326 | 3722593.6584 | 7859.01 | 8179.7621 | 3738632.4305
[10 empty] | 327 | 3738632.4305 | 7859.01 | 8215.0046 | 3754706.4451
[10 empty] | 328 | 3754706.4451 | 7859.01 | 8250.3245 | 3770815.7795
[10 empty] | 329 | 3770815.7795 | 7859.01 | 8285.722 | 3786960.5115
[10 empty] | 330 | 3786960.5115 | 7859.01 | 8321.1973 | 3803140.7188
[10 empty] | 331 | 3803140.7188 | 7859.01 | 8356.7505 | 3819356.4793
[10 empty] | 332 | 3819356.4793 | 7859.01 | 8392.3819 | 3835607.8712
[10 empty] | 333 | 3835607.8712 | 7859.01 | 8428.0915 | 3851894.9727
[10 empty] | 334 | 3851894.9727 | 7859.01 | 8463.8796 | 3868217.8623
[10 empty] | 335 | 3868217.8623 | 7859.01 | 8499.7464 | 3884576.6187
[10 empty] | 336 | 3884576.6187 | 7859.01 | 8535.692 | 3900971.3206
[10 empty] | 337 | 3900971.3206 | 7859.01 | 8571.7165 | 3917402.0471
[10 empty] | 338 | 3917402.0471 | 7859.01 | 8607.8202 | 3933868.8773
[10 empty] | 339 | 3933868.8773 | 7859.01 | 8644.0033 | 3950371.8906
[10 empty] | 340 | 3950371.8906 | 7859.01 | 8680.2658 | 3966911.1663
[10 empty] | 341 | 3966911.1663 | 7859.01 | 8716.608 | 3983486.7844
[10 empty] | 342 | 3983486.7844 | 7859.01 | 8753.0301 | 4000098.8245
[10 empty] | 343 | 4000098.8245 | 7859.01 | 8789.5322 | 4016747.3667
[10 empty] | 344 | 4016747.3667 | 7859.01 | 8826.1145 | 4033432.4912
[10 empty] | 345 | 4033432.4912 | 7859.01 | 8862.7772 | 4050154.2784
[10 empty] | 346 | 4050154.2784 | 7859.01 | 8899.5205 | 4066912.8089
[10 empty] | 347 | 4066912.8089 | 7859.01 | 8936.3445 | 4083708.1634
[10 empty] | 348 | 4083708.1634 | 7859.01 | 8973.2494 | 4100540.4229
[10 empty] | 349 | 4100540.4229 | 7859.01 | 9010.2354 | 4117409.6683
[10 empty] | 350 | 4117409.6683 | 7859.01 | 9047.3027 | 4134315.981
[10 empty] | 351 | 4134315.981 | 7859.01 | 9084.4514 | 4151259.4424
[10 empty] | 352 | 4151259.4424 | 7859.01 | 9121.6818 | 4168240.1342
[10 empty] | 353 | 4168240.1342 | 7859.01 | 9158.994 | 4185258.1382
[10 empty] | 354 | 4185258.1382 | 7859.01 | 9196.3881 | 4202313.5363
[10 empty] | 355 | 4202313.5363 | 7859.01 | 9233.8644 | 4219406.4107
[10 empty] | 356 | 4219406.4107 | 7859.01 | 9271.4231 | 4236536.8438
[10 empty] | 357 | 4236536.8438 | 7859.01 | 9309.0643 | 4253704.918
[10 empty] | 358 | 4253704.918 | 7859.01 | 9346.7882 | 4270910.7162
[10 empty] | 359 | 4270910.7162 | 7859.01 | 9384.595 | 4288154.3212
[10 empty] | 360 | 4288154.3212 | 7859.01 | 9422.4849 | 4305435.816
[10 empty] | 361 | 4305435.816 | 7859.01 | 9460.458 | 4322755.284
[10 empty] | 362 | 4322755.284 | 7859.01 | 9498.5145 | 4340112.8085
[10 empty] | 363 | 4340112.8085 | 7859.01 | 9536.6547 | 4357508.4732
[10 empty] | 364 | 4357508.4732 | 7859.01 | 9574.8787 | 4374942.362
[10 empty] | 365 | 4374942.362 | 7859.01 | 9613.1867 | 4392414.5587
[10 empty] | 366 | 4392414.5587 | 7859.01 | 9651.5789 | 4409925.1475
[10 empty] | 367 | 4409925.1475 | 7859.01 | 9690.0554 | 4427474.2129
[10 empty] | 368 | 4427474.2129 | 7859.01 | 9728.6165 | 4445061.8393
[10 empty] | 369 | 4445061.8393 | 7859.01 | 9767.2623 | 4462688.1116
[10 empty] | 370 | 4462688.1116 | 7859.01 | 9805.993 | 4480353.1146
[10 empty] | 371 | 4480353.1146 | 7859.01 | 9844.8088 | 4498056.9333
[10 empty] | 372 | 4498056.9333 | 7859.01 | 9883.7099 | 4515799.6532
[10 empty] | 373 | 4515799.6532 | 7859.01 | 9922.6965 | 4533581.3597
[10 empty] | 374 | 4533581.3597 | 7859.01 | 9961.7687 | 4551402.1384
[10 empty] | 375 | 4551402.1384 | 7859.01 | 10000.9269 | 4569262.0753
[10 empty] | 376 | 4569262.0753 | 7859.01 | 10040.171 | 4587161.2563
[10 empty] | 377 | 4587161.2563 | 7859.01 | 10079.5014 | 4605099.7677
[10 empty] | 378 | 4605099.7677 | 7859.01 | 10118.9182 | 4623077.6959
[10 empty] | 379 | 4623077.6959 | 7859.01 | 10158.4216 | 4641095.1275
[10 empty] | 380 | 4641095.1275 | 7859.01 | 10198.0118 | 4659152.1493
[10 empty] | 381 | 4659152.1493 | 7859.01 | 10237.6891 | 4677248.8483
[10 empty] | 382 | 4677248.8483 | 7859.01 | 10277.4535 | 4695385.3118
[10 empty] | 383 | 4695385.3118 | 7859.01 | 10317.3052 | 4713561.627
[10 empty] | 384 | 4713561.627 | 7859.01 | 10357.2446 | 4731777.8815
[10 empty] | 385 | 4731777.8815 | 7859.01 | 10397.2717 | 4750034.1632
[10 empty] | 386 | 4750034.1632 | 7859.01 | 10437.3867 | 4768330.5599
[10 empty] | 387 | 4768330.5599 | 7859.01 | 10477.5899 | 4786667.1598
[10 empty] | 388 | 4786667.1598 | 7859.01 | 10517.8815 | 4805044.0512
[10 empty] | 389 | 4805044.0512 | 7859.01 | 10558.2615 | 4823461.3228
[10 empty] | 390 | 4823461.3228 | 7859.01 | 10598.7303 | 4841919.0631
[10 empty] | 391 | 4841919.0631 | 7859.01 | 10639.2881 | 4860417.3611
[10 empty] | 392 | 4860417.3611 | 7859.01 | 10679.9349 | 4878956.306
[10 empty] | 393 | 4878956.306 | 7859.01 | 10720.6711 | 4897535.987
[10 empty] | 394 | 4897535.987 | 7859.01 | 10761.4967 | 4916156.4937
[10 empty] | 395 | 4916156.4937 | 7859.01 | 10802.4121 | 4934817.9158
[10 empty] | 396 | 4934817.9158 | 7859.01 | 10843.4174 | 4953520.3432
[10 empty] | 397 | 4953520.3432 | 7859.01 | 10884.5128 | 4972263.8659
[10 empty] | 398 | 4972263.8659 | 7859.01 | 10925.6984 | 4991048.5744
[10 empty] | 399 | 4991048.5744 | 7859.01 | 10966.9746 | 5009874.559
[10 empty] | 400 | 5009874.559 | 7859.01 | 11008.3415 | 5028741.9104
[10 empty] | 401 | 5028741.9104 | 7859.01 | 11049.7993 | 5047650.7197
[10 empty] | 402 | 5047650.7197 | 7859.01 | 11091.3481 | 5066601.0778
[10 empty] | 403 | 5066601.0778 | 7859.01 | 11132.9883 | 5085593.0761
[10 empty] | 404 | 5085593.0761 | 7859.01 | 11174.72 | 5104626.8061
[10 empty] | 405 | 5104626.8061 | 7859.01 | 11216.5433 | 5123702.3594
[10 empty] | 406 | 5123702.3594 | 7859.01 | 11258.4586 | 5142819.828
[10 empty] | 407 | 5142819.828 | 7859.01 | 11300.466 | 5161979.3039
[10 empty] | 408 | 5161979.3039 | 7859.01 | 11342.5656 | 5181180.8796
[10 empty] | 409 | 5181180.8796 | 7859.01 | 11384.7578 | 5200424.6473
[10 empty] | 410 | 5200424.6473 | 7859.01 | 11427.0427 | 5219710.7
[10 empty] | 411 | 5219710.7 | 7859.01 | 11469.4205 | 5239039.1305
[10 empty] | 412 | 5239039.1305 | 7859.01 | 11511.8914 | 5258410.0319
[10 empty] | 413 | 5258410.0319 | 7859.01 | 11554.4556 | 5277823.4975
[10 empty] | 414 | 5277823.4975 | 7859.01 | 11597.1134 | 5297279.6209
[10 empty] | 415 | 5297279.6209 | 7859.01 | 11639.8649 | 5316778.4958
[10 empty] | 416 | 5316778.4958 | 7859.01 | 11682.7103 | 5336320.2161
[10 empty] | 417 | 5336320.2161 | 7859.01 | 11725.6499 | 5355904.876
[10 empty] | 418 | 5355904.876 | 7859.01 | 11768.6839 | 5375532.5699
[10 empty] | 419 | 5375532.5699 | 7859.01 | 11811.8124 | 5395203.3922
[10 empty] | 420 | 5395203.3922 | 7859.01 | 11855.0356 | 5414917.4379
[10 empty] | - | - | - | - | -
[11 empty] | Equals: Amount To Accrue | 3300784.1955 | 2114133.2424 | 5414917.4379 | -7.1712e-08

## Tampa International
TAMPA ELECTRIC COMPANY | [10 empty] | TAMPA ELECTRIC COMPANY | [11 empty] | FOSSIL-FUELED GENERATING STATIONS
PROJECTED FUTURE DOLLAR DISMANTLEMENT COST BY PLANT | [10 empty] | COMPUTATION OF ANNUAL ACCRUAL | [11 empty] | ESTIMATED FUTURE DOLLAR DISMANTLEMENT COST
| Intitial Cost |  |  |  |  | Cost |  |  |  |  | Tampa International | Total | Labor | Mat & Eq | Disposal | Salvage | [12 empty] | Total
| Estimates | Capital | Dismantlement | Cost | Inflation | Estimate in | Start | Inflation | Future |  | Year of Study | 2022 | [13 empty] | Capital | Dismantlement | Accumlated | Future
| Are in ___ | Recovery | Component | Estimate | Compound | 2022 | Year of | Compound | Dollar |  | Capital Recovery Year | 2045 | [11 empty] | Recovery | Study | Recovery | Cost at | Reserve @ 12/31/2021 | Dollar
PLANT | Dollars | Year | Costs | Per Study | Multiplier | Dollars | Expenditure | Multiplier | Cost |  | Cost @ Study Year 2022 | 612215.745 | 381495.3312 | 373094.3863 | 67669.5219 | -210043.4944 | [6 empty] | PLANT | Period | Date | Year | Study Date |  | Cost
- | - | - | - | - | - | - | - | - | - |  | Total Future Exp | 1088279.6714 | 687111.3793 | 669545.1174 | 108561.5615 | -376938.3868 | [6 empty] | - | - | - | - | - | - | -
Tampa International | 2020 | 2045 | Labor | 360755 | 1.0575 | 381495.3312 | 2046 | 1.8011 | 687111.3793 |  | Amount To Accrue | 1088279.6714 | 687111.3793 | 669545.1174 | 108561.5615 | -376938.3868 | [6 empty] | Tampa International | 23 | 2022 | 2045 | 612215.745 | 0 | 1088279.6714 | 0
|  |  | Materials & Eq | 352590 | 1.0582 | 373094.3863 |  | 1.7946 | 669545.1174 |  | PV of Amount to Accrue | 612215.745 | 381495.3312 | 373094.3863 | 67669.5219 | -210043.4944
|  |  | Disposal | 65090 | 1.0396 | 67669.5219 |  | 1.6043 | 108561.5615 |  | Capital Recovery Years | 23
|  |  | Salvage | -198500 | 1.0582 | -210043.4944 |  | 1.7946 | -376938.3868 |  | Compound Average Growth | 2.533% | 2.591% | 2.575% | 2.076% | 2.575%
|  |  |  | - |  | - |  |  | - |  | First Year 2022 Accrual | 35438.5588 | 22225.4429 | 21698.701 | 3730.2807 | -12215.8659
|  |  |  | 579935 |  | 612215.745 |  |  | 1088279.6714 |  | - | - | - | - | - | -
[10 empty] | 0 | Reserve @ 12/31/2021 | 0 | 0 | 0 | 0 | 0 | 4-yr Avg | Labor | Mat & Eq | Disposal | Salvage | 0
[10 empty] | 1 | 2022 | 35438.5588 | 22225.4429 | 21698.701 | 3730.2807 | -12215.8659
[10 empty] | 2 | 2023 | 36336.1212 | 22801.3609 | 22257.456 | 3807.7363 | -12530.432
[10 empty] | 3 | 2024 | 37256.5035 | 23392.2024 | 22830.5993 | 3886.8001 | -12853.0984
[10 empty] | 4 | 2025 | 38200.2875 | 23998.3541 | 23418.5014 | 3967.5057 | -13184.0737 | 36807.8677 | 23104.3401 | 22551.3145 | 3848.0807 | -12695.8675 | 0
[10 empty] | 5 | 2026 | 39168.0703 | 24620.2127 | 24021.5424 | 4049.887 | -13523.5717
[10 empty] | 6 | 2027 | 40160.464 | 25258.1853 | 24640.112 | 4133.9788 | -13871.8121
[10 empty] | 7 | 2028 | 41178.0965 | 25912.6894 | 25274.6102 | 4219.8168 | -14229.0199
[10 empty] | 8 | 2029 | 42221.6115 | 26584.1533 | 25925.4471 | 4307.4371 | -14595.426 | 40682.0606 | 25593.8102 | 24965.4279 | 4177.7799 | -14054.9574 | 0
[10 empty] | 9 | 2030 | 43291.6695 | 27273.0166 | 26593.0434 | 4396.8767 | -14971.2673
[10 empty] | 10 | 2031 | 44388.9477 | 27979.7301 | 27277.8308 | 4488.1735 | -15356.7867
[10 empty] | 11 | 2032 | 45514.1407 | 28704.7564 | 27980.2519 | 4581.3659 | -15752.2335
[10 empty] | 12 | 2033 | 46667.9608 | 29448.5699 | 28700.7607 | 4676.4934 | -16157.8632 | 44965.6797 | 28351.5183 | 27637.9717 | 4535.7274 | -15559.5377 | 0
[10 empty] | 13 | 2034 | 47851.1386 | 30211.6576 | 29439.8231 | 4773.5962 | -16573.9383
[10 empty] | 14 | 2035 | 49064.4233 | 30994.5188 | 30197.9168 | 4872.7151 | -17000.7275
[10 empty] | 15 | 2036 | 50308.5833 | 31797.6659 | 30975.5319 | 4973.8922 | -17438.5067
[10 empty] | 16 | 2037 | 51584.4067 | 32621.6246 | 31773.1711 | 5077.1701 | -17887.5591 | 49702.138 | 31406.3667 | 30596.6107 | 4924.3434 | -17225.1829 | 0
[10 empty] | 17 | 2038 | 52892.7018 | 33466.9342 | 32591.35 | 5182.5925 | -18348.1749
[10 empty] | 18 | 2039 | 54234.2975 | 34334.1479 | 33430.5975 | 5290.2039 | -18820.6517
[10 empty] | 19 | 2040 | 55610.044 | 35223.8334 | 34291.4561 | 5400.0497 | -19305.2952
[10 empty] | 20 | 2041 | 57020.813 | 36136.5729 | 35174.4824 | 5512.1763 | -19802.4185 | 54939.4641 | 34790.3721 | 33871.9715 | 5346.2556 | -19069.1351 | 0
[10 empty] | 21 | 2042 | 58467.4989 | 37072.9637 | 36080.2471 | 5626.6312 | -20312.3431
[10 empty] | 22 | 2043 | 59951.0188 | 38033.6189 | 37009.3359 | 5743.4626 | -20835.3985
[10 empty] | 23 | 2044 | 61472.3132 | 39019.1671 | 37962.3492 | 5862.7198 | -21371.923
[10 empty] | 24 | 2045 | 0 | 0 | 0 | 0 | 0 | 44972.7077 | 28531.4374 | 27762.9831 | 4308.2034 | -15629.9162 | 0
[10 empty] | 25 | 2046 | 0 | 0 | 0 | 0 | 0
[10 empty] | 26 | 2047 | 0 | 0 | 0 | 0 | 0
[10 empty] | 27 | 2048 | 0 | 0 | 0 | 0 | 0
[10 empty] | 28 | 2049 | 0 | 0 | 0 | 0 | 0 | 0 | 0 | 0 | 0 | 0 | 0
[11 empty] | - | - | - | - | - | -
[11 empty] | Equals: Amount To Accrue | 1088279.6714 | 687111.3793 | 669545.1174 | 108561.5615 | -376938.3868
[12 empty] | 0 | 0 | 0 | 0 | 0 | 0
[11 empty] | Earnings Rate | 2.533%
[11 empty] | Monthly Rate | 0.2086%
[11 empty] | Amount To Accrue | 1088279.6714
[11 empty] | PV of Amount to Accrue | 612215.745
[11 empty] | Months to Accrue | 276
[11 empty] | Monthly Amount | 2920.0755
[11 empty] | - | - | - | -
[10 empty] | 1 | 0 | 2920.0755 | 0 | 2920.0755
[10 empty] | 2 | 2920.0755 | 2920.0755 | 6.0927 | 5846.2437
[10 empty] | 3 | 5846.2437 | 2920.0755 | 12.1981 | 8778.5173
[10 empty] | 4 | 8778.5173 | 2920.0755 | 18.3162 | 11716.909
[10 empty] | 5 | 11716.909 | 2920.0755 | 24.4471 | 14661.4316
[10 empty] | 6 | 14661.4316 | 2920.0755 | 30.5908 | 17612.0979
[10 empty] | 7 | 17612.0979 | 2920.0755 | 36.7473 | 20568.9207
[10 empty] | 8 | 20568.9207 | 2920.0755 | 42.9167 | 23531.9128
[10 empty] | 9 | 23531.9128 | 2920.0755 | 49.0989 | 26501.0872
[10 empty] | 10 | 26501.0872 | 2920.0755 | 55.294 | 29476.4567
[10 empty] | 11 | 29476.4567 | 2920.0755 | 61.5021 | 32458.0342
[10 empty] | 12 | 32458.0342 | 2920.0755 | 67.7231 | 35445.8328
[10 empty] | 13 | 35445.8328 | 2920.0755 | 73.957 | 38439.8653
[10 empty] | 14 | 38439.8653 | 2920.0755 | 80.204 | 41440.1449
[10 empty] | 15 | 41440.1449 | 2920.0755 | 86.4641 | 44446.6844
[10 empty] | 16 | 44446.6844 | 2920.0755 | 92.7371 | 47459.4971
[10 empty] | 17 | 47459.4971 | 2920.0755 | 99.0233 | 50478.5959
[10 empty] | 18 | 50478.5959 | 2920.0755 | 105.3226 | 53503.994
[10 empty] | 19 | 53503.994 | 2920.0755 | 111.635 | 56535.7046
[10 empty] | 20 | 56535.7046 | 2920.0755 | 117.9606 | 59573.7407
[10 empty] | 21 | 59573.7407 | 2920.0755 | 124.2995 | 62618.1157
[10 empty] | 22 | 62618.1157 | 2920.0755 | 130.6515 | 65668.8426
[10 empty] | 23 | 65668.8426 | 2920.0755 | 137.0168 | 68725.9349
[10 empty] | 24 | 68725.9349 | 2920.0755 | 143.3953 | 71789.4057
[10 empty] | 25 | 71789.4057 | 2920.0755 | 149.7872 | 74859.2684
[10 empty] | 26 | 74859.2684 | 2920.0755 | 156.1924 | 77935.5363
[10 empty] | 27 | 77935.5363 | 2920.0755 | 162.611 | 81018.2228
[10 empty] | 28 | 81018.2228 | 2920.0755 | 169.0429 | 84107.3413
[10 empty] | 29 | 84107.3413 | 2920.0755 | 175.4883 | 87202.9051
[10 empty] | 30 | 87202.9051 | 2920.0755 | 181.9472 | 90304.9278
[10 empty] | 31 | 90304.9278 | 2920.0755 | 188.4195 | 93413.4227
[10 empty] | 32 | 93413.4227 | 2920.0755 | 194.9053 | 96528.4035
[10 empty] | 33 | 96528.4035 | 2920.0755 | 201.4046 | 99649.8837
[10 empty] | 34 | 99649.8837 | 2920.0755 | 207.9175 | 102777.8767
[10 empty] | 35 | 102777.8767 | 2920.0755 | 214.444 | 105912.3963
[10 empty] | 36 | 105912.3963 | 2920.0755 | 220.9842 | 109053.4559
[10 empty] | 37 | 109053.4559 | 2920.0755 | 227.5379 | 112201.0693
[10 empty] | 38 | 112201.0693 | 2920.0755 | 234.1054 | 115355.2502
[10 empty] | 39 | 115355.2502 | 2920.0755 | 240.6865 | 118516.0122
[10 empty] | 40 | 118516.0122 | 2920.0755 | 247.2814 | 121683.369
[10 empty] | 41 | 121683.369 | 2920.0755 | 253.89 | 124857.3345
[10 empty] | 42 | 124857.3345 | 2920.0755 | 260.5124 | 128037.9224
[10 empty] | 43 | 128037.9224 | 2920.0755 | 267.1486 | 131225.1466
[10 empty] | 44 | 131225.1466 | 2920.0755 | 273.7987 | 134419.0208
[10 empty] | 45 | 134419.0208 | 2920.0755 | 280.4627 | 137619.5589
[10 empty] | 46 | 137619.5589 | 2920.0755 | 287.1405 | 140826.775
[10 empty] | 47 | 140826.775 | 2920.0755 | 293.8323 | 144040.6828
[10 empty] | 48 | 144040.6828 | 2920.0755 | 300.5381 | 147261.2964
[10 empty] | 49 | 147261.2964 | 2920.0755 | 307.2578 | 150488.6297
[10 empty] | 50 | 150488.6297 | 2920.0755 | 313.9916 | 153722.6968
[10 empty] | 51 | 153722.6968 | 2920.0755 | 320.7394 | 156963.5118
[10 empty] | 52 | 156963.5118 | 2920.0755 | 327.5013 | 160211.0886
[10 empty] | 53 | 160211.0886 | 2920.0755 | 334.2773 | 163465.4414
[10 empty] | 54 | 163465.4414 | 2920.0755 | 341.0675 | 166726.5844
[10 empty] | 55 | 166726.5844 | 2920.0755 | 347.8718 | 169994.5316
[10 empty] | 56 | 169994.5316 | 2920.0755 | 354.6903 | 173269.2974
[10 empty] | 57 | 173269.2974 | 2920.0755 | 361.523 | 176550.8959
[10 empty] | 58 | 176550.8959 | 2920.0755 | 368.37 | 179839.3415
[10 empty] | 59 | 179839.3415 | 2920.0755 | 375.2313 | 183134.6482
[10 empty] | 60 | 183134.6482 | 2920.0755 | 382.1069 | 186436.8306
[10 empty] | 61 | 186436.8306 | 2920.0755 | 388.9968 | 189745.903
[10 empty] | 62 | 189745.903 | 2920.0755 | 395.9011 | 193061.8796
[10 empty] | 63 | 193061.8796 | 2920.0755 | 402.8199 | 196384.775
[10 empty] | 64 | 196384.775 | 2920.0755 | 409.753 | 199714.6035
[10 empty] | 65 | 199714.6035 | 2920.0755 | 416.7006 | 203051.3796
[10 empty] | 66 | 203051.3796 | 2920.0755 | 423.6628 | 206395.1179
[10 empty] | 67 | 206395.1179 | 2920.0755 | 430.6394 | 209745.8328
[10 empty] | 68 | 209745.8328 | 2920.0755 | 437.6306 | 213103.5389
[10 empty] | 69 | 213103.5389 | 2920.0755 | 444.6364 | 216468.2508
[10 empty] | 70 | 216468.2508 | 2920.0755 | 451.6568 | 219839.9831
[10 empty] | 71 | 219839.9831 | 2920.0755 | 458.6919 | 223218.7504
[10 empty] | 72 | 223218.7504 | 2920.0755 | 465.7416 | 226604.5675
[10 empty] | 73 | 226604.5675 | 2920.0755 | 472.806 | 229997.449
[10 empty] | 74 | 229997.449 | 2920.0755 | 479.8852 | 233397.4097
[10 empty] | 75 | 233397.4097 | 2920.0755 | 486.9792 | 236804.4644
[10 empty] | 76 | 236804.4644 | 2920.0755 | 494.0879 | 240218.6278
[10 empty] | 77 | 240218.6278 | 2920.0755 | 501.2115 | 243639.9148
[10 empty] | 78 | 243639.9148 | 2920.0755 | 508.3499 | 247068.3403
[10 empty] | 79 | 247068.3403 | 2920.0755 | 515.5033 | 250503.919
[10 empty] | 80 | 250503.919 | 2920.0755 | 522.6716 | 253946.6661
[10 empty] | 81 | 253946.6661 | 2920.0755 | 529.8548 | 257396.5964
[10 empty] | 82 | 257396.5964 | 2920.0755 | 537.053 | 260853.7249
[10 empty] | 83 | 260853.7249 | 2920.0755 | 544.2662 | 264318.0666
[10 empty] | 84 | 264318.0666 | 2920.0755 | 551.4945 | 267789.6366
[10 empty] | 85 | 267789.6366 | 2920.0755 | 558.7379 | 271268.45
[10 empty] | 86 | 271268.45 | 2920.0755 | 565.9963 | 274754.5218
[10 empty] | 87 | 274754.5218 | 2920.0755 | 573.27 | 278247.8673
[10 empty] | 88 | 278247.8673 | 2920.0755 | 580.5588 | 281748.5016
[10 empty] | 89 | 281748.5016 | 2920.0755 | 587.8628 | 285256.4398
[10 empty] | 90 | 285256.4398 | 2920.0755 | 595.182 | 288771.6974
[10 empty] | 91 | 288771.6974 | 2920.0755 | 602.5165 | 292294.2894
[10 empty] | 92 | 292294.2894 | 2920.0755 | 609.8664 | 295824.2313
[10 empty] | 93 | 295824.2313 | 2920.0755 | 617.2315 | 299361.5383
[10 empty] | 94 | 299361.5383 | 2920.0755 | 624.612 | 302906.2258
[10 empty] | 95 | 302906.2258 | 2920.0755 | 632.008 | 306458.3092
[10 empty] | 96 | 306458.3092 | 2920.0755 | 639.4193 | 310017.8041
[10 empty] | 97 | 310017.8041 | 2920.0755 | 646.8461 | 313584.7257
[10 empty] | 98 | 313584.7257 | 2920.0755 | 654.2884 | 317159.0896
[10 empty] | 99 | 317159.0896 | 2920.0755 | 661.7463 | 320740.9114
[10 empty] | 100 | 320740.9114 | 2920.0755 | 669.2197 | 324330.2066
[10 empty] | 101 | 324330.2066 | 2920.0755 | 676.7087 | 327926.9907
[10 empty] | 102 | 327926.9907 | 2920.0755 | 684.2133 | 331531.2795
[10 empty] | 103 | 331531.2795 | 2920.0755 | 691.7336 | 335143.0886
[10 empty] | 104 | 335143.0886 | 2920.0755 | 699.2695 | 338762.4336
[10 empty] | 105 | 338762.4336 | 2920.0755 | 706.8212 | 342389.3304
[10 empty] | 106 | 342389.3304 | 2920.0755 | 714.3887 | 346023.7946
[10 empty] | 107 | 346023.7946 | 2920.0755 | 721.9719 | 349665.842
[10 empty] | 108 | 349665.842 | 2920.0755 | 729.571 | 353315.4885
[10 empty] | 109 | 353315.4885 | 2920.0755 | 737.1859 | 356972.7499
[10 empty] | 110 | 356972.7499 | 2920.0755 | 744.8167 | 360637.6421
[10 empty] | 111 | 360637.6421 | 2920.0755 | 752.4634 | 364310.181
[10 empty] | 112 | 364310.181 | 2920.0755 | 760.1261 | 367990.3826
[10 empty] | 113 | 367990.3826 | 2920.0755 | 767.8048 | 371678.2629
[10 empty] | 114 | 371678.2629 | 2920.0755 | 775.4995 | 375373.8379
[10 empty] | 115 | 375373.8379 | 2920.0755 | 783.2102 | 379077.1236
[10 empty] | 116 | 379077.1236 | 2920.0755 | 790.9371 | 382788.1361
[10 empty] | 117 | 382788.1361 | 2920.0755 | 798.68 | 386506.8916
[10 empty] | 118 | 386506.8916 | 2920.0755 | 806.4391 | 390233.4063
[10 empty] | 119 | 390233.4063 | 2920.0755 | 814.2144 | 393967.6962
[10 empty] | 120 | 393967.6962 | 2920.0755 | 822.0059 | 397709.7776
[10 empty] | 121 | 397709.7776 | 2920.0755 | 829.8137 | 401459.6668
[10 empty] | 122 | 401459.6668 | 2920.0755 | 837.6378 | 405217.3801
[10 empty] | 123 | 405217.3801 | 2920.0755 | 845.4782 | 408982.9338
[10 empty] | 124 | 408982.9338 | 2920.0755 | 853.3349 | 412756.3443
[10 empty] | 125 | 412756.3443 | 2920.0755 | 861.2081 | 416537.6278
[10 empty] | 126 | 416537.6278 | 2920.0755 | 869.0977 | 420326.801
[10 empty] | 127 | 420326.801 | 2920.0755 | 877.0037 | 424123.8802
[10 empty] | 128 | 424123.8802 | 2920.0755 | 884.9262 | 427928.8819
[10 empty] | 129 | 427928.8819 | 2920.0755 | 892.8653 | 431741.8227
[10 empty] | 130 | 431741.8227 | 2920.0755 | 900.8209 | 435562.7192
[10 empty] | 131 | 435562.7192 | 2920.0755 | 908.7931 | 439391.5878
[10 empty] | 132 | 439391.5878 | 2920.0755 | 916.782 | 443228.4453
[10 empty] | 133 | 443228.4453 | 2920.0755 | 924.7875 | 447073.3084
[10 empty] | 134 | 447073.3084 | 2920.0755 | 932.8098 | 450926.1936
[10 empty] | 135 | 450926.1936 | 2920.0755 | 940.8487 | 454787.1179
[10 empty] | 136 | 454787.1179 | 2920.0755 | 948.9045 | 458656.0978
[10 empty] | 137 | 458656.0978 | 2920.0755 | 956.977 | 462533.1504
[10 empty] | 138 | 462533.1504 | 2920.0755 | 965.0664 | 466418.2923
[10 empty] | 139 | 466418.2923 | 2920.0755 | 973.1727 | 470311.5405
[10 empty] | 140 | 470311.5405 | 2920.0755 | 981.2959 | 474212.9119
[10 empty] | 141 | 474212.9119 | 2920.0755 | 989.436 | 478122.4234
[10 empty] | 142 | 478122.4234 | 2920.0755 | 997.5931 | 482040.0921
[10 empty] | 143 | 482040.0921 | 2920.0755 | 1005.7673 | 485965.9349
[10 empty] | 144 | 485965.9349 | 2920.0755 | 1013.9585 | 489899.9688
[10 empty] | 145 | 489899.9688 | 2920.0755 | 1022.1668 | 493842.2111
[10 empty] | 146 | 493842.2111 | 2920.0755 | 1030.3922 | 497792.6788
[10 empty] | 147 | 497792.6788 | 2920.0755 | 1038.6347 | 501751.389
[10 empty] | 148 | 501751.389 | 2920.0755 | 1046.8945 | 505718.359
[10 empty] | 149 | 505718.359 | 2920.0755 | 1055.1715 | 509693.6061
[10 empty] | 150 | 509693.6061 | 2920.0755 | 1063.4658 | 513677.1474
[10 empty] | 151 | 513677.1474 | 2920.0755 | 1071.7774 | 517669.0003
[10 empty] | 152 | 517669.0003 | 2920.0755 | 1080.1063 | 521669.1821
[10 empty] | 153 | 521669.1821 | 2920.0755 | 1088.4526 | 525677.7102
[10 empty] | 154 | 525677.7102 | 2920.0755 | 1096.8163 | 529694.602
[10 empty] | 155 | 529694.602 | 2920.0755 | 1105.1975 | 533719.875
[10 empty] | 156 | 533719.875 | 2920.0755 | 1113.5961 | 537753.5466
[10 empty] | 157 | 537753.5466 | 2920.0755 | 1122.0123 | 541795.6345
[10 empty] | 158 | 541795.6345 | 2920.0755 | 1130.4461 | 545846.156
[10 empty] | 159 | 545846.156 | 2920.0755 | 1138.8974 | 549905.1289
[10 empty] | 160 | 549905.1289 | 2920.0755 | 1147.3664 | 553972.5708
[10 empty] | 161 | 553972.5708 | 2920.0755 | 1155.853 | 558048.4993
[10 empty] | 162 | 558048.4993 | 2920.0755 | 1164.3573 | 562132.9321
[10 empty] | 163 | 562132.9321 | 2920.0755 | 1172.8794 | 566225.8871
[10 empty] | 164 | 566225.8871 | 2920.0755 | 1181.4193 | 570327.3819
[10 empty] | 165 | 570327.3819 | 2920.0755 | 1189.977 | 574437.4344
[10 empty] | 166 | 574437.4344 | 2920.0755 | 1198.5525 | 578556.0624
[10 empty] | 167 | 578556.0624 | 2920.0755 | 1207.146 | 582683.2839
[10 empty] | 168 | 582683.2839 | 2920.0755 | 1215.7573 | 586819.1167
[10 empty] | 169 | 586819.1167 | 2920.0755 | 1224.3867 | 590963.5789
[10 empty] | 170 | 590963.5789 | 2920.0755 | 1233.034 | 595116.6884
[10 empty] | 171 | 595116.6884 | 2920.0755 | 1241.6994 | 599278.4633
[10 empty] | 172 | 599278.4633 | 2920.0755 | 1250.3829 | 603448.9217
[10 empty] | 173 | 603448.9217 | 2920.0755 | 1259.0844 | 607628.0817
[10 empty] | 174 | 607628.0817 | 2920.0755 | 1267.8042 | 611815.9613
[10 empty] | 175 | 611815.9613 | 2920.0755 | 1276.5421 | 616012.5789
[10 empty] | 176 | 616012.5789 | 2920.0755 | 1285.2983 | 620217.9527
[10 empty] | 177 | 620217.9527 | 2920.0755 | 1294.0727 | 624432.1009
[10 empty] | 178 | 624432.1009 | 2920.0755 | 1302.8654 | 628655.0419
[10 empty] | 179 | 628655.0419 | 2920.0755 | 1311.6765 | 632886.7939
[10 empty] | 180 | 632886.7939 | 2920.0755 | 1320.506 | 637127.3754
[10 empty] | 181 | 637127.3754 | 2920.0755 | 1329.3539 | 641376.8048
[10 empty] | 182 | 641376.8048 | 2920.0755 | 1338.2202 | 645635.1005
[10 empty] | 183 | 645635.1005 | 2920.0755 | 1347.1051 | 649902.2811
[10 empty] | 184 | 649902.2811 | 2920.0755 | 1356.0085 | 654178.3651
[10 empty] | 185 | 654178.3651 | 2920.0755 | 1364.9304 | 658463.371
[10 empty] | 186 | 658463.371 | 2920.0755 | 1373.871 | 662757.3175
[10 empty] | 187 | 662757.3175 | 2920.0755 | 1382.8303 | 667060.2233
[10 empty] | 188 | 667060.2233 | 2920.0755 | 1391.8082 | 671372.107
[10 empty] | 189 | 671372.107 | 2920.0755 | 1400.8049 | 675692.9874
[10 empty] | 190 | 675692.9874 | 2920.0755 | 1409.8203 | 680022.8831
[10 empty] | 191 | 680022.8831 | 2920.0755 | 1418.8545 | 684361.8132
[10 empty] | 192 | 684361.8132 | 2920.0755 | 1427.9076 | 688709.7963
[10 empty] | 193 | 688709.7963 | 2920.0755 | 1436.9796 | 693066.8514
[10 empty] | 194 | 693066.8514 | 2920.0755 | 1446.0705 | 697432.9974
[10 empty] | 195 | 697432.9974 | 2920.0755 | 1455.1804 | 701808.2533
[10 empty] | 196 | 701808.2533 | 2920.0755 | 1464.3093 | 706192.6381
[10 empty] | 197 | 706192.6381 | 2920.0755 | 1473.4572 | 710586.1708
[10 empty] | 198 | 710586.1708 | 2920.0755 | 1482.6242 | 714988.8705
[10 empty] | 199 | 714988.8705 | 2920.0755 | 1491.8104 | 719400.7564
[10 empty] | 200 | 719400.7564 | 2920.0755 | 1501.0157 | 723821.8476
[10 empty] | 201 | 723821.8476 | 2920.0755 | 1510.2402 | 728252.1633
[10 empty] | 202 | 728252.1633 | 2920.0755 | 1519.484 | 732691.7228
[10 empty] | 203 | 732691.7228 | 2920.0755 | 1528.747 | 737140.5453
[10 empty] | 204 | 737140.5453 | 2920.0755 | 1538.0294 | 741598.6503
[10 empty] | 205 | 741598.6503 | 2920.0755 | 1547.3312 | 746066.0569
[10 empty] | 206 | 746066.0569 | 2920.0755 | 1556.6523 | 750542.7848
[10 empty] | 207 | 750542.7848 | 2920.0755 | 1565.9929 | 755028.8532
[10 empty] | 208 | 755028.8532 | 2920.0755 | 1575.353 | 759524.2817
[10 empty] | 209 | 759524.2817 | 2920.0755 | 1584.7327 | 764029.0899
[10 empty] | 210 | 764029.0899 | 2920.0755 | 1594.1318 | 768543.2972
[10 empty] | 211 | 768543.2972 | 2920.0755 | 1603.5507 | 773066.9234
[10 empty] | 212 | 773066.9234 | 2920.0755 | 1612.9891 | 777599.988
[10 empty] | 213 | 777599.988 | 2920.0755 | 1622.4473 | 782142.5107
[10 empty] | 214 | 782142.5107 | 2920.0755 | 1631.9251 | 786694.5114
[10 empty] | 215 | 786694.5114 | 2920.0755 | 1641.4228 | 791256.0097
[10 empty] | 216 | 791256.0097 | 2920.0755 | 1650.9403 | 795827.0255
[10 empty] | 217 | 795827.0255 | 2920.0755 | 1660.4776 | 800407.5786
[10 empty] | 218 | 800407.5786 | 2920.0755 | 1670.0349 | 804997.689
[10 empty] | 219 | 804997.689 | 2920.0755 | 1679.612 | 809597.3765
[10 empty] | 220 | 809597.3765 | 2920.0755 | 1689.2092 | 814206.6612
[10 empty] | 221 | 814206.6612 | 2920.0755 | 1698.8264 | 818825.5631
[10 empty] | 222 | 818825.5631 | 2920.0755 | 1708.4636 | 823454.1022
[10 empty] | 223 | 823454.1022 | 2920.0755 | 1718.121 | 828092.2987
[10 empty] | 224 | 828092.2987 | 2920.0755 | 1727.7985 | 832740.1726
[10 empty] | 225 | 832740.1726 | 2920.0755 | 1737.4962 | 837397.7443
[10 empty] | 226 | 837397.7443 | 2920.0755 | 1747.2141 | 842065.0339
[10 empty] | 227 | 842065.0339 | 2920.0755 | 1756.9523 | 846742.0618
[10 empty] | 228 | 846742.0618 | 2920.0755 | 1766.7109 | 851428.8481
[10 empty] | 229 | 851428.8481 | 2920.0755 | 1776.4897 | 856125.4134
[10 empty] | 230 | 856125.4134 | 2920.0755 | 1786.289 | 860831.7779
[10 empty] | 231 | 860831.7779 | 2920.0755 | 1796.1088 | 865547.9622
[10 empty] | 232 | 865547.9622 | 2920.0755 | 1805.949 | 870273.9867
[10 empty] | 233 | 870273.9867 | 2920.0755 | 1815.8098 | 875009.8719
[10 empty] | 234 | 875009.8719 | 2920.0755 | 1825.6911 | 879755.6385
[10 empty] | 235 | 879755.6385 | 2920.0755 | 1835.593 | 884511.3071
[10 empty] | 236 | 884511.3071 | 2920.0755 | 1845.5157 | 889276.8982
[10 empty] | 237 | 889276.8982 | 2920.0755 | 1855.459 | 894052.4327
[10 empty] | 238 | 894052.4327 | 2920.0755 | 1865.423 | 898837.9312
[10 empty] | 239 | 898837.9312 | 2920.0755 | 1875.4079 | 903633.4146
[10 empty] | 240 | 903633.4146 | 2920.0755 | 1885.4136 | 908438.9036
[10 empty] | 241 | 908438.9036 | 2920.0755 | 1895.4401 | 913254.4192
[10 empty] | 242 | 913254.4192 | 2920.0755 | 1905.4876 | 918079.9823
[10 empty] | 243 | 918079.9823 | 2920.0755 | 1915.556 | 922915.6139
[10 empty] | 244 | 922915.6139 | 2920.0755 | 1925.6455 | 927761.3349
[10 empty] | 245 | 927761.3349 | 2920.0755 | 1935.756 | 932617.1664
[10 empty] | 246 | 932617.1664 | 2920.0755 | 1945.8876 | 937483.1295
[10 empty] | 247 | 937483.1295 | 2920.0755 | 1956.0403 | 942359.2453
[10 empty] | 248 | 942359.2453 | 2920.0755 | 1966.2142 | 947245.535
[10 empty] | 249 | 947245.535 | 2920.0755 | 1976.4094 | 952142.0199
[10 empty] | 250 | 952142.0199 | 2920.0755 | 1986.6258 | 957048.7213
[10 empty] | 251 | 957048.7213 | 2920.0755 | 1996.8636 | 961965.6603
[10 empty] | 252 | 961965.6603 | 2920.0755 | 2007.1227 | 966892.8585
[10 empty] | 253 | 966892.8585 | 2920.0755 | 2017.4032 | 971830.3371
[10 empty] | 254 | 971830.3371 | 2920.0755 | 2027.7051 | 976778.1177
[10 empty] | 255 | 976778.1177 | 2920.0755 | 2038.0286 | 981736.2218
[10 empty] | 256 | 981736.2218 | 2920.0755 | 2048.3735 | 986704.6708
[10 empty] | 257 | 986704.6708 | 2920.0755 | 2058.7401 | 991683.4864
[10 empty] | 258 | 991683.4864 | 2920.0755 | 2069.1283 | 996672.6903
[10 empty] | 259 | 996672.6903 | 2920.0755 | 2079.5382 | 1001672.304
[10 empty] | 260 | 1001672.304 | 2920.0755 | 2089.9698 | 1006682.3493
[10 empty] | 261 | 1006682.3493 | 2920.0755 | 2100.4232 | 1011702.8479
[10 empty] | 262 | 1011702.8479 | 2920.0755 | 2110.8983 | 1016733.8217
[10 empty] | 263 | 1016733.8217 | 2920.0755 | 2121.3954 | 1021775.2926
[10 empty] | 264 | 1021775.2926 | 2920.0755 | 2131.9143 | 1026827.2824
[10 empty] | 265 | 1026827.2824 | 2920.0755 | 2142.4552 | 1031889.8131
[10 empty] | 266 | 1031889.8131 | 2920.0755 | 2153.018 | 1036962.9066
[10 empty] | 267 | 1036962.9066 | 2920.0755 | 2163.6029 | 1042046.585
[10 empty] | 268 | 1042046.585 | 2920.0755 | 2174.2099 | 1047140.8705
[10 empty] | 269 | 1047140.8705 | 2920.0755 | 2184.8391 | 1052245.7851
[10 empty] | 270 | 1052245.7851 | 2920.0755 | 2195.4904 | 1057361.3509
[10 empty] | 271 | 1057361.3509 | 2920.0755 | 2206.1639 | 1062487.5903
[10 empty] | 272 | 1062487.5903 | 2920.0755 | 2216.8597 | 1067624.5256
[10 empty] | 273 | 1067624.5256 | 2920.0755 | 2227.5778 | 1072772.1789
[10 empty] | 274 | 1072772.1789 | 2920.0755 | 2238.3183 | 1077930.5727
[10 empty] | 275 | 1077930.5727 | 2920.0755 | 2249.0812 | 1083099.7294
[10 empty] | 276 | 1083099.7294 | 2920.0755 | 2259.8665 | 1088279.6714
[10 empty] | - | - | - | - | -
[11 empty] | Equals: Amount To Accrue | 805940.8381 | 282338.8333 | 1088279.6714 | 8.8476e-09

## Big Bend Solar
TAMPA ELECTRIC COMPANY | [10 empty] | TAMPA ELECTRIC COMPANY | [11 empty] | FOSSIL-FUELED GENERATING STATIONS
PROJECTED FUTURE DOLLAR DISMANTLEMENT COST BY PLANT | [10 empty] | COMPUTATION OF ANNUAL ACCRUAL | [11 empty] | ESTIMATED FUTURE DOLLAR DISMANTLEMENT COST
| Intitial Cost |  |  |  |  | Cost |  |  |  |  | Big Bend Solar | Total | Labor | Mat & Eq | Disposal | Salvage | [12 empty] | Total
| Estimates | Capital | Dismantlement | Cost | Inflation | Estimate in | Start | Inflation | Future |  | Year of Study | 2022 | [13 empty] | Capital | Dismantlement | Accumlated | Future
| Are in ___ | Recovery | Component | Estimate | Compound | 2022 | Year of | Compound | Dollar |  | Capital Recovery Year | 2047 | [11 empty] | Recovery | Study | Recovery | Cost at | Reserve @ 12/31/2021 | Dollar
PLANT | Dollars | Year | Costs | Per Study | Multiplier | Dollars | Expenditure | Multiplier | Cost |  | Cost @ Study Year 2022 | 3816103.5369 | 1660726.8863 | 1623800.2252 | 1117264.4563 | -585688.0309 | [6 empty] | PLANT | Period | Date | Year | Study Date |  | Cost
- | - | - | - | - | - | - | - | - | - |  | Total Future Exp | 6957583.7196 | 3146979.7682 | 3056942.3873 | 1856269.2245 | -1102607.6604 | [6 empty] | - | - | - | - | - | - | -
Big Bend Solar | 2020 | 2047 | Labor | 1570440 | 1.0575 | 1660726.8863 | 2048 | 1.8949 | 3146979.7682 |  | Amount To Accrue | 6957583.7196 | 3146979.7682 | 3056942.3873 | 1856269.2245 | -1102607.6604 | [6 empty] | Big Bend Solar | 25 | 2022 | 2047 | 3816103.5369 | 0 | 6957583.7196 | 0
|  |  | Materials & Eq | 1534560 | 1.0582 | 1623800.2252 |  | 1.8826 | 3056942.3873 |  | PV of Amount to Accrue | 3816103.5369 | 1660726.8863 | 1623800.2252 | 1117264.4563 | -585688.0309
|  |  | Disposal | 1074675 | 1.0396 | 1117264.4563 |  | 1.6614 | 1856269.2245 |  | Capital Recovery Years | 25
|  |  | Salvage | -553500 | 1.0582 | -585688.0309 |  | 1.8826 | -1102607.6604 |  | Compound Average Growth | 2.431% | 2.59% | 2.563% | 2.052% | 2.563%
|  |  |  | - |  | - |  |  | - |  | First Year 2022 Accrual | 205388.8959 | 91065.0372 | 88768.3201 | 57573.3581 | -32017.8196
|  |  |  | 3626175 |  | 3816103.5369 |  |  | 6957583.7196 |  | - | - | - | - | - | -
[10 empty] | 0 | Reserve @ 12/31/2021 | 0 | 0 | 0 | 0 | 0 | 4-yr Avg | Labor | Mat & Eq | Disposal | Salvage | 0
[10 empty] | 1 | 2022 | 205388.8959 | 91065.0372 | 88768.3201 | 57573.3581 | -32017.8196
[10 empty] | 2 | 2023 | 210382.7849 | 93423.3635 | 91043.3412 | 58754.4765 | -32838.3962
[10 empty] | 3 | 2024 | 215499.2541 | 95842.7637 | 93376.6682 | 59959.8255 | -33680.0033
[10 empty] | 4 | 2025 | 220741.3375 | 98324.8194 | 95769.7955 | 61189.9023 | -34543.1797 | 213003.0681 | 94663.9959 | 92239.5312 | 59369.3906 | -33269.8497 | 0
[10 empty] | 5 | 2026 | 226112.145 | 100871.1534 | 98224.2556 | 62445.2141 | -35428.4782
[10 empty] | 6 | 2027 | 231614.8636 | 103483.4303 | 100741.6205 | 63726.2786 | -36336.4658
[10 empty] | 7 | 2028 | 237252.7602 | 106163.3577 | 103323.5023 | 65033.6242 | -37267.724
[10 empty] | 8 | 2029 | 243029.183 | 108912.6876 | 105971.5545 | 66367.7901 | -38222.8492 | 234502.2379 | 104857.6572 | 102065.2332 | 64393.2268 | -36813.8793 | 0
[10 empty] | 9 | 2030 | 248947.5636 | 111733.2174 | 108687.473 | 67729.3263 | -39202.453
[10 empty] | 10 | 2031 | 255011.4195 | 114626.7908 | 111472.997 | 69118.7945 | -40207.1629
[10 empty] | 11 | 2032 | 261224.3557 | 117595.2997 | 114329.9106 | 70536.7677 | -41237.6222
[10 empty] | 12 | 2033 | 267590.0674 | 120640.6845 | 117260.0433 | 71983.8306 | -42294.4909 | 258193.3516 | 116148.9981 | 112937.606 | 69842.1798 | -40735.4322 | 0
[10 empty] | 13 | 2034 | 274112.3419 | 123764.9361 | 120265.2716 | 73460.58 | -43378.4458
[10 empty] | 14 | 2035 | 280795.0609 | 126970.097 | 123347.5202 | 74967.625 | -44490.1812
[10 empty] | 15 | 2036 | 287642.2034 | 130258.2624 | 126508.7629 | 76505.587 | -45630.4089
[10 empty] | 16 | 2037 | 294657.8475 | 133631.582 | 129751.0243 | 78075.1003 | -46799.8592 | 284301.8634 | 128656.2194 | 124968.1447 | 75752.2231 | -45074.7238 | 0
[10 empty] | 17 | 2038 | 301846.1731 | 137092.2611 | 133076.3809 | 79676.8122 | -47999.2811
[10 empty] | 18 | 2039 | 309211.4646 | 140642.5619 | 136486.9622 | 81311.3833 | -49229.4427
[10 empty] | 19 | 2040 | 316758.1136 | 144284.8054 | 139984.9524 | 82979.4876 | -50491.1318
[10 empty] | 20 | 2041 | 324490.6212 | 148021.3727 | 143572.5917 | 84681.8131 | -51785.1563 | 313076.5931 | 142510.2503 | 138280.2218 | 82162.374 | -49876.253 | 0
[10 empty] | 21 | 2042 | 332413.6009 | 151854.7065 | 147252.1778 | 86419.0618 | -53112.3452
[10 empty] | 22 | 2043 | 340531.7819 | 155787.3128 | 151026.067 | 88191.9502 | -54473.5482
[10 empty] | 23 | 2044 | 348850.0111 | 159821.7624 | 154896.6763 | 90001.2095 | -55869.6371
[10 empty] | 24 | 2045 | 357373.257 | 163960.6929 | 158866.4845 | 91847.5857 | -57301.5061 | 344792.1627 | 157856.1187 | 153010.3514 | 89114.9518 | -55189.2591 | 0
[10 empty] | 25 | 2046 | 366106.6121 | 168206.8099 | 162938.0339 | 93731.8404 | -58770.072
[10 empty] | 26 | 2047 | 0 | 0 | 0 | 0 | 0
[10 empty] | 27 | 2048 | 0 | 0 | 0 | 0 | 0
[10 empty] | 28 | 2049 | 0 | 0 | 0 | 0 | 0 | 91526.653 | 42051.7025 | 40734.5085 | 23432.9601 | -14692.518 | 0
[10 empty] | 29 | 2050 | 0 | 0 | 0 | 0 | 0
[10 empty] | 30 | 2051 | 0 | 0 | 0 | 0 | 0
[10 empty] | 31 | 2052 | 0 | 0 | 0 | 0 | 0
[11 empty] | - | - | - | - | - | -
[11 empty] | Equals: Amount To Accrue | 6957583.7196 | 3146979.7682 | 3056942.3873 | 1856269.2245 | -1102607.6604
[12 empty] | 0 | 4.191e-09 | 0 | 0 | 0 | 0
[11 empty] | Earnings Rate | 2.431%
[11 empty] | Monthly Rate | 0.2004%
[11 empty] | Amount To Accrue | 6957583.7196
[11 empty] | PV of Amount to Accrue | 3816103.5369
[11 empty] | Months to Accrue | 300
[11 empty] | Monthly Amount | 16937.3261
[11 empty] | - | - | - | -
[10 empty] | 1 | 0 | 16937.3261 | 0 | 16937.3261
[10 empty] | 2 | 16937.3261 | 16937.3261 | 33.9426 | 33908.5949
[10 empty] | 3 | 33908.5949 | 16937.3261 | 67.9533 | 50913.8743
[10 empty] | 4 | 50913.8743 | 16937.3261 | 102.0321 | 67953.2324
[10 empty] | 5 | 67953.2324 | 16937.3261 | 136.1792 | 85026.7377
[10 empty] | 6 | 85026.7377 | 16937.3261 | 170.3947 | 102134.4586
[10 empty] | 7 | 102134.4586 | 16937.3261 | 204.6788 | 119276.4635
[10 empty] | 8 | 119276.4635 | 16937.3261 | 239.0316 | 136452.8212
[10 empty] | 9 | 136452.8212 | 16937.3261 | 273.4533 | 153663.6006
[10 empty] | 10 | 153663.6006 | 16937.3261 | 307.9439 | 170908.8706
[10 empty] | 11 | 170908.8706 | 16937.3261 | 342.5036 | 188188.7004
[10 empty] | 12 | 188188.7004 | 16937.3261 | 377.1326 | 205503.1591
[10 empty] | 13 | 205503.1591 | 16937.3261 | 411.831 | 222852.3163
[10 empty] | 14 | 222852.3163 | 16937.3261 | 446.599 | 240236.2414
[10 empty] | 15 | 240236.2414 | 16937.3261 | 481.4366 | 257655.0041
[10 empty] | 16 | 257655.0041 | 16937.3261 | 516.344 | 275108.6743
[10 empty] | 17 | 275108.6743 | 16937.3261 | 551.3214 | 292597.3218
[10 empty] | 18 | 292597.3218 | 16937.3261 | 586.3689 | 310121.0168
[10 empty] | 19 | 310121.0168 | 16937.3261 | 621.4866 | 327679.8296
[10 empty] | 20 | 327679.8296 | 16937.3261 | 656.6747 | 345273.8304
[10 empty] | 21 | 345273.8304 | 16937.3261 | 691.9333 | 362903.0899
[10 empty] | 22 | 362903.0899 | 16937.3261 | 727.2626 | 380567.6786
[10 empty] | 23 | 380567.6786 | 16937.3261 | 762.6627 | 398267.6674
[10 empty] | 24 | 398267.6674 | 16937.3261 | 798.1337 | 416003.1271
[10 empty] | 25 | 416003.1271 | 16937.3261 | 833.6758 | 433774.129
[10 empty] | 26 | 433774.129 | 16937.3261 | 869.2891 | 451580.7442
[10 empty] | 27 | 451580.7442 | 16937.3261 | 904.9738 | 469423.0441
[10 empty] | 28 | 469423.0441 | 16937.3261 | 940.73 | 487301.1003
[10 empty] | 29 | 487301.1003 | 16937.3261 | 976.5579 | 505214.9842
[10 empty] | 30 | 505214.9842 | 16937.3261 | 1012.4575 | 523164.7679
[10 empty] | 31 | 523164.7679 | 16937.3261 | 1048.4291 | 541150.5231
[10 empty] | 32 | 541150.5231 | 16937.3261 | 1084.4728 | 559172.322
[10 empty] | 33 | 559172.322 | 16937.3261 | 1120.5887 | 577230.2369
[10 empty] | 34 | 577230.2369 | 16937.3261 | 1156.777 | 595324.34
[10 empty] | 35 | 595324.34 | 16937.3261 | 1193.0379 | 613454.704
[10 empty] | 36 | 613454.704 | 16937.3261 | 1229.3713 | 631621.4014
[10 empty] | 37 | 631621.4014 | 16937.3261 | 1265.7776 | 649824.5052
[10 empty] | 38 | 649824.5052 | 16937.3261 | 1302.2569 | 668064.0882
[10 empty] | 39 | 668064.0882 | 16937.3261 | 1338.8093 | 686340.2236
[10 empty] | 40 | 686340.2236 | 16937.3261 | 1375.4349 | 704652.9846
[10 empty] | 41 | 704652.9846 | 16937.3261 | 1412.1339 | 723002.4446
[10 empty] | 42 | 723002.4446 | 16937.3261 | 1448.9065 | 741388.6772
[10 empty] | 43 | 741388.6772 | 16937.3261 | 1485.7527 | 759811.7561
[10 empty] | 44 | 759811.7561 | 16937.3261 | 1522.6728 | 778271.755
[10 empty] | 45 | 778271.755 | 16937.3261 | 1559.6669 | 796768.748
[10 empty] | 46 | 796768.748 | 16937.3261 | 1596.7351 | 815302.8092
[10 empty] | 47 | 815302.8092 | 16937.3261 | 1633.8776 | 833874.013
[10 empty] | 48 | 833874.013 | 16937.3261 | 1671.0946 | 852482.4336
[10 empty] | 49 | 852482.4336 | 16937.3261 | 1708.3861 | 871128.1458
[10 empty] | 50 | 871128.1458 | 16937.3261 | 1745.7523 | 889811.2243
[10 empty] | 51 | 889811.2243 | 16937.3261 | 1783.1935 | 908531.7439
[10 empty] | 52 | 908531.7439 | 16937.3261 | 1820.7096 | 927289.7796
[10 empty] | 53 | 927289.7796 | 16937.3261 | 1858.301 | 946085.4067
[10 empty] | 54 | 946085.4067 | 16937.3261 | 1895.9677 | 964918.7005
[10 empty] | 55 | 964918.7005 | 16937.3261 | 1933.7098 | 983789.7365
[10 empty] | 56 | 983789.7365 | 16937.3261 | 1971.5276 | 1002698.5902
[10 empty] | 57 | 1002698.5902 | 16937.3261 | 2009.4212 | 1021645.3376
[10 empty] | 58 | 1021645.3376 | 16937.3261 | 2047.3908 | 1040630.0545
[10 empty] | 59 | 1040630.0545 | 16937.3261 | 2085.4364 | 1059652.817
[10 empty] | 60 | 1059652.817 | 16937.3261 | 2123.5583 | 1078713.7014
[10 empty] | 61 | 1078713.7014 | 16937.3261 | 2161.7565 | 1097812.784
[10 empty] | 62 | 1097812.784 | 16937.3261 | 2200.0313 | 1116950.1415
[10 empty] | 63 | 1116950.1415 | 16937.3261 | 2238.3829 | 1136125.8504
[10 empty] | 64 | 1136125.8504 | 16937.3261 | 2276.8112 | 1155339.9878
[10 empty] | 65 | 1155339.9878 | 16937.3261 | 2315.3166 | 1174592.6305
[10 empty] | 66 | 1174592.6305 | 16937.3261 | 2353.8992 | 1193883.8558
[10 empty] | 67 | 1193883.8558 | 16937.3261 | 2392.559 | 1213213.741
[10 empty] | 68 | 1213213.741 | 16937.3261 | 2431.2964 | 1232582.3635
[10 empty] | 69 | 1232582.3635 | 16937.3261 | 2470.1114 | 1251989.801
[10 empty] | 70 | 1251989.801 | 16937.3261 | 2509.0041 | 1271436.1312
[10 empty] | 71 | 1271436.1312 | 16937.3261 | 2547.9748 | 1290921.4322
[10 empty] | 72 | 1290921.4322 | 16937.3261 | 2587.0236 | 1310445.7819
[10 empty] | 73 | 1310445.7819 | 16937.3261 | 2626.1507 | 1330009.2587
[10 empty] | 74 | 1330009.2587 | 16937.3261 | 2665.3561 | 1349611.941
[10 empty] | 75 | 1349611.941 | 16937.3261 | 2704.6402 | 1369253.9073
[10 empty] | 76 | 1369253.9073 | 16937.3261 | 2744.0029 | 1388935.2363
[10 empty] | 77 | 1388935.2363 | 16937.3261 | 2783.4446 | 1408656.007
[10 empty] | 78 | 1408656.007 | 16937.3261 | 2822.9653 | 1428416.2984
[10 empty] | 79 | 1428416.2984 | 16937.3261 | 2862.5652 | 1448216.1897
[10 empty] | 80 | 1448216.1897 | 16937.3261 | 2902.2444 | 1468055.7602
[10 empty] | 81 | 1468055.7602 | 16937.3261 | 2942.0032 | 1487935.0895
[10 empty] | 82 | 1487935.0895 | 16937.3261 | 2981.8416 | 1507854.2572
[10 empty] | 83 | 1507854.2572 | 16937.3261 | 3021.7599 | 1527813.3432
[10 empty] | 84 | 1527813.3432 | 16937.3261 | 3061.7582 | 1547812.4275
[10 empty] | 85 | 1547812.4275 | 16937.3261 | 3101.8366 | 1567851.5902
[10 empty] | 86 | 1567851.5902 | 16937.3261 | 3141.9953 | 1587930.9116
[10 empty] | 87 | 1587930.9116 | 16937.3261 | 3182.2346 | 1608050.4723
[10 empty] | 88 | 1608050.4723 | 16937.3261 | 3222.5544 | 1628210.3528
[10 empty] | 89 | 1628210.3528 | 16937.3261 | 3262.9551 | 1648410.6341
[10 empty] | 90 | 1648410.6341 | 16937.3261 | 3303.4367 | 1668651.3969
[10 empty] | 91 | 1668651.3969 | 16937.3261 | 3343.9995 | 1688932.7225
[10 empty] | 92 | 1688932.7225 | 16937.3261 | 3384.6435 | 1709254.6921
[10 empty] | 93 | 1709254.6921 | 16937.3261 | 3425.369 | 1729617.3872
[10 empty] | 94 | 1729617.3872 | 16937.3261 | 3466.1761 | 1750020.8895
[10 empty] | 95 | 1750020.8895 | 16937.3261 | 3507.065 | 1770465.2806
[10 empty] | 96 | 1770465.2806 | 16937.3261 | 3548.0358 | 1790950.6426
[10 empty] | 97 | 1790950.6426 | 16937.3261 | 3589.0888 | 1811477.0575
[10 empty] | 98 | 1811477.0575 | 16937.3261 | 3630.224 | 1832044.6076
[10 empty] | 99 | 1832044.6076 | 16937.3261 | 3671.4416 | 1852653.3753
[10 empty] | 100 | 1852653.3753 | 16937.3261 | 3712.7419 | 1873303.4433
[10 empty] | 101 | 1873303.4433 | 16937.3261 | 3754.1249 | 1893994.8943
[10 empty] | 102 | 1893994.8943 | 16937.3261 | 3795.5908 | 1914727.8113
[10 empty] | 103 | 1914727.8113 | 16937.3261 | 3837.1399 | 1935502.2772
[10 empty] | 104 | 1935502.2772 | 16937.3261 | 3878.7722 | 1956318.3755
[10 empty] | 105 | 1956318.3755 | 16937.3261 | 3920.4879 | 1977176.1896
[10 empty] | 106 | 1977176.1896 | 16937.3261 | 3962.2872 | 1998075.8029
[10 empty] | 107 | 1998075.8029 | 16937.3261 | 4004.1703 | 2019017.2994
[10 empty] | 108 | 2019017.2994 | 16937.3261 | 4046.1374 | 2040000.7629
[10 empty] | 109 | 2040000.7629 | 16937.3261 | 4088.1885 | 2061026.2775
[10 empty] | 110 | 2061026.2775 | 16937.3261 | 4130.3239 | 2082093.9275
[10 empty] | 111 | 2082093.9275 | 16937.3261 | 4172.5438 | 2103203.7974
[10 empty] | 112 | 2103203.7974 | 16937.3261 | 4214.8482 | 2124355.9718
[10 empty] | 113 | 2124355.9718 | 16937.3261 | 4257.2375 | 2145550.5354
[10 empty] | 114 | 2145550.5354 | 16937.3261 | 4299.7117 | 2166787.5731
[10 empty] | 115 | 2166787.5731 | 16937.3261 | 4342.271 | 2188067.1702
[10 empty] | 116 | 2188067.1702 | 16937.3261 | 4384.9156 | 2209389.4119
[10 empty] | 117 | 2209389.4119 | 16937.3261 | 4427.6456 | 2230754.3836
[10 empty] | 118 | 2230754.3836 | 16937.3261 | 4470.4613 | 2252162.171
[10 empty] | 119 | 2252162.171 | 16937.3261 | 4513.3628 | 2273612.8599
[10 empty] | 120 | 2273612.8599 | 16937.3261 | 4556.3502 | 2295106.5363
[10 empty] | 121 | 2295106.5363 | 16937.3261 | 4599.4239 | 2316643.2863
[10 empty] | 122 | 2316643.2863 | 16937.3261 | 4642.5838 | 2338223.1962
[10 empty] | 123 | 2338223.1962 | 16937.3261 | 4685.8302 | 2359846.3525
[10 empty] | 124 | 2359846.3525 | 16937.3261 | 4729.1633 | 2381512.842
[10 empty] | 125 | 2381512.842 | 16937.3261 | 4772.5832 | 2403222.7513
[10 empty] | 126 | 2403222.7513 | 16937.3261 | 4816.0902 | 2424976.1676
[10 empty] | 127 | 2424976.1676 | 16937.3261 | 4859.6843 | 2446773.178
[10 empty] | 128 | 2446773.178 | 16937.3261 | 4903.3658 | 2468613.87
[10 empty] | 129 | 2468613.87 | 16937.3261 | 4947.1349 | 2490498.331
[10 empty] | 130 | 2490498.331 | 16937.3261 | 4990.9916 | 2512426.6487
[10 empty] | 131 | 2512426.6487 | 16937.3261 | 5034.9362 | 2534398.911
[10 empty] | 132 | 2534398.911 | 16937.3261 | 5078.9689 | 2556415.2061
[10 empty] | 133 | 2556415.2061 | 16937.3261 | 5123.0899 | 2578475.6221
[10 empty] | 134 | 2578475.6221 | 16937.3261 | 5167.2993 | 2600580.2475
[10 empty] | 135 | 2600580.2475 | 16937.3261 | 5211.5972 | 2622729.1708
[10 empty] | 136 | 2622729.1708 | 16937.3261 | 5255.984 | 2644922.4809
[10 empty] | 137 | 2644922.4809 | 16937.3261 | 5300.4596 | 2667160.2666
[10 empty] | 138 | 2667160.2666 | 16937.3261 | 5345.0245 | 2689442.6172
[10 empty] | 139 | 2689442.6172 | 16937.3261 | 5389.6786 | 2711769.6219
[10 empty] | 140 | 2711769.6219 | 16937.3261 | 5434.4222 | 2734141.3702
[10 empty] | 141 | 2734141.3702 | 16937.3261 | 5479.2555 | 2756557.9518
[10 empty] | 142 | 2756557.9518 | 16937.3261 | 5524.1786 | 2779019.4565
[10 empty] | 143 | 2779019.4565 | 16937.3261 | 5569.1918 | 2801525.9744
[10 empty] | 144 | 2801525.9744 | 16937.3261 | 5614.2951 | 2824077.5956
[10 empty] | 145 | 2824077.5956 | 16937.3261 | 5659.4889 | 2846674.4106
[10 empty] | 146 | 2846674.4106 | 16937.3261 | 5704.7732 | 2869316.5099
[10 empty] | 147 | 2869316.5099 | 16937.3261 | 5750.1482 | 2892003.9843
[10 empty] | 148 | 2892003.9843 | 16937.3261 | 5795.6142 | 2914736.9246
[10 empty] | 149 | 2914736.9246 | 16937.3261 | 5841.1714 | 2937515.4221
[10 empty] | 150 | 2937515.4221 | 16937.3261 | 5886.8198 | 2960339.568
[10 empty] | 151 | 2960339.568 | 16937.3261 | 5932.5597 | 2983209.4538
[10 empty] | 152 | 2983209.4538 | 16937.3261 | 5978.3912 | 3006125.1711
[10 empty] | 153 | 3006125.1711 | 16937.3261 | 6024.3146 | 3029086.8118
[10 empty] | 154 | 3029086.8118 | 16937.3261 | 6070.33 | 3052094.468
[10 empty] | 155 | 3052094.468 | 16937.3261 | 6116.4377 | 3075148.2318
[10 empty] | 156 | 3075148.2318 | 16937.3261 | 6162.6377 | 3098248.1956
[10 empty] | 157 | 3098248.1956 | 16937.3261 | 6208.9304 | 3121394.4521
[10 empty] | 158 | 3121394.4521 | 16937.3261 | 6255.3158 | 3144587.094
[10 empty] | 159 | 3144587.094 | 16937.3261 | 6301.7941 | 3167826.2143
[10 empty] | 160 | 3167826.2143 | 16937.3261 | 6348.3656 | 3191111.906
[10 empty] | 161 | 3191111.906 | 16937.3261 | 6395.0305 | 3214444.2626
[10 empty] | 162 | 3214444.2626 | 16937.3261 | 6441.7888 | 3237823.3776
[10 empty] | 163 | 3237823.3776 | 16937.3261 | 6488.6409 | 3261249.3446
[10 empty] | 164 | 3261249.3446 | 16937.3261 | 6535.5868 | 3284722.2575
[10 empty] | 165 | 3284722.2575 | 16937.3261 | 6582.6269 | 3308242.2105
[10 empty] | 166 | 3308242.2105 | 16937.3261 | 6629.7612 | 3331809.2978
[10 empty] | 167 | 3331809.2978 | 16937.3261 | 6676.9899 | 3355423.6138
[10 empty] | 168 | 3355423.6138 | 16937.3261 | 6724.3133 | 3379085.2532
[10 empty] | 169 | 3379085.2532 | 16937.3261 | 6771.7315 | 3402794.3109
[10 empty] | 170 | 3402794.3109 | 16937.3261 | 6819.2448 | 3426550.8818
[10 empty] | 171 | 3426550.8818 | 16937.3261 | 6866.8533 | 3450355.0612
[10 empty] | 172 | 3450355.0612 | 16937.3261 | 6914.5572 | 3474206.9445
[10 empty] | 173 | 3474206.9445 | 16937.3261 | 6962.3567 | 3498106.6273
[10 empty] | 174 | 3498106.6273 | 16937.3261 | 7010.252 | 3522054.2054
[10 empty] | 175 | 3522054.2054 | 16937.3261 | 7058.2432 | 3546049.7747
[10 empty] | 176 | 3546049.7747 | 16937.3261 | 7106.3307 | 3570093.4315
[10 empty] | 177 | 3570093.4315 | 16937.3261 | 7154.5145 | 3594185.2721
[10 empty] | 178 | 3594185.2721 | 16937.3261 | 7202.7948 | 3618325.393
[10 empty] | 179 | 3618325.393 | 16937.3261 | 7251.172 | 3642513.8911
[10 empty] | 180 | 3642513.8911 | 16937.3261 | 7299.646 | 3666750.8633
[10 empty] | 181 | 3666750.8633 | 16937.3261 | 7348.2172 | 3691036.4066
[10 empty] | 182 | 3691036.4066 | 16937.3261 | 7396.8858 | 3715370.6185
[10 empty] | 183 | 3715370.6185 | 16937.3261 | 7445.6519 | 3739753.5965
[10 empty] | 184 | 3739753.5965 | 16937.3261 | 7494.5157 | 3764185.4383
[10 empty] | 185 | 3764185.4383 | 16937.3261 | 7543.4774 | 3788666.2418
[10 empty] | 186 | 3788666.2418 | 16937.3261 | 7592.5373 | 3813196.1052
[10 empty] | 187 | 3813196.1052 | 16937.3261 | 7641.6954 | 3837775.1268
[10 empty] | 188 | 3837775.1268 | 16937.3261 | 7690.9521 | 3862403.405
[10 empty] | 189 | 3862403.405 | 16937.3261 | 7740.3075 | 3887081.0386
[10 empty] | 190 | 3887081.0386 | 16937.3261 | 7789.7618 | 3911808.1266
[10 empty] | 191 | 3911808.1266 | 16937.3261 | 7839.3152 | 3936584.7679
[10 empty] | 192 | 3936584.7679 | 16937.3261 | 7888.9679 | 3961411.062
[10 empty] | 193 | 3961411.062 | 16937.3261 | 7938.7202 | 3986287.1083
[10 empty] | 194 | 3986287.1083 | 16937.3261 | 7988.5721 | 4011213.0065
[10 empty] | 195 | 4011213.0065 | 16937.3261 | 8038.5239 | 4036188.8566
[10 empty] | 196 | 4036188.8566 | 16937.3261 | 8088.5759 | 4061214.7585
[10 empty] | 197 | 4061214.7585 | 16937.3261 | 8138.7281 | 4086290.8128
[10 empty] | 198 | 4086290.8128 | 16937.3261 | 8188.9808 | 4111417.1197
[10 empty] | 199 | 4111417.1197 | 16937.3261 | 8239.3343 | 4136593.7801
[10 empty] | 200 | 4136593.7801 | 16937.3261 | 8289.7887 | 4161820.8949
[10 empty] | 201 | 4161820.8949 | 16937.3261 | 8340.3441 | 4187098.5652
[10 empty] | 202 | 4187098.5652 | 16937.3261 | 8391.0009 | 4212426.8922
[10 empty] | 203 | 4212426.8922 | 16937.3261 | 8441.7592 | 4237805.9775
[10 empty] | 204 | 4237805.9775 | 16937.3261 | 8492.6192 | 4263235.9229
[10 empty] | 205 | 4263235.9229 | 16937.3261 | 8543.5812 | 4288716.8302
[10 empty] | 206 | 4288716.8302 | 16937.3261 | 8594.6453 | 4314248.8016
[10 empty] | 207 | 4314248.8016 | 16937.3261 | 8645.8117 | 4339831.9393
[10 empty] | 208 | 4339831.9393 | 16937.3261 | 8697.0806 | 4365466.3461
[10 empty] | 209 | 4365466.3461 | 16937.3261 | 8748.4523 | 4391152.1245
[10 empty] | 210 | 4391152.1245 | 16937.3261 | 8799.9269 | 4416889.3776
[10 empty] | 211 | 4416889.3776 | 16937.3261 | 8851.5047 | 4442678.2084
[10 empty] | 212 | 4442678.2084 | 16937.3261 | 8903.1859 | 4468518.7204
[10 empty] | 213 | 4468518.7204 | 16937.3261 | 8954.9706 | 4494411.0172
[10 empty] | 214 | 4494411.0172 | 16937.3261 | 9006.8591 | 4520355.2024
[10 empty] | 215 | 4520355.2024 | 16937.3261 | 9058.8516 | 4546351.3802
[10 empty] | 216 | 4546351.3802 | 16937.3261 | 9110.9483 | 4572399.6546
[10 empty] | 217 | 4572399.6546 | 16937.3261 | 9163.1494 | 4598500.1301
[10 empty] | 218 | 4598500.1301 | 16937.3261 | 9215.4551 | 4624652.9113
[10 empty] | 219 | 4624652.9113 | 16937.3261 | 9267.8656 | 4650858.1031
[10 empty] | 220 | 4650858.1031 | 16937.3261 | 9320.3812 | 4677115.8103
[10 empty] | 221 | 4677115.8103 | 16937.3261 | 9373.002 | 4703426.1384
[10 empty] | 222 | 4703426.1384 | 16937.3261 | 9425.7282 | 4729789.1927
[10 empty] | 223 | 4729789.1927 | 16937.3261 | 9478.5601 | 4756205.079
[10 empty] | 224 | 4756205.079 | 16937.3261 | 9531.4979 | 4782673.903
[10 empty] | 225 | 4782673.903 | 16937.3261 | 9584.5418 | 4809195.7709
[10 empty] | 226 | 4809195.7709 | 16937.3261 | 9637.6919 | 4835770.7889
[10 empty] | 227 | 4835770.7889 | 16937.3261 | 9690.9486 | 4862399.0637
[10 empty] | 228 | 4862399.0637 | 16937.3261 | 9744.312 | 4889080.7018
[10 empty] | 229 | 4889080.7018 | 16937.3261 | 9797.7824 | 4915815.8104
[10 empty] | 230 | 4915815.8104 | 16937.3261 | 9851.3599 | 4942604.4964
[10 empty] | 231 | 4942604.4964 | 16937.3261 | 9905.0448 | 4969446.8673
[10 empty] | 232 | 4969446.8673 | 16937.3261 | 9958.8373 | 4996343.0307
[10 empty] | 233 | 4996343.0307 | 16937.3261 | 10012.7375 | 5023293.0943
[10 empty] | 234 | 5023293.0943 | 16937.3261 | 10066.7458 | 5050297.1663
[10 empty] | 235 | 5050297.1663 | 16937.3261 | 10120.8623 | 5077355.3547
[10 empty] | 236 | 5077355.3547 | 16937.3261 | 10175.0873 | 5104467.7681
[10 empty] | 237 | 5104467.7681 | 16937.3261 | 10229.4209 | 5131634.5152
[10 empty] | 238 | 5131634.5152 | 16937.3261 | 10283.8635 | 5158855.7047
[10 empty] | 239 | 5158855.7047 | 16937.3261 | 10338.4151 | 5186131.4459
[10 empty] | 240 | 5186131.4459 | 16937.3261 | 10393.076 | 5213461.8481
[10 empty] | 241 | 5213461.8481 | 16937.3261 | 10447.8465 | 5240847.0207
[10 empty] | 242 | 5240847.0207 | 16937.3261 | 10502.7268 | 5268287.0736
[10 empty] | 243 | 5268287.0736 | 16937.3261 | 10557.717 | 5295782.1167
[10 empty] | 244 | 5295782.1167 | 16937.3261 | 10612.8174 | 5323332.2602
[10 empty] | 245 | 5323332.2602 | 16937.3261 | 10668.0283 | 5350937.6146
[10 empty] | 246 | 5350937.6146 | 16937.3261 | 10723.3498 | 5378598.2905
[10 empty] | 247 | 5378598.2905 | 16937.3261 | 10778.7821 | 5406314.3987
[10 empty] | 248 | 5406314.3987 | 16937.3261 | 10834.3256 | 5434086.0504
[10 empty] | 249 | 5434086.0504 | 16937.3261 | 10889.9803 | 5461913.3569
[10 empty] | 250 | 5461913.3569 | 16937.3261 | 10945.7466 | 5489796.4296
[10 empty] | 251 | 5489796.4296 | 16937.3261 | 11001.6247 | 5517735.3804
[10 empty] | 252 | 5517735.3804 | 16937.3261 | 11057.6147 | 5545730.3212
[10 empty] | 253 | 5545730.3212 | 16937.3261 | 11113.7169 | 5573781.3643
[10 empty] | 254 | 5573781.3643 | 16937.3261 | 11169.9316 | 5601888.622
[10 empty] | 255 | 5601888.622 | 16937.3261 | 11226.2589 | 5630052.207
[10 empty] | 256 | 5630052.207 | 16937.3261 | 11282.6991 | 5658272.2322
[10 empty] | 257 | 5658272.2322 | 16937.3261 | 11339.2524 | 5686548.8107
[10 empty] | 258 | 5686548.8107 | 16937.3261 | 11395.919 | 5714882.0559
[10 empty] | 259 | 5714882.0559 | 16937.3261 | 11452.6992 | 5743272.0812
[10 empty] | 260 | 5743272.0812 | 16937.3261 | 11509.5932 | 5771719.0006
[10 empty] | 261 | 5771719.0006 | 16937.3261 | 11566.6012 | 5800222.9279
[10 empty] | 262 | 5800222.9279 | 16937.3261 | 11623.7235 | 5828783.9775
[10 empty] | 263 | 5828783.9775 | 16937.3261 | 11680.9602 | 5857402.2638
[10 empty] | 264 | 5857402.2638 | 16937.3261 | 11738.3116 | 5886077.9016
[10 empty] | 265 | 5886077.9016 | 16937.3261 | 11795.778 | 5914811.0057
[10 empty] | 266 | 5914811.0057 | 16937.3261 | 11853.3595 | 5943601.6913
[10 empty] | 267 | 5943601.6913 | 16937.3261 | 11911.0564 | 5972450.0738
[10 empty] | 268 | 5972450.0738 | 16937.3261 | 11968.869 | 6001356.2689
[10 empty] | 269 | 6001356.2689 | 16937.3261 | 12026.7974 | 6030320.3924
[10 empty] | 270 | 6030320.3924 | 16937.3261 | 12084.8418 | 6059342.5603
[10 empty] | 271 | 6059342.5603 | 16937.3261 | 12143.0026 | 6088422.8891
[10 empty] | 272 | 6088422.8891 | 16937.3261 | 12201.28 | 6117561.4952
[10 empty] | 273 | 6117561.4952 | 16937.3261 | 12259.6742 | 6146758.4955
[10 empty] | 274 | 6146758.4955 | 16937.3261 | 12318.1853 | 6176014.007
[10 empty] | 275 | 6176014.007 | 16937.3261 | 12376.8138 | 6205328.1468
[10 empty] | 276 | 6205328.1468 | 16937.3261 | 12435.5597 | 6234701.0327
[10 empty] | 277 | 6234701.0327 | 16937.3261 | 12494.4233 | 6264132.7821
[10 empty] | 278 | 6264132.7821 | 16937.3261 | 12553.405 | 6293623.5132
[10 empty] | 279 | 6293623.5132 | 16937.3261 | 12612.5048 | 6323173.3441
[10 empty] | 280 | 6323173.3441 | 16937.3261 | 12671.723 | 6352782.3932
[10 empty] | 281 | 6352782.3932 | 16937.3261 | 12731.06 | 6382450.7793
[10 empty] | 282 | 6382450.7793 | 16937.3261 | 12790.5158 | 6412178.6212
[10 empty] | 283 | 6412178.6212 | 16937.3261 | 12850.0908 | 6441966.0381
[10 empty] | 284 | 6441966.0381 | 16937.3261 | 12909.7852 | 6471813.1494
[10 empty] | 285 | 6471813.1494 | 16937.3261 | 12969.5992 | 6501720.0747
[10 empty] | 286 | 6501720.0747 | 16937.3261 | 13029.533 | 6531686.9338
[10 empty] | 287 | 6531686.9338 | 16937.3261 | 13089.587 | 6561713.847
[10 empty] | 288 | 6561713.847 | 16937.3261 | 13149.7614 | 6591800.9344
[10 empty] | 289 | 6591800.9344 | 16937.3261 | 13210.0563 | 6621948.3168
[10 empty] | 290 | 6621948.3168 | 16937.3261 | 13270.472 | 6652156.115
[10 empty] | 291 | 6652156.115 | 16937.3261 | 13331.0089 | 6682424.45
[10 empty] | 292 | 6682424.45 | 16937.3261 | 13391.667 | 6712753.4431
[10 empty] | 293 | 6712753.4431 | 16937.3261 | 13452.4467 | 6743143.2159
[10 empty] | 294 | 6743143.2159 | 16937.3261 | 13513.3482 | 6773593.8902
[10 empty] | 295 | 6773593.8902 | 16937.3261 | 13574.3718 | 6804105.5881
[10 empty] | 296 | 6804105.5881 | 16937.3261 | 13635.5176 | 6834678.4318
[10 empty] | 297 | 6834678.4318 | 16937.3261 | 13696.786 | 6865312.5439
[10 empty] | 298 | 6865312.5439 | 16937.3261 | 13758.1772 | 6896008.0472
[10 empty] | 299 | 6896008.0472 | 16937.3261 | 13819.6914 | 6926765.0647
[10 empty] | 300 | 6926765.0647 | 16937.3261 | 13881.3288 | 6957583.7196
[10 empty] | - | - | - | - | -
[11 empty] | Equals: Amount To Accrue | 5081197.8355 | 1876385.8841 | 6957583.7196 | -1.1176e-07

## Legoland Solar
TAMPA ELECTRIC COMPANY | [10 empty] | TAMPA ELECTRIC COMPANY | [11 empty] | FOSSIL-FUELED GENERATING STATIONS
PROJECTED FUTURE DOLLAR DISMANTLEMENT COST BY PLANT | [10 empty] | COMPUTATION OF ANNUAL ACCRUAL | [11 empty] | ESTIMATED FUTURE DOLLAR DISMANTLEMENT COST
| Intitial Cost |  |  |  |  | Cost |  |  |  |  | Legoland Solar | Total | Labor | Mat & Eq | Disposal | Salvage | [12 empty] | Total
| Estimates | Capital | Dismantlement | Cost | Inflation | Estimate in | Start | Inflation | Future |  | Year of Study | 2022 | [13 empty] | Capital | Dismantlement | Accumlated | Future
| Are in ___ | Recovery | Component | Estimate | Compound | 2022 | Year of | Compound | Dollar |  | Capital Recovery Year | 2046 | [11 empty] | Recovery | Study | Recovery | Cost at | Reserve @ 12/31/2021 | Dollar
PLANT | Dollars | Year | Costs | Per Study | Multiplier | Dollars | Expenditure | Multiplier | Cost |  | Cost @ Study Year 2022 | 140814.9832 | 67616.0039 | 66076.403 | 26063.5261 | -18940.9499 | [6 empty] | PLANT | Period | Date | Year | Study Date |  | Cost
- | - | - | - | - | - | - | - | - | - |  | Total Future Exp | 254092.3773 | 124898.8498 | 121455.4488 | 42553.5568 | -34815.4782 | [6 empty] | - | - | - | - | - | - | -
Legoland Solar | 2020 | 2046 | Labor | 63940 | 1.0575 | 67616.0039 | 2047 | 1.8472 | 124898.8498 |  | Amount To Accrue | 254092.3773 | 124898.8498 | 121455.4488 | 42553.5568 | -34815.4782 | [6 empty] | Legoland Solar | 24 | 2022 | 2046 | 140814.9832 | 0 | 254092.3773 | 0
|  |  | Materials & Eq | 62445 | 1.0582 | 66076.403 |  | 1.8381 | 121455.4488 |  | PV of Amount to Accrue | 140814.9832 | 67616.0039 | 66076.403 | 26063.5261 | -18940.9499
|  |  | Disposal | 25070 | 1.0396 | 26063.5261 |  | 1.6327 | 42553.5568 |  | Capital Recovery Years | 24
|  |  | Salvage | -17900 | 1.0582 | -18940.9499 |  | 1.8381 | -34815.4782 |  | Compound Average Growth | 2.49% | 2.59% | 2.569% | 2.064% | 2.569%
|  |  |  | - |  | - |  |  | - |  | First Year 2022 Accrual | 7861.7621 | 3818.244 | 3722.6732 | 1387.9576 | -1067.1127
|  |  |  | 133555 |  | 140814.9832 |  |  | 254092.3773 |  | - | - | - | - | - | -
[10 empty] | 0 | Reserve @ 12/31/2021 | 0 | 0 | 0 | 0 | 0 | 4-yr Avg | Labor | Mat & Eq | Disposal | Salvage | 0
[10 empty] | 1 | 2022 | 7861.7621 | 3818.244 | 3722.6732 | 1387.9576 | -1067.1127
[10 empty] | 2 | 2023 | 8057.5094 | 3917.1321 | 3818.3027 | 1416.5997 | -1094.5251
[10 empty] | 3 | 2024 | 8258.1612 | 4018.5813 | 3916.3888 | 1445.8329 | -1122.6417
[10 empty] | 4 | 2025 | 8463.8411 | 4122.6579 | 4016.9945 | 1475.6693 | -1151.4805 | 8160.3185 | 3969.1538 | 3868.5898 | 1431.5149 | -1108.94 | 0
[10 empty] | 5 | 2026 | 8674.6758 | 4229.4299 | 4120.1846 | 1506.1214 | -1181.0602
[10 empty] | 6 | 2027 | 8890.7951 | 4338.9673 | 4226.0256 | 1537.202 | -1211.3998
[10 empty] | 7 | 2028 | 9112.3321 | 4451.3415 | 4334.5854 | 1568.9239 | -1242.5187
[10 empty] | 8 | 2029 | 9339.4235 | 4566.6261 | 4445.9339 | 1601.3004 | -1274.437 | 9004.3066 | 4396.5912 | 4281.6824 | 1553.3869 | -1227.3539 | 0
[10 empty] | 9 | 2030 | 9572.2091 | 4684.8964 | 4560.1428 | 1634.3451 | -1307.1752
[10 empty] | 10 | 2031 | 9810.8326 | 4806.2298 | 4677.2856 | 1668.0717 | -1340.7545
[10 empty] | 11 | 2032 | 10055.4411 | 4930.7056 | 4797.4376 | 1702.4943 | -1375.1963
[10 empty] | 12 | 2033 | 10306.1855 | 5058.4051 | 4920.676 | 1737.6272 | -1410.5229 | 9936.1671 | 4870.0592 | 4738.8855 | 1685.6346 | -1358.4122 | 0
[10 empty] | 13 | 2034 | 10563.2205 | 5189.412 | 5047.0803 | 1773.4851 | -1446.7569
[10 empty] | 14 | 2035 | 10826.7046 | 5323.8117 | 5176.7317 | 1810.083 | -1483.9218
[10 empty] | 15 | 2036 | 11096.8007 | 5461.6923 | 5309.7136 | 1847.4362 | -1522.0414
[10 empty] | 16 | 2037 | 11373.6754 | 5603.1438 | 5446.1117 | 1885.5601 | -1561.1402 | 10965.1003 | 5394.5149 | 5244.9093 | 1829.1411 | -1503.4651 | 0
[10 empty] | 17 | 2038 | 11657.4997 | 5748.2587 | 5586.0135 | 1924.4708 | -1601.2434
[10 empty] | 18 | 2039 | 11948.449 | 5897.1319 | 5729.5093 | 1964.1845 | -1642.3767
[10 empty] | 19 | 2040 | 12246.7029 | 6049.8608 | 5876.6912 | 2004.7177 | -1684.5668
[10 empty] | 20 | 2041 | 12552.4459 | 6206.5452 | 6027.6539 | 2046.0873 | -1727.8406 | 12101.2744 | 5975.4492 | 5804.967 | 1984.8651 | -1664.0069 | 0
[10 empty] | 21 | 2042 | 12865.8669 | 6367.2875 | 6182.4947 | 2088.3107 | -1772.226
[10 empty] | 22 | 2043 | 13187.1597 | 6532.1929 | 6341.3131 | 2131.4054 | -1817.7517
[10 empty] | 23 | 2044 | 13516.5229 | 6701.3691 | 6504.2112 | 2175.3894 | -1864.4468
[10 empty] | 24 | 2045 | 13854.1604 | 6874.9268 | 6671.294 | 2220.2811 | -1912.3415 | 13355.9275 | 6618.9441 | 6424.8282 | 2153.8466 | -1841.6915 | 0
[10 empty] | 25 | 2046 | 0 | 0 | 0 | 0 | 0
[10 empty] | 26 | 2047 | 0 | 0 | 0 | 0 | 0
[10 empty] | 27 | 2048 | 0 | 0 | 0 | 0 | 0
[10 empty] | 28 | 2049 | 0 | 0 | 0 | 0 | 0 | 0 | 0 | 0 | 0 | 0 | 0
[11 empty] | - | - | - | - | - | -
[11 empty] | Equals: Amount To Accrue | 254092.3773 | 124898.8498 | 121455.4488 | 42553.5568 | -34815.4782
[12 empty] | 0 | 0 | 0 | 0 | 0 | 0
[11 empty] | Earnings Rate | 2.49%
[11 empty] | Monthly Rate | 0.2052%
[11 empty] | Amount To Accrue | 254092.3773
[11 empty] | PV of Amount to Accrue | 140814.9832
[11 empty] | Months to Accrue | 288
[11 empty] | Monthly Amount | 648.0174
[11 empty] | - | - | - | -
[10 empty] | 1 | 0 | 648.0174 | 0 | 648.0174
[10 empty] | 2 | 648.0174 | 648.0174 | 1.3295 | 1297.3642
[10 empty] | 3 | 1297.3642 | 648.0174 | 2.6617 | 1948.0432
[10 empty] | 4 | 1948.0432 | 648.0174 | 3.9966 | 2600.0571
[10 empty] | 5 | 2600.0571 | 648.0174 | 5.3342 | 3253.4087
[10 empty] | 6 | 3253.4087 | 648.0174 | 6.6746 | 3908.1007
[10 empty] | 7 | 3908.1007 | 648.0174 | 8.0178 | 4564.1359
[10 empty] | 8 | 4564.1359 | 648.0174 | 9.3637 | 5221.517
[10 empty] | 9 | 5221.517 | 648.0174 | 10.7124 | 5880.2467
[10 empty] | 10 | 5880.2467 | 648.0174 | 12.0638 | 6540.3279
[10 empty] | 11 | 6540.3279 | 648.0174 | 13.418 | 7201.7633
[10 empty] | 12 | 7201.7633 | 648.0174 | 14.775 | 7864.5557
[10 empty] | 13 | 7864.5557 | 648.0174 | 16.1348 | 8528.7078
[10 empty] | 14 | 8528.7078 | 648.0174 | 17.4974 | 9194.2226
[10 empty] | 15 | 9194.2226 | 648.0174 | 18.8627 | 9861.1027
[10 empty] | 16 | 9861.1027 | 648.0174 | 20.2309 | 10529.3509
[10 empty] | 17 | 10529.3509 | 648.0174 | 21.6019 | 11198.9701
[10 empty] | 18 | 11198.9701 | 648.0174 | 22.9756 | 11869.9631
[10 empty] | 19 | 11869.9631 | 648.0174 | 24.3522 | 12542.3327
[10 empty] | 20 | 12542.3327 | 648.0174 | 25.7317 | 13216.0817
[10 empty] | 21 | 13216.0817 | 648.0174 | 27.1139 | 13891.213
[10 empty] | 22 | 13891.213 | 648.0174 | 28.499 | 14567.7294
[10 empty] | 23 | 14567.7294 | 648.0174 | 29.8869 | 15245.6336
[10 empty] | 24 | 15245.6336 | 648.0174 | 31.2777 | 15924.9287
[10 empty] | 25 | 15924.9287 | 648.0174 | 32.6713 | 16605.6174
[10 empty] | 26 | 16605.6174 | 648.0174 | 34.0678 | 17287.7026
[10 empty] | 27 | 17287.7026 | 648.0174 | 35.4672 | 17971.1871
[10 empty] | 28 | 17971.1871 | 648.0174 | 36.8694 | 18656.0739
[10 empty] | 29 | 18656.0739 | 648.0174 | 38.2745 | 19342.3658
[10 empty] | 30 | 19342.3658 | 648.0174 | 39.6825 | 20030.0656
[10 empty] | 31 | 20030.0656 | 648.0174 | 41.0934 | 20719.1764
[10 empty] | 32 | 20719.1764 | 648.0174 | 42.5071 | 21409.7009
[10 empty] | 33 | 21409.7009 | 648.0174 | 43.9238 | 22101.642
[10 empty] | 34 | 22101.642 | 648.0174 | 45.3434 | 22795.0028
[10 empty] | 35 | 22795.0028 | 648.0174 | 46.7659 | 23489.786
[10 empty] | 36 | 23489.786 | 648.0174 | 48.1913 | 24185.9947
[10 empty] | 37 | 24185.9947 | 648.0174 | 49.6196 | 24883.6316
[10 empty] | 38 | 24883.6316 | 648.0174 | 51.0509 | 25582.6999
[10 empty] | 39 | 25582.6999 | 648.0174 | 52.4851 | 26283.2023
[10 empty] | 40 | 26283.2023 | 648.0174 | 53.9222 | 26985.1419
[10 empty] | 41 | 26985.1419 | 648.0174 | 55.3623 | 27688.5215
[10 empty] | 42 | 27688.5215 | 648.0174 | 56.8053 | 28393.3442
[10 empty] | 43 | 28393.3442 | 648.0174 | 58.2513 | 29099.6129
[10 empty] | 44 | 29099.6129 | 648.0174 | 59.7003 | 29807.3306
[10 empty] | 45 | 29807.3306 | 648.0174 | 61.1523 | 30516.5002
[10 empty] | 46 | 30516.5002 | 648.0174 | 62.6072 | 31227.1248
[10 empty] | 47 | 31227.1248 | 648.0174 | 64.0651 | 31939.2072
[10 empty] | 48 | 31939.2072 | 648.0174 | 65.526 | 32652.7505
[10 empty] | 49 | 32652.7505 | 648.0174 | 66.9899 | 33367.7578
[10 empty] | 50 | 33367.7578 | 648.0174 | 68.4568 | 34084.2319
[10 empty] | 51 | 34084.2319 | 648.0174 | 69.9267 | 34802.1759
[10 empty] | 52 | 34802.1759 | 648.0174 | 71.3996 | 35521.5929
[10 empty] | 53 | 35521.5929 | 648.0174 | 72.8755 | 36242.4858
[10 empty] | 54 | 36242.4858 | 648.0174 | 74.3545 | 36964.8577
[10 empty] | 55 | 36964.8577 | 648.0174 | 75.8365 | 37688.7116
[10 empty] | 56 | 37688.7116 | 648.0174 | 77.3216 | 38414.0505
[10 empty] | 57 | 38414.0505 | 648.0174 | 78.8097 | 39140.8775
[10 empty] | 58 | 39140.8775 | 648.0174 | 80.3008 | 39869.1957
[10 empty] | 59 | 39869.1957 | 648.0174 | 81.795 | 40599.0081
[10 empty] | 60 | 40599.0081 | 648.0174 | 83.2923 | 41330.3178
[10 empty] | 61 | 41330.3178 | 648.0174 | 84.7926 | 42063.1278
[10 empty] | 62 | 42063.1278 | 648.0174 | 86.2961 | 42797.4412
[10 empty] | 63 | 42797.4412 | 648.0174 | 87.8026 | 43533.2611
[10 empty] | 64 | 43533.2611 | 648.0174 | 89.3122 | 44270.5906
[10 empty] | 65 | 44270.5906 | 648.0174 | 90.8249 | 45009.4328
[10 empty] | 66 | 45009.4328 | 648.0174 | 92.3407 | 45749.7908
[10 empty] | 67 | 45749.7908 | 648.0174 | 93.8596 | 46491.6678
[10 empty] | 68 | 46491.6678 | 648.0174 | 95.3816 | 47235.0667
[10 empty] | 69 | 47235.0667 | 648.0174 | 96.9067 | 47979.9908
[10 empty] | 70 | 47979.9908 | 648.0174 | 98.435 | 48726.4432
[10 empty] | 71 | 48726.4432 | 648.0174 | 99.9664 | 49474.4269
[10 empty] | 72 | 49474.4269 | 648.0174 | 101.501 | 50223.9453
[10 empty] | 73 | 50223.9453 | 648.0174 | 103.0387 | 50975.0013
[10 empty] | 74 | 50975.0013 | 648.0174 | 104.5795 | 51727.5982
[10 empty] | 75 | 51727.5982 | 648.0174 | 106.1235 | 52481.7391
[10 empty] | 76 | 52481.7391 | 648.0174 | 107.6707 | 53237.4271
[10 empty] | 77 | 53237.4271 | 648.0174 | 109.2211 | 53994.6656
[10 empty] | 78 | 53994.6656 | 648.0174 | 110.7746 | 54753.4575
[10 empty] | 79 | 54753.4575 | 648.0174 | 112.3313 | 55513.8062
[10 empty] | 80 | 55513.8062 | 648.0174 | 113.8913 | 56275.7149
[10 empty] | 81 | 56275.7149 | 648.0174 | 115.4544 | 57039.1866
[10 empty] | 82 | 57039.1866 | 648.0174 | 117.0207 | 57804.2247
[10 empty] | 83 | 57804.2247 | 648.0174 | 118.5902 | 58570.8323
[10 empty] | 84 | 58570.8323 | 648.0174 | 120.163 | 59339.0127
[10 empty] | 85 | 59339.0127 | 648.0174 | 121.739 | 60108.769
[10 empty] | 86 | 60108.769 | 648.0174 | 123.3182 | 60880.1046
[10 empty] | 87 | 60880.1046 | 648.0174 | 124.9007 | 61653.0226
[10 empty] | 88 | 61653.0226 | 648.0174 | 126.4864 | 62427.5264
[10 empty] | 89 | 62427.5264 | 648.0174 | 128.0753 | 63203.6191
[10 empty] | 90 | 63203.6191 | 648.0174 | 129.6676 | 63981.304
[10 empty] | 91 | 63981.304 | 648.0174 | 131.263 | 64760.5844
[10 empty] | 92 | 64760.5844 | 648.0174 | 132.8618 | 65541.4636
[10 empty] | 93 | 65541.4636 | 648.0174 | 134.4638 | 66323.9448
[10 empty] | 94 | 66323.9448 | 648.0174 | 136.0692 | 67108.0313
[10 empty] | 95 | 67108.0313 | 648.0174 | 137.6778 | 67893.7264
[10 empty] | 96 | 67893.7264 | 648.0174 | 139.2897 | 68681.0335
[10 empty] | 97 | 68681.0335 | 648.0174 | 140.9049 | 69469.9558
[10 empty] | 98 | 69469.9558 | 648.0174 | 142.5235 | 70260.4967
[10 empty] | 99 | 70260.4967 | 648.0174 | 144.1453 | 71052.6594
[10 empty] | 100 | 71052.6594 | 648.0174 | 145.7705 | 71846.4472
[10 empty] | 101 | 71846.4472 | 648.0174 | 147.3991 | 72641.8637
[10 empty] | 102 | 72641.8637 | 648.0174 | 149.0309 | 73438.9119
[10 empty] | 103 | 73438.9119 | 648.0174 | 150.6661 | 74237.5954
[10 empty] | 104 | 74237.5954 | 648.0174 | 152.3047 | 75037.9175
[10 empty] | 105 | 75037.9175 | 648.0174 | 153.9466 | 75839.8815
[10 empty] | 106 | 75839.8815 | 648.0174 | 155.5919 | 76643.4907
[10 empty] | 107 | 76643.4907 | 648.0174 | 157.2406 | 77448.7487
[10 empty] | 108 | 77448.7487 | 648.0174 | 158.8926 | 78255.6587
[10 empty] | 109 | 78255.6587 | 648.0174 | 160.5481 | 79064.2241
[10 empty] | 110 | 79064.2241 | 648.0174 | 162.2069 | 79874.4484
[10 empty] | 111 | 79874.4484 | 648.0174 | 163.8692 | 80686.335
[10 empty] | 112 | 80686.335 | 648.0174 | 165.5348 | 81499.8872
[10 empty] | 113 | 81499.8872 | 648.0174 | 167.2039 | 82315.1084
[10 empty] | 114 | 82315.1084 | 648.0174 | 168.8764 | 83132.0022
[10 empty] | 115 | 83132.0022 | 648.0174 | 170.5523 | 83950.5719
[10 empty] | 116 | 83950.5719 | 648.0174 | 172.2317 | 84770.8209
[10 empty] | 117 | 84770.8209 | 648.0174 | 173.9145 | 85592.7528
[10 empty] | 118 | 85592.7528 | 648.0174 | 175.6008 | 86416.3709
[10 empty] | 119 | 86416.3709 | 648.0174 | 177.2905 | 87241.6787
[10 empty] | 120 | 87241.6787 | 648.0174 | 178.9837 | 88068.6797
[10 empty] | 121 | 88068.6797 | 648.0174 | 180.6803 | 88897.3774
[10 empty] | 122 | 88897.3774 | 648.0174 | 182.3805 | 89727.7753
[10 empty] | 123 | 89727.7753 | 648.0174 | 184.0841 | 90559.8767
[10 empty] | 124 | 90559.8767 | 648.0174 | 185.7912 | 91393.6853
[10 empty] | 125 | 91393.6853 | 648.0174 | 187.5019 | 92229.2045
[10 empty] | 126 | 92229.2045 | 648.0174 | 189.216 | 93066.4379
[10 empty] | 127 | 93066.4379 | 648.0174 | 190.9337 | 93905.3889
[10 empty] | 128 | 93905.3889 | 648.0174 | 192.6548 | 94746.0611
[10 empty] | 129 | 94746.0611 | 648.0174 | 194.3795 | 95588.458
[10 empty] | 130 | 95588.458 | 648.0174 | 196.1078 | 96432.5832
[10 empty] | 131 | 96432.5832 | 648.0174 | 197.8396 | 97278.4401
[10 empty] | 132 | 97278.4401 | 648.0174 | 199.5749 | 98126.0324
[10 empty] | 133 | 98126.0324 | 648.0174 | 201.3138 | 98975.3636
[10 empty] | 134 | 98975.3636 | 648.0174 | 203.0563 | 99826.4373
[10 empty] | 135 | 99826.4373 | 648.0174 | 204.8024 | 100679.257
[10 empty] | 136 | 100679.257 | 648.0174 | 206.552 | 101533.8264
[10 empty] | 137 | 101533.8264 | 648.0174 | 208.3052 | 102390.1489
[10 empty] | 138 | 102390.1489 | 648.0174 | 210.062 | 103248.2283
[10 empty] | 139 | 103248.2283 | 648.0174 | 211.8225 | 104108.0681
[10 empty] | 140 | 104108.0681 | 648.0174 | 213.5865 | 104969.672
[10 empty] | 141 | 104969.672 | 648.0174 | 215.3541 | 105833.0435
[10 empty] | 142 | 105833.0435 | 648.0174 | 217.1254 | 106698.1863
[10 empty] | 143 | 106698.1863 | 648.0174 | 218.9003 | 107565.104
[10 empty] | 144 | 107565.104 | 648.0174 | 220.6789 | 108433.8002
[10 empty] | 145 | 108433.8002 | 648.0174 | 222.4611 | 109304.2787
[10 empty] | 146 | 109304.2787 | 648.0174 | 224.247 | 110176.543
[10 empty] | 147 | 110176.543 | 648.0174 | 226.0365 | 111050.5968
[10 empty] | 148 | 111050.5968 | 648.0174 | 227.8297 | 111926.4439
[10 empty] | 149 | 111926.4439 | 648.0174 | 229.6265 | 112804.0878
[10 empty] | 150 | 112804.0878 | 648.0174 | 231.4271 | 113683.5322
[10 empty] | 151 | 113683.5322 | 648.0174 | 233.2314 | 114564.781
[10 empty] | 152 | 114564.781 | 648.0174 | 235.0393 | 115447.8376
[10 empty] | 153 | 115447.8376 | 648.0174 | 236.851 | 116332.706
[10 empty] | 154 | 116332.706 | 648.0174 | 238.6664 | 117219.3897
[10 empty] | 155 | 117219.3897 | 648.0174 | 240.4855 | 118107.8925
[10 empty] | 156 | 118107.8925 | 648.0174 | 242.3083 | 118998.2182
[10 empty] | 157 | 118998.2182 | 648.0174 | 244.1349 | 119890.3705
[10 empty] | 158 | 119890.3705 | 648.0174 | 245.9652 | 120784.353
[10 empty] | 159 | 120784.353 | 648.0174 | 247.7993 | 121680.1697
[10 empty] | 160 | 121680.1697 | 648.0174 | 249.6371 | 122577.8242
[10 empty] | 161 | 122577.8242 | 648.0174 | 251.4788 | 123477.3203
[10 empty] | 162 | 123477.3203 | 648.0174 | 253.3241 | 124378.6618
[10 empty] | 163 | 124378.6618 | 648.0174 | 255.1733 | 125281.8525
[10 empty] | 164 | 125281.8525 | 648.0174 | 257.0263 | 126186.8962
[10 empty] | 165 | 126186.8962 | 648.0174 | 258.8831 | 127093.7966
[10 empty] | 166 | 127093.7966 | 648.0174 | 260.7437 | 128002.5576
[10 empty] | 167 | 128002.5576 | 648.0174 | 262.6081 | 128913.183
[10 empty] | 168 | 128913.183 | 648.0174 | 264.4763 | 129825.6766
[10 empty] | 169 | 129825.6766 | 648.0174 | 266.3483 | 130740.0423
[10 empty] | 170 | 130740.0423 | 648.0174 | 268.2242 | 131656.2839
[10 empty] | 171 | 131656.2839 | 648.0174 | 270.104 | 132574.4053
[10 empty] | 172 | 132574.4053 | 648.0174 | 271.9876 | 133494.4102
[10 empty] | 173 | 133494.4102 | 648.0174 | 273.875 | 134416.3026
[10 empty] | 174 | 134416.3026 | 648.0174 | 275.7664 | 135340.0864
[10 empty] | 175 | 135340.0864 | 648.0174 | 277.6616 | 136265.7654
[10 empty] | 176 | 136265.7654 | 648.0174 | 279.5607 | 137193.3434
[10 empty] | 177 | 137193.3434 | 648.0174 | 281.4637 | 138122.8245
[10 empty] | 178 | 138122.8245 | 648.0174 | 283.3706 | 139054.2125
[10 empty] | 179 | 139054.2125 | 648.0174 | 285.2815 | 139987.5113
[10 empty] | 180 | 139987.5113 | 648.0174 | 287.1962 | 140922.7249
[10 empty] | 181 | 140922.7249 | 648.0174 | 289.1149 | 141859.8571
[10 empty] | 182 | 141859.8571 | 648.0174 | 291.0375 | 142798.9119
[10 empty] | 183 | 142798.9119 | 648.0174 | 292.964 | 143739.8933
[10 empty] | 184 | 143739.8933 | 648.0174 | 294.8945 | 144682.8052
[10 empty] | 185 | 144682.8052 | 648.0174 | 296.829 | 145627.6516
[10 empty] | 186 | 145627.6516 | 648.0174 | 298.7674 | 146574.4363
[10 empty] | 187 | 146574.4363 | 648.0174 | 300.7098 | 147523.1635
[10 empty] | 188 | 147523.1635 | 648.0174 | 302.6562 | 148473.8371
[10 empty] | 189 | 148473.8371 | 648.0174 | 304.6066 | 149426.4611
[10 empty] | 190 | 149426.4611 | 648.0174 | 306.561 | 150381.0394
[10 empty] | 191 | 150381.0394 | 648.0174 | 308.5194 | 151337.5762
[10 empty] | 192 | 151337.5762 | 648.0174 | 310.4818 | 152296.0754
[10 empty] | 193 | 152296.0754 | 648.0174 | 312.4483 | 153256.541
[10 empty] | 194 | 153256.541 | 648.0174 | 314.4187 | 154218.9771
[10 empty] | 195 | 154218.9771 | 648.0174 | 316.3932 | 155183.3877
[10 empty] | 196 | 155183.3877 | 648.0174 | 318.3718 | 156149.7769
[10 empty] | 197 | 156149.7769 | 648.0174 | 320.3544 | 157118.1487
[10 empty] | 198 | 157118.1487 | 648.0174 | 322.3411 | 158088.5072
[10 empty] | 199 | 158088.5072 | 648.0174 | 324.3319 | 159060.8564
[10 empty] | 200 | 159060.8564 | 648.0174 | 326.3268 | 160035.2006
[10 empty] | 201 | 160035.2006 | 648.0174 | 328.3257 | 161011.5437
[10 empty] | 202 | 161011.5437 | 648.0174 | 330.3288 | 161989.8898
[10 empty] | 203 | 161989.8898 | 648.0174 | 332.3359 | 162970.2431
[10 empty] | 204 | 162970.2431 | 648.0174 | 334.3472 | 163952.6077
[10 empty] | 205 | 163952.6077 | 648.0174 | 336.3626 | 164936.9876
[10 empty] | 206 | 164936.9876 | 648.0174 | 338.3822 | 165923.3871
[10 empty] | 207 | 165923.3871 | 648.0174 | 340.4058 | 166911.8103
[10 empty] | 208 | 166911.8103 | 648.0174 | 342.4337 | 167902.2614
[10 empty] | 209 | 167902.2614 | 648.0174 | 344.4657 | 168894.7444
[10 empty] | 210 | 168894.7444 | 648.0174 | 346.5018 | 169889.2636
[10 empty] | 211 | 169889.2636 | 648.0174 | 348.5422 | 170885.8231
[10 empty] | 212 | 170885.8231 | 648.0174 | 350.5867 | 171884.4271
[10 empty] | 213 | 171884.4271 | 648.0174 | 352.6354 | 172885.0799
[10 empty] | 214 | 172885.0799 | 648.0174 | 354.6883 | 173887.7856
[10 empty] | 215 | 173887.7856 | 648.0174 | 356.7455 | 174892.5484
[10 empty] | 216 | 174892.5484 | 648.0174 | 358.8068 | 175899.3726
[10 empty] | 217 | 175899.3726 | 648.0174 | 360.8724 | 176908.2624
[10 empty] | 218 | 176908.2624 | 648.0174 | 362.9422 | 177919.222
[10 empty] | 219 | 177919.222 | 648.0174 | 365.0163 | 178932.2557
[10 empty] | 220 | 178932.2557 | 648.0174 | 367.0946 | 179947.3676
[10 empty] | 221 | 179947.3676 | 648.0174 | 369.1772 | 180964.5622
[10 empty] | 222 | 180964.5622 | 648.0174 | 371.2641 | 181983.8436
[10 empty] | 223 | 181983.8436 | 648.0174 | 373.3552 | 183005.2162
[10 empty] | 224 | 183005.2162 | 648.0174 | 375.4506 | 184028.6842
[10 empty] | 225 | 184028.6842 | 648.0174 | 377.5504 | 185054.252
[10 empty] | 226 | 185054.252 | 648.0174 | 379.6544 | 186081.9237
[10 empty] | 227 | 186081.9237 | 648.0174 | 381.7628 | 187111.7039
[10 empty] | 228 | 187111.7039 | 648.0174 | 383.8755 | 188143.5967
[10 empty] | 229 | 188143.5967 | 648.0174 | 385.9925 | 189177.6065
[10 empty] | 230 | 189177.6065 | 648.0174 | 388.1138 | 190213.7377
[10 empty] | 231 | 190213.7377 | 648.0174 | 390.2395 | 191251.9946
[10 empty] | 232 | 191251.9946 | 648.0174 | 392.3696 | 192292.3816
[10 empty] | 233 | 192292.3816 | 648.0174 | 394.504 | 193334.903
[10 empty] | 234 | 193334.903 | 648.0174 | 396.6429 | 194379.5632
[10 empty] | 235 | 194379.5632 | 648.0174 | 398.7861 | 195426.3667
[10 empty] | 236 | 195426.3667 | 648.0174 | 400.9337 | 196475.3177
[10 empty] | 237 | 196475.3177 | 648.0174 | 403.0857 | 197526.4208
[10 empty] | 238 | 197526.4208 | 648.0174 | 405.2421 | 198579.6803
[10 empty] | 239 | 198579.6803 | 648.0174 | 407.403 | 199635.1006
[10 empty] | 240 | 199635.1006 | 648.0174 | 409.5683 | 200692.6862
[10 empty] | 241 | 200692.6862 | 648.0174 | 411.738 | 201752.4416
[10 empty] | 242 | 201752.4416 | 648.0174 | 413.9122 | 202814.3711
[10 empty] | 243 | 202814.3711 | 648.0174 | 416.0908 | 203878.4792
[10 empty] | 244 | 203878.4792 | 648.0174 | 418.2739 | 204944.7705
[10 empty] | 245 | 204944.7705 | 648.0174 | 420.4615 | 206013.2494
[10 empty] | 246 | 206013.2494 | 648.0174 | 422.6536 | 207083.9203
[10 empty] | 247 | 207083.9203 | 648.0174 | 424.8501 | 208156.7878
[10 empty] | 248 | 208156.7878 | 648.0174 | 427.0512 | 209231.8564
[10 empty] | 249 | 209231.8564 | 648.0174 | 429.2568 | 210309.1306
[10 empty] | 250 | 210309.1306 | 648.0174 | 431.4669 | 211388.6148
[10 empty] | 251 | 211388.6148 | 648.0174 | 433.6816 | 212470.3138
[10 empty] | 252 | 212470.3138 | 648.0174 | 435.9008 | 213554.2319
[10 empty] | 253 | 213554.2319 | 648.0174 | 438.1245 | 214640.3738
[10 empty] | 254 | 214640.3738 | 648.0174 | 440.3528 | 215728.744
[10 empty] | 255 | 215728.744 | 648.0174 | 442.5857 | 216819.3471
[10 empty] | 256 | 216819.3471 | 648.0174 | 444.8232 | 217912.1877
[10 empty] | 257 | 217912.1877 | 648.0174 | 447.0652 | 219007.2703
[10 empty] | 258 | 219007.2703 | 648.0174 | 449.3119 | 220104.5995
[10 empty] | 259 | 220104.5995 | 648.0174 | 451.5632 | 221204.1801
[10 empty] | 260 | 221204.1801 | 648.0174 | 453.819 | 222306.0165
[10 empty] | 261 | 222306.0165 | 648.0174 | 456.0796 | 223410.1134
[10 empty] | 262 | 223410.1134 | 648.0174 | 458.3447 | 224516.4755
[10 empty] | 263 | 224516.4755 | 648.0174 | 460.6145 | 225625.1073
[10 empty] | 264 | 225625.1073 | 648.0174 | 462.8889 | 226736.0136
[10 empty] | 265 | 226736.0136 | 648.0174 | 465.1681 | 227849.1991
[10 empty] | 266 | 227849.1991 | 648.0174 | 467.4519 | 228964.6683
[10 empty] | 267 | 228964.6683 | 648.0174 | 469.7403 | 230082.426
[10 empty] | 268 | 230082.426 | 648.0174 | 472.0335 | 231202.4769
[10 empty] | 269 | 231202.4769 | 648.0174 | 474.3314 | 232324.8256
[10 empty] | 270 | 232324.8256 | 648.0174 | 476.634 | 233449.477
[10 empty] | 271 | 233449.477 | 648.0174 | 478.9413 | 234576.4356
[10 empty] | 272 | 234576.4356 | 648.0174 | 481.2534 | 235705.7063
[10 empty] | 273 | 235705.7063 | 648.0174 | 483.5701 | 236837.2939
[10 empty] | 274 | 236837.2939 | 648.0174 | 485.8917 | 237971.2029
[10 empty] | 275 | 237971.2029 | 648.0174 | 488.218 | 239107.4383
[10 empty] | 276 | 239107.4383 | 648.0174 | 490.5491 | 240246.0047
[10 empty] | 277 | 240246.0047 | 648.0174 | 492.885 | 241386.9071
[10 empty] | 278 | 241386.9071 | 648.0174 | 495.2256 | 242530.15
[10 empty] | 279 | 242530.15 | 648.0174 | 497.5711 | 243675.7385
[10 empty] | 280 | 243675.7385 | 648.0174 | 499.9213 | 244823.6772
[10 empty] | 281 | 244823.6772 | 648.0174 | 502.2764 | 245973.971
[10 empty] | 282 | 245973.971 | 648.0174 | 504.6364 | 247126.6247
[10 empty] | 283 | 247126.6247 | 648.0174 | 507.0011 | 248281.6432
[10 empty] | 284 | 248281.6432 | 648.0174 | 509.3707 | 249439.0313
[10 empty] | 285 | 249439.0313 | 648.0174 | 511.7452 | 250598.7939
[10 empty] | 286 | 250598.7939 | 648.0174 | 514.1246 | 251760.9358
[10 empty] | 287 | 251760.9358 | 648.0174 | 516.5088 | 252925.462
[10 empty] | 288 | 252925.462 | 648.0174 | 518.8979 | 254092.3773
[10 empty] | - | - | - | - | -
[11 empty] | Equals: Amount To Accrue | 186629.0003 | 67463.377 | 254092.3773 | 3.7835e-10

## Balm Solar
TAMPA ELECTRIC COMPANY | [10 empty] | TAMPA ELECTRIC COMPANY | [11 empty] | FOSSIL-FUELED GENERATING STATIONS
PROJECTED FUTURE DOLLAR DISMANTLEMENT COST BY PLANT | [10 empty] | COMPUTATION OF ANNUAL ACCRUAL | [11 empty] | ESTIMATED FUTURE DOLLAR DISMANTLEMENT COST
| Intitial Cost |  |  |  |  | Cost |  |  |  |  | Balm Solar | Total | Labor | Mat & Eq | Disposal | Salvage | [12 empty] | Total
| Estimates | Capital | Dismantlement | Cost | Inflation | Estimate in | Start | Inflation | Future |  | Year of Study | 2022 | [13 empty] | Capital | Dismantlement | Accumlated | Future
| Are in ___ | Recovery | Component | Estimate | Compound | 2022 | Year of | Compound | Dollar |  | Capital Recovery Year | 2048 | [11 empty] | Recovery | Study | Recovery | Cost at | Reserve @ 12/31/2021 | Dollar
PLANT | Dollars | Year | Costs | Per Study | Multiplier | Dollars | Expenditure | Multiplier | Cost |  | Cost @ Study Year 2022 | 13273121.7461 | 8148214.9117 | 7967013.2301 | 2520510.3551 | -5362616.7509 | [6 empty] | PLANT | Period | Date | Year | Study Date |  | Cost
- | - | - | - | - | - | - | - | - | - |  | Total Future Exp | 25126789.6312 | 15844770.7065 | 15357961.5354 | 4261540.1334 | -10337482.7442 | [6 empty] | - | - | - | - | - | - | -
Balm Solar | 2020 | 2048 | Labor | 7705230 | 1.0575 | 8148214.9117 | 2049 | 1.9446 | 15844770.7065 |  | Amount To Accrue | 25126789.6312 | 15844770.7065 | 15357961.5354 | 4261540.1334 | -10337482.7442 | [6 empty] | Balm Solar | 26 | 2022 | 2048 | 13273121.7461 | 0 | 25126789.6312 | 0
|  |  | Materials & Eq | 7529165 | 1.0582 | 7967013.2301 |  | 1.9277 | 15357961.5354 |  | PV of Amount to Accrue | 13273121.7461 | 8148214.9117 | 7967013.2301 | 2520510.3551 | -5362616.7509
|  |  | Disposal | 2424430 | 1.0396 | 2520510.3551 |  | 1.6907 | 4261540.1334 |  | Capital Recovery Years | 26
|  |  | Salvage | -5067900 | 1.0582 | -5362616.7509 |  | 1.9277 | -10337482.7442 |  | Compound Average Growth | 2.485% | 2.591% | 2.556% | 2.04% | 2.556%
|  |  |  | - |  | - |  |  | - |  | First Year 2022 Accrual | 698836.4743 | 434603.2718 | 423220.933 | 125883.3497 | -284871.0802
|  |  |  | 12590925 |  | 13273121.7461 |  |  | 25126789.6312 |  | - | - | - | - | - | -
[10 empty] | 0 | Reserve @ 12/31/2021 | 0 | 0 | 0 | 0 | 0 | 4-yr Avg | Labor | Mat & Eq | Disposal | Salvage | 0
[10 empty] | 1 | 2022 | 698836.4743 | 434603.2718 | 423220.933 | 125883.3497 | -284871.0802
[10 empty] | 2 | 2023 | 716201.7599 | 445863.1572 | 434040.3866 | 128451.8978 | -292153.6818
[10 empty] | 3 | 2024 | 734001.5986 | 457414.7685 | 445136.4348 | 131072.8551 | -299622.4598
[10 empty] | 4 | 2025 | 752246.9293 | 469265.6638 | 456516.1484 | 133747.2909 | -307282.1739 | 725321.6905 | 451786.7153 | 439728.4757 | 129788.8484 | -295982.3489 | 0
[10 empty] | 5 | 2026 | 770948.9679 | 481423.5971 | 468186.7794 | 136476.2965 | -315137.7051
[10 empty] | 6 | 2027 | 790119.2139 | 493896.5233 | 480155.7648 | 139260.9852 | -323194.0594
[10 empty] | 7 | 2028 | 809769.4577 | 506692.6034 | 492430.7319 | 142102.4932 | -331456.3708
[10 empty] | 8 | 2029 | 829911.7881 | 519820.2097 | 505019.5031 | 145001.9799 | -339929.9046 | 800187.3569 | 500458.2334 | 486448.1948 | 140710.4387 | -327429.51 | 0
[10 empty] | 9 | 2030 | 850558.6001 | 533287.9316 | 517930.1006 | 147960.6282 | -348620.0604
[10 empty] | 10 | 2031 | 871722.602 | 547104.581 | 531170.7517 | 150979.6454 | -357532.3761
[10 empty] | 11 | 2032 | 893416.824 | 561279.1979 | 544749.8942 | 154060.2632 | -366672.5312
[10 empty] | 12 | 2033 | 915654.6263 | 575821.0568 | 558676.1813 | 157203.7386 | -376046.3503 | 882838.1631 | 554373.1918 | 538131.7319 | 152551.0689 | -362217.8295 | 0
[10 empty] | 13 | 2034 | 938449.7071 | 590739.6723 | 572958.4878 | 160411.354 | -385659.8069
[10 empty] | 14 | 2035 | 961816.1116 | 606044.8056 | 587605.915 | 163684.4182 | -395519.0272
[10 empty] | 15 | 2036 | 985768.2405 | 621746.4708 | 602627.7971 | 167024.2666 | -405630.294
[10 empty] | 16 | 2037 | 1010320.8594 | 637854.9414 | 618033.7069 | 170432.262 | -416000.0509 | 974088.7297 | 614096.4726 | 595306.4767 | 165388.0752 | -400702.2948 | 0
[10 empty] | 17 | 2038 | 1035489.1078 | 654380.7571 | 633833.4619 | 173909.7948 | -426634.9059
[10 empty] | 18 | 2039 | 1061288.5086 | 671334.7306 | 650037.1306 | 177458.2838 | -437541.6363
[10 empty] | 19 | 2040 | 1087734.978 | 688727.9548 | 666655.0388 | 181079.1768 | -448727.1923
[10 empty] | 20 | 2041 | 1114844.8355 | 706571.81 | 683697.7764 | 184773.9513 | -460198.7021 | 1074839.3575 | 680253.8131 | 658555.8519 | 179305.3017 | -443275.6092 | 0
[10 empty] | 21 | 2042 | 1142634.814 | 724877.9713 | 701176.2039 | 188544.1146 | -471963.4759
[10 empty] | 22 | 2043 | 1171122.0704 | 743658.4164 | 719101.4596 | 192391.2051 | -484029.0108
[10 empty] | 23 | 2044 | 1200324.1964 | 762925.4333 | 737484.9665 | 196316.7924 | -496402.9958
[10 empty] | 24 | 2045 | 1230259.2296 | 782691.6282 | 756338.4394 | 200322.4781 | -509093.3161 | 1186085.0776 | 753538.3623 | 728525.2674 | 194393.6476 | -490372.1996 | 0
[10 empty] | 25 | 2046 | 1260945.6648 | 802969.934 | 775673.893 | 204409.8966 | -522108.0588
[10 empty] | 26 | 2047 | 1292402.4655 | 823773.6187 | 795503.6488 | 208580.7155 | -535455.5175
[10 empty] | 27 | 2048 | 0 | 0 | 0 | 0 | 0
[10 empty] | 28 | 2049 | 0 | 0 | 0 | 0 | 0 | 638337.0326 | 406685.8882 | 392794.3855 | 103247.653 | -264390.8941 | 0
[10 empty] | 29 | 2050 | 0 | 0 | 0 | 0 | 0
[10 empty] | 30 | 2051 | 0 | 0 | 0 | 0 | 0
[10 empty] | 31 | 2052 | 0 | 0 | 0 | 0 | 0
[10 empty] | 32 | 2053 | 0 | 0 | 0 | 0 | 0 | 0 | 0 | 0 | 0 | 0 | 0
[10 empty] | 33 | 2054 | 0 | 0 | 0 | 0 | 0
[10 empty] | 34 | 2055 | 0 | 0 | 0 | 0 | 0
[10 empty] | 35 | 2056 | 0 | 0 | 0 | 0 | 0
[11 empty] | - | - | - | - | - | -
[11 empty] | Equals: Amount To Accrue | 25126789.6312 | 15844770.7065 | 15357961.5354 | 4261540.1334 | -10337482.7442
[12 empty] | 0 | 0 | 0 | 0 | 0 | 0
[11 empty] | Earnings Rate | 2.485%
[11 empty] | Monthly Rate | 0.2048%
[11 empty] | Amount To Accrue | 25126789.6312
[11 empty] | PV of Amount to Accrue | 13273121.7461
[11 empty] | Months to Accrue | 312
[11 empty] | Monthly Amount | 57610.1988
[11 empty] | - | - | - | -
[10 empty] | 1 | 0 | 57610.1988 | 0 | 57610.1988
[10 empty] | 2 | 57610.1988 | 57610.1988 | 117.9618 | 115338.3595
[10 empty] | 3 | 115338.3595 | 57610.1988 | 236.1652 | 173184.7234
[10 empty] | 4 | 173184.7234 | 57610.1988 | 354.6105 | 231149.5328
[10 empty] | 5 | 231149.5328 | 57610.1988 | 473.2984 | 289233.0301
[10 empty] | 6 | 289233.0301 | 57610.1988 | 592.2294 | 347435.4583
[10 empty] | 7 | 347435.4583 | 57610.1988 | 711.4038 | 405757.0609
[10 empty] | 8 | 405757.0609 | 57610.1988 | 830.8223 | 464198.082
[10 empty] | 9 | 464198.082 | 57610.1988 | 950.4853 | 522758.7661
[10 empty] | 10 | 522758.7661 | 57610.1988 | 1070.3933 | 581439.3582
[10 empty] | 11 | 581439.3582 | 57610.1988 | 1190.5468 | 640240.1038
[10 empty] | 12 | 640240.1038 | 57610.1988 | 1310.9464 | 699161.249
[10 empty] | 13 | 699161.249 | 57610.1988 | 1431.5924 | 758203.0403
[10 empty] | 14 | 758203.0403 | 57610.1988 | 1552.4856 | 817365.7247
[10 empty] | 15 | 817365.7247 | 57610.1988 | 1673.6262 | 876649.5497
[10 empty] | 16 | 876649.5497 | 57610.1988 | 1795.0149 | 936054.7635
[10 empty] | 17 | 936054.7635 | 57610.1988 | 1916.6522 | 995581.6145
[10 empty] | 18 | 995581.6145 | 57610.1988 | 2038.5385 | 1055230.3518
[10 empty] | 19 | 1055230.3518 | 57610.1988 | 2160.6744 | 1115001.225
[10 empty] | 20 | 1115001.225 | 57610.1988 | 2283.0604 | 1174894.4842
[10 empty] | 21 | 1174894.4842 | 57610.1988 | 2405.6969 | 1234910.3799
[10 empty] | 22 | 1234910.3799 | 57610.1988 | 2528.5846 | 1295049.1633
[10 empty] | 23 | 1295049.1633 | 57610.1988 | 2651.7239 | 1355311.0861
[10 empty] | 24 | 1355311.0861 | 57610.1988 | 2775.1153 | 1415696.4002
[10 empty] | 25 | 1415696.4002 | 57610.1988 | 2898.7594 | 1476205.3585
[10 empty] | 26 | 1476205.3585 | 57610.1988 | 3022.6567 | 1536838.214
[10 empty] | 27 | 1536838.214 | 57610.1988 | 3146.8077 | 1597595.2205
[10 empty] | 28 | 1597595.2205 | 57610.1988 | 3271.2128 | 1658476.6322
[10 empty] | 29 | 1658476.6322 | 57610.1988 | 3395.8727 | 1719482.7037
[10 empty] | 30 | 1719482.7037 | 57610.1988 | 3520.7879 | 1780613.6904
[10 empty] | 31 | 1780613.6904 | 57610.1988 | 3645.9588 | 1841869.848
[10 empty] | 32 | 1841869.848 | 57610.1988 | 3771.386 | 1903251.4329
[10 empty] | 33 | 1903251.4329 | 57610.1988 | 3897.0701 | 1964758.7018
[10 empty] | 34 | 1964758.7018 | 57610.1988 | 4023.0114 | 2026391.912
[10 empty] | 35 | 2026391.912 | 57610.1988 | 4149.2107 | 2088151.3216
[10 empty] | 36 | 2088151.3216 | 57610.1988 | 4275.6684 | 2150037.1888
[10 empty] | 37 | 2150037.1888 | 57610.1988 | 4402.385 | 2212049.7726
[10 empty] | 38 | 2212049.7726 | 57610.1988 | 4529.3611 | 2274189.3325
[10 empty] | 39 | 2274189.3325 | 57610.1988 | 4656.5971 | 2336456.1285
[10 empty] | 40 | 2336456.1285 | 57610.1988 | 4784.0937 | 2398850.421
[10 empty] | 41 | 2398850.421 | 57610.1988 | 4911.8514 | 2461372.4712
[10 empty] | 42 | 2461372.4712 | 57610.1988 | 5039.8706 | 2524022.5406
[10 empty] | 43 | 2524022.5406 | 57610.1988 | 5168.152 | 2586800.8915
[10 empty] | 44 | 2586800.8915 | 57610.1988 | 5296.696 | 2649707.7863
[10 empty] | 45 | 2649707.7863 | 57610.1988 | 5425.5033 | 2712743.4884
[10 empty] | 46 | 2712743.4884 | 57610.1988 | 5554.5743 | 2775908.2615
[10 empty] | 47 | 2775908.2615 | 57610.1988 | 5683.9095 | 2839202.3698
[10 empty] | 48 | 2839202.3698 | 57610.1988 | 5813.5096 | 2902626.0783
[10 empty] | 49 | 2902626.0783 | 57610.1988 | 5943.3751 | 2966179.6522
[10 empty] | 50 | 2966179.6522 | 57610.1988 | 6073.5065 | 3029863.3575
[10 empty] | 51 | 3029863.3575 | 57610.1988 | 6203.9043 | 3093677.4607
[10 empty] | 52 | 3093677.4607 | 57610.1988 | 6334.5691 | 3157622.2286
[10 empty] | 53 | 3157622.2286 | 57610.1988 | 6465.5015 | 3221697.929
[10 empty] | 54 | 3221697.929 | 57610.1988 | 6596.702 | 3285904.8298
[10 empty] | 55 | 3285904.8298 | 57610.1988 | 6728.1711 | 3350243.1998
[10 empty] | 56 | 3350243.1998 | 57610.1988 | 6859.9094 | 3414713.308
[10 empty] | 57 | 3414713.308 | 57610.1988 | 6991.9175 | 3479315.4243
[10 empty] | 58 | 3479315.4243 | 57610.1988 | 7124.1958 | 3544049.819
[10 empty] | 59 | 3544049.819 | 57610.1988 | 7256.7451 | 3608916.7629
[10 empty] | 60 | 3608916.7629 | 57610.1988 | 7389.5657 | 3673916.5274
[10 empty] | 61 | 3673916.5274 | 57610.1988 | 7522.6582 | 3739049.3845
[10 empty] | 62 | 3739049.3845 | 57610.1988 | 7656.0233 | 3804315.6066
[10 empty] | 63 | 3804315.6066 | 57610.1988 | 7789.6615 | 3869715.467
[10 empty] | 64 | 3869715.467 | 57610.1988 | 7923.5733 | 3935249.2391
[10 empty] | 65 | 3935249.2391 | 57610.1988 | 8057.7593 | 4000917.1973
[10 empty] | 66 | 4000917.1973 | 57610.1988 | 8192.2201 | 4066719.6162
[10 empty] | 67 | 4066719.6162 | 57610.1988 | 8326.9562 | 4132656.7712
[10 empty] | 68 | 4132656.7712 | 57610.1988 | 8461.9681 | 4198728.9381
[10 empty] | 69 | 4198728.9381 | 57610.1988 | 8597.2565 | 4264936.3935
[10 empty] | 70 | 4264936.3935 | 57610.1988 | 8732.822 | 4331279.4143
[10 empty] | 71 | 4331279.4143 | 57610.1988 | 8868.665 | 4397758.2781
[10 empty] | 72 | 4397758.2781 | 57610.1988 | 9004.7861 | 4464373.263
[10 empty] | 73 | 4464373.263 | 57610.1988 | 9141.186 | 4531124.6478
[10 empty] | 74 | 4531124.6478 | 57610.1988 | 9277.8652 | 4598012.7118
[10 empty] | 75 | 4598012.7118 | 57610.1988 | 9414.8242 | 4665037.7349
[10 empty] | 76 | 4665037.7349 | 57610.1988 | 9552.0637 | 4732199.9974
[10 empty] | 77 | 4732199.9974 | 57610.1988 | 9689.5841 | 4799499.7803
[10 empty] | 78 | 4799499.7803 | 57610.1988 | 9827.3862 | 4866937.3654
[10 empty] | 79 | 4866937.3654 | 57610.1988 | 9965.4704 | 4934513.0346
[10 empty] | 80 | 4934513.0346 | 57610.1988 | 10103.8374 | 5002227.0709
[10 empty] | 81 | 5002227.0709 | 57610.1988 | 10242.4877 | 5070079.7573
[10 empty] | 82 | 5070079.7573 | 57610.1988 | 10381.4218 | 5138071.378
[10 empty] | 83 | 5138071.378 | 57610.1988 | 10520.6405 | 5206202.2174
[10 empty] | 84 | 5206202.2174 | 57610.1988 | 10660.1442 | 5274472.5604
[10 empty] | 85 | 5274472.5604 | 57610.1988 | 10799.9336 | 5342882.6928
[10 empty] | 86 | 5342882.6928 | 57610.1988 | 10940.0092 | 5411432.9008
[10 empty] | 87 | 5411432.9008 | 57610.1988 | 11080.3716 | 5480123.4713
[10 empty] | 88 | 5480123.4713 | 57610.1988 | 11221.0214 | 5548954.6915
[10 empty] | 89 | 5548954.6915 | 57610.1988 | 11361.9592 | 5617926.8495
[10 empty] | 90 | 5617926.8495 | 57610.1988 | 11503.1856 | 5687040.234
[10 empty] | 91 | 5687040.234 | 57610.1988 | 11644.7012 | 5756295.134
[10 empty] | 92 | 5756295.134 | 57610.1988 | 11786.5065 | 5825691.8393
[10 empty] | 93 | 5825691.8393 | 57610.1988 | 11928.6022 | 5895230.6403
[10 empty] | 94 | 5895230.6403 | 57610.1988 | 12070.9888 | 5964911.828
[10 empty] | 95 | 5964911.828 | 57610.1988 | 12213.667 | 6034735.6939
[10 empty] | 96 | 6034735.6939 | 57610.1988 | 12356.6374 | 6104702.5301
[10 empty] | 97 | 6104702.5301 | 57610.1988 | 12499.9004 | 6174812.6293
[10 empty] | 98 | 6174812.6293 | 57610.1988 | 12643.4569 | 6245066.285
[10 empty] | 99 | 6245066.285 | 57610.1988 | 12787.3072 | 6315463.7911
[10 empty] | 100 | 6315463.7911 | 57610.1988 | 12931.4521 | 6386005.4421
[10 empty] | 101 | 6386005.4421 | 57610.1988 | 13075.8922 | 6456691.5331
[10 empty] | 102 | 6456691.5331 | 57610.1988 | 13220.628 | 6527522.3599
[10 empty] | 103 | 6527522.3599 | 57610.1988 | 13365.6602 | 6598498.219
[10 empty] | 104 | 6598498.219 | 57610.1988 | 13510.9893 | 6669619.4071
[10 empty] | 105 | 6669619.4071 | 57610.1988 | 13656.6161 | 6740886.222
[10 empty] | 106 | 6740886.222 | 57610.1988 | 13802.541 | 6812298.9618
[10 empty] | 107 | 6812298.9618 | 57610.1988 | 13948.7646 | 6883857.9253
[10 empty] | 108 | 6883857.9253 | 57610.1988 | 14095.2877 | 6955563.4118
[10 empty] | 109 | 6955563.4118 | 57610.1988 | 14242.1109 | 7027415.7215
[10 empty] | 110 | 7027415.7215 | 57610.1988 | 14389.2346 | 7099415.155
[10 empty] | 111 | 7099415.155 | 57610.1988 | 14536.6596 | 7171562.0134
[10 empty] | 112 | 7171562.0134 | 57610.1988 | 14684.3865 | 7243856.5987
[10 empty] | 113 | 7243856.5987 | 57610.1988 | 14832.4158 | 7316299.2133
[10 empty] | 114 | 7316299.2133 | 57610.1988 | 14980.7483 | 7388890.1604
[10 empty] | 115 | 7388890.1604 | 57610.1988 | 15129.3844 | 7461629.7436
[10 empty] | 116 | 7461629.7436 | 57610.1988 | 15278.3249 | 7534518.2674
[10 empty] | 117 | 7534518.2674 | 57610.1988 | 15427.5704 | 7607556.0367
[10 empty] | 118 | 7607556.0367 | 57610.1988 | 15577.1215 | 7680743.357
[10 empty] | 119 | 7680743.357 | 57610.1988 | 15726.9788 | 7754080.5346
[10 empty] | 120 | 7754080.5346 | 57610.1988 | 15877.1429 | 7827567.8764
[10 empty] | 121 | 7827567.8764 | 57610.1988 | 16027.6146 | 7901205.6898
[10 empty] | 122 | 7901205.6898 | 57610.1988 | 16178.3943 | 7974994.2829
[10 empty] | 123 | 7974994.2829 | 57610.1988 | 16329.4827 | 8048933.9645
[10 empty] | 124 | 8048933.9645 | 57610.1988 | 16480.8806 | 8123025.0438
[10 empty] | 125 | 8123025.0438 | 57610.1988 | 16632.5884 | 8197267.8311
[10 empty] | 126 | 8197267.8311 | 57610.1988 | 16784.6068 | 8271662.6367
[10 empty] | 127 | 8271662.6367 | 57610.1988 | 16936.9366 | 8346209.7721
[10 empty] | 128 | 8346209.7721 | 57610.1988 | 17089.5782 | 8420909.5491
[10 empty] | 129 | 8420909.5491 | 57610.1988 | 17242.5324 | 8495762.2803
[10 empty] | 130 | 8495762.2803 | 57610.1988 | 17395.7997 | 8570768.2789
[10 empty] | 131 | 8570768.2789 | 57610.1988 | 17549.3809 | 8645927.8586
[10 empty] | 132 | 8645927.8586 | 57610.1988 | 17703.2766 | 8721241.3341
[10 empty] | 133 | 8721241.3341 | 57610.1988 | 17857.4874 | 8796709.0203
[10 empty] | 134 | 8796709.0203 | 57610.1988 | 18012.0139 | 8872331.233
[10 empty] | 135 | 8872331.233 | 57610.1988 | 18166.8569 | 8948108.2887
[10 empty] | 136 | 8948108.2887 | 57610.1988 | 18322.0169 | 9024040.5044
[10 empty] | 137 | 9024040.5044 | 57610.1988 | 18477.4946 | 9100128.1978
[10 empty] | 138 | 9100128.1978 | 57610.1988 | 18633.2906 | 9176371.6873
[10 empty] | 139 | 9176371.6873 | 57610.1988 | 18789.4057 | 9252771.2918
[10 empty] | 140 | 9252771.2918 | 57610.1988 | 18945.8404 | 9329327.3311
[10 empty] | 141 | 9329327.3311 | 57610.1988 | 19102.5955 | 9406040.1254
[10 empty] | 142 | 9406040.1254 | 57610.1988 | 19259.6715 | 9482909.9957
[10 empty] | 143 | 9482909.9957 | 57610.1988 | 19417.0691 | 9559937.2636
[10 empty] | 144 | 9559937.2636 | 57610.1988 | 19574.789 | 9637122.2514
[10 empty] | 145 | 9637122.2514 | 57610.1988 | 19732.8319 | 9714465.2821
[10 empty] | 146 | 9714465.2821 | 57610.1988 | 19891.1983 | 9791966.6793
[10 empty] | 147 | 9791966.6793 | 57610.1988 | 20049.8891 | 9869626.7672
[10 empty] | 148 | 9869626.7672 | 57610.1988 | 20208.9048 | 9947445.8708
[10 empty] | 149 | 9947445.8708 | 57610.1988 | 20368.246 | 10025424.3157
[10 empty] | 150 | 10025424.3157 | 57610.1988 | 20527.9136 | 10103562.4281
[10 empty] | 151 | 10103562.4281 | 57610.1988 | 20687.908 | 10181860.5349
[10 empty] | 152 | 10181860.5349 | 57610.1988 | 20848.2301 | 10260318.9638
[10 empty] | 153 | 10260318.9638 | 57610.1988 | 21008.8804 | 10338938.0431
[10 empty] | 154 | 10338938.0431 | 57610.1988 | 21169.8597 | 10417718.1016
[10 empty] | 155 | 10417718.1016 | 57610.1988 | 21331.1686 | 10496659.4691
[10 empty] | 156 | 10496659.4691 | 57610.1988 | 21492.8078 | 10575762.4758
[10 empty] | 157 | 10575762.4758 | 57610.1988 | 21654.778 | 10655027.4526
[10 empty] | 158 | 10655027.4526 | 57610.1988 | 21817.0798 | 10734454.7312
[10 empty] | 159 | 10734454.7312 | 57610.1988 | 21979.714 | 10814044.644
[10 empty] | 160 | 10814044.644 | 57610.1988 | 22142.6811 | 10893797.524
[10 empty] | 161 | 10893797.524 | 57610.1988 | 22305.982 | 10973713.7048
[10 empty] | 162 | 10973713.7048 | 57610.1988 | 22469.6172 | 11053793.5208
[10 empty] | 163 | 11053793.5208 | 57610.1988 | 22633.5874 | 11134037.307
[10 empty] | 164 | 11134037.307 | 57610.1988 | 22797.8935 | 11214445.3993
[10 empty] | 165 | 11214445.3993 | 57610.1988 | 22962.5359 | 11295018.134
[10 empty] | 166 | 11295018.134 | 57610.1988 | 23127.5155 | 11375755.8483
[10 empty] | 167 | 11375755.8483 | 57610.1988 | 23292.8328 | 11456658.88
[10 empty] | 168 | 11456658.88 | 57610.1988 | 23458.4887 | 11537727.5675
[10 empty] | 169 | 11537727.5675 | 57610.1988 | 23624.4838 | 11618962.2501
[10 empty] | 170 | 11618962.2501 | 57610.1988 | 23790.8187 | 11700363.2677
[10 empty] | 171 | 11700363.2677 | 57610.1988 | 23957.4943 | 11781930.9608
[10 empty] | 172 | 11781930.9608 | 57610.1988 | 24124.5111 | 11863665.6708
[10 empty] | 173 | 11863665.6708 | 57610.1988 | 24291.8699 | 11945567.7395
[10 empty] | 174 | 11945567.7395 | 57610.1988 | 24459.5714 | 12027637.5098
[10 empty] | 175 | 12027637.5098 | 57610.1988 | 24627.6163 | 12109875.3249
[10 empty] | 176 | 12109875.3249 | 57610.1988 | 24796.0052 | 12192281.5289
[10 empty] | 177 | 12192281.5289 | 57610.1988 | 24964.739 | 12274856.4668
[10 empty] | 178 | 12274856.4668 | 57610.1988 | 25133.8182 | 12357600.4838
[10 empty] | 179 | 12357600.4838 | 57610.1988 | 25303.2437 | 12440513.9263
[10 empty] | 180 | 12440513.9263 | 57610.1988 | 25473.016 | 12523597.1412
[10 empty] | 181 | 12523597.1412 | 57610.1988 | 25643.136 | 12606850.4761
[10 empty] | 182 | 12606850.4761 | 57610.1988 | 25813.6044 | 12690274.2793
[10 empty] | 183 | 12690274.2793 | 57610.1988 | 25984.4217 | 12773868.8998
[10 empty] | 184 | 12773868.8998 | 57610.1988 | 26155.5889 | 12857634.6875
[10 empty] | 185 | 12857634.6875 | 57610.1988 | 26327.1065 | 12941571.9928
[10 empty] | 186 | 12941571.9928 | 57610.1988 | 26498.9753 | 13025681.1669
[10 empty] | 187 | 13025681.1669 | 57610.1988 | 26671.196 | 13109962.5618
[10 empty] | 188 | 13109962.5618 | 57610.1988 | 26843.7694 | 13194416.53
[10 empty] | 189 | 13194416.53 | 57610.1988 | 27016.6961 | 13279043.4249
[10 empty] | 190 | 13279043.4249 | 57610.1988 | 27189.9769 | 13363843.6006
[10 empty] | 191 | 13363843.6006 | 57610.1988 | 27363.6125 | 13448817.412
[10 empty] | 192 | 13448817.412 | 57610.1988 | 27537.6037 | 13533965.2145
[10 empty] | 193 | 13533965.2145 | 57610.1988 | 27711.9511 | 13619287.3643
[10 empty] | 194 | 13619287.3643 | 57610.1988 | 27886.6555 | 13704784.2186
[10 empty] | 195 | 13704784.2186 | 57610.1988 | 28061.7176 | 13790456.135
[10 empty] | 196 | 13790456.135 | 57610.1988 | 28237.1382 | 13876303.472
[10 empty] | 197 | 13876303.472 | 57610.1988 | 28412.9179 | 13962326.5888
[10 empty] | 198 | 13962326.5888 | 57610.1988 | 28589.0576 | 14048525.8452
[10 empty] | 199 | 14048525.8452 | 57610.1988 | 28765.558 | 14134901.602
[10 empty] | 200 | 14134901.602 | 57610.1988 | 28942.4197 | 14221454.2205
[10 empty] | 201 | 14221454.2205 | 57610.1988 | 29119.6436 | 14308184.0629
[10 empty] | 202 | 14308184.0629 | 57610.1988 | 29297.2304 | 14395091.4921
[10 empty] | 203 | 14395091.4921 | 57610.1988 | 29475.1808 | 14482176.8717
[10 empty] | 204 | 14482176.8717 | 57610.1988 | 29653.4955 | 14569440.566
[10 empty] | 205 | 14569440.566 | 57610.1988 | 29832.1754 | 14656882.9403
[10 empty] | 206 | 14656882.9403 | 57610.1988 | 30011.2211 | 14744504.3602
[10 empty] | 207 | 14744504.3602 | 57610.1988 | 30190.6335 | 14832305.1925
[10 empty] | 208 | 14832305.1925 | 57610.1988 | 30370.4132 | 14920285.8045
[10 empty] | 209 | 14920285.8045 | 57610.1988 | 30550.561 | 15008446.5644
[10 empty] | 210 | 15008446.5644 | 57610.1988 | 30731.0777 | 15096787.8409
[10 empty] | 211 | 15096787.8409 | 57610.1988 | 30911.964 | 15185310.0038
[10 empty] | 212 | 15185310.0038 | 57610.1988 | 31093.2207 | 15274013.4233
[10 empty] | 213 | 15274013.4233 | 57610.1988 | 31274.8486 | 15362898.4707
[10 empty] | 214 | 15362898.4707 | 57610.1988 | 31456.8483 | 15451965.5178
[10 empty] | 215 | 15451965.5178 | 57610.1988 | 31639.2207 | 15541214.9374
[10 empty] | 216 | 15541214.9374 | 57610.1988 | 31821.9665 | 15630647.1027
[10 empty] | 217 | 15630647.1027 | 57610.1988 | 32005.0865 | 15720262.388
[10 empty] | 218 | 15720262.388 | 57610.1988 | 32188.5815 | 15810061.1684
[10 empty] | 219 | 15810061.1684 | 57610.1988 | 32372.4522 | 15900043.8193
[10 empty] | 220 | 15900043.8193 | 57610.1988 | 32556.6993 | 15990210.7175
[10 empty] | 221 | 15990210.7175 | 57610.1988 | 32741.3238 | 16080562.2401
[10 empty] | 222 | 16080562.2401 | 57610.1988 | 32926.3262 | 16171098.7651
[10 empty] | 223 | 16171098.7651 | 57610.1988 | 33111.7075 | 16261820.6715
[10 empty] | 224 | 16261820.6715 | 57610.1988 | 33297.4684 | 16352728.3387
[10 empty] | 225 | 16352728.3387 | 57610.1988 | 33483.6096 | 16443822.1471
[10 empty] | 226 | 16443822.1471 | 57610.1988 | 33670.132 | 16535102.4779
[10 empty] | 227 | 16535102.4779 | 57610.1988 | 33857.0362 | 16626569.7129
[10 empty] | 228 | 16626569.7129 | 57610.1988 | 34044.3232 | 16718224.235
[10 empty] | 229 | 16718224.235 | 57610.1988 | 34231.9937 | 16810066.4275
[10 empty] | 230 | 16810066.4275 | 57610.1988 | 34420.0484 | 16902096.6748
[10 empty] | 231 | 16902096.6748 | 57610.1988 | 34608.4882 | 16994315.3618
[10 empty] | 232 | 16994315.3618 | 57610.1988 | 34797.3139 | 17086722.8746
[10 empty] | 233 | 17086722.8746 | 57610.1988 | 34986.5262 | 17179319.5996
[10 empty] | 234 | 17179319.5996 | 57610.1988 | 35176.1259 | 17272105.9243
[10 empty] | 235 | 17272105.9243 | 57610.1988 | 35366.1138 | 17365082.2369
[10 empty] | 236 | 17365082.2369 | 57610.1988 | 35556.4908 | 17458248.9265
[10 empty] | 237 | 17458248.9265 | 57610.1988 | 35747.2575 | 17551606.3828
[10 empty] | 238 | 17551606.3828 | 57610.1988 | 35938.4149 | 17645154.9966
[10 empty] | 239 | 17645154.9966 | 57610.1988 | 36129.9637 | 17738895.1591
[10 empty] | 240 | 17738895.1591 | 57610.1988 | 36321.9047 | 17832827.2626
[10 empty] | 241 | 17832827.2626 | 57610.1988 | 36514.2387 | 17926951.7001
[10 empty] | 242 | 17926951.7001 | 57610.1988 | 36706.9665 | 18021268.8655
[10 empty] | 243 | 18021268.8655 | 57610.1988 | 36900.089 | 18115779.1533
[10 empty] | 244 | 18115779.1533 | 57610.1988 | 37093.6069 | 18210482.9591
[10 empty] | 245 | 18210482.9591 | 57610.1988 | 37287.521 | 18305380.6789
[10 empty] | 246 | 18305380.6789 | 57610.1988 | 37481.8322 | 18400472.71
[10 empty] | 247 | 18400472.71 | 57610.1988 | 37676.5413 | 18495759.4501
[10 empty] | 248 | 18495759.4501 | 57610.1988 | 37871.649 | 18591241.298
[10 empty] | 249 | 18591241.298 | 57610.1988 | 38067.1563 | 18686918.6531
[10 empty] | 250 | 18686918.6531 | 57610.1988 | 38263.0639 | 18782791.9158
[10 empty] | 251 | 18782791.9158 | 57610.1988 | 38459.3726 | 18878861.4872
[10 empty] | 252 | 18878861.4872 | 57610.1988 | 38656.0832 | 18975127.7692
[10 empty] | 253 | 18975127.7692 | 57610.1988 | 38853.1967 | 19071591.1647
[10 empty] | 254 | 19071591.1647 | 57610.1988 | 39050.7137 | 19168252.0772
[10 empty] | 255 | 19168252.0772 | 57610.1988 | 39248.6352 | 19265110.9113
[10 empty] | 256 | 19265110.9113 | 57610.1988 | 39446.9619 | 19362168.072
[10 empty] | 257 | 19362168.072 | 57610.1988 | 39645.6948 | 19459423.9657
[10 empty] | 258 | 19459423.9657 | 57610.1988 | 39844.8345 | 19556878.999
[10 empty] | 259 | 19556878.999 | 57610.1988 | 40044.3821 | 19654533.5799
[10 empty] | 260 | 19654533.5799 | 57610.1988 | 40244.3382 | 19752388.1169
[10 empty] | 261 | 19752388.1169 | 57610.1988 | 40444.7037 | 19850443.0194
[10 empty] | 262 | 19850443.0194 | 57610.1988 | 40645.4795 | 19948698.6977
[10 empty] | 263 | 19948698.6977 | 57610.1988 | 40846.6664 | 20047155.563
[10 empty] | 264 | 20047155.563 | 57610.1988 | 41048.2652 | 20145814.027
[10 empty] | 265 | 20145814.027 | 57610.1988 | 41250.2769 | 20244674.5027
[10 empty] | 266 | 20244674.5027 | 57610.1988 | 41452.7022 | 20343737.4037
[10 empty] | 267 | 20343737.4037 | 57610.1988 | 41655.5419 | 20443003.1445
[10 empty] | 268 | 20443003.1445 | 57610.1988 | 41858.797 | 20542472.1403
[10 empty] | 269 | 20542472.1403 | 57610.1988 | 42062.4683 | 20642144.8074
[10 empty] | 270 | 20642144.8074 | 57610.1988 | 42266.5566 | 20742021.5629
[10 empty] | 271 | 20742021.5629 | 57610.1988 | 42471.0628 | 20842102.8245
[10 empty] | 272 | 20842102.8245 | 57610.1988 | 42675.9877 | 20942389.0111
[10 empty] | 273 | 20942389.0111 | 57610.1988 | 42881.3323 | 21042880.5422
[10 empty] | 274 | 21042880.5422 | 57610.1988 | 43087.0973 | 21143577.8383
[10 empty] | 275 | 21143577.8383 | 57610.1988 | 43293.2836 | 21244481.3207
[10 empty] | 276 | 21244481.3207 | 57610.1988 | 43499.8921 | 21345591.4116
[10 empty] | 277 | 21345591.4116 | 57610.1988 | 43706.9237 | 21446908.5341
[10 empty] | 278 | 21446908.5341 | 57610.1988 | 43914.3791 | 21548433.1121
[10 empty] | 279 | 21548433.1121 | 57610.1988 | 44122.2594 | 21650165.5703
[10 empty] | 280 | 21650165.5703 | 57610.1988 | 44330.5653 | 21752106.3345
[10 empty] | 281 | 21752106.3345 | 57610.1988 | 44539.2977 | 21854255.831
[10 empty] | 282 | 21854255.831 | 57610.1988 | 44748.4576 | 21956614.4874
[10 empty] | 283 | 21956614.4874 | 57610.1988 | 44958.0457 | 22059182.7319
[10 empty] | 284 | 22059182.7319 | 57610.1988 | 45168.0629 | 22161960.9937
[10 empty] | 285 | 22161960.9937 | 57610.1988 | 45378.5102 | 22264949.7027
[10 empty] | 286 | 22264949.7027 | 57610.1988 | 45589.3884 | 22368149.2899
[10 empty] | 287 | 22368149.2899 | 57610.1988 | 45800.6984 | 22471560.1871
[10 empty] | 288 | 22471560.1871 | 57610.1988 | 46012.441 | 22575182.827
[10 empty] | 289 | 22575182.827 | 57610.1988 | 46224.6172 | 22679017.643
[10 empty] | 290 | 22679017.643 | 57610.1988 | 46437.2279 | 22783065.0698
[10 empty] | 291 | 22783065.0698 | 57610.1988 | 46650.2739 | 22887325.5425
[10 empty] | 292 | 22887325.5425 | 57610.1988 | 46863.7561 | 22991799.4975
[10 empty] | 293 | 22991799.4975 | 57610.1988 | 47077.6755 | 23096487.3718
[10 empty] | 294 | 23096487.3718 | 57610.1988 | 47292.0329 | 23201389.6035
[10 empty] | 295 | 23201389.6035 | 57610.1988 | 47506.8292 | 23306506.6315
[10 empty] | 296 | 23306506.6315 | 57610.1988 | 47722.0653 | 23411838.8956
[10 empty] | 297 | 23411838.8956 | 57610.1988 | 47937.7421 | 23517386.8365
[10 empty] | 298 | 23517386.8365 | 57610.1988 | 48153.8605 | 23623150.8958
[10 empty] | 299 | 23623150.8958 | 57610.1988 | 48370.4215 | 23729131.5161
[10 empty] | 300 | 23729131.5161 | 57610.1988 | 48587.4259 | 23835329.1408
[10 empty] | 301 | 23835329.1408 | 57610.1988 | 48804.8746 | 23941744.2142
[10 empty] | 302 | 23941744.2142 | 57610.1988 | 49022.7685 | 24048377.1815
[10 empty] | 303 | 24048377.1815 | 57610.1988 | 49241.1086 | 24155228.489
[10 empty] | 304 | 24155228.489 | 57610.1988 | 49459.8958 | 24262298.5837
[10 empty] | 305 | 24262298.5837 | 57610.1988 | 49679.131 | 24369587.9135
[10 empty] | 306 | 24369587.9135 | 57610.1988 | 49898.8151 | 24477096.9274
[10 empty] | 307 | 24477096.9274 | 57610.1988 | 50118.949 | 24584826.0753
[10 empty] | 308 | 24584826.0753 | 57610.1988 | 50339.5336 | 24692775.8077
[10 empty] | 309 | 24692775.8077 | 57610.1988 | 50560.5699 | 24800946.5765
[10 empty] | 310 | 24800946.5765 | 57610.1988 | 50782.0588 | 24909338.8342
[10 empty] | 311 | 24909338.8342 | 57610.1988 | 51004.0013 | 25017953.0342
[10 empty] | 312 | 25017953.0342 | 57610.1988 | 51226.3981 | 25126789.6312
[10 empty] | - | - | - | - | -
[11 empty] | Equals: Amount To Accrue | 17974382.0345 | 7152407.5966 | 25126789.6312 | -1.6391e-07

## Bonnie Mine Solar
TAMPA ELECTRIC COMPANY | [10 empty] | TAMPA ELECTRIC COMPANY | [11 empty] | FOSSIL-FUELED GENERATING STATIONS
PROJECTED FUTURE DOLLAR DISMANTLEMENT COST BY PLANT | [10 empty] | COMPUTATION OF ANNUAL ACCRUAL | [11 empty] | ESTIMATED FUTURE DOLLAR DISMANTLEMENT COST
| Intitial Cost |  |  |  |  | Cost |  |  |  |  | Bonnie Mine Solar | Total | Labor | Mat & Eq | Disposal | Salvage | [12 empty] | Total
| Estimates | Capital | Dismantlement | Cost | Inflation | Estimate in | Start | Inflation | Future |  | Year of Study | 2022 | [13 empty] | Capital | Dismantlement | Accumlated | Future
| Are in ___ | Recovery | Component | Estimate | Compound | 2022 | Year of | Compound | Dollar |  | Capital Recovery Year | 2049 | [11 empty] | Recovery | Study | Recovery | Cost at | Reserve @ 12/31/2021 | Dollar
PLANT | Dollars | Year | Costs | Per Study | Multiplier | Dollars | Expenditure | Multiplier | Cost |  | Cost @ Study Year 2022 | 5491083.6617 | 2791349.1667 | 2729454.3653 | 1697715.9208 | -1727435.7911 | [6 empty] | PLANT | Period | Date | Year | Study Date |  | Cost
- | - | - | - | - | - | - | - | - | - |  | Total Future Exp | 10469722.4421 | 5571123.2724 | 5386941.1304 | 2920982.2733 | -3409324.234 | [6 empty] | - | - | - | - | - | - | -
Bonnie Mine Solar | 2020 | 2049 | Labor | 2639595 | 1.0575 | 2791349.1667 | 2050 | 1.9959 | 5571123.2724 |  | Amount To Accrue | 10469722.4421 | 5571123.2724 | 5386941.1304 | 2920982.2733 | -3409324.234 | [6 empty] | Bonnie Mine Solar | 27 | 2022 | 2049 | 5491083.6617 | 0 | 10469722.4421 | 0
|  |  | Materials & Eq | 2579450 | 1.0582 | 2729454.3653 |  | 1.9736 | 5386941.1304 |  | PV of Amount to Accrue | 5491083.6617 | 2791349.1667 | 2729454.3653 | 1697715.9208 | -1727435.7911
|  |  | Disposal | 1633000 | 1.0396 | 1697715.9208 |  | 1.7205 | 2920982.2733 |  | Capital Recovery Years | 27
|  |  | Salvage | -1632500 | 1.0582 | -1727435.7911 |  | 1.9736 | -3409324.234 |  | Compound Average Growth | 2.419% | 2.593% | 2.55% | 2.03% | 2.55%
|  |  |  | - |  | - |  |  | - |  | First Year 2022 Accrual | 279129.7739 | 145036.2397 | 141088.7118 | 82298.0136 | -89293.1912
|  |  |  | 5219545 |  | 5491083.6617 |  |  | 10469722.4421 |  | - | - | - | - | - | -
[10 empty] | 0 | Reserve @ 12/31/2021 | 0 | 0 | 0 | 0 | 0 | 4-yr Avg | Labor | Mat & Eq | Disposal | Salvage | 0
[10 empty] | 1 | 2022 | 279129.7739 | 145036.2397 | 141088.7118 | 82298.0136 | -89293.1912
[10 empty] | 2 | 2023 | 285881.4575 | 148796.3937 | 144686.5165 | 83968.7418 | -91570.1945
[10 empty] | 3 | 2024 | 292798.2236 | 152654.032 | 148376.0662 | 85673.3873 | -93905.262
[10 empty] | 4 | 2025 | 299884.1469 | 156611.682 | 152159.7006 | 87412.6388 | -96299.8745 | 289423.4005 | 150774.5869 | 146577.7488 | 84838.1954 | -92767.1306 | 0
[10 empty] | 5 | 2026 | 307143.4038 | 160671.9365 | 156039.8188 | 89187.1987 | -98755.5503
[10 empty] | 6 | 2027 | 314580.2742 | 164837.4556 | 160018.8812 | 90997.7839 | -101273.8466
[10 empty] | 7 | 2028 | 322199.1448 | 169110.9684 | 164099.4109 | 92845.1257 | -103856.3602
[10 empty] | 8 | 2029 | 330004.5116 | 173495.2746 | 168283.9953 | 94729.9703 | -106504.7287 | 318481.8336 | 167028.9088 | 162110.5266 | 91940.0197 | -102597.6215 | 0
[10 empty] | 9 | 2030 | 338000.9823 | 177993.2467 | 172575.2879 | 96653.079 | -109220.6313
[10 empty] | 10 | 2031 | 346193.2796 | 182607.8314 | 176976.0098 | 98615.2287 | -112005.7904
[10 empty] | 11 | 2032 | 354586.2436 | 187342.0522 | 181488.9513 | 100617.2119 | -114861.9718
[10 empty] | 12 | 2033 | 363184.8354 | 192199.0105 | 186116.9743 | 102659.8373 | -117790.9866 | 350491.3352 | 185035.5352 | 179289.3058 | 99636.3392 | -113469.845 | 0
[10 empty] | 13 | 2034 | 371994.1392 | 197181.8884 | 190863.0132 | 104743.9299 | -120794.6923
[10 empty] | 14 | 2035 | 381019.3663 | 202293.9506 | 195730.0775 | 106870.3316 | -123874.9933
[10 empty] | 15 | 2036 | 390265.8578 | 207538.5461 | 200721.2535 | 109039.9012 | -127033.843
[10 empty] | 16 | 2037 | 399739.0878 | 212919.111 | 205839.7059 | 111253.5152 | -130273.2442 | 385754.6128 | 204983.374 | 198288.5125 | 107976.9195 | -125494.1932 | 0
[10 empty] | 17 | 2038 | 409444.6671 | 218439.1703 | 211088.6804 | 113512.0676 | -133595.2512
[10 empty] | 18 | 2039 | 419388.3465 | 224102.3406 | 216471.5054 | 115816.4709 | -137001.9704
[10 empty] | 19 | 2040 | 429576.0198 | 229912.3321 | 221991.594 | 118167.6557 | -140495.5619
[10 empty] | 20 | 2041 | 440013.7284 | 235872.9512 | 227652.4465 | 120566.5718 | -144078.2411 | 424605.6905 | 227081.6985 | 219301.0566 | 117015.6915 | -138792.7561 | 0
[10 empty] | 21 | 2042 | 450707.664 | 241988.103 | 233457.6525 | 123014.1882 | -147752.2796
[10 empty] | 22 | 2043 | 461664.1731 | 248261.7939 | 239410.8929 | 125511.4935 | -151520.0073
[10 empty] | 23 | 2044 | 472889.7604 | 254698.1341 | 245515.9428 | 128059.4965 | -155383.8131
[10 empty] | 24 | 2045 | 484391.0931 | 261301.3404 | 251776.6733 | 130659.2264 | -159346.1471 | 467413.1726 | 251562.3429 | 242540.2904 | 126811.1012 | -153500.5618 | 0
[10 empty] | 25 | 2046 | 496175.0047 | 268075.7389 | 258197.0544 | 133311.7333 | -163409.5219
[10 empty] | 26 | 2047 | 508248.4997 | 275025.7679 | 264781.157 | 136018.0887 | -167576.5139
[10 empty] | 27 | 2048 | 520618.757 | 282155.9807 | 271533.1563 | 138779.3856 | -171849.7655
[10 empty] | 28 | 2049 | 0 | 0 | 0 | 0 | 0 | 381260.5654 | 206314.3719 | 198627.8419 | 102027.3019 | -125708.9503 | 0
[10 empty] | 29 | 2050 | 0 | 0 | 0 | 0 | 0
[10 empty] | 30 | 2051 | 0 | 0 | 0 | 0 | 0
[10 empty] | 31 | 2052 | 0 | 0 | 0 | 0 | 0
[10 empty] | 32 | 2053 | 0 | 0 | 0 | 0 | 0
[11 empty] | - | - | - | - | - | -
[11 empty] | Equals: Amount To Accrue | 10469722.4421 | 5571123.2724 | 5386941.1304 | 2920982.2733 | -3409324.234
[12 empty] | 0 | 0 | 0 | 0 | 0 | 0
[11 empty] | Earnings Rate | 2.419%
[11 empty] | Monthly Rate | 0.1994%
[11 empty] | Amount To Accrue | 10469722.4421
[11 empty] | PV of Amount to Accrue | 5491083.6617
[11 empty] | Months to Accrue | 324
[11 empty] | Monthly Amount | 23023.6151
[11 empty] | - | - | - | -
[10 empty] | 1 | 0 | 23023.6151 | 0 | 23023.6151
[10 empty] | 2 | 23023.6151 | 23023.6151 | 45.9055 | 46093.1356
[10 empty] | 3 | 46093.1356 | 23023.6151 | 91.9025 | 69208.6531
[10 empty] | 4 | 69208.6531 | 23023.6151 | 137.9912 | 92370.2593
[10 empty] | 5 | 92370.2593 | 23023.6151 | 184.1718 | 115578.0462
[10 empty] | 6 | 115578.0462 | 23023.6151 | 230.4444 | 138832.1057
[10 empty] | 7 | 138832.1057 | 23023.6151 | 276.8094 | 162132.5301
[10 empty] | 8 | 162132.5301 | 23023.6151 | 323.2668 | 185479.4119
[10 empty] | 9 | 185479.4119 | 23023.6151 | 369.8168 | 208872.8438
[10 empty] | 10 | 208872.8438 | 23023.6151 | 416.4596 | 232312.9184
[10 empty] | 11 | 232312.9184 | 23023.6151 | 463.1954 | 255799.7289
[10 empty] | 12 | 255799.7289 | 23023.6151 | 510.0244 | 279333.3684
[10 empty] | 13 | 279333.3684 | 23023.6151 | 556.9468 | 302913.9303
[10 empty] | 14 | 302913.9303 | 23023.6151 | 603.9627 | 326541.5081
[10 empty] | 15 | 326541.5081 | 23023.6151 | 651.0724 | 350216.1956
[10 empty] | 16 | 350216.1956 | 23023.6151 | 698.276 | 373938.0866
[10 empty] | 17 | 373938.0866 | 23023.6151 | 745.5737 | 397707.2754
[10 empty] | 18 | 397707.2754 | 23023.6151 | 792.9658 | 421523.8563
[10 empty] | 19 | 421523.8563 | 23023.6151 | 840.4523 | 445387.9236
[10 empty] | 20 | 445387.9236 | 23023.6151 | 888.0335 | 469299.5722
[10 empty] | 21 | 469299.5722 | 23023.6151 | 935.7096 | 493258.8968
[10 empty] | 22 | 493258.8968 | 23023.6151 | 983.4807 | 517265.9925
[10 empty] | 23 | 517265.9925 | 23023.6151 | 1031.3471 | 541320.9546
[10 empty] | 24 | 541320.9546 | 23023.6151 | 1079.3089 | 565423.8785
[10 empty] | 25 | 565423.8785 | 23023.6151 | 1127.3663 | 589574.8599
[10 empty] | 26 | 589574.8599 | 23023.6151 | 1175.5196 | 613773.9945
[10 empty] | 27 | 613773.9945 | 23023.6151 | 1223.7688 | 638021.3784
[10 empty] | 28 | 638021.3784 | 23023.6151 | 1272.1143 | 662317.1077
[10 empty] | 29 | 662317.1077 | 23023.6151 | 1320.5562 | 686661.279
[10 empty] | 30 | 686661.279 | 23023.6151 | 1369.0946 | 711053.9886
[10 empty] | 31 | 711053.9886 | 23023.6151 | 1417.7298 | 735495.3335
[10 empty] | 32 | 735495.3335 | 23023.6151 | 1466.462 | 759985.4106
[10 empty] | 33 | 759985.4106 | 23023.6151 | 1515.2914 | 784524.3171
[10 empty] | 34 | 784524.3171 | 23023.6151 | 1564.2181 | 809112.1503
[10 empty] | 35 | 809112.1503 | 23023.6151 | 1613.2424 | 833749.0077
[10 empty] | 36 | 833749.0077 | 23023.6151 | 1662.3644 | 858434.9872
[10 empty] | 37 | 858434.9872 | 23023.6151 | 1711.5844 | 883170.1866
[10 empty] | 38 | 883170.1866 | 23023.6151 | 1760.9025 | 907954.7042
[10 empty] | 39 | 907954.7042 | 23023.6151 | 1810.3189 | 932788.6381
[10 empty] | 40 | 932788.6381 | 23023.6151 | 1859.8339 | 957672.0871
[10 empty] | 41 | 957672.0871 | 23023.6151 | 1909.4476 | 982605.1497
[10 empty] | 42 | 982605.1497 | 23023.6151 | 1959.1602 | 1007587.9249
[10 empty] | 43 | 1007587.9249 | 23023.6151 | 2008.9719 | 1032620.5118
[10 empty] | 44 | 1032620.5118 | 23023.6151 | 2058.8829 | 1057703.0098
[10 empty] | 45 | 1057703.0098 | 23023.6151 | 2108.8935 | 1082835.5183
[10 empty] | 46 | 1082835.5183 | 23023.6151 | 2159.0038 | 1108018.1371
[10 empty] | 47 | 1108018.1371 | 23023.6151 | 2209.2139 | 1133250.9661
[10 empty] | 48 | 1133250.9661 | 23023.6151 | 2259.5242 | 1158534.1054
[10 empty] | 49 | 1158534.1054 | 23023.6151 | 2309.9348 | 1183867.6553
[10 empty] | 50 | 1183867.6553 | 23023.6151 | 2360.4459 | 1209251.7163
[10 empty] | 51 | 1209251.7163 | 23023.6151 | 2411.0578 | 1234686.3891
[10 empty] | 52 | 1234686.3891 | 23023.6151 | 2461.7705 | 1260171.7747
[10 empty] | 53 | 1260171.7747 | 23023.6151 | 2512.5844 | 1285707.9741
[10 empty] | 54 | 1285707.9741 | 23023.6151 | 2563.4995 | 1311295.0887
[10 empty] | 55 | 1311295.0887 | 23023.6151 | 2614.5162 | 1336933.22
[10 empty] | 56 | 1336933.22 | 23023.6151 | 2665.6346 | 1362622.4696
[10 empty] | 57 | 1362622.4696 | 23023.6151 | 2716.8549 | 1388362.9396
[10 empty] | 58 | 1388362.9396 | 23023.6151 | 2768.1774 | 1414154.7321
[10 empty] | 59 | 1414154.7321 | 23023.6151 | 2819.6022 | 1439997.9493
[10 empty] | 60 | 1439997.9493 | 23023.6151 | 2871.1295 | 1465892.6938
[10 empty] | 61 | 1465892.6938 | 23023.6151 | 2922.7595 | 1491839.0684
[10 empty] | 62 | 1491839.0684 | 23023.6151 | 2974.4925 | 1517837.176
[10 empty] | 63 | 1517837.176 | 23023.6151 | 3026.3287 | 1543887.1197
[10 empty] | 64 | 1543887.1197 | 23023.6151 | 3078.2681 | 1569989.0029
[10 empty] | 65 | 1569989.0029 | 23023.6151 | 3130.3112 | 1596142.9291
[10 empty] | 66 | 1596142.9291 | 23023.6151 | 3182.458 | 1622349.0022
[10 empty] | 67 | 1622349.0022 | 23023.6151 | 3234.7088 | 1648607.3261
[10 empty] | 68 | 1648607.3261 | 23023.6151 | 3287.0638 | 1674918.0049
[10 empty] | 69 | 1674918.0049 | 23023.6151 | 3339.5231 | 1701281.1431
[10 empty] | 70 | 1701281.1431 | 23023.6151 | 3392.0871 | 1727696.8452
[10 empty] | 71 | 1727696.8452 | 23023.6151 | 3444.7558 | 1754165.2161
[10 empty] | 72 | 1754165.2161 | 23023.6151 | 3497.5296 | 1780686.3607
[10 empty] | 73 | 1780686.3607 | 23023.6151 | 3550.4086 | 1807260.3844
[10 empty] | 74 | 1807260.3844 | 23023.6151 | 3603.393 | 1833887.3925
[10 empty] | 75 | 1833887.3925 | 23023.6151 | 3656.4831 | 1860567.4906
[10 empty] | 76 | 1860567.4906 | 23023.6151 | 3709.679 | 1887300.7847
[10 empty] | 77 | 1887300.7847 | 23023.6151 | 3762.981 | 1914087.3807
[10 empty] | 78 | 1914087.3807 | 23023.6151 | 3816.3893 | 1940927.385
[10 empty] | 79 | 1940927.385 | 23023.6151 | 3869.904 | 1967820.9041
[10 empty] | 80 | 1967820.9041 | 23023.6151 | 3923.5254 | 1994768.0446
[10 empty] | 81 | 1994768.0446 | 23023.6151 | 3977.2538 | 2021768.9135
[10 empty] | 82 | 2021768.9135 | 23023.6151 | 4031.0893 | 2048823.6178
[10 empty] | 83 | 2048823.6178 | 23023.6151 | 4085.0321 | 2075932.265
[10 empty] | 84 | 2075932.265 | 23023.6151 | 4139.0825 | 2103094.9626
[10 empty] | 85 | 2103094.9626 | 23023.6151 | 4193.2406 | 2130311.8183
[10 empty] | 86 | 2130311.8183 | 23023.6151 | 4247.5068 | 2157582.9401
[10 empty] | 87 | 2157582.9401 | 23023.6151 | 4301.8811 | 2184908.4363
[10 empty] | 88 | 2184908.4363 | 23023.6151 | 4356.3639 | 2212288.4152
[10 empty] | 89 | 2212288.4152 | 23023.6151 | 4410.9552 | 2239722.9855
[10 empty] | 90 | 2239722.9855 | 23023.6151 | 4465.6554 | 2267212.256
[10 empty] | 91 | 2267212.256 | 23023.6151 | 4520.4647 | 2294756.3357
[10 empty] | 92 | 2294756.3357 | 23023.6151 | 4575.3833 | 2322355.3341
[10 empty] | 93 | 2322355.3341 | 23023.6151 | 4630.4114 | 2350009.3605
[10 empty] | 94 | 2350009.3605 | 23023.6151 | 4685.5491 | 2377718.5247
[10 empty] | 95 | 2377718.5247 | 23023.6151 | 4740.7968 | 2405482.9366
[10 empty] | 96 | 2405482.9366 | 23023.6151 | 4796.1547 | 2433302.7064
[10 empty] | 97 | 2433302.7064 | 23023.6151 | 4851.623 | 2461177.9444
[10 empty] | 98 | 2461177.9444 | 23023.6151 | 4907.2018 | 2489108.7612
[10 empty] | 99 | 2489108.7612 | 23023.6151 | 4962.8915 | 2517095.2678
[10 empty] | 100 | 2517095.2678 | 23023.6151 | 5018.6922 | 2545137.575
[10 empty] | 101 | 2545137.575 | 23023.6151 | 5074.6041 | 2573235.7941
[10 empty] | 102 | 2573235.7941 | 23023.6151 | 5130.6275 | 2601390.0367
[10 empty] | 103 | 2601390.0367 | 23023.6151 | 5186.7627 | 2629600.4145
[10 empty] | 104 | 2629600.4145 | 23023.6151 | 5243.0097 | 2657867.0393
[10 empty] | 105 | 2657867.0393 | 23023.6151 | 5299.3689 | 2686190.0232
[10 empty] | 106 | 2686190.0232 | 23023.6151 | 5355.8405 | 2714569.4788
[10 empty] | 107 | 2714569.4788 | 23023.6151 | 5412.4247 | 2743005.5186
[10 empty] | 108 | 2743005.5186 | 23023.6151 | 5469.1217 | 2771498.2553
[10 empty] | 109 | 2771498.2553 | 23023.6151 | 5525.9317 | 2800047.8021
[10 empty] | 110 | 2800047.8021 | 23023.6151 | 5582.855 | 2828654.2721
[10 empty] | 111 | 2828654.2721 | 23023.6151 | 5639.8918 | 2857317.779
[10 empty] | 112 | 2857317.779 | 23023.6151 | 5697.0423 | 2886038.4364
[10 empty] | 113 | 2886038.4364 | 23023.6151 | 5754.3068 | 2914816.3583
[10 empty] | 114 | 2914816.3583 | 23023.6151 | 5811.6855 | 2943651.6588
[10 empty] | 115 | 2943651.6588 | 23023.6151 | 5869.1785 | 2972544.4524
[10 empty] | 116 | 2972544.4524 | 23023.6151 | 5926.7862 | 3001494.8537
[10 empty] | 117 | 3001494.8537 | 23023.6151 | 5984.5088 | 3030502.9775
[10 empty] | 118 | 3030502.9775 | 23023.6151 | 6042.3464 | 3059568.9389
[10 empty] | 119 | 3059568.9389 | 23023.6151 | 6100.2994 | 3088692.8533
[10 empty] | 120 | 3088692.8533 | 23023.6151 | 6158.3679 | 3117874.8363
[10 empty] | 121 | 3117874.8363 | 23023.6151 | 6216.5521 | 3147115.0035
[10 empty] | 122 | 3147115.0035 | 23023.6151 | 6274.8524 | 3176413.471
[10 empty] | 123 | 3176413.471 | 23023.6151 | 6333.269 | 3205770.355
[10 empty] | 124 | 3205770.355 | 23023.6151 | 6391.802 | 3235185.772
[10 empty] | 125 | 3235185.772 | 23023.6151 | 6450.4517 | 3264659.8388
[10 empty] | 126 | 3264659.8388 | 23023.6151 | 6509.2184 | 3294192.6722
[10 empty] | 127 | 3294192.6722 | 23023.6151 | 6568.1022 | 3323784.3895
[10 empty] | 128 | 3323784.3895 | 23023.6151 | 6627.1034 | 3353435.1079
[10 empty] | 129 | 3353435.1079 | 23023.6151 | 6686.2223 | 3383144.9453
[10 empty] | 130 | 3383144.9453 | 23023.6151 | 6745.459 | 3412914.0194
[10 empty] | 131 | 3412914.0194 | 23023.6151 | 6804.8139 | 3442742.4483
[10 empty] | 132 | 3442742.4483 | 23023.6151 | 6864.2871 | 3472630.3504
[10 empty] | 133 | 3472630.3504 | 23023.6151 | 6923.8789 | 3502577.8444
[10 empty] | 134 | 3502577.8444 | 23023.6151 | 6983.5895 | 3532585.0489
[10 empty] | 135 | 3532585.0489 | 23023.6151 | 7043.4191 | 3562652.083
[10 empty] | 136 | 3562652.083 | 23023.6151 | 7103.368 | 3592779.0661
[10 empty] | 137 | 3592779.0661 | 23023.6151 | 7163.4365 | 3622966.1177
[10 empty] | 138 | 3622966.1177 | 23023.6151 | 7223.6247 | 3653213.3575
[10 empty] | 139 | 3653213.3575 | 23023.6151 | 7283.933 | 3683520.9055
[10 empty] | 140 | 3683520.9055 | 23023.6151 | 7344.3615 | 3713888.882
[10 empty] | 141 | 3713888.882 | 23023.6151 | 7404.9104 | 3744317.4075
[10 empty] | 142 | 3744317.4075 | 23023.6151 | 7465.5801 | 3774806.6027
[10 empty] | 143 | 3774806.6027 | 23023.6151 | 7526.3708 | 3805356.5885
[10 empty] | 144 | 3805356.5885 | 23023.6151 | 7587.2827 | 3835967.4862
[10 empty] | 145 | 3835967.4862 | 23023.6151 | 7648.316 | 3866639.4173
[10 empty] | 146 | 3866639.4173 | 23023.6151 | 7709.471 | 3897372.5033
[10 empty] | 147 | 3897372.5033 | 23023.6151 | 7770.7479 | 3928166.8663
[10 empty] | 148 | 3928166.8663 | 23023.6151 | 7832.147 | 3959022.6284
[10 empty] | 149 | 3959022.6284 | 23023.6151 | 7893.6686 | 3989939.912
[10 empty] | 150 | 3989939.912 | 23023.6151 | 7955.3128 | 4020918.8399
[10 empty] | 151 | 4020918.8399 | 23023.6151 | 8017.0799 | 4051959.5348
[10 empty] | 152 | 4051959.5348 | 23023.6151 | 8078.9702 | 4083062.12
[10 empty] | 153 | 4083062.12 | 23023.6151 | 8140.9838 | 4114226.7189
[10 empty] | 154 | 4114226.7189 | 23023.6151 | 8203.1211 | 4145453.4551
[10 empty] | 155 | 4145453.4551 | 23023.6151 | 8265.3823 | 4176742.4524
[10 empty] | 156 | 4176742.4524 | 23023.6151 | 8327.7677 | 4208093.8352
[10 empty] | 157 | 4208093.8352 | 23023.6151 | 8390.2774 | 4239507.7276
[10 empty] | 158 | 4239507.7276 | 23023.6151 | 8452.9118 | 4270984.2544
[10 empty] | 159 | 4270984.2544 | 23023.6151 | 8515.671 | 4302523.5405
[10 empty] | 160 | 4302523.5405 | 23023.6151 | 8578.5554 | 4334125.7109
[10 empty] | 161 | 4334125.7109 | 23023.6151 | 8641.5651 | 4365790.8911
[10 empty] | 162 | 4365790.8911 | 23023.6151 | 8704.7005 | 4397519.2067
[10 empty] | 163 | 4397519.2067 | 23023.6151 | 8767.9618 | 4429310.7836
[10 empty] | 164 | 4429310.7836 | 23023.6151 | 8831.3492 | 4461165.7478
[10 empty] | 165 | 4461165.7478 | 23023.6151 | 8894.863 | 4493084.2259
[10 empty] | 166 | 4493084.2259 | 23023.6151 | 8958.5034 | 4525066.3444
[10 empty] | 167 | 4525066.3444 | 23023.6151 | 9022.2707 | 4557112.2302
[10 empty] | 168 | 4557112.2302 | 23023.6151 | 9086.1652 | 4589222.0104
[10 empty] | 169 | 4589222.0104 | 23023.6151 | 9150.187 | 4621395.8125
[10 empty] | 170 | 4621395.8125 | 23023.6151 | 9214.3365 | 4653633.7641
[10 empty] | 171 | 4653633.7641 | 23023.6151 | 9278.614 | 4685935.9931
[10 empty] | 172 | 4685935.9931 | 23023.6151 | 9343.0195 | 4718302.6277
[10 empty] | 173 | 4718302.6277 | 23023.6151 | 9407.5535 | 4750733.7963
[10 empty] | 174 | 4750733.7963 | 23023.6151 | 9472.2161 | 4783229.6275
[10 empty] | 175 | 4783229.6275 | 23023.6151 | 9537.0077 | 4815790.2502
[10 empty] | 176 | 4815790.2502 | 23023.6151 | 9601.9285 | 4848415.7938
[10 empty] | 177 | 4848415.7938 | 23023.6151 | 9666.9787 | 4881106.3875
[10 empty] | 178 | 4881106.3875 | 23023.6151 | 9732.1586 | 4913862.1612
[10 empty] | 179 | 4913862.1612 | 23023.6151 | 9797.4685 | 4946683.2447
[10 empty] | 180 | 4946683.2447 | 23023.6151 | 9862.9085 | 4979569.7683
[10 empty] | 181 | 4979569.7683 | 23023.6151 | 9928.4791 | 5012521.8624
[10 empty] | 182 | 5012521.8624 | 23023.6151 | 9994.1804 | 5045539.6579
[10 empty] | 183 | 5045539.6579 | 23023.6151 | 10060.0127 | 5078623.2856
[10 empty] | 184 | 5078623.2856 | 23023.6151 | 10125.9762 | 5111772.8769
[10 empty] | 185 | 5111772.8769 | 23023.6151 | 10192.0713 | 5144988.5633
[10 empty] | 186 | 5144988.5633 | 23023.6151 | 10258.2982 | 5178270.4765
[10 empty] | 187 | 5178270.4765 | 23023.6151 | 10324.6571 | 5211618.7486
[10 empty] | 188 | 5211618.7486 | 23023.6151 | 10391.1483 | 5245033.5119
[10 empty] | 189 | 5245033.5119 | 23023.6151 | 10457.7721 | 5278514.899
[10 empty] | 190 | 5278514.899 | 23023.6151 | 10524.5287 | 5312063.0428
[10 empty] | 191 | 5312063.0428 | 23023.6151 | 10591.4184 | 5345678.0762
[10 empty] | 192 | 5345678.0762 | 23023.6151 | 10658.4415 | 5379360.1328
[10 empty] | 193 | 5379360.1328 | 23023.6151 | 10725.5982 | 5413109.3461
[10 empty] | 194 | 5413109.3461 | 23023.6151 | 10792.8888 | 5446925.85
[10 empty] | 195 | 5446925.85 | 23023.6151 | 10860.3136 | 5480809.7786
[10 empty] | 196 | 5480809.7786 | 23023.6151 | 10927.8729 | 5514761.2666
[10 empty] | 197 | 5514761.2666 | 23023.6151 | 10995.5668 | 5548780.4484
[10 empty] | 198 | 5548780.4484 | 23023.6151 | 11063.3957 | 5582867.4591
[10 empty] | 199 | 5582867.4591 | 23023.6151 | 11131.3598 | 5617022.434
[10 empty] | 200 | 5617022.434 | 23023.6151 | 11199.4595 | 5651245.5085
[10 empty] | 201 | 5651245.5085 | 23023.6151 | 11267.6949 | 5685536.8185
[10 empty] | 202 | 5685536.8185 | 23023.6151 | 11336.0664 | 5719896.4999
[10 empty] | 203 | 5719896.4999 | 23023.6151 | 11404.5742 | 5754324.6892
[10 empty] | 204 | 5754324.6892 | 23023.6151 | 11473.2186 | 5788821.5228
[10 empty] | 205 | 5788821.5228 | 23023.6151 | 11541.9998 | 5823387.1377
[10 empty] | 206 | 5823387.1377 | 23023.6151 | 11610.9182 | 5858021.671
[10 empty] | 207 | 5858021.671 | 23023.6151 | 11679.9741 | 5892725.2601
[10 empty] | 208 | 5892725.2601 | 23023.6151 | 11749.1676 | 5927498.0427
[10 empty] | 209 | 5927498.0427 | 23023.6151 | 11818.499 | 5962340.1568
[10 empty] | 210 | 5962340.1568 | 23023.6151 | 11887.9687 | 5997251.7406
[10 empty] | 211 | 5997251.7406 | 23023.6151 | 11957.5769 | 6032232.9325
[10 empty] | 212 | 6032232.9325 | 23023.6151 | 12027.3239 | 6067283.8715
[10 empty] | 213 | 6067283.8715 | 23023.6151 | 12097.21 | 6102404.6965
[10 empty] | 214 | 6102404.6965 | 23023.6151 | 12167.2354 | 6137595.547
[10 empty] | 215 | 6137595.547 | 23023.6151 | 12237.4004 | 6172856.5624
[10 empty] | 216 | 6172856.5624 | 23023.6151 | 12307.7053 | 6208187.8828
[10 empty] | 217 | 6208187.8828 | 23023.6151 | 12378.1504 | 6243589.6483
[10 empty] | 218 | 6243589.6483 | 23023.6151 | 12448.736 | 6279061.9993
[10 empty] | 219 | 6279061.9993 | 23023.6151 | 12519.4623 | 6314605.0766
[10 empty] | 220 | 6314605.0766 | 23023.6151 | 12590.3296 | 6350219.0212
[10 empty] | 221 | 6350219.0212 | 23023.6151 | 12661.3382 | 6385903.9745
[10 empty] | 222 | 6385903.9745 | 23023.6151 | 12732.4884 | 6421660.0779
[10 empty] | 223 | 6421660.0779 | 23023.6151 | 12803.7804 | 6457487.4734
[10 empty] | 224 | 6457487.4734 | 23023.6151 | 12875.2146 | 6493386.303
[10 empty] | 225 | 6493386.303 | 23023.6151 | 12946.7912 | 6529356.7093
[10 empty] | 226 | 6529356.7093 | 23023.6151 | 13018.5106 | 6565398.8349
[10 empty] | 227 | 6565398.8349 | 23023.6151 | 13090.3729 | 6601512.8228
[10 empty] | 228 | 6601512.8228 | 23023.6151 | 13162.3785 | 6637698.8164
[10 empty] | 229 | 6637698.8164 | 23023.6151 | 13234.5277 | 6673956.9591
[10 empty] | 230 | 6673956.9591 | 23023.6151 | 13306.8207 | 6710287.3949
[10 empty] | 231 | 6710287.3949 | 23023.6151 | 13379.2579 | 6746690.2679
[10 empty] | 232 | 6746690.2679 | 23023.6151 | 13451.8395 | 6783165.7224
[10 empty] | 233 | 6783165.7224 | 23023.6151 | 13524.5658 | 6819713.9033
[10 empty] | 234 | 6819713.9033 | 23023.6151 | 13597.4371 | 6856334.9555
[10 empty] | 235 | 6856334.9555 | 23023.6151 | 13670.4538 | 6893029.0243
[10 empty] | 236 | 6893029.0243 | 23023.6151 | 13743.616 | 6929796.2553
[10 empty] | 237 | 6929796.2553 | 23023.6151 | 13816.924 | 6966636.7944
[10 empty] | 238 | 6966636.7944 | 23023.6151 | 13890.3783 | 7003550.7877
[10 empty] | 239 | 7003550.7877 | 23023.6151 | 13963.979 | 7040538.3818
[10 empty] | 240 | 7040538.3818 | 23023.6151 | 14037.7264 | 7077599.7233
[10 empty] | 241 | 7077599.7233 | 23023.6151 | 14111.6209 | 7114734.9592
[10 empty] | 242 | 7114734.9592 | 23023.6151 | 14185.6627 | 7151944.237
[10 empty] | 243 | 7151944.237 | 23023.6151 | 14259.8522 | 7189227.7043
[10 empty] | 244 | 7189227.7043 | 23023.6151 | 14334.1896 | 7226585.5089
[10 empty] | 245 | 7226585.5089 | 23023.6151 | 14408.6751 | 7264017.7991
[10 empty] | 246 | 7264017.7991 | 23023.6151 | 14483.3092 | 7301524.7234
[10 empty] | 247 | 7301524.7234 | 23023.6151 | 14558.0922 | 7339106.4306
[10 empty] | 248 | 7339106.4306 | 23023.6151 | 14633.0242 | 7376763.0698
[10 empty] | 249 | 7376763.0698 | 23023.6151 | 14708.1056 | 7414494.7905
[10 empty] | 250 | 7414494.7905 | 23023.6151 | 14783.3367 | 7452301.7422
[10 empty] | 251 | 7452301.7422 | 23023.6151 | 14858.7178 | 7490184.0751
[10 empty] | 252 | 7490184.0751 | 23023.6151 | 14934.2492 | 7528141.9394
[10 empty] | 253 | 7528141.9394 | 23023.6151 | 15009.9312 | 7566175.4857
[10 empty] | 254 | 7566175.4857 | 23023.6151 | 15085.7642 | 7604284.8649
[10 empty] | 255 | 7604284.8649 | 23023.6151 | 15161.7483 | 7642470.2282
[10 empty] | 256 | 7642470.2282 | 23023.6151 | 15237.8839 | 7680731.7272
[10 empty] | 257 | 7680731.7272 | 23023.6151 | 15314.1713 | 7719069.5135
[10 empty] | 258 | 7719069.5135 | 23023.6151 | 15390.6108 | 7757483.7394
[10 empty] | 259 | 7757483.7394 | 23023.6151 | 15467.2027 | 7795974.5572
[10 empty] | 260 | 7795974.5572 | 23023.6151 | 15543.9474 | 7834542.1196
[10 empty] | 261 | 7834542.1196 | 23023.6151 | 15620.845 | 7873186.5797
[10 empty] | 262 | 7873186.5797 | 23023.6151 | 15697.896 | 7911908.0907
[10 empty] | 263 | 7911908.0907 | 23023.6151 | 15775.1006 | 7950706.8064
[10 empty] | 264 | 7950706.8064 | 23023.6151 | 15852.4591 | 7989582.8806
[10 empty] | 265 | 7989582.8806 | 23023.6151 | 15929.9719 | 8028536.4676
[10 empty] | 266 | 8028536.4676 | 23023.6151 | 16007.6392 | 8067567.7219
[10 empty] | 267 | 8067567.7219 | 23023.6151 | 16085.4614 | 8106676.7984
[10 empty] | 268 | 8106676.7984 | 23023.6151 | 16163.4388 | 8145863.8522
[10 empty] | 269 | 8145863.8522 | 23023.6151 | 16241.5716 | 8185129.0389
[10 empty] | 270 | 8185129.0389 | 23023.6151 | 16319.8602 | 8224472.5141
[10 empty] | 271 | 8224472.5141 | 23023.6151 | 16398.3049 | 8263894.4341
[10 empty] | 272 | 8263894.4341 | 23023.6151 | 16476.906 | 8303394.9552
[10 empty] | 273 | 8303394.9552 | 23023.6151 | 16555.6639 | 8342974.2341
[10 empty] | 274 | 8342974.2341 | 23023.6151 | 16634.5787 | 8382632.4279
[10 empty] | 275 | 8382632.4279 | 23023.6151 | 16713.6509 | 8422369.6938
[10 empty] | 276 | 8422369.6938 | 23023.6151 | 16792.8808 | 8462186.1897
[10 empty] | 277 | 8462186.1897 | 23023.6151 | 16872.2686 | 8502082.0733
[10 empty] | 278 | 8502082.0733 | 23023.6151 | 16951.8147 | 8542057.5031
[10 empty] | 279 | 8542057.5031 | 23023.6151 | 17031.5194 | 8582112.6376
[10 empty] | 280 | 8582112.6376 | 23023.6151 | 17111.3831 | 8622247.6358
[10 empty] | 281 | 8622247.6358 | 23023.6151 | 17191.406 | 8662462.6568
[10 empty] | 282 | 8662462.6568 | 23023.6151 | 17271.5884 | 8702757.8602
[10 empty] | 283 | 8702757.8602 | 23023.6151 | 17351.9307 | 8743133.406
[10 empty] | 284 | 8743133.406 | 23023.6151 | 17432.4332 | 8783589.4542
[10 empty] | 285 | 8783589.4542 | 23023.6151 | 17513.0962 | 8824126.1654
[10 empty] | 286 | 8824126.1654 | 23023.6151 | 17593.92 | 8864743.7005
[10 empty] | 287 | 8864743.7005 | 23023.6151 | 17674.905 | 8905442.2205
[10 empty] | 288 | 8905442.2205 | 23023.6151 | 17756.0514 | 8946221.887
[10 empty] | 289 | 8946221.887 | 23023.6151 | 17837.3597 | 8987082.8617
[10 empty] | 290 | 8987082.8617 | 23023.6151 | 17918.83 | 9028025.3068
[10 empty] | 291 | 9028025.3068 | 23023.6151 | 18000.4628 | 9069049.3847
[10 empty] | 292 | 9069049.3847 | 23023.6151 | 18082.2584 | 9110155.2582
[10 empty] | 293 | 9110155.2582 | 23023.6151 | 18164.217 | 9151343.0903
[10 empty] | 294 | 9151343.0903 | 23023.6151 | 18246.3391 | 9192613.0444
[10 empty] | 295 | 9192613.0444 | 23023.6151 | 18328.6249 | 9233965.2844
[10 empty] | 296 | 9233965.2844 | 23023.6151 | 18411.0748 | 9275399.9742
[10 empty] | 297 | 9275399.9742 | 23023.6151 | 18493.689 | 9316917.2783
[10 empty] | 298 | 9316917.2783 | 23023.6151 | 18576.468 | 9358517.3613
[10 empty] | 299 | 9358517.3613 | 23023.6151 | 18659.412 | 9400200.3884
[10 empty] | 300 | 9400200.3884 | 23023.6151 | 18742.5214 | 9441966.5249
[10 empty] | 301 | 9441966.5249 | 23023.6151 | 18825.7965 | 9483815.9364
[10 empty] | 302 | 9483815.9364 | 23023.6151 | 18909.2377 | 9525748.7892
[10 empty] | 303 | 9525748.7892 | 23023.6151 | 18992.8452 | 9567765.2494
[10 empty] | 304 | 9567765.2494 | 23023.6151 | 19076.6194 | 9609865.4839
[10 empty] | 305 | 9609865.4839 | 23023.6151 | 19160.5606 | 9652049.6596
[10 empty] | 306 | 9652049.6596 | 23023.6151 | 19244.6693 | 9694317.9439
[10 empty] | 307 | 9694317.9439 | 23023.6151 | 19328.9456 | 9736670.5045
[10 empty] | 308 | 9736670.5045 | 23023.6151 | 19413.3899 | 9779107.5095
[10 empty] | 309 | 9779107.5095 | 23023.6151 | 19498.0026 | 9821629.1272
[10 empty] | 310 | 9821629.1272 | 23023.6151 | 19582.7841 | 9864235.5263
[10 empty] | 311 | 9864235.5263 | 23023.6151 | 19667.7345 | 9906926.8759
[10 empty] | 312 | 9906926.8759 | 23023.6151 | 19752.8544 | 9949703.3453
[10 empty] | 313 | 9949703.3453 | 23023.6151 | 19838.1439 | 9992565.1042
[10 empty] | 314 | 9992565.1042 | 23023.6151 | 19923.6035 | 10035512.3228
[10 empty] | 315 | 10035512.3228 | 23023.6151 | 20009.2335 | 10078545.1714
[10 empty] | 316 | 10078545.1714 | 23023.6151 | 20095.0342 | 10121663.8207
[10 empty] | 317 | 10121663.8207 | 23023.6151 | 20181.0061 | 10164868.4418
[10 empty] | 318 | 10164868.4418 | 23023.6151 | 20267.1493 | 10208159.2061
[10 empty] | 319 | 10208159.2061 | 23023.6151 | 20353.4643 | 10251536.2854
[10 empty] | 320 | 10251536.2854 | 23023.6151 | 20439.9513 | 10294999.8518
[10 empty] | 321 | 10294999.8518 | 23023.6151 | 20526.6108 | 10338550.0777
[10 empty] | 322 | 10338550.0777 | 23023.6151 | 20613.4431 | 10382187.1359
[10 empty] | 323 | 10382187.1359 | 23023.6151 | 20700.4486 | 10425911.1996
[10 empty] | 324 | 10425911.1996 | 23023.6151 | 20787.6275 | 10469722.4421
[10 empty] | - | - | - | - | -
[11 empty] | Equals: Amount To Accrue | 7459651.2784 | 3010071.1637 | 10469722.4421 | 8.3819e-08

## Grange Hall Solar
TAMPA ELECTRIC COMPANY | [10 empty] | TAMPA ELECTRIC COMPANY | [11 empty] | FOSSIL-FUELED GENERATING STATIONS
PROJECTED FUTURE DOLLAR DISMANTLEMENT COST BY PLANT | [10 empty] | COMPUTATION OF ANNUAL ACCRUAL | [11 empty] | ESTIMATED FUTURE DOLLAR DISMANTLEMENT COST
| Intitial Cost |  |  |  |  | Cost |  |  |  |  | Grange Hall Solar | Total | Labor | Mat & Eq | Disposal | Salvage | [12 empty] | Total
| Estimates | Capital | Dismantlement | Cost | Inflation | Estimate in | Start | Inflation | Future |  | Year of Study | 2022 | [13 empty] | Capital | Dismantlement | Accumlated | Future
| Are in ___ | Recovery | Component | Estimate | Compound | 2022 | Year of | Compound | Dollar |  | Capital Recovery Year | 2049 | [11 empty] | Recovery | Study | Recovery | Cost at | Reserve @ 12/31/2021 | Dollar
PLANT | Dollars | Year | Costs | Per Study | Multiplier | Dollars | Expenditure | Multiplier | Cost |  | Cost @ Study Year 2022 | 8137965.5582 | 4542555.0222 | 4441478.1489 | 1763233.4085 | -2609301.0213 | [6 empty] | PLANT | Period | Date | Year | Study Date |  | Cost
- | - | - | - | - | - | - | - | - | - |  | Total Future Exp | 15716025.8431 | 9066273.1493 | 8765847.7182 | 3033707.5047 | -5149802.529 | [6 empty] | - | - | - | - | - | - | -
Grange Hall Solar | 2020 | 2049 | Labor | 4295595 | 1.0575 | 4542555.0222 | 2050 | 1.9959 | 9066273.1493 |  | Amount To Accrue | 15716025.8431 | 9066273.1493 | 8765847.7182 | 3033707.5047 | -5149802.529 | [6 empty] | Grange Hall Solar | 27 | 2022 | 2049 | 8137965.5582 | 0 | 15716025.8431 | 0
|  |  | Materials & Eq | 4197385 | 1.0582 | 4441478.1489 |  | 1.9736 | 8765847.7182 |  | PV of Amount to Accrue | 8137965.5582 | 4542555.0222 | 4441478.1489 | 1763233.4085 | -2609301.0213
|  |  | Disposal | 1696020 | 1.0396 | 1763233.4085 |  | 1.7205 | 3033707.5047 |  | Capital Recovery Years | 27
|  |  | Salvage | -2465900 | 1.0582 | -2609301.0213 |  | 1.9736 | -5149802.529 |  | Compound Average Growth | 2.468% | 2.593% | 2.55% | 2.03% | 2.55%
|  |  |  | - |  | - |  |  | - |  | First Year 2022 Accrual | 416208.8919 | 236027.4762 | 229585.2382 | 85474.0215 | -134877.8439
|  |  |  | 7723100 |  | 8137965.5582 |  |  | 15716025.8431 |  | - | - | - | - | - | -
[10 empty] | 0 | Reserve @ 12/31/2021 | 0 | 0 | 0 | 0 | 0 | 4-yr Avg | Labor | Mat & Eq | Disposal | Salvage | 0
[10 empty] | 1 | 2022 | 416208.8919 | 236027.4762 | 229585.2382 | 85474.0215 | -134877.8439
[10 empty] | 2 | 2023 | 426478.3212 | 242146.6342 | 235439.731 | 87209.2256 | -138317.2696
[10 empty] | 3 | 2024 | 437003.2046 | 248424.4351 | 241443.515 | 88979.6561 | -141844.4016
[10 empty] | 4 | 2025 | 447789.9406 | 254864.9919 | 247600.3974 | 90786.028 | -145461.4766 | 431870.0896 | 245365.8843 | 238517.2204 | 88112.2328 | -140125.2479 | 0
[10 empty] | 5 | 2026 | 458845.089 | 261472.5241 | 253914.2821 | 92629.0709 | -149170.7881
[10 empty] | 6 | 2027 | 470175.3747 | 268251.3606 | 260389.1728 | 94509.5294 | -152974.6881
[10 empty] | 7 | 2028 | 481787.6921 | 275205.9427 | 267029.1752 | 96428.163 | -156875.5887
[10 empty] | 8 | 2029 | 493689.1093 | 282340.8266 | 273838.4996 | 98385.7466 | -160875.9635 | 476124.3163 | 271817.6635 | 263792.7824 | 95488.1275 | -154974.2571 | 0
[10 empty] | 9 | 2030 | 505886.8726 | 289660.6867 | 280821.4638 | 100383.0711 | -164978.3491
[10 empty] | 10 | 2031 | 518388.4111 | 297170.3188 | 287982.4958 | 102420.9432 | -169185.3467
[10 empty] | 11 | 2032 | 531201.3409 | 304874.6427 | 295326.1362 | 104500.186 | -173499.624
[10 empty] | 12 | 2033 | 544333.4704 | 312778.706 | 302857.0416 | 106621.6395 | -177923.9167 | 524952.5238 | 301121.0886 | 291746.7843 | 103481.4599 | -171396.8091 | 0
[10 empty] | 13 | 2034 | 557792.8046 | 320887.6869 | 310579.9874 | 108786.1604 | -182461.0301
[10 empty] | 14 | 2035 | 571587.5508 | 329206.8983 | 318499.8707 | 110994.6232 | -187113.8414
[10 empty] | 15 | 2036 | 585726.1228 | 337741.7903 | 326621.7133 | 113247.9199 | -191885.3007
[10 empty] | 16 | 2037 | 600217.147 | 346497.9546 | 334950.6654 | 115546.9607 | -196778.4337 | 578830.9063 | 333583.5825 | 322663.0592 | 112143.9161 | -189559.6515 | 0
[10 empty] | 17 | 2038 | 615069.4674 | 355481.1279 | 343492.0083 | 117892.6742 | -201796.343
[10 empty] | 18 | 2039 | 630292.1509 | 364697.1955 | 352251.158 | 120286.0079 | -206942.2106
[10 empty] | 19 | 2040 | 645894.4933 | 374152.1954 | 361233.6687 | 122727.9286 | -212219.2993
[10 empty] | 20 | 2041 | 661886.0252 | 383852.3219 | 370445.236 | 125219.4226 | -217630.9554 | 638285.5342 | 369545.7102 | 356855.5178 | 121531.5083 | -209647.2021 | 0
[10 empty] | 21 | 2042 | 678276.5174 | 393803.9303 | 379891.7012 | 127761.4963 | -223180.6103
[10 empty] | 22 | 2043 | 695075.9876 | 404013.5402 | 389579.054 | 130355.1765 | -228871.7831
[10 empty] | 23 | 2044 | 712294.7062 | 414487.8405 | 399513.4372 | 133001.5109 | -234708.0825
[10 empty] | 24 | 2045 | 729943.2029 | 425233.6936 | 409701.1503 | 135701.5684 | -240693.2093 | 703897.6035 | 409384.7511 | 394671.3357 | 131704.938 | -231863.4213 | 0
[10 empty] | 25 | 2046 | 748032.2735 | 436258.1395 | 420148.653 | 138456.4397 | -246830.9587
[10 empty] | 26 | 2047 | 766572.9862 | 447568.401 | 430862.5703 | 141267.2374 | -253125.2225
[10 empty] | 27 | 2048 | 785576.6888 | 459171.888 | 441849.6956 | 144135.0971 | -259579.9919
[10 empty] | 28 | 2049 | 0 | 0 | 0 | 0 | 0 | 575045.4871 | 335749.6071 | 323215.2297 | 105964.6936 | -189884.0433 | 0
[10 empty] | 29 | 2050 | 0 | 0 | 0 | 0 | 0
[10 empty] | 30 | 2051 | 0 | 0 | 0 | 0 | 0
[10 empty] | 31 | 2052 | 0 | 0 | 0 | 0 | 0
[10 empty] | 32 | 2053 | 0 | 0 | 0 | 0 | 0
[11 empty] | - | - | - | - | - | -
[11 empty] | Equals: Amount To Accrue | 15716025.8431 | 9066273.1493 | 8765847.7182 | 3033707.5047 | -5149802.529
[12 empty] | 0 | 0 | 0 | 0 | 0 | 0
[11 empty] | Earnings Rate | 2.468%
[11 empty] | Monthly Rate | 0.2033%
[11 empty] | Amount To Accrue | 15716025.8431
[11 empty] | PV of Amount to Accrue | 8137965.5582
[11 empty] | Months to Accrue | 324
[11 empty] | Monthly Amount | 34317.4847
[11 empty] | - | - | - | -
[10 empty] | 1 | 0 | 34317.4847 | 0 | 34317.4847
[10 empty] | 2 | 34317.4847 | 34317.4847 | 69.7799 | 68704.7493
[10 empty] | 3 | 68704.7493 | 34317.4847 | 139.7017 | 103161.9358
[10 empty] | 4 | 103161.9358 | 34317.4847 | 209.7657 | 137689.1862
[10 empty] | 5 | 137689.1862 | 34317.4847 | 279.9721 | 172286.643
[10 empty] | 6 | 172286.643 | 34317.4847 | 350.3213 | 206954.449
[10 empty] | 7 | 206954.449 | 34317.4847 | 420.8135 | 241692.7472
[10 empty] | 8 | 241692.7472 | 34317.4847 | 491.4491 | 276501.681
[10 empty] | 9 | 276501.681 | 34317.4847 | 562.2283 | 311381.3941
[10 empty] | 10 | 311381.3941 | 34317.4847 | 633.1514 | 346332.0302
[10 empty] | 11 | 346332.0302 | 34317.4847 | 704.2187 | 381353.7337
[10 empty] | 12 | 381353.7337 | 34317.4847 | 775.4306 | 416446.649
[10 empty] | 13 | 416446.649 | 34317.4847 | 846.7872 | 451610.9209
[10 empty] | 14 | 451610.9209 | 34317.4847 | 918.289 | 486846.6946
[10 empty] | 15 | 486846.6946 | 34317.4847 | 989.9361 | 522154.1154
[10 empty] | 16 | 522154.1154 | 34317.4847 | 1061.7289 | 557533.329
[10 empty] | 17 | 557533.329 | 34317.4847 | 1133.6677 | 592984.4814
[10 empty] | 18 | 592984.4814 | 34317.4847 | 1205.7527 | 628507.7188
[10 empty] | 19 | 628507.7188 | 34317.4847 | 1277.9844 | 664103.1879
[10 empty] | 20 | 664103.1879 | 34317.4847 | 1350.3629 | 699771.0355
[10 empty] | 21 | 699771.0355 | 34317.4847 | 1422.8886 | 735511.4087
[10 empty] | 22 | 735511.4087 | 34317.4847 | 1495.5617 | 771324.4552
[10 empty] | 23 | 771324.4552 | 34317.4847 | 1568.3826 | 807210.3225
[10 empty] | 24 | 807210.3225 | 34317.4847 | 1641.3516 | 843169.1589
[10 empty] | 25 | 843169.1589 | 34317.4847 | 1714.469 | 879201.1126
[10 empty] | 26 | 879201.1126 | 34317.4847 | 1787.735 | 915306.3323
[10 empty] | 27 | 915306.3323 | 34317.4847 | 1861.1501 | 951484.9671
[10 empty] | 28 | 951484.9671 | 34317.4847 | 1934.7144 | 987737.1662
[10 empty] | 29 | 987737.1662 | 34317.4847 | 2008.4282 | 1024063.0792
[10 empty] | 30 | 1024063.0792 | 34317.4847 | 2082.292 | 1060462.8559
[10 empty] | 31 | 1060462.8559 | 34317.4847 | 2156.306 | 1096936.6466
[10 empty] | 32 | 1096936.6466 | 34317.4847 | 2230.4704 | 1133484.6017
[10 empty] | 33 | 1133484.6017 | 34317.4847 | 2304.7857 | 1170106.8721
[10 empty] | 34 | 1170106.8721 | 34317.4847 | 2379.2521 | 1206803.6089
[10 empty] | 35 | 1206803.6089 | 34317.4847 | 2453.8698 | 1243574.9635
[10 empty] | 36 | 1243574.9635 | 34317.4847 | 2528.6394 | 1280421.0875
[10 empty] | 37 | 1280421.0875 | 34317.4847 | 2603.5609 | 1317342.1332
[10 empty] | 38 | 1317342.1332 | 34317.4847 | 2678.6348 | 1354338.2527
[10 empty] | 39 | 1354338.2527 | 34317.4847 | 2753.8613 | 1391409.5987
[10 empty] | 40 | 1391409.5987 | 34317.4847 | 2829.2408 | 1428556.3243
[10 empty] | 41 | 1428556.3243 | 34317.4847 | 2904.7736 | 1465778.5826
[10 empty] | 42 | 1465778.5826 | 34317.4847 | 2980.46 | 1503076.5273
[10 empty] | 43 | 1503076.5273 | 34317.4847 | 3056.3002 | 1540450.3123
[10 empty] | 44 | 1540450.3123 | 34317.4847 | 3132.2947 | 1577900.0917
[10 empty] | 45 | 1577900.0917 | 34317.4847 | 3208.4437 | 1615426.0202
[10 empty] | 46 | 1615426.0202 | 34317.4847 | 3284.7475 | 1653028.2524
[10 empty] | 47 | 1653028.2524 | 34317.4847 | 3361.2065 | 1690706.9437
[10 empty] | 48 | 1690706.9437 | 34317.4847 | 3437.821 | 1728462.2494
[10 empty] | 49 | 1728462.2494 | 34317.4847 | 3514.5912 | 1766294.3253
[10 empty] | 50 | 1766294.3253 | 34317.4847 | 3591.5176 | 1804203.3276
[10 empty] | 51 | 1804203.3276 | 34317.4847 | 3668.6003 | 1842189.4127
[10 empty] | 52 | 1842189.4127 | 34317.4847 | 3745.8398 | 1880252.7373
[10 empty] | 53 | 1880252.7373 | 34317.4847 | 3823.2364 | 1918393.4584
[10 empty] | 54 | 1918393.4584 | 34317.4847 | 3900.7903 | 1956611.7335
[10 empty] | 55 | 1956611.7335 | 34317.4847 | 3978.502 | 1994907.7201
[10 empty] | 56 | 1994907.7201 | 34317.4847 | 4056.3716 | 2033281.5765
[10 empty] | 57 | 2033281.5765 | 34317.4847 | 4134.3996 | 2071733.4608
[10 empty] | 58 | 2071733.4608 | 34317.4847 | 4212.5862 | 2110263.5317
[10 empty] | 59 | 2110263.5317 | 34317.4847 | 4290.9318 | 2148871.9483
[10 empty] | 60 | 2148871.9483 | 34317.4847 | 4369.4368 | 2187558.8698
[10 empty] | 61 | 2187558.8698 | 34317.4847 | 4448.1013 | 2226324.4558
[10 empty] | 62 | 2226324.4558 | 34317.4847 | 4526.9258 | 2265168.8664
[10 empty] | 63 | 2265168.8664 | 34317.4847 | 4605.9106 | 2304092.2618
[10 empty] | 64 | 2304092.2618 | 34317.4847 | 4685.056 | 2343094.8025
[10 empty] | 65 | 2343094.8025 | 34317.4847 | 4764.3623 | 2382176.6496
[10 empty] | 66 | 2382176.6496 | 34317.4847 | 4843.8299 | 2421337.9642
[10 empty] | 67 | 2421337.9642 | 34317.4847 | 4923.4591 | 2460578.908
[10 empty] | 68 | 2460578.908 | 34317.4847 | 5003.2502 | 2499899.6429
[10 empty] | 69 | 2499899.6429 | 34317.4847 | 5083.2035 | 2539300.3312
[10 empty] | 70 | 2539300.3312 | 34317.4847 | 5163.3194 | 2578781.1353
[10 empty] | 71 | 2578781.1353 | 34317.4847 | 5243.5982 | 2618342.2183
[10 empty] | 72 | 2618342.2183 | 34317.4847 | 5324.0403 | 2657983.7432
[10 empty] | 73 | 2657983.7432 | 34317.4847 | 5404.6459 | 2697705.8738
[10 empty] | 74 | 2697705.8738 | 34317.4847 | 5485.4154 | 2737508.774
[10 empty] | 75 | 2737508.774 | 34317.4847 | 5566.3491 | 2777392.6078
[10 empty] | 76 | 2777392.6078 | 34317.4847 | 5647.4474 | 2817357.54
[10 empty] | 77 | 2817357.54 | 34317.4847 | 5728.7107 | 2857403.7354
[10 empty] | 78 | 2857403.7354 | 34317.4847 | 5810.1391 | 2897531.3592
[10 empty] | 79 | 2897531.3592 | 34317.4847 | 5891.7331 | 2937740.5771
[10 empty] | 80 | 2937740.5771 | 34317.4847 | 5973.4931 | 2978031.5549
[10 empty] | 81 | 2978031.5549 | 34317.4847 | 6055.4193 | 3018404.4589
[10 empty] | 82 | 3018404.4589 | 34317.4847 | 6137.512 | 3058859.4556
[10 empty] | 83 | 3058859.4556 | 34317.4847 | 6219.7717 | 3099396.7121
[10 empty] | 84 | 3099396.7121 | 34317.4847 | 6302.1987 | 3140016.3955
[10 empty] | 85 | 3140016.3955 | 34317.4847 | 6384.7933 | 3180718.6735
[10 empty] | 86 | 3180718.6735 | 34317.4847 | 6467.5558 | 3221503.7139
[10 empty] | 87 | 3221503.7139 | 34317.4847 | 6550.4866 | 3262371.6852
[10 empty] | 88 | 3262371.6852 | 34317.4847 | 6633.586 | 3303322.7559
[10 empty] | 89 | 3303322.7559 | 34317.4847 | 6716.8544 | 3344357.095
[10 empty] | 90 | 3344357.095 | 34317.4847 | 6800.2921 | 3385474.8718
[10 empty] | 91 | 3385474.8718 | 34317.4847 | 6883.8994 | 3426676.256
[10 empty] | 92 | 3426676.256 | 34317.4847 | 6967.6768 | 3467961.4175
[10 empty] | 93 | 3467961.4175 | 34317.4847 | 7051.6245 | 3509330.5267
[10 empty] | 94 | 3509330.5267 | 34317.4847 | 7135.743 | 3550783.7544
[10 empty] | 95 | 3550783.7544 | 34317.4847 | 7220.0324 | 3592321.2716
[10 empty] | 96 | 3592321.2716 | 34317.4847 | 7304.4933 | 3633943.2495
[10 empty] | 97 | 3633943.2495 | 34317.4847 | 7389.1259 | 3675649.8601
[10 empty] | 98 | 3675649.8601 | 34317.4847 | 7473.9305 | 3717441.2754
[10 empty] | 99 | 3717441.2754 | 34317.4847 | 7558.9077 | 3759317.6677
[10 empty] | 100 | 3759317.6677 | 34317.4847 | 7644.0576 | 3801279.21
[10 empty] | 101 | 3801279.21 | 34317.4847 | 7729.3806 | 3843326.0754
[10 empty] | 102 | 3843326.0754 | 34317.4847 | 7814.8772 | 3885458.4372
[10 empty] | 103 | 3885458.4372 | 34317.4847 | 7900.5475 | 3927676.4695
[10 empty] | 104 | 3927676.4695 | 34317.4847 | 7986.3921 | 3969980.3463
[10 empty] | 105 | 3969980.3463 | 34317.4847 | 8072.4113 | 4012370.2423
[10 empty] | 106 | 4012370.2423 | 34317.4847 | 8158.6053 | 4054846.3324
[10 empty] | 107 | 4054846.3324 | 34317.4847 | 8244.9746 | 4097408.7917
[10 empty] | 108 | 4097408.7917 | 34317.4847 | 8331.5196 | 4140057.796
[10 empty] | 109 | 4140057.796 | 34317.4847 | 8418.2405 | 4182793.5212
[10 empty] | 110 | 4182793.5212 | 34317.4847 | 8505.1377 | 4225616.1436
[10 empty] | 111 | 4225616.1436 | 34317.4847 | 8592.2116 | 4268525.84
[10 empty] | 112 | 4268525.84 | 34317.4847 | 8679.4626 | 4311522.7873
[10 empty] | 113 | 4311522.7873 | 34317.4847 | 8766.891 | 4354607.1631
[10 empty] | 114 | 4354607.1631 | 34317.4847 | 8854.4972 | 4397779.145
[10 empty] | 115 | 4397779.145 | 34317.4847 | 8942.2815 | 4441038.9113
[10 empty] | 116 | 4441038.9113 | 34317.4847 | 9030.2443 | 4484386.6403
[10 empty] | 117 | 4484386.6403 | 34317.4847 | 9118.386 | 4527822.5111
[10 empty] | 118 | 4527822.5111 | 34317.4847 | 9206.7069 | 4571346.7027
[10 empty] | 119 | 4571346.7027 | 34317.4847 | 9295.2074 | 4614959.3948
[10 empty] | 120 | 4614959.3948 | 34317.4847 | 9383.8878 | 4658660.7673
[10 empty] | 121 | 4658660.7673 | 34317.4847 | 9472.7486 | 4702451.0006
[10 empty] | 122 | 4702451.0006 | 34317.4847 | 9561.79 | 4746330.2753
[10 empty] | 123 | 4746330.2753 | 34317.4847 | 9651.0125 | 4790298.7726
[10 empty] | 124 | 4790298.7726 | 34317.4847 | 9740.4164 | 4834356.6737
[10 empty] | 125 | 4834356.6737 | 34317.4847 | 9830.0021 | 4878504.1606
[10 empty] | 126 | 4878504.1606 | 34317.4847 | 9919.77 | 4922741.4153
[10 empty] | 127 | 4922741.4153 | 34317.4847 | 10009.7204 | 4967068.6204
[10 empty] | 128 | 4967068.6204 | 34317.4847 | 10099.8537 | 5011485.9588
[10 empty] | 129 | 5011485.9588 | 34317.4847 | 10190.1703 | 5055993.6138
[10 empty] | 130 | 5055993.6138 | 34317.4847 | 10280.6705 | 5100591.7691
[10 empty] | 131 | 5100591.7691 | 34317.4847 | 10371.3547 | 5145280.6085
[10 empty] | 132 | 5145280.6085 | 34317.4847 | 10462.2234 | 5190060.3166
[10 empty] | 133 | 5190060.3166 | 34317.4847 | 10553.2768 | 5234931.0781
[10 empty] | 134 | 5234931.0781 | 34317.4847 | 10644.5153 | 5279893.0781
[10 empty] | 135 | 5279893.0781 | 34317.4847 | 10735.9394 | 5324946.5022
[10 empty] | 136 | 5324946.5022 | 34317.4847 | 10827.5494 | 5370091.5363
[10 empty] | 137 | 5370091.5363 | 34317.4847 | 10919.3456 | 5415328.3666
[10 empty] | 138 | 5415328.3666 | 34317.4847 | 11011.3285 | 5460657.1798
[10 empty] | 139 | 5460657.1798 | 34317.4847 | 11103.4984 | 5506078.163
[10 empty] | 140 | 5506078.163 | 34317.4847 | 11195.8558 | 5551591.5035
[10 empty] | 141 | 5551591.5035 | 34317.4847 | 11288.4009 | 5597197.3891
[10 empty] | 142 | 5597197.3891 | 34317.4847 | 11381.1342 | 5642896.0081
[10 empty] | 143 | 5642896.0081 | 34317.4847 | 11474.0561 | 5688687.5489
[10 empty] | 144 | 5688687.5489 | 34317.4847 | 11567.167 | 5734572.2006
[10 empty] | 145 | 5734572.2006 | 34317.4847 | 11660.4671 | 5780550.1524
[10 empty] | 146 | 5780550.1524 | 34317.4847 | 11753.957 | 5826621.5941
[10 empty] | 147 | 5826621.5941 | 34317.4847 | 11847.6369 | 5872786.7158
[10 empty] | 148 | 5872786.7158 | 34317.4847 | 11941.5074 | 5919045.7079
[10 empty] | 149 | 5919045.7079 | 34317.4847 | 12035.5687 | 5965398.7613
[10 empty] | 150 | 5965398.7613 | 34317.4847 | 12129.8213 | 6011846.0674
[10 empty] | 151 | 6011846.0674 | 34317.4847 | 12224.2655 | 6058387.8176
[10 empty] | 152 | 6058387.8176 | 34317.4847 | 12318.9018 | 6105024.2042
[10 empty] | 153 | 6105024.2042 | 34317.4847 | 12413.7305 | 6151755.4194
[10 empty] | 154 | 6151755.4194 | 34317.4847 | 12508.752 | 6198581.6561
[10 empty] | 155 | 6198581.6561 | 34317.4847 | 12603.9668 | 6245503.1076
[10 empty] | 156 | 6245503.1076 | 34317.4847 | 12699.3751 | 6292519.9675
[10 empty] | 157 | 6292519.9675 | 34317.4847 | 12794.9775 | 6339632.4297
[10 empty] | 158 | 6339632.4297 | 34317.4847 | 12890.7742 | 6386840.6886
[10 empty] | 159 | 6386840.6886 | 34317.4847 | 12986.7657 | 6434144.9391
[10 empty] | 160 | 6434144.9391 | 34317.4847 | 13082.9524 | 6481545.3762
[10 empty] | 161 | 6481545.3762 | 34317.4847 | 13179.3347 | 6529042.1957
[10 empty] | 162 | 6529042.1957 | 34317.4847 | 13275.913 | 6576635.5934
[10 empty] | 163 | 6576635.5934 | 34317.4847 | 13372.6877 | 6624325.7658
[10 empty] | 164 | 6624325.7658 | 34317.4847 | 13469.6591 | 6672112.9097
[10 empty] | 165 | 6672112.9097 | 34317.4847 | 13566.8277 | 6719997.2221
[10 empty] | 166 | 6719997.2221 | 34317.4847 | 13664.1939 | 6767978.9007
[10 empty] | 167 | 6767978.9007 | 34317.4847 | 13761.7581 | 6816058.1435
[10 empty] | 168 | 6816058.1435 | 34317.4847 | 13859.5206 | 6864235.1489
[10 empty] | 169 | 6864235.1489 | 34317.4847 | 13957.482 | 6912510.1156
[10 empty] | 170 | 6912510.1156 | 34317.4847 | 14055.6425 | 6960883.2428
[10 empty] | 171 | 6960883.2428 | 34317.4847 | 14154.0026 | 7009354.7302
[10 empty] | 172 | 7009354.7302 | 34317.4847 | 14252.5628 | 7057924.7777
[10 empty] | 173 | 7057924.7777 | 34317.4847 | 14351.3233 | 7106593.5857
[10 empty] | 174 | 7106593.5857 | 34317.4847 | 14450.2847 | 7155361.3551
[10 empty] | 175 | 7155361.3551 | 34317.4847 | 14549.4472 | 7204228.2871
[10 empty] | 176 | 7204228.2871 | 34317.4847 | 14648.8115 | 7253194.5833
[10 empty] | 177 | 7253194.5833 | 34317.4847 | 14748.3777 | 7302260.4457
[10 empty] | 178 | 7302260.4457 | 34317.4847 | 14848.1464 | 7351426.0768
[10 empty] | 179 | 7351426.0768 | 34317.4847 | 14948.118 | 7400691.6796
[10 empty] | 180 | 7400691.6796 | 34317.4847 | 15048.2929 | 7450057.4571
[10 empty] | 181 | 7450057.4571 | 34317.4847 | 15148.6714 | 7499523.6133
[10 empty] | 182 | 7499523.6133 | 34317.4847 | 15249.2541 | 7549090.3521
[10 empty] | 183 | 7549090.3521 | 34317.4847 | 15350.0412 | 7598757.878
[10 empty] | 184 | 7598757.878 | 34317.4847 | 15451.0333 | 7648526.3961
[10 empty] | 185 | 7648526.3961 | 34317.4847 | 15552.2308 | 7698396.1116
[10 empty] | 186 | 7698396.1116 | 34317.4847 | 15653.634 | 7748367.2304
[10 empty] | 187 | 7748367.2304 | 34317.4847 | 15755.2435 | 7798439.9585
[10 empty] | 188 | 7798439.9585 | 34317.4847 | 15857.0595 | 7848614.5028
[10 empty] | 189 | 7848614.5028 | 34317.4847 | 15959.0826 | 7898891.0701
[10 empty] | 190 | 7898891.0701 | 34317.4847 | 16061.3131 | 7949269.8679
[10 empty] | 191 | 7949269.8679 | 34317.4847 | 16163.7515 | 7999751.104
[10 empty] | 192 | 7999751.104 | 34317.4847 | 16266.3981 | 8050334.9869
[10 empty] | 193 | 8050334.9869 | 34317.4847 | 16369.2535 | 8101021.7252
[10 empty] | 194 | 8101021.7252 | 34317.4847 | 16472.3181 | 8151811.528
[10 empty] | 195 | 8151811.528 | 34317.4847 | 16575.5922 | 8202704.6049
[10 empty] | 196 | 8202704.6049 | 34317.4847 | 16679.0763 | 8253701.1659
[10 empty] | 197 | 8253701.1659 | 34317.4847 | 16782.7708 | 8304801.4214
[10 empty] | 198 | 8304801.4214 | 34317.4847 | 16886.6762 | 8356005.5823
[10 empty] | 199 | 8356005.5823 | 34317.4847 | 16990.7928 | 8407313.8599
[10 empty] | 200 | 8407313.8599 | 34317.4847 | 17095.1212 | 8458726.4658
[10 empty] | 201 | 8458726.4658 | 34317.4847 | 17199.6617 | 8510243.6122
[10 empty] | 202 | 8510243.6122 | 34317.4847 | 17304.4147 | 8561865.5116
[10 empty] | 203 | 8561865.5116 | 34317.4847 | 17409.3808 | 8613592.3772
[10 empty] | 204 | 8613592.3772 | 34317.4847 | 17514.5603 | 8665424.4222
[10 empty] | 205 | 8665424.4222 | 34317.4847 | 17619.9537 | 8717361.8606
[10 empty] | 206 | 8717361.8606 | 34317.4847 | 17725.5613 | 8769404.9066
[10 empty] | 207 | 8769404.9066 | 34317.4847 | 17831.3837 | 8821553.7751
[10 empty] | 208 | 8821553.7751 | 34317.4847 | 17937.4213 | 8873808.6811
[10 empty] | 209 | 8873808.6811 | 34317.4847 | 18043.6745 | 8926169.8403
[10 empty] | 210 | 8926169.8403 | 34317.4847 | 18150.1438 | 8978637.4688
[10 empty] | 211 | 8978637.4688 | 34317.4847 | 18256.8295 | 9031211.783
[10 empty] | 212 | 9031211.783 | 34317.4847 | 18363.7322 | 9083892.9999
[10 empty] | 213 | 9083892.9999 | 34317.4847 | 18470.8522 | 9136681.3368
[10 empty] | 214 | 9136681.3368 | 34317.4847 | 18578.19 | 9189577.0116
[10 empty] | 215 | 9189577.0116 | 34317.4847 | 18685.7462 | 9242580.2424
[10 empty] | 216 | 9242580.2424 | 34317.4847 | 18793.521 | 9295691.2481
[10 empty] | 217 | 9295691.2481 | 34317.4847 | 18901.5149 | 9348910.2478
[10 empty] | 218 | 9348910.2478 | 34317.4847 | 19009.7285 | 9402237.4609
[10 empty] | 219 | 9402237.4609 | 34317.4847 | 19118.1621 | 9455673.1077
[10 empty] | 220 | 9455673.1077 | 34317.4847 | 19226.8161 | 9509217.4086
[10 empty] | 221 | 9509217.4086 | 34317.4847 | 19335.6911 | 9562870.5844
[10 empty] | 222 | 9562870.5844 | 34317.4847 | 19444.7875 | 9616632.8566
[10 empty] | 223 | 9616632.8566 | 34317.4847 | 19554.1057 | 9670504.4471
[10 empty] | 224 | 9670504.4471 | 34317.4847 | 19663.6462 | 9724485.578
[10 empty] | 225 | 9724485.578 | 34317.4847 | 19773.4095 | 9778576.4722
[10 empty] | 226 | 9778576.4722 | 34317.4847 | 19883.3959 | 9832777.3528
[10 empty] | 227 | 9832777.3528 | 34317.4847 | 19993.606 | 9887088.4435
[10 empty] | 228 | 9887088.4435 | 34317.4847 | 20104.0401 | 9941509.9683
[10 empty] | 229 | 9941509.9683 | 34317.4847 | 20214.6988 | 9996042.1519
[10 empty] | 230 | 9996042.1519 | 34317.4847 | 20325.5826 | 10050685.2191
[10 empty] | 231 | 10050685.2191 | 34317.4847 | 20436.6918 | 10105439.3956
[10 empty] | 232 | 10105439.3956 | 34317.4847 | 20548.0269 | 10160304.9072
[10 empty] | 233 | 10160304.9072 | 34317.4847 | 20659.5884 | 10215281.9803
[10 empty] | 234 | 10215281.9803 | 34317.4847 | 20771.3767 | 10270370.8417
[10 empty] | 235 | 10270370.8417 | 34317.4847 | 20883.3924 | 10325571.7188
[10 empty] | 236 | 10325571.7188 | 34317.4847 | 20995.6358 | 10380884.8394
[10 empty] | 237 | 10380884.8394 | 34317.4847 | 21108.1075 | 10436310.4315
[10 empty] | 238 | 10436310.4315 | 34317.4847 | 21220.8078 | 10491848.724
[10 empty] | 239 | 10491848.724 | 34317.4847 | 21333.7373 | 10547499.9461
[10 empty] | 240 | 10547499.9461 | 34317.4847 | 21446.8964 | 10603264.3272
[10 empty] | 241 | 10603264.3272 | 34317.4847 | 21560.2857 | 10659142.0976
[10 empty] | 242 | 10659142.0976 | 34317.4847 | 21673.9055 | 10715133.4878
[10 empty] | 243 | 10715133.4878 | 34317.4847 | 21787.7563 | 10771238.7289
[10 empty] | 244 | 10771238.7289 | 34317.4847 | 21901.8386 | 10827458.0522
[10 empty] | 245 | 10827458.0522 | 34317.4847 | 22016.1529 | 10883791.6898
[10 empty] | 246 | 10883791.6898 | 34317.4847 | 22130.6996 | 10940239.8742
[10 empty] | 247 | 10940239.8742 | 34317.4847 | 22245.4793 | 10996802.8382
[10 empty] | 248 | 10996802.8382 | 34317.4847 | 22360.4923 | 11053480.8153
[10 empty] | 249 | 11053480.8153 | 34317.4847 | 22475.7392 | 11110274.0392
[10 empty] | 250 | 11110274.0392 | 34317.4847 | 22591.2205 | 11167182.7444
[10 empty] | 251 | 11167182.7444 | 34317.4847 | 22706.9365 | 11224207.1657
[10 empty] | 252 | 11224207.1657 | 34317.4847 | 22822.8879 | 11281347.5383
[10 empty] | 253 | 11281347.5383 | 34317.4847 | 22939.075 | 11338604.098
[10 empty] | 254 | 11338604.098 | 34317.4847 | 23055.4984 | 11395977.0812
[10 empty] | 255 | 11395977.0812 | 34317.4847 | 23172.1585 | 11453466.7244
[10 empty] | 256 | 11453466.7244 | 34317.4847 | 23289.0558 | 11511073.2649
[10 empty] | 257 | 11511073.2649 | 34317.4847 | 23406.1908 | 11568796.9404
[10 empty] | 258 | 11568796.9404 | 34317.4847 | 23523.564 | 11626637.9891
[10 empty] | 259 | 11626637.9891 | 34317.4847 | 23641.1758 | 11684596.6497
[10 empty] | 260 | 11684596.6497 | 34317.4847 | 23759.0268 | 11742673.1613
[10 empty] | 261 | 11742673.1613 | 34317.4847 | 23877.1175 | 11800867.7635
[10 empty] | 262 | 11800867.7635 | 34317.4847 | 23995.4482 | 11859180.6964
[10 empty] | 263 | 11859180.6964 | 34317.4847 | 24114.0196 | 11917612.2007
[10 empty] | 264 | 11917612.2007 | 34317.4847 | 24232.8321 | 11976162.5175
[10 empty] | 265 | 11976162.5175 | 34317.4847 | 24351.8861 | 12034831.8883
[10 empty] | 266 | 12034831.8883 | 34317.4847 | 24471.1822 | 12093620.5553
[10 empty] | 267 | 12093620.5553 | 34317.4847 | 24590.7209 | 12152528.761
[10 empty] | 268 | 12152528.761 | 34317.4847 | 24710.5027 | 12211556.7484
[10 empty] | 269 | 12211556.7484 | 34317.4847 | 24830.528 | 12270704.7611
[10 empty] | 270 | 12270704.7611 | 34317.4847 | 24950.7974 | 12329973.0433
[10 empty] | 271 | 12329973.0433 | 34317.4847 | 25071.3113 | 12389361.8393
[10 empty] | 272 | 12389361.8393 | 34317.4847 | 25192.0703 | 12448871.3944
[10 empty] | 273 | 12448871.3944 | 34317.4847 | 25313.0749 | 12508501.954
[10 empty] | 274 | 12508501.954 | 34317.4847 | 25434.3254 | 12568253.7641
[10 empty] | 275 | 12568253.7641 | 34317.4847 | 25555.8226 | 12628127.0714
[10 empty] | 276 | 12628127.0714 | 34317.4847 | 25677.5667 | 12688122.1228
[10 empty] | 277 | 12688122.1228 | 34317.4847 | 25799.5584 | 12748239.166
[10 empty] | 278 | 12748239.166 | 34317.4847 | 25921.7982 | 12808478.4489
[10 empty] | 279 | 12808478.4489 | 34317.4847 | 26044.2865 | 12868840.2202
[10 empty] | 280 | 12868840.2202 | 34317.4847 | 26167.0239 | 12929324.7289
[10 empty] | 281 | 12929324.7289 | 34317.4847 | 26290.0109 | 12989932.2245
[10 empty] | 282 | 12989932.2245 | 34317.4847 | 26413.2479 | 13050662.9572
[10 empty] | 283 | 13050662.9572 | 34317.4847 | 26536.7356 | 13111517.1775
[10 empty] | 284 | 13111517.1775 | 34317.4847 | 26660.4743 | 13172495.1365
[10 empty] | 285 | 13172495.1365 | 34317.4847 | 26784.4646 | 13233597.0858
[10 empty] | 286 | 13233597.0858 | 34317.4847 | 26908.7071 | 13294823.2776
[10 empty] | 287 | 13294823.2776 | 34317.4847 | 27033.2021 | 13356173.9645
[10 empty] | 288 | 13356173.9645 | 34317.4847 | 27157.9504 | 13417649.3996
[10 empty] | 289 | 13417649.3996 | 34317.4847 | 27282.9522 | 13479249.8365
[10 empty] | 290 | 13479249.8365 | 34317.4847 | 27408.2083 | 13540975.5295
[10 empty] | 291 | 13540975.5295 | 34317.4847 | 27533.719 | 13602826.7333
[10 empty] | 292 | 13602826.7333 | 34317.4847 | 27659.485 | 13664803.703
[10 empty] | 293 | 13664803.703 | 34317.4847 | 27785.5067 | 13726906.6944
[10 empty] | 294 | 13726906.6944 | 34317.4847 | 27911.7846 | 13789135.9637
[10 empty] | 295 | 13789135.9637 | 34317.4847 | 28038.3193 | 13851491.7677
[10 empty] | 296 | 13851491.7677 | 34317.4847 | 28165.1113 | 13913974.3637
[10 empty] | 297 | 13913974.3637 | 34317.4847 | 28292.1611 | 13976584.0095
[10 empty] | 298 | 13976584.0095 | 34317.4847 | 28419.4692 | 14039320.9634
[10 empty] | 299 | 14039320.9634 | 34317.4847 | 28547.0362 | 14102185.4843
[10 empty] | 300 | 14102185.4843 | 34317.4847 | 28674.8626 | 14165177.8316
[10 empty] | 301 | 14165177.8316 | 34317.4847 | 28802.9489 | 14228298.2653
[10 empty] | 302 | 14228298.2653 | 34317.4847 | 28931.2957 | 14291547.0457
[10 empty] | 303 | 14291547.0457 | 34317.4847 | 29059.9034 | 14354924.4338
[10 empty] | 304 | 14354924.4338 | 34317.4847 | 29188.7726 | 14418430.6912
[10 empty] | 305 | 14418430.6912 | 34317.4847 | 29317.9039 | 14482066.0798
[10 empty] | 306 | 14482066.0798 | 34317.4847 | 29447.2978 | 14545830.8623
[10 empty] | 307 | 14545830.8623 | 34317.4847 | 29576.9547 | 14609725.3017
[10 empty] | 308 | 14609725.3017 | 34317.4847 | 29706.8753 | 14673749.6617
[10 empty] | 309 | 14673749.6617 | 34317.4847 | 29837.0601 | 14737904.2065
[10 empty] | 310 | 14737904.2065 | 34317.4847 | 29967.5096 | 14802189.2008
[10 empty] | 311 | 14802189.2008 | 34317.4847 | 30098.2243 | 14866604.9098
[10 empty] | 312 | 14866604.9098 | 34317.4847 | 30229.2048 | 14931151.5993
[10 empty] | 313 | 14931151.5993 | 34317.4847 | 30360.4517 | 14995829.5357
[10 empty] | 314 | 14995829.5357 | 34317.4847 | 30491.9654 | 15060638.9858
[10 empty] | 315 | 15060638.9858 | 34317.4847 | 30623.7465 | 15125580.2171
[10 empty] | 316 | 15125580.2171 | 34317.4847 | 30755.7956 | 15190653.4974
[10 empty] | 317 | 15190653.4974 | 34317.4847 | 30888.1132 | 15255859.0953
[10 empty] | 318 | 15255859.0953 | 34317.4847 | 31020.6999 | 15321197.2799
[10 empty] | 319 | 15321197.2799 | 34317.4847 | 31153.5561 | 15386668.3208
[10 empty] | 320 | 15386668.3208 | 34317.4847 | 31286.6825 | 15452272.488
[10 empty] | 321 | 15452272.488 | 34317.4847 | 31420.0796 | 15518010.0523
[10 empty] | 322 | 15518010.0523 | 34317.4847 | 31553.7479 | 15583881.285
[10 empty] | 323 | 15583881.285 | 34317.4847 | 31687.6881 | 15649886.4578
[10 empty] | 324 | 15649886.4578 | 34317.4847 | 31821.9005 | 15716025.8431
[10 empty] | - | - | - | - | -
[11 empty] | Equals: Amount To Accrue | 11118865.0496 | 4597160.7935 | 15716025.8431 | -1.1735e-07

## Lake Hancock Solar
TAMPA ELECTRIC COMPANY | [10 empty] | TAMPA ELECTRIC COMPANY | [11 empty] | FOSSIL-FUELED GENERATING STATIONS
PROJECTED FUTURE DOLLAR DISMANTLEMENT COST BY PLANT | [10 empty] | COMPUTATION OF ANNUAL ACCRUAL | [11 empty] | ESTIMATED FUTURE DOLLAR DISMANTLEMENT COST
| Intitial Cost |  |  |  |  | Cost |  |  |  |  | Lake Hancock Solar | Total | Labor | Mat & Eq | Disposal | Salvage | [12 empty] | Total
| Estimates | Capital | Dismantlement | Cost | Inflation | Estimate in | Start | Inflation | Future |  | Year of Study | 2022 | [13 empty] | Capital | Dismantlement | Accumlated | Future
| Are in ___ | Recovery | Component | Estimate | Compound | 2022 | Year of | Compound | Dollar |  | Capital Recovery Year | 2049 | [11 empty] | Recovery | Study | Recovery | Cost at | Reserve @ 12/31/2021 | Dollar
PLANT | Dollars | Year | Costs | Per Study | Multiplier | Dollars | Expenditure | Multiplier | Cost |  | Cost @ Study Year 2022 | 6368193.6727 | 3527585.2951 | 3449236.9142 | 1463024.6284 | -2071653.165 | [6 empty] | PLANT | Period | Date | Year | Study Date |  | Cost
- | - | - | - | - | - | - | - | - | - |  | Total Future Exp | 12276574.5714 | 7040542.5331 | 6807527.7013 | 2517187.3294 | -4088682.9925 | [6 empty] | - | - | - | - | - | - | -
Lake Hancock Solar | 2020 | 2049 | Labor | 3335805 | 1.0575 | 3527585.2951 | 2050 | 1.9959 | 7040542.5331 |  | Amount To Accrue | 12276574.5714 | 7040542.5331 | 6807527.7013 | 2517187.3294 | -4088682.9925 | [6 empty] | Lake Hancock Solar | 27 | 2022 | 2049 | 6368193.6727 | 0 | 12276574.5714 | 0
|  |  | Materials & Eq | 3259675 | 1.0582 | 3449236.9142 |  | 1.9736 | 6807527.7013 |  | PV of Amount to Accrue | 6368193.6727 | 3527585.2951 | 3449236.9142 | 1463024.6284 | -2071653.165
|  |  | Disposal | 1407255 | 1.0396 | 1463024.6284 |  | 1.7205 | 2517187.3294 |  | Capital Recovery Years | 27
|  |  | Salvage | -1957800 | 1.0582 | -2071653.165 |  | 1.9736 | -4088682.9925 |  | Compound Average Growth | 2.461% | 2.593% | 2.55% | 2.03% | 2.55%
|  |  |  | - |  | - |  |  | - |  | First Year 2022 Accrual | 325420.5816 | 183290.472 | 178295.1198 | 70921.1826 | -107086.1928
|  |  |  | 6044935 |  | 6368193.6727 |  |  | 12276574.5714 |  | - | - | - | - | - | -
[10 empty] | 0 | Reserve @ 12/31/2021 | 0 | 0 | 0 | 0 | 0 | 4-yr Avg | Labor | Mat & Eq | Disposal | Salvage | 0
[10 empty] | 1 | 2022 | 325420.5816 | 183290.472 | 178295.1198 | 70921.1826 | -107086.1928
[10 empty] | 2 | 2023 | 333428.1169 | 188042.3906 | 182841.6991 | 72360.9502 | -109816.923
[10 empty] | 3 | 2024 | 341634.382 | 192917.5056 | 187504.2175 | 73829.9465 | -112617.2876
[10 empty] | 4 | 2025 | 350044.345 | 197919.011 | 192285.6315 | 75328.7649 | -115489.0624 | 337631.8564 | 190542.3448 | 185231.667 | 73110.2111 | -111252.3664 | 0
[10 empty] | 5 | 2026 | 358663.0989 | 203050.1835 | 197188.973 | 76858.0106 | -118434.0682
[10 empty] | 6 | 2027 | 367495.865 | 208314.3848 | 202217.3513 | 78418.3015 | -121454.1727
[10 empty] | 7 | 2028 | 376547.9957 | 213715.0638 | 207373.9546 | 80010.2678 | -124551.2907
[10 empty] | 8 | 2029 | 385824.9782 | 219255.7588 | 212662.053 | 81634.5526 | -127727.3861 | 372132.9844 | 211083.8477 | 204860.583 | 79230.2831 | -123041.7294 | 0
[10 empty] | 9 | 2030 | 395332.4379 | 224940.0996 | 218084.9994 | 83291.8119 | -130984.4729
[10 empty] | 10 | 2031 | 405076.1417 | 230771.8105 | 223646.2326 | 84982.7151 | -134324.6164
[10 empty] | 11 | 2032 | 415062.0016 | 236754.7121 | 229349.2789 | 86707.9452 | -137749.9346
[10 empty] | 12 | 2033 | 425296.0784 | 242892.7241 | 235197.7546 | 88468.1992 | -141262.5995 | 410191.6649 | 233839.8366 | 226569.5664 | 85862.6678 | -136080.4059 | 0
[10 empty] | 13 | 2034 | 435784.5858 | 249189.8679 | 241195.3682 | 90264.188 | -144864.8383
[10 empty] | 14 | 2035 | 446533.8935 | 255650.269 | 247345.9227 | 92096.6371 | -148558.9353
[10 empty] | 15 | 2036 | 457550.532 | 262278.16 | 253653.3183 | 93966.2867 | -152347.2329
[10 empty] | 16 | 2037 | 468841.1961 | 269077.8831 | 260121.5543 | 95873.8919 | -156232.1333 | 452177.5519 | 259049.045 | 250579.0409 | 93050.2509 | -150500.785 | 0
[10 empty] | 17 | 2038 | 480412.7493 | 276053.8933 | 266754.7323 | 97820.2234 | -160216.0998
[10 empty] | 18 | 2039 | 492272.2279 | 283210.7609 | 273557.0584 | 99806.0672 | -164301.6586
[10 empty] | 19 | 2040 | 504426.8456 | 290553.1746 | 280532.8458 | 101832.2255 | -168491.4004
[10 empty] | 20 | 2041 | 516883.9978 | 298085.945 | 287686.5179 | 103899.5168 | -172787.9818 | 498498.9551 | 286975.9434 | 277132.7886 | 100839.5082 | -166449.2851 | 0
[10 empty] | 21 | 2042 | 529651.2665 | 305814.007 | 295022.6107 | 106008.7761 | -177194.1274
[10 empty] | 22 | 2043 | 542736.4244 | 313742.4239 | 302545.7762 | 108160.8554 | -181712.6311
[10 empty] | 23 | 2044 | 556147.4405 | 321876.3899 | 310260.7846 | 110356.6239 | -186346.3579
[10 empty] | 24 | 2045 | 569892.4844 | 330221.2339 | 318172.5281 | 112596.9686 | -191098.2462 | 549606.9039 | 317913.5137 | 306500.4249 | 109280.806 | -184087.8406 | 0
[10 empty] | 25 | 2046 | 583979.932 | 338782.4232 | 326286.0235 | 114882.7944 | -195971.309
[10 empty] | 26 | 2047 | 598418.3702 | 347565.5666 | 334606.4154 | 117215.0247 | -200968.6364
[10 empty] | 27 | 2048 | 613216.6024 | 356576.4184 | 343138.9798 | 119594.6015 | -206093.3972
[10 empty] | 28 | 2049 | 0 | 0 | 0 | 0 | 0 | 448903.7262 | 260731.102 | 251007.8546 | 87923.1052 | -150758.3357 | 0
[10 empty] | 29 | 2050 | 0 | 0 | 0 | 0 | 0
[10 empty] | 30 | 2051 | 0 | 0 | 0 | 0 | 0
[10 empty] | 31 | 2052 | 0 | 0 | 0 | 0 | 0
[10 empty] | 32 | 2053 | 0 | 0 | 0 | 0 | 0
[11 empty] | - | - | - | - | - | -
[11 empty] | Equals: Amount To Accrue | 12276574.5714 | 7040542.5331 | 6807527.7013 | 2517187.3294 | -4088682.9925
[12 empty] | 0 | 0 | 0 | 0 | 0 | 0
[11 empty] | Earnings Rate | 2.461%
[11 empty] | Monthly Rate | 0.2028%
[11 empty] | Amount To Accrue | 12276574.5714
[11 empty] | PV of Amount to Accrue | 6368193.6727
[11 empty] | Months to Accrue | 324
[11 empty] | Monthly Amount | 26833.2553
[11 empty] | - | - | - | -
[10 empty] | 1 | 0 | 26833.2553 | 0 | 26833.2553
[10 empty] | 2 | 26833.2553 | 26833.2553 | 54.4154 | 53720.9261
[10 empty] | 3 | 53720.9261 | 26833.2553 | 108.9411 | 80663.1225
[10 empty] | 4 | 80663.1225 | 26833.2553 | 163.5774 | 107659.9553
[10 empty] | 5 | 107659.9553 | 26833.2553 | 218.3246 | 134711.5352
[10 empty] | 6 | 134711.5352 | 26833.2553 | 273.1827 | 161817.9732
[10 empty] | 7 | 161817.9732 | 26833.2553 | 328.1521 | 188979.3806
[10 empty] | 8 | 188979.3806 | 26833.2553 | 383.2329 | 216195.8688
[10 empty] | 9 | 216195.8688 | 26833.2553 | 438.4255 | 243467.5496
[10 empty] | 10 | 243467.5496 | 26833.2553 | 493.7299 | 270794.5349
[10 empty] | 11 | 270794.5349 | 26833.2553 | 549.1466 | 298176.9368
[10 empty] | 12 | 298176.9368 | 26833.2553 | 604.6756 | 325614.8677
[10 empty] | 13 | 325614.8677 | 26833.2553 | 660.3172 | 353108.4402
[10 empty] | 14 | 353108.4402 | 26833.2553 | 716.0716 | 380657.7672
[10 empty] | 15 | 380657.7672 | 26833.2553 | 771.9392 | 408262.9617
[10 empty] | 16 | 408262.9617 | 26833.2553 | 827.92 | 435924.137
[10 empty] | 17 | 435924.137 | 26833.2553 | 884.0143 | 463641.4067
[10 empty] | 18 | 463641.4067 | 26833.2553 | 940.2224 | 491414.8844
[10 empty] | 19 | 491414.8844 | 26833.2553 | 996.5445 | 519244.6842
[10 empty] | 20 | 519244.6842 | 26833.2553 | 1052.9808 | 547130.9203
[10 empty] | 21 | 547130.9203 | 26833.2553 | 1109.5315 | 575073.7071
[10 empty] | 22 | 575073.7071 | 26833.2553 | 1166.1969 | 603073.1594
[10 empty] | 23 | 603073.1594 | 26833.2553 | 1222.9773 | 631129.392
[10 empty] | 24 | 631129.392 | 26833.2553 | 1279.8727 | 659242.52
[10 empty] | 25 | 659242.52 | 26833.2553 | 1336.8836 | 687412.659
[10 empty] | 26 | 687412.659 | 26833.2553 | 1394.0101 | 715639.9243
[10 empty] | 27 | 715639.9243 | 26833.2553 | 1451.2524 | 743924.432
[10 empty] | 28 | 743924.432 | 26833.2553 | 1508.6108 | 772266.2981
[10 empty] | 29 | 772266.2981 | 26833.2553 | 1566.0855 | 800665.6389
[10 empty] | 30 | 800665.6389 | 26833.2553 | 1623.6767 | 829122.571
[10 empty] | 31 | 829122.571 | 26833.2553 | 1681.3848 | 857637.2112
[10 empty] | 32 | 857637.2112 | 26833.2553 | 1739.2099 | 886209.6764
[10 empty] | 33 | 886209.6764 | 26833.2553 | 1797.1522 | 914840.0839
[10 empty] | 34 | 914840.0839 | 26833.2553 | 1855.2121 | 943528.5514
[10 empty] | 35 | 943528.5514 | 26833.2553 | 1913.3897 | 972275.1964
[10 empty] | 36 | 972275.1964 | 26833.2553 | 1971.6852 | 1001080.1369
[10 empty] | 37 | 1001080.1369 | 26833.2553 | 2030.099 | 1029943.4913
[10 empty] | 38 | 1029943.4913 | 26833.2553 | 2088.6313 | 1058865.3779
[10 empty] | 39 | 1058865.3779 | 26833.2553 | 2147.2822 | 1087845.9155
[10 empty] | 40 | 1087845.9155 | 26833.2553 | 2206.0521 | 1116885.2229
[10 empty] | 41 | 1116885.2229 | 26833.2553 | 2264.9412 | 1145983.4194
[10 empty] | 42 | 1145983.4194 | 26833.2553 | 2323.9496 | 1175140.6244
[10 empty] | 43 | 1175140.6244 | 26833.2553 | 2383.0778 | 1204356.9575
[10 empty] | 44 | 1204356.9575 | 26833.2553 | 2442.3258 | 1233632.5387
[10 empty] | 45 | 1233632.5387 | 26833.2553 | 2501.694 | 1262967.4881
[10 empty] | 46 | 1262967.4881 | 26833.2553 | 2561.1826 | 1292361.926
[10 empty] | 47 | 1292361.926 | 26833.2553 | 2620.7919 | 1321815.9733
[10 empty] | 48 | 1321815.9733 | 26833.2553 | 2680.522 | 1351329.7506
[10 empty] | 49 | 1351329.7506 | 26833.2553 | 2740.3732 | 1380903.3792
[10 empty] | 50 | 1380903.3792 | 26833.2553 | 2800.3459 | 1410536.9803
[10 empty] | 51 | 1410536.9803 | 26833.2553 | 2860.4401 | 1440230.6758
[10 empty] | 52 | 1440230.6758 | 26833.2553 | 2920.6562 | 1469984.5873
[10 empty] | 53 | 1469984.5873 | 26833.2553 | 2980.9944 | 1499798.837
[10 empty] | 54 | 1499798.837 | 26833.2553 | 3041.455 | 1529673.5473
[10 empty] | 55 | 1529673.5473 | 26833.2553 | 3102.0382 | 1559608.8408
[10 empty] | 56 | 1559608.8408 | 26833.2553 | 3162.7442 | 1589604.8404
[10 empty] | 57 | 1589604.8404 | 26833.2553 | 3223.5733 | 1619661.669
[10 empty] | 58 | 1619661.669 | 26833.2553 | 3284.5258 | 1649779.4502
[10 empty] | 59 | 1649779.4502 | 26833.2553 | 3345.602 | 1679958.3075
[10 empty] | 60 | 1679958.3075 | 26833.2553 | 3406.8019 | 1710198.3648
[10 empty] | 61 | 1710198.3648 | 26833.2553 | 3468.126 | 1740499.7461
[10 empty] | 62 | 1740499.7461 | 26833.2553 | 3529.5744 | 1770862.5758
[10 empty] | 63 | 1770862.5758 | 26833.2553 | 3591.1475 | 1801286.9786
[10 empty] | 64 | 1801286.9786 | 26833.2553 | 3652.8454 | 1831773.0793
[10 empty] | 65 | 1831773.0793 | 26833.2553 | 3714.6684 | 1862321.0031
[10 empty] | 66 | 1862321.0031 | 26833.2553 | 3776.6168 | 1892930.8752
[10 empty] | 67 | 1892930.8752 | 26833.2553 | 3838.6908 | 1923602.8214
[10 empty] | 68 | 1923602.8214 | 26833.2553 | 3900.8907 | 1954336.9674
[10 empty] | 69 | 1954336.9674 | 26833.2553 | 3963.2168 | 1985133.4395
[10 empty] | 70 | 1985133.4395 | 26833.2553 | 4025.6692 | 2015992.3641
[10 empty] | 71 | 2015992.3641 | 26833.2553 | 4088.2483 | 2046913.8677
[10 empty] | 72 | 2046913.8677 | 26833.2553 | 4150.9543 | 2077898.0773
[10 empty] | 73 | 2077898.0773 | 26833.2553 | 4213.7874 | 2108945.12
[10 empty] | 74 | 2108945.12 | 26833.2553 | 4276.748 | 2140055.1233
[10 empty] | 75 | 2140055.1233 | 26833.2553 | 4339.8362 | 2171228.2148
[10 empty] | 76 | 2171228.2148 | 26833.2553 | 4403.0524 | 2202464.5226
[10 empty] | 77 | 2202464.5226 | 26833.2553 | 4466.3968 | 2233764.1747
[10 empty] | 78 | 2233764.1747 | 26833.2553 | 4529.8696 | 2265127.2996
[10 empty] | 79 | 2265127.2996 | 26833.2553 | 4593.4712 | 2296554.0261
[10 empty] | 80 | 2296554.0261 | 26833.2553 | 4657.2017 | 2328044.4831
[10 empty] | 81 | 2328044.4831 | 26833.2553 | 4721.0615 | 2359598.7999
[10 empty] | 82 | 2359598.7999 | 26833.2553 | 4785.0507 | 2391217.106
[10 empty] | 83 | 2391217.106 | 26833.2553 | 4849.1698 | 2422899.5311
[10 empty] | 84 | 2422899.5311 | 26833.2553 | 4913.4188 | 2454646.2052
[10 empty] | 85 | 2454646.2052 | 26833.2553 | 4977.7982 | 2486457.2587
[10 empty] | 86 | 2486457.2587 | 26833.2553 | 5042.3081 | 2518332.8222
[10 empty] | 87 | 2518332.8222 | 26833.2553 | 5106.9488 | 2550273.0263
[10 empty] | 88 | 2550273.0263 | 26833.2553 | 5171.7206 | 2582278.0023
[10 empty] | 89 | 2582278.0023 | 26833.2553 | 5236.6238 | 2614347.8814
[10 empty] | 90 | 2614347.8814 | 26833.2553 | 5301.6586 | 2646482.7953
[10 empty] | 91 | 2646482.7953 | 26833.2553 | 5366.8253 | 2678682.8759
[10 empty] | 92 | 2678682.8759 | 26833.2553 | 5432.1241 | 2710948.2553
[10 empty] | 93 | 2710948.2553 | 26833.2553 | 5497.5553 | 2743279.066
[10 empty] | 94 | 2743279.066 | 26833.2553 | 5563.1192 | 2775675.4405
[10 empty] | 95 | 2775675.4405 | 26833.2553 | 5628.8161 | 2808137.512
[10 empty] | 96 | 2808137.512 | 26833.2553 | 5694.6462 | 2840665.4136
[10 empty] | 97 | 2840665.4136 | 26833.2553 | 5760.6099 | 2873259.2788
[10 empty] | 98 | 2873259.2788 | 26833.2553 | 5826.7072 | 2905919.2413
[10 empty] | 99 | 2905919.2413 | 26833.2553 | 5892.9387 | 2938645.4353
[10 empty] | 100 | 2938645.4353 | 26833.2553 | 5959.3044 | 2971437.995
[10 empty] | 101 | 2971437.995 | 26833.2553 | 6025.8047 | 3004297.0551
[10 empty] | 102 | 3004297.0551 | 26833.2553 | 6092.4399 | 3037222.7503
[10 empty] | 103 | 3037222.7503 | 26833.2553 | 6159.2102 | 3070215.2158
[10 empty] | 104 | 3070215.2158 | 26833.2553 | 6226.1159 | 3103274.587
[10 empty] | 105 | 3103274.587 | 26833.2553 | 6293.1573 | 3136400.9996
[10 empty] | 106 | 3136400.9996 | 26833.2553 | 6360.3346 | 3169594.5895
[10 empty] | 107 | 3169594.5895 | 26833.2553 | 6427.6482 | 3202855.493
[10 empty] | 108 | 3202855.493 | 26833.2553 | 6495.0982 | 3236183.8466
[10 empty] | 109 | 3236183.8466 | 26833.2553 | 6562.6851 | 3269579.787
[10 empty] | 110 | 3269579.787 | 26833.2553 | 6630.409 | 3303043.4513
[10 empty] | 111 | 3303043.4513 | 26833.2553 | 6698.2703 | 3336574.9769
[10 empty] | 112 | 3336574.9769 | 26833.2553 | 6766.2691 | 3370174.5014
[10 empty] | 113 | 3370174.5014 | 26833.2553 | 6834.4059 | 3403842.1626
[10 empty] | 114 | 3403842.1626 | 26833.2553 | 6902.6808 | 3437578.0988
[10 empty] | 115 | 3437578.0988 | 26833.2553 | 6971.0942 | 3471382.4483
[10 empty] | 116 | 3471382.4483 | 26833.2553 | 7039.6464 | 3505255.35
[10 empty] | 117 | 3505255.35 | 26833.2553 | 7108.3375 | 3539196.9429
[10 empty] | 118 | 3539196.9429 | 26833.2553 | 7177.168 | 3573207.3662
[10 empty] | 119 | 3573207.3662 | 26833.2553 | 7246.138 | 3607286.7595
[10 empty] | 120 | 3607286.7595 | 26833.2553 | 7315.2479 | 3641435.2627
[10 empty] | 121 | 3641435.2627 | 26833.2553 | 7384.4979 | 3675653.016
[10 empty] | 122 | 3675653.016 | 26833.2553 | 7453.8884 | 3709940.1597
[10 empty] | 123 | 3709940.1597 | 26833.2553 | 7523.4196 | 3744296.8347
[10 empty] | 124 | 3744296.8347 | 26833.2553 | 7593.0918 | 3778723.1818
[10 empty] | 125 | 3778723.1818 | 26833.2553 | 7662.9053 | 3813219.3424
[10 empty] | 126 | 3813219.3424 | 26833.2553 | 7732.8603 | 3847785.4581
[10 empty] | 127 | 3847785.4581 | 26833.2553 | 7802.9573 | 3882421.6707
[10 empty] | 128 | 3882421.6707 | 26833.2553 | 7873.1963 | 3917128.1223
[10 empty] | 129 | 3917128.1223 | 26833.2553 | 7943.5779 | 3951904.9555
[10 empty] | 130 | 3951904.9555 | 26833.2553 | 8014.1021 | 3986752.313
[10 empty] | 131 | 3986752.313 | 26833.2553 | 8084.7693 | 4021670.3376
[10 empty] | 132 | 4021670.3376 | 26833.2553 | 8155.5799 | 4056659.1729
[10 empty] | 133 | 4056659.1729 | 26833.2553 | 8226.5341 | 4091718.9623
[10 empty] | 134 | 4091718.9623 | 26833.2553 | 8297.6321 | 4126849.8497
[10 empty] | 135 | 4126849.8497 | 26833.2553 | 8368.8744 | 4162051.9794
[10 empty] | 136 | 4162051.9794 | 26833.2553 | 8440.2611 | 4197325.4958
[10 empty] | 137 | 4197325.4958 | 26833.2553 | 8511.7925 | 4232670.5437
[10 empty] | 138 | 4232670.5437 | 26833.2553 | 8583.469 | 4268087.268
[10 empty] | 139 | 4268087.268 | 26833.2553 | 8655.2909 | 4303575.8143
[10 empty] | 140 | 4303575.8143 | 26833.2553 | 8727.2585 | 4339136.3281
[10 empty] | 141 | 4339136.3281 | 26833.2553 | 8799.3719 | 4374768.9553
[10 empty] | 142 | 4374768.9553 | 26833.2553 | 8871.6316 | 4410473.8423
[10 empty] | 143 | 4410473.8423 | 26833.2553 | 8944.0379 | 4446251.1355
[10 empty] | 144 | 4446251.1355 | 26833.2553 | 9016.591 | 4482100.9818
[10 empty] | 145 | 4482100.9818 | 26833.2553 | 9089.2912 | 4518023.5284
[10 empty] | 146 | 4518023.5284 | 26833.2553 | 9162.1388 | 4554018.9225
[10 empty] | 147 | 4554018.9225 | 26833.2553 | 9235.1342 | 4590087.312
[10 empty] | 148 | 4590087.312 | 26833.2553 | 9308.2776 | 4626228.845
[10 empty] | 149 | 4626228.845 | 26833.2553 | 9381.5693 | 4662443.6696
[10 empty] | 150 | 4662443.6696 | 26833.2553 | 9455.0097 | 4698731.9346
[10 empty] | 151 | 4698731.9346 | 26833.2553 | 9528.599 | 4735093.7889
[10 empty] | 152 | 4735093.7889 | 26833.2553 | 9602.3375 | 4771529.3817
[10 empty] | 153 | 4771529.3817 | 26833.2553 | 9676.2255 | 4808038.8626
[10 empty] | 154 | 4808038.8626 | 26833.2553 | 9750.2634 | 4844622.3813
[10 empty] | 155 | 4844622.3813 | 26833.2553 | 9824.4514 | 4881280.0881
[10 empty] | 156 | 4881280.0881 | 26833.2553 | 9898.7899 | 4918012.1333
[10 empty] | 157 | 4918012.1333 | 26833.2553 | 9973.2792 | 4954818.6678
[10 empty] | 158 | 4954818.6678 | 26833.2553 | 10047.9194 | 4991699.8426
[10 empty] | 159 | 4991699.8426 | 26833.2553 | 10122.7111 | 5028655.809
[10 empty] | 160 | 5028655.809 | 26833.2553 | 10197.6544 | 5065686.7188
[10 empty] | 161 | 5065686.7188 | 26833.2553 | 10272.7497 | 5102792.7239
[10 empty] | 162 | 5102792.7239 | 26833.2553 | 10347.9973 | 5139973.9765
[10 empty] | 163 | 5139973.9765 | 26833.2553 | 10423.3975 | 5177230.6293
[10 empty] | 164 | 5177230.6293 | 26833.2553 | 10498.9506 | 5214562.8352
[10 empty] | 165 | 5214562.8352 | 26833.2553 | 10574.6569 | 5251970.7474
[10 empty] | 166 | 5251970.7474 | 26833.2553 | 10650.5167 | 5289454.5195
[10 empty] | 167 | 5289454.5195 | 26833.2553 | 10726.5304 | 5327014.3052
[10 empty] | 168 | 5327014.3052 | 26833.2553 | 10802.6982 | 5364650.2587
[10 empty] | 169 | 5364650.2587 | 26833.2553 | 10879.0205 | 5402362.5345
[10 empty] | 170 | 5402362.5345 | 26833.2553 | 10955.4975 | 5440151.2873
[10 empty] | 171 | 5440151.2873 | 26833.2553 | 11032.1296 | 5478016.6723
[10 empty] | 172 | 5478016.6723 | 26833.2553 | 11108.9172 | 5515958.8448
[10 empty] | 173 | 5515958.8448 | 26833.2553 | 11185.8604 | 5553977.9606
[10 empty] | 174 | 5553977.9606 | 26833.2553 | 11262.9597 | 5592074.1757
[10 empty] | 175 | 5592074.1757 | 26833.2553 | 11340.2154 | 5630247.6464
[10 empty] | 176 | 5630247.6464 | 26833.2553 | 11417.6277 | 5668498.5294
[10 empty] | 177 | 5668498.5294 | 26833.2553 | 11495.197 | 5706826.9817
[10 empty] | 178 | 5706826.9817 | 26833.2553 | 11572.9236 | 5745233.1607
[10 empty] | 179 | 5745233.1607 | 26833.2553 | 11650.8078 | 5783717.2238
[10 empty] | 180 | 5783717.2238 | 26833.2553 | 11728.85 | 5822279.3291
[10 empty] | 181 | 5822279.3291 | 26833.2553 | 11807.0504 | 5860919.6348
[10 empty] | 182 | 5860919.6348 | 26833.2553 | 11885.4094 | 5899638.2995
[10 empty] | 183 | 5899638.2995 | 26833.2553 | 11963.9273 | 5938435.4822
[10 empty] | 184 | 5938435.4822 | 26833.2553 | 12042.6045 | 5977311.342
[10 empty] | 185 | 5977311.342 | 26833.2553 | 12121.4411 | 6016266.0385
[10 empty] | 186 | 6016266.0385 | 26833.2553 | 12200.4377 | 6055299.7315
[10 empty] | 187 | 6055299.7315 | 26833.2553 | 12279.5945 | 6094412.5813
[10 empty] | 188 | 6094412.5813 | 26833.2553 | 12358.9118 | 6133604.7484
[10 empty] | 189 | 6133604.7484 | 26833.2553 | 12438.3899 | 6172876.3936
[10 empty] | 190 | 6172876.3936 | 26833.2553 | 12518.0292 | 6212227.6782
[10 empty] | 191 | 6212227.6782 | 26833.2553 | 12597.83 | 6251658.7635
[10 empty] | 192 | 6251658.7635 | 26833.2553 | 12677.7926 | 6291169.8115
[10 empty] | 193 | 6291169.8115 | 26833.2553 | 12757.9174 | 6330760.9842
[10 empty] | 194 | 6330760.9842 | 26833.2553 | 12838.2047 | 6370432.4443
[10 empty] | 195 | 6370432.4443 | 26833.2553 | 12918.6548 | 6410184.3544
[10 empty] | 196 | 6410184.3544 | 26833.2553 | 12999.2681 | 6450016.8778
[10 empty] | 197 | 6450016.8778 | 26833.2553 | 13080.0448 | 6489930.1779
[10 empty] | 198 | 6489930.1779 | 26833.2553 | 13160.9853 | 6529924.4186
[10 empty] | 199 | 6529924.4186 | 26833.2553 | 13242.09 | 6569999.7639
[10 empty] | 200 | 6569999.7639 | 26833.2553 | 13323.3591 | 6610156.3783
[10 empty] | 201 | 6610156.3783 | 26833.2553 | 13404.793 | 6650394.4267
[10 empty] | 202 | 6650394.4267 | 26833.2553 | 13486.3921 | 6690714.0741
[10 empty] | 203 | 6690714.0741 | 26833.2553 | 13568.1567 | 6731115.4862
[10 empty] | 204 | 6731115.4862 | 26833.2553 | 13650.0871 | 6771598.8286
[10 empty] | 205 | 6771598.8286 | 26833.2553 | 13732.1836 | 6812164.2675
[10 empty] | 206 | 6812164.2675 | 26833.2553 | 13814.4466 | 6852811.9694
[10 empty] | 207 | 6852811.9694 | 26833.2553 | 13896.8764 | 6893542.1011
[10 empty] | 208 | 6893542.1011 | 26833.2553 | 13979.4734 | 6934354.8299
[10 empty] | 209 | 6934354.8299 | 26833.2553 | 14062.2379 | 6975250.3231
[10 empty] | 210 | 6975250.3231 | 26833.2553 | 14145.1702 | 7016228.7486
[10 empty] | 211 | 7016228.7486 | 26833.2553 | 14228.2707 | 7057290.2746
[10 empty] | 212 | 7057290.2746 | 26833.2553 | 14311.5397 | 7098435.0697
[10 empty] | 213 | 7098435.0697 | 26833.2553 | 14394.9776 | 7139663.3026
[10 empty] | 214 | 7139663.3026 | 26833.2553 | 14478.5847 | 7180975.1427
[10 empty] | 215 | 7180975.1427 | 26833.2553 | 14562.3613 | 7222370.7593
[10 empty] | 216 | 7222370.7593 | 26833.2553 | 14646.3079 | 7263850.3225
[10 empty] | 217 | 7263850.3225 | 26833.2553 | 14730.4246 | 7305414.0025
[10 empty] | 218 | 7305414.0025 | 26833.2553 | 14814.712 | 7347061.9698
[10 empty] | 219 | 7347061.9698 | 26833.2553 | 14899.1702 | 7388794.3954
[10 empty] | 220 | 7388794.3954 | 26833.2553 | 14983.7998 | 7430611.4505
[10 empty] | 221 | 7430611.4505 | 26833.2553 | 15068.601 | 7472513.3068
[10 empty] | 222 | 7472513.3068 | 26833.2553 | 15153.5741 | 7514500.1362
[10 empty] | 223 | 7514500.1362 | 26833.2553 | 15238.7195 | 7556572.111
[10 empty] | 224 | 7556572.111 | 26833.2553 | 15324.0377 | 7598729.404
[10 empty] | 225 | 7598729.404 | 26833.2553 | 15409.5288 | 7640972.1882
[10 empty] | 226 | 7640972.1882 | 26833.2553 | 15495.1933 | 7683300.6368
[10 empty] | 227 | 7683300.6368 | 26833.2553 | 15581.0315 | 7725714.9237
[10 empty] | 228 | 7725714.9237 | 26833.2553 | 15667.0438 | 7768215.2228
[10 empty] | 229 | 7768215.2228 | 26833.2553 | 15753.2305 | 7810801.7087
[10 empty] | 230 | 7810801.7087 | 26833.2553 | 15839.5921 | 7853474.5561
[10 empty] | 231 | 7853474.5561 | 26833.2553 | 15926.1287 | 7896233.9401
[10 empty] | 232 | 7896233.9401 | 26833.2553 | 16012.8408 | 7939080.0363
[10 empty] | 233 | 7939080.0363 | 26833.2553 | 16099.7288 | 7982013.0204
[10 empty] | 234 | 7982013.0204 | 26833.2553 | 16186.7929 | 8025033.0686
[10 empty] | 235 | 8025033.0686 | 26833.2553 | 16274.0337 | 8068140.3576
[10 empty] | 236 | 8068140.3576 | 26833.2553 | 16361.4513 | 8111335.0643
[10 empty] | 237 | 8111335.0643 | 26833.2553 | 16449.0462 | 8154617.3659
[10 empty] | 238 | 8154617.3659 | 26833.2553 | 16536.8188 | 8197987.44
[10 empty] | 239 | 8197987.44 | 26833.2553 | 16624.7693 | 8241445.4646
[10 empty] | 240 | 8241445.4646 | 26833.2553 | 16712.8982 | 8284991.6182
[10 empty] | 241 | 8284991.6182 | 26833.2553 | 16801.2059 | 8328626.0794
[10 empty] | 242 | 8328626.0794 | 26833.2553 | 16889.6926 | 8372349.0273
[10 empty] | 243 | 8372349.0273 | 26833.2553 | 16978.3587 | 8416160.6413
[10 empty] | 244 | 8416160.6413 | 26833.2553 | 17067.2046 | 8460061.1013
[10 empty] | 245 | 8460061.1013 | 26833.2553 | 17156.2308 | 8504050.5874
[10 empty] | 246 | 8504050.5874 | 26833.2553 | 17245.4374 | 8548129.2801
[10 empty] | 247 | 8548129.2801 | 26833.2553 | 17334.825 | 8592297.3604
[10 empty] | 248 | 8592297.3604 | 26833.2553 | 17424.3938 | 8636555.0096
[10 empty] | 249 | 8636555.0096 | 26833.2553 | 17514.1443 | 8680902.4092
[10 empty] | 250 | 8680902.4092 | 26833.2553 | 17604.0768 | 8725339.7413
[10 empty] | 251 | 8725339.7413 | 26833.2553 | 17694.1916 | 8769867.1882
[10 empty] | 252 | 8769867.1882 | 26833.2553 | 17784.4892 | 8814484.9327
[10 empty] | 253 | 8814484.9327 | 26833.2553 | 17874.9699 | 8859193.158
[10 empty] | 254 | 8859193.158 | 26833.2553 | 17965.6341 | 8903992.0474
[10 empty] | 255 | 8903992.0474 | 26833.2553 | 18056.4822 | 8948881.7849
[10 empty] | 256 | 8948881.7849 | 26833.2553 | 18147.5144 | 8993862.5547
[10 empty] | 257 | 8993862.5547 | 26833.2553 | 18238.7313 | 9038934.5413
[10 empty] | 258 | 9038934.5413 | 26833.2553 | 18330.1332 | 9084097.9299
[10 empty] | 259 | 9084097.9299 | 26833.2553 | 18421.7204 | 9129352.9056
[10 empty] | 260 | 9129352.9056 | 26833.2553 | 18513.4934 | 9174699.6543
[10 empty] | 261 | 9174699.6543 | 26833.2553 | 18605.4524 | 9220138.3621
[10 empty] | 262 | 9220138.3621 | 26833.2553 | 18697.598 | 9265669.2154
[10 empty] | 263 | 9265669.2154 | 26833.2553 | 18789.9304 | 9311292.4011
[10 empty] | 264 | 9311292.4011 | 26833.2553 | 18882.45 | 9357008.1065
[10 empty] | 265 | 9357008.1065 | 26833.2553 | 18975.1573 | 9402816.5192
[10 empty] | 266 | 9402816.5192 | 26833.2553 | 19068.0526 | 9448717.8271
[10 empty] | 267 | 9448717.8271 | 26833.2553 | 19161.1363 | 9494712.2187
[10 empty] | 268 | 9494712.2187 | 26833.2553 | 19254.4087 | 9540799.8827
[10 empty] | 269 | 9540799.8827 | 26833.2553 | 19347.8702 | 9586981.0083
[10 empty] | 270 | 9586981.0083 | 26833.2553 | 19441.5213 | 9633255.785
[10 empty] | 271 | 9633255.785 | 26833.2553 | 19535.3624 | 9679624.4027
[10 empty] | 272 | 9679624.4027 | 26833.2553 | 19629.3937 | 9726087.0517
[10 empty] | 273 | 9726087.0517 | 26833.2553 | 19723.6157 | 9772643.9227
[10 empty] | 274 | 9772643.9227 | 26833.2553 | 19818.0288 | 9819295.2068
[10 empty] | 275 | 9819295.2068 | 26833.2553 | 19912.6333 | 9866041.0955
[10 empty] | 276 | 9866041.0955 | 26833.2553 | 20007.4297 | 9912881.7805
[10 empty] | 277 | 9912881.7805 | 26833.2553 | 20102.4183 | 9959817.4542
[10 empty] | 278 | 9959817.4542 | 26833.2553 | 20197.5996 | 10006848.3091
[10 empty] | 279 | 10006848.3091 | 26833.2553 | 20292.9739 | 10053974.5383
[10 empty] | 280 | 10053974.5383 | 26833.2553 | 20388.5415 | 10101196.3352
[10 empty] | 281 | 10101196.3352 | 26833.2553 | 20484.303 | 10148513.8935
[10 empty] | 282 | 10148513.8935 | 26833.2553 | 20580.2587 | 10195927.4076
[10 empty] | 283 | 10195927.4076 | 26833.2553 | 20676.409 | 10243437.0719
[10 empty] | 284 | 10243437.0719 | 26833.2553 | 20772.7543 | 10291043.0815
[10 empty] | 285 | 10291043.0815 | 26833.2553 | 20869.2949 | 10338745.6317
[10 empty] | 286 | 10338745.6317 | 26833.2553 | 20966.0313 | 10386544.9184
[10 empty] | 287 | 10386544.9184 | 26833.2553 | 21062.9639 | 10434441.1376
[10 empty] | 288 | 10434441.1376 | 26833.2553 | 21160.093 | 10482434.486
[10 empty] | 289 | 10482434.486 | 26833.2553 | 21257.4192 | 10530525.1605
[10 empty] | 290 | 10530525.1605 | 26833.2553 | 21354.9427 | 10578713.3584
[10 empty] | 291 | 10578713.3584 | 26833.2553 | 21452.6639 | 10626999.2777
[10 empty] | 292 | 10626999.2777 | 26833.2553 | 21550.5834 | 10675383.1164
[10 empty] | 293 | 10675383.1164 | 26833.2553 | 21648.7014 | 10723865.0731
[10 empty] | 294 | 10723865.0731 | 26833.2553 | 21747.0183 | 10772445.3467
[10 empty] | 295 | 10772445.3467 | 26833.2553 | 21845.5347 | 10821124.1368
[10 empty] | 296 | 10821124.1368 | 26833.2553 | 21944.2508 | 10869901.6429
[10 empty] | 297 | 10869901.6429 | 26833.2553 | 22043.1672 | 10918778.0654
[10 empty] | 298 | 10918778.0654 | 26833.2553 | 22142.2841 | 10967753.6048
[10 empty] | 299 | 10967753.6048 | 26833.2553 | 22241.602 | 11016828.4621
[10 empty] | 300 | 11016828.4621 | 26833.2553 | 22341.1213 | 11066002.8388
[10 empty] | 301 | 11066002.8388 | 26833.2553 | 22440.8425 | 11115276.9366
[10 empty] | 302 | 11115276.9366 | 26833.2553 | 22540.7658 | 11164650.9577
[10 empty] | 303 | 11164650.9577 | 26833.2553 | 22640.8918 | 11214125.1049
[10 empty] | 304 | 11214125.1049 | 26833.2553 | 22741.2209 | 11263699.5811
[10 empty] | 305 | 11263699.5811 | 26833.2553 | 22841.7534 | 11313374.5898
[10 empty] | 306 | 11313374.5898 | 26833.2553 | 22942.4898 | 11363150.3349
[10 empty] | 307 | 11363150.3349 | 26833.2553 | 23043.4304 | 11413027.0207
[10 empty] | 308 | 11413027.0207 | 26833.2553 | 23144.5758 | 11463004.8518
[10 empty] | 309 | 11463004.8518 | 26833.2553 | 23245.9263 | 11513084.0334
[10 empty] | 310 | 11513084.0334 | 26833.2553 | 23347.4823 | 11563264.771
[10 empty] | 311 | 11563264.771 | 26833.2553 | 23449.2442 | 11613547.2705
[10 empty] | 312 | 11613547.2705 | 26833.2553 | 23551.2125 | 11663931.7384
[10 empty] | 313 | 11663931.7384 | 26833.2553 | 23653.3876 | 11714418.3813
[10 empty] | 314 | 11714418.3813 | 26833.2553 | 23755.7699 | 11765007.4066
[10 empty] | 315 | 11765007.4066 | 26833.2553 | 23858.3598 | 11815699.0217
[10 empty] | 316 | 11815699.0217 | 26833.2553 | 23961.1578 | 11866493.4349
[10 empty] | 317 | 11866493.4349 | 26833.2553 | 24064.1642 | 11917390.8544
[10 empty] | 318 | 11917390.8544 | 26833.2553 | 24167.3795 | 11968391.4893
[10 empty] | 319 | 11968391.4893 | 26833.2553 | 24270.8042 | 12019495.5488
[10 empty] | 320 | 12019495.5488 | 26833.2553 | 24374.4385 | 12070703.2427
[10 empty] | 321 | 12070703.2427 | 26833.2553 | 24478.2831 | 12122014.7811
[10 empty] | 322 | 12122014.7811 | 26833.2553 | 24582.3382 | 12173430.3746
[10 empty] | 323 | 12173430.3746 | 26833.2553 | 24686.6043 | 12224950.2342
[10 empty] | 324 | 12224950.2342 | 26833.2553 | 24791.0819 | 12276574.5714
[10 empty] | - | - | - | - | -
[11 empty] | Equals: Amount To Accrue | 8693974.7277 | 3582599.8436 | 12276574.5714 | -9.872e-08

## Lithia Solar
TAMPA ELECTRIC COMPANY | [10 empty] | TAMPA ELECTRIC COMPANY | [11 empty] | FOSSIL-FUELED GENERATING STATIONS
PROJECTED FUTURE DOLLAR DISMANTLEMENT COST BY PLANT | [10 empty] | COMPUTATION OF ANNUAL ACCRUAL | [11 empty] | ESTIMATED FUTURE DOLLAR DISMANTLEMENT COST
| Intitial Cost |  |  |  |  | Cost |  |  |  |  | Lithia Solar | Total | Labor | Mat & Eq | Disposal | Salvage | [12 empty] | Total
| Estimates | Capital | Dismantlement | Cost | Inflation | Estimate in | Start | Inflation | Future |  | Year of Study | 2022 | [13 empty] | Capital | Dismantlement | Accumlated | Future
| Are in ___ | Recovery | Component | Estimate | Compound | 2022 | Year of | Compound | Dollar |  | Capital Recovery Year | 2049 | [11 empty] | Recovery | Study | Recovery | Cost at | Reserve @ 12/31/2021 | Dollar
PLANT | Dollars | Year | Costs | Per Study | Multiplier | Dollars | Expenditure | Multiplier | Cost |  | Cost @ Study Year 2022 | 9935602.6198 | 5128357.7031 | 5014261.9963 | 2838772.3115 | -3045789.3912 | [6 empty] | PLANT | Period | Date | Year | Study Date |  | Cost
- | - | - | - | - | - | - | - | - | - |  | Total Future Exp | 19004703.25 | 10235449.3268 | 9896312.8051 | 4884211.4857 | -6011270.3676 | [6 empty] | - | - | - | - | - | - | -
Lithia Solar | 2020 | 2049 | Labor | 4849550 | 1.0575 | 5128357.7031 | 2050 | 1.9959 | 10235449.3268 |  | Amount To Accrue | 19004703.25 | 10235449.3268 | 9896312.8051 | 4884211.4857 | -6011270.3676 | [6 empty] | Lithia Solar | 27 | 2022 | 2049 | 9935602.6198 | 0 | 19004703.25 | 0
|  |  | Materials & Eq | 4738690 | 1.0582 | 5014261.9963 |  | 1.9736 | 9896312.8051 |  | PV of Amount to Accrue | 9935602.6198 | 5128357.7031 | 5014261.9963 | 2838772.3115 | -3045789.3912
|  |  | Disposal | 2730560 | 1.0396 | 2838772.3115 |  | 1.7205 | 4884211.4857 |  | Capital Recovery Years | 27
|  |  | Salvage | -2878400 | 1.0582 | -3045789.3912 |  | 1.9736 | -6011270.3676 |  | Compound Average Growth | 2.431% | 2.593% | 2.55% | 2.03% | 2.55%
|  |  |  | - |  | - |  |  | - |  | First Year 2022 Accrual | 505829.5285 | 266465.3086 | 259193.1101 | 137611.5518 | -157440.442
|  |  |  | 9440400 |  | 9935602.6198 |  |  | 19004703.25 |  | - | - | - | - | - | -
[10 empty] | 0 | Reserve @ 12/31/2021 | 0 | 0 | 0 | 0 | 0 | 4-yr Avg | Labor | Mat & Eq | Disposal | Salvage | 0
[10 empty] | 1 | 2022 | 505829.5285 | 266465.3086 | 259193.1101 | 137611.5518 | -157440.442
[10 empty] | 2 | 2023 | 518126.1755 | 273373.5861 | 265802.6125 | 140405.1975 | -161455.2207
[10 empty] | 3 | 2024 | 530724.8037 | 280460.965 | 272580.6592 | 143255.5569 | -165572.3775
[10 empty] | 4 | 2025 | 543632.8952 | 287732.0886 | 279531.5481 | 146163.7814 | -169794.523 | 524578.3507 | 277007.9871 | 269276.9825 | 141859.0219 | -163565.6408 | 0
[10 empty] | 5 | 2026 | 556858.1185 | 295191.7206 | 286659.6868 | 149131.0455 | -174124.3345
[10 empty] | 6 | 2027 | 570408.3338 | 302844.7481 | 293969.5952 | 152158.548 | -178564.5575
[10 empty] | 7 | 2028 | 584291.5977 | 310696.1851 | 301465.9084 | 155247.5116 | -183118.0075
[10 empty] | 8 | 2029 | 598516.1677 | 318751.1755 | 309153.3799 | 158399.1842 | -187787.5718 | 577518.5544 | 306870.9573 | 297812.1426 | 153734.0723 | -180898.6178 | 0
[10 empty] | 9 | 2030 | 613090.5078 | 327014.9964 | 317036.8843 | 161614.8387 | -192576.2115
[10 empty] | 10 | 2031 | 628023.2934 | 335493.062 | 325121.4203 | 164895.774 | -197486.9629
[10 empty] | 11 | 2032 | 643323.4167 | 344190.9266 | 333412.1145 | 168243.3155 | -202522.94
[10 empty] | 12 | 2033 | 658999.992 | 353114.2888 | 341914.2239 | 171658.8152 | -207687.3359 | 635859.3025 | 339953.3185 | 329371.1607 | 166603.1858 | -200068.3626 | 0
[10 empty] | 13 | 2034 | 675062.3616 | 362268.9947 | 350633.1396 | 175143.6529 | -212983.4256
[10 empty] | 14 | 2035 | 691520.1012 | 371661.0419 | 359574.3903 | 178699.2361 | -218414.5671
[10 empty] | 15 | 2036 | 708383.026 | 381296.5838 | 368743.6456 | 182327.001 | -223984.2044
[10 empty] | 16 | 2037 | 725661.1966 | 391181.933 | 378146.7196 | 186028.413 | -229695.8691 | 700156.6713 | 376602.1384 | 364274.4738 | 180549.5757 | -221269.5165 | 0
[10 empty] | 17 | 2038 | 743364.9252 | 401323.5661 | 387789.5749 | 189804.9672 | -235553.1829
[10 empty] | 18 | 2039 | 761504.7821 | 411728.1272 | 397678.3259 | 193658.189 | -241559.8601
[10 empty] | 19 | 2040 | 780091.6017 | 422402.433 | 407819.243 | 197589.635 | -247719.7093
[10 empty] | 20 | 2041 | 799136.4898 | 433353.4767 | 418218.7566 | 201600.893 | -254036.6365 | 771024.4497 | 417201.9007 | 402876.4751 | 195663.4211 | -244717.3472 | 0
[10 empty] | 21 | 2042 | 818650.83 | 444588.433 | 428883.4609 | 205693.5834 | -260514.6472
[10 empty] | 22 | 2043 | 838646.2909 | 456114.6625 | 439820.1183 | 209869.3593 | -267157.8492
[10 empty] | 23 | 2044 | 859134.833 | 467939.7166 | 451035.6639 | 214129.9074 | -273970.4549
[10 empty] | 24 | 2045 | 880128.7165 | 480071.3426 | 462537.2092 | 218476.9488 | -280956.784 | 849140.1676 | 462178.5387 | 445569.1131 | 212042.4497 | -270649.9338 | 0
[10 empty] | 25 | 2046 | 901640.5083 | 492517.4884 | 474332.0474 | 222912.2392 | -288121.2667
[10 empty] | 26 | 2047 | 923683.0901 | 505286.3082 | 486427.6575 | 227437.5702 | -295468.4458
[10 empty] | 27 | 2048 | 946269.6665 | 518386.1676 | 498831.7093 | 232054.7698 | -303002.9802
[10 empty] | 28 | 2049 | 0 | 0 | 0 | 0 | 0 | 692898.3162 | 379047.491 | 364897.8535 | 170601.1448 | -221648.1731 | 0
[10 empty] | 29 | 2050 | 0 | 0 | 0 | 0 | 0
[10 empty] | 30 | 2051 | 0 | 0 | 0 | 0 | 0
[10 empty] | 31 | 2052 | 0 | 0 | 0 | 0 | 0
[10 empty] | 32 | 2053 | 0 | 0 | 0 | 0 | 0
[11 empty] | - | - | - | - | - | -
[11 empty] | Equals: Amount To Accrue | 19004703.25 | 10235449.3268 | 9896312.8051 | 4884211.4857 | -6011270.3676
[12 empty] | 0 | 0 | 0 | 0 | 0 | 0
[11 empty] | Earnings Rate | 2.431%
[11 empty] | Monthly Rate | 0.2004%
[11 empty] | Amount To Accrue | 19004703.25
[11 empty] | PV of Amount to Accrue | 9935602.6198
[11 empty] | Months to Accrue | 324
[11 empty] | Monthly Amount | 41718.8463
[11 empty] | - | - | - | -
[10 empty] | 1 | 0 | 41718.8463 | 0 | 41718.8463
[10 empty] | 2 | 41718.8463 | 41718.8463 | 83.5937 | 83521.2862
[10 empty] | 3 | 83521.2862 | 41718.8463 | 167.3549 | 125407.4873
[10 empty] | 4 | 125407.4873 | 41718.8463 | 251.2839 | 167377.6175
[10 empty] | 5 | 167377.6175 | 41718.8463 | 335.3811 | 209431.8449
[10 empty] | 6 | 209431.8449 | 41718.8463 | 419.6468 | 251570.3379
[10 empty] | 7 | 251570.3379 | 41718.8463 | 504.0814 | 293793.2656
[10 empty] | 8 | 293793.2656 | 41718.8463 | 588.6851 | 336100.7969
[10 empty] | 9 | 336100.7969 | 41718.8463 | 673.4584 | 378493.1015
[10 empty] | 10 | 378493.1015 | 41718.8463 | 758.4015 | 420970.3493
[10 empty] | 11 | 420970.3493 | 41718.8463 | 843.5148 | 463532.7103
[10 empty] | 12 | 463532.7103 | 41718.8463 | 928.7987 | 506180.3553
[10 empty] | 13 | 506180.3553 | 41718.8463 | 1014.2534 | 548913.455
[10 empty] | 14 | 548913.455 | 41718.8463 | 1099.8794 | 591732.1807
[10 empty] | 15 | 591732.1807 | 41718.8463 | 1185.677 | 634636.7039
[10 empty] | 16 | 634636.7039 | 41718.8463 | 1271.6465 | 677627.1967
[10 empty] | 17 | 677627.1967 | 41718.8463 | 1357.7882 | 720703.8311
[10 empty] | 18 | 720703.8311 | 41718.8463 | 1444.1026 | 763866.7799
[10 empty] | 19 | 763866.7799 | 41718.8463 | 1530.5898 | 807116.216
[10 empty] | 20 | 807116.216 | 41718.8463 | 1617.2504 | 850452.3127
[10 empty] | 21 | 850452.3127 | 41718.8463 | 1704.0847 | 893875.2437
[10 empty] | 22 | 893875.2437 | 41718.8463 | 1791.0929 | 937385.1828
[10 empty] | 23 | 937385.1828 | 41718.8463 | 1878.2755 | 980982.3046
[10 empty] | 24 | 980982.3046 | 41718.8463 | 1965.6327 | 1024666.7836
[10 empty] | 25 | 1024666.7836 | 41718.8463 | 2053.165 | 1068438.7949
[10 empty] | 26 | 1068438.7949 | 41718.8463 | 2140.8727 | 1112298.5139
[10 empty] | 27 | 1112298.5139 | 41718.8463 | 2228.7562 | 1156246.1163
[10 empty] | 28 | 1156246.1163 | 41718.8463 | 2316.8157 | 1200281.7783
[10 empty] | 29 | 1200281.7783 | 41718.8463 | 2405.0517 | 1244405.6763
[10 empty] | 30 | 1244405.6763 | 41718.8463 | 2493.4645 | 1288617.987
[10 empty] | 31 | 1288617.987 | 41718.8463 | 2582.0544 | 1332918.8877
[10 empty] | 32 | 1332918.8877 | 41718.8463 | 2670.8219 | 1377308.5559
[10 empty] | 33 | 1377308.5559 | 41718.8463 | 2759.7672 | 1421787.1693
[10 empty] | 34 | 1421787.1693 | 41718.8463 | 2848.8907 | 1466354.9063
[10 empty] | 35 | 1466354.9063 | 41718.8463 | 2938.1929 | 1511011.9455
[10 empty] | 36 | 1511011.9455 | 41718.8463 | 3027.6739 | 1555758.4657
[10 empty] | 37 | 1555758.4657 | 41718.8463 | 3117.3343 | 1600594.6462
[10 empty] | 38 | 1600594.6462 | 41718.8463 | 3207.1743 | 1645520.6668
[10 empty] | 39 | 1645520.6668 | 41718.8463 | 3297.1943 | 1690536.7074
[10 empty] | 40 | 1690536.7074 | 41718.8463 | 3387.3947 | 1735642.9484
[10 empty] | 41 | 1735642.9484 | 41718.8463 | 3477.7759 | 1780839.5705
[10 empty] | 42 | 1780839.5705 | 41718.8463 | 3568.3381 | 1826126.7549
[10 empty] | 43 | 1826126.7549 | 41718.8463 | 3659.0818 | 1871504.683
[10 empty] | 44 | 1871504.683 | 41718.8463 | 3750.0074 | 1916973.5367
[10 empty] | 45 | 1916973.5367 | 41718.8463 | 3841.1151 | 1962533.498
[10 empty] | 46 | 1962533.498 | 41718.8463 | 3932.4054 | 2008184.7497
[10 empty] | 47 | 2008184.7497 | 41718.8463 | 4023.8786 | 2053927.4745
[10 empty] | 48 | 2053927.4745 | 41718.8463 | 4115.5351 | 2099761.8559
[10 empty] | 49 | 2099761.8559 | 41718.8463 | 4207.3752 | 2145688.0774
[10 empty] | 50 | 2145688.0774 | 41718.8463 | 4299.3994 | 2191706.3231
[10 empty] | 51 | 2191706.3231 | 41718.8463 | 4391.608 | 2237816.7773
[10 empty] | 52 | 2237816.7773 | 41718.8463 | 4484.0013 | 2284019.6249
[10 empty] | 53 | 2284019.6249 | 41718.8463 | 4576.5798 | 2330315.0509
[10 empty] | 54 | 2330315.0509 | 41718.8463 | 4669.3437 | 2376703.2408
[10 empty] | 55 | 2376703.2408 | 41718.8463 | 4762.2936 | 2423184.3807
[10 empty] | 56 | 2423184.3807 | 41718.8463 | 4855.4296 | 2469758.6566
[10 empty] | 57 | 2469758.6566 | 41718.8463 | 4948.7523 | 2516426.2552
[10 empty] | 58 | 2516426.2552 | 41718.8463 | 5042.262 | 2563187.3635
[10 empty] | 59 | 2563187.3635 | 41718.8463 | 5135.9591 | 2610042.1688
[10 empty] | 60 | 2610042.1688 | 41718.8463 | 5229.8439 | 2656990.859
[10 empty] | 61 | 2656990.859 | 41718.8463 | 5323.9169 | 2704033.6222
[10 empty] | 62 | 2704033.6222 | 41718.8463 | 5418.1783 | 2751170.6467
[10 empty] | 63 | 2751170.6467 | 41718.8463 | 5512.6286 | 2798402.1216
[10 empty] | 64 | 2798402.1216 | 41718.8463 | 5607.2682 | 2845728.236
[10 empty] | 65 | 2845728.236 | 41718.8463 | 5702.0973 | 2893149.1796
[10 empty] | 66 | 2893149.1796 | 41718.8463 | 5797.1166 | 2940665.1424
[10 empty] | 67 | 2940665.1424 | 41718.8463 | 5892.3262 | 2988276.3148
[10 empty] | 68 | 2988276.3148 | 41718.8463 | 5987.7265 | 3035982.8876
[10 empty] | 69 | 3035982.8876 | 41718.8463 | 6083.3181 | 3083785.0519
[10 empty] | 70 | 3083785.0519 | 41718.8463 | 6179.1011 | 3131682.9993
[10 empty] | 71 | 3131682.9993 | 41718.8463 | 6275.0761 | 3179676.9217
[10 empty] | 72 | 3179676.9217 | 41718.8463 | 6371.2434 | 3227767.0114
[10 empty] | 73 | 3227767.0114 | 41718.8463 | 6467.6034 | 3275953.4611
[10 empty] | 74 | 3275953.4611 | 41718.8463 | 6564.1565 | 3324236.4638
[10 empty] | 75 | 3324236.4638 | 41718.8463 | 6660.9031 | 3372616.2132
[10 empty] | 76 | 3372616.2132 | 41718.8463 | 6757.8435 | 3421092.9029
[10 empty] | 77 | 3421092.9029 | 41718.8463 | 6854.9781 | 3469666.7273
[10 empty] | 78 | 3469666.7273 | 41718.8463 | 6952.3074 | 3518337.8809
[10 empty] | 79 | 3518337.8809 | 41718.8463 | 7049.8317 | 3567106.5589
[10 empty] | 80 | 3567106.5589 | 41718.8463 | 7147.5514 | 3615972.9565
[10 empty] | 81 | 3615972.9565 | 41718.8463 | 7245.4669 | 3664937.2697
[10 empty] | 82 | 3664937.2697 | 41718.8463 | 7343.5786 | 3713999.6946
[10 empty] | 83 | 3713999.6946 | 41718.8463 | 7441.8869 | 3763160.4278
[10 empty] | 84 | 3763160.4278 | 41718.8463 | 7540.3922 | 3812419.6663
[10 empty] | 85 | 3812419.6663 | 41718.8463 | 7639.0949 | 3861777.6075
[10 empty] | 86 | 3861777.6075 | 41718.8463 | 7737.9953 | 3911234.4491
[10 empty] | 87 | 3911234.4491 | 41718.8463 | 7837.094 | 3960790.3893
[10 empty] | 88 | 3960790.3893 | 41718.8463 | 7936.3911 | 4010445.6267
[10 empty] | 89 | 4010445.6267 | 41718.8463 | 8035.8873 | 4060200.3602
[10 empty] | 90 | 4060200.3602 | 41718.8463 | 8135.5828 | 4110054.7893
[10 empty] | 91 | 4110054.7893 | 41718.8463 | 8235.4781 | 4160009.1136
[10 empty] | 92 | 4160009.1136 | 41718.8463 | 8335.5735 | 4210063.5334
[10 empty] | 93 | 4210063.5334 | 41718.8463 | 8435.8695 | 4260218.2492
[10 empty] | 94 | 4260218.2492 | 41718.8463 | 8536.3665 | 4310473.462
[10 empty] | 95 | 4310473.462 | 41718.8463 | 8637.0648 | 4360829.3731
[10 empty] | 96 | 4360829.3731 | 41718.8463 | 8737.965 | 4411286.1843
[10 empty] | 97 | 4411286.1843 | 41718.8463 | 8839.0672 | 4461844.0978
[10 empty] | 98 | 4461844.0978 | 41718.8463 | 8940.3721 | 4512503.3162
[10 empty] | 99 | 4512503.3162 | 41718.8463 | 9041.88 | 4563264.0424
[10 empty] | 100 | 4563264.0424 | 41718.8463 | 9143.5912 | 4614126.4799
[10 empty] | 101 | 4614126.4799 | 41718.8463 | 9245.5063 | 4665090.8325
[10 empty] | 102 | 4665090.8325 | 41718.8463 | 9347.6256 | 4716157.3043
[10 empty] | 103 | 4716157.3043 | 41718.8463 | 9449.9495 | 4767326.1001
[10 empty] | 104 | 4767326.1001 | 41718.8463 | 9552.4784 | 4818597.4247
[10 empty] | 105 | 4818597.4247 | 41718.8463 | 9655.2128 | 4869971.4837
[10 empty] | 106 | 4869971.4837 | 41718.8463 | 9758.153 | 4921448.483
[10 empty] | 107 | 4921448.483 | 41718.8463 | 9861.2995 | 4973028.6287
[10 empty] | 108 | 4973028.6287 | 41718.8463 | 9964.6526 | 5024712.1276
[10 empty] | 109 | 5024712.1276 | 41718.8463 | 10068.2129 | 5076499.1868
[10 empty] | 110 | 5076499.1868 | 41718.8463 | 10171.9806 | 5128390.0137
[10 empty] | 111 | 5128390.0137 | 41718.8463 | 10275.9563 | 5180384.8163
[10 empty] | 112 | 5180384.8163 | 41718.8463 | 10380.1404 | 5232483.8029
[10 empty] | 113 | 5232483.8029 | 41718.8463 | 10484.5331 | 5284687.1823
[10 empty] | 114 | 5284687.1823 | 41718.8463 | 10589.1351 | 5336995.1636
[10 empty] | 115 | 5336995.1636 | 41718.8463 | 10693.9467 | 5389407.9566
[10 empty] | 116 | 5389407.9566 | 41718.8463 | 10798.9682 | 5441925.771
[10 empty] | 117 | 5441925.771 | 41718.8463 | 10904.2002 | 5494548.8175
[10 empty] | 118 | 5494548.8175 | 41718.8463 | 11009.6431 | 5547277.3069
[10 empty] | 119 | 5547277.3069 | 41718.8463 | 11115.2972 | 5600111.4504
[10 empty] | 120 | 5600111.4504 | 41718.8463 | 11221.1631 | 5653051.4598
[10 empty] | 121 | 5653051.4598 | 41718.8463 | 11327.2411 | 5706097.5471
[10 empty] | 122 | 5706097.5471 | 41718.8463 | 11433.5316 | 5759249.9249
[10 empty] | 123 | 5759249.9249 | 41718.8463 | 11540.0351 | 5812508.8063
[10 empty] | 124 | 5812508.8063 | 41718.8463 | 11646.752 | 5865874.4045
[10 empty] | 125 | 5865874.4045 | 41718.8463 | 11753.6827 | 5919346.9336
[10 empty] | 126 | 5919346.9336 | 41718.8463 | 11860.8278 | 5972926.6076
[10 empty] | 127 | 5972926.6076 | 41718.8463 | 11968.1875 | 6026613.6413
[10 empty] | 128 | 6026613.6413 | 41718.8463 | 12075.7623 | 6080408.2498
[10 empty] | 129 | 6080408.2498 | 41718.8463 | 12183.5526 | 6134310.6487
[10 empty] | 130 | 6134310.6487 | 41718.8463 | 12291.559 | 6188321.0539
[10 empty] | 131 | 6188321.0539 | 41718.8463 | 12399.7818 | 6242439.682
[10 empty] | 132 | 6242439.682 | 41718.8463 | 12508.2214 | 6296666.7496
[10 empty] | 133 | 6296666.7496 | 41718.8463 | 12616.8783 | 6351002.4741
[10 empty] | 134 | 6351002.4741 | 41718.8463 | 12725.7529 | 6405447.0733
[10 empty] | 135 | 6405447.0733 | 41718.8463 | 12834.8457 | 6460000.7652
[10 empty] | 136 | 6460000.7652 | 41718.8463 | 12944.1571 | 6514663.7686
[10 empty] | 137 | 6514663.7686 | 41718.8463 | 13053.6875 | 6569436.3023
[10 empty] | 138 | 6569436.3023 | 41718.8463 | 13163.4373 | 6624318.5859
[10 empty] | 139 | 6624318.5859 | 41718.8463 | 13273.4071 | 6679310.8392
[10 empty] | 140 | 6679310.8392 | 41718.8463 | 13383.5973 | 6734413.2828
[10 empty] | 141 | 6734413.2828 | 41718.8463 | 13494.0082 | 6789626.1372
[10 empty] | 142 | 6789626.1372 | 41718.8463 | 13604.6403 | 6844949.6238
[10 empty] | 143 | 6844949.6238 | 41718.8463 | 13715.4942 | 6900383.9643
[10 empty] | 144 | 6900383.9643 | 41718.8463 | 13826.5702 | 6955929.3807
[10 empty] | 145 | 6955929.3807 | 41718.8463 | 13937.8687 | 7011586.0956
[10 empty] | 146 | 7011586.0956 | 41718.8463 | 14049.3902 | 7067354.3321
[10 empty] | 147 | 7067354.3321 | 41718.8463 | 14161.1352 | 7123234.3136
[10 empty] | 148 | 7123234.3136 | 41718.8463 | 14273.1041 | 7179226.264
[10 empty] | 149 | 7179226.264 | 41718.8463 | 14385.2974 | 7235330.4077
[10 empty] | 150 | 7235330.4077 | 41718.8463 | 14497.7155 | 7291546.9694
[10 empty] | 151 | 7291546.9694 | 41718.8463 | 14610.3588 | 7347876.1745
[10 empty] | 152 | 7347876.1745 | 41718.8463 | 14723.2279 | 7404318.2486
[10 empty] | 153 | 7404318.2486 | 41718.8463 | 14836.3231 | 7460873.4179
[10 empty] | 154 | 7460873.4179 | 41718.8463 | 14949.6449 | 7517541.9091
[10 empty] | 155 | 7517541.9091 | 41718.8463 | 15063.1937 | 7574323.9491
[10 empty] | 156 | 7574323.9491 | 41718.8463 | 15176.9702 | 7631219.7655
[10 empty] | 157 | 7631219.7655 | 41718.8463 | 15290.9745 | 7688229.5863
[10 empty] | 158 | 7688229.5863 | 41718.8463 | 15405.2073 | 7745353.6399
[10 empty] | 159 | 7745353.6399 | 41718.8463 | 15519.6691 | 7802592.1552
[10 empty] | 160 | 7802592.1552 | 41718.8463 | 15634.3601 | 7859945.3616
[10 empty] | 161 | 7859945.3616 | 41718.8463 | 15749.281 | 7917413.4888
[10 empty] | 162 | 7917413.4888 | 41718.8463 | 15864.4321 | 7974996.7672
[10 empty] | 163 | 7974996.7672 | 41718.8463 | 15979.814 | 8032695.4275
[10 empty] | 164 | 8032695.4275 | 41718.8463 | 16095.4271 | 8090509.7008
[10 empty] | 165 | 8090509.7008 | 41718.8463 | 16211.2718 | 8148439.8189
[10 empty] | 166 | 8148439.8189 | 41718.8463 | 16327.3486 | 8206486.0138
[10 empty] | 167 | 8206486.0138 | 41718.8463 | 16443.6581 | 8264648.5181
[10 empty] | 168 | 8264648.5181 | 41718.8463 | 16560.2006 | 8322927.5649
[10 empty] | 169 | 8322927.5649 | 41718.8463 | 16676.9766 | 8381323.3878
[10 empty] | 170 | 8381323.3878 | 41718.8463 | 16793.9866 | 8439836.2207
[10 empty] | 171 | 8439836.2207 | 41718.8463 | 16911.2311 | 8498466.298
[10 empty] | 172 | 8498466.298 | 41718.8463 | 17028.7104 | 8557213.8547
[10 empty] | 173 | 8557213.8547 | 41718.8463 | 17146.4252 | 8616079.1262
[10 empty] | 174 | 8616079.1262 | 41718.8463 | 17264.3759 | 8675062.3483
[10 empty] | 175 | 8675062.3483 | 41718.8463 | 17382.5629 | 8734163.7574
[10 empty] | 176 | 8734163.7574 | 41718.8463 | 17500.9867 | 8793383.5904
[10 empty] | 177 | 8793383.5904 | 41718.8463 | 17619.6478 | 8852722.0845
[10 empty] | 178 | 8852722.0845 | 41718.8463 | 17738.5467 | 8912179.4774
[10 empty] | 179 | 8912179.4774 | 41718.8463 | 17857.6838 | 8971756.0074
[10 empty] | 180 | 8971756.0074 | 41718.8463 | 17977.0596 | 9031451.9133
[10 empty] | 181 | 9031451.9133 | 41718.8463 | 18096.6746 | 9091267.4342
[10 empty] | 182 | 9091267.4342 | 41718.8463 | 18216.5293 | 9151202.8098
[10 empty] | 183 | 9151202.8098 | 41718.8463 | 18336.6242 | 9211258.2802
[10 empty] | 184 | 9211258.2802 | 41718.8463 | 18456.9597 | 9271434.0862
[10 empty] | 185 | 9271434.0862 | 41718.8463 | 18577.5363 | 9331730.4688
[10 empty] | 186 | 9331730.4688 | 41718.8463 | 18698.3546 | 9392147.6696
[10 empty] | 187 | 9392147.6696 | 41718.8463 | 18819.4149 | 9452685.9308
[10 empty] | 188 | 9452685.9308 | 41718.8463 | 18940.7178 | 9513345.4948
[10 empty] | 189 | 9513345.4948 | 41718.8463 | 19062.2637 | 9574126.6048
[10 empty] | 190 | 9574126.6048 | 41718.8463 | 19184.0532 | 9635029.5043
[10 empty] | 191 | 9635029.5043 | 41718.8463 | 19306.0867 | 9696054.4373
[10 empty] | 192 | 9696054.4373 | 41718.8463 | 19428.3648 | 9757201.6483
[10 empty] | 193 | 9757201.6483 | 41718.8463 | 19550.8879 | 9818471.3824
[10 empty] | 194 | 9818471.3824 | 41718.8463 | 19673.6564 | 9879863.8851
[10 empty] | 195 | 9879863.8851 | 41718.8463 | 19796.671 | 9941379.4024
[10 empty] | 196 | 9941379.4024 | 41718.8463 | 19919.9321 | 10003018.1807
[10 empty] | 197 | 10003018.1807 | 41718.8463 | 20043.4401 | 10064780.4671
[10 empty] | 198 | 10064780.4671 | 41718.8463 | 20167.1956 | 10126666.5089
[10 empty] | 199 | 10126666.5089 | 41718.8463 | 20291.1991 | 10188676.5543
[10 empty] | 200 | 10188676.5543 | 41718.8463 | 20415.4511 | 10250810.8516
[10 empty] | 201 | 10250810.8516 | 41718.8463 | 20539.952 | 10313069.6499
[10 empty] | 202 | 10313069.6499 | 41718.8463 | 20664.7024 | 10375453.1985
[10 empty] | 203 | 10375453.1985 | 41718.8463 | 20789.7028 | 10437961.7475
[10 empty] | 204 | 10437961.7475 | 41718.8463 | 20914.9536 | 10500595.5474
[10 empty] | 205 | 10500595.5474 | 41718.8463 | 21040.4554 | 10563354.849
[10 empty] | 206 | 10563354.849 | 41718.8463 | 21166.2087 | 10626239.904
[10 empty] | 207 | 10626239.904 | 41718.8463 | 21292.2139 | 10689250.9642
[10 empty] | 208 | 10689250.9642 | 41718.8463 | 21418.4717 | 10752388.2821
[10 empty] | 209 | 10752388.2821 | 41718.8463 | 21544.9824 | 10815652.1107
[10 empty] | 210 | 10815652.1107 | 41718.8463 | 21671.7466 | 10879042.7036
[10 empty] | 211 | 10879042.7036 | 41718.8463 | 21798.7648 | 10942560.3146
[10 empty] | 212 | 10942560.3146 | 41718.8463 | 21926.0375 | 11006205.1984
[10 empty] | 213 | 11006205.1984 | 41718.8463 | 22053.5653 | 11069977.61
[10 empty] | 214 | 11069977.61 | 41718.8463 | 22181.3486 | 11133877.8048
[10 empty] | 215 | 11133877.8048 | 41718.8463 | 22309.3879 | 11197906.039
[10 empty] | 216 | 11197906.039 | 41718.8463 | 22437.6838 | 11262062.569
[10 empty] | 217 | 11262062.569 | 41718.8463 | 22566.2367 | 11326347.6521
[10 empty] | 218 | 11326347.6521 | 41718.8463 | 22695.0473 | 11390761.5456
[10 empty] | 219 | 11390761.5456 | 41718.8463 | 22824.1159 | 11455304.5078
[10 empty] | 220 | 11455304.5078 | 41718.8463 | 22953.4432 | 11519976.7973
[10 empty] | 221 | 11519976.7973 | 41718.8463 | 23083.0296 | 11584778.6731
[10 empty] | 222 | 11584778.6731 | 41718.8463 | 23212.8757 | 11649710.3951
[10 empty] | 223 | 11649710.3951 | 41718.8463 | 23342.9819 | 11714772.2232
[10 empty] | 224 | 11714772.2232 | 41718.8463 | 23473.3488 | 11779964.4183
[10 empty] | 225 | 11779964.4183 | 41718.8463 | 23603.977 | 11845287.2416
[10 empty] | 226 | 11845287.2416 | 41718.8463 | 23734.8669 | 11910740.9548
[10 empty] | 227 | 11910740.9548 | 41718.8463 | 23866.0191 | 11976325.8201
[10 empty] | 228 | 11976325.8201 | 41718.8463 | 23997.4341 | 12042042.1004
[10 empty] | 229 | 12042042.1004 | 41718.8463 | 24129.1123 | 12107890.059
[10 empty] | 230 | 12107890.059 | 41718.8463 | 24261.0545 | 12173869.9598
[10 empty] | 231 | 12173869.9598 | 41718.8463 | 24393.261 | 12239982.0671
[10 empty] | 232 | 12239982.0671 | 41718.8463 | 24525.7324 | 12306226.6457
[10 empty] | 233 | 12306226.6457 | 41718.8463 | 24658.4693 | 12372603.9613
[10 empty] | 234 | 12372603.9613 | 41718.8463 | 24791.4721 | 12439114.2797
[10 empty] | 235 | 12439114.2797 | 41718.8463 | 24924.7415 | 12505757.8674
[10 empty] | 236 | 12505757.8674 | 41718.8463 | 25058.2778 | 12572534.9915
[10 empty] | 237 | 12572534.9915 | 41718.8463 | 25192.0818 | 12639445.9195
[10 empty] | 238 | 12639445.9195 | 41718.8463 | 25326.1538 | 12706490.9196
[10 empty] | 239 | 12706490.9196 | 41718.8463 | 25460.4945 | 12773670.2604
[10 empty] | 240 | 12773670.2604 | 41718.8463 | 25595.1044 | 12840984.211
[10 empty] | 241 | 12840984.211 | 41718.8463 | 25729.984 | 12908433.0413
[10 empty] | 242 | 12908433.0413 | 41718.8463 | 25865.1339 | 12976017.0214
[10 empty] | 243 | 12976017.0214 | 41718.8463 | 26000.5545 | 13043736.4222
[10 empty] | 244 | 13043736.4222 | 41718.8463 | 26136.2466 | 13111591.515
[10 empty] | 245 | 13111591.515 | 41718.8463 | 26272.2105 | 13179582.5718
[10 empty] | 246 | 13179582.5718 | 41718.8463 | 26408.4468 | 13247709.8649
[10 empty] | 247 | 13247709.8649 | 41718.8463 | 26544.9562 | 13315973.6673
[10 empty] | 248 | 13315973.6673 | 41718.8463 | 26681.739 | 13384374.2526
[10 empty] | 249 | 13384374.2526 | 41718.8463 | 26818.796 | 13452911.8948
[10 empty] | 250 | 13452911.8948 | 41718.8463 | 26956.1275 | 13521586.8686
[10 empty] | 251 | 13521586.8686 | 41718.8463 | 27093.7343 | 13590399.4491
[10 empty] | 252 | 13590399.4491 | 41718.8463 | 27231.6167 | 13659349.9121
[10 empty] | 253 | 13659349.9121 | 41718.8463 | 27369.7755 | 13728438.5338
[10 empty] | 254 | 13728438.5338 | 41718.8463 | 27508.2111 | 13797665.5912
[10 empty] | 255 | 13797665.5912 | 41718.8463 | 27646.924 | 13867031.3614
[10 empty] | 256 | 13867031.3614 | 41718.8463 | 27785.9149 | 13936536.1227
[10 empty] | 257 | 13936536.1227 | 41718.8463 | 27925.1844 | 14006180.1533
[10 empty] | 258 | 14006180.1533 | 41718.8463 | 28064.7328 | 14075963.7324
[10 empty] | 259 | 14075963.7324 | 41718.8463 | 28204.5609 | 14145887.1396
[10 empty] | 260 | 14145887.1396 | 41718.8463 | 28344.6692 | 14215950.6551
[10 empty] | 261 | 14215950.6551 | 41718.8463 | 28485.0582 | 14286154.5595
[10 empty] | 262 | 14286154.5595 | 41718.8463 | 28625.7285 | 14356499.1344
[10 empty] | 263 | 14356499.1344 | 41718.8463 | 28766.6807 | 14426984.6614
[10 empty] | 264 | 14426984.6614 | 41718.8463 | 28907.9154 | 14497611.423
[10 empty] | 265 | 14497611.423 | 41718.8463 | 29049.433 | 14568379.7022
[10 empty] | 266 | 14568379.7022 | 41718.8463 | 29191.2341 | 14639289.7826
[10 empty] | 267 | 14639289.7826 | 41718.8463 | 29333.3195 | 14710341.9483
[10 empty] | 268 | 14710341.9483 | 41718.8463 | 29475.6895 | 14781536.484
[10 empty] | 269 | 14781536.484 | 41718.8463 | 29618.3448 | 14852873.675
[10 empty] | 270 | 14852873.675 | 41718.8463 | 29761.2859 | 14924353.8072
[10 empty] | 271 | 14924353.8072 | 41718.8463 | 29904.5134 | 14995977.1669
[10 empty] | 272 | 14995977.1669 | 41718.8463 | 30048.028 | 15067744.0411
[10 empty] | 273 | 15067744.0411 | 41718.8463 | 30191.8301 | 15139654.7174
[10 empty] | 274 | 15139654.7174 | 41718.8463 | 30335.9203 | 15211709.484
[10 empty] | 275 | 15211709.484 | 41718.8463 | 30480.2993 | 15283908.6295
[10 empty] | 276 | 15283908.6295 | 41718.8463 | 30624.9675 | 15356252.4433
[10 empty] | 277 | 15356252.4433 | 41718.8463 | 30769.9257 | 15428741.2153
[10 empty] | 278 | 15428741.2153 | 41718.8463 | 30915.1743 | 15501375.2358
[10 empty] | 279 | 15501375.2358 | 41718.8463 | 31060.7139 | 15574154.796
[10 empty] | 280 | 15574154.796 | 41718.8463 | 31206.5452 | 15647080.1874
[10 empty] | 281 | 15647080.1874 | 41718.8463 | 31352.6686 | 15720151.7023
[10 empty] | 282 | 15720151.7023 | 41718.8463 | 31499.0849 | 15793369.6335
[10 empty] | 283 | 15793369.6335 | 41718.8463 | 31645.7945 | 15866734.2743
[10 empty] | 284 | 15866734.2743 | 41718.8463 | 31792.7982 | 15940245.9187
[10 empty] | 285 | 15940245.9187 | 41718.8463 | 31940.0963 | 16013904.8612
[10 empty] | 286 | 16013904.8612 | 41718.8463 | 32087.6896 | 16087711.3971
[10 empty] | 287 | 16087711.3971 | 41718.8463 | 32235.5787 | 16161665.8221
[10 empty] | 288 | 16161665.8221 | 41718.8463 | 32383.7641 | 16235768.4324
[10 empty] | 289 | 16235768.4324 | 41718.8463 | 32532.2464 | 16310019.5251
[10 empty] | 290 | 16310019.5251 | 41718.8463 | 32681.0262 | 16384419.3975
[10 empty] | 291 | 16384419.3975 | 41718.8463 | 32830.1042 | 16458968.3479
[10 empty] | 292 | 16458968.3479 | 41718.8463 | 32979.4808 | 16533666.675
[10 empty] | 293 | 16533666.675 | 41718.8463 | 33129.1568 | 16608514.678
[10 empty] | 294 | 16608514.678 | 41718.8463 | 33279.1327 | 16683512.657
[10 empty] | 295 | 16683512.657 | 41718.8463 | 33429.4091 | 16758660.9123
[10 empty] | 296 | 16758660.9123 | 41718.8463 | 33579.9866 | 16833959.7451
[10 empty] | 297 | 16833959.7451 | 41718.8463 | 33730.8658 | 16909409.4571
[10 empty] | 298 | 16909409.4571 | 41718.8463 | 33882.0473 | 16985010.3507
[10 empty] | 299 | 16985010.3507 | 41718.8463 | 34033.5318 | 17060762.7288
[10 empty] | 300 | 17060762.7288 | 41718.8463 | 34185.3198 | 17136666.8949
[10 empty] | 301 | 17136666.8949 | 41718.8463 | 34337.412 | 17212723.1531
[10 empty] | 302 | 17212723.1531 | 41718.8463 | 34489.8089 | 17288931.8083
[10 empty] | 303 | 17288931.8083 | 41718.8463 | 34642.5112 | 17365293.1657
[10 empty] | 304 | 17365293.1657 | 41718.8463 | 34795.5194 | 17441807.5314
[10 empty] | 305 | 17441807.5314 | 41718.8463 | 34948.8343 | 17518475.2119
[10 empty] | 306 | 17518475.2119 | 41718.8463 | 35102.4563 | 17595296.5145
[10 empty] | 307 | 17595296.5145 | 41718.8463 | 35256.3862 | 17672271.7469
[10 empty] | 308 | 17672271.7469 | 41718.8463 | 35410.6244 | 17749401.2176
[10 empty] | 309 | 17749401.2176 | 41718.8463 | 35565.1718 | 17826685.2356
[10 empty] | 310 | 17826685.2356 | 41718.8463 | 35720.0288 | 17904124.1107
[10 empty] | 311 | 17904124.1107 | 41718.8463 | 35875.1961 | 17981718.1531
[10 empty] | 312 | 17981718.1531 | 41718.8463 | 36030.6744 | 18059467.6737
[10 empty] | 313 | 18059467.6737 | 41718.8463 | 36186.4641 | 18137372.9841
[10 empty] | 314 | 18137372.9841 | 41718.8463 | 36342.566 | 18215434.3964
[10 empty] | 315 | 18215434.3964 | 41718.8463 | 36498.9808 | 18293652.2234
[10 empty] | 316 | 18293652.2234 | 41718.8463 | 36655.7089 | 18372026.7786
[10 empty] | 317 | 18372026.7786 | 41718.8463 | 36812.7511 | 18450558.3759
[10 empty] | 318 | 18450558.3759 | 41718.8463 | 36970.1079 | 18529247.3301
[10 empty] | 319 | 18529247.3301 | 41718.8463 | 37127.7801 | 18608093.9564
[10 empty] | 320 | 18608093.9564 | 41718.8463 | 37285.7681 | 18687098.5708
[10 empty] | 321 | 18687098.5708 | 41718.8463 | 37444.0728 | 18766261.4898
[10 empty] | 322 | 18766261.4898 | 41718.8463 | 37602.6946 | 18845583.0307
[10 empty] | 323 | 18845583.0307 | 41718.8463 | 37761.6343 | 18925063.5113
[10 empty] | 324 | 18925063.5113 | 41718.8463 | 37920.8925 | 19004703.25
[10 empty] | - | - | - | - | -
[11 empty] | Equals: Amount To Accrue | 13516906.1882 | 5487797.0618 | 19004703.25 | 3.7253e-08

## Little Manatee River Solar
TAMPA ELECTRIC COMPANY | [10 empty] | TAMPA ELECTRIC COMPANY | [11 empty] | FOSSIL-FUELED GENERATING STATIONS
PROJECTED FUTURE DOLLAR DISMANTLEMENT COST BY PLANT | [10 empty] | COMPUTATION OF ANNUAL ACCRUAL | [11 empty] | ESTIMATED FUTURE DOLLAR DISMANTLEMENT COST
| Intitial Cost |  |  |  |  | Cost |  |  |  |  | Little Manatee River Solar | Total | Labor | Mat & Eq | Disposal | Salvage | [12 empty] | Total
| Estimates | Capital | Dismantlement | Cost | Inflation | Estimate in | Start | Inflation | Future |  | Year of Study | 2022 | [13 empty] | Capital | Dismantlement | Accumlated | Future
| Are in ___ | Recovery | Component | Estimate | Compound | 2022 | Year of | Compound | Dollar |  | Capital Recovery Year | 2050 | [11 empty] | Recovery | Study | Recovery | Cost at | Reserve @ 12/31/2021 | Dollar
PLANT | Dollars | Year | Costs | Per Study | Multiplier | Dollars | Expenditure | Multiplier | Cost |  | Cost @ Study Year 2022 | 10424127.326 | 5457195.2471 | 5335882.4996 | 2919473.5965 | -3288424.0172 | [6 empty] | PLANT | Period | Date | Year | Study Date |  | Cost
- | - | - | - | - | - | - | - | - | - |  | Total Future Exp | 20427807.7371 | 11179006.6474 | 10782041.626 | 5111569.3223 | -6644809.8585 | [6 empty] | - | - | - | - | - | - | -
Little Manatee River Solar | 2020 | 2050 | Labor | 5160510 | 1.0575 | 5457195.2471 | 2051 | 2.0485 | 11179006.6474 |  | Amount To Accrue | 20427807.7371 | 11179006.6474 | 10782041.626 | 5111569.3223 | -6644809.8585 | [6 empty] | Little Manatee River Solar | 28 | 2022 | 2050 | 10424127.326 | 0 | 20427807.7371 | 0
|  |  | Materials & Eq | 5042635 | 1.0582 | 5335882.4996 |  | 2.0207 | 10782041.626 |  | PV of Amount to Accrue | 10424127.326 | 5457195.2471 | 5335882.4996 | 2919473.5965 | -3288424.0172
|  |  | Disposal | 2808185 | 1.0396 | 2919473.5965 |  | 1.7509 | 5111569.3223 |  | Capital Recovery Years | 28
|  |  | Salvage | -3107700 | 1.0582 | -3288424.0172 |  | 2.0207 | -6644809.8585 |  | Compound Average Growth | 2.432% | 2.594% | 2.544% | 2.021% | 2.544%
|  |  |  | - |  | - |  |  | - |  | First Year 2022 Accrual | 517261.9688 | 276589.4732 | 268747.8652 | 137549.8919 | -165625.2615
|  |  |  | 9903630 |  | 10424127.326 |  |  | 20427807.7371 |  | - | - | - | - | - | -
[10 empty] | 0 | Reserve @ 12/31/2021 | 0 | 0 | 0 | 0 | 0 | 4-yr Avg | Labor | Mat & Eq | Disposal | Salvage | 0
[10 empty] | 1 | 2022 | 517261.9688 | 276589.4732 | 268747.8652 | 137549.8919 | -165625.2615
[10 empty] | 2 | 2023 | 529839.8521 | 283764.6421 | 275584.9837 | 140329.101 | -169838.8747
[10 empty] | 3 | 2024 | 542726.7685 | 291125.9462 | 282596.043 | 143164.4642 | -174159.6849
[10 empty] | 4 | 2025 | 555930.3792 | 298678.2142 | 289785.4681 | 146057.1162 | -178590.4193 | 536439.7422 | 287539.5689 | 279178.59 | 141775.1433 | -172053.5601 | 0
[10 empty] | 5 | 2026 | 569458.5369 | 306426.4 | 297157.7968 | 149008.2146 | -183133.8745
[10 empty] | 6 | 2027 | 583319.2904 | 314375.586 | 304717.6823 | 152018.9402 | -187792.9181
[10 empty] | 7 | 2028 | 597520.8897 | 322530.9864 | 312469.8962 | 155090.4978 | -192570.4907
[10 empty] | 8 | 2029 | 612071.7908 | 330897.9509 | 320419.3313 | 158224.1165 | -197469.6078 | 590592.6269 | 318557.7308 | 308691.1766 | 153585.4422 | -190241.7228 | 0
[10 empty] | 9 | 2030 | 626980.6614 | 339481.9676 | 328571.0052 | 161421.0503 | -202493.3617
[10 empty] | 10 | 2031 | 642256.3857 | 348288.6674 | 336930.0629 | 164682.5784 | -207644.9231
[10 empty] | 11 | 2032 | 657908.0699 | 357323.8269 | 345501.7805 | 168010.006 | -212927.5435
[10 empty] | 12 | 2033 | 673945.0483 | 366593.3727 | 354291.568 | 171404.6647 | -218344.5571 | 650272.5413 | 352921.9587 | 341323.6041 | 166379.5748 | -210352.5963 | 0
[10 empty] | 13 | 2034 | 690376.8882 | 376103.3852 | 363304.9734 | 174867.9127 | -223899.3831
[10 empty] | 14 | 2035 | 707213.3967 | 385860.1025 | 372547.6856 | 178401.1361 | -229595.5274
[10 empty] | 15 | 2036 | 724464.626 | 395869.9245 | 382025.5384 | 182005.7485 | -235436.5853
[10 empty] | 16 | 2037 | 742140.8799 | 406139.4172 | 391744.5138 | 185683.1925 | -241426.2435 | 716048.9477 | 390993.2074 | 377405.6778 | 180239.4974 | -232589.4349 | 0
[10 empty] | 17 | 2038 | 760252.72 | 416675.3167 | 401710.7462 | 189434.9396 | -247568.2825
[10 empty] | 18 | 2039 | 778810.9724 | 427484.5341 | 411930.526 | 193262.4911 | -253866.5788
[10 empty] | 19 | 2040 | 797826.7342 | 438574.1598 | 422410.3035 | 197167.3787 | -260325.1079
[10 empty] | 20 | 2041 | 817311.3801 | 449951.4679 | 433156.6934 | 201151.1649 | -266947.9461 | 788550.4517 | 433171.3696 | 417302.0673 | 195253.9936 | -257176.9788 | 0
[10 empty] | 21 | 2042 | 837276.5701 | 461623.9214 | 444176.4783 | 205215.4439 | -273739.2735
[10 empty] | 22 | 2043 | 857734.2558 | 473599.1768 | 455476.6136 | 209361.8421 | -280703.3767
[10 empty] | 23 | 2044 | 878696.6884 | 485885.0893 | 467064.2316 | 213592.0186 | -287844.6512
[10 empty] | 24 | 2045 | 900176.426 | 498489.7178 | 478946.6461 | 217907.6663 | -295167.6043 | 868470.9851 | 479899.4763 | 461415.9924 | 211519.2427 | -284363.7264 | 0
[10 empty] | 25 | 2046 | 922186.3413 | 511421.3304 | 491131.3569 | 222310.5121 | -302676.858
[10 empty] | 26 | 2047 | 944739.6298 | 524688.4095 | 503626.0545 | 226802.3177 | -310377.152
[10 empty] | 27 | 2048 | 967849.8173 | 538299.6575 | 516438.6253 | 231384.8808 | -318273.3463
[10 empty] | 28 | 2049 | 991530.7691 | 552264.003 | 529577.1561 | 236060.035 | -326370.425 | 956576.6394 | 531668.3501 | 510193.2982 | 229139.4364 | -314424.4453 | 0
[10 empty] | 29 | 2050 | 0 | 0 | 0 | 0 | 0
[10 empty] | 30 | 2051 | 0 | 0 | 0 | 0 | 0
[10 empty] | 31 | 2052 | 0 | 0 | 0 | 0 | 0
[10 empty] | 32 | 2053 | 0 | 0 | 0 | 0 | 0
[11 empty] | - | - | - | - | - | -
[11 empty] | Equals: Amount To Accrue | 20427807.7371 | 11179006.6474 | 10782041.626 | 5111569.3223 | -6644809.8585
[12 empty] | 0 | 0 | 0 | 7.4506e-09 | 0 | 0
[11 empty] | Earnings Rate | 2.432%
[11 empty] | Monthly Rate | 0.2004%
[11 empty] | Amount To Accrue | 20427807.7371
[11 empty] | PV of Amount to Accrue | 10424127.326
[11 empty] | Months to Accrue | 336
[11 empty] | Monthly Amount | 42664.482
[11 empty] | - | - | - | -
[10 empty] | 1 | 0 | 42664.482 | 0 | 42664.482
[10 empty] | 2 | 42664.482 | 42664.482 | 85.5128 | 85414.4768
[10 empty] | 3 | 85414.4768 | 42664.482 | 171.1971 | 128250.1559
[10 empty] | 4 | 128250.1559 | 42664.482 | 257.053 | 171171.6909
[10 empty] | 5 | 171171.6909 | 42664.482 | 343.0811 | 214179.254
[10 empty] | 6 | 214179.254 | 42664.482 | 429.2815 | 257273.0175
[10 empty] | 7 | 257273.0175 | 42664.482 | 515.6548 | 300453.1543
[10 empty] | 8 | 300453.1543 | 42664.482 | 602.2012 | 343719.8374
[10 empty] | 9 | 343719.8374 | 42664.482 | 688.921 | 387073.2404
[10 empty] | 10 | 387073.2404 | 42664.482 | 775.8146 | 430513.537
[10 empty] | 11 | 430513.537 | 42664.482 | 862.8824 | 474040.9015
[10 empty] | 12 | 474040.9015 | 42664.482 | 950.1248 | 517655.5082
[10 empty] | 13 | 517655.5082 | 42664.482 | 1037.5419 | 561357.5321
[10 empty] | 14 | 561357.5321 | 42664.482 | 1125.1343 | 605147.1485
[10 empty] | 15 | 605147.1485 | 42664.482 | 1212.9023 | 649024.5327
[10 empty] | 16 | 649024.5327 | 42664.482 | 1300.8461 | 692989.8608
[10 empty] | 17 | 692989.8608 | 42664.482 | 1388.9663 | 737043.3091
[10 empty] | 18 | 737043.3091 | 42664.482 | 1477.263 | 781185.0541
[10 empty] | 19 | 781185.0541 | 42664.482 | 1565.7367 | 825415.2729
[10 empty] | 20 | 825415.2729 | 42664.482 | 1654.3878 | 869734.1426
[10 empty] | 21 | 869734.1426 | 42664.482 | 1743.2165 | 914141.8412
[10 empty] | 22 | 914141.8412 | 42664.482 | 1832.2233 | 958638.5465
[10 empty] | 23 | 958638.5465 | 42664.482 | 1921.4085 | 1003224.437
[10 empty] | 24 | 1003224.437 | 42664.482 | 2010.7724 | 1047899.6914
[10 empty] | 25 | 1047899.6914 | 42664.482 | 2100.3155 | 1092664.4888
[10 empty] | 26 | 1092664.4888 | 42664.482 | 2190.038 | 1137519.0088
[10 empty] | 27 | 1137519.0088 | 42664.482 | 2279.9403 | 1182463.4311
[10 empty] | 28 | 1182463.4311 | 42664.482 | 2370.0229 | 1227497.936
[10 empty] | 29 | 1227497.936 | 42664.482 | 2460.286 | 1272622.7039
[10 empty] | 30 | 1272622.7039 | 42664.482 | 2550.73 | 1317837.9159
[10 empty] | 31 | 1317837.9159 | 42664.482 | 2641.3552 | 1363143.7531
[10 empty] | 32 | 1363143.7531 | 42664.482 | 2732.1622 | 1408540.3973
[10 empty] | 33 | 1408540.3973 | 42664.482 | 2823.1511 | 1454028.0304
[10 empty] | 34 | 1454028.0304 | 42664.482 | 2914.3224 | 1499606.8348
[10 empty] | 35 | 1499606.8348 | 42664.482 | 3005.6764 | 1545276.9932
[10 empty] | 36 | 1545276.9932 | 42664.482 | 3097.2136 | 1591038.6888
[10 empty] | 37 | 1591038.6888 | 42664.482 | 3188.9342 | 1636892.105
[10 empty] | 38 | 1636892.105 | 42664.482 | 3280.8386 | 1682837.4256
[10 empty] | 39 | 1682837.4256 | 42664.482 | 3372.9273 | 1728874.8349
[10 empty] | 40 | 1728874.8349 | 42664.482 | 3465.2005 | 1775004.5174
[10 empty] | 41 | 1775004.5174 | 42664.482 | 3557.6587 | 1821226.6581
[10 empty] | 42 | 1821226.6581 | 42664.482 | 3650.3022 | 1867541.4422
[10 empty] | 43 | 1867541.4422 | 42664.482 | 3743.1313 | 1913949.0556
[10 empty] | 44 | 1913949.0556 | 42664.482 | 3836.1466 | 1960449.6841
[10 empty] | 45 | 1960449.6841 | 42664.482 | 3929.3482 | 2007043.5143
[10 empty] | 46 | 2007043.5143 | 42664.482 | 4022.7367 | 2053730.733
[10 empty] | 47 | 2053730.733 | 42664.482 | 4116.3123 | 2100511.5273
[10 empty] | 48 | 2100511.5273 | 42664.482 | 4210.0755 | 2147386.0848
[10 empty] | 49 | 2147386.0848 | 42664.482 | 4304.0266 | 2194354.5935
[10 empty] | 50 | 2194354.5935 | 42664.482 | 4398.1661 | 2241417.2415
[10 empty] | 51 | 2241417.2415 | 42664.482 | 4492.4942 | 2288574.2177
[10 empty] | 52 | 2288574.2177 | 42664.482 | 4587.0114 | 2335825.7111
[10 empty] | 53 | 2335825.7111 | 42664.482 | 4681.718 | 2383171.9111
[10 empty] | 54 | 2383171.9111 | 42664.482 | 4776.6145 | 2430613.0076
[10 empty] | 55 | 2430613.0076 | 42664.482 | 4871.7011 | 2478149.1907
[10 empty] | 56 | 2478149.1907 | 42664.482 | 4966.9783 | 2525780.651
[10 empty] | 57 | 2525780.651 | 42664.482 | 5062.4465 | 2573507.5795
[10 empty] | 58 | 2573507.5795 | 42664.482 | 5158.1061 | 2621330.1676
[10 empty] | 59 | 2621330.1676 | 42664.482 | 5253.9573 | 2669248.6069
[10 empty] | 60 | 2669248.6069 | 42664.482 | 5350.0007 | 2717263.0896
[10 empty] | 61 | 2717263.0896 | 42664.482 | 5446.2366 | 2765373.8082
[10 empty] | 62 | 2765373.8082 | 42664.482 | 5542.6654 | 2813580.9556
[10 empty] | 63 | 2813580.9556 | 42664.482 | 5639.2875 | 2861884.7251
[10 empty] | 64 | 2861884.7251 | 42664.482 | 5736.1032 | 2910285.3102
[10 empty] | 65 | 2910285.3102 | 42664.482 | 5833.1129 | 2958782.9052
[10 empty] | 66 | 2958782.9052 | 42664.482 | 5930.3171 | 3007377.7043
[10 empty] | 67 | 3007377.7043 | 42664.482 | 6027.7161 | 3056069.9024
[10 empty] | 68 | 3056069.9024 | 42664.482 | 6125.3104 | 3104859.6948
[10 empty] | 69 | 3104859.6948 | 42664.482 | 6223.1002 | 3153747.277
[10 empty] | 70 | 3153747.277 | 42664.482 | 6321.0861 | 3202732.8451
[10 empty] | 71 | 3202732.8451 | 42664.482 | 6419.2683 | 3251816.5954
[10 empty] | 72 | 3251816.5954 | 42664.482 | 6517.6474 | 3300998.7248
[10 empty] | 73 | 3300998.7248 | 42664.482 | 6616.2236 | 3350279.4304
[10 empty] | 74 | 3350279.4304 | 42664.482 | 6714.9974 | 3399658.9098
[10 empty] | 75 | 3399658.9098 | 42664.482 | 6813.9691 | 3449137.3609
[10 empty] | 76 | 3449137.3609 | 42664.482 | 6913.1393 | 3498714.9822
[10 empty] | 77 | 3498714.9822 | 42664.482 | 7012.5082 | 3548391.9724
[10 empty] | 78 | 3548391.9724 | 42664.482 | 7112.0763 | 3598168.5306
[10 empty] | 79 | 3598168.5306 | 42664.482 | 7211.8439 | 3648044.8565
[10 empty] | 80 | 3648044.8565 | 42664.482 | 7311.8115 | 3698021.15
[10 empty] | 81 | 3698021.15 | 42664.482 | 7411.9795 | 3748097.6115
[10 empty] | 82 | 3748097.6115 | 42664.482 | 7512.3482 | 3798274.4417
[10 empty] | 83 | 3798274.4417 | 42664.482 | 7612.9181 | 3848551.8418
[10 empty] | 84 | 3848551.8418 | 42664.482 | 7713.6896 | 3898930.0134
[10 empty] | 85 | 3898930.0134 | 42664.482 | 7814.663 | 3949409.1584
[10 empty] | 86 | 3949409.1584 | 42664.482 | 7915.8389 | 3999989.4793
[10 empty] | 87 | 3999989.4793 | 42664.482 | 8017.2175 | 4050671.1788
[10 empty] | 88 | 4050671.1788 | 42664.482 | 8118.7993 | 4101454.4601
[10 empty] | 89 | 4101454.4601 | 42664.482 | 8220.5847 | 4152339.5268
[10 empty] | 90 | 4152339.5268 | 42664.482 | 8322.5742 | 4203326.583
[10 empty] | 91 | 4203326.583 | 42664.482 | 8424.768 | 4254415.833
[10 empty] | 92 | 4254415.833 | 42664.482 | 8527.1667 | 4305607.4817
[10 empty] | 93 | 4305607.4817 | 42664.482 | 8629.7706 | 4356901.7343
[10 empty] | 94 | 4356901.7343 | 42664.482 | 8732.5802 | 4408298.7964
[10 empty] | 95 | 4408298.7964 | 42664.482 | 8835.5958 | 4459798.8742
[10 empty] | 96 | 4459798.8742 | 42664.482 | 8938.8179 | 4511402.1741
[10 empty] | 97 | 4511402.1741 | 42664.482 | 9042.2469 | 4563108.903
[10 empty] | 98 | 4563108.903 | 42664.482 | 9145.8832 | 4614919.2682
[10 empty] | 99 | 4614919.2682 | 42664.482 | 9249.7272 | 4666833.4774
[10 empty] | 100 | 4666833.4774 | 42664.482 | 9353.7794 | 4718851.7388
[10 empty] | 101 | 4718851.7388 | 42664.482 | 9458.0401 | 4770974.2608
[10 empty] | 102 | 4770974.2608 | 42664.482 | 9562.5097 | 4823201.2526
[10 empty] | 103 | 4823201.2526 | 42664.482 | 9667.1888 | 4875532.9234
[10 empty] | 104 | 4875532.9234 | 42664.482 | 9772.0777 | 4927969.483
[10 empty] | 105 | 4927969.483 | 42664.482 | 9877.1768 | 4980511.1418
[10 empty] | 106 | 4980511.1418 | 42664.482 | 9982.4865 | 5033158.1103
[10 empty] | 107 | 5033158.1103 | 42664.482 | 10088.0074 | 5085910.5997
[10 empty] | 108 | 5085910.5997 | 42664.482 | 10193.7397 | 5138768.8213
[10 empty] | 109 | 5138768.8213 | 42664.482 | 10299.6839 | 5191732.9873
[10 empty] | 110 | 5191732.9873 | 42664.482 | 10405.8405 | 5244803.3098
[10 empty] | 111 | 5244803.3098 | 42664.482 | 10512.2099 | 5297980.0016
[10 empty] | 112 | 5297980.0016 | 42664.482 | 10618.7924 | 5351263.2761
[10 empty] | 113 | 5351263.2761 | 42664.482 | 10725.5886 | 5404653.3467
[10 empty] | 114 | 5404653.3467 | 42664.482 | 10832.5988 | 5458150.4275
[10 empty] | 115 | 5458150.4275 | 42664.482 | 10939.8236 | 5511754.733
[10 empty] | 116 | 5511754.733 | 42664.482 | 11047.2632 | 5565466.4782
[10 empty] | 117 | 5565466.4782 | 42664.482 | 11154.9182 | 5619285.8784
[10 empty] | 118 | 5619285.8784 | 42664.482 | 11262.7889 | 5673213.1493
[10 empty] | 119 | 5673213.1493 | 42664.482 | 11370.8758 | 5727248.5071
[10 empty] | 120 | 5727248.5071 | 42664.482 | 11479.1794 | 5781392.1685
[10 empty] | 121 | 5781392.1685 | 42664.482 | 11587.7001 | 5835644.3506
[10 empty] | 122 | 5835644.3506 | 42664.482 | 11696.4383 | 5890005.2709
[10 empty] | 123 | 5890005.2709 | 42664.482 | 11805.3944 | 5944475.1473
[10 empty] | 124 | 5944475.1473 | 42664.482 | 11914.5689 | 5999054.1981
[10 empty] | 125 | 5999054.1981 | 42664.482 | 12023.9622 | 6053742.6423
[10 empty] | 126 | 6053742.6423 | 42664.482 | 12133.5748 | 6108540.6991
[10 empty] | 127 | 6108540.6991 | 42664.482 | 12243.4071 | 6163448.5881
[10 empty] | 128 | 6163448.5881 | 42664.482 | 12353.4595 | 6218466.5296
[10 empty] | 129 | 6218466.5296 | 42664.482 | 12463.7325 | 6273594.744
[10 empty] | 130 | 6273594.744 | 42664.482 | 12574.2265 | 6328833.4525
[10 empty] | 131 | 6328833.4525 | 42664.482 | 12684.9419 | 6384182.8764
[10 empty] | 132 | 6384182.8764 | 42664.482 | 12795.8793 | 6439643.2378
[10 empty] | 133 | 6439643.2378 | 42664.482 | 12907.0391 | 6495214.7588
[10 empty] | 134 | 6495214.7588 | 42664.482 | 13018.4216 | 6550897.6624
[10 empty] | 135 | 6550897.6624 | 42664.482 | 13130.0274 | 6606692.1718
[10 empty] | 136 | 6606692.1718 | 42664.482 | 13241.8569 | 6662598.5106
[10 empty] | 137 | 6662598.5106 | 42664.482 | 13353.9105 | 6718616.9031
[10 empty] | 138 | 6718616.9031 | 42664.482 | 13466.1887 | 6774747.5738
[10 empty] | 139 | 6774747.5738 | 42664.482 | 13578.6919 | 6830990.7477
[10 empty] | 140 | 6830990.7477 | 42664.482 | 13691.4207 | 6887346.6503
[10 empty] | 141 | 6887346.6503 | 42664.482 | 13804.3753 | 6943815.5077
[10 empty] | 142 | 6943815.5077 | 42664.482 | 13917.5564 | 7000397.5461
[10 empty] | 143 | 7000397.5461 | 42664.482 | 14030.9643 | 7057092.9924
[10 empty] | 144 | 7057092.9924 | 42664.482 | 14144.5996 | 7113902.0739
[10 empty] | 145 | 7113902.0739 | 42664.482 | 14258.4626 | 7170825.0185
[10 empty] | 146 | 7170825.0185 | 42664.482 | 14372.5538 | 7227862.0542
[10 empty] | 147 | 7227862.0542 | 42664.482 | 14486.8736 | 7285013.4099
[10 empty] | 148 | 7285013.4099 | 42664.482 | 14601.4227 | 7342279.3145
[10 empty] | 149 | 7342279.3145 | 42664.482 | 14716.2013 | 7399659.9978
[10 empty] | 150 | 7399659.9978 | 42664.482 | 14831.2099 | 7457155.6897
[10 empty] | 151 | 7457155.6897 | 42664.482 | 14946.4491 | 7514766.6208
[10 empty] | 152 | 7514766.6208 | 42664.482 | 15061.9192 | 7572493.022
[10 empty] | 153 | 7572493.022 | 42664.482 | 15177.6208 | 7630335.1248
[10 empty] | 154 | 7630335.1248 | 42664.482 | 15293.5543 | 7688293.1611
[10 empty] | 155 | 7688293.1611 | 42664.482 | 15409.7201 | 7746367.3633
[10 empty] | 156 | 7746367.3633 | 42664.482 | 15526.1188 | 7804557.9641
[10 empty] | 157 | 7804557.9641 | 42664.482 | 15642.7508 | 7862865.1969
[10 empty] | 158 | 7862865.1969 | 42664.482 | 15759.6166 | 7921289.2955
[10 empty] | 159 | 7921289.2955 | 42664.482 | 15876.7165 | 7979830.494
[10 empty] | 160 | 7979830.494 | 42664.482 | 15994.0512 | 8038489.0272
[10 empty] | 161 | 8038489.0272 | 42664.482 | 16111.6211 | 8097265.1303
[10 empty] | 162 | 8097265.1303 | 42664.482 | 16229.4266 | 8156159.0389
[10 empty] | 163 | 8156159.0389 | 42664.482 | 16347.4682 | 8215170.9892
[10 empty] | 164 | 8215170.9892 | 42664.482 | 16465.7465 | 8274301.2176
[10 empty] | 165 | 8274301.2176 | 42664.482 | 16584.2618 | 8333549.9614
[10 empty] | 166 | 8333549.9614 | 42664.482 | 16703.0146 | 8392917.458
[10 empty] | 167 | 8392917.458 | 42664.482 | 16822.0054 | 8452403.9454
[10 empty] | 168 | 8452403.9454 | 42664.482 | 16941.2348 | 8512009.6621
[10 empty] | 169 | 8512009.6621 | 42664.482 | 17060.7031 | 8571734.8472
[10 empty] | 170 | 8571734.8472 | 42664.482 | 17180.4108 | 8631579.74
[10 empty] | 171 | 8631579.74 | 42664.482 | 17300.3585 | 8691544.5806
[10 empty] | 172 | 8691544.5806 | 42664.482 | 17420.5466 | 8751629.6092
[10 empty] | 173 | 8751629.6092 | 42664.482 | 17540.9757 | 8811835.0669
[10 empty] | 174 | 8811835.0669 | 42664.482 | 17661.646 | 8872161.1949
[10 empty] | 175 | 8872161.1949 | 42664.482 | 17782.5583 | 8932608.2352
[10 empty] | 176 | 8932608.2352 | 42664.482 | 17903.7129 | 8993176.43
[10 empty] | 177 | 8993176.43 | 42664.482 | 18025.1103 | 9053866.0223
[10 empty] | 178 | 9053866.0223 | 42664.482 | 18146.751 | 9114677.2553
[10 empty] | 179 | 9114677.2553 | 42664.482 | 18268.6355 | 9175610.3728
[10 empty] | 180 | 9175610.3728 | 42664.482 | 18390.7644 | 9236665.6192
[10 empty] | 181 | 9236665.6192 | 42664.482 | 18513.138 | 9297843.2392
[10 empty] | 182 | 9297843.2392 | 42664.482 | 18635.7569 | 9359143.4781
[10 empty] | 183 | 9359143.4781 | 42664.482 | 18758.6216 | 9420566.5817
[10 empty] | 184 | 9420566.5817 | 42664.482 | 18881.7325 | 9482112.7961
[10 empty] | 185 | 9482112.7961 | 42664.482 | 19005.0901 | 9543782.3683
[10 empty] | 186 | 9543782.3683 | 42664.482 | 19128.6951 | 9605575.5453
[10 empty] | 187 | 9605575.5453 | 42664.482 | 19252.5477 | 9667492.5751
[10 empty] | 188 | 9667492.5751 | 42664.482 | 19376.6486 | 9729533.7057
[10 empty] | 189 | 9729533.7057 | 42664.482 | 19500.9983 | 9791699.1859
[10 empty] | 190 | 9791699.1859 | 42664.482 | 19625.5971 | 9853989.2651
[10 empty] | 191 | 9853989.2651 | 42664.482 | 19750.4457 | 9916404.1928
[10 empty] | 192 | 9916404.1928 | 42664.482 | 19875.5446 | 9978944.2194
[10 empty] | 193 | 9978944.2194 | 42664.482 | 20000.8942 | 10041609.5956
[10 empty] | 194 | 10041609.5956 | 42664.482 | 20126.495 | 10104400.5725
[10 empty] | 195 | 10104400.5725 | 42664.482 | 20252.3475 | 10167317.4021
[10 empty] | 196 | 10167317.4021 | 42664.482 | 20378.4524 | 10230360.3364
[10 empty] | 197 | 10230360.3364 | 42664.482 | 20504.8099 | 10293529.6283
[10 empty] | 198 | 10293529.6283 | 42664.482 | 20631.4207 | 10356825.531
[10 empty] | 199 | 10356825.531 | 42664.482 | 20758.2853 | 10420248.2984
[10 empty] | 200 | 10420248.2984 | 42664.482 | 20885.4042 | 10483798.1845
[10 empty] | 201 | 10483798.1845 | 42664.482 | 21012.7778 | 10547475.4444
[10 empty] | 202 | 10547475.4444 | 42664.482 | 21140.4068 | 10611280.3332
[10 empty] | 203 | 10611280.3332 | 42664.482 | 21268.2915 | 10675213.1067
[10 empty] | 204 | 10675213.1067 | 42664.482 | 21396.4326 | 10739274.0213
[10 empty] | 205 | 10739274.0213 | 42664.482 | 21524.8305 | 10803463.3338
[10 empty] | 206 | 10803463.3338 | 42664.482 | 21653.4858 | 10867781.3016
[10 empty] | 207 | 10867781.3016 | 42664.482 | 21782.3989 | 10932228.1825
[10 empty] | 208 | 10932228.1825 | 42664.482 | 21911.5704 | 10996804.2349
[10 empty] | 209 | 10996804.2349 | 42664.482 | 22041.0008 | 11061509.7177
[10 empty] | 210 | 11061509.7177 | 42664.482 | 22170.6906 | 11126344.8903
[10 empty] | 211 | 11126344.8903 | 42664.482 | 22300.6404 | 11191310.0127
[10 empty] | 212 | 11191310.0127 | 42664.482 | 22430.8506 | 11256405.3453
[10 empty] | 213 | 11256405.3453 | 42664.482 | 22561.3218 | 11321631.1491
[10 empty] | 214 | 11321631.1491 | 42664.482 | 22692.0545 | 11386987.6857
[10 empty] | 215 | 11386987.6857 | 42664.482 | 22823.0493 | 11452475.2169
[10 empty] | 216 | 11452475.2169 | 42664.482 | 22954.3066 | 11518094.0055
[10 empty] | 217 | 11518094.0055 | 42664.482 | 23085.8269 | 11583844.3144
[10 empty] | 218 | 11583844.3144 | 42664.482 | 23217.6109 | 11649726.4073
[10 empty] | 219 | 11649726.4073 | 42664.482 | 23349.659 | 11715740.5483
[10 empty] | 220 | 11715740.5483 | 42664.482 | 23481.9718 | 11781887.0021
[10 empty] | 221 | 11781887.0021 | 42664.482 | 23614.5498 | 11848166.0339
[10 empty] | 222 | 11848166.0339 | 42664.482 | 23747.3935 | 11914577.9094
[10 empty] | 223 | 11914577.9094 | 42664.482 | 23880.5034 | 11981122.8948
[10 empty] | 224 | 11981122.8948 | 42664.482 | 24013.8802 | 12047801.257
[10 empty] | 225 | 12047801.257 | 42664.482 | 24147.5243 | 12114613.2633
[10 empty] | 226 | 12114613.2633 | 42664.482 | 24281.4362 | 12181559.1815
[10 empty] | 227 | 12181559.1815 | 42664.482 | 24415.6166 | 12248639.2801
[10 empty] | 228 | 12248639.2801 | 42664.482 | 24550.0659 | 12315853.8279
[10 empty] | 229 | 12315853.8279 | 42664.482 | 24684.7846 | 12383203.0946
[10 empty] | 230 | 12383203.0946 | 42664.482 | 24819.7734 | 12450687.35
[10 empty] | 231 | 12450687.35 | 42664.482 | 24955.0328 | 12518306.8647
[10 empty] | 232 | 12518306.8647 | 42664.482 | 25090.5632 | 12586061.9099
[10 empty] | 233 | 12586061.9099 | 42664.482 | 25226.3653 | 12653952.7572
[10 empty] | 234 | 12653952.7572 | 42664.482 | 25362.4396 | 12721979.6788
[10 empty] | 235 | 12721979.6788 | 42664.482 | 25498.7866 | 12790142.9474
[10 empty] | 236 | 12790142.9474 | 42664.482 | 25635.4069 | 12858442.8363
[10 empty] | 237 | 12858442.8363 | 42664.482 | 25772.301 | 12926879.6193
[10 empty] | 238 | 12926879.6193 | 42664.482 | 25909.4695 | 12995453.5708
[10 empty] | 239 | 12995453.5708 | 42664.482 | 26046.913 | 13064164.9658
[10 empty] | 240 | 13064164.9658 | 42664.482 | 26184.6319 | 13133014.0796
[10 empty] | 241 | 13133014.0796 | 42664.482 | 26322.6268 | 13202001.1884
[10 empty] | 242 | 13202001.1884 | 42664.482 | 26460.8983 | 13271126.5688
[10 empty] | 243 | 13271126.5688 | 42664.482 | 26599.447 | 13340390.4978
[10 empty] | 244 | 13340390.4978 | 42664.482 | 26738.2734 | 13409793.2531
[10 empty] | 245 | 13409793.2531 | 42664.482 | 26877.378 | 13479335.1131
[10 empty] | 246 | 13479335.1131 | 42664.482 | 27016.7614 | 13549016.3565
[10 empty] | 247 | 13549016.3565 | 42664.482 | 27156.4242 | 13618837.2627
[10 empty] | 248 | 13618837.2627 | 42664.482 | 27296.3669 | 13688798.1116
[10 empty] | 249 | 13688798.1116 | 42664.482 | 27436.5901 | 13758899.1837
[10 empty] | 250 | 13758899.1837 | 42664.482 | 27577.0944 | 13829140.76
[10 empty] | 251 | 13829140.76 | 42664.482 | 27717.8802 | 13899523.1223
[10 empty] | 252 | 13899523.1223 | 42664.482 | 27858.9483 | 13970046.5525
[10 empty] | 253 | 13970046.5525 | 42664.482 | 28000.2991 | 14040711.3336
[10 empty] | 254 | 14040711.3336 | 42664.482 | 28141.9332 | 14111517.7488
[10 empty] | 255 | 14111517.7488 | 42664.482 | 28283.8512 | 14182466.0819
[10 empty] | 256 | 14182466.0819 | 42664.482 | 28426.0536 | 14253556.6175
[10 empty] | 257 | 14253556.6175 | 42664.482 | 28568.541 | 14324789.6405
[10 empty] | 258 | 14324789.6405 | 42664.482 | 28711.3141 | 14396165.4366
[10 empty] | 259 | 14396165.4366 | 42664.482 | 28854.3733 | 14467684.2918
[10 empty] | 260 | 14467684.2918 | 42664.482 | 28997.7192 | 14539346.493
[10 empty] | 261 | 14539346.493 | 42664.482 | 29141.3524 | 14611152.3275
[10 empty] | 262 | 14611152.3275 | 42664.482 | 29285.2736 | 14683102.083
[10 empty] | 263 | 14683102.083 | 42664.482 | 29429.4831 | 14755196.0482
[10 empty] | 264 | 14755196.0482 | 42664.482 | 29573.9818 | 14827434.5119
[10 empty] | 265 | 14827434.5119 | 42664.482 | 29718.77 | 14899817.764
[10 empty] | 266 | 14899817.764 | 42664.482 | 29863.8485 | 14972346.0944
[10 empty] | 267 | 14972346.0944 | 42664.482 | 30009.2177 | 15045019.7941
[10 empty] | 268 | 15045019.7941 | 42664.482 | 30154.8783 | 15117839.1544
[10 empty] | 269 | 15117839.1544 | 42664.482 | 30300.8309 | 15190804.4673
[10 empty] | 270 | 15190804.4673 | 42664.482 | 30447.0759 | 15263916.0252
[10 empty] | 271 | 15263916.0252 | 42664.482 | 30593.6141 | 15337174.1214
[10 empty] | 272 | 15337174.1214 | 42664.482 | 30740.446 | 15410579.0494
[10 empty] | 273 | 15410579.0494 | 42664.482 | 30887.5723 | 15484131.1036
[10 empty] | 274 | 15484131.1036 | 42664.482 | 31034.9933 | 15557830.579
[10 empty] | 275 | 15557830.579 | 42664.482 | 31182.7099 | 15631677.7709
[10 empty] | 276 | 15631677.7709 | 42664.482 | 31330.7226 | 15705672.9754
[10 empty] | 277 | 15705672.9754 | 42664.482 | 31479.0319 | 15779816.4893
[10 empty] | 278 | 15779816.4893 | 42664.482 | 31627.6384 | 15854108.6097
[10 empty] | 279 | 15854108.6097 | 42664.482 | 31776.5428 | 15928549.6345
[10 empty] | 280 | 15928549.6345 | 42664.482 | 31925.7457 | 16003139.8622
[10 empty] | 281 | 16003139.8622 | 42664.482 | 32075.2476 | 16077879.5918
[10 empty] | 282 | 16077879.5918 | 42664.482 | 32225.0492 | 16152769.123
[10 empty] | 283 | 16152769.123 | 42664.482 | 32375.151 | 16227808.7559
[10 empty] | 284 | 16227808.7559 | 42664.482 | 32525.5536 | 16302998.7916
[10 empty] | 285 | 16302998.7916 | 42664.482 | 32676.2577 | 16378339.5313
[10 empty] | 286 | 16378339.5313 | 42664.482 | 32827.2639 | 16453831.2772
[10 empty] | 287 | 16453831.2772 | 42664.482 | 32978.5728 | 16529474.332
[10 empty] | 288 | 16529474.332 | 42664.482 | 33130.1849 | 16605268.9988
[10 empty] | 289 | 16605268.9988 | 42664.482 | 33282.1008 | 16681215.5817
[10 empty] | 290 | 16681215.5817 | 42664.482 | 33434.3213 | 16757314.385
[10 empty] | 291 | 16757314.385 | 42664.482 | 33586.8469 | 16833565.7138
[10 empty] | 292 | 16833565.7138 | 42664.482 | 33739.6781 | 16909969.874
[10 empty] | 293 | 16909969.874 | 42664.482 | 33892.8157 | 16986527.1717
[10 empty] | 294 | 16986527.1717 | 42664.482 | 34046.2603 | 17063237.914
[10 empty] | 295 | 17063237.914 | 42664.482 | 34200.0124 | 17140102.4083
[10 empty] | 296 | 17140102.4083 | 42664.482 | 34354.0726 | 17217120.9629
[10 empty] | 297 | 17217120.9629 | 42664.482 | 34508.4416 | 17294293.8866
[10 empty] | 298 | 17294293.8866 | 42664.482 | 34663.1201 | 17371621.4886
[10 empty] | 299 | 17371621.4886 | 42664.482 | 34818.1085 | 17449104.0792
[10 empty] | 300 | 17449104.0792 | 42664.482 | 34973.4076 | 17526741.9688
[10 empty] | 301 | 17526741.9688 | 42664.482 | 35129.018 | 17604535.4688
[10 empty] | 302 | 17604535.4688 | 42664.482 | 35284.9403 | 17682484.8911
[10 empty] | 303 | 17682484.8911 | 42664.482 | 35441.175 | 17760590.5481
[10 empty] | 304 | 17760590.5481 | 42664.482 | 35597.723 | 17838852.7531
[10 empty] | 305 | 17838852.7531 | 42664.482 | 35754.5847 | 17917271.8197
[10 empty] | 306 | 17917271.8197 | 42664.482 | 35911.7608 | 17995848.0625
[10 empty] | 307 | 17995848.0625 | 42664.482 | 36069.2519 | 18074581.7963
[10 empty] | 308 | 18074581.7963 | 42664.482 | 36227.0587 | 18153473.337
[10 empty] | 309 | 18153473.337 | 42664.482 | 36385.1817 | 18232523.0007
[10 empty] | 310 | 18232523.0007 | 42664.482 | 36543.6217 | 18311731.1044
[10 empty] | 311 | 18311731.1044 | 42664.482 | 36702.3793 | 18391097.9657
[10 empty] | 312 | 18391097.9657 | 42664.482 | 36861.4551 | 18470623.9028
[10 empty] | 313 | 18470623.9028 | 42664.482 | 37020.8497 | 18550309.2345
[10 empty] | 314 | 18550309.2345 | 42664.482 | 37180.5637 | 18630154.2802
[10 empty] | 315 | 18630154.2802 | 42664.482 | 37340.5979 | 18710159.3601
[10 empty] | 316 | 18710159.3601 | 42664.482 | 37500.9529 | 18790324.795
[10 empty] | 317 | 18790324.795 | 42664.482 | 37661.6293 | 18870650.9063
[10 empty] | 318 | 18870650.9063 | 42664.482 | 37822.6277 | 18951138.0159
[10 empty] | 319 | 18951138.0159 | 42664.482 | 37983.9487 | 19031786.4467
[10 empty] | 320 | 19031786.4467 | 42664.482 | 38145.5932 | 19112596.5218
[10 empty] | 321 | 19112596.5218 | 42664.482 | 38307.5616 | 19193568.5654
[10 empty] | 322 | 19193568.5654 | 42664.482 | 38469.8546 | 19274702.902
[10 empty] | 323 | 19274702.902 | 42664.482 | 38632.473 | 19355999.857
[10 empty] | 324 | 19355999.857 | 42664.482 | 38795.4172 | 19437459.7562
[10 empty] | 325 | 19437459.7562 | 42664.482 | 38958.6881 | 19519082.9263
[10 empty] | 326 | 19519082.9263 | 42664.482 | 39122.2862 | 19600869.6945
[10 empty] | 327 | 19600869.6945 | 42664.482 | 39286.2122 | 19682820.3887
[10 empty] | 328 | 19682820.3887 | 42664.482 | 39450.4668 | 19764935.3375
[10 empty] | 329 | 19764935.3375 | 42664.482 | 39615.0506 | 19847214.8701
[10 empty] | 330 | 19847214.8701 | 42664.482 | 39779.9642 | 19929659.3163
[10 empty] | 331 | 19929659.3163 | 42664.482 | 39945.2084 | 20012269.0067
[10 empty] | 332 | 20012269.0067 | 42664.482 | 40110.7838 | 20095044.2725
[10 empty] | 333 | 20095044.2725 | 42664.482 | 40276.6911 | 20177985.4456
[10 empty] | 334 | 20177985.4456 | 42664.482 | 40442.9309 | 20261092.8585
[10 empty] | 335 | 20261092.8585 | 42664.482 | 40609.5039 | 20344366.8443
[10 empty] | 336 | 20344366.8443 | 42664.482 | 40776.4107 | 20427807.7371
[10 empty] | - | - | - | - | -
[11 empty] | Equals: Amount To Accrue | 14335265.9503 | 6092541.7867 | 20427807.7371 | 3.3155e-07

## Payne Creek Solar
TAMPA ELECTRIC COMPANY | [10 empty] | TAMPA ELECTRIC COMPANY | [11 empty] | FOSSIL-FUELED GENERATING STATIONS
PROJECTED FUTURE DOLLAR DISMANTLEMENT COST BY PLANT | [10 empty] | COMPUTATION OF ANNUAL ACCRUAL | [11 empty] | ESTIMATED FUTURE DOLLAR DISMANTLEMENT COST
| Intitial Cost |  |  |  |  | Cost |  |  |  |  | Payne Creek Solar | Total | Labor | Mat & Eq | Disposal | Salvage | [12 empty] | Total
| Estimates | Capital | Dismantlement | Cost | Inflation | Estimate in | Start | Inflation | Future |  | Year of Study | 2022 | [13 empty] | Capital | Dismantlement | Accumlated | Future
| Are in ___ | Recovery | Component | Estimate | Compound | 2022 | Year of | Compound | Dollar |  | Capital Recovery Year | 2048 | [11 empty] | Recovery | Study | Recovery | Cost at | Reserve @ 12/31/2021 | Dollar
PLANT | Dollars | Year | Costs | Per Study | Multiplier | Dollars | Expenditure | Multiplier | Cost |  | Cost @ Study Year 2022 | 9856468.3315 | 5203027.175 | 5087152.9087 | 2602765.887 | -3036477.6393 | [6 empty] | PLANT | Period | Date | Year | Study Date |  | Cost
- | - | - | - | - | - | - | - | - | - |  | Total Future Exp | 18471335.4167 | 10117648.2778 | 9806472.8199 | 4400613.258 | -5853398.9389 | [6 empty] | - | - | - | - | - | - | -
Payne Creek Solar | 2020 | 2048 | Labor | 4920160 | 1.0575 | 5203027.175 | 2049 | 1.9446 | 10117648.2778 |  | Amount To Accrue | 18471335.4167 | 10117648.2778 | 9806472.8199 | 4400613.258 | -5853398.9389 | [6 empty] | Payne Creek Solar | 26 | 2022 | 2048 | 9856468.3315 | 0 | 18471335.4167 | 0
|  |  | Materials & Eq | 4807575 | 1.0582 | 5087152.9087 |  | 1.9277 | 9806472.8199 |  | PV of Amount to Accrue | 9856468.3315 | 5203027.175 | 5087152.9087 | 2602765.887 | -3036477.6393
|  |  | Disposal | 2503550 | 1.0396 | 2602765.887 |  | 1.6907 | 4400613.258 |  | Capital Recovery Years | 26
|  |  | Salvage | -2869600 | 1.0582 | -3036477.6393 |  | 1.9277 | -5853398.9389 |  | Compound Average Growth | 2.445% | 2.591% | 2.556% | 2.04% | 2.556%
|  |  |  | - |  | - |  |  | - |  | First Year 2022 Accrual | 516441.8469 | 277515.0948 | 270237.9848 | 129991.4867 | -161302.7194
|  |  |  | 9361685 |  | 9856468.3315 |  |  | 18471335.4167 |  | - | - | - | - | - | -
[10 empty] | 0 | Reserve @ 12/31/2021 | 0 | 0 | 0 | 0 | 0 | 4-yr Avg | Labor | Mat & Eq | Disposal | Salvage | 0
[10 empty] | 1 | 2022 | 516441.8469 | 277515.0948 | 270237.9848 | 129991.4867 | -161302.7194
[10 empty] | 2 | 2023 | 529069.078 | 284705.0732 | 277146.4979 | 132643.8581 | -165426.3512
[10 empty] | 3 | 2024 | 542007.9039 | 292081.3327 | 284231.624 | 135350.3489 | -169655.4018
[10 empty] | 4 | 2025 | 555266.0751 | 299648.6994 | 291497.8782 | 138112.0636 | -173992.5662 | 535696.2259 | 288487.55 | 280778.4962 | 134024.4393 | -167594.2596 | 0
[10 empty] | 5 | 2026 | 568851.5362 | 307412.1247 | 298949.891 | 140930.1287 | -178440.6082
[10 empty] | 6 | 2027 | 582772.431 | 315376.6881 | 306592.4111 | 143805.6943 | -183002.3625
[10 empty] | 7 | 2028 | 597037.107 | 323547.6007 | 314430.3088 | 146739.9334 | -187680.736
[10 empty] | 8 | 2029 | 611654.1211 | 331930.2088 | 322468.5789 | 149734.0433 | -192478.7099 | 590078.7988 | 319566.6556 | 310610.2974 | 145302.4499 | -185400.6042 | 0
[10 empty] | 9 | 2030 | 626632.2445 | 340529.9971 | 330712.3437 | 152789.2456 | -197399.342
[10 empty] | 10 | 2031 | 641980.4681 | 349352.5923 | 339166.8567 | 155906.7869 | -202445.7678
[10 empty] | 11 | 2032 | 657708.0085 | 358403.7671 | 347837.5055 | 159087.939 | -207621.2032
[10 empty] | 12 | 2033 | 673824.3129 | 367689.4435 | 356729.8156 | 162334 | -212928.9463 | 650036.2585 | 353993.95 | 343611.6304 | 157529.4929 | -205098.8148 | 0
[10 empty] | 13 | 2034 | 690339.0656 | 377215.6971 | 365849.4537 | 165646.2943 | -218372.3795
[10 empty] | 14 | 2035 | 707262.1938 | 386988.761 | 375202.2311 | 169026.1732 | -223954.9716
[10 empty] | 15 | 2036 | 724603.8734 | 397015.0295 | 384794.1082 | 172475.0159 | -229680.2802
[10 empty] | 16 | 2037 | 742374.5358 | 407301.0629 | 394631.1973 | 175994.2294 | -235551.9537 | 716144.9172 | 392130.1376 | 380119.2476 | 170785.4282 | -226889.8962 | 0
[10 empty] | 17 | 2038 | 760584.8739 | 417853.5911 | 404719.7672 | 179585.2496 | -241573.7339
[10 empty] | 18 | 2039 | 779245.8489 | 428679.5187 | 415066.2468 | 183249.5417 | -247749.4583
[10 empty] | 19 | 2040 | 798368.697 | 439785.929 | 425677.2296 | 186988.6007 | -254083.0622
[10 empty] | 20 | 2041 | 817964.9364 | 451180.0889 | 436559.4773 | 190803.9522 | -260578.582 | 789041.0891 | 434374.7819 | 420505.6802 | 185156.836 | -250996.2091 | 0
[10 empty] | 21 | 2042 | 838046.3745 | 462869.4535 | 447719.9249 | 194697.1528 | -267240.1567
[10 empty] | 22 | 2043 | 858625.1148 | 474861.6711 | 459165.6843 | 198669.7911 | -274072.0317
[10 empty] | 23 | 2044 | 879713.565 | 487164.5882 | 470904.0495 | 202723.4878 | -281078.5605
[10 empty] | 24 | 2045 | 901324.444 | 499786.2544 | 482942.5007 | 206859.897 | -288264.208 | 869427.3746 | 481170.4918 | 465183.0399 | 200737.5822 | -277663.7392 | 0
[10 empty] | 25 | 2046 | 923470.7904 | 512734.9281 | 495288.7095 | 211080.7062 | -295633.5534
[10 empty] | 26 | 2047 | 946165.9699 | 526019.0815 | 507950.5436 | 215387.6377 | -303191.2929
[10 empty] | 27 | 2048 | 0 | 0 | 0 | 0 | 0
[10 empty] | 28 | 2049 | 0 | 0 | 0 | 0 | 0 | 467409.1901 | 259688.5024 | 250809.8133 | 106617.086 | -149706.2116 | 0
[10 empty] | 29 | 2050 | 0 | 0 | 0 | 0 | 0
[10 empty] | 30 | 2051 | 0 | 0 | 0 | 0 | 0
[10 empty] | 31 | 2052 | 0 | 0 | 0 | 0 | 0
[11 empty] | - | - | - | - | - | -
[11 empty] | Equals: Amount To Accrue | 18471335.4167 | 10117648.2778 | 9806472.8199 | 4400613.258 | -5853398.9389
[12 empty] | 0 | 0 | 0 | 0 | 0 | 0
[11 empty] | Earnings Rate | 2.445%
[11 empty] | Monthly Rate | 0.2015%
[11 empty] | Amount To Accrue | 18471335.4167
[11 empty] | PV of Amount to Accrue | 9856468.3315
[11 empty] | Months to Accrue | 312
[11 empty] | Monthly Amount | 42586.9998
[11 empty] | - | - | - | -
[10 empty] | 1 | 0 | 42586.9998 | 0 | 42586.9998
[10 empty] | 2 | 42586.9998 | 42586.9998 | 85.8189 | 85259.8185
[10 empty] | 3 | 85259.8185 | 42586.9998 | 171.8108 | 128018.6291
[10 empty] | 4 | 128018.6291 | 42586.9998 | 257.9759 | 170863.6049
[10 empty] | 5 | 170863.6049 | 42586.9998 | 344.3147 | 213794.9194
[10 empty] | 6 | 213794.9194 | 42586.9998 | 430.8275 | 256812.7467
[10 empty] | 7 | 256812.7467 | 42586.9998 | 517.5146 | 299917.261
[10 empty] | 8 | 299917.261 | 42586.9998 | 604.3764 | 343108.6372
[10 empty] | 9 | 343108.6372 | 42586.9998 | 691.4132 | 386387.0502
[10 empty] | 10 | 386387.0502 | 42586.9998 | 778.6254 | 429752.6754
[10 empty] | 11 | 429752.6754 | 42586.9998 | 866.0134 | 473205.6886
[10 empty] | 12 | 473205.6886 | 42586.9998 | 953.5774 | 516746.2658
[10 empty] | 13 | 516746.2658 | 42586.9998 | 1041.3179 | 560374.5836
[10 empty] | 14 | 560374.5836 | 42586.9998 | 1129.2353 | 604090.8186
[10 empty] | 15 | 604090.8186 | 42586.9998 | 1217.3298 | 647895.1482
[10 empty] | 16 | 647895.1482 | 42586.9998 | 1305.6018 | 691787.7498
[10 empty] | 17 | 691787.7498 | 42586.9998 | 1394.0517 | 735768.8013
[10 empty] | 18 | 735768.8013 | 42586.9998 | 1482.6798 | 779838.4809
[10 empty] | 19 | 779838.4809 | 42586.9998 | 1571.4865 | 823996.9672
[10 empty] | 20 | 823996.9672 | 42586.9998 | 1660.4722 | 868244.4393
[10 empty] | 21 | 868244.4393 | 42586.9998 | 1749.6372 | 912581.0763
[10 empty] | 22 | 912581.0763 | 42586.9998 | 1838.9819 | 957007.058
[10 empty] | 23 | 957007.058 | 42586.9998 | 1928.5067 | 1001522.5645
[10 empty] | 24 | 1001522.5645 | 42586.9998 | 2018.2118 | 1046127.7761
[10 empty] | 25 | 1046127.7761 | 42586.9998 | 2108.0977 | 1090822.8736
[10 empty] | 26 | 1090822.8736 | 42586.9998 | 2198.1647 | 1135608.0382
[10 empty] | 27 | 1135608.0382 | 42586.9998 | 2288.4133 | 1180483.4513
[10 empty] | 28 | 1180483.4513 | 42586.9998 | 2378.8437 | 1225449.2948
[10 empty] | 29 | 1225449.2948 | 42586.9998 | 2469.4563 | 1270505.7509
[10 empty] | 30 | 1270505.7509 | 42586.9998 | 2560.2515 | 1315653.0023
[10 empty] | 31 | 1315653.0023 | 42586.9998 | 2651.2297 | 1360891.2318
[10 empty] | 32 | 1360891.2318 | 42586.9998 | 2742.3913 | 1406220.6229
[10 empty] | 33 | 1406220.6229 | 42586.9998 | 2833.7365 | 1451641.3592
[10 empty] | 34 | 1451641.3592 | 42586.9998 | 2925.2658 | 1497153.6248
[10 empty] | 35 | 1497153.6248 | 42586.9998 | 3016.9796 | 1542757.6042
[10 empty] | 36 | 1542757.6042 | 42586.9998 | 3108.8781 | 1588453.4822
[10 empty] | 37 | 1588453.4822 | 42586.9998 | 3200.9619 | 1634241.4438
[10 empty] | 38 | 1634241.4438 | 42586.9998 | 3293.2312 | 1680121.6749
[10 empty] | 39 | 1680121.6749 | 42586.9998 | 3385.6865 | 1726094.3611
[10 empty] | 40 | 1726094.3611 | 42586.9998 | 3478.328 | 1772159.689
[10 empty] | 41 | 1772159.689 | 42586.9998 | 3571.1563 | 1818317.8451
[10 empty] | 42 | 1818317.8451 | 42586.9998 | 3664.1716 | 1864569.0165
[10 empty] | 43 | 1864569.0165 | 42586.9998 | 3757.3743 | 1910913.3906
[10 empty] | 44 | 1910913.3906 | 42586.9998 | 3850.7649 | 1957351.1553
[10 empty] | 45 | 1957351.1553 | 42586.9998 | 3944.3437 | 2003882.4988
[10 empty] | 46 | 2003882.4988 | 42586.9998 | 4038.111 | 2050507.6096
[10 empty] | 47 | 2050507.6096 | 42586.9998 | 4132.0673 | 2097226.6768
[10 empty] | 48 | 2097226.6768 | 42586.9998 | 4226.2129 | 2144039.8895
[10 empty] | 49 | 2144039.8895 | 42586.9998 | 4320.5483 | 2190947.4376
[10 empty] | 50 | 2190947.4376 | 42586.9998 | 4415.0737 | 2237949.5111
[10 empty] | 51 | 2237949.5111 | 42586.9998 | 4509.7897 | 2285046.3006
[10 empty] | 52 | 2285046.3006 | 42586.9998 | 4604.6964 | 2332237.9969
[10 empty] | 53 | 2332237.9969 | 42586.9998 | 4699.7945 | 2379524.7912
[10 empty] | 54 | 2379524.7912 | 42586.9998 | 4795.0842 | 2426906.8752
[10 empty] | 55 | 2426906.8752 | 42586.9998 | 4890.5659 | 2474384.4409
[10 empty] | 56 | 2474384.4409 | 42586.9998 | 4986.24 | 2521957.6807
[10 empty] | 57 | 2521957.6807 | 42586.9998 | 5082.1069 | 2569626.7874
[10 empty] | 58 | 2569626.7874 | 42586.9998 | 5178.167 | 2617391.9542
[10 empty] | 59 | 2617391.9542 | 42586.9998 | 5274.4207 | 2665253.3747
[10 empty] | 60 | 2665253.3747 | 42586.9998 | 5370.8683 | 2713211.2428
[10 empty] | 61 | 2713211.2428 | 42586.9998 | 5467.5103 | 2761265.7529
[10 empty] | 62 | 2761265.7529 | 42586.9998 | 5564.347 | 2809417.0998
[10 empty] | 63 | 2809417.0998 | 42586.9998 | 5661.3789 | 2857665.4785
[10 empty] | 64 | 2857665.4785 | 42586.9998 | 5758.6063 | 2906011.0846
[10 empty] | 65 | 2906011.0846 | 42586.9998 | 5856.0297 | 2954454.1141
[10 empty] | 66 | 2954454.1141 | 42586.9998 | 5953.6493 | 3002994.7632
[10 empty] | 67 | 3002994.7632 | 42586.9998 | 6051.4657 | 3051633.2288
[10 empty] | 68 | 3051633.2288 | 42586.9998 | 6149.4792 | 3100369.7078
[10 empty] | 69 | 3100369.7078 | 42586.9998 | 6247.6902 | 3149204.3978
[10 empty] | 70 | 3149204.3978 | 42586.9998 | 6346.0991 | 3198137.4967
[10 empty] | 71 | 3198137.4967 | 42586.9998 | 6444.7063 | 3247169.2029
[10 empty] | 72 | 3247169.2029 | 42586.9998 | 6543.5123 | 3296299.715
[10 empty] | 73 | 3296299.715 | 42586.9998 | 6642.5173 | 3345529.2321
[10 empty] | 74 | 3345529.2321 | 42586.9998 | 6741.7219 | 3394857.9537
[10 empty] | 75 | 3394857.9537 | 42586.9998 | 6841.1263 | 3444286.0799
[10 empty] | 76 | 3444286.0799 | 42586.9998 | 6940.7311 | 3493813.8108
[10 empty] | 77 | 3493813.8108 | 42586.9998 | 7040.5366 | 3543441.3471
[10 empty] | 78 | 3543441.3471 | 42586.9998 | 7140.5432 | 3593168.8901
[10 empty] | 79 | 3593168.8901 | 42586.9998 | 7240.7513 | 3642996.6413
[10 empty] | 80 | 3642996.6413 | 42586.9998 | 7341.1614 | 3692924.8025
[10 empty] | 81 | 3692924.8025 | 42586.9998 | 7441.7738 | 3742953.5761
[10 empty] | 82 | 3742953.5761 | 42586.9998 | 7542.589 | 3793083.1649
[10 empty] | 83 | 3793083.1649 | 42586.9998 | 7643.6073 | 3843313.772
[10 empty] | 84 | 3843313.772 | 42586.9998 | 7744.8292 | 3893645.601
[10 empty] | 85 | 3893645.601 | 42586.9998 | 7846.255 | 3944078.8559
[10 empty] | 86 | 3944078.8559 | 42586.9998 | 7947.8853 | 3994613.741
[10 empty] | 87 | 3994613.741 | 42586.9998 | 8049.7204 | 4045250.4612
[10 empty] | 88 | 4045250.4612 | 42586.9998 | 8151.7606 | 4095989.2216
[10 empty] | 89 | 4095989.2216 | 42586.9998 | 8254.0065 | 4146830.2279
[10 empty] | 90 | 4146830.2279 | 42586.9998 | 8356.4584 | 4197773.6862
[10 empty] | 91 | 4197773.6862 | 42586.9998 | 8459.1168 | 4248819.8028
[10 empty] | 92 | 4248819.8028 | 42586.9998 | 8561.9821 | 4299968.7847
[10 empty] | 93 | 4299968.7847 | 42586.9998 | 8665.0546 | 4351220.8391
[10 empty] | 94 | 4351220.8391 | 42586.9998 | 8768.3349 | 4402576.1738
[10 empty] | 95 | 4402576.1738 | 42586.9998 | 8871.8232 | 4454034.9968
[10 empty] | 96 | 4454034.9968 | 42586.9998 | 8975.5202 | 4505597.5168
[10 empty] | 97 | 4505597.5168 | 42586.9998 | 9079.426 | 4557263.9427
[10 empty] | 98 | 4557263.9427 | 42586.9998 | 9183.5413 | 4609034.4838
[10 empty] | 99 | 4609034.4838 | 42586.9998 | 9287.8664 | 4660909.35
[10 empty] | 100 | 4660909.35 | 42586.9998 | 9392.4017 | 4712888.7515
[10 empty] | 101 | 4712888.7515 | 42586.9998 | 9497.1476 | 4764972.899
[10 empty] | 102 | 4764972.899 | 42586.9998 | 9602.1047 | 4817162.0035
[10 empty] | 103 | 4817162.0035 | 42586.9998 | 9707.2732 | 4869456.2765
[10 empty] | 104 | 4869456.2765 | 42586.9998 | 9812.6537 | 4921855.93
[10 empty] | 105 | 4921855.93 | 42586.9998 | 9918.2465 | 4974361.1763
[10 empty] | 106 | 4974361.1763 | 42586.9998 | 10024.0521 | 5026972.2283
[10 empty] | 107 | 5026972.2283 | 42586.9998 | 10130.071 | 5079689.2991
[10 empty] | 108 | 5079689.2991 | 42586.9998 | 10236.3034 | 5132512.6023
[10 empty] | 109 | 5132512.6023 | 42586.9998 | 10342.75 | 5185442.3521
[10 empty] | 110 | 5185442.3521 | 42586.9998 | 10449.411 | 5238478.7629
[10 empty] | 111 | 5238478.7629 | 42586.9998 | 10556.287 | 5291622.0497
[10 empty] | 112 | 5291622.0497 | 42586.9998 | 10663.3784 | 5344872.4279
[10 empty] | 113 | 5344872.4279 | 42586.9998 | 10770.6855 | 5398230.1132
[10 empty] | 114 | 5398230.1132 | 42586.9998 | 10878.2089 | 5451695.322
[10 empty] | 115 | 5451695.322 | 42586.9998 | 10985.949 | 5505268.2708
[10 empty] | 116 | 5505268.2708 | 42586.9998 | 11093.9062 | 5558949.1768
[10 empty] | 117 | 5558949.1768 | 42586.9998 | 11202.0809 | 5612738.2575
[10 empty] | 118 | 5612738.2575 | 42586.9998 | 11310.4736 | 5666635.7309
[10 empty] | 119 | 5666635.7309 | 42586.9998 | 11419.0848 | 5720641.8155
[10 empty] | 120 | 5720641.8155 | 42586.9998 | 11527.9148 | 5774756.7301
[10 empty] | 121 | 5774756.7301 | 42586.9998 | 11636.9641 | 5828980.6941
[10 empty] | 122 | 5828980.6941 | 42586.9998 | 11746.2332 | 5883313.9271
[10 empty] | 123 | 5883313.9271 | 42586.9998 | 11855.7225 | 5937756.6493
[10 empty] | 124 | 5937756.6493 | 42586.9998 | 11965.4324 | 5992309.0815
[10 empty] | 125 | 5992309.0815 | 42586.9998 | 12075.3634 | 6046971.4447
[10 empty] | 126 | 6046971.4447 | 42586.9998 | 12185.5159 | 6101743.9604
[10 empty] | 127 | 6101743.9604 | 42586.9998 | 12295.8903 | 6156626.8505
[10 empty] | 128 | 6156626.8505 | 42586.9998 | 12406.4873 | 6211620.3376
[10 empty] | 129 | 6211620.3376 | 42586.9998 | 12517.307 | 6266724.6444
[10 empty] | 130 | 6266724.6444 | 42586.9998 | 12628.3501 | 6321939.9944
[10 empty] | 131 | 6321939.9944 | 42586.9998 | 12739.617 | 6377266.6111
[10 empty] | 132 | 6377266.6111 | 42586.9998 | 12851.1081 | 6432704.719
[10 empty] | 133 | 6432704.719 | 42586.9998 | 12962.8238 | 6488254.5426
[10 empty] | 134 | 6488254.5426 | 42586.9998 | 13074.7647 | 6543916.3071
[10 empty] | 135 | 6543916.3071 | 42586.9998 | 13186.9311 | 6599690.2381
[10 empty] | 136 | 6599690.2381 | 42586.9998 | 13299.3236 | 6655576.5615
[10 empty] | 137 | 6655576.5615 | 42586.9998 | 13411.9426 | 6711575.5039
[10 empty] | 138 | 6711575.5039 | 42586.9998 | 13524.7885 | 6767687.2922
[10 empty] | 139 | 6767687.2922 | 42586.9998 | 13637.8618 | 6823912.1538
[10 empty] | 140 | 6823912.1538 | 42586.9998 | 13751.163 | 6880250.3166
[10 empty] | 141 | 6880250.3166 | 42586.9998 | 13864.6925 | 6936702.0088
[10 empty] | 142 | 6936702.0088 | 42586.9998 | 13978.4507 | 6993267.4594
[10 empty] | 143 | 6993267.4594 | 42586.9998 | 14092.4382 | 7049946.8974
[10 empty] | 144 | 7049946.8974 | 42586.9998 | 14206.6554 | 7106740.5527
[10 empty] | 145 | 7106740.5527 | 42586.9998 | 14321.1028 | 7163648.6553
[10 empty] | 146 | 7163648.6553 | 42586.9998 | 14435.7808 | 7220671.4359
[10 empty] | 147 | 7220671.4359 | 42586.9998 | 14550.6899 | 7277809.1256
[10 empty] | 148 | 7277809.1256 | 42586.9998 | 14665.8305 | 7335061.956
[10 empty] | 149 | 7335061.956 | 42586.9998 | 14781.2032 | 7392430.159
[10 empty] | 150 | 7392430.159 | 42586.9998 | 14896.8084 | 7449913.9672
[10 empty] | 151 | 7449913.9672 | 42586.9998 | 15012.6465 | 7507513.6135
[10 empty] | 152 | 7507513.6135 | 42586.9998 | 15128.7181 | 7565229.3314
[10 empty] | 153 | 7565229.3314 | 42586.9998 | 15245.0235 | 7623061.3548
[10 empty] | 154 | 7623061.3548 | 42586.9998 | 15361.5634 | 7681009.918
[10 empty] | 155 | 7681009.918 | 42586.9998 | 15478.338 | 7739075.2558
[10 empty] | 156 | 7739075.2558 | 42586.9998 | 15595.348 | 7797257.6037
[10 empty] | 157 | 7797257.6037 | 42586.9998 | 15712.5938 | 7855557.1973
[10 empty] | 158 | 7855557.1973 | 42586.9998 | 15830.0759 | 7913974.273
[10 empty] | 159 | 7913974.273 | 42586.9998 | 15947.7947 | 7972509.0675
[10 empty] | 160 | 7972509.0675 | 42586.9998 | 16065.7507 | 8031161.818
[10 empty] | 161 | 8031161.818 | 42586.9998 | 16183.9444 | 8089932.7623
[10 empty] | 162 | 8089932.7623 | 42586.9998 | 16302.3763 | 8148822.1384
[10 empty] | 163 | 8148822.1384 | 42586.9998 | 16421.0469 | 8207830.1851
[10 empty] | 164 | 8207830.1851 | 42586.9998 | 16539.9565 | 8266957.1414
[10 empty] | 165 | 8266957.1414 | 42586.9998 | 16659.1059 | 8326203.2471
[10 empty] | 166 | 8326203.2471 | 42586.9998 | 16778.4953 | 8385568.7422
[10 empty] | 167 | 8385568.7422 | 42586.9998 | 16898.1253 | 8445053.8672
[10 empty] | 168 | 8445053.8672 | 42586.9998 | 17017.9963 | 8504658.8634
[10 empty] | 169 | 8504658.8634 | 42586.9998 | 17138.109 | 8564383.9721
[10 empty] | 170 | 8564383.9721 | 42586.9998 | 17258.4636 | 8624229.4356
[10 empty] | 171 | 8624229.4356 | 42586.9998 | 17379.0608 | 8684195.4962
[10 empty] | 172 | 8684195.4962 | 42586.9998 | 17499.9011 | 8744282.3971
[10 empty] | 173 | 8744282.3971 | 42586.9998 | 17620.9848 | 8804490.3817
[10 empty] | 174 | 8804490.3817 | 42586.9998 | 17742.3125 | 8864819.6941
[10 empty] | 175 | 8864819.6941 | 42586.9998 | 17863.8848 | 8925270.5786
[10 empty] | 176 | 8925270.5786 | 42586.9998 | 17985.702 | 8985843.2804
[10 empty] | 177 | 8985843.2804 | 42586.9998 | 18107.7647 | 9046538.0449
[10 empty] | 178 | 9046538.0449 | 42586.9998 | 18230.0733 | 9107355.118
[10 empty] | 179 | 9107355.118 | 42586.9998 | 18352.6285 | 9168294.7463
[10 empty] | 180 | 9168294.7463 | 42586.9998 | 18475.4306 | 9229357.1767
[10 empty] | 181 | 9229357.1767 | 42586.9998 | 18598.4801 | 9290542.6566
[10 empty] | 182 | 9290542.6566 | 42586.9998 | 18721.7777 | 9351851.4341
[10 empty] | 183 | 9351851.4341 | 42586.9998 | 18845.3237 | 9413283.7576
[10 empty] | 184 | 9413283.7576 | 42586.9998 | 18969.1186 | 9474839.876
[10 empty] | 185 | 9474839.876 | 42586.9998 | 19093.163 | 9536520.0388
[10 empty] | 186 | 9536520.0388 | 42586.9998 | 19217.4574 | 9598324.496
[10 empty] | 187 | 9598324.496 | 42586.9998 | 19342.0023 | 9660253.4981
[10 empty] | 188 | 9660253.4981 | 42586.9998 | 19466.7981 | 9722307.296
[10 empty] | 189 | 9722307.296 | 42586.9998 | 19591.8454 | 9784486.1413
[10 empty] | 190 | 9784486.1413 | 42586.9998 | 19717.1447 | 9846790.2858
[10 empty] | 191 | 9846790.2858 | 42586.9998 | 19842.6965 | 9909219.9821
[10 empty] | 192 | 9909219.9821 | 42586.9998 | 19968.5013 | 9971775.4833
[10 empty] | 193 | 9971775.4833 | 42586.9998 | 20094.5596 | 10034457.0427
[10 empty] | 194 | 10034457.0427 | 42586.9998 | 20220.872 | 10097264.9145
[10 empty] | 195 | 10097264.9145 | 42586.9998 | 20347.4389 | 10160199.3532
[10 empty] | 196 | 10160199.3532 | 42586.9998 | 20474.2608 | 10223260.6138
[10 empty] | 197 | 10223260.6138 | 42586.9998 | 20601.3383 | 10286448.9519
[10 empty] | 198 | 10286448.9519 | 42586.9998 | 20728.6719 | 10349764.6236
[10 empty] | 199 | 10349764.6236 | 42586.9998 | 20856.262 | 10413207.8854
[10 empty] | 200 | 10413207.8854 | 42586.9998 | 20984.1093 | 10476778.9946
[10 empty] | 201 | 10476778.9946 | 42586.9998 | 21112.2142 | 10540478.2086
[10 empty] | 202 | 10540478.2086 | 42586.9998 | 21240.5773 | 10604305.7857
[10 empty] | 203 | 10604305.7857 | 42586.9998 | 21369.199 | 10668261.9846
[10 empty] | 204 | 10668261.9846 | 42586.9998 | 21498.08 | 10732347.0644
[10 empty] | 205 | 10732347.0644 | 42586.9998 | 21627.2206 | 10796561.2848
[10 empty] | 206 | 10796561.2848 | 42586.9998 | 21756.6215 | 10860904.9061
[10 empty] | 207 | 10860904.9061 | 42586.9998 | 21886.2831 | 10925378.189
[10 empty] | 208 | 10925378.189 | 42586.9998 | 22016.206 | 10989981.3948
[10 empty] | 209 | 10989981.3948 | 42586.9998 | 22146.3908 | 11054714.7854
[10 empty] | 210 | 11054714.7854 | 42586.9998 | 22276.8379 | 11119578.6231
[10 empty] | 211 | 11119578.6231 | 42586.9998 | 22407.5478 | 11184573.1707
[10 empty] | 212 | 11184573.1707 | 42586.9998 | 22538.5211 | 11249698.6917
[10 empty] | 213 | 11249698.6917 | 42586.9998 | 22669.7584 | 11314955.4499
[10 empty] | 214 | 11314955.4499 | 42586.9998 | 22801.2602 | 11380343.7099
[10 empty] | 215 | 11380343.7099 | 42586.9998 | 22933.0269 | 11445863.7366
[10 empty] | 216 | 11445863.7366 | 42586.9998 | 23065.0592 | 11511515.7956
[10 empty] | 217 | 11511515.7956 | 42586.9998 | 23197.3575 | 11577300.1529
[10 empty] | 218 | 11577300.1529 | 42586.9998 | 23329.9224 | 11643217.0751
[10 empty] | 219 | 11643217.0751 | 42586.9998 | 23462.7545 | 11709266.8294
[10 empty] | 220 | 11709266.8294 | 42586.9998 | 23595.8542 | 11775449.6834
[10 empty] | 221 | 11775449.6834 | 42586.9998 | 23729.2222 | 11841765.9054
[10 empty] | 222 | 11841765.9054 | 42586.9998 | 23862.8589 | 11908215.7641
[10 empty] | 223 | 11908215.7641 | 42586.9998 | 23996.7649 | 11974799.5288
[10 empty] | 224 | 11974799.5288 | 42586.9998 | 24130.9407 | 12041517.4694
[10 empty] | 225 | 12041517.4694 | 42586.9998 | 24265.387 | 12108369.8562
[10 empty] | 226 | 12108369.8562 | 42586.9998 | 24400.1041 | 12175356.9601
[10 empty] | 227 | 12175356.9601 | 42586.9998 | 24535.0928 | 12242479.0527
[10 empty] | 228 | 12242479.0527 | 42586.9998 | 24670.3534 | 12309736.4059
[10 empty] | 229 | 12309736.4059 | 42586.9998 | 24805.8867 | 12377129.2924
[10 empty] | 230 | 12377129.2924 | 42586.9998 | 24941.693 | 12444657.9852
[10 empty] | 231 | 12444657.9852 | 42586.9998 | 25077.773 | 12512322.758
[10 empty] | 232 | 12512322.758 | 42586.9998 | 25214.1272 | 12580123.8851
[10 empty] | 233 | 12580123.8851 | 42586.9998 | 25350.7563 | 12648061.6411
[10 empty] | 234 | 12648061.6411 | 42586.9998 | 25487.6606 | 12716136.3015
[10 empty] | 235 | 12716136.3015 | 42586.9998 | 25624.8408 | 12784348.1422
[10 empty] | 236 | 12784348.1422 | 42586.9998 | 25762.2975 | 12852697.4394
[10 empty] | 237 | 12852697.4394 | 42586.9998 | 25900.0311 | 12921184.4704
[10 empty] | 238 | 12921184.4704 | 42586.9998 | 26038.0423 | 12989809.5125
[10 empty] | 239 | 12989809.5125 | 42586.9998 | 26176.3316 | 13058572.8439
[10 empty] | 240 | 13058572.8439 | 42586.9998 | 26314.8996 | 13127474.7433
[10 empty] | 241 | 13127474.7433 | 42586.9998 | 26453.7468 | 13196515.49
[10 empty] | 242 | 13196515.49 | 42586.9998 | 26592.8739 | 13265695.3637
[10 empty] | 243 | 13265695.3637 | 42586.9998 | 26732.2812 | 13335014.6447
[10 empty] | 244 | 13335014.6447 | 42586.9998 | 26871.9695 | 13404473.6141
[10 empty] | 245 | 13404473.6141 | 42586.9998 | 27011.9393 | 13474072.5532
[10 empty] | 246 | 13474072.5532 | 42586.9998 | 27152.1912 | 13543811.7442
[10 empty] | 247 | 13543811.7442 | 42586.9998 | 27292.7257 | 13613691.4697
[10 empty] | 248 | 13613691.4697 | 42586.9998 | 27433.5434 | 13683712.0129
[10 empty] | 249 | 13683712.0129 | 42586.9998 | 27574.6448 | 13753873.6575
[10 empty] | 250 | 13753873.6575 | 42586.9998 | 27716.0306 | 13824176.6879
[10 empty] | 251 | 13824176.6879 | 42586.9998 | 27857.7013 | 13894621.3891
[10 empty] | 252 | 13894621.3891 | 42586.9998 | 27999.6575 | 13965208.0464
[10 empty] | 253 | 13965208.0464 | 42586.9998 | 28141.8997 | 14035936.9459
[10 empty] | 254 | 14035936.9459 | 42586.9998 | 28284.4286 | 14106808.3744
[10 empty] | 255 | 14106808.3744 | 42586.9998 | 28427.2447 | 14177822.6189
[10 empty] | 256 | 14177822.6189 | 42586.9998 | 28570.3486 | 14248979.9674
[10 empty] | 257 | 14248979.9674 | 42586.9998 | 28713.7409 | 14320280.7081
[10 empty] | 258 | 14320280.7081 | 42586.9998 | 28857.4222 | 14391725.1301
[10 empty] | 259 | 14391725.1301 | 42586.9998 | 29001.3929 | 14463313.5228
[10 empty] | 260 | 14463313.5228 | 42586.9998 | 29145.6538 | 14535046.1765
[10 empty] | 261 | 14535046.1765 | 42586.9998 | 29290.2054 | 14606923.3817
[10 empty] | 262 | 14606923.3817 | 42586.9998 | 29435.0483 | 14678945.4298
[10 empty] | 263 | 14678945.4298 | 42586.9998 | 29580.1831 | 14751112.6127
[10 empty] | 264 | 14751112.6127 | 42586.9998 | 29725.6103 | 14823425.2228
[10 empty] | 265 | 14823425.2228 | 42586.9998 | 29871.3306 | 14895883.5532
[10 empty] | 266 | 14895883.5532 | 42586.9998 | 30017.3445 | 14968487.8976
[10 empty] | 267 | 14968487.8976 | 42586.9998 | 30163.6527 | 15041238.5501
[10 empty] | 268 | 15041238.5501 | 42586.9998 | 30310.2557 | 15114135.8057
[10 empty] | 269 | 15114135.8057 | 42586.9998 | 30457.1542 | 15187179.9597
[10 empty] | 270 | 15187179.9597 | 42586.9998 | 30604.3486 | 15260371.3081
[10 empty] | 271 | 15260371.3081 | 42586.9998 | 30751.8397 | 15333710.1477
[10 empty] | 272 | 15333710.1477 | 42586.9998 | 30899.628 | 15407196.7755
[10 empty] | 273 | 15407196.7755 | 42586.9998 | 31047.7141 | 15480831.4894
[10 empty] | 274 | 15480831.4894 | 42586.9998 | 31196.0986 | 15554614.5879
[10 empty] | 275 | 15554614.5879 | 42586.9998 | 31344.7822 | 15628546.3699
[10 empty] | 276 | 15628546.3699 | 42586.9998 | 31493.7653 | 15702627.135
[10 empty] | 277 | 15702627.135 | 42586.9998 | 31643.0487 | 15776857.1836
[10 empty] | 278 | 15776857.1836 | 42586.9998 | 31792.6329 | 15851236.8163
[10 empty] | 279 | 15851236.8163 | 42586.9998 | 31942.5186 | 15925766.3347
[10 empty] | 280 | 15925766.3347 | 42586.9998 | 32092.7063 | 16000446.0407
[10 empty] | 281 | 16000446.0407 | 42586.9998 | 32243.1966 | 16075276.2371
[10 empty] | 282 | 16075276.2371 | 42586.9998 | 32393.9902 | 16150257.2271
[10 empty] | 283 | 16150257.2271 | 42586.9998 | 32545.0876 | 16225389.3146
[10 empty] | 284 | 16225389.3146 | 42586.9998 | 32696.4896 | 16300672.804
[10 empty] | 285 | 16300672.804 | 42586.9998 | 32848.1966 | 16376108.0004
[10 empty] | 286 | 16376108.0004 | 42586.9998 | 33000.2094 | 16451695.2096
[10 empty] | 287 | 16451695.2096 | 42586.9998 | 33152.5285 | 16527434.7379
[10 empty] | 288 | 16527434.7379 | 42586.9998 | 33305.1545 | 16603326.8922
[10 empty] | 289 | 16603326.8922 | 42586.9998 | 33458.0881 | 16679371.9801
[10 empty] | 290 | 16679371.9801 | 42586.9998 | 33611.3299 | 16755570.3098
[10 empty] | 291 | 16755570.3098 | 42586.9998 | 33764.8804 | 16831922.19
[10 empty] | 292 | 16831922.19 | 42586.9998 | 33918.7404 | 16908427.9303
[10 empty] | 293 | 16908427.9303 | 42586.9998 | 34072.9105 | 16985087.8406
[10 empty] | 294 | 16985087.8406 | 42586.9998 | 34227.3912 | 17061902.2316
[10 empty] | 295 | 17061902.2316 | 42586.9998 | 34382.1832 | 17138871.4146
[10 empty] | 296 | 17138871.4146 | 42586.9998 | 34537.2872 | 17215995.7017
[10 empty] | 297 | 17215995.7017 | 42586.9998 | 34692.7037 | 17293275.4052
[10 empty] | 298 | 17293275.4052 | 42586.9998 | 34848.4334 | 17370710.8384
[10 empty] | 299 | 17370710.8384 | 42586.9998 | 35004.4769 | 17448302.3152
[10 empty] | 300 | 17448302.3152 | 42586.9998 | 35160.8349 | 17526050.1499
[10 empty] | 301 | 17526050.1499 | 42586.9998 | 35317.508 | 17603954.6577
[10 empty] | 302 | 17603954.6577 | 42586.9998 | 35474.4967 | 17682016.1542
[10 empty] | 303 | 17682016.1542 | 42586.9998 | 35631.8019 | 17760234.9559
[10 empty] | 304 | 17760234.9559 | 42586.9998 | 35789.424 | 17838611.3796
[10 empty] | 305 | 17838611.3796 | 42586.9998 | 35947.3637 | 17917145.7432
[10 empty] | 306 | 17917145.7432 | 42586.9998 | 36105.6217 | 17995838.3647
[10 empty] | 307 | 17995838.3647 | 42586.9998 | 36264.1987 | 18074689.5632
[10 empty] | 308 | 18074689.5632 | 42586.9998 | 36423.0952 | 18153699.6582
[10 empty] | 309 | 18153699.6582 | 42586.9998 | 36582.3119 | 18232868.9699
[10 empty] | 310 | 18232868.9699 | 42586.9998 | 36741.8494 | 18312197.8191
[10 empty] | 311 | 18312197.8191 | 42586.9998 | 36901.7084 | 18391686.5273
[10 empty] | 312 | 18391686.5273 | 42586.9998 | 37061.8896 | 18471335.4167
[10 empty] | - | - | - | - | -
[11 empty] | Equals: Amount To Accrue | 13287143.9418 | 5184191.4748 | 18471335.4167 | -2.1979e-07

## Peace Creek Solar
TAMPA ELECTRIC COMPANY | [10 empty] | TAMPA ELECTRIC COMPANY | [11 empty] | FOSSIL-FUELED GENERATING STATIONS
PROJECTED FUTURE DOLLAR DISMANTLEMENT COST BY PLANT | [10 empty] | COMPUTATION OF ANNUAL ACCRUAL | [11 empty] | ESTIMATED FUTURE DOLLAR DISMANTLEMENT COST
| Intitial Cost |  |  |  |  | Cost |  |  |  |  | Peace Creek Solar | Total | Labor | Mat & Eq | Disposal | Salvage | [12 empty] | Total
| Estimates | Capital | Dismantlement | Cost | Inflation | Estimate in | Start | Inflation | Future |  | Year of Study | 2022 | [13 empty] | Capital | Dismantlement | Accumlated | Future
| Are in ___ | Recovery | Component | Estimate | Compound | 2022 | Year of | Compound | Dollar |  | Capital Recovery Year | 2049 | [11 empty] | Recovery | Study | Recovery | Cost at | Reserve @ 12/31/2021 | Dollar
PLANT | Dollars | Year | Costs | Per Study | Multiplier | Dollars | Expenditure | Multiplier | Cost |  | Cost @ Study Year 2022 | 7052027.1355 | 3948482.758 | 3860784.6032 | 1611754.1076 | -2368994.3333 | [6 empty] | PLANT | Period | Date | Year | Study Date |  | Cost
- | - | - | - | - | - | - | - | - | - |  | Total Future Exp | 13597920.3936 | 7880592.0973 | 7619771.7898 | 2773081.8328 | -4675525.3262 | [6 empty] | - | - | - | - | - | - | -
Peace Creek Solar | 2020 | 2049 | Labor | 3733820 | 1.0575 | 3948482.758 | 2050 | 1.9959 | 7880592.0973 |  | Amount To Accrue | 13597920.3936 | 7880592.0973 | 7619771.7898 | 2773081.8328 | -4675525.3262 | [6 empty] | Peace Creek Solar | 27 | 2022 | 2049 | 7052027.1355 | 0 | 13597920.3936 | 0
|  |  | Materials & Eq | 3648605 | 1.0582 | 3860784.6032 |  | 1.9736 | 7619771.7898 |  | PV of Amount to Accrue | 7052027.1355 | 3948482.758 | 3860784.6032 | 1611754.1076 | -2368994.3333
|  |  | Disposal | 1550315 | 1.0396 | 1611754.1076 |  | 1.7205 | 2773081.8328 |  | Capital Recovery Years | 27
|  |  | Salvage | -2238800 | 1.0582 | -2368994.3333 |  | 1.9736 | -4675525.3262 |  | Compound Average Growth | 2.462% | 2.593% | 2.55% | 2.03% | 2.55%
|  |  |  | - |  | - |  |  | - |  | First Year 2022 Accrual | 360403.3118 | 205159.963 | 199568.5047 | 78130.9522 | -122456.1081
|  |  |  | 6693940 |  | 7052027.1355 |  |  | 13597920.3936 |  | - | - | - | - | - | -
[10 empty] | 0 | Reserve @ 12/31/2021 | 0 | 0 | 0 | 0 | 0 | 4-yr Avg | Labor | Mat & Eq | Disposal | Salvage | 0
[10 empty] | 1 | 2022 | 360403.3118 | 205159.963 | 199568.5047 | 78130.9522 | -122456.1081
[10 empty] | 2 | 2023 | 369274.7326 | 210478.8616 | 204657.5617 | 79717.0851 | -125578.7758
[10 empty] | 3 | 2024 | 378366.3927 | 215935.656 | 209876.3912 | 81335.4179 | -128781.0724
[10 empty] | 4 | 2025 | 387683.7995 | 221533.9211 | 215228.3024 | 82986.6045 | -132065.0285 | 373932.0591 | 213277.1004 | 207332.69 | 80542.5149 | -127220.2462 | 0
[10 empty] | 5 | 2026 | 397232.5988 | 227277.3247 | 220716.6889 | 84671.3117 | -135432.7265
[10 empty] | 6 | 2027 | 407018.5789 | 233169.6297 | 226345.031 | 86390.2201 | -138886.3019
[10 empty] | 7 | 2028 | 417047.6732 | 239214.6962 | 232116.8975 | 88144.0239 | -142427.9444
[10 empty] | 8 | 2029 | 427325.9649 | 245416.4848 | 238035.9483 | 89933.4317 | -146059.8999 | 412156.2039 | 236269.5339 | 229303.6414 | 87284.7468 | -140701.7182 | 0
[10 empty] | 9 | 2030 | 437859.6901 | 251779.0586 | 244105.9367 | 91759.1661 | -149784.4713
[10 empty] | 10 | 2031 | 448655.2419 | 258306.5861 | 250330.7116 | 93621.9647 | -153604.0205
[10 empty] | 11 | 2032 | 459719.1745 | 265003.3438 | 256714.2202 | 95522.5799 | -157520.9693
[10 empty] | 12 | 2033 | 471058.207 | 271873.719 | 263260.5101 | 97461.7793 | -161537.8015 | 454323.0784 | 261740.6769 | 253602.8447 | 94591.3725 | -155611.8156 | 0
[10 empty] | 13 | 2034 | 482679.2277 | 278922.2129 | 269973.7325 | 99440.3464 | -165657.0641
[10 empty] | 14 | 2035 | 494589.2986 | 286153.4434 | 276858.144 | 101459.0803 | -169881.3691
[10 empty] | 15 | 2036 | 506795.6592 | 293572.148 | 283918.1101 | 103518.7963 | -174213.3952
[10 empty] | 16 | 2037 | 519305.7319 | 301183.1872 | 291158.1074 | 105620.3266 | -178655.8893 | 500842.4794 | 289957.7479 | 280477.0235 | 102509.6374 | -172101.9294 | 0
[10 empty] | 17 | 2038 | 532127.1257 | 308991.5471 | 298582.7269 | 107764.52 | -183211.6683
[10 empty] | 18 | 2039 | 545267.6416 | 317002.3437 | 306196.6763 | 109952.2425 | -187883.621
[10 empty] | 19 | 2040 | 558735.2769 | 325220.8251 | 314004.7838 | 112184.3779 | -192674.7099
[10 empty] | 20 | 2041 | 572538.2308 | 333652.3757 | 322012.0004 | 114461.8278 | -197587.9731 | 552167.0687 | 321216.7729 | 310199.0469 | 111090.742 | -190339.4931 | 0
[10 empty] | 21 | 2042 | 586684.909 | 342302.5194 | 330223.4035 | 116785.512 | -202626.5259
[10 empty] | 22 | 2043 | 601183.9291 | 351176.9235 | 338644.1997 | 119156.3693 | -207793.5634
[10 empty] | 23 | 2044 | 616044.1262 | 360281.4019 | 347279.7289 | 121575.3572 | -213092.3619
[10 empty] | 24 | 2045 | 631274.5578 | 369621.9196 | 356135.4666 | 124043.4529 | -218526.2813 | 608796.8805 | 355845.6911 | 343070.6997 | 120390.1729 | -210509.6831 | 0
[10 empty] | 25 | 2046 | 646884.5103 | 379204.596 | 365217.0283 | 126561.6533 | -224098.7673
[10 empty] | 26 | 2047 | 662883.5039 | 389035.7091 | 374530.1725 | 129130.9756 | -229813.3534
[10 empty] | 27 | 2048 | 679281.2991 | 399121.7 | 384080.8048 | 131752.4575 | -235673.6631
[10 empty] | 28 | 2049 | 0 | 0 | 0 | 0 | 0 | 497262.3283 | 291840.5013 | 280957.0014 | 96861.2716 | -172396.446 | 0
[10 empty] | 29 | 2050 | 0 | 0 | 0 | 0 | 0
[10 empty] | 30 | 2051 | 0 | 0 | 0 | 0 | 0
[10 empty] | 31 | 2052 | 0 | 0 | 0 | 0 | 0
[10 empty] | 32 | 2053 | 0 | 0 | 0 | 0 | 0
[11 empty] | - | - | - | - | - | -
[11 empty] | Equals: Amount To Accrue | 13597920.3936 | 7880592.0973 | 7619771.7898 | 2773081.8328 | -4675525.3262
[12 empty] | 0 | 0 | 0 | 0 | 0 | 0
[11 empty] | Earnings Rate | 2.462%
[11 empty] | Monthly Rate | 0.2029%
[11 empty] | Amount To Accrue | 13597920.3936
[11 empty] | PV of Amount to Accrue | 7052027.1355
[11 empty] | Months to Accrue | 324
[11 empty] | Monthly Amount | 29717.6671
[11 empty] | - | - | - | -
[10 empty] | 1 | 0 | 29717.6671 | 0 | 29717.6671
[10 empty] | 2 | 29717.6671 | 29717.6671 | 60.2854 | 59495.6196
[10 empty] | 3 | 59495.6196 | 29717.6671 | 120.693 | 89333.9797
[10 empty] | 4 | 89333.9797 | 29717.6671 | 181.2232 | 119232.8701
[10 empty] | 5 | 119232.8701 | 29717.6671 | 241.8762 | 149192.4134
[10 empty] | 6 | 149192.4134 | 29717.6671 | 302.6522 | 179212.7328
[10 empty] | 7 | 179212.7328 | 29717.6671 | 363.5516 | 209293.9515
[10 empty] | 8 | 209293.9515 | 29717.6671 | 424.5744 | 239436.193
[10 empty] | 9 | 239436.193 | 29717.6671 | 485.7211 | 269639.5812
[10 empty] | 10 | 269639.5812 | 29717.6671 | 546.9918 | 299904.2401
[10 empty] | 11 | 299904.2401 | 29717.6671 | 608.3868 | 330230.294
[10 empty] | 12 | 330230.294 | 29717.6671 | 669.9063 | 360617.8675
[10 empty] | 13 | 360617.8675 | 29717.6671 | 731.5507 | 391067.0852
[10 empty] | 14 | 391067.0852 | 29717.6671 | 793.32 | 421578.0724
[10 empty] | 15 | 421578.0724 | 29717.6671 | 855.2147 | 452150.9543
[10 empty] | 16 | 452150.9543 | 29717.6671 | 917.235 | 482785.8564
[10 empty] | 17 | 482785.8564 | 29717.6671 | 979.3811 | 513482.9046
[10 empty] | 18 | 513482.9046 | 29717.6671 | 1041.6532 | 544242.2249
[10 empty] | 19 | 544242.2249 | 29717.6671 | 1104.0517 | 575063.9437
[10 empty] | 20 | 575063.9437 | 29717.6671 | 1166.5767 | 605948.1875
[10 empty] | 21 | 605948.1875 | 29717.6671 | 1229.2286 | 636895.0832
[10 empty] | 22 | 636895.0832 | 29717.6671 | 1292.0076 | 667904.7579
[10 empty] | 23 | 667904.7579 | 29717.6671 | 1354.9139 | 698977.3389
[10 empty] | 24 | 698977.3389 | 29717.6671 | 1417.9479 | 730112.9539
[10 empty] | 25 | 730112.9539 | 29717.6671 | 1481.1097 | 761311.7307
[10 empty] | 26 | 761311.7307 | 29717.6671 | 1544.3996 | 792573.7974
[10 empty] | 27 | 792573.7974 | 29717.6671 | 1607.818 | 823899.2825
[10 empty] | 28 | 823899.2825 | 29717.6671 | 1671.3649 | 855288.3145
[10 empty] | 29 | 855288.3145 | 29717.6671 | 1735.0408 | 886741.0225
[10 empty] | 30 | 886741.0225 | 29717.6671 | 1798.8459 | 918257.5355
[10 empty] | 31 | 918257.5355 | 29717.6671 | 1862.7804 | 949837.9831
[10 empty] | 32 | 949837.9831 | 29717.6671 | 1926.8446 | 981482.4948
[10 empty] | 33 | 981482.4948 | 29717.6671 | 1991.0388 | 1013191.2007
[10 empty] | 34 | 1013191.2007 | 29717.6671 | 2055.3632 | 1044964.231
[10 empty] | 35 | 1044964.231 | 29717.6671 | 2119.8181 | 1076801.7162
[10 empty] | 36 | 1076801.7162 | 29717.6671 | 2184.4037 | 1108703.787
[10 empty] | 37 | 1108703.787 | 29717.6671 | 2249.1203 | 1140670.5745
[10 empty] | 38 | 1140670.5745 | 29717.6671 | 2313.9683 | 1172702.2099
[10 empty] | 39 | 1172702.2099 | 29717.6671 | 2378.9478 | 1204798.8248
[10 empty] | 40 | 1204798.8248 | 29717.6671 | 2444.0591 | 1236960.551
[10 empty] | 41 | 1236960.551 | 29717.6671 | 2509.3025 | 1269187.5205
[10 empty] | 42 | 1269187.5205 | 29717.6671 | 2574.6782 | 1301479.8659
[10 empty] | 43 | 1301479.8659 | 29717.6671 | 2640.1866 | 1333837.7196
[10 empty] | 44 | 1333837.7196 | 29717.6671 | 2705.8278 | 1366261.2145
[10 empty] | 45 | 1366261.2145 | 29717.6671 | 2771.6022 | 1398750.4839
[10 empty] | 46 | 1398750.4839 | 29717.6671 | 2837.5101 | 1431305.6611
[10 empty] | 47 | 1431305.6611 | 29717.6671 | 2903.5516 | 1463926.8798
[10 empty] | 48 | 1463926.8798 | 29717.6671 | 2969.7271 | 1496614.2741
[10 empty] | 49 | 1496614.2741 | 29717.6671 | 3036.0369 | 1529367.9781
[10 empty] | 50 | 1529367.9781 | 29717.6671 | 3102.4812 | 1562188.1264
[10 empty] | 51 | 1562188.1264 | 29717.6671 | 3169.0603 | 1595074.8538
[10 empty] | 52 | 1595074.8538 | 29717.6671 | 3235.7744 | 1628028.2953
[10 empty] | 53 | 1628028.2953 | 29717.6671 | 3302.6238 | 1661048.5862
[10 empty] | 54 | 1661048.5862 | 29717.6671 | 3369.6089 | 1694135.8623
[10 empty] | 55 | 1694135.8623 | 29717.6671 | 3436.7299 | 1727290.2593
[10 empty] | 56 | 1727290.2593 | 29717.6671 | 3503.987 | 1760511.9134
[10 empty] | 57 | 1760511.9134 | 29717.6671 | 3571.3806 | 1793800.9611
[10 empty] | 58 | 1793800.9611 | 29717.6671 | 3638.9109 | 1827157.5391
[10 empty] | 59 | 1827157.5391 | 29717.6671 | 3706.5781 | 1860581.7843
[10 empty] | 60 | 1860581.7843 | 29717.6671 | 3774.3827 | 1894073.8341
[10 empty] | 61 | 1894073.8341 | 29717.6671 | 3842.3247 | 1927633.8259
[10 empty] | 62 | 1927633.8259 | 29717.6671 | 3910.4047 | 1961261.8977
[10 empty] | 63 | 1961261.8977 | 29717.6671 | 3978.6227 | 1994958.1875
[10 empty] | 64 | 1994958.1875 | 29717.6671 | 4046.9791 | 2028722.8337
[10 empty] | 65 | 2028722.8337 | 29717.6671 | 4115.4742 | 2062555.975
[10 empty] | 66 | 2062555.975 | 29717.6671 | 4184.1082 | 2096457.7504
[10 empty] | 67 | 2096457.7504 | 29717.6671 | 4252.8815 | 2130428.2989
[10 empty] | 68 | 2130428.2989 | 29717.6671 | 4321.7942 | 2164467.7603
[10 empty] | 69 | 2164467.7603 | 29717.6671 | 4390.8468 | 2198576.2742
[10 empty] | 70 | 2198576.2742 | 29717.6671 | 4460.0395 | 2232753.9808
[10 empty] | 71 | 2232753.9808 | 29717.6671 | 4529.3725 | 2267001.0204
[10 empty] | 72 | 2267001.0204 | 29717.6671 | 4598.8461 | 2301317.5336
[10 empty] | 73 | 2301317.5336 | 29717.6671 | 4668.4607 | 2335703.6615
[10 empty] | 74 | 2335703.6615 | 29717.6671 | 4738.2165 | 2370159.5451
[10 empty] | 75 | 2370159.5451 | 29717.6671 | 4808.1139 | 2404685.3261
[10 empty] | 76 | 2404685.3261 | 29717.6671 | 4878.153 | 2439281.1462
[10 empty] | 77 | 2439281.1462 | 29717.6671 | 4948.3342 | 2473947.1476
[10 empty] | 78 | 2473947.1476 | 29717.6671 | 5018.6578 | 2508683.4724
[10 empty] | 79 | 2508683.4724 | 29717.6671 | 5089.124 | 2543490.2635
[10 empty] | 80 | 2543490.2635 | 29717.6671 | 5159.7332 | 2578367.6638
[10 empty] | 81 | 2578367.6638 | 29717.6671 | 5230.4856 | 2613315.8165
[10 empty] | 82 | 2613315.8165 | 29717.6671 | 5301.3815 | 2648334.8652
[10 empty] | 83 | 2648334.8652 | 29717.6671 | 5372.4213 | 2683424.9536
[10 empty] | 84 | 2683424.9536 | 29717.6671 | 5443.6052 | 2718586.2259
[10 empty] | 85 | 2718586.2259 | 29717.6671 | 5514.9334 | 2753818.8264
[10 empty] | 86 | 2753818.8264 | 29717.6671 | 5586.4064 | 2789122.9
[10 empty] | 87 | 2789122.9 | 29717.6671 | 5658.0244 | 2824498.5915
[10 empty] | 88 | 2824498.5915 | 29717.6671 | 5729.7876 | 2859946.0462
[10 empty] | 89 | 2859946.0462 | 29717.6671 | 5801.6965 | 2895465.4098
[10 empty] | 90 | 2895465.4098 | 29717.6671 | 5873.7512 | 2931056.8281
[10 empty] | 91 | 2931056.8281 | 29717.6671 | 5945.952 | 2966720.4473
[10 empty] | 92 | 2966720.4473 | 29717.6671 | 6018.2994 | 3002456.4138
[10 empty] | 93 | 3002456.4138 | 29717.6671 | 6090.7935 | 3038264.8744
[10 empty] | 94 | 3038264.8744 | 29717.6671 | 6163.4347 | 3074145.9762
[10 empty] | 95 | 3074145.9762 | 29717.6671 | 6236.2232 | 3110099.8665
[10 empty] | 96 | 3110099.8665 | 29717.6671 | 6309.1594 | 3146126.693
[10 empty] | 97 | 3146126.693 | 29717.6671 | 6382.2435 | 3182226.6036
[10 empty] | 98 | 3182226.6036 | 29717.6671 | 6455.4759 | 3218399.7467
[10 empty] | 99 | 3218399.7467 | 29717.6671 | 6528.8569 | 3254646.2707
[10 empty] | 100 | 3254646.2707 | 29717.6671 | 6602.3867 | 3290966.3245
[10 empty] | 101 | 3290966.3245 | 29717.6671 | 6676.0657 | 3327360.0573
[10 empty] | 102 | 3327360.0573 | 29717.6671 | 6749.8942 | 3363827.6186
[10 empty] | 103 | 3363827.6186 | 29717.6671 | 6823.8724 | 3400369.1581
[10 empty] | 104 | 3400369.1581 | 29717.6671 | 6898.0007 | 3436984.8259
[10 empty] | 105 | 3436984.8259 | 29717.6671 | 6972.2793 | 3473674.7723
[10 empty] | 106 | 3473674.7723 | 29717.6671 | 7046.7087 | 3510439.1481
[10 empty] | 107 | 3510439.1481 | 29717.6671 | 7121.289 | 3547278.1043
[10 empty] | 108 | 3547278.1043 | 29717.6671 | 7196.0207 | 3584191.7921
[10 empty] | 109 | 3584191.7921 | 29717.6671 | 7270.9039 | 3621180.3631
[10 empty] | 110 | 3621180.3631 | 29717.6671 | 7345.939 | 3658243.9692
[10 empty] | 111 | 3658243.9692 | 29717.6671 | 7421.1264 | 3695382.7628
[10 empty] | 112 | 3695382.7628 | 29717.6671 | 7496.4663 | 3732596.8962
[10 empty] | 113 | 3732596.8962 | 29717.6671 | 7571.959 | 3769886.5223
[10 empty] | 114 | 3769886.5223 | 29717.6671 | 7647.6049 | 3807251.7943
[10 empty] | 115 | 3807251.7943 | 29717.6671 | 7723.4042 | 3844692.8656
[10 empty] | 116 | 3844692.8656 | 29717.6671 | 7799.3573 | 3882209.89
[10 empty] | 117 | 3882209.89 | 29717.6671 | 7875.4644 | 3919803.0216
[10 empty] | 118 | 3919803.0216 | 29717.6671 | 7951.726 | 3957472.4147
[10 empty] | 119 | 3957472.4147 | 29717.6671 | 8028.1423 | 3995218.2241
[10 empty] | 120 | 3995218.2241 | 29717.6671 | 8104.7135 | 4033040.6047
[10 empty] | 121 | 4033040.6047 | 29717.6671 | 8181.4402 | 4070939.712
[10 empty] | 122 | 4070939.712 | 29717.6671 | 8258.3224 | 4108915.7016
[10 empty] | 123 | 4108915.7016 | 29717.6671 | 8335.3606 | 4146968.7293
[10 empty] | 124 | 4146968.7293 | 29717.6671 | 8412.5551 | 4185098.9516
[10 empty] | 125 | 4185098.9516 | 29717.6671 | 8489.9062 | 4223306.5249
[10 empty] | 126 | 4223306.5249 | 29717.6671 | 8567.4143 | 4261591.6063
[10 empty] | 127 | 4261591.6063 | 29717.6671 | 8645.0795 | 4299954.353
[10 empty] | 128 | 4299954.353 | 29717.6671 | 8722.9023 | 4338394.9224
[10 empty] | 129 | 4338394.9224 | 29717.6671 | 8800.883 | 4376913.4725
[10 empty] | 130 | 4376913.4725 | 29717.6671 | 8879.0219 | 4415510.1615
[10 empty] | 131 | 4415510.1615 | 29717.6671 | 8957.3192 | 4454185.1478
[10 empty] | 132 | 4454185.1478 | 29717.6671 | 9035.7754 | 4492938.5904
[10 empty] | 133 | 4492938.5904 | 29717.6671 | 9114.3908 | 4531770.6483
[10 empty] | 134 | 4531770.6483 | 29717.6671 | 9193.1657 | 4570681.4811
[10 empty] | 135 | 4570681.4811 | 29717.6671 | 9272.1003 | 4609671.2485
[10 empty] | 136 | 4609671.2485 | 29717.6671 | 9351.1951 | 4648740.1107
[10 empty] | 137 | 4648740.1107 | 29717.6671 | 9430.4503 | 4687888.2281
[10 empty] | 138 | 4687888.2281 | 29717.6671 | 9509.8663 | 4727115.7615
[10 empty] | 139 | 4727115.7615 | 29717.6671 | 9589.4434 | 4766422.8721
[10 empty] | 140 | 4766422.8721 | 29717.6671 | 9669.182 | 4805809.7212
[10 empty] | 141 | 4805809.7212 | 29717.6671 | 9749.0823 | 4845276.4706
[10 empty] | 142 | 4845276.4706 | 29717.6671 | 9829.1447 | 4884823.2823
[10 empty] | 143 | 4884823.2823 | 29717.6671 | 9909.3695 | 4924450.3189
[10 empty] | 144 | 4924450.3189 | 29717.6671 | 9989.757 | 4964157.743
[10 empty] | 145 | 4964157.743 | 29717.6671 | 10070.3076 | 5003945.7178
[10 empty] | 146 | 5003945.7178 | 29717.6671 | 10151.0216 | 5043814.4065
[10 empty] | 147 | 5043814.4065 | 29717.6671 | 10231.8994 | 5083763.973
[10 empty] | 148 | 5083763.973 | 29717.6671 | 10312.9412 | 5123794.5814
[10 empty] | 149 | 5123794.5814 | 29717.6671 | 10394.1475 | 5163906.3959
[10 empty] | 150 | 5163906.3959 | 29717.6671 | 10475.5184 | 5204099.5815
[10 empty] | 151 | 5204099.5815 | 29717.6671 | 10557.0545 | 5244374.3031
[10 empty] | 152 | 5244374.3031 | 29717.6671 | 10638.7559 | 5284730.7261
[10 empty] | 153 | 5284730.7261 | 29717.6671 | 10720.6231 | 5325169.0163
[10 empty] | 154 | 5325169.0163 | 29717.6671 | 10802.6563 | 5365689.3397
[10 empty] | 155 | 5365689.3397 | 29717.6671 | 10884.856 | 5406291.8629
[10 empty] | 156 | 5406291.8629 | 29717.6671 | 10967.2224 | 5446976.7524
[10 empty] | 157 | 5446976.7524 | 29717.6671 | 11049.7559 | 5487744.1755
[10 empty] | 158 | 5487744.1755 | 29717.6671 | 11132.4569 | 5528594.2994
[10 empty] | 159 | 5528594.2994 | 29717.6671 | 11215.3256 | 5569527.2921
[10 empty] | 160 | 5569527.2921 | 29717.6671 | 11298.3624 | 5610543.3216
[10 empty] | 161 | 5610543.3216 | 29717.6671 | 11381.5676 | 5651642.5564
[10 empty] | 162 | 5651642.5564 | 29717.6671 | 11464.9417 | 5692825.1652
[10 empty] | 163 | 5692825.1652 | 29717.6671 | 11548.4849 | 5734091.3172
[10 empty] | 164 | 5734091.3172 | 29717.6671 | 11632.1975 | 5775441.1818
[10 empty] | 165 | 5775441.1818 | 29717.6671 | 11716.08 | 5816874.929
[10 empty] | 166 | 5816874.929 | 29717.6671 | 11800.1327 | 5858392.7287
[10 empty] | 167 | 5858392.7287 | 29717.6671 | 11884.3558 | 5899994.7517
[10 empty] | 168 | 5899994.7517 | 29717.6671 | 11968.7498 | 5941681.1686
[10 empty] | 169 | 5941681.1686 | 29717.6671 | 12053.315 | 5983452.1507
[10 empty] | 170 | 5983452.1507 | 29717.6671 | 12138.0518 | 6025307.8696
[10 empty] | 171 | 6025307.8696 | 29717.6671 | 12222.9604 | 6067248.4972
[10 empty] | 172 | 6067248.4972 | 29717.6671 | 12308.0413 | 6109274.2057
[10 empty] | 173 | 6109274.2057 | 29717.6671 | 12393.2948 | 6151385.1676
[10 empty] | 174 | 6151385.1676 | 29717.6671 | 12478.7213 | 6193581.556
[10 empty] | 175 | 6193581.556 | 29717.6671 | 12564.321 | 6235863.5442
[10 empty] | 176 | 6235863.5442 | 29717.6671 | 12650.0944 | 6278231.3057
[10 empty] | 177 | 6278231.3057 | 29717.6671 | 12736.0418 | 6320685.0146
[10 empty] | 178 | 6320685.0146 | 29717.6671 | 12822.1635 | 6363224.8453
[10 empty] | 179 | 6363224.8453 | 29717.6671 | 12908.46 | 6405850.9724
[10 empty] | 180 | 6405850.9724 | 29717.6671 | 12994.9315 | 6448563.571
[10 empty] | 181 | 6448563.571 | 29717.6671 | 13081.5784 | 6491362.8166
[10 empty] | 182 | 6491362.8166 | 29717.6671 | 13168.4011 | 6534248.8848
[10 empty] | 183 | 6534248.8848 | 29717.6671 | 13255.4 | 6577221.9519
[10 empty] | 184 | 6577221.9519 | 29717.6671 | 13342.5753 | 6620282.1942
[10 empty] | 185 | 6620282.1942 | 29717.6671 | 13429.9274 | 6663429.7888
[10 empty] | 186 | 6663429.7888 | 29717.6671 | 13517.4568 | 6706664.9127
[10 empty] | 187 | 6706664.9127 | 29717.6671 | 13605.1637 | 6749987.7435
[10 empty] | 188 | 6749987.7435 | 29717.6671 | 13693.0485 | 6793398.4592
[10 empty] | 189 | 6793398.4592 | 29717.6671 | 13781.1117 | 6836897.238
[10 empty] | 190 | 6836897.238 | 29717.6671 | 13869.3534 | 6880484.2585
[10 empty] | 191 | 6880484.2585 | 29717.6671 | 13957.7742 | 6924159.6999
[10 empty] | 192 | 6924159.6999 | 29717.6671 | 14046.3744 | 6967923.7414
[10 empty] | 193 | 6967923.7414 | 29717.6671 | 14135.1543 | 7011776.5628
[10 empty] | 194 | 7011776.5628 | 29717.6671 | 14224.1143 | 7055718.3441
[10 empty] | 195 | 7055718.3441 | 29717.6671 | 14313.2547 | 7099749.266
[10 empty] | 196 | 7099749.266 | 29717.6671 | 14402.576 | 7143869.5091
[10 empty] | 197 | 7143869.5091 | 29717.6671 | 14492.0785 | 7188079.2546
[10 empty] | 198 | 7188079.2546 | 29717.6671 | 14581.7625 | 7232378.6843
[10 empty] | 199 | 7232378.6843 | 29717.6671 | 14671.6285 | 7276767.9799
[10 empty] | 200 | 7276767.9799 | 29717.6671 | 14761.6768 | 7321247.3237
[10 empty] | 201 | 7321247.3237 | 29717.6671 | 14851.9077 | 7365816.8986
[10 empty] | 202 | 7365816.8986 | 29717.6671 | 14942.3217 | 7410476.8874
[10 empty] | 203 | 7410476.8874 | 29717.6671 | 15032.9191 | 7455227.4736
[10 empty] | 204 | 7455227.4736 | 29717.6671 | 15123.7003 | 7500068.8411
[10 empty] | 205 | 7500068.8411 | 29717.6671 | 15214.6657 | 7545001.1738
[10 empty] | 206 | 7545001.1738 | 29717.6671 | 15305.8155 | 7590024.6565
[10 empty] | 207 | 7590024.6565 | 29717.6671 | 15397.1503 | 7635139.474
[10 empty] | 208 | 7635139.474 | 29717.6671 | 15488.6704 | 7680345.8115
[10 empty] | 209 | 7680345.8115 | 29717.6671 | 15580.3762 | 7725643.8548
[10 empty] | 210 | 7725643.8548 | 29717.6671 | 15672.2679 | 7771033.7898
[10 empty] | 211 | 7771033.7898 | 29717.6671 | 15764.3461 | 7816515.803
[10 empty] | 212 | 7816515.803 | 29717.6671 | 15856.6111 | 7862090.0812
[10 empty] | 213 | 7862090.0812 | 29717.6671 | 15949.0632 | 7907756.8115
[10 empty] | 214 | 7907756.8115 | 29717.6671 | 16041.7029 | 7953516.1815
[10 empty] | 215 | 7953516.1815 | 29717.6671 | 16134.5305 | 7999368.3792
[10 empty] | 216 | 7999368.3792 | 29717.6671 | 16227.5464 | 8045313.5927
[10 empty] | 217 | 8045313.5927 | 29717.6671 | 16320.7511 | 8091352.0109
[10 empty] | 218 | 8091352.0109 | 29717.6671 | 16414.1448 | 8137483.8228
[10 empty] | 219 | 8137483.8228 | 29717.6671 | 16507.7279 | 8183709.2178
[10 empty] | 220 | 8183709.2178 | 29717.6671 | 16601.5009 | 8230028.3858
[10 empty] | 221 | 8230028.3858 | 29717.6671 | 16695.4641 | 8276441.5171
[10 empty] | 222 | 8276441.5171 | 29717.6671 | 16789.618 | 8322948.8021
[10 empty] | 223 | 8322948.8021 | 29717.6671 | 16883.9628 | 8369550.4321
[10 empty] | 224 | 8369550.4321 | 29717.6671 | 16978.499 | 8416246.5982
[10 empty] | 225 | 8416246.5982 | 29717.6671 | 17073.227 | 8463037.4924
[10 empty] | 226 | 8463037.4924 | 29717.6671 | 17168.1472 | 8509923.3067
[10 empty] | 227 | 8509923.3067 | 29717.6671 | 17263.2599 | 8556904.2338
[10 empty] | 228 | 8556904.2338 | 29717.6671 | 17358.5656 | 8603980.4665
[10 empty] | 229 | 8603980.4665 | 29717.6671 | 17454.0646 | 8651152.1982
[10 empty] | 230 | 8651152.1982 | 29717.6671 | 17549.7574 | 8698419.6227
[10 empty] | 231 | 8698419.6227 | 29717.6671 | 17645.6442 | 8745782.934
[10 empty] | 232 | 8745782.934 | 29717.6671 | 17741.7256 | 8793242.3267
[10 empty] | 233 | 8793242.3267 | 29717.6671 | 17838.0019 | 8840797.9957
[10 empty] | 234 | 8840797.9957 | 29717.6671 | 17934.4735 | 8888450.1363
[10 empty] | 235 | 8888450.1363 | 29717.6671 | 18031.1408 | 8936198.9442
[10 empty] | 236 | 8936198.9442 | 29717.6671 | 18128.0042 | 8984044.6155
[10 empty] | 237 | 8984044.6155 | 29717.6671 | 18225.0641 | 9031987.3467
[10 empty] | 238 | 9031987.3467 | 29717.6671 | 18322.3209 | 9080027.3347
[10 empty] | 239 | 9080027.3347 | 29717.6671 | 18419.7749 | 9128164.7767
[10 empty] | 240 | 9128164.7767 | 29717.6671 | 18517.4267 | 9176399.8706
[10 empty] | 241 | 9176399.8706 | 29717.6671 | 18615.2766 | 9224732.8143
[10 empty] | 242 | 9224732.8143 | 29717.6671 | 18713.325 | 9273163.8064
[10 empty] | 243 | 9273163.8064 | 29717.6671 | 18811.5723 | 9321693.0458
[10 empty] | 244 | 9321693.0458 | 29717.6671 | 18910.0188 | 9370320.7317
[10 empty] | 245 | 9370320.7317 | 29717.6671 | 19008.6651 | 9419047.064
[10 empty] | 246 | 9419047.064 | 29717.6671 | 19107.5115 | 9467872.2426
[10 empty] | 247 | 9467872.2426 | 29717.6671 | 19206.5585 | 9516796.4682
[10 empty] | 248 | 9516796.4682 | 29717.6671 | 19305.8063 | 9565819.9417
[10 empty] | 249 | 9565819.9417 | 29717.6671 | 19405.2555 | 9614942.8643
[10 empty] | 250 | 9614942.8643 | 29717.6671 | 19504.9064 | 9664165.4379
[10 empty] | 251 | 9664165.4379 | 29717.6671 | 19604.7595 | 9713487.8645
[10 empty] | 252 | 9713487.8645 | 29717.6671 | 19704.8152 | 9762910.3468
[10 empty] | 253 | 9762910.3468 | 29717.6671 | 19805.0738 | 9812433.0877
[10 empty] | 254 | 9812433.0877 | 29717.6671 | 19905.5358 | 9862056.2906
[10 empty] | 255 | 9862056.2906 | 29717.6671 | 20006.2016 | 9911780.1593
[10 empty] | 256 | 9911780.1593 | 29717.6671 | 20107.0716 | 9961604.898
[10 empty] | 257 | 9961604.898 | 29717.6671 | 20208.1462 | 10011530.7114
[10 empty] | 258 | 10011530.7114 | 29717.6671 | 20309.4259 | 10061557.8045
[10 empty] | 259 | 10061557.8045 | 29717.6671 | 20410.9111 | 10111686.3826
[10 empty] | 260 | 10111686.3826 | 29717.6671 | 20512.6021 | 10161916.6518
[10 empty] | 261 | 10161916.6518 | 29717.6671 | 20614.4994 | 10212248.8183
[10 empty] | 262 | 10212248.8183 | 29717.6671 | 20716.6034 | 10262683.0888
[10 empty] | 263 | 10262683.0888 | 29717.6671 | 20818.9145 | 10313219.6704
[10 empty] | 264 | 10313219.6704 | 29717.6671 | 20921.4332 | 10363858.7707
[10 empty] | 265 | 10363858.7707 | 29717.6671 | 21024.1598 | 10414600.5977
[10 empty] | 266 | 10414600.5977 | 29717.6671 | 21127.0949 | 10465445.3597
[10 empty] | 267 | 10465445.3597 | 29717.6671 | 21230.2388 | 10516393.2656
[10 empty] | 268 | 10516393.2656 | 29717.6671 | 21333.5919 | 10567444.5245
[10 empty] | 269 | 10567444.5245 | 29717.6671 | 21437.1546 | 10618599.3463
[10 empty] | 270 | 10618599.3463 | 29717.6671 | 21540.9275 | 10669857.9408
[10 empty] | 271 | 10669857.9408 | 29717.6671 | 21644.9108 | 10721220.5188
[10 empty] | 272 | 10721220.5188 | 29717.6671 | 21749.1051 | 10772687.291
[10 empty] | 273 | 10772687.291 | 29717.6671 | 21853.5108 | 10824258.469
[10 empty] | 274 | 10824258.469 | 29717.6671 | 21958.1283 | 10875934.2643
[10 empty] | 275 | 10875934.2643 | 29717.6671 | 22062.958 | 10927714.8894
[10 empty] | 276 | 10927714.8894 | 29717.6671 | 22168.0003 | 10979600.5569
[10 empty] | 277 | 10979600.5569 | 29717.6671 | 22273.2558 | 11031591.4798
[10 empty] | 278 | 11031591.4798 | 29717.6671 | 22378.7247 | 11083687.8716
[10 empty] | 279 | 11083687.8716 | 29717.6671 | 22484.4077 | 11135889.9464
[10 empty] | 280 | 11135889.9464 | 29717.6671 | 22590.305 | 11188197.9185
[10 empty] | 281 | 11188197.9185 | 29717.6671 | 22696.4171 | 11240612.0027
[10 empty] | 282 | 11240612.0027 | 29717.6671 | 22802.7445 | 11293132.4143
[10 empty] | 283 | 11293132.4143 | 29717.6671 | 22909.2876 | 11345759.369
[10 empty] | 284 | 11345759.369 | 29717.6671 | 23016.0468 | 11398493.0829
[10 empty] | 285 | 11398493.0829 | 29717.6671 | 23123.0226 | 11451333.7727
[10 empty] | 286 | 11451333.7727 | 29717.6671 | 23230.2154 | 11504281.6552
[10 empty] | 287 | 11504281.6552 | 29717.6671 | 23337.6257 | 11557336.948
[10 empty] | 288 | 11557336.948 | 29717.6671 | 23445.2538 | 11610499.8689
[10 empty] | 289 | 11610499.8689 | 29717.6671 | 23553.1003 | 11663770.6363
[10 empty] | 290 | 11663770.6363 | 29717.6671 | 23661.1656 | 11717149.469
[10 empty] | 291 | 11717149.469 | 29717.6671 | 23769.4501 | 11770636.5862
[10 empty] | 292 | 11770636.5862 | 29717.6671 | 23877.9542 | 11824232.2075
[10 empty] | 293 | 11824232.2075 | 29717.6671 | 23986.6785 | 11877936.5531
[10 empty] | 294 | 11877936.5531 | 29717.6671 | 24095.6233 | 11931749.8435
[10 empty] | 295 | 11931749.8435 | 29717.6671 | 24204.7891 | 11985672.2997
[10 empty] | 296 | 11985672.2997 | 29717.6671 | 24314.1764 | 12039704.1432
[10 empty] | 297 | 12039704.1432 | 29717.6671 | 24423.7856 | 12093845.5959
[10 empty] | 298 | 12093845.5959 | 29717.6671 | 24533.6171 | 12148096.8802
[10 empty] | 299 | 12148096.8802 | 29717.6671 | 24643.6715 | 12202458.2188
[10 empty] | 300 | 12202458.2188 | 29717.6671 | 24753.9491 | 12256929.8349
[10 empty] | 301 | 12256929.8349 | 29717.6671 | 24864.4504 | 12311511.9524
[10 empty] | 302 | 12311511.9524 | 29717.6671 | 24975.1758 | 12366204.7954
[10 empty] | 303 | 12366204.7954 | 29717.6671 | 25086.1259 | 12421008.5884
[10 empty] | 304 | 12421008.5884 | 29717.6671 | 25197.3011 | 12475923.5567
[10 empty] | 305 | 12475923.5567 | 29717.6671 | 25308.7018 | 12530949.9256
[10 empty] | 306 | 12530949.9256 | 29717.6671 | 25420.3285 | 12586087.9212
[10 empty] | 307 | 12586087.9212 | 29717.6671 | 25532.1816 | 12641337.7699
[10 empty] | 308 | 12641337.7699 | 29717.6671 | 25644.2616 | 12696699.6987
[10 empty] | 309 | 12696699.6987 | 29717.6671 | 25756.569 | 12752173.9348
[10 empty] | 310 | 12752173.9348 | 29717.6671 | 25869.1043 | 12807760.7062
[10 empty] | 311 | 12807760.7062 | 29717.6671 | 25981.8678 | 12863460.2411
[10 empty] | 312 | 12863460.2411 | 29717.6671 | 26094.8601 | 12919272.7683
[10 empty] | 313 | 12919272.7683 | 29717.6671 | 26208.0815 | 12975198.517
[10 empty] | 314 | 12975198.517 | 29717.6671 | 26321.5327 | 13031237.7168
[10 empty] | 315 | 13031237.7168 | 29717.6671 | 26435.214 | 13087390.5979
[10 empty] | 316 | 13087390.5979 | 29717.6671 | 26549.126 | 13143657.391
[10 empty] | 317 | 13143657.391 | 29717.6671 | 26663.269 | 13200038.3271
[10 empty] | 318 | 13200038.3271 | 29717.6671 | 26777.6435 | 13256533.6378
[10 empty] | 319 | 13256533.6378 | 29717.6671 | 26892.2501 | 13313143.555
[10 empty] | 320 | 13313143.555 | 29717.6671 | 27007.0892 | 13369868.3113
[10 empty] | 321 | 13369868.3113 | 29717.6671 | 27122.1612 | 13426708.1396
[10 empty] | 322 | 13426708.1396 | 29717.6671 | 27237.4667 | 13483663.2735
[10 empty] | 323 | 13483663.2735 | 29717.6671 | 27353.0061 | 13540733.9467
[10 empty] | 324 | 13540733.9467 | 29717.6671 | 27468.7798 | 13597920.3936
[10 empty] | - | - | - | - | -
[11 empty] | Equals: Amount To Accrue | 9628524.1461 | 3969396.2475 | 13597920.3936 | 1.2852e-07

## Wimauma Solar
TAMPA ELECTRIC COMPANY | [10 empty] | TAMPA ELECTRIC COMPANY | [11 empty] | FOSSIL-FUELED GENERATING STATIONS
PROJECTED FUTURE DOLLAR DISMANTLEMENT COST BY PLANT | [10 empty] | COMPUTATION OF ANNUAL ACCRUAL | [11 empty] | ESTIMATED FUTURE DOLLAR DISMANTLEMENT COST
| Intitial Cost |  |  |  |  | Cost |  |  |  |  | Wimauma Solar | Total | Labor | Mat & Eq | Disposal | Salvage | [12 empty] | Total
| Estimates | Capital | Dismantlement | Cost | Inflation | Estimate in | Start | Inflation | Future |  | Year of Study | 2022 | [13 empty] | Capital | Dismantlement | Accumlated | Future
| Are in ___ | Recovery | Component | Estimate | Compound | 2022 | Year of | Compound | Dollar |  | Capital Recovery Year | 2050 | [11 empty] | Recovery | Study | Recovery | Cost at | Reserve @ 12/31/2021 | Dollar
PLANT | Dollars | Year | Costs | Per Study | Multiplier | Dollars | Expenditure | Multiplier | Cost |  | Cost @ Study Year 2022 | 11007621.2081 | 5145383.3156 | 5031054.8943 | 3721106.3605 | -2889923.3624 | [6 empty] | PLANT | Period | Date | Year | Study Date |  | Cost
- | - | - | - | - | - | - | - | - | - |  | Total Future Exp | 21381887.5274 | 10540263.2092 | 10166086.5467 | 6515110.5117 | -5839572.7402 | [6 empty] | - | - | - | - | - | - | -
Wimauma Solar | 2020 | 2050 | Labor | 4865650 | 1.0575 | 5145383.3156 | 2051 | 2.0485 | 10540263.2092 |  | Amount To Accrue | 21381887.5274 | 10540263.2092 | 10166086.5467 | 6515110.5117 | -5839572.7402 | [6 empty] | Wimauma Solar | 28 | 2022 | 2050 | 11007621.2081 | 0 | 21381887.5274 | 0
|  |  | Materials & Eq | 4754560 | 1.0582 | 5031054.8943 |  | 2.0207 | 10166086.5467 |  | PV of Amount to Accrue | 11007621.2081 | 5145383.3156 | 5031054.8943 | 3721106.3605 | -2889923.3624
|  |  | Disposal | 3579260 | 1.0396 | 3721106.3605 |  | 1.7509 | 6515110.5117 |  | Capital Recovery Years | 28
|  |  | Salvage | -2731100 | 1.0582 | -2889923.3624 |  | 2.0207 | -5839572.7402 |  | Compound Average Growth | 2.4% | 2.594% | 2.544% | 2.021% | 2.544%
|  |  |  | - |  | - |  |  | - |  | First Year 2022 Accrual | 543944.8397 | 260785.7693 | 253394.8719 | 175318.5157 | -145554.3173
|  |  |  | 10468370 |  | 11007621.2081 |  |  | 21381887.5274 |  | - | - | - | - | - | -
[10 empty] | 0 | Reserve @ 12/31/2021 | 0 | 0 | 0 | 0 | 0 | 4-yr Avg | Labor | Mat & Eq | Disposal | Salvage | 0
[10 empty] | 1 | 2022 | 543944.8397 | 260785.7693 | 253394.8719 | 175318.5157 | -145554.3173
[10 empty] | 2 | 2023 | 556995.8964 | 267550.9651 | 259841.4004 | 178860.8435 | -149257.3127
[10 empty] | 3 | 2024 | 570363.8232 | 274491.6607 | 266451.9328 | 182474.7444 | -153054.5148
[10 empty] | 4 | 2025 | 584056.3949 | 281612.409 | 273230.6414 | 186161.6645 | -156948.3201 | 563840.2385 | 271110.2011 | 263229.7116 | 180703.9421 | -151203.6162 | 0
[10 empty] | 5 | 2026 | 598081.5784 | 288917.8808 | 280181.8046 | 189923.0792 | -160941.1863
[10 empty] | 6 | 2027 | 612447.5381 | 296412.8681 | 287309.81 | 193760.4936 | -165035.6336
[10 empty] | 7 | 2028 | 627162.6407 | 304102.2872 | 294619.1563 | 197675.4434 | -169234.2463
[10 empty] | 8 | 2029 | 642235.46 | 311991.182 | 302114.4572 | 201669.4951 | -173539.6743 | 619981.8043 | 300356.0545 | 291056.307 | 195757.1278 | -167187.6851 | 0
[10 empty] | 9 | 2030 | 657674.7823 | 320084.7273 | 309800.4433 | 205744.247 | -177954.6353
[10 empty] | 10 | 2031 | 673489.6118 | 328388.2319 | 317681.9659 | 209901.3297 | -182481.9157
[10 empty] | 11 | 2032 | 689689.1757 | 336907.1426 | 325763.9994 | 214142.4066 | -187124.373
[10 empty] | 12 | 2033 | 706282.93 | 345647.0473 | 334051.6451 | 218469.175 | -191884.9374 | 681784.1249 | 332756.7872 | 321824.5134 | 212064.2896 | -184861.4653 | 0
[10 empty] | 13 | 2034 | 723280.5652 | 354613.6789 | 342550.1339 | 222883.3661 | -196766.6136
[10 empty] | 14 | 2035 | 740692.0123 | 363812.9192 | 351264.8296 | 227386.7463 | -201772.4829
[10 empty] | 15 | 2036 | 758527.4484 | 373250.8024 | 360201.2328 | 231981.1178 | -206905.7046
[10 empty] | 16 | 2037 | 776797.3033 | 382933.5192 | 369364.9839 | 236668.3191 | -212169.5188 | 749824.3323 | 368652.7299 | 355845.295 | 229729.8873 | -204403.58 | 0
[10 empty] | 17 | 2038 | 795512.2654 | 392867.421 | 378761.8667 | 241450.2256 | -217567.2479
[10 empty] | 18 | 2039 | 814683.2886 | 403059.0239 | 388397.8122 | 246328.7511 | -223102.2986
[10 empty] | 19 | 2040 | 834321.5986 | 413515.0132 | 398278.9024 | 251305.8477 | -228778.1646
[10 empty] | 20 | 2041 | 854438.6999 | 424242.2473 | 408411.3738 | 256383.507 | -234598.4283 | 824738.9631 | 408420.9264 | 393462.4888 | 248867.0828 | -226011.5348 | 0
[10 empty] | 21 | 2042 | 875046.3825 | 435247.7629 | 418801.6219 | 261563.7609 | -240566.7632
[10 empty] | 22 | 2043 | 896156.7295 | 446538.7791 | 429456.2045 | 266848.6823 | -246686.9364
[10 empty] | 23 | 2044 | 917782.124 | 458122.702 | 440381.8466 | 272240.3861 | -252962.8107
[10 empty] | 24 | 2045 | 939935.2567 | 470007.1302 | 451585.4441 | 277741.0298 | -259398.3473 | 907230.1232 | 452479.0936 | 435056.2793 | 269598.4647 | -249903.7144 | 0
[10 empty] | 25 | 2046 | 962629.134 | 482199.8594 | 463074.0683 | 283352.8145 | -265997.6082
[10 empty] | 26 | 2047 | 985877.0851 | 494708.8872 | 474854.9704 | 289077.9859 | -272764.7584
[10 empty] | 27 | 2048 | 1009692.7709 | 507542.419 | 486935.5863 | 294918.8349 | -279704.0693
[10 empty] | 28 | 2049 | 1034090.192 | 520708.873 | 499323.5409 | 300877.6989 | -286819.9208 | 998072.2955 | 501290.0096 | 481047.0415 | 292056.8336 | -276321.5892 | 0
[10 empty] | 29 | 2050 | 0 | 0 | 0 | 0 | 0
[10 empty] | 30 | 2051 | 0 | 0 | 0 | 0 | 0
[10 empty] | 31 | 2052 | 0 | 0 | 0 | 0 | 0
[10 empty] | 32 | 2053 | 0 | 0 | 0 | 0 | 0
[11 empty] | - | - | - | - | - | -
[11 empty] | Equals: Amount To Accrue | 21381887.5274 | 10540263.2092 | 10166086.5467 | 6515110.5117 | -5839572.7402
[12 empty] | 0 | 0 | 0 | 1.1176e-08 | 0 | 0
[11 empty] | Earnings Rate | 2.4%
[11 empty] | Monthly Rate | 0.1978%
[11 empty] | Amount To Accrue | 21381887.5274
[11 empty] | PV of Amount to Accrue | 11007621.2081
[11 empty] | Months to Accrue | 336
[11 empty] | Monthly Amount | 44875.7294
[11 empty] | - | - | - | -
[10 empty] | 1 | 0 | 44875.7294 | 0 | 44875.7294
[10 empty] | 2 | 44875.7294 | 44875.7294 | 88.7648 | 89840.2236
[10 empty] | 3 | 89840.2236 | 44875.7294 | 177.7052 | 134893.6583
[10 empty] | 4 | 134893.6583 | 44875.7294 | 266.8216 | 180036.2092
[10 empty] | 5 | 180036.2092 | 44875.7294 | 356.1142 | 225268.0528
[10 empty] | 6 | 225268.0528 | 44875.7294 | 445.5834 | 270589.3656
[10 empty] | 7 | 270589.3656 | 44875.7294 | 535.2296 | 316000.3246
[10 empty] | 8 | 316000.3246 | 44875.7294 | 625.0531 | 361501.1071
[10 empty] | 9 | 361501.1071 | 44875.7294 | 715.0543 | 407091.8908
[10 empty] | 10 | 407091.8908 | 44875.7294 | 805.2335 | 452772.8538
[10 empty] | 11 | 452772.8538 | 44875.7294 | 895.5911 | 498544.1743
[10 empty] | 12 | 498544.1743 | 44875.7294 | 986.1274 | 544406.0311
[10 empty] | 13 | 544406.0311 | 44875.7294 | 1076.8428 | 590358.6034
[10 empty] | 14 | 590358.6034 | 44875.7294 | 1167.7377 | 636402.0705
[10 empty] | 15 | 636402.0705 | 44875.7294 | 1258.8123 | 682536.6122
[10 empty] | 16 | 682536.6122 | 44875.7294 | 1350.0671 | 728762.4087
[10 empty] | 17 | 728762.4087 | 44875.7294 | 1441.5024 | 775079.6404
[10 empty] | 18 | 775079.6404 | 44875.7294 | 1533.1185 | 821488.4883
[10 empty] | 19 | 821488.4883 | 44875.7294 | 1624.9159 | 867989.1336
[10 empty] | 20 | 867989.1336 | 44875.7294 | 1716.8948 | 914581.7578
[10 empty] | 21 | 914581.7578 | 44875.7294 | 1809.0557 | 961266.5429
[10 empty] | 22 | 961266.5429 | 44875.7294 | 1901.3988 | 1008043.6711
[10 empty] | 23 | 1008043.6711 | 44875.7294 | 1993.9247 | 1054913.3252
[10 empty] | 24 | 1054913.3252 | 44875.7294 | 2086.6335 | 1101875.6881
[10 empty] | 25 | 1101875.6881 | 44875.7294 | 2179.5257 | 1148930.9432
[10 empty] | 26 | 1148930.9432 | 44875.7294 | 2272.6017 | 1196079.2742
[10 empty] | 27 | 1196079.2742 | 44875.7294 | 2365.8617 | 1243320.8654
[10 empty] | 28 | 1243320.8654 | 44875.7294 | 2459.3063 | 1290655.9011
[10 empty] | 29 | 1290655.9011 | 44875.7294 | 2552.9356 | 1338084.5661
[10 empty] | 30 | 1338084.5661 | 44875.7294 | 2646.7502 | 1385607.0457
[10 empty] | 31 | 1385607.0457 | 44875.7294 | 2740.7504 | 1433223.5255
[10 empty] | 32 | 1433223.5255 | 44875.7294 | 2834.9364 | 1480934.1913
[10 empty] | 33 | 1480934.1913 | 44875.7294 | 2929.3088 | 1528739.2295
[10 empty] | 34 | 1528739.2295 | 44875.7294 | 3023.8678 | 1576638.8268
[10 empty] | 35 | 1576638.8268 | 44875.7294 | 3118.6139 | 1624633.1701
[10 empty] | 36 | 1624633.1701 | 44875.7294 | 3213.5474 | 1672722.4469
[10 empty] | 37 | 1672722.4469 | 44875.7294 | 3308.6687 | 1720906.845
[10 empty] | 38 | 1720906.845 | 44875.7294 | 3403.9781 | 1769186.5525
[10 empty] | 39 | 1769186.5525 | 44875.7294 | 3499.4761 | 1817561.758
[10 empty] | 40 | 1817561.758 | 44875.7294 | 3595.1629 | 1866032.6503
[10 empty] | 41 | 1866032.6503 | 44875.7294 | 3691.039 | 1914599.4187
[10 empty] | 42 | 1914599.4187 | 44875.7294 | 3787.1048 | 1963262.2528
[10 empty] | 43 | 1963262.2528 | 44875.7294 | 3883.3605 | 2012021.3428
[10 empty] | 44 | 2012021.3428 | 44875.7294 | 3979.8067 | 2060876.8789
[10 empty] | 45 | 2060876.8789 | 44875.7294 | 4076.4436 | 2109829.0519
[10 empty] | 46 | 2109829.0519 | 44875.7294 | 4173.2717 | 2158878.0531
[10 empty] | 47 | 2158878.0531 | 44875.7294 | 4270.2914 | 2208024.0738
[10 empty] | 48 | 2208024.0738 | 44875.7294 | 4367.5029 | 2257267.3061
[10 empty] | 49 | 2257267.3061 | 44875.7294 | 4464.9067 | 2306607.9422
[10 empty] | 50 | 2306607.9422 | 44875.7294 | 4562.5032 | 2356046.1748
[10 empty] | 51 | 2356046.1748 | 44875.7294 | 4660.2927 | 2405582.1969
[10 empty] | 52 | 2405582.1969 | 44875.7294 | 4758.2756 | 2455216.202
[10 empty] | 53 | 2455216.202 | 44875.7294 | 4856.4524 | 2504948.3838
[10 empty] | 54 | 2504948.3838 | 44875.7294 | 4954.8234 | 2554778.9365
[10 empty] | 55 | 2554778.9365 | 44875.7294 | 5053.3889 | 2604708.0549
[10 empty] | 56 | 2604708.0549 | 44875.7294 | 5152.1494 | 2654735.9337
[10 empty] | 57 | 2654735.9337 | 44875.7294 | 5251.1053 | 2704862.7683
[10 empty] | 58 | 2704862.7683 | 44875.7294 | 5350.2569 | 2755088.7546
[10 empty] | 59 | 2755088.7546 | 44875.7294 | 5449.6046 | 2805414.0886
[10 empty] | 60 | 2805414.0886 | 44875.7294 | 5549.1488 | 2855838.9668
[10 empty] | 61 | 2855838.9668 | 44875.7294 | 5648.8899 | 2906363.5861
[10 empty] | 62 | 2906363.5861 | 44875.7294 | 5748.8283 | 2956988.1438
[10 empty] | 63 | 2956988.1438 | 44875.7294 | 5848.9644 | 3007712.8376
[10 empty] | 64 | 3007712.8376 | 44875.7294 | 5949.2986 | 3058537.8656
[10 empty] | 65 | 3058537.8656 | 44875.7294 | 6049.8312 | 3109463.4262
[10 empty] | 66 | 3109463.4262 | 44875.7294 | 6150.5627 | 3160489.7183
[10 empty] | 67 | 3160489.7183 | 44875.7294 | 6251.4934 | 3211616.9411
[10 empty] | 68 | 3211616.9411 | 44875.7294 | 6352.6238 | 3262845.2943
[10 empty] | 69 | 3262845.2943 | 44875.7294 | 6453.9542 | 3314174.9779
[10 empty] | 70 | 3314174.9779 | 44875.7294 | 6555.485 | 3365606.1924
[10 empty] | 71 | 3365606.1924 | 44875.7294 | 6657.2167 | 3417139.1385
[10 empty] | 72 | 3417139.1385 | 44875.7294 | 6759.1496 | 3468774.0175
[10 empty] | 73 | 3468774.0175 | 44875.7294 | 6861.2841 | 3520511.031
[10 empty] | 74 | 3520511.031 | 44875.7294 | 6963.6207 | 3572350.3811
[10 empty] | 75 | 3572350.3811 | 44875.7294 | 7066.1596 | 3624292.2701
[10 empty] | 76 | 3624292.2701 | 44875.7294 | 7168.9014 | 3676336.9009
[10 empty] | 77 | 3676336.9009 | 44875.7294 | 7271.8464 | 3728484.4768
[10 empty] | 78 | 3728484.4768 | 44875.7294 | 7374.9951 | 3780735.2013
[10 empty] | 79 | 3780735.2013 | 44875.7294 | 7478.3478 | 3833089.2785
[10 empty] | 80 | 3833089.2785 | 44875.7294 | 7581.9049 | 3885546.9127
[10 empty] | 81 | 3885546.9127 | 44875.7294 | 7685.6668 | 3938108.3089
[10 empty] | 82 | 3938108.3089 | 44875.7294 | 7789.634 | 3990773.6723
[10 empty] | 83 | 3990773.6723 | 44875.7294 | 7893.8068 | 4043543.2086
[10 empty] | 84 | 4043543.2086 | 44875.7294 | 7998.1857 | 4096417.1237
[10 empty] | 85 | 4096417.1237 | 44875.7294 | 8102.7711 | 4149395.6242
[10 empty] | 86 | 4149395.6242 | 44875.7294 | 8207.5633 | 4202478.9169
[10 empty] | 87 | 4202478.9169 | 44875.7294 | 8312.5628 | 4255667.2091
[10 empty] | 88 | 4255667.2091 | 44875.7294 | 8417.77 | 4308960.7085
[10 empty] | 89 | 4308960.7085 | 44875.7294 | 8523.1853 | 4362359.6232
[10 empty] | 90 | 4362359.6232 | 44875.7294 | 8628.8091 | 4415864.1617
[10 empty] | 91 | 4415864.1617 | 44875.7294 | 8734.6418 | 4469474.5329
[10 empty] | 92 | 4469474.5329 | 44875.7294 | 8840.6839 | 4523190.9463
[10 empty] | 93 | 4523190.9463 | 44875.7294 | 8946.9357 | 4577013.6114
[10 empty] | 94 | 4577013.6114 | 44875.7294 | 9053.3977 | 4630942.7385
[10 empty] | 95 | 4630942.7385 | 44875.7294 | 9160.0703 | 4684978.5382
[10 empty] | 96 | 4684978.5382 | 44875.7294 | 9266.9539 | 4739121.2215
[10 empty] | 97 | 4739121.2215 | 44875.7294 | 9374.0489 | 4793370.9998
[10 empty] | 98 | 4793370.9998 | 44875.7294 | 9481.3557 | 4847728.0849
[10 empty] | 99 | 4847728.0849 | 44875.7294 | 9588.8748 | 4902192.6891
[10 empty] | 100 | 4902192.6891 | 44875.7294 | 9696.6066 | 4956765.0251
[10 empty] | 101 | 4956765.0251 | 44875.7294 | 9804.5514 | 5011445.3059
[10 empty] | 102 | 5011445.3059 | 44875.7294 | 9912.7098 | 5066233.7451
[10 empty] | 103 | 5066233.7451 | 44875.7294 | 10021.0821 | 5121130.5566
[10 empty] | 104 | 5121130.5566 | 44875.7294 | 10129.6688 | 5176135.9547
[10 empty] | 105 | 5176135.9547 | 44875.7294 | 10238.4702 | 5231250.1543
[10 empty] | 106 | 5231250.1543 | 44875.7294 | 10347.4869 | 5286473.3706
[10 empty] | 107 | 5286473.3706 | 44875.7294 | 10456.7192 | 5341805.8192
[10 empty] | 108 | 5341805.8192 | 44875.7294 | 10566.1675 | 5397247.7161
[10 empty] | 109 | 5397247.7161 | 44875.7294 | 10675.8324 | 5452799.278
[10 empty] | 110 | 5452799.278 | 44875.7294 | 10785.7142 | 5508460.7215
[10 empty] | 111 | 5508460.7215 | 44875.7294 | 10895.8133 | 5564232.2643
[10 empty] | 112 | 5564232.2643 | 44875.7294 | 11006.1302 | 5620114.1239
[10 empty] | 113 | 5620114.1239 | 44875.7294 | 11116.6653 | 5676106.5186
[10 empty] | 114 | 5676106.5186 | 44875.7294 | 11227.4191 | 5732209.667
[10 empty] | 115 | 5732209.667 | 44875.7294 | 11338.3919 | 5788423.7883
[10 empty] | 116 | 5788423.7883 | 44875.7294 | 11449.5842 | 5844749.102
[10 empty] | 117 | 5844749.102 | 44875.7294 | 11560.9965 | 5901185.8278
[10 empty] | 118 | 5901185.8278 | 44875.7294 | 11672.6291 | 5957734.1864
[10 empty] | 119 | 5957734.1864 | 44875.7294 | 11784.4826 | 6014394.3984
[10 empty] | 120 | 6014394.3984 | 44875.7294 | 11896.5573 | 6071166.685
[10 empty] | 121 | 6071166.685 | 44875.7294 | 12008.8537 | 6128051.2681
[10 empty] | 122 | 6128051.2681 | 44875.7294 | 12121.3722 | 6185048.3697
[10 empty] | 123 | 6185048.3697 | 44875.7294 | 12234.1133 | 6242158.2124
[10 empty] | 124 | 6242158.2124 | 44875.7294 | 12347.0773 | 6299381.0191
[10 empty] | 125 | 6299381.0191 | 44875.7294 | 12460.2649 | 6356717.0133
[10 empty] | 126 | 6356717.0133 | 44875.7294 | 12573.6763 | 6414166.419
[10 empty] | 127 | 6414166.419 | 44875.7294 | 12687.312 | 6471729.4604
[10 empty] | 128 | 6471729.4604 | 44875.7294 | 12801.1725 | 6529406.3623
[10 empty] | 129 | 6529406.3623 | 44875.7294 | 12915.2582 | 6587197.35
[10 empty] | 130 | 6587197.35 | 44875.7294 | 13029.5696 | 6645102.649
[10 empty] | 131 | 6645102.649 | 44875.7294 | 13144.1071 | 6703122.4855
[10 empty] | 132 | 6703122.4855 | 44875.7294 | 13258.8712 | 6761257.0861
[10 empty] | 133 | 6761257.0861 | 44875.7294 | 13373.8623 | 6819506.6778
[10 empty] | 134 | 6819506.6778 | 44875.7294 | 13489.0808 | 6877871.488
[10 empty] | 135 | 6877871.488 | 44875.7294 | 13604.5272 | 6936351.7446
[10 empty] | 136 | 6936351.7446 | 44875.7294 | 13720.202 | 6994947.6759
[10 empty] | 137 | 6994947.6759 | 44875.7294 | 13836.1055 | 7053659.5109
[10 empty] | 138 | 7053659.5109 | 44875.7294 | 13952.2384 | 7112487.4787
[10 empty] | 139 | 7112487.4787 | 44875.7294 | 14068.6009 | 7171431.809
[10 empty] | 140 | 7171431.809 | 44875.7294 | 14185.1937 | 7230492.7321
[10 empty] | 141 | 7230492.7321 | 44875.7294 | 14302.017 | 7289670.4785
[10 empty] | 142 | 7289670.4785 | 44875.7294 | 14419.0714 | 7348965.2793
[10 empty] | 143 | 7348965.2793 | 44875.7294 | 14536.3574 | 7408377.3661
[10 empty] | 144 | 7408377.3661 | 44875.7294 | 14653.8753 | 7467906.9708
[10 empty] | 145 | 7467906.9708 | 44875.7294 | 14771.6257 | 7527554.326
[10 empty] | 146 | 7527554.326 | 44875.7294 | 14889.609 | 7587319.6644
[10 empty] | 147 | 7587319.6644 | 44875.7294 | 15007.8257 | 7647203.2196
[10 empty] | 148 | 7647203.2196 | 44875.7294 | 15126.2763 | 7707205.2252
[10 empty] | 149 | 7707205.2252 | 44875.7294 | 15244.9611 | 7767325.9157
[10 empty] | 150 | 7767325.9157 | 44875.7294 | 15363.8806 | 7827565.5257
[10 empty] | 151 | 7827565.5257 | 44875.7294 | 15483.0354 | 7887924.2906
[10 empty] | 152 | 7887924.2906 | 44875.7294 | 15602.4259 | 7948402.4459
[10 empty] | 153 | 7948402.4459 | 44875.7294 | 15722.0526 | 8009000.2279
[10 empty] | 154 | 8009000.2279 | 44875.7294 | 15841.9159 | 8069717.8732
[10 empty] | 155 | 8069717.8732 | 44875.7294 | 15962.0162 | 8130555.6188
[10 empty] | 156 | 8130555.6188 | 44875.7294 | 16082.3541 | 8191513.7023
[10 empty] | 157 | 8191513.7023 | 44875.7294 | 16202.9301 | 8252592.3618
[10 empty] | 158 | 8252592.3618 | 44875.7294 | 16323.7445 | 8313791.8358
[10 empty] | 159 | 8313791.8358 | 44875.7294 | 16444.798 | 8375112.3632
[10 empty] | 160 | 8375112.3632 | 44875.7294 | 16566.0908 | 8436554.1834
[10 empty] | 161 | 8436554.1834 | 44875.7294 | 16687.6236 | 8498117.5364
[10 empty] | 162 | 8498117.5364 | 44875.7294 | 16809.3968 | 8559802.6627
[10 empty] | 163 | 8559802.6627 | 44875.7294 | 16931.4109 | 8621609.8029
[10 empty] | 164 | 8621609.8029 | 44875.7294 | 17053.6663 | 8683539.1986
[10 empty] | 165 | 8683539.1986 | 44875.7294 | 17176.1635 | 8745591.0915
[10 empty] | 166 | 8745591.0915 | 44875.7294 | 17298.903 | 8807765.7239
[10 empty] | 167 | 8807765.7239 | 44875.7294 | 17421.8853 | 8870063.3386
[10 empty] | 168 | 8870063.3386 | 44875.7294 | 17545.1109 | 8932484.1789
[10 empty] | 169 | 8932484.1789 | 44875.7294 | 17668.5802 | 8995028.4885
[10 empty] | 170 | 8995028.4885 | 44875.7294 | 17792.2937 | 9057696.5116
[10 empty] | 171 | 9057696.5116 | 44875.7294 | 17916.252 | 9120488.493
[10 empty] | 172 | 9120488.493 | 44875.7294 | 18040.4554 | 9183404.6778
[10 empty] | 173 | 9183404.6778 | 44875.7294 | 18164.9045 | 9246445.3117
[10 empty] | 174 | 9246445.3117 | 44875.7294 | 18289.5998 | 9309610.6408
[10 empty] | 175 | 9309610.6408 | 44875.7294 | 18414.5417 | 9372900.9119
[10 empty] | 176 | 9372900.9119 | 44875.7294 | 18539.7307 | 9436316.372
[10 empty] | 177 | 9436316.372 | 44875.7294 | 18665.1674 | 9499857.2688
[10 empty] | 178 | 9499857.2688 | 44875.7294 | 18790.8522 | 9563523.8504
[10 empty] | 179 | 9563523.8504 | 44875.7294 | 18916.7856 | 9627316.3654
[10 empty] | 180 | 9627316.3654 | 44875.7294 | 19042.9681 | 9691235.0629
[10 empty] | 181 | 9691235.0629 | 44875.7294 | 19169.4002 | 9755280.1925
[10 empty] | 182 | 9755280.1925 | 44875.7294 | 19296.0824 | 9819452.0042
[10 empty] | 183 | 9819452.0042 | 44875.7294 | 19423.0151 | 9883750.7488
[10 empty] | 184 | 9883750.7488 | 44875.7294 | 19550.1989 | 9948176.6771
[10 empty] | 185 | 9948176.6771 | 44875.7294 | 19677.6343 | 10012730.0408
[10 empty] | 186 | 10012730.0408 | 44875.7294 | 19805.3218 | 10077411.092
[10 empty] | 187 | 10077411.092 | 44875.7294 | 19933.2618 | 10142220.0833
[10 empty] | 188 | 10142220.0833 | 44875.7294 | 20061.4549 | 10207157.2676
[10 empty] | 189 | 10207157.2676 | 44875.7294 | 20189.9016 | 10272222.8986
[10 empty] | 190 | 10272222.8986 | 44875.7294 | 20318.6023 | 10337417.2304
[10 empty] | 191 | 10337417.2304 | 44875.7294 | 20447.5577 | 10402740.5174
[10 empty] | 192 | 10402740.5174 | 44875.7294 | 20576.768 | 10468193.0149
[10 empty] | 193 | 10468193.0149 | 44875.7294 | 20706.234 | 10533774.9783
[10 empty] | 194 | 10533774.9783 | 44875.7294 | 20835.9561 | 10599486.6637
[10 empty] | 195 | 10599486.6637 | 44875.7294 | 20965.9347 | 10665328.3279
[10 empty] | 196 | 10665328.3279 | 44875.7294 | 21096.1705 | 10731300.2277
[10 empty] | 197 | 10731300.2277 | 44875.7294 | 21226.6638 | 10797402.6209
[10 empty] | 198 | 10797402.6209 | 44875.7294 | 21357.4153 | 10863635.7656
[10 empty] | 199 | 10863635.7656 | 44875.7294 | 21488.4254 | 10929999.9204
[10 empty] | 200 | 10929999.9204 | 44875.7294 | 21619.6946 | 10996495.3444
[10 empty] | 201 | 10996495.3444 | 44875.7294 | 21751.2235 | 11063122.2973
[10 empty] | 202 | 11063122.2973 | 44875.7294 | 21883.0126 | 11129881.0392
[10 empty] | 203 | 11129881.0392 | 44875.7294 | 22015.0623 | 11196771.8309
[10 empty] | 204 | 11196771.8309 | 44875.7294 | 22147.3732 | 11263794.9336
[10 empty] | 205 | 11263794.9336 | 44875.7294 | 22279.9459 | 11330950.6088
[10 empty] | 206 | 11330950.6088 | 44875.7294 | 22412.7807 | 11398239.119
[10 empty] | 207 | 11398239.119 | 44875.7294 | 22545.8784 | 11465660.7268
[10 empty] | 208 | 11465660.7268 | 44875.7294 | 22679.2393 | 11533215.6954
[10 empty] | 209 | 11533215.6954 | 44875.7294 | 22812.864 | 11600904.2888
[10 empty] | 210 | 11600904.2888 | 44875.7294 | 22946.7529 | 11668726.7711
[10 empty] | 211 | 11668726.7711 | 44875.7294 | 23080.9068 | 11736683.4073
[10 empty] | 212 | 11736683.4073 | 44875.7294 | 23215.326 | 11804774.4627
[10 empty] | 213 | 11804774.4627 | 44875.7294 | 23350.011 | 11873000.2031
[10 empty] | 214 | 11873000.2031 | 44875.7294 | 23484.9625 | 11941360.895
[10 empty] | 215 | 11941360.895 | 44875.7294 | 23620.1809 | 12009856.8054
[10 empty] | 216 | 12009856.8054 | 44875.7294 | 23755.6668 | 12078488.2016
[10 empty] | 217 | 12078488.2016 | 44875.7294 | 23891.4207 | 12147255.3517
[10 empty] | 218 | 12147255.3517 | 44875.7294 | 24027.4431 | 12216158.5242
[10 empty] | 219 | 12216158.5242 | 44875.7294 | 24163.7345 | 12285197.9881
[10 empty] | 220 | 12285197.9881 | 44875.7294 | 24300.2956 | 12354374.0131
[10 empty] | 221 | 12354374.0131 | 44875.7294 | 24437.1267 | 12423686.8692
[10 empty] | 222 | 12423686.8692 | 44875.7294 | 24574.2285 | 12493136.8272
[10 empty] | 223 | 12493136.8272 | 44875.7294 | 24711.6015 | 12562724.1581
[10 empty] | 224 | 12562724.1581 | 44875.7294 | 24849.2463 | 12632449.1338
[10 empty] | 225 | 12632449.1338 | 44875.7294 | 24987.1633 | 12702312.0265
[10 empty] | 226 | 12702312.0265 | 44875.7294 | 25125.353 | 12772313.1089
[10 empty] | 227 | 12772313.1089 | 44875.7294 | 25263.8162 | 12842452.6545
[10 empty] | 228 | 12842452.6545 | 44875.7294 | 25402.5532 | 12912730.9371
[10 empty] | 229 | 12912730.9371 | 44875.7294 | 25541.5646 | 12983148.2311
[10 empty] | 230 | 12983148.2311 | 44875.7294 | 25680.851 | 13053704.8116
[10 empty] | 231 | 13053704.8116 | 44875.7294 | 25820.413 | 13124400.9539
[10 empty] | 232 | 13124400.9539 | 44875.7294 | 25960.2509 | 13195236.9343
[10 empty] | 233 | 13195236.9343 | 44875.7294 | 26100.3655 | 13266213.0292
[10 empty] | 234 | 13266213.0292 | 44875.7294 | 26240.7572 | 13337329.5158
[10 empty] | 235 | 13337329.5158 | 44875.7294 | 26381.4266 | 13408586.6718
[10 empty] | 236 | 13408586.6718 | 44875.7294 | 26522.3743 | 13479984.7755
[10 empty] | 237 | 13479984.7755 | 44875.7294 | 26663.6008 | 13551524.1057
[10 empty] | 238 | 13551524.1057 | 44875.7294 | 26805.1066 | 13623204.9417
[10 empty] | 239 | 13623204.9417 | 44875.7294 | 26946.8923 | 13695027.5633
[10 empty] | 240 | 13695027.5633 | 44875.7294 | 27088.9584 | 13766992.2512
[10 empty] | 241 | 13766992.2512 | 44875.7294 | 27231.3056 | 13839099.2862
[10 empty] | 242 | 13839099.2862 | 44875.7294 | 27373.9343 | 13911348.9499
[10 empty] | 243 | 13911348.9499 | 44875.7294 | 27516.8452 | 13983741.5246
[10 empty] | 244 | 13983741.5246 | 44875.7294 | 27660.0387 | 14056277.2927
[10 empty] | 245 | 14056277.2927 | 44875.7294 | 27803.5155 | 14128956.5376
[10 empty] | 246 | 14128956.5376 | 44875.7294 | 27947.2761 | 14201779.5431
[10 empty] | 247 | 14201779.5431 | 44875.7294 | 28091.321 | 14274746.5935
[10 empty] | 248 | 14274746.5935 | 44875.7294 | 28235.6509 | 14347857.9738
[10 empty] | 249 | 14347857.9738 | 44875.7294 | 28380.2662 | 14421113.9695
[10 empty] | 250 | 14421113.9695 | 44875.7294 | 28525.1676 | 14494514.8665
[10 empty] | 251 | 14494514.8665 | 44875.7294 | 28670.3556 | 14568060.9516
[10 empty] | 252 | 14568060.9516 | 44875.7294 | 28815.8308 | 14641752.5118
[10 empty] | 253 | 14641752.5118 | 44875.7294 | 28961.5938 | 14715589.835
[10 empty] | 254 | 14715589.835 | 44875.7294 | 29107.6451 | 14789573.2095
[10 empty] | 255 | 14789573.2095 | 44875.7294 | 29253.9852 | 14863702.9241
[10 empty] | 256 | 14863702.9241 | 44875.7294 | 29400.6148 | 14937979.2683
[10 empty] | 257 | 14937979.2683 | 44875.7294 | 29547.5345 | 15012402.5323
[10 empty] | 258 | 15012402.5323 | 44875.7294 | 29694.7448 | 15086973.0064
[10 empty] | 259 | 15086973.0064 | 44875.7294 | 29842.2462 | 15161690.9821
[10 empty] | 260 | 15161690.9821 | 44875.7294 | 29990.0394 | 15236556.7509
[10 empty] | 261 | 15236556.7509 | 44875.7294 | 30138.125 | 15311570.6053
[10 empty] | 262 | 15311570.6053 | 44875.7294 | 30286.5035 | 15386732.8382
[10 empty] | 263 | 15386732.8382 | 44875.7294 | 30435.1754 | 15462043.743
[10 empty] | 264 | 15462043.743 | 44875.7294 | 30584.1415 | 15537503.6139
[10 empty] | 265 | 15537503.6139 | 44875.7294 | 30733.4022 | 15613112.7454
[10 empty] | 266 | 15613112.7454 | 44875.7294 | 30882.9581 | 15688871.4329
[10 empty] | 267 | 15688871.4329 | 44875.7294 | 31032.8098 | 15764779.9722
[10 empty] | 268 | 15764779.9722 | 44875.7294 | 31182.958 | 15840838.6596
[10 empty] | 269 | 15840838.6596 | 44875.7294 | 31333.4032 | 15917047.7922
[10 empty] | 270 | 15917047.7922 | 44875.7294 | 31484.1459 | 15993407.6675
[10 empty] | 271 | 15993407.6675 | 44875.7294 | 31635.1868 | 16069918.5837
[10 empty] | 272 | 16069918.5837 | 44875.7294 | 31786.5265 | 16146580.8396
[10 empty] | 273 | 16146580.8396 | 44875.7294 | 31938.1655 | 16223394.7346
[10 empty] | 274 | 16223394.7346 | 44875.7294 | 32090.1045 | 16300360.5685
[10 empty] | 275 | 16300360.5685 | 44875.7294 | 32242.344 | 16377478.6419
[10 empty] | 276 | 16377478.6419 | 44875.7294 | 32394.8847 | 16454749.2559
[10 empty] | 277 | 16454749.2559 | 44875.7294 | 32547.727 | 16532172.7124
[10 empty] | 278 | 16532172.7124 | 44875.7294 | 32700.8717 | 16609749.3135
[10 empty] | 279 | 16609749.3135 | 44875.7294 | 32854.3193 | 16687479.3622
[10 empty] | 280 | 16687479.3622 | 44875.7294 | 33008.0705 | 16765363.1621
[10 empty] | 281 | 16765363.1621 | 44875.7294 | 33162.1257 | 16843401.0172
[10 empty] | 282 | 16843401.0172 | 44875.7294 | 33316.4857 | 16921593.2323
[10 empty] | 283 | 16921593.2323 | 44875.7294 | 33471.151 | 16999940.1128
[10 empty] | 284 | 16999940.1128 | 44875.7294 | 33626.1223 | 17078441.9644
[10 empty] | 285 | 17078441.9644 | 44875.7294 | 33781.4 | 17157099.0938
[10 empty] | 286 | 17157099.0938 | 44875.7294 | 33936.9849 | 17235911.8082
[10 empty] | 287 | 17235911.8082 | 44875.7294 | 34092.8776 | 17314880.4152
[10 empty] | 288 | 17314880.4152 | 44875.7294 | 34249.0786 | 17394005.2233
[10 empty] | 289 | 17394005.2233 | 44875.7294 | 34405.5886 | 17473286.5413
[10 empty] | 290 | 17473286.5413 | 44875.7294 | 34562.4082 | 17552724.6789
[10 empty] | 291 | 17552724.6789 | 44875.7294 | 34719.538 | 17632319.9462
[10 empty] | 292 | 17632319.9462 | 44875.7294 | 34876.9785 | 17712072.6542
[10 empty] | 293 | 17712072.6542 | 44875.7294 | 35034.7305 | 17791983.1141
[10 empty] | 294 | 17791983.1141 | 44875.7294 | 35192.7945 | 17872051.638
[10 empty] | 295 | 17872051.638 | 44875.7294 | 35351.1712 | 17952278.5386
[10 empty] | 296 | 17952278.5386 | 44875.7294 | 35509.8611 | 18032664.1292
[10 empty] | 297 | 18032664.1292 | 44875.7294 | 35668.865 | 18113208.7236
[10 empty] | 298 | 18113208.7236 | 44875.7294 | 35828.1833 | 18193912.6363
[10 empty] | 299 | 18193912.6363 | 44875.7294 | 35987.8168 | 18274776.1825
[10 empty] | 300 | 18274776.1825 | 44875.7294 | 36147.7661 | 18355799.678
[10 empty] | 301 | 18355799.678 | 44875.7294 | 36308.0317 | 18436983.439
[10 empty] | 302 | 18436983.439 | 44875.7294 | 36468.6143 | 18518327.7827
[10 empty] | 303 | 18518327.7827 | 44875.7294 | 36629.5146 | 18599833.0267
[10 empty] | 304 | 18599833.0267 | 44875.7294 | 36790.7331 | 18681499.4892
[10 empty] | 305 | 18681499.4892 | 44875.7294 | 36952.2705 | 18763327.4891
[10 empty] | 306 | 18763327.4891 | 44875.7294 | 37114.1275 | 18845317.346
[10 empty] | 307 | 18845317.346 | 44875.7294 | 37276.3046 | 18927469.38
[10 empty] | 308 | 18927469.38 | 44875.7294 | 37438.8024 | 19009783.9118
[10 empty] | 309 | 19009783.9118 | 44875.7294 | 37601.6218 | 19092261.263
[10 empty] | 310 | 19092261.263 | 44875.7294 | 37764.7631 | 19174901.7555
[10 empty] | 311 | 19174901.7555 | 44875.7294 | 37928.2272 | 19257705.7121
[10 empty] | 312 | 19257705.7121 | 44875.7294 | 38092.0146 | 19340673.456
[10 empty] | 313 | 19340673.456 | 44875.7294 | 38256.126 | 19423805.3114
[10 empty] | 314 | 19423805.3114 | 44875.7294 | 38420.5619 | 19507101.6027
[10 empty] | 315 | 19507101.6027 | 44875.7294 | 38585.3232 | 19590562.6553
[10 empty] | 316 | 19590562.6553 | 44875.7294 | 38750.4103 | 19674188.7951
[10 empty] | 317 | 19674188.7951 | 44875.7294 | 38915.824 | 19757980.3485
[10 empty] | 318 | 19757980.3485 | 44875.7294 | 39081.5649 | 19841937.6428
[10 empty] | 319 | 19841937.6428 | 44875.7294 | 39247.6336 | 19926061.0058
[10 empty] | 320 | 19926061.0058 | 44875.7294 | 39414.0308 | 20010350.766
[10 empty] | 321 | 20010350.766 | 44875.7294 | 39580.7572 | 20094807.2526
[10 empty] | 322 | 20094807.2526 | 44875.7294 | 39747.8133 | 20179430.7953
[10 empty] | 323 | 20179430.7953 | 44875.7294 | 39915.1998 | 20264221.7245
[10 empty] | 324 | 20264221.7245 | 44875.7294 | 40082.9175 | 20349180.3714
[10 empty] | 325 | 20349180.3714 | 44875.7294 | 40250.9669 | 20434307.0677
[10 empty] | 326 | 20434307.0677 | 44875.7294 | 40419.3487 | 20519602.1459
[10 empty] | 327 | 20519602.1459 | 44875.7294 | 40588.0636 | 20605065.9389
[10 empty] | 328 | 20605065.9389 | 44875.7294 | 40757.1122 | 20690698.7805
[10 empty] | 329 | 20690698.7805 | 44875.7294 | 40926.4952 | 20776501.005
[10 empty] | 330 | 20776501.005 | 44875.7294 | 41096.2132 | 20862472.9476
[10 empty] | 331 | 20862472.9476 | 44875.7294 | 41266.2669 | 20948614.9439
[10 empty] | 332 | 20948614.9439 | 44875.7294 | 41436.657 | 21034927.3303
[10 empty] | 333 | 21034927.3303 | 44875.7294 | 41607.3841 | 21121410.4438
[10 empty] | 334 | 21121410.4438 | 44875.7294 | 41778.4489 | 21208064.6221
[10 empty] | 335 | 21208064.6221 | 44875.7294 | 41949.8521 | 21294890.2037
[10 empty] | 336 | 21294890.2037 | 44875.7294 | 42121.5944 | 21381887.5274
[10 empty] | - | - | - | - | -
[11 empty] | Equals: Amount To Accrue | 15078245.0795 | 6303642.448 | 21381887.5274 | 1.9744e-07