{"text_format":"1","workbook":"xlsx","n_sheets":2,"sheets":["INPUTS","OUTPUTS"],"not_rendered":{"charts":0,"images":0,"macros":1,"external_links":1,"defined_names":70,"comments":0,"pivot_tables":0},"unopened":[],"bounds":{"document_bytes":16777216,"sheet_cells":100000,"rows_first":2000,"rows_last":500,"rows_between":2000,"halvings":0,"cell_chars":16384,"cell_head_chars":4096},"cells_cut":0,"cells_raw":0,"read":"whole","date_system":"1900"}

{"sheet":"INPUTS","index":0,"n_rows":112,"n_cols":45,"rows_kept":112,"cut":false,"hidden":false,"merged":[[3,43,3,44],[2,0,2,27],[7,36,7,41],[3,32,3,33]]}
["FPL 000652"]
["20240012-EG"]
["I. Inputs: Batch Runs "]
[null,null,null,null,null,null,null,null,null,null,null,null,null,null,null,null,null,null,null,null,null,null,"adjusted for tax credits",null,null,null,null,null,null,null,null,null,"Screening Step # 4",null,null,null,null,null,null,null,null,null,null,"Maximum Incentive"]
[]
[null,null,"Summer","Winter","Annual",null,null,null,"Billing","Billing","Billing","Billing","Billing","Billing","Billing","Billing","Billing","Billing","Billing","Billing",null,null,null,null,null,null,null,null,null,null,null,null,"Maximum Incentive",null,null,null,null,null,null,null,null,null,null,"Minimum","Conversion Factor to"]
[null,null,"kW","kW","kWh",null,null,"Life","kW","kW","kW","kW","kW","kW","kW","kW","kW","kW","kW","kW","Admin.",null,null,null,null,null,"Kwh pct","External",null,null,"(Based on 2-Yrs.)",null,"that does not violate",null,null,null,null,null,null,null,null,null,null,"Incentive Needed","calculate one-time"]
[null,null,"Reduction ","Reduction ","Reduction ",null,null,"(Years)","per","per","per","per","per","per","per","per","per","per","per","per","Non-","Admin.","Part.","Part.","Rebate","Rebate","for rev","non rec",null,null,"with zero incentive",null,"2-Years Payback",null,null,null,"Energy and Demand Charge",null,null,null,null,null,null,"to get Participant ","incentive payment needed"]
[null,"Measure","at","at","at","Load","Rate","of","month","month","month","month","month","month","month","month","month","month","month","month","rec.","Rec.","Equip.","O&M","Non-rec.","Rec.","loss & bill","credit",null,null,"Years",null,"one-time incentive payment","2 Yrs. Payback ",null,null,null,null,null,null,null,null,null,"Test to 1.00","to make Part. Test = 1.00"]
[null,"Name","Meter","Meter","Meter","Shifting %","Class","Measure","Jan.","Feb.","March","April","May","June","July","Aug.","Sep.","Oct.","Nov.","Dec.","Cost","Cost","Cost","Cost","Cost","Cost","savings","per part",null,null,"to Payback",null,"(Nominal $)"," criterion met",null,null,"Egy yr1","Egy yr2","Egy yr3","Dmd yr1","Dmd yr2","Dmd yr3",null,"(NPV $)","(Nominal $)"]
[1,"DRRSFrs101",0.82170625859384994,0.35510923738226685,1,0,"RS",10,1,1,1,1,1,1,1,1,1,1,1,1,175,16.7,0,0,0,0,1,0,null,null,0,null,-0.25664799999999999,0,null,null,13.941899999999999,11.722899999999999,12.695988728363995,0,0,0,null,0,0]
[2,"DRRMFrs102",0.82170625859384994,0.35510923738226685,1,0,"RS",10,1,1,1,1,1,1,1,1,1,1,1,1,175,16.7,0,0,0,0,1,0,null,null,0,null,-0.25664799999999999,0,null,null,13.941899999999999,11.722899999999999,12.695988728363995,0,0,0,null,0,0]
[3,"DRRMOrs103",0.82170625859384994,0.35510923738226685,1,0,"RS",10,1,1,1,1,1,1,1,1,1,1,1,1,175,16.7,0,0,0,0,1,0,null,null,0,null,-0.25664799999999999,0,null,null,13.941899999999999,11.722899999999999,12.695988728363995,0,0,0,null,0,0]
[4,"DRRSFrs104",0.82170625859384994,0.35510923738226685,1,0,"RS",10,1,1,1,1,1,1,1,1,1,1,1,1,175,7.73,257.52999999999997,0,0,0,1,0,null,null,2196.811369200454,null,257.27335199999999,1,null,null,13.941899999999999,11.722899999999999,12.695988728363995,0,0,0,null,3587.3545637663733,369.77452882586874]
[5,"DRRMFrs105",0.82170625859384994,0.35510923738226685,1,0,"RS",10,1,1,1,1,1,1,1,1,1,1,1,1,175,7.73,257.52999999999997,0,0,0,1,0,null,null,2196.811369200454,null,257.27335199999999,1,null,null,13.941899999999999,11.722899999999999,12.695988728363995,0,0,0,null,3587.3545637663733,369.77452882586874]
[6,"DRRMOrs106",0.82170625859384994,0.35510923738226685,1,0,"RS",10,1,1,1,1,1,1,1,1,1,1,1,1,175,7.73,257.52999999999997,0,0,0,1,0,null,null,2196.811369200454,null,257.27335199999999,1,null,null,13.941899999999999,11.722899999999999,12.695988728363995,0,0,0,null,3587.3545637663733,369.77452882586874]
[7,"DRRSFrs107",2.4900000000000002,0,1,0,"RS",15,1,1,1,1,1,1,1,1,1,1,1,1,140.68,7.73,257.52999999999997,0,0,0,1,0,null,null,2196.811369200454,null,257.27335199999999,1,null,null,13.941899999999999,11.722899999999999,12.695988728363995,0,0,0,null,2687.9050801318931,352.88677248912455]
[8,"DRRMFrs108",1.62,0,1,0,"RS",15,1,1,1,1,1,1,1,1,1,1,1,1,140.68,7.73,257.52999999999997,0,0,0,1,0,null,null,2196.811369200454,null,257.27335199999999,1,null,null,13.941899999999999,11.722899999999999,12.695988728363995,0,0,0,null,2687.9050801318931,352.88677248912455]
[9,"DRRMOrs109",1.96,0,1,0,"RS",15,1,1,1,1,1,1,1,1,1,1,1,1,140.68,7.73,257.52999999999997,0,0,0,1,0,null,null,2196.811369200454,null,257.27335199999999,1,null,null,13.941899999999999,11.722899999999999,12.695988728363995,0,0,0,null,2687.9050801318931,352.88677248912455]
[10,"DRRSFrs110",0.76,0,1,0,"RS",15,1,1,1,1,1,1,1,1,1,1,1,1,140.68,7.73,257.52999999999997,0,0,0,1,0,null,null,2196.811369200454,null,257.27335199999999,1,null,null,13.941899999999999,11.722899999999999,12.695988728363995,0,0,0,null,2687.9050801318931,352.88677248912455]
[11,"DRRMFrs111",0.44,0,1,0,"RS",15,1,1,1,1,1,1,1,1,1,1,1,1,140.68,7.73,257.52999999999997,0,0,0,1,0,null,null,2196.811369200454,null,257.27335199999999,1,null,null,13.941899999999999,11.722899999999999,12.695988728363995,0,0,0,null,2687.9050801318931,352.88677248912455]
[12,"DRRMOrs112",0.51,0,1,0,"RS",15,1,1,1,1,1,1,1,1,1,1,1,1,140.68,7.73,257.52999999999997,0,0,0,1,0,null,null,2196.811369200454,null,257.27335199999999,1,null,null,13.941899999999999,11.722899999999999,12.695988728363995,0,0,0,null,2687.9050801318931,352.88677248912455]
[13,"DRRSFrs113",0.28000000000000003,0.25,1,0,"RS",15,1,1,1,1,1,1,1,1,1,1,1,1,25.37,83.02,222.55,0,0,0,1,0,null,null,1898.4210391626648,null,222.293352,1,null,null,13.941899999999999,11.722899999999999,12.695988728363995,0,0,0,null,2320.6616469354053,304.67251417455083]
[14,"DRRMFrs114",0.11,0.13,1,0,"RS",15,1,1,1,1,1,1,1,1,1,1,1,1,25.37,83.02,222.55,0,0,0,1,0,null,null,1898.4210391626648,null,222.293352,1,null,null,13.941899999999999,11.722899999999999,12.695988728363995,0,0,0,null,2320.6616469354053,304.67251417455083]
[15,"DRRMOrs115",0.2,0.23,1,0,"RS",15,1,1,1,1,1,1,1,1,1,1,1,1,25.37,83.02,222.55,0,0,0,1,0,null,null,1898.4210391626648,null,222.293352,1,null,null,13.941899999999999,11.722899999999999,12.695988728363995,0,0,0,null,2320.6616469354053,304.67251417455083]
[16,"DRRSFrs116",1.2450000000000001,1.7649999999999999,1,0,"RS",15,1,1,1,1,1,1,1,1,1,1,1,1,25.37,16.7,334.4,0,0,0,1,0,null,null,2852.5364884115706,null,334.14335199999999,1,null,null,13.941899999999999,11.722899999999999,12.695988728363995,0,0,0,null,3494.9377949589061,458.83960993622151]
[17,"DRRMFrs117",0.81,1,1,0,"RS",15,1,1,1,1,1,1,1,1,1,1,1,1,25.37,16.7,334.4,0,0,0,1,0,null,null,2852.5364884115706,null,334.14335199999999,1,null,null,13.941899999999999,11.722899999999999,12.695988728363995,0,0,0,null,3494.9377949589061,458.83960993622151]
[18,"DRRMOrs118",0.98,1.66,1,0,"RS",15,1,1,1,1,1,1,1,1,1,1,1,1,25.37,16.7,334.4,0,0,0,1,0,null,null,2852.5364884115706,null,334.14335199999999,1,null,null,13.941899999999999,11.722899999999999,12.695988728363995,0,0,0,null,3494.9377949589061,458.83960993622151]
[19,"DRRSFrs119",1.2450000000000001,1.7649999999999999,1,0,"RS",15,1,1,1,1,1,1,1,1,1,1,1,1,25.37,16.7,0,0,0,0,1,0,null,null,0,null,-0.25664799999999999,0,null,null,13.941899999999999,11.722899999999999,12.695988728363995,0,0,0,null,0,0]
[20,"DRRMFrs120",0.81,1,1,0,"RS",15,1,1,1,1,1,1,1,1,1,1,1,1,25.37,16.7,0,0,0,0,1,0,null,null,0,null,-0.25664799999999999,0,null,null,13.941899999999999,11.722899999999999,12.695988728363995,0,0,0,null,0,0]
[21,"DRRMOrs121",0.98,1.66,1,0,"RS",15,1,1,1,1,1,1,1,1,1,1,1,1,25.37,16.7,0,0,0,0,1,0,null,null,0,null,-0.25664799999999999,0,null,null,13.941899999999999,11.722899999999999,12.695988728363995,0,0,0,null,0,0]
[22,"DRRSFrs122",0,3.53,1,0,"RS",15,1,1,1,1,1,1,1,1,1,1,1,1,140.68,7.73,257.52999999999997,0,0,0,1,0,null,null,2196.811369200454,null,257.27335199999999,1,null,null,13.941899999999999,11.722899999999999,12.695988728363995,0,0,0,null,2687.9050801318931,352.88677248912455]
[23,"DRRMFrs123",0,2,1,0,"RS",15,1,1,1,1,1,1,1,1,1,1,1,1,140.68,7.73,257.52999999999997,0,0,0,1,0,null,null,2196.811369200454,null,257.27335199999999,1,null,null,13.941899999999999,11.722899999999999,12.695988728363995,0,0,0,null,2687.9050801318931,352.88677248912455]
[24,"DRRMOrs124",0,3.32,1,0,"RS",15,1,1,1,1,1,1,1,1,1,1,1,1,140.68,7.73,257.52999999999997,0,0,0,1,0,null,null,2196.811369200454,null,257.27335199999999,1,null,null,13.941899999999999,11.722899999999999,12.695988728363995,0,0,0,null,2687.9050801318931,352.88677248912455]
[25,"DRRSFrs125",0,0.74,1,0,"RS",15,1,1,1,1,1,1,1,1,1,1,1,1,140.68,7.73,257.52999999999997,0,0,0,1,0,null,null,2196.811369200454,null,257.27335199999999,1,null,null,13.941899999999999,11.722899999999999,12.695988728363995,0,0,0,null,2687.9050801318931,352.88677248912455]
[26,"DRRMFrs126",0,0.37,1,0,"RS",15,1,1,1,1,1,1,1,1,1,1,1,1,140.68,7.73,257.52999999999997,0,0,0,1,0,null,null,2196.811369200454,null,257.27335199999999,1,null,null,13.941899999999999,11.722899999999999,12.695988728363995,0,0,0,null,2687.9050801318931,352.88677248912455]
[27,"DRRMOrs127",0,0.64,1,0,"RS",15,1,1,1,1,1,1,1,1,1,1,1,1,140.68,7.73,257.52999999999997,0,0,0,1,0,null,null,2196.811369200454,null,257.27335199999999,1,null,null,13.941899999999999,11.722899999999999,12.695988728363995,0,0,0,null,2687.9050801318931,352.88677248912455]
[28,"DRRSFrs128",1.66,0.87,1,0,"RS",15,1,1,1,1,1,1,1,1,1,1,1,1,25.37,83.02,418.57,0,0,0,1,0,null,null,3570.5328886197103,null,418.31335200000001,1,null,null,13.941899999999999,11.722899999999999,12.695988728363995,0,0,0,null,4378.6109933252546,574.85434022250865]
[29,"DRRMFrs129",0.97,0.55000000000000004,1,0,"RS",15,1,1,1,1,1,1,1,1,1,1,1,1,25.37,83.02,418.57,0,0,0,1,0,null,null,3570.5328886197103,null,418.31335200000001,1,null,null,13.941899999999999,11.722899999999999,12.695988728363995,0,0,0,null,4378.6109933252546,574.85434022250865]
[30,"DRRMOrs130",1.32,0.82,1,0,"RS",15,1,1,1,1,1,1,1,1,1,1,1,1,25.37,83.02,418.57,0,0,0,1,0,null,null,3570.5328886197103,null,418.31335200000001,1,null,null,13.941899999999999,11.722899999999999,12.695988728363995,0,0,0,null,4378.6109933252546,574.85434022250865]
[31,"DRRSFrs131",0.66633989999999998,0.12956429999999999,1,0,"RS",15,1,1,1,1,1,1,1,1,1,1,1,1,140.68,7.73,257.52999999999997,0,0,0,1,0,null,null,2196.811369200454,null,257.27335199999999,1,null,null,13.941899999999999,11.722899999999999,12.695988728363995,0,0,0,null,2687.9050801318931,352.88677248912455]
[32,"DRRMFrs132",0.66633989999999998,0.12956429999999999,1,0,"RS",15,1,1,1,1,1,1,1,1,1,1,1,1,140.68,7.73,257.52999999999997,0,0,0,1,0,null,null,2196.811369200454,null,257.27335199999999,1,null,null,13.941899999999999,11.722899999999999,12.695988728363995,0,0,0,null,2687.9050801318931,352.88677248912455]
[33,"DRRMOrs133",0.66633989999999998,0.12956429999999999,1,0,"RS",15,1,1,1,1,1,1,1,1,1,1,1,1,140.68,7.73,257.52999999999997,0,0,0,1,0,null,null,2196.811369200454,null,257.27335199999999,1,null,null,13.941899999999999,11.722899999999999,12.695988728363995,0,0,0,null,2687.9050801318931,352.88677248912455]
[34,"DRRSFrs134",0.19162362506821701,3.0134333065990958E-2,1,0,"RS",20,1,1,1,1,1,1,1,1,1,1,1,1,0,0,2198,0,0,0,1,0,null,null,18749.626798829642,null,2197.743352,1,null,null,13.941899999999999,11.722899999999999,12.695988728363995,0,0,0,null,19353.569700433523,2910.7998432848835]
[35,"DRRMFrs135",0.19162362506821701,3.0134333065990958E-2,1,0,"RS",20,1,1,1,1,1,1,1,1,1,1,1,1,0,0,2198,0,0,0,1,0,null,null,18749.626798829642,null,2197.743352,1,null,null,13.941899999999999,11.722899999999999,12.695988728363995,0,0,0,null,19353.569700433523,2910.7998432848835]
[36,"DRRMOrs136",0.19162362506821701,3.0134333065990958E-2,1,0,"RS",20,1,1,1,1,1,1,1,1,1,1,1,1,0,0,2198,0,0,0,1,0,null,null,18749.626798829642,null,2197.743352,1,null,null,13.941899999999999,11.722899999999999,12.695988728363995,0,0,0,null,19353.569700433523,2910.7998432848835]
[37,"DRRSFrs137",1.2082807795016151E-2,4.5914669621061367E-2,1,0,"RS",10,1,1,1,1,1,1,1,1,1,1,1,1,0,0,886,0,0,0,1,0,null,null,7557.8568442962078,null,885.74335200000007,1,null,null,13.941899999999999,11.722899999999999,12.695988728363995,0,0,0,null,12380.448576056415,1276.1421982380607]
[38,"DRRMFrs138",1.2082807795016151E-2,4.5914669621061367E-2,1,0,"RS",10,1,1,1,1,1,1,1,1,1,1,1,1,0,0,886,0,0,0,1,0,null,null,7557.8568442962078,null,885.74335200000007,1,null,null,13.941899999999999,11.722899999999999,12.695988728363995,0,0,0,null,12380.448576056415,1276.1421982380607]
[39,"DRRMOrs139",1.2082807795016151E-2,4.5914669621061367E-2,1,0,"RS",10,1,1,1,1,1,1,1,1,1,1,1,1,0,0,886,0,0,0,1,0,null,null,7557.8568442962078,null,885.74335200000007,1,null,null,13.941899999999999,11.722899999999999,12.695988728363995,0,0,0,null,12380.448576056415,1276.1421982380607]
[40,"DRRSFrs140",0.20398447326666666,0.57697193629999999,1,0,"RS",15,1,1,1,1,1,1,1,1,1,1,1,1,140.68,7.73,237.54,0,0,0,1,0,null,null,2026.2904230181953,null,237.28335199999998,1,null,null,13.941899999999999,11.722899999999999,12.695988728363995,0,0,0,null,2478.0366083314043,325.33378774709439]
[41,"DRRMFrs141",0.1540121381,0.4,1,0,"RS",15,1,1,1,1,1,1,1,1,1,1,1,1,140.68,7.73,237.54,0,0,0,1,0,null,null,2026.2904230181953,null,237.28335199999998,1,null,null,13.941899999999999,11.722899999999999,12.695988728363995,0,0,0,null,2478.0366083314043,325.33378774709439]
[42,"DRRMOrs142",0.1540121381,0.39600670789999998,1,0,"RS",15,1,1,1,1,1,1,1,1,1,1,1,1,140.68,7.73,237.54,0,0,0,1,0,null,null,2026.2904230181953,null,237.28335199999998,1,null,null,13.941899999999999,11.722899999999999,12.695988728363995,0,0,0,null,2478.0366083314043,325.33378774709439]
[43,"DRCgsd201",1,0.43571428571428572,0.79500000000000004,0,"GSD",10,1,1,1,1,1,1,1,1,1,1,1,1,139.125,13.2765,0,0,0,0,1,0,null,null,0,null,-317.14652205000004,0,null,null,7.4389999999999992,5.9600000000000009,6.2474711356919013,13.13,13.290000000000001,14.852837601175882,null,0,0]
[44,"DRCgsd202",1,0.43571428571428572,0.79500000000000004,0,"GSD",10,1,1,1,1,1,1,1,1,1,1,1,1,139.125,13.2765,0,0,0,0,1,0,null,null,0,null,-317.14652205000004,0,null,null,7.4389999999999992,5.9600000000000009,6.2474711356919013,13.13,13.290000000000001,14.852837601175882,null,0,0]
[45,"DRCgsd203",1,0.43571428571428572,0.79500000000000004,0,"GSD",10,1,1,1,1,1,1,1,1,1,1,1,1,139.125,13.2765,0,0,0,0,1,0,null,null,0,null,-317.14652205000004,0,null,null,7.4389999999999992,5.9600000000000009,6.2474711356919013,13.13,13.290000000000001,14.852837601175882,null,0,0]
[46,"DRCgsd204",1,0.43571428571428572,0.79500000000000004,0,"GSD",10,1,1,1,1,1,1,1,1,1,1,1,1,139.125,13.2765,0,0,0,0,1,0,null,null,0,null,-317.14652205000004,0,null,null,7.4389999999999992,5.9600000000000009,6.2474711356919013,13.13,13.290000000000001,14.852837601175882,null,0,0]
[47,"DRCgsd205",1,0.43571428571428572,0.79500000000000004,0,"GSD",10,1,1,1,1,1,1,1,1,1,1,1,1,139.125,6.1453500000000005,129.62475000000001,0,0,0,1,0,null,null,0.81255486283853129,null,-187.52177205000001,0,null,null,7.4389999999999992,5.9600000000000009,6.2474711356919013,13.13,13.290000000000001,14.852837601175882,null,0,0]
[48,"DRCgsd206",1,0.43571428571428572,0.79500000000000004,0,"GSD",10,1,1,1,1,1,1,1,1,1,1,1,1,139.125,6.1453500000000005,129.62475000000001,0,0,0,1,0,null,null,0.81255486283853129,null,-187.52177205000001,0,null,null,7.4389999999999992,5.9600000000000009,6.2474711356919013,13.13,13.290000000000001,14.852837601175882,null,0,0]
[49,"DRCgsd207",1,0.43571428571428572,0.79500000000000004,0,"GSD",10,1,1,1,1,1,1,1,1,1,1,1,1,139.125,6.1453500000000005,129.62475000000001,0,0,0,1,0,null,null,0.81255486283853129,null,-187.52177205000001,0,null,null,7.4389999999999992,5.9600000000000009,6.2474711356919013,13.13,13.290000000000001,14.852837601175882,null,0,0]
[50,"DRCgsd208",1,0.43571428571428572,0.79500000000000004,0,"GSD",10,1,1,1,1,1,1,1,1,1,1,1,1,139.125,6.1453500000000005,129.62475000000001,0,0,0,1,0,null,null,0.81255486283853129,null,-187.52177205000001,0,null,null,7.4389999999999992,5.9600000000000009,6.2474711356919013,13.13,13.290000000000001,14.852837601175882,null,0,0]
[51,"DRCgsd209",1,0,0.29427278855776784,0,"GSD",15,1,1,1,1,1,1,1,1,1,1,1,1,4.8849282900589461,0.80042198487712857,47.981178174344052,0,0,0,1,0,null,null,0.3008270759410735,null,-269.09825143659481,0,null,null,7.4389999999999992,5.9600000000000009,6.2474711356919013,13.13,13.290000000000001,14.852837601175882,null,0,0]
[52,"DRCgsd210",1,0,0.15253589498636588,0,"GSD",15,1,1,1,1,1,1,1,1,1,1,1,1,2.5320958567736738,0.41489763436291521,24.870977677526955,0,0,0,1,0,null,null,0.15594156001427001,null,-292.18946060704229,0,null,null,7.4389999999999992,5.9600000000000009,6.2474711356919013,13.13,13.290000000000001,14.852837601175882,null,0,0]
[53,"DRCgsd211",1,0,0.11310484730281552,0,"GSD",15,1,1,1,1,1,1,1,1,1,1,1,1,1.8775404652267378,0.30764518466365826,18.441745352724073,0,0,0,1,0,null,null,0.11563184018582311,null,-298.61340956576606,0,null,null,7.4389999999999992,5.9600000000000009,6.2474711356919013,13.13,13.290000000000001,14.852837601175882,null,0,0]
[54,"DRCgsd212",1,0,0.14210609020097334,0,"GSD",15,1,1,1,1,1,1,1,1,1,1,1,1,2.3589610973361577,0.38652856534664753,23.170398007268705,0,0,0,1,0,null,null,0.14527945547769372,null,-293.88864278775736,0,null,null,7.4389999999999992,5.9600000000000009,6.2474711356919013,13.13,13.290000000000001,14.852837601175882,null,0,0]
[55,"DRCgsd213",1,0,0.77933218809802396,0,"GSD",15,1,1,1,1,1,1,1,1,1,1,1,1,12.936914322427199,2.1197835516266252,127.07011326938282,0,0,0,1,0,null,null,0.79654574338256212,null,-190.07430945050046,0,null,null,7.4389999999999992,5.9600000000000009,6.2474711356919013,13.13,13.290000000000001,14.852837601175882,null,0,0]
[56,"DRCgsd214",1,0,0.40754068551915007,0,"GSD",15,1,1,1,1,1,1,1,1,1,1,1,1,6.7651753796178919,1.1085106646120881,66.449508773897421,0,0,0,1,0,null,null,0.41660013667031837,null,-250.64509760255532,0,null,null,7.4389999999999992,5.9600000000000009,6.2474711356919013,13.13,13.290000000000001,14.852837601175882,null,0,0]
[57,"DRCgsd215",1,0,0.3021900321196419,0,"GSD",15,1,1,1,1,1,1,1,1,1,1,1,1,5.016354533186056,0.82195688736542605,49.272084737107619,0,0,0,1,0,null,null,0.30891974498391733,null,-267.80840570529608,0,null,null,7.4389999999999992,5.9600000000000009,6.2474711356919013,13.13,13.290000000000001,14.852837601175882,null,0,0]
[58,"DRCgsd216",1,0,0.37967465574006293,0,"GSD",15,1,1,1,1,1,1,1,1,1,1,1,1,6.3025992852850452,1.0327150636129712,61.905952618417267,0,0,0,1,0,null,null,0.38811869846975727,null,-255.18491998870536,0,null,null,7.4389999999999992,5.9600000000000009,6.2474711356919013,13.13,13.290000000000001,14.852837601175882,null,0,0]
[59,"DRCgsd217",1,0.22633203539823013,0.58854557711553568,0,"GSD",15,1,1,1,1,1,1,1,1,1,1,1,1,9.8287111378294458,9.8287111378294458,196.8096409874351,0,0,0,1,0,null,null,1.2337996150487123,null,-120.30921823444265,0,null,null,7.4389999999999992,5.9600000000000009,6.2474711356919013,13.13,13.290000000000001,14.852837601175882,null,0,0]
[60,"DRCgsd218",1,0.28095559633027523,0.30507178997273177,0,"GSD",15,1,1,1,1,1,1,1,1,1,1,1,1,5.0946988925446197,5.0946988925446197,102.01600656688149,0,0,0,1,0,null,null,0.63960607644189027,null,-215.06487000225698,0,null,null,7.4389999999999992,5.9600000000000009,6.2474711356919013,13.13,13.290000000000001,14.852837601175882,null,0,0]
[61,"DRCgsd219",1,0.32261166666666669,0.22620969460563103,0,"GSD",15,1,1,1,1,1,1,1,1,1,1,1,1,3.7777018999140384,3.7777018999140384,75.644521876123008,0,0,0,1,0,null,null,0.4742797064881884,null,-241.42578796085724,0,null,null,7.4389999999999992,5.9600000000000009,6.2474711356919013,13.13,13.290000000000001,14.852837601175882,null,0,0]
[62,"DRCgsd220",1,0.5648850427350427,0.28421218040194668,0,"GSD",15,1,1,1,1,1,1,1,1,1,1,1,1,4.746343412712509,4.746343412712509,95.04055312641097,0,0,0,1,0,null,null,0.59587697227862946,null,-222.03752846364111,0,null,null,7.4389999999999992,5.9600000000000009,6.2474711356919013,13.13,13.290000000000001,14.852837601175882,null,0,0]
[63,"DRCgsd221",1,0.22633203539823013,0.58854557711553568,0,"GSD",15,1,1,1,1,1,1,1,1,1,1,1,1,9.8287111378294458,9.8287111378294458,0,0,0,0,1,0,null,null,0,null,-317.11885922187776,0,null,null,7.4389999999999992,5.9600000000000009,6.2474711356919013,13.13,13.290000000000001,14.852837601175882,null,0,0]
[64,"DRCgsd222",1,0.28095559633027523,0.30507178997273177,0,"GSD",15,1,1,1,1,1,1,1,1,1,1,1,1,5.0946988925446197,5.0946988925446197,0,0,0,0,1,0,null,null,0,null,-317.08087656913847,0,null,null,7.4389999999999992,5.9600000000000009,6.2474711356919013,13.13,13.290000000000001,14.852837601175882,null,0,0]
[65,"DRCgsd223",1,0.32261166666666669,0.22620969460563103,0,"GSD",15,1,1,1,1,1,1,1,1,1,1,1,1,3.7777018999140384,3.7777018999140384,0,0,0,0,1,0,null,null,0,null,-317.07030983698019,0,null,null,7.4389999999999992,5.9600000000000009,6.2474711356919013,13.13,13.290000000000001,14.852837601175882,null,0,0]
[66,"DRCgsd224",1,0.5648850427350427,0.28421218040194668,0,"GSD",15,1,1,1,1,1,1,1,1,1,1,1,1,4.746343412712509,4.746343412712509,0,0,0,0,1,0,null,null,0,null,-317.07808159005208,0,null,null,7.4389999999999992,5.9600000000000009,6.2474711356919013,13.13,13.290000000000001,14.852837601175882,null,0,0]
[67,"DRCgsd225",0,0.76912322239335951,1,0,"GSD",15,1,1,1,1,1,1,1,1,1,1,1,1,16.600000000000001,2.72,163.05000000000001,0,0,0,1,0,null,null,1.022003314537582,null,-154.12398999999999,0,null,null,7.4389999999999992,5.9600000000000009,6.2474711356919013,13.13,13.290000000000001,14.852837601175882,null,0,0]
[68,"DRCgsd226",0,1.8418982388072518,1,0,"GSD",15,1,1,1,1,1,1,1,1,1,1,1,1,16.600000000000001,2.72,163.05000000000001,0,0,0,1,0,null,null,1.022003314537582,null,-154.12398999999999,0,null,null,7.4389999999999992,5.9600000000000009,6.2474711356919013,13.13,13.290000000000001,14.852837601175882,null,0,0]
[69,"DRCgsd227",0,2.8523239663012738,1,0,"GSD",15,1,1,1,1,1,1,1,1,1,1,1,1,16.600000000000001,2.72,163.05000000000001,0,0,0,1,0,null,null,1.022003314537582,null,-154.12398999999999,0,null,null,7.4389999999999992,5.9600000000000009,6.2474711356919013,13.13,13.290000000000001,14.852837601175882,null,0,0]
[70,"DRCgsd228",0,3.9750938326158636,1,0,"GSD",15,1,1,1,1,1,1,1,1,1,1,1,1,16.600000000000001,2.72,163.05000000000001,0,0,0,1,0,null,null,1.022003314537582,null,-154.12398999999999,0,null,null,7.4389999999999992,5.9600000000000009,6.2474711356919013,13.13,13.290000000000001,14.852837601175882,null,0,0]
[71,"DRCgsd229",0,0.28787039736442721,1,0,"GSD",15,1,1,1,1,1,1,1,1,1,1,1,1,16.600000000000001,2.72,163.05000000000001,0,0,0,1,0,null,null,1.022003314537582,null,-154.12398999999999,0,null,null,7.4389999999999992,5.9600000000000009,6.2474711356919013,13.13,13.290000000000001,14.852837601175882,null,0,0]
[72,"DRCgsd230",0,0.68939275589718585,1,0,"GSD",15,1,1,1,1,1,1,1,1,1,1,1,1,16.600000000000001,2.72,163.05000000000001,0,0,0,1,0,null,null,1.022003314537582,null,-154.12398999999999,0,null,null,7.4389999999999992,5.9600000000000009,6.2474711356919013,13.13,13.290000000000001,14.852837601175882,null,0,0]
[73,"DRCgsd231",0,1.0675787828069043,1,0,"GSD",15,1,1,1,1,1,1,1,1,1,1,1,1,16.600000000000001,2.72,163.05000000000001,0,0,0,1,0,null,null,1.022003314537582,null,-154.12398999999999,0,null,null,7.4389999999999992,5.9600000000000009,6.2474711356919013,13.13,13.290000000000001,14.852837601175882,null,0,0]
[74,"DRCgsd232",0,1.4878134060172312,1,0,"GSD",15,1,1,1,1,1,1,1,1,1,1,1,1,16.600000000000001,2.72,163.05000000000001,0,0,0,1,0,null,null,1.022003314537582,null,-154.12398999999999,0,null,null,7.4389999999999992,5.9600000000000009,6.2474711356919013,13.13,13.290000000000001,14.852837601175882,null,0,0]
[75,"DRCgsd233",1,0.40625,3.125,0,"GSD",15,1,1,1,1,1,1,1,1,1,1,1,1,52.1875,52.1875,1272,0,0,0,1,0,null,null,7.9666178669568541,null,954.54128125000011,1,null,null,7.4389999999999992,5.9600000000000009,6.2474711356919013,13.13,13.290000000000001,14.852837601175882,null,0,0]
[76,"DRCgsd234",1,0.51111111111111107,1.1111111111111112,0,"GSD",15,1,1,1,1,1,1,1,1,1,1,1,1,18.555555555555554,18.555555555555554,452.26666666666665,0,0,0,1,0,null,null,2.8347062084411618,null,135.07778888888885,1,null,null,7.4389999999999992,5.9600000000000009,6.2474711356919013,13.13,13.290000000000001,14.852837601175882,null,0,0]
[77,"DRCgsd235",1,0.39378238341968913,0.5181347150259068,0,"GSD",15,1,1,1,1,1,1,1,1,1,1,1,1,8.652849740932643,8.652849740932643,210.90155440414509,0,0,0,1,0,null,null,1.3221766020477104,null,-106.20787046632128,0,null,null,7.4389999999999992,5.9600000000000009,6.2474711356919013,13.13,13.290000000000001,14.852837601175882,null,0,0]
[78,"DRCgsd236",1,0.7186147186147186,0.4329004329004329,0,"GSD",15,1,1,1,1,1,1,1,1,1,1,1,1,7.2294372294372291,7.2294372294372291,176.20779220779221,0,0,0,1,0,null,null,1.1047108710237028,null,-140.89021212121216,0,null,null,7.4389999999999992,5.9600000000000009,6.2474711356919013,13.13,13.290000000000001,14.852837601175882,null,0,0]
[79,"DRCgsd237",1,7.1770334928229665E-2,4.7846889952153111,0,"GSD",20,1,1,1,1,1,1,1,1,1,1,1,1,0,0,7210.5263157894742,0,0,0,1,0,null,null,45.132029905135887,null,6892.8452153110047,1,null,null,7.4389999999999992,5.9600000000000009,6.2474711356919013,13.13,13.290000000000001,14.852837601175882,null,46178.120099681662,6945.2440469590983]
[80,"DRCgsd238",1,7.1770334928229665E-2,4.7846889952153111,0,"GSD",20,1,1,1,1,1,1,1,1,1,1,1,1,0,0,7210.5263157894742,0,0,0,1,0,null,null,45.132029905135887,null,6892.8452153110047,1,null,null,7.4389999999999992,5.9600000000000009,6.2474711356919013,13.13,13.290000000000001,14.852837601175882,null,46178.120099681662,6945.2440469590983]
[81,"DRCgsd239",1,7.1770334928229665E-2,4.7846889952153111,0,"GSD",20,1,1,1,1,1,1,1,1,1,1,1,1,0,0,7210.5263157894742,0,0,0,1,0,null,null,45.132029905135887,null,6892.8452153110047,1,null,null,7.4389999999999992,5.9600000000000009,6.2474711356919013,13.13,13.290000000000001,14.852837601175882,null,46178.120099681662,6945.2440469590983]
[82,"DRCgsd240",1,7.1770334928229665E-2,4.7846889952153111,0,"GSD",20,1,1,1,1,1,1,1,1,1,1,1,1,0,0,7210.5263157894742,0,0,0,1,0,null,null,45.132029905135887,null,6892.8452153110047,1,null,null,7.4389999999999992,5.9600000000000009,6.2474711356919013,13.13,13.290000000000001,14.852837601175882,null,46178.120099681662,6945.2440469590983]
[83,"DRCgsd241",1,2.6888260254596892,86.533629652896721,0,"GSD",10,1,1,1,1,1,1,1,1,1,1,1,1,0,0,32709.712008794959,0,0,0,1,0,null,null,198.67728200916829,null,32381.077367757764,1,null,null,7.4389999999999992,5.9600000000000009,6.2474711356919013,13.13,13.290000000000001,14.852837601175882,null,439733.62456745264,45326.518732122393]
[84,"DRCgsd242",1,2.6888260254596892,86.533629652896721,0,"GSD",10,1,1,1,1,1,1,1,1,1,1,1,1,0,0,32709.712008794959,0,0,0,1,0,null,null,198.67728200916829,null,32381.077367757764,1,null,null,7.4389999999999992,5.9600000000000009,6.2474711356919013,13.13,13.290000000000001,14.852837601175882,null,439733.62456745264,45326.518732122393]
[85,"DRCgsd243",1,2.6888260254596892,86.533629652896721,0,"GSD",10,1,1,1,1,1,1,1,1,1,1,1,1,0,0,32709.712008794959,0,0,0,1,0,null,null,198.67728200916829,null,32381.077367757764,1,null,null,7.4389999999999992,5.9600000000000009,6.2474711356919013,13.13,13.290000000000001,14.852837601175882,null,439733.62456745264,45326.518732122393]
[86,"DRCgsd244",1,2.6888260254596892,86.533629652896721,0,"GSD",10,1,1,1,1,1,1,1,1,1,1,1,1,0,0,32709.712008794959,0,0,0,1,0,null,null,198.67728200916829,null,32381.077367757764,1,null,null,7.4389999999999992,5.9600000000000009,6.2474711356919013,13.13,13.290000000000001,14.852837601175882,null,439733.62456745264,45326.518732122393]
[87,"DRIgsld301",1,0.58421929607379708,3.6733995181969188E-2,0,"GSLD",40,1,1,1,1,1,1,1,1,1,1,1,1,0,3.7836015037428266,36.427633662151564,0,0,0,1,0,null,null,0.1948398043385354,null,-335.33684604856091,0,null,null,6.8320000000000007,5.3630000000000004,5.5847964346769574,15.4,15.58,17.390432125820322,null,0,0]
[88,"DRIgsld302",1,0.60597520422908913,9.1808985896303583E-3,0,"GSLD",40,1,1,1,1,1,1,1,1,1,1,1,1,0,0.94563255473192687,9.1043298953928407,0,0,0,1,0,null,null,4.8696544280048354E-2,null,-362.65678971519014,0,null,null,6.8320000000000007,5.3630000000000004,5.5847964346769574,15.4,15.58,17.390432125820322,null,0,0]
[89,"DRIgsld303",1,0.67641884789296591,3.8561412519965174E-3,0,"GSLD",40,1,1,1,1,1,1,1,1,1,1,1,1,0,0.39718254895564131,3.8239810339548663,0,0,0,1,0,null,null,2.045344888790291E-2,null,-367.93648922247087,0,null,null,6.8320000000000007,5.3630000000000004,5.5847964346769574,15.4,15.58,17.390432125820322,null,0,0]
[90,"DRIgsld304",1,0.71308070227507259,2.5237363715081267E-3,0,"GSLD",40,1,1,1,1,1,1,1,1,1,1,1,1,0,0.25994484626533704,2.5026884101697489,0,0,0,1,0,null,null,1.3386214154753325E-2,null,-369.25761935948077,0,null,null,6.8320000000000007,5.3630000000000004,5.5847964346769574,15.4,15.58,17.390432125820322,null,0,0]
[91,"DRIgsld305",1,0.58421929607379708,3.6733995181969188E-2,0,"GSLD",40,1,1,1,1,1,1,1,1,1,1,1,1,0,3.7836015037428266,36.427633662151564,0,0,0,1,0,null,null,0.1948398043385354,null,-335.33684604856091,0,null,null,6.8320000000000007,5.3630000000000004,5.5847964346769574,15.4,15.58,17.390432125820322,null,0,0]
[92,"DRIgsld306",1,0.60597520422908913,9.1808985896303583E-3,0,"GSLD",40,1,1,1,1,1,1,1,1,1,1,1,1,0,0.94563255473192687,9.1043298953928407,0,0,0,1,0,null,null,4.8696544280048354E-2,null,-362.65678971519014,0,null,null,6.8320000000000007,5.3630000000000004,5.5847964346769574,15.4,15.58,17.390432125820322,null,0,0]
[93,"DRIgsld307",1,0.67641884789296591,3.8561412519965174E-3,0,"GSLD",40,1,1,1,1,1,1,1,1,1,1,1,1,0,0.39718254895564131,3.8239810339548663,0,0,0,1,0,null,null,2.045344888790291E-2,null,-367.93648922247087,0,null,null,6.8320000000000007,5.3630000000000004,5.5847964346769574,15.4,15.58,17.390432125820322,null,0,0]
[94,"DRIgsld308",1,0.71308070227507259,2.5237363715081267E-3,0,"GSLD",40,1,1,1,1,1,1,1,1,1,1,1,1,0,0.25994484626533704,2.5026884101697489,0,0,0,1,0,null,null,1.3386214154753325E-2,null,-369.25761935948077,0,null,null,6.8320000000000007,5.3630000000000004,5.5847964346769574,15.4,15.58,17.390432125820322,null,0,0]
[95,"DRIgsld309",1,0.58421929607379708,3.6733995181969188E-2,0,"GSLD",40,1,1,1,1,1,1,1,1,1,1,1,1,0,3.7836015037428266,36.427633662151564,0,0,0,1,0,null,null,0.1948398043385354,null,-335.33684604856091,0,null,null,6.8320000000000007,5.3630000000000004,5.5847964346769574,15.4,15.58,17.390432125820322,null,0,0]
[96,"DRIgsld310",1,0.60597520422908913,9.1808985896303583E-3,0,"GSLD",40,1,1,1,1,1,1,1,1,1,1,1,1,0,0.94563255473192687,9.1043298953928407,0,0,0,1,0,null,null,4.8696544280048354E-2,null,-362.65678971519014,0,null,null,6.8320000000000007,5.3630000000000004,5.5847964346769574,15.4,15.58,17.390432125820322,null,0,0]
[97,"DRIgsld311",1,0.67641884789296591,3.8561412519965174E-3,0,"GSLD",40,1,1,1,1,1,1,1,1,1,1,1,1,0,0.39718254895564131,3.8239810339548663,0,0,0,1,0,null,null,2.045344888790291E-2,null,-367.93648922247087,0,null,null,6.8320000000000007,5.3630000000000004,5.5847964346769574,15.4,15.58,17.390432125820322,null,0,0]
[98,"DRIgsld312",1,0.71308070227507259,2.5237363715081267E-3,0,"GSLD",40,1,1,1,1,1,1,1,1,1,1,1,1,0,0.25994484626533704,2.5026884101697489,0,0,0,1,0,null,null,1.3386214154753325E-2,null,-369.25761935948077,0,null,null,6.8320000000000007,5.3630000000000004,5.5847964346769574,15.4,15.58,17.390432125820322,null,0,0]
[99,"DRIgsld313",1,0.58421929607379708,3.6733995181969188E-2,0,"GSLD",40,1,1,1,1,1,1,1,1,1,1,1,1,0,3.7836015037428266,36.427633662151564,0,0,0,1,0,null,null,0.1948398043385354,null,-335.33684604856091,0,null,null,6.8320000000000007,5.3630000000000004,5.5847964346769574,15.4,15.58,17.390432125820322,null,0,0]
[100,"DRIgsld314",1,0.60597520422908913,9.1808985896303583E-3,0,"GSLD",40,1,1,1,1,1,1,1,1,1,1,1,1,0,0.94563255473192687,9.1043298953928407,0,0,0,1,0,null,null,4.8696544280048354E-2,null,-362.65678971519014,0,null,null,6.8320000000000007,5.3630000000000004,5.5847964346769574,15.4,15.58,17.390432125820322,null,0,0]
[101,"DRIgsld315",1,0.67641884789296591,3.8561412519965174E-3,0,"GSLD",40,1,1,1,1,1,1,1,1,1,1,1,1,0,0.39718254895564131,3.8239810339548663,0,0,0,1,0,null,null,2.045344888790291E-2,null,-367.93648922247087,0,null,null,6.8320000000000007,5.3630000000000004,5.5847964346769574,15.4,15.58,17.390432125820322,null,0,0]
[102,"DRIgsld316",1,0.71308070227507259,2.5237363715081267E-3,0,"GSLD",40,1,1,1,1,1,1,1,1,1,1,1,1,0,0.25994484626533704,2.5026884101697489,0,0,0,1,0,null,null,1.3386214154753325E-2,null,-369.25761935948077,0,null,null,6.8320000000000007,5.3630000000000004,5.5847964346769574,15.4,15.58,17.390432125820322,null,0,0]

{"sheet":"OUTPUTS","index":1,"n_rows":129,"n_cols":81,"rows_kept":129,"cut":false,"hidden":false,"merged":[[1,0,1,44],[2,0,2,44],[3,0,3,44],[22,60,22,65],[16,46,16,51],[16,54,16,57],[14,67,14,78],[17,28,17,30]]}
[]
["II. Outputs: Batch Runs"]
[]
["All values are Net Present Value (NPV) dollars unless otherwise noted."]
["FPL 000653"]
["20240012-EG"]
[]
[]
[null,"DSM",null,null,null,"DSM",null,null,null,null,"DSM",null,null,null,"Total DSM Costs",null,null,null,"DSM",null,null,null,"DSM",null,null,"DSM Total",null,null,"DSM Net",null,null,null,"Step 1",null,null,null,"Step 2"]
[null,"Measure",null,null,null,"Utility Costs",null,null,null,null,"Participant",null,null,null,"Accounted",null,null,null,"Utility",null,null,null,"Participant",null,null,"Benefits",null,null,"Benefits"]
[null,null,null,null,null,null,null,null,null,null,"Costs",null,null,null,"for in",null,null,null,"Benefits",null,null,null,"Benefits",null,null,"Accounted for",null,null,"Accounted for"]
[null,null,null,null,null,null,null,null,null,null,null,null,null,null,"Tests",null,null,null,null,null,null,null,null,null,null,"In Tests",null,null,"In Tests"]
[null,"<---------->",null,null,null,"<-------------","--------------","--------------","--------------","----------->","<-------------","----------->",null,null,"<--------","------------","------------",null,"<-----------------","-----------------",null,"----------->","<------------","--------->",null,"<------------","------------->",null,"<----------","------------","----------->"]
[]
["E-RIM :",null,null,null,null,"X","X","X","X","X",null,null,null,null,null,null,null,null,"X","X","X","X",null,null,null,null,null,null,null,null,null,null,"E-RIM","E-TRC",null,null,"E-RIM","E-TRC",null,null,null,null,"PART.",null,null,null,null,null,null,null,null,null,null,null,null,null,null,null,null,null,null,null,null,null,null,null,null,"E-RIM Maximum Incentive Based on 2 Years Payback"]
["Part :",null,null,null,null,null,"X",null,null,null,"X","X","X",null,null,null,null,null,null,null,null,null,"X","X",null,null,null,null,null,null,null,null,"Cut-off","Cut-off",null,null,"Cut-off","Cut-off",null,null,null,null,"Cut-off"]
["E-TRC :",null,null,null,null,"X",null,"X",null,null,"X","X","X",null,null,null,null,null,"X","X",null,"X",null,null,null,null,null,null,null,null,null,null,1.0049999999999999,1.0049999999999999,null,null,1.0049999999999999,1.0049999999999999,null,null,null,null,1.0049999999999999,null,null,null,"Screening Step # 3",null,null,null,null,null,null,null,"Screening Step # 4",null,null,null,null,null,null,null,null,null,null,null,null,null,null,"[A]",null,"[B]",null,"[C]",null,"[D]",null,"[E]","[F]"]
[null,null,null,null,null,null,null,null,null,null,null,null,null,null,null,null,null,null,null,null,null,null,null,null,null,null,null,null,"Formulas"]
["Page :",1,1,1,1,2,2,2,2,2,2,2,2,null,11,10,9,null,11,11,11,11,10,10,null,11,10,null,11,9,10,null,null,null,null,null,null,null,null,null,null,null,null,null,null,null,null,null,null,null,null,null,null,null,null,null,null,null,null,null,null,null,null,null,null,null,null,null,null,null,null,null,null,"Maximum Incentive"]
[null,null,null,null,null,"Utility",null,"Other","Energy ","Demand",null,null,null,null,null,null,null,null,null,null,null,null,null,null,null,"Total ",null,null,null,null,null,null,null,null,null,null,null,null,null,null,null,null,null,null,null,null,null,null,null,null,null,null,null,null,null,null,null,null,null,null,null,null,null,null,null,null,null,"E-RIM",null,null,null,null,null,"that passes E-RIM and",null,"Maximum Incentive",null,"Maximum Incentive"]
[null,null,null,null,null,null,null,null,null,null,null,null,null,null,null,null,null,null,null,null,null,null,null,null,null,null,null,null,null,null,null,null,"E-RIM","E-TRC",null,null,"E-RIM","E-TRC",null,null,null,null,null,null,null,null,null,null,null,null,null,null,null,null,null,null,"Maximum Incentive"]
[null,null,null,null,"Cust.","Program","Utility","Utility","Charge","Charge","Part.","Part.","Other",null,"Total ","Total ","Total ",null,"Avoided gen","Avoided",null,"Env /","Savings in","Part.",null,"E-RIM /","Total ",null,"Net","Net","Net",null,"Accounting","Accounting",null,null,"Accounting","Accounting",null,null,null,null,null,null,null,null,"Net","Incentive ",null,null,null,null,null,null,"(Based on 2-Yrs.)",null,"that does not violate",null,null,null,null,null,null,null,null,null,null,"Maximum",null,"Maximum One-time",null,"Incentive ",null,"has a Part. Test >= 1.00",null,"that does not violate",null,"that can be offered","Percentage of the maximum"]
[null,null,"Cust.","Gen.","kwh","Costs w/o","Incentives","Program","Revenue","Revenue","Equipment","O&M","Part.",null,"E-RIM","Part","E-TRC",null,"Unit $ & Fuel","T&D","Revenue","Other","Part.","Tax",null,"E-TRC","Part",null,"E-RIM","E-TRC","Part",null,"for","for",null,null,"for","for",null,null,null,null,null,null,null,null,"Part","Amount Needed","E-RIM",null,null,null,null,null,"with zero incentive",null,"2-Years Payback",null,null,null,"Energy and Demand Charge",null,null,null,null,null,null,"Incentive",null,"Incentive Payment ",null,"needed to make",null,"Larger of",null,"2-Years Payback",null,"Smaller of","incentive based on the"]
[null,"Measure","kw red at","kwh red.","increase","Incentives","to Part.","Costs","Loss","Loss","Cost","Cost","Costs",null,"Costs","Costs","Costs",null,"Benefits","Benefits","Gains","Benefits","Bills","Credits",null,"Benefits","Benefits",null,"Benefits","Benefits","Benefits",null,"Unrecovered","Participant",null,null,"Admin","Admin",null,null,"Part.","PASS /","PASS",null,"Measure",null,"Benefits","to pass Part. Test","Test","PASS /","PASS","FAIL",null,null,"Years",null,"one-time incentive payment","2 Yrs. Payback ",null,null,null,null,null,null,null,null,null,"for E-RIM = 1.005",null,"for RIM =1.005",null,"Part. Test = 1.00",null,"[A] and [B]",null,"one-time incentive payment",null,"[C] and [D]","participant costs",null,"Measure"]
[null,"Name","meter","per cust.","at meter","(000$)","(000$)","(000$)","(000$)","(000$)","(000$)","(000$)","(000$)",null,"(000$)","(000$)","(000$)",null,"(000$)","(000$)",null,"(000$)","(000$)","(000$)",null,"(000$)","(000$)",null,"(000$)","(000$)","(000$)",null,"Revenue Req.","Cost","Pass RIM?","Pass TRC?","Cost","Cost","Pass RIM?","Pass TRC?","Test","FAIL","Cnt.",null,"Name",null,"(000$)","(000$)","w/Incentive","FAIL","Cnt.","Cnt.",null,null,"to Payback",null,"(Nominal $)"," criterion met",null,null,"Egy yr1","Egy yr2","Egy yr3","Dmd yr1","Dmd yr2","Dmd yr3",null,"(NPV 000$)",null,"(Nominal $)",null,"(Nominal $)",null,"(Nominal $)",null,"(Nominal $)",null,"(Nominal $)","(%)",null,"Name"]
[1,"DRRSFrs101",0.75171668678522119,1.0437699137342342,0,4283.0947265625,0,0,12.021225923856555,0,0,0,0,null,4295.1159506242275,0,4283.0947247003733,null,3361.1334717852437,5584.3033178713149,0,0,15.817402531390213,0,null,8945.4366048837637,15.817402839660645,null,4650.3206523974068,4662.3418783212637,15.817402839660645,null,744.13680115030729,9999,1,1,2.0826996765257126,2.0885451235544203,1,1,99,"PASS",1,null,"DRRSFrs101",null,15.817402839660645,0,2.0826996765257126,"PASS",1,0,null,null,142.45621817127162,null,-0.25664799999999999,"NO",0,null,13.941899999999999,11.722899999999999,12.695988728363995,0,0,0,null,4605.815992671618,null,474.75469967504273,null,0,null,474.75469967504273,null,-0.25664799999999999,null,-0.25664799999999999,0,null,"DRRSFrs101"]
[2,"DRRMFrs102",0.75171668678522119,1.0437699137342342,0,4283.0947265625,0,0,12.021225923856555,0,0,0,0,null,4295.1159506242275,0,4283.0947247003733,null,3361.1334717852437,5584.3033178713149,0,0,15.817402531390213,0,null,8945.4366048837637,15.817402839660645,null,4650.3206523974068,4662.3418783212637,15.817402839660645,null,744.13680115030729,9999,1,1,2.0826996765257126,2.0885451235544203,1,1,99,"PASS",1,null,"DRRMFrs102",null,15.817402839660645,0,2.0826996765257126,"PASS",1,0,null,null,142.45621817127162,null,-0.25664799999999999,"NO",0,null,13.941899999999999,11.722899999999999,12.695988728363995,0,0,0,null,4605.815992671618,null,474.75469967504273,null,0,null,474.75469967504273,null,-0.25664799999999999,null,-0.25664799999999999,0,null,"DRRMFrs102"]
[3,"DRRMOrs103",0.75171668678522119,1.0437699137342342,0,4283.0947265625,0,0,12.021225923856555,0,0,0,0,null,4295.1159506242275,0,4283.0947247003733,null,3361.1334717852437,5584.3033178713149,0,0,15.817402531390213,0,null,8945.4366048837637,15.817402839660645,null,4650.3206523974068,4662.3418783212637,15.817402839660645,null,744.13680115030729,9999,1,1,2.0826996765257126,2.0885451235544203,1,1,99,"PASS",1,null,"DRRMOrs103",null,15.817402839660645,0,2.0826996765257126,"PASS",1,0,null,null,142.45621817127162,null,-0.25664799999999999,"NO",0,null,13.941899999999999,11.722899999999999,12.695988728363995,0,0,0,null,4605.815992671618,null,474.75469967504273,null,0,null,474.75469967504273,null,-0.25664799999999999,null,-0.25664799999999999,0,null,"DRRMOrs103"]
[4,"DRRSFrs104",0.75171668678522119,1.0437699137342342,0,3297.671875,0,0,12.021225923856555,0,3603.1719666060339,0,0,null,3309.6930244924411,3603.1719666060339,6900.843765174619,null,3361.1334717852437,5584.3033178713149,0,0,15.817402531390213,0,null,8945.4366048837637,15.817402839660645,null,5635.7435039599077,2044.5927632777293,-3587.3545637663733,null,744.13680115030729,2.482656028574127,1,1,2.7027994234229045,1.2962815577640852,1,1,4.3898551016313724E-3,"FAIL",0,null,"DRRSFrs104",null,-3587.3545637663733,3587.3545637663733,1.2969950390049296,"PASS",1,0,null,null,2262.7506845575754,null,257.27335199999999,"YES",1,null,13.941899999999999,11.722899999999999,12.695988728363995,0,0,0,null,5591.238844234118,null,576.32934588124306,null,369.77452882586874,null,576.32934588124306,null,257.27335199999999,null,257.27335199999999,0.99900342484370763,null,"DRRSFrs104"]
[5,"DRRMFrs105",0.75171668678522119,1.0437699137342342,0,3297.671875,0,0,12.021225923856555,0,3603.1719666060339,0,0,null,3309.6930244924411,3603.1719666060339,6900.843765174619,null,3361.1334717852437,5584.3033178713149,0,0,15.817402531390213,0,null,8945.4366048837637,15.817402839660645,null,5635.7435039599077,2044.5927632777293,-3587.3545637663733,null,744.13680115030729,2.482656028574127,1,1,2.7027994234229045,1.2962815577640852,1,1,4.3898551016313724E-3,"FAIL",0,null,"DRRMFrs105",null,-3587.3545637663733,3587.3545637663733,1.2969950390049296,"PASS",1,0,null,null,2262.7506845575754,null,257.27335199999999,"YES",1,null,13.941899999999999,11.722899999999999,12.695988728363995,0,0,0,null,5591.238844234118,null,576.32934588124306,null,369.77452882586874,null,576.32934588124306,null,257.27335199999999,null,257.27335199999999,0.99900342484370763,null,"DRRMFrs105"]
[6,"DRRMOrs106",0.75171668678522119,1.0437699137342342,0,3297.671875,0,0,12.021225923856555,0,3603.1719666060339,0,0,null,3309.6930244924411,3603.1719666060339,6900.843765174619,null,3361.1334717852437,5584.3033178713149,0,0,15.817402531390213,0,null,8945.4366048837637,15.817402839660645,null,5635.7435039599077,2044.5927632777293,-3587.3545637663733,null,744.13680115030729,2.482656028574127,1,1,2.7027994234229045,1.2962815577640852,1,1,4.3898551016313724E-3,"FAIL",0,null,"DRRMOrs106",null,-3587.3545637663733,3587.3545637663733,1.2969950390049296,"PASS",1,0,null,null,2262.7506845575754,null,257.27335199999999,"YES",1,null,13.941899999999999,11.722899999999999,12.695988728363995,0,0,0,null,5591.238844234118,null,576.32934588124306,null,369.77452882586874,null,576.32934588124306,null,257.27335199999999,null,257.27335199999999,0.99900342484370763,null,"DRRMOrs106"]
[7,"DRRSFrs107",2.116500008106232,1.0437699137342342,0,2326.15234375,0,0,12.021225923856555,0,2703.7224829715537,0,0,null,2338.1734491411817,2703.7224829715537,5029.8747061888798,null,9454.9630421433103,15722.915594820684,0,0,15.817402531390213,0,null,25177.877701652764,15.817402839660645,null,22839.704131978906,20148.002874931211,-2687.9050801318931,null,2094.4517523530076,9.3123010442923722,1,1,10.768181638955374,5.0056668543506424,1,1,5.8502316488770571E-3,"FAIL",0,null,"DRRSFrs107",null,-2687.9050801318931,2687.9050801318931,5.0094476143197344,"PASS",1,0,null,null,2262.7506845575754,null,257.27335199999999,"YES",1,null,13.941899999999999,11.722899999999999,12.695988728363995,0,0,0,null,22714.441058836361,null,2982.1089492319038,null,352.88677248912455,null,2982.1089492319038,null,257.27335199999999,null,257.27335199999999,0.99900342484370763,null,"DRRSFrs107"]
[8,"DRRMFrs108",1.3770000040531158,1.0437699137342342,0,2326.15234375,0,0,12.021225923856555,0,2703.7224829715537,0,0,null,2338.1734491411817,2703.7224829715537,5029.8747061888798,null,6153.0564892284265,10229.366763464808,0,0,15.817402531390213,0,null,16382.423533610363,15.817402839660645,null,14044.249963936507,11352.548706888809,-2687.9050801318931,null,1362.7914188933805,6.0592104540274763,1,1,7.0065044554821005,3.2570241005954297,1,1,5.8502316488770571E-3,"FAIL",0,null,"DRRMFrs108",null,-2687.9050801318931,2687.9050801318931,3.2594841177512253,"PASS",1,0,null,null,2262.7506845575754,null,257.27335199999999,"YES",1,null,13.941899999999999,11.722899999999999,12.695988728363995,0,0,0,null,13962.745369241929,null,1833.1257992925396,null,352.88677248912455,null,1833.1257992925396,null,257.27335199999999,null,257.27335199999999,0.99900342484370763,null,"DRRMFrs108"]
[9,"DRRMOrs109",1.6660000324249269,1.0437699137342342,0,2326.15234375,0,0,12.021225923856555,0,2703.7224829715537,0,0,null,2338.1734491411817,2703.7224829715537,5029.8747061888798,null,7443.4568708962097,12376.271103454161,0,0,15.817402531390213,0,null,19819.728421804051,15.817402839660645,null,17481.554852130193,14789.853595082497,-2687.9050801318931,null,1648.7277210613843,7.3305335686749098,1,1,8.4765856046215742,3.9404019194494437,1,1,5.8502316488770571E-3,"FAIL",0,null,"DRRMOrs109",null,-2687.9050801318931,2687.9050801318931,3.9433780891132799,"PASS",1,0,null,null,2262.7506845575754,null,257.27335199999999,"YES",1,null,13.941899999999999,11.722899999999999,12.695988728363995,0,0,0,null,17382.949238091373,null,2282.1538224375654,null,352.88677248912455,null,2282.1538224375654,null,257.27335199999999,null,257.27335199999999,0.99900342484370763,null,"DRRMOrs109"]
[10,"DRRSFrs110",0.64599999189376833,1.0437699137342342,0,2326.15234375,0,0,12.021225923856555,0,2703.7224829715537,0,0,null,2338.1734491411817,2703.7224829715537,5029.8747061888798,null,2889.102848794847,4798.9621109846757,0,0,15.817402531390213,0,null,7688.0648676762275,15.817402839660645,null,5349.8912980023706,2658.1900409546733,-2687.9050801318931,null,639.54083521706275,2.8435110911333554,1,1,3.2880642255949408,1.5284803563764364,1,1,5.8502316488770571E-3,"FAIL",0,null,"DRRSFrs110",null,-2687.9050801318931,2687.9050801318931,1.5296348114197058,"PASS",1,0,null,null,2262.7506845575754,null,257.27335199999999,"YES",1,null,13.941899999999999,11.722899999999999,12.695988728363995,0,0,0,null,5311.6422190587091,null,697.34913377544706,null,352.88677248912455,null,697.34913377544706,null,257.27335199999999,null,257.27335199999999,0.99900342484370763,null,"DRRSFrs110"]
[11,"DRRMFrs111",0.37399999797344208,1.0437699137342342,0,2326.15234375,0,0,12.021225923856555,0,2703.7224829715537,0,0,null,2338.1734491411817,2703.7224829715537,5029.8747061888798,null,1674.6085183068849,2778.3465051158109,0,0,15.817402531390213,0,null,4452.9549231699257,15.817402839660645,null,2114.7813534960692,-576.91990355162852,-2687.9050801318931,null,370.42436032525404,1.6469718882819142,1,1,1.9044586684773159,0.88530133980935233,1,0,5.8502316488770571E-3,"FAIL",0,null,"DRRMFrs111",null,-2687.9050801318931,2687.9050801318931,0.88597000433768092,"FAIL",0,1,null,null,2262.7506845575754,null,257.27335199999999,"YES",1,null,13.941899999999999,11.722899999999999,12.695988728363995,0,0,0,null,2092.6273489031842,null,274.73459410281043,null,352.88677248912455,null,352.88677248912455,null,257.27335199999999,null,257.27335199999999,0.99900342484370763,null,"DRRMFrs111"]
[12,"DRRMOrs112",0.43349999189376837,1.0437699137342342,0,2326.15234375,0,0,12.021225923856555,0,2703.7224829715537,0,0,null,2338.1734491411817,2703.7224829715537,5029.8747061888798,null,1940.2791318932645,3220.3561336150324,0,0,15.817402531390213,0,null,5160.6351898986459,15.817402839660645,null,2822.4616202247894,130.76036317709168,-2687.9050801318931,null,429.29358641011646,1.9087148264665081,1,1,2.2071223697129057,1.0259967429969465,1,1,5.8502316488770571E-3,"FAIL",0,null,"DRRMOrs112",null,-2687.9050801318931,2687.9050801318931,1.0267716741953683,"PASS",1,0,null,null,2262.7506845575754,null,257.27335199999999,"YES",1,null,13.941899999999999,11.722899999999999,12.695988728363995,0,0,0,null,2796.7868182849957,null,367.18152026272111,null,352.88677248912455,null,367.18152026272111,null,257.27335199999999,null,257.27335199999999,0.99900342484370763,null,"DRRMOrs112"]
[13,"DRRSFrs113",0.27550000101327898,1.0437699137342342,0,9386.73046875,0,0,12.021225923856555,0,2336.479049775066,0,0,null,9398.751672630895,2336.479049775066,11723.209496482101,null,1234.8008325161236,2046.6162275995532,0,0,15.817402531390213,0,null,3281.4170534060172,15.817402839660645,null,-6117.3346412678384,-8441.7924651190478,-2320.6616469354053,null,272.96858691374621,1.4044281945185517,1,1,0.34913328493033297,0.27990773757141402,0,0,6.7697601830341231E-3,"FAIL",0,null,"DRRSFrs113",null,-2320.6616469354053,2320.6616469354053,0.27999840587203206,"FAIL",0,1,null,null,2606.6075800356571,null,222.293352,"YES",1,null,13.941899999999999,11.722899999999999,12.695988728363995,0,0,0,null,-6133.660099244983,null,-805.26932739071128,null,304.67251417455083,null,304.67251417455083,null,222.293352,null,222.293352,0.99884678499213653,null,"DRRSFrs113"]
[14,"DRRMFrs114",0.11299999877810477,1.0437699137342342,0,9386.73046875,0,0,12.021225923856555,0,2336.479049775066,0,0,null,9398.751672630895,2336.479049775066,11723.209496482101,null,509.22974490533056,839.44693418295799,0,0,15.817402531390213,0,null,1348.6766813880495,15.817402839660645,null,-8050.0750132858066,-10374.532837137016,-2320.6616469354053,null,112.19127649132291,0.57722609647105005,1,0,0.14349529865251426,0.1150432975932798,0,0,6.7697601830341231E-3,"FAIL",0,null,"DRRMFrs114",null,-2320.6616469354053,2320.6616469354053,0.11508056265919321,"FAIL",0,1,null,null,2606.6075800356571,null,222.293352,"YES",1,null,13.941899999999999,11.722899999999999,12.695988728363995,0,0,0,null,-8056.7848475215687,null,-1057.7504475499038,null,304.67251417455083,null,304.67251417455083,null,222.293352,null,222.293352,0.99884678499213653,null,"DRRMFrs114"]
[15,"DRRMOrs115",0.20450000315904615,1.0437699137342342,0,9386.73046875,0,0,12.021225923856555,0,2336.479049775066,0,0,null,9398.751672630895,2336.479049775066,11723.209496482101,null,917.78209433232405,1519.1761287481468,0,0,15.817402531390213,0,null,2436.9583264438024,15.817402839660645,null,-6961.7933682300536,-9286.2511920812631,-2320.6616469354053,null,202.72128166292683,1.0430045699225976,1,1,0.25928531847743069,0.20787467140230759,0,0,6.7697601830341231E-3,"FAIL",0,null,"DRRMOrs115",null,-2320.6616469354053,2320.6616469354053,0.20794200660125958,"FAIL",0,1,null,null,2606.6075800356571,null,222.293352,"YES",1,null,13.941899999999999,11.722899999999999,12.695988728363995,0,0,0,null,-6973.917539008381,null,-915.58413655931872,null,304.67251417455083,null,304.67251417455083,null,222.293352,null,222.293352,0.99884678499213653,null,"DRRMOrs115"]
[16,"DRRSFrs116",1.3230000019073487,1.0437699137342342,0,2100.9736328125,0,0,12.021225923856555,0,3510.7551977985668,0,0,null,2112.9948184930759,3510.7551977985668,5611.728790367788,null,5911.9436292348246,9828.2151109223068,0,0,15.817402531390213,0,null,15740.158748368853,15.817402839660645,null,13627.163889632497,10128.429917757785,-3494.9377949589061,null,1309.363857568964,4.483411078687225,1,1,7.4492177220828681,2.804868022579575,1,1,4.5054132084114016E-3,"FAIL",0,null,"DRRSFrs116",null,-3494.9377949589061,3494.9377949589061,2.8067667214222181,"PASS",1,0,null,null,2994.9927065828424,null,334.14335199999999,"YES",1,null,13.941899999999999,11.722899999999999,12.695988728363995,0,0,0,null,13548.854642128175,null,1778.7873615500941,null,458.83960993622151,null,1778.7873615500941,null,334.14335199999999,null,334.14335199999999,0.99923251196172258,null,"DRRSFrs116"]
[17,"DRRMFrs117",0.83850000202655794,1.0437699137342342,0,2100.9736328125,0,0,12.021225923856555,0,3510.7551977985668,0,0,null,2112.9948184930759,3510.7551977985668,5611.728790367788,null,3748.6255552314865,6228.9934834050928,0,0,15.817402531390213,0,null,9977.6186338953848,15.817402839660645,null,7864.6237751590288,4365.8898032843181,-3494.9377949589061,null,830.00009292683217,2.8420149146690408,1,1,4.7220269337817244,1.7779937226241405,1,1,4.5054132084114016E-3,"FAIL",0,null,"DRRMFrs117",null,-3494.9377949589061,3494.9377949589061,1.7791972996182084,"PASS",1,0,null,null,2994.9927065828424,null,334.14335199999999,"YES",1,null,13.941899999999999,11.722899999999999,12.695988728363995,0,0,0,null,7814.9838814580571,null,1026.0051440681609,null,458.83960993622151,null,1026.0051440681609,null,334.14335199999999,null,334.14335199999999,0.99923251196172258,null,"DRRMFrs117"]
[18,"DRRMOrs118",1.0820000112056731,1.0437699137342342,0,2100.9736328125,0,0,12.021225923856555,0,3510.7551977985668,0,0,null,2112.9948184930759,3510.7551977985668,5611.728790367788,null,4835.8659494663034,8037.8902833096308,0,0,15.817402531390213,0,null,12873.756674499577,15.817402839660645,null,10760.761815763221,7262.0278438885098,-3494.9377949589061,null,1070.9187861573373,3.6669479781934431,1,1,6.0926587782605992,2.2940803205378226,1,1,4.5054132084114016E-3,"FAIL",0,null,"DRRMOrs118",null,-3494.9377949589061,3494.9377949589061,2.2956332519465277,"PASS",1,0,null,null,2994.9927065828424,null,334.14335199999999,"YES",1,null,13.941899999999999,11.722899999999999,12.695988728363995,0,0,0,null,10696.713275094069,null,1404.3385132127867,null,458.83960993622151,null,1404.3385132127867,null,334.14335199999999,null,334.14335199999999,0.99923251196172258,null,"DRRMOrs118"]
[19,"DRRSFrs119",1.3230000019073487,1.0437699137342342,0,2100.9736328125,0,0,12.021225923856555,0,0,0,0,null,2112.9948184930759,0,2100.9735925692198,null,5911.9436292348246,9828.2151109223068,0,0,15.817402531390213,0,null,15740.158748368853,15.817402839660645,null,13627.163889632497,13639.185115556353,15.817402839660645,null,1309.363857568964,9999,1,1,7.4492177220828681,7.4918402128150712,1,1,99,"PASS",1,null,"DRRSFrs119",null,15.817402839660645,0,7.4492177220828681,"PASS",1,0,null,null,142.45621817127162,null,-0.25664799999999999,"NO",0,null,13.941899999999999,11.722899999999999,12.695988728363995,0,0,0,null,13548.854642128175,null,1778.7873615500941,null,0,null,1778.7873615500941,null,-0.25664799999999999,null,-0.25664799999999999,0,null,"DRRSFrs119"]
[20,"DRRMFrs120",0.83850000202655794,1.0437699137342342,0,2100.9736328125,0,0,12.021225923856555,0,0,0,0,null,2112.9948184930759,0,2100.9735925692198,null,3748.6255552314865,6228.9934834050928,0,0,15.817402531390213,0,null,9977.6186338953848,15.817402839660645,null,7864.6237751590288,7876.6450010828848,15.817402839660645,null,830.00009292683217,9999,1,1,4.7220269337817244,4.7490451465298475,1,1,99,"PASS",1,null,"DRRMFrs120",null,15.817402839660645,0,4.7220269337817244,"PASS",1,0,null,null,142.45621817127162,null,-0.25664799999999999,"NO",0,null,13.941899999999999,11.722899999999999,12.695988728363995,0,0,0,null,7814.9838814580571,null,1026.0051440681609,null,0,null,1026.0051440681609,null,-0.25664799999999999,null,-0.25664799999999999,0,null,"DRRMFrs120"]
[21,"DRRMOrs121",1.0820000112056731,1.0437699137342342,0,2100.9736328125,0,0,12.021225923856555,0,0,0,0,null,2112.9948184930759,0,2100.9735925692198,null,4835.8659494663034,8037.8902833096308,0,0,15.817402531390213,0,null,12873.756674499577,15.817402839660645,null,10760.761815763221,10772.783041687077,15.817402839660645,null,1070.9187861573373,9999,1,1,6.0926587782605992,6.1275193907435801,1,1,99,"PASS",1,null,"DRRMOrs121",null,15.817402839660645,0,6.0926587782605992,"PASS",1,0,null,null,142.45621817127162,null,-0.25664799999999999,"NO",0,null,13.941899999999999,11.722899999999999,12.695988728363995,0,0,0,null,10696.713275094069,null,1404.3385132127867,null,0,null,1404.3385132127867,null,-0.25664799999999999,null,-0.25664799999999999,0,null,"DRRMOrs121"]
[22,"DRRSFrs122",0.52949999570846551,1.0437699137342342,0,2326.15234375,0,0,12.021225923856555,0,2703.7224829715537,0,0,null,2338.1734491411817,2703.7224829715537,5029.8747061888798,null,2368.3676363008531,3933.5146270239247,0,0,15.817402531390213,0,null,6301.8821778974416,15.817402839660645,null,3963.7086082235851,1272.0073511758874,-2687.9050801318931,null,524.22957673485939,2.3308169450036504,1,1,2.6952157271953374,1.2528904585096754,1,1,5.8502316488770571E-3,"FAIL",0,null,"DRRSFrs122",null,-2687.9050801318931,2687.9050801318931,1.253836761615539,"PASS",1,0,null,null,2262.7506845575754,null,257.27335199999999,"YES",1,null,13.941899999999999,11.722899999999999,12.695988728363995,0,0,0,null,3932.3559605723544,null,516.26689255584029,null,352.88677248912455,null,516.26689255584029,null,257.27335199999999,null,257.27335199999999,0.99900342484370763,null,"DRRSFrs122"]
[23,"DRRMFrs123",0.3,1.0437699137342342,0,2326.15234375,0,0,12.021225923856555,0,2703.7224829715537,0,0,null,2338.1734491411817,2703.7224829715537,5029.8747061888798,null,1343.6380412090698,2228.6202033453783,0,0,15.817402531390213,0,null,3572.2583142585299,15.817402839660645,null,1234.0847445846734,-1457.6165124630243,-2687.9050801318931,null,297.16256369238141,1.3212370488306933,1,1,1.527798603401719,0.7102081935082486,1,0,5.8502316488770571E-3,"FAIL",0,null,"DRRMFrs123",null,-2687.9050801318931,2687.9050801318931,0.71074461088996133,"FAIL",0,1,null,null,2262.7506845575754,null,257.27335199999999,"YES",1,null,13.941899999999999,11.722899999999999,12.695988728363995,0,0,0,null,1216.3123151605018,null,159.68589456838367,null,352.88677248912455,null,352.88677248912455,null,257.27335199999999,null,257.27335199999999,0.99900342484370763,null,"DRRMFrs123"]
[24,"DRRMOrs124",0.4979999899864197,1.0437699137342342,0,2326.15234375,0,0,12.021225923856555,0,2703.7224829715537,0,0,null,2338.1734491411817,2703.7224829715537,5029.8747061888798,null,2227.7184480109104,3699.5094631651023,0,0,15.817402531390213,0,null,5927.22779828885,15.817402839660645,null,3589.0542286149935,897.35297156729575,-2687.9050801318931,null,493.06350582148639,2.1922471095385756,1,1,2.5349819513679721,1.1784046328151243,1,1,5.8502316488770571E-3,"FAIL",0,null,"DRRMOrs124",null,-2687.9050801318931,2687.9050801318931,1.1792946770775121,"PASS",1,0,null,null,2262.7506845575754,null,257.27335199999999,"YES",1,null,13.941899999999999,11.722899999999999,12.695988728363995,0,0,0,null,3559.5655331011189,null,467.32438646157362,null,352.88677248912455,null,467.32438646157362,null,257.27335199999999,null,257.27335199999999,0.99900342484370763,null,"DRRMOrs124"]
[25,"DRRSFrs125",0.11100000143051146,1.0437699137342342,0,2326.15234375,0,0,12.021225923856555,0,2703.7224829715537,0,0,null,2338.1734491411817,2703.7224829715537,5029.8747061888798,null,499.74307115214634,824.58948586467898,0,0,15.817402531390213,0,null,1324.3325483382494,15.817402839660645,null,-1013.8410213356071,-3705.5422783833046,-2687.9050801318931,null,110.16618078111848,0.48981822530939945,1,0,0.56639616729692821,0.26329334107931318,0,0,5.8502316488770571E-3,"FAIL",0,null,"DRRSFrs125",null,-2687.9050801318931,2687.9050801318931,0.26349220547701396,"FAIL",0,1,null,null,2262.7506845575754,null,257.27335199999999,"YES",1,null,13.941899999999999,11.722899999999999,12.695988728363995,0,0,0,null,-1020.4297404815686,null,-133.96907514784195,null,352.88677248912455,null,352.88677248912455,null,257.27335199999999,null,257.27335199999999,0.99900342484370763,null,"DRRSFrs125"]
[26,"DRRMFrs126",5.550000071525573E-2,1.0437699137342342,0,2326.15234375,0,0,12.021225923856555,0,2703.7224829715537,0,0,null,2338.1734491411817,2703.7224829715537,5029.8747061888798,null,251.93263836772547,412.29474293233949,0,0,15.817402531390213,0,null,664.22738755235787,15.817402839660645,null,-1673.9461821214986,-4365.6474391691963,-2687.9050801318931,null,55.254546562857179,0.24567143696727778,1,0,0.28407958937154892,0.13205644482912465,0,0,5.8502316488770571E-3,"FAIL",0,null,"DRRMFrs126",null,-2687.9050801318931,2687.9050801318931,0.13215618652884178,"FAIL",0,1,null,null,2262.7506845575754,null,257.27335199999999,"YES",1,null,13.941899999999999,11.722899999999999,12.695988728363995,0,0,0,null,-1677.2507959899183,null,-220.20108687121285,null,352.88677248912455,null,352.88677248912455,null,257.27335199999999,null,257.27335199999999,0.99900342484370763,null,"DRRMFrs126"]
[27,"DRRMOrs127",9.5999997854232785E-2,1.0437699137342342,0,2326.15234375,0,0,12.021225923856555,0,2703.7224829715537,0,0,null,2338.1734491411817,2703.7224829715537,5029.8747061888798,null,432.76726340258534,713.15844913018714,0,0,15.817402531390213,0,null,1145.9257294116132,15.817402839660645,null,-1192.2478402622432,-3883.949097309941,-2687.9050801318931,null,95.325197003201012,0.4238325999169012,1,0,0.49009438147547546,0.22782390593972723,0,0,5.8502316488770571E-3,"FAIL",0,null,"DRRMOrs127",null,-2687.9050801318931,2687.9050801318931,0.22799598041624389,"FAIL",0,1,null,null,2262.7506845575754,null,257.27335199999999,"YES",1,null,13.941899999999999,11.722899999999999,12.695988728363995,0,0,0,null,-1197.9489632941418,null,-157.27502670697692,null,352.88677248912455,null,352.88677248912455,null,257.27335199999999,null,257.27335199999999,0.99900342484370763,null,"DRRMOrs127"]
[28,"DRRSFrs128",1.5414999723434448,1.0437699137342342,0,9386.73046875,0,0,12.021225923856555,0,4394.4283961649153,0,0,null,9398.751672630895,4394.4283961649153,13781.158842871951,null,6887.5575308445295,11451.393272736475,0,0,15.817402531390213,0,null,18338.949912690616,15.817402839660645,null,8940.1982180167597,4557.7910477756996,-4378.6109933252546,null,1525.5473966508116,4.1732276099197101,1,1,1.9512112361775711,1.3307262540437914,1,1,3.5994221349617923E-3,"FAIL",0,null,"DRRSFrs128",null,-4378.6109933252546,4378.6109933252546,1.3310929187241993,"PASS",1,0,null,null,4278.7194294927031,null,418.31335200000001,"YES",1,null,13.941899999999999,11.722899999999999,12.695988728363995,0,0,0,null,8848.9596612372061,null,1161.7526369596458,null,574.85434022250865,null,1161.7526369596458,null,418.31335200000001,null,418.31335200000001,0.99938684568889313,null,"DRRSFrs128"]
[29,"DRRMFrs129",0.9070000261068345,1.0437699137342342,0,9386.73046875,0,0,12.021225923856555,0,4394.4283961649153,0,0,null,9398.751672630895,4394.4283961649153,13781.158842871951,null,4054.4817785524097,6737.8619420549212,0,0,15.817402531390213,0,null,10792.343376560202,15.817402839660645,null,1393.5916818863461,-2988.815488354714,-4378.6109933252546,null,897.77394127020011,2.4559151733997635,1,1,1.1482741248155408,0.78312306550910904,1,0,3.5994221349617923E-3,"FAIL",0,null,"DRRMFrs129",null,-4378.6109933252546,4378.6109933252546,0.78333884510138985,"FAIL",0,1,null,null,4278.7194294927031,null,418.31335200000001,"YES",1,null,13.941899999999999,11.722899999999999,12.695988728363995,0,0,0,null,1339.898431256694,null,175.91113479580699,null,574.85434022250865,null,574.85434022250865,null,418.31335200000001,null,418.31335200000001,0.99938684568889313,null,"DRRMFrs129"]
[30,"DRRMOrs130",1.2450000435113906,1.0437699137342342,0,9386.73046875,0,0,12.021225923856555,0,4394.4283961649153,0,0,null,9398.751672630895,4394.4283961649153,13781.158842871951,null,5563.669697736369,9248.7741671178665,0,0,15.817402531390213,0,null,14812.444061846414,15.817402839660645,null,5413.6923671725581,1031.2851969314979,-4378.6109933252546,null,1232.1908061348872,3.370732829501434,1,1,1.5760012119737585,1.0748329808139008,1,1,3.5994221349617923E-3,"FAIL",0,null,"DRRMOrs130",null,-4378.6109933252546,4378.6109933252546,1.075129137360151,"PASS",1,0,null,null,4278.7194294927031,null,418.31335200000001,"YES",1,null,13.941899999999999,11.722899999999999,12.695988728363995,0,0,0,null,5339.9986156210844,null,701.07195767138137,null,574.85434022250865,null,701.07195767138137,null,418.31335200000001,null,418.31335200000001,0.99938684568889313,null,"DRRMOrs130"]
[31,"DRRSFrs131",0.58582353815436361,1.0437699137342342,0,2326.15234375,0,0,12.021225923856555,0,2703.7224829715537,0,0,null,2338.1734491411817,2703.7224829715537,5029.8747061888798,null,2620.4118064090676,4351.9272424202891,0,0,15.817402531390213,0,null,6972.3389887168041,15.817402839660645,null,4634.1654190429472,1942.4641619952499,-2687.9050801318931,null,580.00232529362472,2.5787923992309238,1,1,2.9819595427594159,1.3861853880887405,1,1,5.8502316488770571E-3,"FAIL",0,null,"DRRSFrs131",null,-2687.9050801318931,2687.9050801318931,1.3872323683168537,"PASS",1,0,null,null,2262.7506845575754,null,257.27335199999999,"YES",1,null,13.941899999999999,11.722899999999999,12.695988728363995,0,0,0,null,4599.4771653677399,null,603.85117912884232,null,352.88677248912455,null,603.85117912884232,null,257.27335199999999,null,257.27335199999999,0.99900342484370763,null,"DRRSFrs131"]
[32,"DRRMFrs132",0.58582353815436361,1.0437699137342342,0,2326.15234375,0,0,12.021225923856555,0,2703.7224829715537,0,0,null,2338.1734491411817,2703.7224829715537,5029.8747061888798,null,2620.4118064090676,4351.9272424202891,0,0,15.817402531390213,0,null,6972.3389887168041,15.817402839660645,null,4634.1654190429472,1942.4641619952499,-2687.9050801318931,null,580.00232529362472,2.5787923992309238,1,1,2.9819595427594159,1.3861853880887405,1,1,5.8502316488770571E-3,"FAIL",0,null,"DRRMFrs132",null,-2687.9050801318931,2687.9050801318931,1.3872323683168537,"PASS",1,0,null,null,2262.7506845575754,null,257.27335199999999,"YES",1,null,13.941899999999999,11.722899999999999,12.695988728363995,0,0,0,null,4599.4771653677399,null,603.85117912884232,null,352.88677248912455,null,603.85117912884232,null,257.27335199999999,null,257.27335199999999,0.99900342484370763,null,"DRRMFrs132"]
[33,"DRRMOrs133",0.58582353815436361,1.0437699137342342,0,2326.15234375,0,0,12.021225923856555,0,2703.7224829715537,0,0,null,2338.1734491411817,2703.7224829715537,5029.8747061888798,null,2620.4118064090676,4351.9272424202891,0,0,15.817402531390213,0,null,6972.3389887168041,15.817402839660645,null,4634.1654190429472,1942.4641619952499,-2687.9050801318931,null,580.00232529362472,2.5787923992309238,1,1,2.9819595427594159,1.3861853880887405,1,1,5.8502316488770571E-3,"FAIL",0,null,"DRRMOrs133",null,-2687.9050801318931,2687.9050801318931,1.3872323683168537,"PASS",1,0,null,null,2262.7506845575754,null,257.27335199999999,"YES",1,null,13.941899999999999,11.722899999999999,12.695988728363995,0,0,0,null,4599.4771653677399,null,603.85117912884232,null,352.88677248912455,null,603.85117912884232,null,257.27335199999999,null,257.27335199999999,0.99900342484370763,null,"DRRMOrs133"]
[34,"DRRSFrs134",0.16740023391321301,1.0437699137342342,0,0,0,0,12.021225923856555,0,19369.387103273184,0,0,null,12.021225923856555,19369.387103273184,19369.387103273184,null,752.12966632280643,1243.5718111457627,0,0,15.817402531390213,0,null,1995.7014619857955,15.817402839660645,null,1983.680236061939,-17373.685641287389,-19353.569700433523,null,166.0148037002827,0.10303379509868678,1,0,166.0148037002827,0.10303379509868678,1,0,8.1661865475277226E-4,"FAIL",0,null,"DRRSFrs134",null,-19353.569700433523,19353.569700433523,0.10305399249498563,"FAIL",0,1,null,null,18749.626798829642,null,2197.743352,"YES",1,null,13.941899999999999,11.722899999999999,12.695988728363995,0,0,0,null,1973.751373066985,null,296.85454809290354,null,2910.7998432848835,null,2910.7998432848835,null,2197.743352,null,2197.743352,0.99988323566878978,null,"DRRSFrs134"]
[35,"DRRMFrs135",0.16740023391321301,1.0437699137342342,0,0,0,0,12.021225923856555,0,19369.387103273184,0,0,null,12.021225923856555,19369.387103273184,19369.387103273184,null,752.12966632280643,1243.5718111457627,0,0,15.817402531390213,0,null,1995.7014619857955,15.817402839660645,null,1983.680236061939,-17373.685641287389,-19353.569700433523,null,166.0148037002827,0.10303379509868678,1,0,166.0148037002827,0.10303379509868678,1,0,8.1661865475277226E-4,"FAIL",0,null,"DRRMFrs135",null,-19353.569700433523,19353.569700433523,0.10305399249498563,"FAIL",0,1,null,null,18749.626798829642,null,2197.743352,"YES",1,null,13.941899999999999,11.722899999999999,12.695988728363995,0,0,0,null,1973.751373066985,null,296.85454809290354,null,2910.7998432848835,null,2910.7998432848835,null,2197.743352,null,2197.743352,0.99988323566878978,null,"DRRMFrs135"]
[36,"DRRMOrs136",0.16740023391321301,1.0437699137342342,0,0,0,0,12.021225923856555,0,19369.387103273184,0,0,null,12.021225923856555,19369.387103273184,19369.387103273184,null,752.12966632280643,1243.5718111457627,0,0,15.817402531390213,0,null,1995.7014619857955,15.817402839660645,null,1983.680236061939,-17373.685641287389,-19353.569700433523,null,166.0148037002827,0.10303379509868678,1,0,166.0148037002827,0.10303379509868678,1,0,8.1661865475277226E-4,"FAIL",0,null,"DRRMOrs136",null,-19353.569700433523,19353.569700433523,0.10305399249498563,"FAIL",0,1,null,null,18749.626798829642,null,2197.743352,"YES",1,null,13.941899999999999,11.722899999999999,12.695988728363995,0,0,0,null,1973.751373066985,null,296.85454809290354,null,2910.7998432848835,null,2910.7998432848835,null,2197.743352,null,2197.743352,0.99988323566878978,null,"DRRMOrs136"]
[37,"DRRSFrs137",1.7157586850225927E-2,1.0437699137342342,0,0,0,0,12.021225923856555,0,12396.265978896075,0,0,null,12.021225923856555,12396.265978896075,12396.265978896075,null,81.28831656545924,127.45914898355494,0,0,15.817402531390213,0,null,208.74745972374168,15.817402839660645,null,196.72623379988514,-12187.518519172334,-12380.448576056415,null,17.364906129039205,1.6839543462452495E-2,1,0,17.364906129039205,1.6839543462452495E-2,1,0,1.27598124036616E-3,"FAIL",0,null,"DRRSFrs137",null,-12380.448576056415,12380.448576056415,1.6844701908443192E-2,"FAIL",0,1,null,null,7557.8568442962078,null,885.74335200000007,"YES",1,null,13.941899999999999,11.722899999999999,12.695988728363995,0,0,0,null,195.68768922414515,null,20.170942624614728,null,1276.1421982380607,null,1276.1421982380607,null,885.74335200000007,null,885.74335200000007,0.99971032957110617,null,"DRRSFrs137"]
[38,"DRRMFrs138",1.7157586850225927E-2,1.0437699137342342,0,0,0,0,12.021225923856555,0,12396.265978896075,0,0,null,12.021225923856555,12396.265978896075,12396.265978896075,null,81.28831656545924,127.45914898355494,0,0,15.817402531390213,0,null,208.74745972374168,15.817402839660645,null,196.72623379988514,-12187.518519172334,-12380.448576056415,null,17.364906129039205,1.6839543462452495E-2,1,0,17.364906129039205,1.6839543462452495E-2,1,0,1.27598124036616E-3,"FAIL",0,null,"DRRMFrs138",null,-12380.448576056415,12380.448576056415,1.6844701908443192E-2,"FAIL",0,1,null,null,7557.8568442962078,null,885.74335200000007,"YES",1,null,13.941899999999999,11.722899999999999,12.695988728363995,0,0,0,null,195.68768922414515,null,20.170942624614728,null,1276.1421982380607,null,1276.1421982380607,null,885.74335200000007,null,885.74335200000007,0.99971032957110617,null,"DRRMFrs138"]
[39,"DRRMOrs139",1.7157586850225927E-2,1.0437699137342342,0,0,0,0,12.021225923856555,0,12396.265978896075,0,0,null,12.021225923856555,12396.265978896075,12396.265978896075,null,81.28831656545924,127.45914898355494,0,0,15.817402531390213,0,null,208.74745972374168,15.817402839660645,null,196.72623379988514,-12187.518519172334,-12380.448576056415,null,17.364906129039205,1.6839543462452495E-2,1,0,17.364906129039205,1.6839543462452495E-2,1,0,1.27598124036616E-3,"FAIL",0,null,"DRRMOrs139",null,-12380.448576056415,12380.448576056415,1.6844701908443192E-2,"FAIL",0,1,null,null,7557.8568442962078,null,885.74335200000007,"YES",1,null,13.941899999999999,11.722899999999999,12.695988728363995,0,0,0,null,195.68768922414515,null,20.170942624614728,null,1276.1421982380607,null,1276.1421982380607,null,885.74335200000007,null,885.74335200000007,0.99971032957110617,null,"DRRMOrs139"]
[40,"DRRSFrs140",0.25993259102106087,1.0437699137342342,0,2326.15234375,0,0,12.021225923856555,0,2493.8540111710649,0,0,null,2338.1734491411817,2493.8540111710649,4820.0062343883919,null,1165.2915251686074,1930.9700795248275,0,0,15.817402531390213,0,null,3096.2615935198528,15.817402839660645,null,758.0880238459963,-1723.7447614012117,-2478.0366083314043,null,257.56620939759648,1.2415568752823303,1,1,1.3242223048273269,0.64237707702577485,1,0,6.3425536413950316E-3,"FAIL",0,null,"DRRSFrs140",null,-2478.0366083314043,2478.0366083314043,0.64288340398014721,"FAIL",0,1,null,null,2092.2297383753166,null,237.28335199999998,"YES",1,null,13.941899999999999,11.722899999999999,12.695988728363995,0,0,0,null,742.68373731107181,null,97.504658545086997,null,325.33378774709439,null,325.33378774709439,null,237.28335199999998,null,237.28335199999998,0.99891955881114758,null,"DRRSFrs140"]
[41,"DRRMFrs141",0.19091032296419144,1.0437699137342342,0,2326.15234375,0,0,12.021225923856555,0,2493.8540111710649,0,0,null,2338.1734491411817,2493.8540111710649,4820.0062343883919,null,857.1034549253319,1418.2220092839609,0,0,15.817402531390213,0,null,2275.3255137870615,15.817402839660645,null,-62.848055886795009,-2544.680841134003,-2478.0366083314043,null,189.27566358033386,0.91237317966283571,1,0,0.97312087660987401,0.4720586128406305,0,0,6.3425536413950316E-3,"FAIL",0,null,"DRRMFrs141",null,-2478.0366083314043,2478.0366083314043,0.47243069336509674,"FAIL",0,1,null,null,2092.2297383753166,null,237.28335199999998,"YES",1,null,13.941899999999999,11.722899999999999,12.695988728363995,0,0,0,null,-74.168083318571334,null,-9.7372990353925868,null,325.33378774709439,null,325.33378774709439,null,237.28335199999998,null,237.28335199999998,0.99891955881114758,null,"DRRMFrs141"]
[42,"DRRMOrs142",0.19031132757663727,1.0437699137342342,0,2326.15234375,0,0,12.021225923856555,0,2493.8540111710649,0,0,null,2338.1734491411817,2493.8540111710649,4820.0062343883919,null,854.42890890167951,1413.7722318759138,0,0,15.817402531390213,0,null,2268.2010570847583,15.817402839660645,null,-69.972512589098187,-2551.8052978363062,-2478.0366083314043,null,188.68300716180966,0.90951637382320372,1,0,0.97007385871748675,0.4705805117391601,0,0,6.3425536413950316E-3,"FAIL",0,null,"DRRMOrs142",null,-2478.0366083314043,2478.0366083314043,0.47095142721204569,"FAIL",0,1,null,null,2092.2297383753166,null,237.28335199999998,"YES",1,null,13.941899999999999,11.722899999999999,12.695988728363995,0,0,0,null,-81.257094962654108,null,-10.667993522228944,null,325.33378774709439,null,325.33378774709439,null,237.28335199999998,null,237.28335199999998,0.99891955881114758,null,"DRRMOrs142"]
[43,"DRCgsd201",0.91535714119672762,0.82979709883850594,0,3405.060302734375,0,0,4.4699621775990961,17330.630859375,0,0,0,null,20740.160549307111,0,3405.0602118452452,null,4090.8002699052677,6799.9447271583158,0,0,17336.015871883785,0,null,10890.744706738142,17336.015625,null,-9849.4164175488313,7485.6844040037668,17336.015625,null,0.62824813185959449,9999,0,1,0.52510415138409661,3.1983999513877968,0,1,99,"PASS",1,null,"DRCgsd201",null,17336.015625,0,0.52510415138409661,"FAIL",0,1,null,null,8.3223957126056264E-2,null,-317.14652205000004,"NO",0,null,7.4389999999999992,5.9600000000000009,6.2474711356919013,13.13,13.290000000000001,14.852837601175882,null,-9903.5992270350889,null,-1020.835457650523,null,0,null,0,null,-317.14652205000004,null,-317.14652205000004,0,null,"DRCgsd201"]
[44,"DRCgsd202",0.91535714119672762,0.82979709883850594,0,3405.060302734375,0,0,4.4699621775990961,17330.630859375,0,0,0,null,20740.160549307111,0,3405.0602118452452,null,4090.8002699052677,6799.9447271583158,0,0,17336.015871883785,0,null,10890.744706738142,17336.015625,null,-9849.4164175488313,7485.6844040037668,17336.015625,null,0.62824813185959449,9999,0,1,0.52510415138409661,3.1983999513877968,0,1,99,"PASS",1,null,"DRCgsd202",null,17336.015625,0,0.52510415138409661,"FAIL",0,1,null,null,8.3223957126056264E-2,null,-317.14652205000004,"NO",0,null,7.4389999999999992,5.9600000000000009,6.2474711356919013,13.13,13.290000000000001,14.852837601175882,null,-9903.5992270350889,null,-1020.835457650523,null,0,null,0,null,-317.14652205000004,null,-317.14652205000004,0,null,"DRCgsd202"]
[45,"DRCgsd203",0.91535714119672762,0.82979709883850594,0,3405.060302734375,0,0,4.4699621775990961,17330.630859375,0,0,0,null,20740.160549307111,0,3405.0602118452452,null,4090.8002699052677,6799.9447271583158,0,0,17336.015871883785,0,null,10890.744706738142,17336.015625,null,-9849.4164175488313,7485.6844040037668,17336.015625,null,0.62824813185959449,9999,0,1,0.52510415138409661,3.1983999513877968,0,1,99,"PASS",1,null,"DRCgsd203",null,17336.015625,0,0.52510415138409661,"FAIL",0,1,null,null,8.3223957126056264E-2,null,-317.14652205000004,"NO",0,null,7.4389999999999992,5.9600000000000009,6.2474711356919013,13.13,13.290000000000001,14.852837601175882,null,-9903.5992270350889,null,-1020.835457650523,null,0,null,0,null,-317.14652205000004,null,-317.14652205000004,0,null,"DRCgsd203"]
[46,"DRCgsd204",0.91535714119672762,0.82979709883850594,0,3405.060302734375,0,0,4.4699621775990961,17330.630859375,0,0,0,null,20740.160549307111,0,3405.0602118452452,null,4090.8002699052677,6799.9447271583158,0,0,17336.015871883785,0,null,10890.744706738142,17336.015625,null,-9849.4164175488313,7485.6844040037668,17336.015625,null,0.62824813185959449,9999,0,1,0.52510415138409661,3.1983999513877968,0,1,99,"PASS",1,null,"DRCgsd204",null,17336.015625,0,0.52510415138409661,"FAIL",0,1,null,null,8.3223957126056264E-2,null,-317.14652205000004,"NO",0,null,7.4389999999999992,5.9600000000000009,6.2474711356919013,13.13,13.290000000000001,14.852837601175882,null,-9903.5992270350889,null,-1020.835457650523,null,0,null,0,null,-317.14652205000004,null,-317.14652205000004,0,null,"DRCgsd204"]
[47,"DRCgsd205",0.91535714119672762,0.82979709883850594,0,2621.649169921875,0,0,4.4699621775990961,17330.630859375,1813.6150689416252,0,0,null,19956.749413395086,1813.6150689416252,4435.2641448748373,null,4090.8002699052677,6799.9447271583158,0,0,17336.015871883785,0,null,10890.744706738142,17336.015625,null,-9066.0052847363313,6455.4804678746414,15522.400556058376,null,0.62824813185959449,6.0049924006717008,0,1,0.54571734933747573,2.4554894861300993,0,1,9.5588175913849298,"PASS",1,null,"DRCgsd205",null,15522.400556058376,0,0.54571734933747573,"FAIL",0,1,null,null,0.85107708969987361,null,-187.52177205000001,"NO",0,null,7.4389999999999992,5.9600000000000009,6.2474711356919013,13.13,13.290000000000001,14.852837601175882,null,-9120.1880942225889,null,-940.08361743974092,null,0,null,0,null,-187.52177205000001,null,-187.52177205000001,-1.4466509833191579,null,"DRCgsd205"]
[48,"DRCgsd206",0.91535714119672762,0.82979709883850594,0,2621.649169921875,0,0,4.4699621775990961,17330.630859375,1813.6150689416252,0,0,null,19956.749413395086,1813.6150689416252,4435.2641448748373,null,4090.8002699052677,6799.9447271583158,0,0,17336.015871883785,0,null,10890.744706738142,17336.015625,null,-9066.0052847363313,6455.4804678746414,15522.400556058376,null,0.62824813185959449,6.0049924006717008,0,1,0.54571734933747573,2.4554894861300993,0,1,9.5588175913849298,"PASS",1,null,"DRCgsd206",null,15522.400556058376,0,0.54571734933747573,"FAIL",0,1,null,null,0.85107708969987361,null,-187.52177205000001,"NO",0,null,7.4389999999999992,5.9600000000000009,6.2474711356919013,13.13,13.290000000000001,14.852837601175882,null,-9120.1880942225889,null,-940.08361743974092,null,0,null,0,null,-187.52177205000001,null,-187.52177205000001,-1.4466509833191579,null,"DRCgsd206"]
[49,"DRCgsd207",0.91535714119672762,0.82979709883850594,0,2621.649169921875,0,0,4.4699621775990961,17330.630859375,1813.6150689416252,0,0,null,19956.749413395086,1813.6150689416252,4435.2641448748373,null,4090.8002699052677,6799.9447271583158,0,0,17336.015871883785,0,null,10890.744706738142,17336.015625,null,-9066.0052847363313,6455.4804678746414,15522.400556058376,null,0.62824813185959449,6.0049924006717008,0,1,0.54571734933747573,2.4554894861300993,0,1,9.5588175913849298,"PASS",1,null,"DRCgsd207",null,15522.400556058376,0,0.54571734933747573,"FAIL",0,1,null,null,0.85107708969987361,null,-187.52177205000001,"NO",0,null,7.4389999999999992,5.9600000000000009,6.2474711356919013,13.13,13.290000000000001,14.852837601175882,null,-9120.1880942225889,null,-940.08361743974092,null,0,null,0,null,-187.52177205000001,null,-187.52177205000001,-1.4466509833191579,null,"DRCgsd207"]
[50,"DRCgsd208",0.91535714119672762,0.82979709883850594,0,2621.649169921875,0,0,4.4699621775990961,17330.630859375,1813.6150689416252,0,0,null,19956.749413395086,1813.6150689416252,4435.2641448748373,null,4090.8002699052677,6799.9447271583158,0,0,17336.015871883785,0,null,10890.744706738142,17336.015625,null,-9066.0052847363313,6455.4804678746414,15522.400556058376,null,0.62824813185959449,6.0049924006717008,0,1,0.54571734933747573,2.4554894861300993,0,1,9.5588175913849298,"PASS",1,null,"DRCgsd208",null,15522.400556058376,0,0.54571734933747573,"FAIL",0,1,null,null,0.85107708969987361,null,-187.52177205000001,"NO",0,null,7.4389999999999992,5.9600000000000009,6.2474711356919013,13.13,13.290000000000001,14.852837601175882,null,-9120.1880942225889,null,-940.08361743974092,null,0,null,0,null,-187.52177205000001,null,-187.52177205000001,-1.4466509833191579,null,"DRCgsd208"]
[51,"DRCgsd209",0.85000000000000009,0.30715307463164243,0,139.21771240234375,0,0,1.6545763154131223,17330.630859375,503.73855900282751,0,0,null,17471.50265792475,503.73855900282751,642.95626532790016,null,3796.6578935496518,6314.4239094785717,0,0,17332.623840724526,0,null,10111.081653157373,17332.623046875,null,-7360.4214949353845,9468.1253817522011,16828.884487872172,null,0.58336690165145599,20.072081980725677,0,1,0.57871847473301852,15.725924301289972,0,1,34.40797361469744,"PASS",1,null,"DRCgsd209",null,16828.884487872172,0,0.57871847473301852,"FAIL",0,1,null,null,0.30584547303742254,null,-269.09825143659481,"NO",0,null,7.4389999999999992,5.9600000000000009,6.2474711356919013,13.13,13.290000000000001,14.852837601175882,null,-7410.7253837570634,null,-972.93129203391959,null,0,null,0,null,-269.09825143659481,null,-269.09825143659481,-5.6084127500746526,null,"DRCgsd209"]
[52,"DRCgsd210",0.85000000000000009,0.15921238367869764,0,72.163307189941406,0,0,0.85764741072887085,17330.630859375,261.11218535038438,0,0,null,17403.651326986404,261.11218535038438,333.27548964179152,null,3796.0013902732867,6314.4239094785717,0,0,17331.66368541768,0,null,10110.425091686495,17331.6640625,null,-7293.2267222891751,9777.1495991461688,17070.551877149617,null,0.58335584319419542,38.720617646087234,0,1,0.580936989532709,30.336539343537691,0,1,66.376312691967158,"PASS",1,null,"DRCgsd210",null,17070.551877149617,0,0.580936989532709,"FAIL",0,1,null,null,0.15854297702278772,null,-292.18946060704229,"NO",0,null,7.4389999999999992,5.9600000000000009,6.2474711356919013,13.13,13.290000000000001,14.852837601175882,null,-7343.5273446358715,null,-964.10906861600347,null,0,null,0,null,-292.18946060704229,null,-292.18946060704229,-11.748209676174504,null,"DRCgsd210"]
[53,"DRCgsd211",0.85000000000000009,0.118055439583565,0,53.508842468261719,0,0,0.63594263047799782,17330.630859375,193.61380370305596,0,0,null,17384.77516193777,193.61380370305596,247.12264772608353,null,3795.8187517546357,6314.4239094785717,0,0,17331.396571224603,0,null,10110.242968222059,17331.396484375,null,-7274.5326762516797,9863.1203220507414,17137.782680671946,null,0.58335279721457856,52.2186061884723,0,1,0.58155728753599978,40.911843268354843,0,1,89.515293604561549,"PASS",1,null,"DRCgsd211",null,17137.782680671946,0,0.58155728753599978,"FAIL",0,1,null,null,0.11756081047288498,null,-298.61340956576606,"NO",0,null,7.4389999999999992,5.9600000000000009,6.2474711356919013,13.13,13.290000000000001,14.852837601175882,null,-7324.8323925114883,null,-961.65466597888042,null,0,null,0,null,-298.61340956576606,null,-298.61340956576606,-16.192253165542013,null,"DRCgsd211"]
[54,"DRCgsd212",0.85000000000000009,0.1483260571417182,0,67.229057312011719,0,0,0.79900480045534228,17330.630859375,243.25837080892907,0,0,null,17398.658440807845,243.25837080892907,310.48743153205555,null,3795.9530809880403,6314.4239094785717,0,0,17331.59303167036,0,null,10110.376992486305,17331.59375,null,-7288.2819290011612,9799.8895643653632,17088.33537919107,null,0.58335504177787045,41.562298386137144,0,1,0.58110093646355221,32.562919064626733,0,1,71.247676667264045,"PASS",1,null,"DRCgsd212",null,17088.33537919107,0,0.58110093646355221,"FAIL",0,1,null,null,0.14770300726487146,null,-293.88864278775736,"NO",0,null,7.4389999999999992,5.9600000000000009,6.2474711356919013,13.13,13.290000000000001,14.852837601175882,null,-7338.5823120483574,null,-963.45985053067739,null,0,null,0,null,-293.88864278775736,null,-293.88864278775736,-12.683797779199242,null,"DRCgsd212"]
[55,"DRCgsd213",0.85000000000000009,0.81344346240479004,0,368.69479370117188,0,0,4.3818681888068483,17330.630859375,1334.0672004468126,0,0,null,17703.707023519339,1334.0672004468126,1702.7619804930748,null,3798.9046134765599,6314.4239094785717,0,0,17335.909734547895,0,null,10113.328962035896,17335.91015625,null,-7590.3785592290842,8410.5669678879112,16001.842955803188,null,0.58340476127571794,7.5808242333284914,0,1,0.57125486002794457,5.9393673318955704,0,1,12.994780285763541,"PASS",1,null,"DRCgsd213",null,16001.842955803188,0,0.57125486002794457,"FAIL",0,1,null,null,0.80983371898514145,null,-190.07430945050046,"NO",0,null,7.4389999999999992,5.9600000000000009,6.2474711356919013,13.13,13.290000000000001,14.852837601175882,null,-7640.693628691949,null,-1003.1231140331095,null,0,null,0,null,-190.07430945050046,null,-190.07430945050046,-1.4958223028223139,null,"DRCgsd213"]
[56,"DRCgsd214",0.85000000000000009,0.42537869934002315,0,192.80368041992188,0,0,2.2914357014114528,17330.630859375,697.63146591449856,0,0,null,17525.725491554007,697.63146591449856,890.43514648281985,null,3797.1825329133844,6314.4239094785717,0,0,17333.391141189586,0,null,10111.606783837209,17333.390625,null,-7414.1191916591251,9221.1716375027881,16635.759159085501,null,0.58337576386121059,14.494195399547078,0,1,0.5769579415982421,11.355803761186664,0,1,24.846056222934724,"PASS",1,null,"DRCgsd214",null,16635.759159085501,0,0.5769579415982421,"FAIL",0,1,null,null,0.42354985989474803,null,-250.64509760255532,"NO",0,null,7.4389999999999992,5.9600000000000009,6.2474711356919013,13.13,13.290000000000001,14.852837601175882,null,-7464.425693071249,null,-979.98144011229624,null,0,null,0,null,-250.64509760255532,null,-250.64509760255532,-3.7719631375365905,null,"DRCgsd214"]
[57,"DRCgsd215",0.85000000000000009,0.31541686737034008,0,142.96327209472656,0,0,1.6990918253338008,17330.630859375,517.2913446399333,0,0,null,17475.292743618706,517.2913446399333,660.25462114902939,null,3796.6945650493808,6314.4239094785717,0,0,17332.677473869022,0,null,10111.118644177221,17332.677734375,null,-7364.1745791178382,9450.8640274425616,16815.386389735067,null,0.58336753758123472,19.546274549045826,0,1,0.57859507791828146,15.31396886580292,0,1,33.506606893721781,"PASS",1,null,"DRCgsd215",null,16815.386389735067,0,0.57859507791828146,"FAIL",0,1,null,null,0.3140731439802758,null,-267.80840570529608,"NO",0,null,7.4389999999999992,5.9600000000000009,6.2474711356919013,13.13,13.290000000000001,14.852837601175882,null,-7414.4786519744421,null,-973.42404704871046,null,0,null,0,null,-267.80840570529608,null,-267.80840570529608,-5.4352968244431752,null,"DRCgsd215"]
[58,"DRCgsd216",0.85000000000000009,0.39629296966148148,0,179.62052917480469,0,0,2.1347563014076014,17330.630859375,649.93016841522945,0,0,null,17512.38566366653,649.93016841522945,829.55070049609333,null,3797.0534617517819,6314.4239094785717,0,0,17333.202370828134,0,null,10111.47692530275,17333.203125,null,-7400.9092195484609,9281.9262277127164,16683.272956584769,null,0.58337354519797746,15.557789769873704,0,1,0.57739001650986377,12.189100623600302,0,1,26.669331517976417,"PASS",1,null,"DRCgsd216",null,16683.272956584769,0,0.57739001650986377,"FAIL",0,1,null,null,0.39459329435959312,null,-255.18491998870536,"NO",0,null,7.4389999999999992,5.9600000000000009,6.2474711356919013,13.13,13.290000000000001,14.852837601175882,null,-7451.2150748982267,null,-978.24705877415931,null,0,null,0,null,-255.18491998870536,null,-255.18491998870536,-4.1221386505695552,null,"DRCgsd216"]
[59,"DRCgsd217",0.88394980579614635,0.61430614926328486,0,1182.947265625,0,0,3.3091526308262447,17330.630859375,2066.2395407051504,0,0,null,18516.88677345484,2066.2395407051504,3249.1867862448935,null,3949.6085944274919,6566.6279864683847,0,0,17334.61730616479,0,null,10516.236094871299,17334.6171875,null,-8000.6511827595277,7267.0492885411495,15268.37764679485,null,0.60668469416575499,5.0895532137974664,0,1,0.56792677609348263,3.2365747867691983,0,1,8.3894518742895485,"PASS",1,null,"DRCgsd217",null,15268.37764679485,0,0.56792677609348263,"FAIL",0,1,null,null,1.2954158039581427,null,-120.30921823444265,"NO",0,null,7.4389999999999992,5.9600000000000009,6.2474711356919013,13.13,13.290000000000001,14.852837601175882,null,-8052.9707653210744,null,-1057.249708454729,null,0,null,0,null,-120.30921823444265,null,-120.30921823444265,-0.61129738172797921,null,"DRCgsd217"]
[60,"DRCgsd218",0.89214333742856966,0.31842476735739528,0,613.1790771484375,0,0,1.7152948214577417,17330.630859375,1071.0323908771165,0,0,null,17945.52472533501,1071.0323908771165,1684.2114461063927,null,3984.8801391125353,6627.4955535776098,0,0,17332.696995551087,0,null,10612.375630456978,17332.697265625,null,-7333.1496008879167,8928.1641624314234,16261.664874747883,null,0.61228731159904404,9.9085477907591812,0,1,0.59136612016909207,6.3010945073887594,0,1,16.183168140629693,"PASS",1,null,"DRCgsd218",null,16261.664874747883,0,0.59136612016909207,"FAIL",0,1,null,null,0.67154812631204441,null,-215.06487000225698,"NO",0,null,7.4389999999999992,5.9600000000000009,6.2474711356919013,13.13,13.290000000000001,14.852837601175882,null,-7385.9474895966578,null,-969.67827868758764,null,0,null,0,null,-215.06487000225698,null,-215.06487000225698,-2.1081482920159287,null,"DRCgsd218"]
[61,"DRCgsd219",0.89839174896478657,0.23611087916713,0,454.670166015625,0,0,1.2718852609559956,17330.630859375,794.16689393913646,0,0,null,17786.572437717714,794.16689393913646,1248.8370711116197,null,4012.4143494094692,6673.9133408723746,0,0,17332.162767164944,0,null,10686.327279285499,17332.162109375,null,-7100.2456313660805,9437.4902193307371,16537.995215435865,null,0.61656976944396968,13.45602210422093,0,1,0.6008086736532553,8.5570228670765136,0,1,21.824332192199524,"PASS",1,null,"DRCgsd219",null,16537.995215435865,0,0.60080867365325541,"FAIL",0,1,null,null,0.4979653258014442,null,-241.42578796085724,"NO",0,null,7.4389999999999992,5.9600000000000009,6.2474711356919013,13.13,13.290000000000001,14.852837601175882,null,-7153.4114387257077,null,-939.14933736232695,null,0,null,0,null,-241.42578796085724,null,-241.42578796085724,-3.1915832366053021,null,"DRCgsd219"]
[62,"DRCgsd220",0.93473275303840642,0.29665211428343641,0,571.2523193359375,0,0,1.5980096009106846,17330.630859375,997.79937744760991,0,0,null,17903.480689671069,997.79937744760991,1569.0516822334835,null,4174.9475093401161,6943.8809938334589,0,0,17332.555688056455,0,null,11118.828783475443,17332.556640625,null,-6784.6524048364063,9549.7770866918945,16334.757263177391,null,0.64151176790526698,11.143351093200341,0,1,0.62104283890522283,7.0863368022024442,0,1,17.370783177838831,"PASS",1,null,"DRCgsd220",null,16334.757263177391,0,0.62104283890522283,"FAIL",0,1,null,null,0.62563518231766391,null,-222.03752846364111,"NO",0,null,7.4389999999999992,5.9600000000000009,6.2474711356919013,13.13,13.290000000000001,14.852837601175882,null,-6839.9699609730997,null,-897.9985719331728,null,0,null,0,null,-222.03752846364111,null,-222.03752846364111,-2.3362398592979017,null,"DRCgsd220"]
[63,"DRCgsd221",0.88394980579614635,0.61430614926328486,0,1182.947265625,0,0,3.3091526308262447,17330.630859375,0,0,0,null,18516.88677345484,0,1182.9472455397422,null,3949.6085944274919,6566.6279864683847,0,0,17334.61730616479,0,null,10516.236094871299,17334.6171875,null,-8000.6511827595277,9333.2888292462994,17334.6171875,null,0.60668469416575499,9999,0,1,0.56792677609348263,8.8898604362681688,0,1,99,"PASS",1,null,"DRCgsd221",null,17334.6171875,0,0.56792677609348263,"FAIL",0,1,null,null,6.1616188909430318E-2,null,-317.11885922187776,"NO",0,null,7.4389999999999992,5.9600000000000009,6.2474711356919013,13.13,13.290000000000001,14.852837601175882,null,-8052.9707653210744,null,-1057.249708454729,null,0,null,0,null,-317.11885922187776,null,-317.11885922187776,0,null,"DRCgsd221"]
[64,"DRCgsd222",0.89214333742856966,0.31842476735739528,0,613.1790771484375,0,0,1.7152948214577417,17330.630859375,0,0,0,null,17945.52472533501,0,613.17905522927549,null,3984.8801391125353,6627.4955535776098,0,0,17332.696995551087,0,null,10612.375630456978,17332.697265625,null,-7333.1496008879167,9999.1965533085404,17332.697265625,null,0.61228731159904404,9999,0,1,0.59136612016909207,17.307139179975557,0,1,99,"PASS",1,null,"DRCgsd222",null,17332.697265625,0,0.59136612016909207,"FAIL",0,1,null,null,3.1942049870154206E-2,null,-317.08087656913847,"NO",0,null,7.4389999999999992,5.9600000000000009,6.2474711356919013,13.13,13.290000000000001,14.852837601175882,null,-7385.9474895966578,null,-969.67827868758764,null,0,null,0,null,-317.08087656913847,null,-317.08087656913847,0,null,"DRCgsd222"]
[65,"DRCgsd223",0.89839174896478657,0.23611087916713,0,454.670166015625,0,0,1.2718852609559956,17330.630859375,0,0,0,null,17786.572437717714,0,454.67017717248319,null,4012.4143494094692,6673.9133408723746,0,0,17332.162767164944,0,null,10686.327279285499,17332.162109375,null,-7100.2456313660805,10231.657113269874,17332.162109375,null,0.61656976944396968,9999,0,1,0.6008086736532553,23.503471478967143,0,1,99,"PASS",1,null,"DRCgsd223",null,17332.162109375,0,0.60080867365325541,"FAIL",0,1,null,null,2.3685619313255826E-2,null,-317.07030983698019,"NO",0,null,7.4389999999999992,5.9600000000000009,6.2474711356919013,13.13,13.290000000000001,14.852837601175882,null,-7153.4114387257077,null,-939.14933736232695,null,0,null,0,null,-317.07030983698019,null,-317.07030983698019,0,null,"DRCgsd223"]
[66,"DRCgsd224",0.93473275303840642,0.29665211428343641,0,571.2523193359375,0,0,1.5980096009106846,17330.630859375,0,0,0,null,17903.480689671069,0,571.25230478587321,null,4174.9475093401161,6943.8809938334589,0,0,17332.555688056455,0,null,11118.828783475443,17332.556640625,null,-6784.6524048364063,10547.576464139505,17332.556640625,null,0.64151176790526698,9999,0,1,0.62104283890522283,19.4639538556285,0,1,99,"PASS",1,null,"DRCgsd224",null,17332.556640625,0,0.62104283890522283,"FAIL",0,1,null,null,2.9758210039034422E-2,null,-317.07808159005208,"NO",0,null,7.4389999999999992,5.9600000000000009,6.2474711356919013,13.13,13.290000000000001,14.852837601175882,null,-6839.9699609730997,null,-897.9985719331728,null,0,null,0,null,-317.07808159005208,null,-317.07808159005208,0,null,"DRCgsd224"]
[67,"DRCgsd225",0.11536847949028016,1.0437699137342342,0,473.09066772460938,0,0,5.6225938160527482,17330.630859375,1711.8081823058587,0,0,null,17809.343623218327,1711.8081823058587,2184.8988364238649,null,519.24855628095941,857.04174740425128,0,0,17337.404584701202,0,null,1376.2902646860039,17337.404296875,null,-16433.053856229657,-808.60858534446425,15625.596114569142,null,7.9387987052800757E-2,0.80399794726538709,0,0,7.7279110075123988E-2,0.6299102883718446,0,0,10.128123276943903,"PASS",1,null,"DRCgsd225",null,15625.596114569142,0,7.7279110075123988E-2,"FAIL",0,1,null,null,1.0390523732038943,null,-154.12398999999999,"NO",0,null,7.4389999999999992,5.9600000000000009,6.2474711356919013,13.13,13.290000000000001,14.852837601175882,null,-16439.901071476856,null,-2158.3439355936248,null,0,null,0,null,-154.12398999999999,null,-154.12398999999999,-0.94525599509352953,null,"DRCgsd225"]
[68,"DRCgsd226",0.2762847304344177,1.0437699137342342,0,473.09066772460938,0,0,5.6225938160527482,17330.630859375,1711.8081823058587,0,0,null,17809.343623218327,1711.8081823058587,2184.8988364238649,null,1237.7481107782985,2052.4457737399166,0,0,17337.404584701202,0,null,3290.1938153445235,17337.404296875,null,-14519.15030557114,1105.2949653140554,15625.596114569142,null,0.18978690085653446,1.9220575350402465,0,1,0.18474536698296776,1.5058792379787478,0,1,10.128123276943903,"PASS",1,null,"DRCgsd226",null,15625.596114569142,0,0.18474536698296776,"FAIL",0,1,null,null,1.0390523732038943,null,-154.12398999999999,"NO",0,null,7.4389999999999992,5.9600000000000009,6.2474711356919013,13.13,13.290000000000001,14.852837601175882,null,-14535.519429030564,null,-1908.3235400231706,null,0,null,0,null,-154.12398999999999,null,-154.12398999999999,-0.94525599509352953,null,"DRCgsd226"]
[69,"DRCgsd227",0.42784860134124753,1.0437699137342342,0,473.09066772460938,0,0,5.6225938160527482,17330.630859375,1711.8081823058587,0,0,null,17809.343623218327,1711.8081823058587,2184.8988364238649,null,1914.4887947397574,3178.3734564072211,0,0,17337.404584701202,0,null,5092.8621339416322,17337.404296875,null,-12716.481986974031,2907.9632839111641,15625.596114569142,null,0.29376947837620582,2.9751359916280977,0,1,0.28596573233488531,2.3309372577456449,0,1,10.128123276943903,"PASS",1,null,"DRCgsd227",null,15625.596114569142,0,0.28596573233488531,"FAIL",0,1,null,null,1.0390523732038943,null,-154.12398999999999,"NO",0,null,7.4389999999999992,5.9600000000000009,6.2474711356919013,13.13,13.290000000000001,14.852837601175882,null,-12741.819609530954,null,-1672.8342198100909,null,0,null,0,null,-154.12398999999999,null,-154.12398999999999,-0.94525599509352953,null,"DRCgsd227"]
[70,"DRCgsd228",0.59626407623291011,1.0437699137342342,0,473.09066772460938,0,0,5.6225938160527482,17330.630859375,1711.8081823058587,0,0,null,17809.343623218327,1711.8081823058587,2184.8988364238649,null,2666.4727800124751,4429.4872227391088,0,0,17337.404584701202,0,null,7095.9598559982778,17337.404296875,null,-10713.384264917386,4911.0610059678093,15625.596114569142,null,0.40931334299869371,4.1453008166135765,0,1,0.39844026864889626,3.2477292282429118,0,1,10.128123276943903,"PASS",1,null,"DRCgsd228",null,15625.596114569142,0,0.39844026864889626,"FAIL",0,1,null,null,1.0390523732038943,null,-154.12398999999999,"NO",0,null,7.4389999999999992,5.9600000000000009,6.2474711356919013,13.13,13.290000000000001,14.852837601175882,null,-10748.687547783047,null,-1411.1620552631566,null,0,null,0,null,-154.12398999999999,null,-154.12398999999999,-0.94525599509352953,null,"DRCgsd228"]
[71,"DRCgsd229",4.3180561065673827E-2,1.0437699137342342,0,473.09066772460938,0,0,5.6225938160527482,17330.630859375,1711.8081823058587,0,0,null,17809.343623218327,1711.8081823058587,2184.8988364238649,null,196.92569004555577,320.77690260916501,0,0,17337.404584701202,0,null,517.70260025558798,17337.404296875,null,-17291.641520660076,-1667.19624977488,15625.596114569142,null,2.9862426830192391E-2,0.3024302638618227,0,0,2.9069155873493808E-2,0.23694579739852428,0,0,10.128123276943903,"PASS",1,null,"DRCgsd229",null,15625.596114569142,0,2.9069155873493808E-2,"FAIL",0,1,null,null,1.0390523732038943,null,-154.12398999999999,"NO",0,null,7.4389999999999992,5.9600000000000009,6.2474711356919013,13.13,13.290000000000001,14.852837601175882,null,-17294.217155487218,null,-2270.5044608295725,null,0,null,0,null,-154.12398999999999,null,-154.12398999999999,-0.94525599509352953,null,"DRCgsd229"]
[72,"DRCgsd230",0.10340891182422636,1.0437699137342342,0,473.09066772460938,0,0,5.6225938160527482,17330.630859375,1711.8081823058587,0,0,null,17809.343623218327,1711.8081823058587,2184.8988364238649,null,465.84845536123663,768.19730032477219,0,0,17337.404584701202,0,null,1234.0457910787193,17337.404296875,null,-16575.298329836944,-950.85305895174884,15625.596114569142,null,7.118295740257366E-2,0.72090191169458095,0,0,6.9292040330077645E-2,0.56480682895755596,0,0,10.128123276943903,"PASS",1,null,"DRCgsd230",null,15625.596114569142,0,6.9292040330077645E-2,"FAIL",0,1,null,null,1.0390523732038943,null,-154.12398999999999,"NO",0,null,7.4389999999999992,5.9600000000000009,6.2474711356919013,13.13,13.290000000000001,14.852837601175882,null,-16581.437861135841,null,-2176.9258644200627,null,0,null,0,null,-154.12398999999999,null,-154.12398999999999,-0.94525599509352953,null,"DRCgsd230"]
[73,"DRCgsd231",0.16013681888580322,1.0437699137342342,0,473.09066772460938,0,0,5.6225938160527482,17330.630859375,1711.8081823058587,0,0,null,17809.343623218327,1711.8081823058587,2184.8988364238649,null,719.14155479753333,1189.6138328945358,0,0,17337.404584701202,0,null,1908.7554187075989,17337.404296875,null,-15900.588702208064,-276.14343132286922,15625.596114569142,null,0.11010195621916555,1.1150521643940539,0,1,0.10717718775875171,0.87361271606737378,0,0,10.128123276943903,"PASS",1,null,"DRCgsd231",null,15625.596114569142,0,0.10717718775875171,"FAIL",0,1,null,null,1.0390523732038943,null,-154.12398999999999,"NO",0,null,7.4389999999999992,5.9600000000000009,6.2474711356919013,13.13,13.290000000000001,14.852837601175882,null,-15910.084997823524,null,-2088.7860164444819,null,0,null,0,null,-154.12398999999999,null,-154.12398999999999,-0.94525599509352953,null,"DRCgsd231"]
[74,"DRCgsd232",0.223172003030777,1.0437699137342342,0,473.09066772460938,0,0,5.6225938160527482,17330.630859375,1711.8081823058587,0,0,null,17809.343623218327,1711.8081823058587,2184.8988364238649,null,1000.5969793434604,1657.8854492514852,0,0,17337.404584701202,0,null,2658.4825046873889,17337.404296875,null,-15150.861616228274,473.58365465692077,15625.596114569142,null,0.15334815632832402,1.5530259360638938,0,1,0.14927458791507162,1.2167531255052455,0,1,10.128123276943903,"PASS",1,null,"DRCgsd232",null,15625.596114569142,0,0.14927458791507162,"FAIL",0,1,null,null,1.0390523732038943,null,-154.12398999999999,"NO",0,null,7.4389999999999992,5.9600000000000009,6.2474711356919013,13.13,13.290000000000001,14.852837601175882,null,-15164.08789734612,null,-1990.8463566627465,null,0,null,0,null,-154.12398999999999,null,-154.12398999999999,-0.94525599509352953,null,"DRCgsd232"]
[75,"DRCgsd233",0.91093749999999984,3.2617809804194819,0,6281.09375,0,0,17.570605675164835,17330.630859375,13354.308292787098,0,0,null,23629.294826846544,13354.308292787098,19635.40213867421,null,4081.8585377325348,6767.1123882831034,0,0,17351.799779712179,0,null,10848.970593868911,17351.798828125,null,-12780.324621181255,-8786.4314489181888,3997.4905353379017,null,0.62536572541685886,0.81239479844333351,0,0,0.45913221258325537,0.55252092980974588,0,0,1.2993408904223829,"PASS",1,null,"DRCgsd233",null,3997.4905353379017,0,0.45913221258325537,"FAIL",0,1,null,null,8.2934715382868944,null,954.54128125000011,"YES",1,null,7.4389999999999992,5.9600000000000009,6.2474711356919013,13.13,13.290000000000001,14.852837601175882,null,-12834.299599260205,null,-1684.9756325915948,null,0,null,0,null,954.54128125000011,null,0,0,null,"DRCgsd233"]
[76,"DRCgsd234",0.92666667103767397,1.1597444038945135,0,2233.27783203125,0,0,6.2473267601765752,17330.630859375,4748.1984613828854,0,0,null,19570.155488408589,4748.1984613828854,6981.476247747034,null,4142.762095500334,6883.9602161378853,0,0,17338.157274995327,0,null,11026.722516064274,17338.158203125,null,-8543.4335021021543,4045.2462226501384,12589.959741742114,null,0.63602699388420891,2.3222960467521832,0,1,0.56344581544615568,1.5794256189720441,0,1,3.6515234870943791,"PASS",1,null,"DRCgsd234",null,12589.959741742114,0,0.56344581544615568,"FAIL",0,1,null,null,2.9510082762501422,null,135.07778888888885,"YES",1,null,7.4389999999999992,5.9600000000000009,6.2474711356919013,13.13,13.290000000000001,14.852837601175882,null,-8598.2928181024727,null,-1128.8433598063343,null,0,null,0,null,135.07778888888885,null,0,0,null,"DRCgsd234"]
[77,"DRCgsd235",0.90906735658645643,0.54081342487120321,0,1041.4249267578125,0,0,2.9132610341682836,17330.630859375,2214.1857877665475,0,0,null,18374.968572044785,2214.1857877665475,3255.6107234928982,null,4061.4336524051942,6753.2195903011816,0,0,17334.140328337478,0,null,10814.653720812928,17334.140625,null,-7560.3153263540535,7559.043006288568,15119.954837233452,null,0.62391474274896541,4.8842575815291838,0,1,0.58855357486875937,3.321851004042089,0,1,7.8286748658453691,"PASS",1,null,"DRCgsd235",null,15119.954837233452,0,0.58855357486875937,"FAIL",0,1,null,null,1.3764227431006704,null,-106.20787046632128,"NO",0,null,7.4389999999999992,5.9600000000000009,6.2474711356919013,13.13,13.290000000000001,14.852837601175882,null,-7614.119573721282,null,-999.63428827067321,null,0,null,0,null,-106.20787046632128,null,-106.20787046632128,-0.50358979461478004,null,"DRCgsd235"]
[78,"DRCgsd236",0.95779220461845405,0.45184844319483491,0,870.1082763671875,0,0,2.4340232737798781,17330.630859375,1849.9474899354852,0,0,null,18203.172651607481,1849.9474899354852,2720.0557429849136,null,4278.597878824934,7115.1835260646558,0,0,17333.562933445442,0,null,11393.78095376863,17333.5625,null,-6809.392205247339,8673.725187465956,15483.615010064515,null,0.65734369720004593,6.1589753307895103,0,1,0.62592279127583472,4.1888041763408435,0,1,9.3697591927890276,"PASS",1,null,"DRCgsd236",null,15483.615010064515,0,0.62592279127583472,"FAIL",0,1,null,null,1.1500348478959903,null,-140.89021212121216,"NO",0,null,7.4389999999999992,5.9600000000000009,6.2474711356919013,13.13,13.290000000000001,14.852837601175882,null,-6866.0776826292713,null,-901.42617423222373,null,0,null,0,null,-140.89021212121216,null,-140.89021212121216,-0.79956856819968569,null,"DRCgsd236"]
[79,"DRCgsd237",0.86076554991304877,4.9941143721534385,0,0,0,0,26.902362499672321,17330.630859375,63541.163068431662,0,0,null,17357.532737783949,63541.163068431662,63541.163068431662,null,3865.5255544165493,6394.3983162663826,0,0,17363.042860223642,0,null,10259.924345017113,17363.04296875,null,-7097.608876857561,-53281.23872341455,-46178.120099681662,null,0.59109345860776674,0.16146894154215471,0,0,0.59109345860776674,0.16146894154215471,0,0,0.27325661241124272,"FAIL",0,null,"DRCgsd237",null,-46178.120099681662,46178.120099681662,0.16148294396362384,"FAIL",0,1,null,null,45.132029905135887,null,6892.8452153110047,"YES",1,null,7.4389999999999992,5.9600000000000009,6.2474711356919013,13.13,13.290000000000001,14.852837601175882,null,-7148.6532765840138,null,-1075.1659336888433,null,6945.2440469590983,null,6945.2440469590983,null,6892.8452153110047,null,6892.8452153110047,0.95594203715992032,null,"DRCgsd237"]
[80,"DRCgsd238",0.86076554991304877,4.9941143721534385,0,0,0,0,26.902362499672321,17330.630859375,63541.163068431662,0,0,null,17357.532737783949,63541.163068431662,63541.163068431662,null,3865.5255544165493,6394.3983162663826,0,0,17363.042860223642,0,null,10259.924345017113,17363.04296875,null,-7097.608876857561,-53281.23872341455,-46178.120099681662,null,0.59109345860776674,0.16146894154215471,0,0,0.59109345860776674,0.16146894154215471,0,0,0.27325661241124272,"FAIL",0,null,"DRCgsd238",null,-46178.120099681662,46178.120099681662,0.16148294396362384,"FAIL",0,1,null,null,45.132029905135887,null,6892.8452153110047,"YES",1,null,7.4389999999999992,5.9600000000000009,6.2474711356919013,13.13,13.290000000000001,14.852837601175882,null,-7148.6532765840138,null,-1075.1659336888433,null,6945.2440469590983,null,6945.2440469590983,null,6892.8452153110047,null,6892.8452153110047,0.95594203715992032,null,"DRCgsd238"]
[81,"DRCgsd239",0.86076554991304877,4.9941143721534385,0,0,0,0,26.902362499672321,17330.630859375,63541.163068431662,0,0,null,17357.532737783949,63541.163068431662,63541.163068431662,null,3865.5255544165493,6394.3983162663826,0,0,17363.042860223642,0,null,10259.924345017113,17363.04296875,null,-7097.608876857561,-53281.23872341455,-46178.120099681662,null,0.59109345860776674,0.16146894154215471,0,0,0.59109345860776674,0.16146894154215471,0,0,0.27325661241124272,"FAIL",0,null,"DRCgsd239",null,-46178.120099681662,46178.120099681662,0.16148294396362384,"FAIL",0,1,null,null,45.132029905135887,null,6892.8452153110047,"YES",1,null,7.4389999999999992,5.9600000000000009,6.2474711356919013,13.13,13.290000000000001,14.852837601175882,null,-7148.6532765840138,null,-1075.1659336888433,null,6945.2440469590983,null,6945.2440469590983,null,6892.8452153110047,null,6892.8452153110047,0.95594203715992032,null,"DRCgsd239"]
[82,"DRCgsd240",0.86076554991304877,4.9941143721534385,0,0,0,0,26.902362499672321,17330.630859375,63541.163068431662,0,0,null,17357.532737783949,63541.163068431662,63541.163068431662,null,3865.5255544165493,6394.3983162663826,0,0,17363.042860223642,0,null,10259.924345017113,17363.04296875,null,-7097.608876857561,-53281.23872341455,-46178.120099681662,null,0.59109345860776674,0.16146894154215471,0,0,0.59109345860776674,0.16146894154215471,0,0,0.27325661241124272,"FAIL",0,null,"DRCgsd240",null,-46178.120099681662,46178.120099681662,0.16148294396362384,"FAIL",0,1,null,null,45.132029905135887,null,6892.8452153110047,"YES",1,null,7.4389999999999992,5.9600000000000009,6.2474711356919013,13.13,13.290000000000001,14.852837601175882,null,-7148.6532765840138,null,-1075.1659336888433,null,6945.2440469590983,null,6945.2440469590983,null,6892.8452153110047,null,6892.8452153110047,0.95594203715992032,null,"DRCgsd240"]
[83,"DRCgsd241",1.2533239126205447,90.321199907546628,0,0,0,0,486.54345500510601,17330.630859375,457650.45269245264,0,0,null,17817.173830289375,457650.45269245264,457650.45269245264,null,5996.9678010366024,9310.6099766734114,0,0,17916.827309025375,0,null,15307.577344499583,17916.828125,null,-2509.5969698805238,-442342.87534795306,-439733.62456745264,null,0.85914730778297166,3.3448185737481359E-2,0,0,0.85914730778297166,3.3448185737481359E-2,0,0,3.9149591177265484E-2,"FAIL",0,null,"DRCgsd241",null,-439733.62456745264,439733.62456745264,3.3455470697261146E-2,"FAIL",0,1,null,null,198.67728200916829,null,32381.077367757764,"YES",1,null,7.4389999999999992,5.9600000000000009,6.2474711356919013,13.13,13.290000000000001,14.852837601175882,null,-2585.7540710969361,null,-266.53233637869943,null,45326.518732122393,null,45326.518732122393,null,32381.077367757764,null,32381.077367757764,0.98995299497137634,null,"DRCgsd241"]
[84,"DRCgsd242",1.2533239126205447,90.321199907546628,0,0,0,0,486.54345500510601,17330.630859375,457650.45269245264,0,0,null,17817.173830289375,457650.45269245264,457650.45269245264,null,5996.9678010366024,9310.6099766734114,0,0,17916.827309025375,0,null,15307.577344499583,17916.828125,null,-2509.5969698805238,-442342.87534795306,-439733.62456745264,null,0.85914730778297166,3.3448185737481359E-2,0,0,0.85914730778297166,3.3448185737481359E-2,0,0,3.9149591177265484E-2,"FAIL",0,null,"DRCgsd242",null,-439733.62456745264,439733.62456745264,3.3455470697261146E-2,"FAIL",0,1,null,null,198.67728200916829,null,32381.077367757764,"YES",1,null,7.4389999999999992,5.9600000000000009,6.2474711356919013,13.13,13.290000000000001,14.852837601175882,null,-2585.7540710969361,null,-266.53233637869943,null,45326.518732122393,null,45326.518732122393,null,32381.077367757764,null,32381.077367757764,0.98995299497137634,null,"DRCgsd242"]
[85,"DRCgsd243",1.2533239126205447,90.321199907546628,0,0,0,0,486.54345500510601,17330.630859375,457650.45269245264,0,0,null,17817.173830289375,457650.45269245264,457650.45269245264,null,5996.9678010366024,9310.6099766734114,0,0,17916.827309025375,0,null,15307.577344499583,17916.828125,null,-2509.5969698805238,-442342.87534795306,-439733.62456745264,null,0.85914730778297166,3.3448185737481359E-2,0,0,0.85914730778297166,3.3448185737481359E-2,0,0,3.9149591177265484E-2,"FAIL",0,null,"DRCgsd243",null,-439733.62456745264,439733.62456745264,3.3455470697261146E-2,"FAIL",0,1,null,null,198.67728200916829,null,32381.077367757764,"YES",1,null,7.4389999999999992,5.9600000000000009,6.2474711356919013,13.13,13.290000000000001,14.852837601175882,null,-2585.7540710969361,null,-266.53233637869943,null,45326.518732122393,null,45326.518732122393,null,32381.077367757764,null,32381.077367757764,0.98995299497137634,null,"DRCgsd243"]
[86,"DRCgsd244",1.2533239126205447,90.321199907546628,0,0,0,0,486.54345500510601,17330.630859375,457650.45269245264,0,0,null,17817.173830289375,457650.45269245264,457650.45269245264,null,5996.9678010366024,9310.6099766734114,0,0,17916.827309025375,0,null,15307.577344499583,17916.828125,null,-2509.5969698805238,-442342.87534795306,-439733.62456745264,null,0.85914730778297166,3.3448185737481359E-2,0,0,0.85914730778297166,3.3448185737481359E-2,0,0,3.9149591177265484E-2,"FAIL",0,null,"DRCgsd244",null,-439733.62456745264,439733.62456745264,3.3455470697261146E-2,"FAIL",0,1,null,null,198.67728200916829,null,32381.077367757764,"YES",1,null,7.4389999999999992,5.9600000000000009,6.2474711356919013,13.13,13.290000000000001,14.852837601175882,null,-2585.7540710969361,null,-266.53233637869943,null,45326.518732122393,null,45326.518732122393,null,32381.077367757764,null,32381.077367757764,0.98995299497137634,null,"DRCgsd244"]
[87,"DRIgsld301",0.93763289153575902,3.8341839964496194E-2,0,415.65744018554688,0,0,0.29975053036863658,16265.5703125,245.31189066703152,0,0,null,16681.527545106015,245.31189066703152,660.96934600389602,null,4186.75050023327,6965.4253513257936,0,0,16265.931484456096,0,null,11152.175822596508,16265.931640625,null,-5529.3516806194075,10491.206491743929,16020.619749957968,null,0.68561815503147039,45.461211815996549,0,1,0.66853445048401938,16.872455803980216,0,1,66.307147184737119,"PASS",1,null,"DRIgsld301",null,16020.619749957968,0,0.66853445048401938,"FAIL",0,1,null,null,0.21507708309019338,null,-335.33684604856091,"NO",0,null,6.8320000000000007,5.3630000000000004,5.5847964346769574,15.4,15.58,17.390432125820322,null,-5584.8351424233679,null,-1009.4851958958674,null,0,null,0,null,-335.33684604856091,null,-335.33684604856091,-9.2055621608212519,null,"DRIgsld301"]
[88,"DRIgsld302",0.9408962815999985,9.582745925662493E-3,0,103.88494110107422,0,0,7.4916414451289812E-2,16265.5703125,61.310606882751536,0,0,null,16369.530199213963,61.310606882751536,165.19555044347524,null,4201.1940874499041,6989.6682080876635,0,0,16265.660599979088,0,null,11190.862361607513,16265.66015625,null,-5178.6678084080122,11025.666813623688,16204.349549367249,null,0.68800605227231904,182.52734609214625,0,1,0.68363980183781292,67.743123214816947,0,1,265.29928479350946,"PASS",1,null,"DRIgsld302",null,16204.349549367249,0,0.68363980183781292,"FAIL",0,1,null,null,5.3754471453520081E-2,null,-362.65678971519014,"NO",0,null,6.8320000000000007,5.3630000000000004,5.5847964346769574,15.4,15.58,17.390432125820322,null,-5234.3437405553113,null,-946.13222800126539,null,0,null,0,null,-362.65678971519014,null,-362.65678971519014,-39.833441217756089,null,"DRIgsld302"]
[89,"DRIgsld303",0.95146282613277444,4.0249243273949948E-3,0,43.633529663085938,0,0,3.1466231222795987E-2,16265.5703125,25.751548665413239,0,0,null,16309.235335249296,25.751548665413239,69.38507844469521,null,4248.3496030965116,7068.1642568386442,0,0,16265.608250360739,0,null,11316.514040336411,16265.6083984375,null,-4992.7212680578978,11247.128962007911,16239.856849772086,null,0.69573288429658953,439.44984386649952,0,1,0.69387152900490923,163.09722944692959,0,1,631.63612448224319,"PASS",1,null,"DRIgsld303",null,16239.856849772086,0,0.69387152900490923,"FAIL",0,1,null,null,2.2577871810531634E-2,null,-367.93648922247087,"NO",0,null,6.8320000000000007,5.3630000000000004,5.5847964346769574,15.4,15.58,17.390432125820322,null,-5049.0223329351938,null,-912.63451272333248,null,0,null,0,null,-367.93648922247087,null,-367.93648922247087,-96.218178373636135,null,"DRIgsld303"]
[90,"DRIgsld304",0.95696210563182826,2.634200051190303E-3,0,28.556922912597656,0,0,2.0593765535836042E-2,16265.5703125,16.853666779117667,0,0,null,16294.147856031561,16.853666779117667,45.410589806354047,null,4272.8980048478488,7109.0169414900902,0,0,16265.595151004496,0,null,11381.914759711635,16265.5947265625,null,-4912.2330694664979,11336.50417001992,16248.741059783382,null,0.69975415128185114,675.33759323011293,0,1,0.69852777076993855,250.64450466249161,0,1,965.10717458328952,"PASS",1,null,"DRIgsld304",null,16248.741059783382,0,0.69852777076993855,"FAIL",0,1,null,null,1.4776589946798573E-2,null,-369.25761935948077,"NO",0,null,6.8320000000000007,5.3630000000000004,5.5847964346769574,15.4,15.58,17.390432125820322,null,-4968.8595110571014,null,-898.14470597282241,null,0,null,0,null,-369.25761935948077,null,-369.25761935948077,-147.54438381501726,null,"DRIgsld304"]
[91,"DRIgsld305",0.93763289153575902,3.8341839964496194E-2,0,415.65744018554688,0,0,0.29975053036863658,16265.5703125,245.31189066703152,0,0,null,16681.527545106015,245.31189066703152,660.96934600389602,null,4186.75050023327,6965.4253513257936,0,0,16265.931484456096,0,null,11152.175822596508,16265.931640625,null,-5529.3516806194075,10491.206491743929,16020.619749957968,null,0.68561815503147039,45.461211815996549,0,1,0.66853445048401938,16.872455803980216,0,1,66.307147184737119,"PASS",1,null,"DRIgsld305",null,16020.619749957968,0,0.66853445048401938,"FAIL",0,1,null,null,0.21507708309019338,null,-335.33684604856091,"NO",0,null,6.8320000000000007,5.3630000000000004,5.5847964346769574,15.4,15.58,17.390432125820322,null,-5584.8351424233679,null,-1009.4851958958674,null,0,null,0,null,-335.33684604856091,null,-335.33684604856091,-9.2055621608212519,null,"DRIgsld305"]
[92,"DRIgsld306",0.9408962815999985,9.582745925662493E-3,0,103.88494110107422,0,0,7.4916414451289812E-2,16265.5703125,61.310606882751536,0,0,null,16369.530199213963,61.310606882751536,165.19555044347524,null,4201.1940874499041,6989.6682080876635,0,0,16265.660599979088,0,null,11190.862361607513,16265.66015625,null,-5178.6678084080122,11025.666813623688,16204.349549367249,null,0.68800605227231904,182.52734609214625,0,1,0.68363980183781292,67.743123214816947,0,1,265.29928479350946,"PASS",1,null,"DRIgsld306",null,16204.349549367249,0,0.68363980183781292,"FAIL",0,1,null,null,5.3754471453520081E-2,null,-362.65678971519014,"NO",0,null,6.8320000000000007,5.3630000000000004,5.5847964346769574,15.4,15.58,17.390432125820322,null,-5234.3437405553113,null,-946.13222800126539,null,0,null,0,null,-362.65678971519014,null,-362.65678971519014,-39.833441217756089,null,"DRIgsld306"]
[93,"DRIgsld307",0.95146282613277444,4.0249243273949948E-3,0,43.633529663085938,0,0,3.1466231222795987E-2,16265.5703125,25.751548665413239,0,0,null,16309.235335249296,25.751548665413239,69.38507844469521,null,4248.3496030965116,7068.1642568386442,0,0,16265.608250360739,0,null,11316.514040336411,16265.6083984375,null,-4992.7212680578978,11247.128962007911,16239.856849772086,null,0.69573288429658953,439.44984386649952,0,1,0.69387152900490923,163.09722944692959,0,1,631.63612448224319,"PASS",1,null,"DRIgsld307",null,16239.856849772086,0,0.69387152900490923,"FAIL",0,1,null,null,2.2577871810531634E-2,null,-367.93648922247087,"NO",0,null,6.8320000000000007,5.3630000000000004,5.5847964346769574,15.4,15.58,17.390432125820322,null,-5049.0223329351938,null,-912.63451272333248,null,0,null,0,null,-367.93648922247087,null,-367.93648922247087,-96.218178373636135,null,"DRIgsld307"]
[94,"DRIgsld308",0.95696210563182826,2.634200051190303E-3,0,28.556922912597656,0,0,2.0593765535836042E-2,16265.5703125,16.853666779117667,0,0,null,16294.147856031561,16.853666779117667,45.410589806354047,null,4272.8980048478488,7109.0169414900902,0,0,16265.595151004496,0,null,11381.914759711635,16265.5947265625,null,-4912.2330694664979,11336.50417001992,16248.741059783382,null,0.69975415128185114,675.33759323011293,0,1,0.69852777076993855,250.64450466249161,0,1,965.10717458328952,"PASS",1,null,"DRIgsld308",null,16248.741059783382,0,0.69852777076993855,"FAIL",0,1,null,null,1.4776589946798573E-2,null,-369.25761935948077,"NO",0,null,6.8320000000000007,5.3630000000000004,5.5847964346769574,15.4,15.58,17.390432125820322,null,-4968.8595110571014,null,-898.14470597282241,null,0,null,0,null,-369.25761935948077,null,-369.25761935948077,-147.54438381501726,null,"DRIgsld308"]
[95,"DRIgsld309",0.93763289153575902,3.8341839964496194E-2,0,415.65744018554688,0,0,0.29975053036863658,16265.5703125,245.31189066703152,0,0,null,16681.527545106015,245.31189066703152,660.96934600389602,null,4186.75050023327,6965.4253513257936,0,0,16265.931484456096,0,null,11152.175822596508,16265.931640625,null,-5529.3516806194075,10491.206491743929,16020.619749957968,null,0.68561815503147039,45.461211815996549,0,1,0.66853445048401938,16.872455803980216,0,1,66.307147184737119,"PASS",1,null,"DRIgsld309",null,16020.619749957968,0,0.66853445048401938,"FAIL",0,1,null,null,0.21507708309019338,null,-335.33684604856091,"NO",0,null,6.8320000000000007,5.3630000000000004,5.5847964346769574,15.4,15.58,17.390432125820322,null,-5584.8351424233679,null,-1009.4851958958674,null,0,null,0,null,-335.33684604856091,null,-335.33684604856091,-9.2055621608212519,null,"DRIgsld309"]
[96,"DRIgsld310",0.9408962815999985,9.582745925662493E-3,0,103.88494110107422,0,0,7.4916414451289812E-2,16265.5703125,61.310606882751536,0,0,null,16369.530199213963,61.310606882751536,165.19555044347524,null,4201.1940874499041,6989.6682080876635,0,0,16265.660599979088,0,null,11190.862361607513,16265.66015625,null,-5178.6678084080122,11025.666813623688,16204.349549367249,null,0.68800605227231904,182.52734609214625,0,1,0.68363980183781292,67.743123214816947,0,1,265.29928479350946,"PASS",1,null,"DRIgsld310",null,16204.349549367249,0,0.68363980183781292,"FAIL",0,1,null,null,5.3754471453520081E-2,null,-362.65678971519014,"NO",0,null,6.8320000000000007,5.3630000000000004,5.5847964346769574,15.4,15.58,17.390432125820322,null,-5234.3437405553113,null,-946.13222800126539,null,0,null,0,null,-362.65678971519014,null,-362.65678971519014,-39.833441217756089,null,"DRIgsld310"]
[97,"DRIgsld311",0.95146282613277444,4.0249243273949948E-3,0,43.633529663085938,0,0,3.1466231222795987E-2,16265.5703125,25.751548665413239,0,0,null,16309.235335249296,25.751548665413239,69.38507844469521,null,4248.3496030965116,7068.1642568386442,0,0,16265.608250360739,0,null,11316.514040336411,16265.6083984375,null,-4992.7212680578978,11247.128962007911,16239.856849772086,null,0.69573288429658953,439.44984386649952,0,1,0.69387152900490923,163.09722944692959,0,1,631.63612448224319,"PASS",1,null,"DRIgsld311",null,16239.856849772086,0,0.69387152900490923,"FAIL",0,1,null,null,2.2577871810531634E-2,null,-367.93648922247087,"NO",0,null,6.8320000000000007,5.3630000000000004,5.5847964346769574,15.4,15.58,17.390432125820322,null,-5049.0223329351938,null,-912.63451272333248,null,0,null,0,null,-367.93648922247087,null,-367.93648922247087,-96.218178373636135,null,"DRIgsld311"]
[98,"DRIgsld312",0.95696210563182826,2.634200051190303E-3,0,28.556922912597656,0,0,2.0593765535836042E-2,16265.5703125,16.853666779117667,0,0,null,16294.147856031561,16.853666779117667,45.410589806354047,null,4272.8980048478488,7109.0169414900902,0,0,16265.595151004496,0,null,11381.914759711635,16265.5947265625,null,-4912.2330694664979,11336.50417001992,16248.741059783382,null,0.69975415128185114,675.33759323011293,0,1,0.69852777076993855,250.64450466249161,0,1,965.10717458328952,"PASS",1,null,"DRIgsld312",null,16248.741059783382,0,0.69852777076993855,"FAIL",0,1,null,null,1.4776589946798573E-2,null,-369.25761935948077,"NO",0,null,6.8320000000000007,5.3630000000000004,5.5847964346769574,15.4,15.58,17.390432125820322,null,-4968.8595110571014,null,-898.14470597282241,null,0,null,0,null,-369.25761935948077,null,-369.25761935948077,-147.54438381501726,null,"DRIgsld312"]
[99,"DRIgsld313",0.93763289153575902,3.8341839964496194E-2,0,415.65744018554688,0,0,0.29975053036863658,16265.5703125,245.31189066703152,0,0,null,16681.527545106015,245.31189066703152,660.96934600389602,null,4186.75050023327,6965.4253513257936,0,0,16265.931484456096,0,null,11152.175822596508,16265.931640625,null,-5529.3516806194075,10491.206491743929,16020.619749957968,null,0.68561815503147039,45.461211815996549,0,1,0.66853445048401938,16.872455803980216,0,1,66.307147184737119,"PASS",1,null,"DRIgsld313",null,16020.619749957968,0,0.66853445048401938,"FAIL",0,1,null,null,0.21507708309019338,null,-335.33684604856091,"NO",0,null,6.8320000000000007,5.3630000000000004,5.5847964346769574,15.4,15.58,17.390432125820322,null,-5584.8351424233679,null,-1009.4851958958674,null,0,null,0,null,-335.33684604856091,null,-335.33684604856091,-9.2055621608212519,null,"DRIgsld313"]
[100,"DRIgsld314",0.9408962815999985,9.582745925662493E-3,0,103.88494110107422,0,0,7.4916414451289812E-2,16265.5703125,61.310606882751536,0,0,null,16369.530199213963,61.310606882751536,165.19555044347524,null,4201.1940874499041,6989.6682080876635,0,0,16265.660599979088,0,null,11190.862361607513,16265.66015625,null,-5178.6678084080122,11025.666813623688,16204.349549367249,null,0.68800605227231904,182.52734609214625,0,1,0.68363980183781292,67.743123214816947,0,1,265.29928479350946,"PASS",1,null,"DRIgsld314",null,16204.349549367249,0,0.68363980183781292,"FAIL",0,1,null,null,5.3754471453520081E-2,null,-362.65678971519014,"NO",0,null,6.8320000000000007,5.3630000000000004,5.5847964346769574,15.4,15.58,17.390432125820322,null,-5234.3437405553113,null,-946.13222800126539,null,0,null,0,null,-362.65678971519014,null,-362.65678971519014,-39.833441217756089,null,"DRIgsld314"]
[101,"DRIgsld315",0.95146282613277444,4.0249243273949948E-3,0,43.633529663085938,0,0,3.1466231222795987E-2,16265.5703125,25.751548665413239,0,0,null,16309.235335249296,25.751548665413239,69.38507844469521,null,4248.3496030965116,7068.1642568386442,0,0,16265.608250360739,0,null,11316.514040336411,16265.6083984375,null,-4992.7212680578978,11247.128962007911,16239.856849772086,null,0.69573288429658953,439.44984386649952,0,1,0.69387152900490923,163.09722944692959,0,1,631.63612448224319,"PASS",1,null,"DRIgsld315",null,16239.856849772086,0,0.69387152900490923,"FAIL",0,1,null,null,2.2577871810531634E-2,null,-367.93648922247087,"NO",0,null,6.8320000000000007,5.3630000000000004,5.5847964346769574,15.4,15.58,17.390432125820322,null,-5049.0223329351938,null,-912.63451272333248,null,0,null,0,null,-367.93648922247087,null,-367.93648922247087,-96.218178373636135,null,"DRIgsld315"]
[102,"DRIgsld316",0.95696210563182826,2.634200051190303E-3,0,28.556922912597656,0,0,2.0593765535836042E-2,16265.5703125,16.853666779117667,0,0,null,16294.147856031561,16.853666779117667,45.410589806354047,null,4272.8980048478488,7109.0169414900902,0,0,16265.595151004496,0,null,11381.914759711635,16265.5947265625,null,-4912.2330694664979,11336.50417001992,16248.741059783382,null,0.69975415128185114,675.33759323011293,0,1,0.69852777076993855,250.64450466249161,0,1,965.10717458328952,"PASS",1,null,"DRIgsld316",null,16248.741059783382,0,0.69852777076993855,"FAIL",0,1,null,null,1.4776589946798573E-2,null,-369.25761935948077,"NO",0,null,6.8320000000000007,5.3630000000000004,5.5847964346769574,15.4,15.58,17.390432125820322,null,-4968.8595110571014,null,-898.14470597282241,null,0,null,0,null,-369.25761935948077,null,-369.25761935948077,-147.54438381501726,null,"DRIgsld316"]
[]
[null,null,null,null,null,null,null,null,null,null,null,null,null,null,null,null,null,null,null,null,null,null,null,null,null,null,null,null,null,null,null,null,null,null,60,24,null,null,68,31,null,null,null,null,null,null,null,null,null,null,78]